[79 empty] | WLDFR | HFTD - Distribution - Tier 3 - 5QU CoRE ¦ 5QU LoRE | Red Flag Warning - Catastrophic Fires | 2029 | 7.7283e-10 | 7.7283e-10 | 15317.9909 | 247.273 | 9287.6491 | 5783.0689 | 0 | 0 | 7.9666e-07 | 1.1838e-05 | 0 | 1.1838e-05 | 1.1838e-05 | 0 | 1.1838e-05 | 0 | 1.0004e-05 | 2.1928e-05 | 0 | 2.1928e-05 | [17 empty] | 7.3.3.17.5 (Remote Grid) Updates to grid topology to minimize risk of ignition in HFTDs Remote GridWLDFREquipment / facility failureAggregated | WLDFR | HFTD - Distribution - Tier 2 - 3QU CoRE ¦ 3QU LoRE | Red Flag Warning - Large Fires | Equipment / facility failure | Aggregated | 2029 | 1.4008e-05 | 791.1875 | 0.011083 | 2029 | Mitigation | 0.95 | 45 | 0 | esc | 0.00097009 | 1.3589e-08 | 0.00097009 | 1.3589e-08
[79 empty] | WLDFR | HFTD - Distribution - Tier 3 - 5QU CoRE ¦ 5QU LoRE | Red Flag Warning - Catastrophic Fires | 2030 | 7.7283e-10 | 7.7283e-10 | 15317.9909 | 247.273 | 9287.6491 | 5783.0689 | 0 | 0 | 7.9666e-07 | 1.1838e-05 | 0 | 1.1838e-05 | 1.1838e-05 | 0 | 1.1838e-05 | 0 | 1.0492e-05 | 2.3e-05 | 0 | 2.3e-05 | [17 empty] | 7.3.3.17.5 (Remote Grid) Updates to grid topology to minimize risk of ignition in HFTDs Remote GridWLDFREquipment / facility failureAggregated | WLDFR | HFTD - Distribution - Tier 2 - 3QU CoRE ¦ 3QU LoRE | Red Flag Warning - Large Fires | Equipment / facility failure | Aggregated | 2030 | 1.4008e-05 | 791.1875 | 0.011083 | 2030 | Mitigation | 0.95 | 45 | 0 | esc | 0.00097009 | 1.3589e-08 | 0.00097009 | 1.3589e-08
[79 empty] | WLDFR | HFTD - Distribution - Tier 3 - 5QU CoRE ¦ 5QU LoRE | Red Flag Warning - Catastrophic Fires | 2031 | 7.7283e-10 | 7.7283e-10 | 15317.9909 | 247.273 | 9287.6491 | 5783.0689 | 0 | 0 | 7.9666e-07 | 1.1838e-05 | 0 | 1.1838e-05 | 1.1838e-05 | 0 | 1.1838e-05 | 0 | 1.0492e-05 | 2.3e-05 | 0 | 2.3e-05 | [17 empty] | 7.3.3.17.5 (Remote Grid) Updates to grid topology to minimize risk of ignition in HFTDs Remote GridWLDFREquipment / facility failureAggregated | WLDFR | HFTD - Distribution - Tier 2 - 3QU CoRE ¦ 3QU LoRE | Red Flag Warning - Large Fires | Equipment / facility failure | Aggregated | 2031 | 1.4008e-05 | 791.1875 | 0.011083 | 2031 | Mitigation | 0.95 | 45 | 0 | esc | 0.00097009 | 1.3589e-08 | 0.00097009 | 1.3589e-08
[79 empty] | WLDFR | HFTD - Distribution - Tier 3 - 5QU CoRE ¦ 5QU LoRE | Red Flag Warning - Catastrophic Fires | 2032 | 7.7283e-10 | 7.7283e-10 | 15317.9909 | 247.273 | 9287.6491 | 5783.0689 | 0 | 0 | 7.9666e-07 | 1.1838e-05 | 0 | 1.1838e-05 | 1.1838e-05 | 0 | 1.1838e-05 | 0 | 1.0492e-05 | 2.3e-05 | 0 | 2.3e-05 | [17 empty] | 7.3.3.17.5 (Remote Grid) Updates to grid topology to minimize risk of ignition in HFTDs Remote GridWLDFREquipment / facility failureAggregated | WLDFR | HFTD - Distribution - Tier 2 - 3QU CoRE ¦ 3QU LoRE | Red Flag Warning - Large Fires | Equipment / facility failure | Aggregated | 2032 | 1.4008e-05 | 791.1875 | 0.011083 | 2032 | Mitigation | 0.95 | 45 | 0 | esc | 0.00097009 | 1.3589e-08 | 0.00097009 | 1.3589e-08
[79 empty] | WLDFR | HFTD - Distribution - Tier 3 - 5QU CoRE ¦ 5QU LoRE | Red Flag Warning - Catastrophic Fires | 2033 | 7.7283e-10 | 7.7283e-10 | 16044.1264 | 263.1074 | 9721.74 | 6059.2791 | 0 | 0 | 7.9666e-07 | 1.2399e-05 | 0 | 1.2399e-05 | 1.2399e-05 | 0 | 1.2399e-05 | 0 | 1.0492e-05 | 2.3e-05 | 0 | 2.3e-05 | [17 empty] | 7.3.3.17.5 (Remote Grid) Updates to grid topology to minimize risk of ignition in HFTDs Remote GridWLDFREquipment / facility failureAggregated | WLDFR | HFTD - Distribution - Tier 2 - 3QU CoRE ¦ 3QU LoRE | Red Flag Warning - Large Fires | Equipment / facility failure | Aggregated | 2033 | 1.4008e-05 | 791.1875 | 0.011083 | 2033 | Mitigation | 0.95 | 45 | 0 | esc | 0.00097009 | 1.3589e-08 | 0.00097009 | 1.3589e-08
[79 empty] | WLDFR | HFTD - Distribution - Tier 3 - 5QU CoRE ¦ 5QU LoRE | Red Flag Warning - Catastrophic Fires | 2034 | 7.7283e-10 | 7.7283e-10 | 16044.1264 | 263.1074 | 9721.74 | 6059.2791 | 0 | 0 | 7.9666e-07 | 1.2399e-05 | 0 | 1.2399e-05 | 1.2399e-05 | 0 | 1.2399e-05 | 0 | 1.0492e-05 | 2.3e-05 | 0 | 2.3e-05 | [17 empty] | 7.3.3.17.5 (Remote Grid) Updates to grid topology to minimize risk of ignition in HFTDs Remote GridWLDFREquipment / facility failureAggregated | WLDFR | HFTD - Distribution - Tier 2 - 3QU CoRE ¦ 3QU LoRE | Red Flag Warning - Large Fires | Equipment / facility failure | Aggregated | 2034 | 1.4008e-05 | 791.1875 | 0.011083 | 2034 | Mitigation | 0.95 | 45 | 0 | esc | 0.00097009 | 1.3589e-08 | 0.00097009 | 1.3589e-08
[79 empty] | WLDFR | HFTD - Distribution - Tier 3 - 5QU CoRE ¦ 5QU LoRE | Red Flag Warning - Catastrophic Fires | 2035 | 7.7283e-10 | 7.7283e-10 | 16044.1264 | 263.1074 | 9721.74 | 6059.2791 | 0 | 0 | 7.9666e-07 | 1.2399e-05 | 0 | 1.2399e-05 | 1.2399e-05 | 0 | 1.2399e-05 | 0 | 1.1013e-05 | 2.414e-05 | 0 | 2.414e-05 | [17 empty] | 7.3.3.17.5 (Remote Grid) Updates to grid topology to minimize risk of ignition in HFTDs Remote GridWLDFREquipment / facility failureAggregated | WLDFR | HFTD - Distribution - Tier 2 - 3QU CoRE ¦ 3QU LoRE | Red Flag Warning - Large Fires | Equipment / facility failure | Aggregated | 2035 | 1.4008e-05 | 791.1875 | 0.011083 | 2035 | Mitigation | 0.95 | 45 | 0 | esc | 0.00097009 | 1.3589e-08 | 0.00097009 | 1.3589e-08
[79 empty] | WLDFR | HFTD - Distribution - Tier 3 - 5QU CoRE ¦ 5QU LoRE | Red Flag Warning - Catastrophic Fires | 2036 | 7.7283e-10 | 7.7283e-10 | 16044.1264 | 263.1074 | 9721.74 | 6059.2791 | 0 | 0 | 7.9666e-07 | 1.2399e-05 | 0 | 1.2399e-05 | 1.2399e-05 | 0 | 1.2399e-05 | 0 | 1.1013e-05 | 2.414e-05 | 0 | 2.414e-05 | [17 empty] | 7.3.3.17.5 (Remote Grid) Updates to grid topology to minimize risk of ignition in HFTDs Remote GridWLDFREquipment / facility failureAggregated | WLDFR | HFTD - Distribution - Tier 2 - 3QU CoRE ¦ 3QU LoRE | Red Flag Warning - Large Fires | Equipment / facility failure | Aggregated | 2036 | 1.4008e-05 | 791.1875 | 0.011083 | 2036 | Mitigation | 0.95 | 45 | 0 | esc | 0.00097009 | 1.3589e-08 | 0.00097009 | 1.3589e-08
[79 empty] | WLDFR | HFTD - Distribution - Tier 3 - 5QU CoRE ¦ 5QU LoRE | Red Flag Warning - Catastrophic Fires | 2037 | 7.7283e-10 | 7.7283e-10 | 16044.1264 | 263.1074 | 9721.74 | 6059.2791 | 0 | 0 | 7.9666e-07 | 1.2399e-05 | 0 | 1.2399e-05 | 1.2399e-05 | 0 | 1.2399e-05 | 0 | 1.1013e-05 | 2.414e-05 | 0 | 2.414e-05 | [17 empty] | 7.3.3.17.5 (Remote Grid) Updates to grid topology to minimize risk of ignition in HFTDs Remote GridWLDFREquipment / facility failureAggregated | WLDFR | HFTD - Distribution - Tier 2 - 3QU CoRE ¦ 3QU LoRE | Red Flag Warning - Large Fires | Equipment / facility failure | Aggregated | 2037 | 1.4008e-05 | 791.1875 | 0.011083 | 2037 | Mitigation | 0.95 | 45 | 0 | esc | 0.00097009 | 1.3589e-08 | 0.00097009 | 1.3589e-08
[79 empty] | WLDFR | HFTD - Distribution - Tier 3 - 5QU CoRE ¦ 5QU LoRE | Red Flag Warning - Catastrophic Fires | 2038 | 7.7283e-10 | 7.7283e-10 | 16832.3912 | 280.5544 | 10192.2718 | 6359.5651 | 0 | 0 | 7.9666e-07 | 1.3009e-05 | 0 | 1.3009e-05 | 1.3009e-05 | 0 | 1.3009e-05 | 0 | 1.1013e-05 | 2.414e-05 | 0 | 2.414e-05 | [17 empty] | 7.3.3.17.5 (Remote Grid) Updates to grid topology to minimize risk of ignition in HFTDs Remote GridWLDFREquipment / facility failureAggregated | WLDFR | HFTD - Distribution - Tier 2 - 3QU CoRE ¦ 3QU LoRE | Red Flag Warning - Large Fires | Equipment / facility failure | Aggregated | 2038 | 1.4008e-05 | 791.1875 | 0.011083 | 2038 | Mitigation | 0.95 | 45 | 0 | esc | 0.00097009 | 1.3589e-08 | 0.00097009 | 1.3589e-08
[79 empty] | WLDFR | HFTD - Distribution - Tier 3 - 5QU CoRE ¦ 5QU LoRE | Red Flag Warning - Catastrophic Fires | 2039 | 7.7283e-10 | 7.7283e-10 | 16832.3912 | 280.5544 | 10192.2718 | 6359.5651 | 0 | 0 | 7.9666e-07 | 1.3009e-05 | 0 | 1.3009e-05 | 1.3009e-05 | 0 | 1.3009e-05 | 0 | 1.1013e-05 | 2.414e-05 | 0 | 2.414e-05 | [17 empty] | 7.3.3.17.5 (Remote Grid) Updates to grid topology to minimize risk of ignition in HFTDs Remote GridWLDFREquipment / facility failureAggregated | WLDFR | HFTD - Distribution - Tier 2 - 3QU CoRE ¦ 3QU LoRE | Red Flag Warning - Large Fires | Equipment / facility failure | Aggregated | 2039 | 1.4008e-05 | 791.1875 | 0.011083 | 2039 | Mitigation | 0.95 | 45 | 0 | esc | 0.00097009 | 1.3589e-08 | 0.00097009 | 1.3589e-08
[79 empty] | WLDFR | HFTD - Distribution - Tier 3 - 5QU CoRE ¦ 5QU LoRE | Red Flag Warning - Catastrophic Fires | 2040 | 7.7283e-10 | 7.7283e-10 | 16832.3912 | 280.5544 | 10192.2718 | 6359.5651 | 0 | 0 | 7.9666e-07 | 1.3009e-05 | 0 | 1.3009e-05 | 1.3009e-05 | 0 | 1.3009e-05 | 0 | 1.1558e-05 | 2.5335e-05 | 0 | 2.5335e-05 | [17 empty] | 7.3.3.17.5 (Remote Grid) Updates to grid topology to minimize risk of ignition in HFTDs Remote GridWLDFREquipment / facility failureAggregated | WLDFR | HFTD - Distribution - Tier 2 - 3QU CoRE ¦ 3QU LoRE | Red Flag Warning - Large Fires | Equipment / facility failure | Aggregated | 2040 | 1.4008e-05 | 791.1875 | 0.011083 | 2040 | Mitigation | 0.95 | 45 | 0 | esc | 0.00097009 | 1.3589e-08 | 0.00097009 | 1.3589e-08
[79 empty] | WLDFR | HFTD - Distribution - Tier 3 - 5QU CoRE ¦ 5QU LoRE | Red Flag Warning - Catastrophic Fires | 2041 | 7.7283e-10 | 7.7283e-10 | 16832.3912 | 280.5544 | 10192.2718 | 6359.5651 | 0 | 0 | 7.9666e-07 | 1.3009e-05 | 0 | 1.3009e-05 | 1.3009e-05 | 0 | 1.3009e-05 | 0 | 1.1558e-05 | 2.5335e-05 | 0 | 2.5335e-05 | [17 empty] | 7.3.3.17.5 (Remote Grid) Updates to grid topology to minimize risk of ignition in HFTDs Remote GridWLDFREquipment / facility failureAggregated | WLDFR | HFTD - Distribution - Tier 2 - 3QU CoRE ¦ 3QU LoRE | Red Flag Warning - Large Fires | Equipment / facility failure | Aggregated | 2041 | 1.4008e-05 | 791.1875 | 0.011083 | 2041 | Mitigation | 0.95 | 45 | 0 | esc | 0.00097009 | 1.3589e-08 | 0.00097009 | 1.3589e-08
[79 empty] | WLDFR | HFTD - Distribution - Tier 3 - 5QU CoRE ¦ 5QU LoRE | Red Flag Warning - Catastrophic Fires | 2042 | 7.7283e-10 | 7.7283e-10 | 16832.3912 | 280.5544 | 10192.2718 | 6359.5651 | 0 | 0 | 7.9666e-07 | 1.3009e-05 | 0 | 1.3009e-05 | 1.3009e-05 | 0 | 1.3009e-05 | 0 | 1.1558e-05 | 2.5335e-05 | 0 | 2.5335e-05 | [17 empty] | 7.3.3.17.5 (Remote Grid) Updates to grid topology to minimize risk of ignition in HFTDs Remote GridWLDFREquipment / facility failureAggregated | WLDFR | HFTD - Distribution - Tier 2 - 3QU CoRE ¦ 3QU LoRE | Red Flag Warning - Large Fires | Equipment / facility failure | Aggregated | 2042 | 1.4008e-05 | 791.1875 | 0.011083 | 2042 | Mitigation | 0.95 | 45 | 0 | esc | 0.00097009 | 1.3589e-08 | 0.00097009 | 1.3589e-08
[79 empty] | WLDFR | HFTD - Distribution - Tier 3 - 5QU CoRE ¦ 5QU LoRE | Red Flag Warning - Catastrophic Fires | 2043 | 7.7283e-10 | 7.7283e-10 | 17672.0852 | 299.42 | 10692.7362 | 6679.929 | 0 | 0 | 7.9666e-07 | 1.3658e-05 | 0 | 1.3658e-05 | 1.3658e-05 | 0 | 1.3658e-05 | 0 | 1.1558e-05 | 2.5335e-05 | 0 | 2.5335e-05 | [17 empty] | 7.3.3.17.5 (Remote Grid) Updates to grid topology to minimize risk of ignition in HFTDs Remote GridWLDFREquipment / facility failureAggregated | WLDFR | HFTD - Distribution - Tier 2 - 3QU CoRE ¦ 3QU LoRE | Red Flag Warning - Large Fires | Equipment / facility failure | Aggregated | 2043 | 1.4008e-05 | 791.1875 | 0.011083 | 2043 | Mitigation | 0.95 | 45 | 0 | esc | 0.00097009 | 1.3589e-08 | 0.00097009 | 1.3589e-08
[79 empty] | WLDFR | HFTD - Distribution - Tier 3 - 5QU CoRE ¦ 5QU LoRE | Red Flag Warning - Catastrophic Fires | 2044 | 7.7283e-10 | 7.7283e-10 | 17672.0852 | 299.42 | 10692.7362 | 6679.929 | 0 | 0 | 7.9666e-07 | 1.3658e-05 | 0 | 1.3658e-05 | 1.3658e-05 | 0 | 1.3658e-05 | 0 | 1.1558e-05 | 2.5335e-05 | 0 | 2.5335e-05 | [17 empty] | 7.3.3.17.5 (Remote Grid) Updates to grid topology to minimize risk of ignition in HFTDs Remote GridWLDFREquipment / facility failureAggregated | WLDFR | HFTD - Distribution - Tier 2 - 3QU CoRE ¦ 3QU LoRE | Red Flag Warning - Large Fires | Equipment / facility failure | Aggregated | 2044 | 1.4008e-05 | 791.1875 | 0.011083 | 2044 | Mitigation | 0.95 | 45 | 0 | esc | 0.00097009 | 1.3589e-08 | 0.00097009 | 1.3589e-08
[79 empty] | WLDFR | HFTD - Distribution - Tier 3 - 5QU CoRE ¦ 5QU LoRE | Red Flag Warning - Catastrophic Fires | 2045 | 7.7283e-10 | 7.7283e-10 | 17672.0852 | 299.42 | 10692.7362 | 6679.929 | 0 | 0 | 7.9666e-07 | 1.3658e-05 | 0 | 1.3658e-05 | 1.3658e-05 | 0 | 1.3658e-05 | 0 | 1.212e-05 | 2.6568e-05 | 0 | 2.6568e-05 | [17 empty] | 7.3.3.17.5 (Remote Grid) Updates to grid topology to minimize risk of ignition in HFTDs Remote GridWLDFREquipment / facility failureAggregated | WLDFR | HFTD - Distribution - Tier 2 - 3QU CoRE ¦ 3QU LoRE | Red Flag Warning - Large Fires | Equipment / facility failure | Aggregated | 2045 | 1.4008e-05 | 791.1875 | 0.011083 | 2045 | Mitigation | 0.95 | 45 | 0 | esc | 0.00097009 | 1.3589e-08 | 0.00097009 | 1.3589e-08
[79 empty] | WLDFR | HFTD - Distribution - Tier 3 - 5QU CoRE ¦ 5QU LoRE | Red Flag Warning - Catastrophic Fires | 2046 | 7.7283e-10 | 7.7283e-10 | 17672.0852 | 299.42 | 10692.7362 | 6679.929 | 0 | 0 | 7.9666e-07 | 1.3658e-05 | 0 | 1.3658e-05 | 1.3658e-05 | 0 | 1.3658e-05 | 0 | 1.212e-05 | 2.6568e-05 | 0 | 2.6568e-05 | [17 empty] | 7.3.3.17.5 (Remote Grid) Updates to grid topology to minimize risk of ignition in HFTDs Remote GridWLDFREquipment / facility failureAggregated | WLDFR | HFTD - Distribution - Tier 2 - 3QU CoRE ¦ 3QU LoRE | Red Flag Warning - Large Fires | Equipment / facility failure | Aggregated | 2046 | 1.4008e-05 | 791.1875 | 0.011083 | 2046 | Mitigation | 0.95 | 45 | 0 | esc | 0.00097009 | 1.3589e-08 | 0.00097009 | 1.3589e-08
[79 empty] | WLDFR | HFTD - Distribution - Tier 3 - 5QU CoRE ¦ 5QU LoRE | Red Flag Warning - Catastrophic Fires | 2047 | 7.7283e-10 | 7.7283e-10 | 17672.0852 | 299.42 | 10692.7362 | 6679.929 | 0 | 0 | 7.9666e-07 | 1.3658e-05 | 0 | 1.3658e-05 | 1.3658e-05 | 0 | 1.3658e-05 | 0 | 1.212e-05 | 2.6568e-05 | 0 | 2.6568e-05 | [17 empty] | 7.3.3.17.5 (Remote Grid) Updates to grid topology to minimize risk of ignition in HFTDs Remote GridWLDFREquipment / facility failureAggregated | WLDFR | HFTD - Distribution - Tier 2 - 3QU CoRE ¦ 3QU LoRE | Red Flag Warning - Large Fires | Equipment / facility failure | Aggregated | 2047 | 1.4008e-05 | 791.1875 | 0.011083 | 2047 | Mitigation | 0.95 | 45 | 0 | esc | 0.00097009 | 1.3589e-08 | 0.00097009 | 1.3589e-08
[79 empty] | WLDFR | HFTD - Distribution - Tier 3 - 5QU CoRE ¦ 5QU LoRE | Red Flag Warning - Catastrophic Fires | 2048 | 7.7283e-10 | 7.7283e-10 | 18552.3348 | 319.4911 | 11216.5626 | 7016.281 | 0 | 0 | 7.9666e-07 | 1.4338e-05 | 0 | 1.4338e-05 | 1.4338e-05 | 0 | 1.4338e-05 | 0 | 1.212e-05 | 2.6568e-05 | 0 | 2.6568e-05 | [17 empty] | 7.3.3.17.5 (Remote Grid) Updates to grid topology to minimize risk of ignition in HFTDs Remote GridWLDFREquipment / facility failureAggregated | WLDFR | HFTD - Distribution - Tier 2 - 3QU CoRE ¦ 3QU LoRE | Red Flag Warning - Large Fires | Equipment / facility failure | Aggregated | 2048 | 1.4008e-05 | 791.1875 | 0.011083 | 2048 | Mitigation | 0.95 | 45 | 0 | esc | 0.00097009 | 1.3589e-08 | 0.00097009 | 1.3589e-08
[79 empty] | WLDFR | HFTD - Distribution - Tier 3 - 5QU CoRE ¦ 5QU LoRE | Red Flag Warning - Catastrophic Fires | 2049 | 7.7283e-10 | 7.7283e-10 | 18552.3348 | 319.4911 | 11216.5626 | 7016.281 | 0 | 0 | 7.9666e-07 | 1.4338e-05 | 0 | 1.4338e-05 | 1.4338e-05 | 0 | 1.4338e-05 | 0 | 1.212e-05 | 2.6568e-05 | 0 | 2.6568e-05 | [17 empty] | 7.3.3.17.5 (Remote Grid) Updates to grid topology to minimize risk of ignition in HFTDs Remote GridWLDFREquipment / facility failureAggregated | WLDFR | HFTD - Distribution - Tier 2 - 3QU CoRE ¦ 3QU LoRE | Red Flag Warning - Large Fires | Equipment / facility failure | Aggregated | 2049 | 1.4008e-05 | 791.1875 | 0.011083 | 2049 | Mitigation | 0.95 | 45 | 0 | esc | 0.00097009 | 1.3589e-08 | 0.00097009 | 1.3589e-08
[79 empty] | WLDFR | HFTD - Distribution - Tier 3 - 5QU CoRE ¦ 5QU LoRE | Red Flag Warning - Catastrophic Fires | 2050 | 7.7283e-10 | 7.7283e-10 | 18552.3348 | 319.4911 | 11216.5626 | 7016.281 | 0 | 0 | 7.9666e-07 | 1.4338e-05 | 0 | 1.4338e-05 | 1.4338e-05 | 0 | 1.4338e-05 | 0 | 1.2694e-05 | 2.7825e-05 | 0 | 2.7825e-05 | [17 empty] | 7.3.3.17.5 (Remote Grid) Updates to grid topology to minimize risk of ignition in HFTDs Remote GridWLDFREquipment / facility failureAggregated | WLDFR | HFTD - Distribution - Tier 2 - 3QU CoRE ¦ 3QU LoRE | Red Flag Warning - Large Fires | Equipment / facility failure | Aggregated | 2050 | 1.4008e-05 | 791.1875 | 0.011083 | 2050 | Mitigation | 0.95 | 45 | 0 | esc | 0.00097009 | 1.3589e-08 | 0.00097009 | 1.3589e-08
[79 empty] | WLDFR | HFTD - Distribution - Tier 3 - 5QU CoRE ¦ 5QU LoRE | Red Flag Warning - Catastrophic Fires | 2051 | 7.7283e-10 | 7.7283e-10 | 18552.3348 | 319.4911 | 11216.5626 | 7016.281 | 0 | 0 | 7.9666e-07 | 1.4338e-05 | 0 | 1.4338e-05 | 1.4338e-05 | 0 | 1.4338e-05 | 0 | 1.2694e-05 | 2.7825e-05 | 0 | 2.7825e-05 | [17 empty] | 7.3.3.17.5 (Remote Grid) Updates to grid topology to minimize risk of ignition in HFTDs Remote GridWLDFREquipment / facility failureAggregated | WLDFR | HFTD - Distribution - Tier 2 - 3QU CoRE ¦ 3QU LoRE | Red Flag Warning - Large Fires | Equipment / facility failure | Aggregated | 2051 | 1.4008e-05 | 791.1875 | 0.011083 | 2051 | Mitigation | 0.95 | 45 | 0 | esc | 0.00097009 | 1.3589e-08 | 0.00097009 | 1.3589e-08
[79 empty] | WLDFR | HFTD - Distribution - Tier 3 - 5QU CoRE ¦ 5QU LoRE | Red Flag Warning - Catastrophic Fires | 2052 | 7.7283e-10 | 7.7283e-10 | 18552.3348 | 319.4911 | 11216.5626 | 7016.281 | 0 | 0 | 7.9666e-07 | 1.4338e-05 | 0 | 1.4338e-05 | 1.4338e-05 | 0 | 1.4338e-05 | 0 | 1.2694e-05 | 2.7825e-05 | 0 | 2.7825e-05 | [17 empty] | 7.3.3.17.5 (Remote Grid) Updates to grid topology to minimize risk of ignition in HFTDs Remote GridWLDFREquipment / facility failureAggregated | WLDFR | HFTD - Distribution - Tier 2 - 3QU CoRE ¦ 3QU LoRE | Red Flag Warning - Large Fires | Equipment / facility failure | Aggregated | 2052 | 1.4008e-05 | 791.1875 | 0.011083 | 2052 | Mitigation | 0.95 | 45 | 0 | esc | 0.00097009 | 1.3589e-08 | 0.00097009 | 1.3589e-08
[79 empty] | WLDFR | HFTD - Distribution - Tier 3 - 5QU CoRE ¦ 5QU LoRE | Red Flag Warning - Catastrophic Fires | 2053 | 7.7283e-10 | 7.7283e-10 | 19462.1283 | 340.5356 | 11757.1413 | 7364.4514 | 0 | 0 | 7.9666e-07 | 1.5041e-05 | 0 | 1.5041e-05 | 1.5041e-05 | 0 | 1.5041e-05 | 0 | 1.2694e-05 | 2.7825e-05 | 0 | 2.7825e-05 | [17 empty] | 7.3.3.17.5 (Remote Grid) Updates to grid topology to minimize risk of ignition in HFTDs Remote GridWLDFREquipment / facility failureAggregated | WLDFR | HFTD - Distribution - Tier 2 - 3QU CoRE ¦ 3QU LoRE | Red Flag Warning - Large Fires | Equipment / facility failure | Aggregated | 2053 | 1.4008e-05 | 791.1875 | 0.011083 | 2053 | Mitigation | 0.95 | 45 | 0 | esc | 0.00097009 | 1.3589e-08 | 0.00097009 | 1.3589e-08
[79 empty] | WLDFR | HFTD - Distribution - Tier 3 - 5QU CoRE ¦ 5QU LoRE | Red Flag Warning - Catastrophic Fires | 2054 | 7.7283e-10 | 7.7283e-10 | 19462.1283 | 340.5356 | 11757.1413 | 7364.4514 | 0 | 0 | 7.9666e-07 | 1.5041e-05 | 0 | 1.5041e-05 | 1.5041e-05 | 0 | 1.5041e-05 | 0 | 1.2694e-05 | 2.7825e-05 | 0 | 2.7825e-05 | [17 empty] | 7.3.3.17.5 (Remote Grid) Updates to grid topology to minimize risk of ignition in HFTDs Remote GridWLDFREquipment / facility failureAggregated | WLDFR | HFTD - Distribution - Tier 2 - 3QU CoRE ¦ 3QU LoRE | Red Flag Warning - Large Fires | Equipment / facility failure | Aggregated | 2054 | 1.4008e-05 | 791.1875 | 0.011083 | 2054 | Mitigation | 0.95 | 45 | 0 | esc | 0.00097009 | 1.3589e-08 | 0.00097009 | 1.3589e-08
[79 empty] | WLDFR | HFTD - Distribution - Tier 3 - 5QU CoRE ¦ 5QU LoRE | Red Flag Warning - Catastrophic Fires | 2055 | 7.7283e-10 | 7.7283e-10 | 19462.1283 | 340.5356 | 11757.1413 | 7364.4514 | 0 | 0 | 7.9666e-07 | 1.5041e-05 | 0 | 1.5041e-05 | 1.5041e-05 | 0 | 1.5041e-05 | 0 | 1.3271e-05 | 2.9091e-05 | 0 | 2.9091e-05 | [17 empty] | 7.3.3.17.5 (Remote Grid) Updates to grid topology to minimize risk of ignition in HFTDs Remote GridWLDFREquipment / facility failureAggregated | WLDFR | HFTD - Distribution - Tier 2 - 3QU CoRE ¦ 3QU LoRE | Red Flag Warning - Large Fires | Equipment / facility failure | Aggregated | 2055 | 1.4008e-05 | 791.1875 | 0.011083 | 2055 | Mitigation | 0.95 | 45 | 0 | esc | 0.00097009 | 1.3589e-08 | 0.00097009 | 1.3589e-08
[79 empty] | WLDFR | HFTD - Distribution - Tier 3 - 5QU CoRE ¦ 5QU LoRE | Red Flag Warning - Catastrophic Fires | 2056 | 7.7283e-10 | 7.7283e-10 | 19462.1283 | 340.5356 | 11757.1413 | 7364.4514 | 0 | 0 | 7.9666e-07 | 1.5041e-05 | 0 | 1.5041e-05 | 1.5041e-05 | 0 | 1.5041e-05 | 0 | 1.3271e-05 | 2.9091e-05 | 0 | 2.9091e-05 | [17 empty] | 7.3.3.17.5 (Remote Grid) Updates to grid topology to minimize risk of ignition in HFTDs Remote GridWLDFREquipment / facility failureAggregated | WLDFR | HFTD - Distribution - Tier 2 - 3QU CoRE ¦ 3QU LoRE | Red Flag Warning - Large Fires | Equipment / facility failure | Aggregated | 2056 | 1.4008e-05 | 791.1875 | 0.011083 | 2056 | Mitigation | 0.95 | 45 | 0 | esc | 0.00097009 | 1.3589e-08 | 0.00097009 | 1.3589e-08
[79 empty] | WLDFR | HFTD - Distribution - Tier 3 - 5QU CoRE ¦ 5QU LoRE | Red Flag Warning - Catastrophic Fires | 2057 | 7.7283e-10 | 7.7283e-10 | 19462.1283 | 340.5356 | 11757.1413 | 7364.4514 | 0 | 0 | 7.9666e-07 | 1.5041e-05 | 0 | 1.5041e-05 | 1.5041e-05 | 0 | 1.5041e-05 | 0 | 1.3271e-05 | 2.9091e-05 | 0 | 2.9091e-05 | [17 empty] | 7.3.3.17.5 (Remote Grid) Updates to grid topology to minimize risk of ignition in HFTDs Remote GridWLDFREquipment / facility failureAggregated | WLDFR | HFTD - Distribution - Tier 2 - 3QU CoRE ¦ 3QU LoRE | Red Flag Warning - Large Fires | Equipment / facility failure | Aggregated | 2057 | 1.4008e-05 | 791.1875 | 0.011083 | 2057 | Mitigation | 0.95 | 45 | 0 | esc | 0.00097009 | 1.3589e-08 | 0.00097009 | 1.3589e-08
[79 empty] | WLDFR | HFTD - Distribution - Tier 3 - 5QU CoRE ¦ 5QU LoRE | Red Flag Warning - Catastrophic Fires | 2058 | 7.7283e-10 | 7.7283e-10 | 20390.4035 | 362.3049 | 12307.8747 | 7720.2238 | 0 | 0 | 7.9666e-07 | 1.5758e-05 | 0 | 1.5758e-05 | 1.5758e-05 | 0 | 1.5758e-05 | 0 | 1.3271e-05 | 2.9091e-05 | 0 | 2.9091e-05 | [17 empty] | 7.3.3.17.5 (Remote Grid) Updates to grid topology to minimize risk of ignition in HFTDs Remote GridWLDFREquipment / facility failureAggregated | WLDFR | HFTD - Distribution - Tier 2 - 3QU CoRE ¦ 3QU LoRE | Red Flag Warning - Large Fires | Equipment / facility failure | Aggregated | 2058 | 1.4008e-05 | 791.1875 | 0.011083 | 2058 | Mitigation | 0.95 | 45 | 0 | esc | 0.00097009 | 1.3589e-08 | 0.00097009 | 1.3589e-08
[79 empty] | WLDFR | HFTD - Distribution - Tier 3 - 5QU CoRE ¦ 5QU LoRE | Red Flag Warning - Catastrophic Fires | 2059 | 7.7283e-10 | 7.7283e-10 | 20390.4035 | 362.3049 | 12307.8747 | 7720.2238 | 0 | 0 | 7.9666e-07 | 1.5758e-05 | 0 | 1.5758e-05 | 1.5758e-05 | 0 | 1.5758e-05 | 0 | 1.3271e-05 | 2.9091e-05 | 0 | 2.9091e-05 | [17 empty] | 7.3.3.17.5 (Remote Grid) Updates to grid topology to minimize risk of ignition in HFTDs Remote GridWLDFREquipment / facility failureAggregated | WLDFR | HFTD - Distribution - Tier 2 - 3QU CoRE ¦ 3QU LoRE | Red Flag Warning - Large Fires | Equipment / facility failure | Aggregated | 2059 | 1.4008e-05 | 791.1875 | 0.011083 | 2059 | Mitigation | 0.95 | 45 | 0 | esc | 0.00097009 | 1.3589e-08 | 0.00097009 | 1.3589e-08
[79 empty] | WLDFR | HFTD - Distribution - Tier 3 - 5QU CoRE ¦ 5QU LoRE | Red Flag Warning - Catastrophic Fires | 2060 | 7.7283e-10 | 7.7283e-10 | 20390.4035 | 362.3049 | 12307.8747 | 7720.2238 | 0 | 0 | 7.9666e-07 | 1.5758e-05 | 0 | 1.5758e-05 | 1.5758e-05 | 0 | 1.5758e-05 | 0 | 1.3846e-05 | 3.0351e-05 | 0 | 3.0351e-05 | [17 empty] | 7.3.3.17.5 (Remote Grid) Updates to grid topology to minimize risk of ignition in HFTDs Remote GridWLDFREquipment / facility failureAggregated | WLDFR | HFTD - Distribution - Tier 2 - 3QU CoRE ¦ 3QU LoRE | Red Flag Warning - Large Fires | Equipment / facility failure | Aggregated | 2060 | 1.4008e-05 | 791.1875 | 0.011083 | 2060 | Mitigation | 0.95 | 45 | 0 | esc | 0.00097009 | 1.3589e-08 | 0.00097009 | 1.3589e-08
[79 empty] | WLDFR | HFTD - Distribution - Tier 3 - 5QU CoRE ¦ 5QU LoRE | Red Flag Warning - Catastrophic Fires | 2061 | 7.7283e-10 | 7.7283e-10 | 20390.4035 | 362.3049 | 12307.8747 | 7720.2238 | 0 | 0 | 7.9666e-07 | 1.5758e-05 | 0 | 1.5758e-05 | 1.5758e-05 | 0 | 1.5758e-05 | 0 | 1.3846e-05 | 3.0351e-05 | 0 | 3.0351e-05 | [17 empty] | 7.3.3.17.5 (Remote Grid) Updates to grid topology to minimize risk of ignition in HFTDs Remote GridWLDFREquipment / facility failureAggregated | WLDFR | HFTD - Distribution - Tier 2 - 3QU CoRE ¦ 3QU LoRE | Red Flag Warning - Large Fires | Equipment / facility failure | Aggregated | 2061 | 1.4008e-05 | 791.1875 | 0.011083 | 2061 | Mitigation | 0.95 | 45 | 0 | esc | 0.00097009 | 1.3589e-08 | 0.00097009 | 1.3589e-08
[79 empty] | WLDFR | HFTD - Distribution - Tier 3 - 5QU CoRE ¦ 5QU LoRE | Red Flag Warning - Catastrophic Fires | 2062 | 7.7283e-10 | 7.7283e-10 | 20390.4035 | 362.3049 | 12307.8747 | 7720.2238 | 0 | 0 | 7.9666e-07 | 1.5758e-05 | 0 | 1.5758e-05 | 1.5758e-05 | 0 | 1.5758e-05 | 0 | 1.3846e-05 | 3.0351e-05 | 0 | 3.0351e-05 | [17 empty] | 7.3.3.17.5 (Remote Grid) Updates to grid topology to minimize risk of ignition in HFTDs Remote GridWLDFREquipment / facility failureAggregated | WLDFR | HFTD - Distribution - Tier 2 - 3QU CoRE ¦ 3QU LoRE | Red Flag Warning - Large Fires | Equipment / facility failure | Aggregated | 2062 | 1.4008e-05 | 791.1875 | 0.011083 | 2062 | Mitigation | 0.95 | 45 | 0 | esc | 0.00097009 | 1.3589e-08 | 0.00097009 | 1.3589e-08
[79 empty] | WLDFR | HFTD - Distribution - Tier 3 - 5QU CoRE ¦ 5QU LoRE | Red Flag Warning - Catastrophic Fires | 2063 | 7.7283e-10 | 7.7283e-10 | 21325.9188 | 384.5316 | 12862.0997 | 8079.2876 | 0 | 0 | 7.9666e-07 | 1.6481e-05 | 0 | 1.6481e-05 | 1.6481e-05 | 0 | 1.6481e-05 | 0 | 0 | 3.0351e-05 | 0 | 3.0351e-05 | [17 empty] | 7.3.3.17.5 (Remote Grid) Updates to grid topology to minimize risk of ignition in HFTDs Remote GridWLDFREquipment / facility failureAggregated | WLDFR | HFTD - Distribution - Tier 2 - 3QU CoRE ¦ 3QU LoRE | Red Flag Warning - Large Fires | Equipment / facility failure | Aggregated | 2063 | 1.4008e-05 | 791.1875 | 0.011083 | 2063 | Mitigation | 0.95 | 45 | 0 | esc | 0.00097009 | 1.3589e-08 | 0.00097009 | 1.3589e-08
[79 empty] | WLDFR | HFTD - Distribution - Tier 3 - 5QU CoRE ¦ 5QU LoRE | Red Flag Warning - Catastrophic Fires | 2064 | 7.7283e-10 | 7.7283e-10 | 21325.9188 | 384.5316 | 12862.0997 | 8079.2876 | 0 | 0 | 7.9666e-07 | 1.6481e-05 | 0 | 1.6481e-05 | 1.6481e-05 | 0 | 1.6481e-05 | 0 | 0 | 0 | 0 | 0 | [17 empty] | 7.3.3.17.5 (Remote Grid) Updates to grid topology to minimize risk of ignition in HFTDs Remote GridWLDFREquipment / facility failureAggregated | WLDFR | HFTD - Distribution - Tier 2 - 3QU CoRE ¦ 3QU LoRE | Red Flag Warning - Large Fires | Equipment / facility failure | Aggregated | 2064 | 1.4008e-05 | 791.1875 | 0.011083 | 2064 | Mitigation | 0.95 | 45 | 0 | esc | 0.00097009 | 1.3589e-08 | 0.00097009 | 1.3589e-08
[79 empty] | WLDFR | HFTD - Distribution - Tier 3 - 5QU CoRE ¦ 5QU LoRE | Red Flag Warning - Catastrophic Fires | 2065 | 7.7283e-10 | 7.7283e-10 | 21325.9188 | 384.5316 | 12862.0997 | 8079.2876 | 0 | 0 | 7.9666e-07 | 1.6481e-05 | 0 | 1.6481e-05 | 1.6481e-05 | 0 | 1.6481e-05 | 0 | 8.2552e-08 | 0 | 0 | 0 | [17 empty] | 7.3.3.17.5 (Remote Grid) Updates to grid topology to minimize risk of ignition in HFTDs Remote GridWLDFREquipment / facility failureAggregated | WLDFR | HFTD - Distribution - Tier 2 - 3QU CoRE ¦ 3QU LoRE | Red Flag Warning - Large Fires | Equipment / facility failure | Aggregated | 2065 | 1.4008e-05 | 791.1875 | 0.011083 | 2065 | Mitigation | 0.95 | 45 | 0 | esc | 0.00097009 | 1.3589e-08 | 0.00097009 | 1.3589e-08
[79 empty] | WLDFR | HFTD - Distribution - Tier 3 - 5QU CoRE ¦ 5QU LoRE | Red Flag Warning - Catastrophic Fires | 2066 | 7.7283e-10 | 7.7283e-10 | 21325.9188 | 384.5316 | 12862.0997 | 8079.2876 | 0 | 0 | 7.9666e-07 | 1.6481e-05 | 0 | 1.6481e-05 | 1.6481e-05 | 0 | 1.6481e-05 | 0 | 8.6245e-08 | 1.8905e-07 | 0 | 1.8905e-07 | [17 empty] | 7.3.3.17.5 (Remote Grid) Updates to grid topology to minimize risk of ignition in HFTDs Remote GridWLDFREquipment / facility failureAggregated | WLDFR | HFTD - Distribution - Tier 2 - 3QU CoRE ¦ 3QU LoRE | Red Flag Warning - Large Fires | Equipment / facility failure | Aggregated | 2066 | 1.4008e-05 | 791.1875 | 0.011083 | 2066 | Mitigation | 0.95 | 45 | 0 | esc | 0.00097009 | 1.3589e-08 | 0.00097009 | 1.3589e-08
[79 empty] | WLDFR | HFTD - Distribution - Tier 3 - 5QU CoRE ¦ 5QU LoRE | Red Flag Warning - Catastrophic Fires | 2067 | 0 | 7.7283e-10 | 21325.9188 | 384.5316 | 12862.0997 | 8079.2876 | 0 | 0 | 7.9666e-07 | 0 | 0 | 0 | 1.6481e-05 | 0 | 1.6481e-05 | 0 | 8.6245e-08 | 1.8905e-07 | 0 | 1.8905e-07 | [17 empty] | 7.3.3.17.5 (Remote Grid) Updates to grid topology to minimize risk of ignition in HFTDs Remote GridWLDFREquipment / facility failureAggregated | WLDFR | HFTD - Distribution - Tier 2 - 3QU CoRE ¦ 3QU LoRE | Red Flag Warning - Large Fires | Equipment / facility failure | Aggregated | 2067 | 1.4008e-05 | 791.1875 | 0.011083 | 2067 | Mitigation | 0.95 | 45 | 0 | esc | 0 | 0 | 0.00097009 | 1.3589e-08
[79 empty] | WLDFR | HFTD - Distribution - Tier 3 - 5QU CoRE ¦ 5QU LoRE | Red Flag Warning - Destructive Fires | 2022 | 1.2893e-10 | 0 | 8807.9522 | 222.2294 | 8585.7228 | 0 | 0 | 0 | 1.329e-07 | 1.1356e-06 | 0 | 1.1356e-06 | 0 | 0 | 0 | 0 | 8.6245e-08 | 1.8905e-07 | 0 | 1.8905e-07 | [17 empty] | 7.3.3.17.5 (Remote Grid) Updates to grid topology to minimize risk of ignition in HFTDs Remote GridWLDFRVegetation ContactAggregated | WLDFR | HFTD - Distribution - Tier 2 - 3QU CoRE ¦ 3QU LoRE | Red Flag Warning - Large Fires | Vegetation Contact | Aggregated | 2022 | 2.2676e-05 | 791.1875 | 0.017941 | 2022 | Mitigation | 0.95 | 45 | 0 | esc | 0.00097009 | 2.1998e-08 | 0 | 0
[79 empty] | WLDFR | HFTD - Distribution - Tier 3 - 5QU CoRE ¦ 5QU LoRE | Red Flag Warning - Destructive Fires | 2023 | 1.2893e-10 | 1.2893e-10 | 9129.7461 | 233.2301 | 8896.516 | 0 | 0 | 0 | 1.329e-07 | 1.1771e-06 | 0 | 1.1771e-06 | 1.1771e-06 | 0 | 1.1771e-06 | 0 | 8.6245e-08 | 1.8905e-07 | 0 | 1.8905e-07 | [17 empty] | 7.3.3.17.5 (Remote Grid) Updates to grid topology to minimize risk of ignition in HFTDs Remote GridWLDFRVegetation ContactAggregated | WLDFR | HFTD - Distribution - Tier 2 - 3QU CoRE ¦ 3QU LoRE | Red Flag Warning - Large Fires | Vegetation Contact | Aggregated | 2023 | 2.2676e-05 | 791.1875 | 0.017941 | 2023 | Mitigation | 0.95 | 45 | 0 | esc | 0.00097009 | 2.1998e-08 | 0.00097009 | 2.1998e-08
[79 empty] | WLDFR | HFTD - Distribution - Tier 3 - 5QU CoRE ¦ 5QU LoRE | Red Flag Warning - Destructive Fires | 2024 | 1.2893e-10 | 1.2893e-10 | 9129.7461 | 233.2301 | 8896.516 | 0 | 0 | 0 | 1.329e-07 | 1.1771e-06 | 0 | 1.1771e-06 | 1.1771e-06 | 0 | 1.1771e-06 | 0 | 8.6245e-08 | 1.8905e-07 | 0 | 1.8905e-07 | [17 empty] | 7.3.3.17.5 (Remote Grid) Updates to grid topology to minimize risk of ignition in HFTDs Remote GridWLDFRVegetation ContactAggregated | WLDFR | HFTD - Distribution - Tier 2 - 3QU CoRE ¦ 3QU LoRE | Red Flag Warning - Large Fires | Vegetation Contact | Aggregated | 2024 | 2.2676e-05 | 791.1875 | 0.017941 | 2024 | Mitigation | 0.95 | 45 | 0 | esc | 0.00097009 | 2.1998e-08 | 0.00097009 | 2.1998e-08
[79 empty] | WLDFR | HFTD - Distribution - Tier 3 - 5QU CoRE ¦ 5QU LoRE | Red Flag Warning - Destructive Fires | 2025 | 1.2893e-10 | 1.2893e-10 | 9129.7461 | 233.2301 | 8896.516 | 0 | 0 | 0 | 1.329e-07 | 1.1771e-06 | 0 | 1.1771e-06 | 1.1771e-06 | 0 | 1.1771e-06 | 0 | 9.1002e-08 | 1.9948e-07 | 0 | 1.9948e-07 | [17 empty] | 7.3.3.17.5 (Remote Grid) Updates to grid topology to minimize risk of ignition in HFTDs Remote GridWLDFRVegetation ContactAggregated | WLDFR | HFTD - Distribution - Tier 2 - 3QU CoRE ¦ 3QU LoRE | Red Flag Warning - Large Fires | Vegetation Contact | Aggregated | 2025 | 2.2676e-05 | 791.1875 | 0.017941 | 2025 | Mitigation | 0.95 | 45 | 0 | esc | 0.00097009 | 2.1998e-08 | 0.00097009 | 2.1998e-08
[79 empty] | WLDFR | HFTD - Distribution - Tier 3 - 5QU CoRE ¦ 5QU LoRE | Red Flag Warning - Destructive Fires | 2026 | 1.2893e-10 | 1.2893e-10 | 9129.7461 | 233.2301 | 8896.516 | 0 | 0 | 0 | 1.329e-07 | 1.1771e-06 | 0 | 1.1771e-06 | 1.1771e-06 | 0 | 1.1771e-06 | 0 | 9.1002e-08 | 1.9948e-07 | 0 | 1.9948e-07 | [17 empty] | 7.3.3.17.5 (Remote Grid) Updates to grid topology to minimize risk of ignition in HFTDs Remote GridWLDFRVegetation ContactAggregated | WLDFR | HFTD - Distribution - Tier 2 - 3QU CoRE ¦ 3QU LoRE | Red Flag Warning - Large Fires | Vegetation Contact | Aggregated | 2026 | 2.2676e-05 | 791.1875 | 0.017941 | 2026 | Mitigation | 0.95 | 45 | 0 | esc | 0.00097009 | 2.1998e-08 | 0.00097009 | 2.1998e-08
[79 empty] | WLDFR | HFTD - Distribution - Tier 3 - 5QU CoRE ¦ 5QU LoRE | Red Flag Warning - Destructive Fires | 2027 | 1.2893e-10 | 1.2893e-10 | 9129.7461 | 233.2301 | 8896.516 | 0 | 0 | 0 | 1.329e-07 | 1.1771e-06 | 0 | 1.1771e-06 | 1.1771e-06 | 0 | 1.1771e-06 | 0 | 9.1002e-08 | 1.9948e-07 | 0 | 1.9948e-07 | [17 empty] | 7.3.3.17.5 (Remote Grid) Updates to grid topology to minimize risk of ignition in HFTDs Remote GridWLDFRVegetation ContactAggregated | WLDFR | HFTD - Distribution - Tier 2 - 3QU CoRE ¦ 3QU LoRE | Red Flag Warning - Large Fires | Vegetation Contact | Aggregated | 2027 | 2.2676e-05 | 791.1875 | 0.017941 | 2027 | Mitigation | 0.95 | 45 | 0 | esc | 0.00097009 | 2.1998e-08 | 0.00097009 | 2.1998e-08
[79 empty] | WLDFR | HFTD - Distribution - Tier 3 - 5QU CoRE ¦ 5QU LoRE | Red Flag Warning - Destructive Fires | 2028 | 1.2893e-10 | 1.2893e-10 | 9534.9221 | 247.273 | 9287.6491 | 0 | 0 | 0 | 1.329e-07 | 1.2293e-06 | 0 | 1.2293e-06 | 1.2293e-06 | 0 | 1.2293e-06 | 0 | 9.1002e-08 | 1.9948e-07 | 0 | 1.9948e-07 | [17 empty] | 7.3.3.17.5 (Remote Grid) Updates to grid topology to minimize risk of ignition in HFTDs Remote GridWLDFRVegetation ContactAggregated | WLDFR | HFTD - Distribution - Tier 2 - 3QU CoRE ¦ 3QU LoRE | Red Flag Warning - Large Fires | Vegetation Contact | Aggregated | 2028 | 2.2676e-05 | 791.1875 | 0.017941 | 2028 | Mitigation | 0.95 | 45 | 0 | esc | 0.00097009 | 2.1998e-08 | 0.00097009 | 2.1998e-08
[79 empty] | WLDFR | HFTD - Distribution - Tier 3 - 5QU CoRE ¦ 5QU LoRE | Red Flag Warning - Destructive Fires | 2029 | 1.2893e-10 | 1.2893e-10 | 9534.9221 | 247.273 | 9287.6491 | 0 | 0 | 0 | 1.329e-07 | 1.2293e-06 | 0 | 1.2293e-06 | 1.2293e-06 | 0 | 1.2293e-06 | 0 | 9.1002e-08 | 1.9948e-07 | 0 | 1.9948e-07 | [17 empty] | 7.3.3.17.5 (Remote Grid) Updates to grid topology to minimize risk of ignition in HFTDs Remote GridWLDFRVegetation ContactAggregated | WLDFR | HFTD - Distribution - Tier 2 - 3QU CoRE ¦ 3QU LoRE | Red Flag Warning - Large Fires | Vegetation Contact | Aggregated | 2029 | 2.2676e-05 | 791.1875 | 0.017941 | 2029 | Mitigation | 0.95 | 45 | 0 | esc | 0.00097009 | 2.1998e-08 | 0.00097009 | 2.1998e-08
[79 empty] | WLDFR | HFTD - Distribution - Tier 3 - 5QU CoRE ¦ 5QU LoRE | Red Flag Warning - Destructive Fires | 2030 | 1.2893e-10 | 1.2893e-10 | 9534.9221 | 247.273 | 9287.6491 | 0 | 0 | 0 | 1.329e-07 | 1.2293e-06 | 0 | 1.2293e-06 | 1.2293e-06 | 0 | 1.2293e-06 | 0 | 9.6413e-08 | 2.1134e-07 | 0 | 2.1134e-07 | [17 empty] | 7.3.3.17.5 (Remote Grid) Updates to grid topology to minimize risk of ignition in HFTDs Remote GridWLDFRVegetation ContactAggregated | WLDFR | HFTD - Distribution - Tier 2 - 3QU CoRE ¦ 3QU LoRE | Red Flag Warning - Large Fires | Vegetation Contact | Aggregated | 2030 | 2.2676e-05 | 791.1875 | 0.017941 | 2030 | Mitigation | 0.95 | 45 | 0 | esc | 0.00097009 | 2.1998e-08 | 0.00097009 | 2.1998e-08
[79 empty] | WLDFR | HFTD - Distribution - Tier 3 - 5QU CoRE ¦ 5QU LoRE | Red Flag Warning - Destructive Fires | 2031 | 1.2893e-10 | 1.2893e-10 | 9534.9221 | 247.273 | 9287.6491 | 0 | 0 | 0 | 1.329e-07 | 1.2293e-06 | 0 | 1.2293e-06 | 1.2293e-06 | 0 | 1.2293e-06 | 0 | 9.6413e-08 | 2.1134e-07 | 0 | 2.1134e-07 | [17 empty] | 7.3.3.17.5 (Remote Grid) Updates to grid topology to minimize risk of ignition in HFTDs Remote GridWLDFRVegetation ContactAggregated | WLDFR | HFTD - Distribution - Tier 2 - 3QU CoRE ¦ 3QU LoRE | Red Flag Warning - Large Fires | Vegetation Contact | Aggregated | 2031 | 2.2676e-05 | 791.1875 | 0.017941 | 2031 | Mitigation | 0.95 | 45 | 0 | esc | 0.00097009 | 2.1998e-08 | 0.00097009 | 2.1998e-08
[79 empty] | WLDFR | HFTD - Distribution - Tier 3 - 5QU CoRE ¦ 5QU LoRE | Red Flag Warning - Destructive Fires | 2032 | 1.2893e-10 | 1.2893e-10 | 9534.9221 | 247.273 | 9287.6491 | 0 | 0 | 0 | 1.329e-07 | 1.2293e-06 | 0 | 1.2293e-06 | 1.2293e-06 | 0 | 1.2293e-06 | 0 | 9.6413e-08 | 2.1134e-07 | 0 | 2.1134e-07 | [17 empty] | 7.3.3.17.5 (Remote Grid) Updates to grid topology to minimize risk of ignition in HFTDs Remote GridWLDFRVegetation ContactAggregated | WLDFR | HFTD - Distribution - Tier 2 - 3QU CoRE ¦ 3QU LoRE | Red Flag Warning - Large Fires | Vegetation Contact | Aggregated | 2032 | 2.2676e-05 | 791.1875 | 0.017941 | 2032 | Mitigation | 0.95 | 45 | 0 | esc | 0.00097009 | 2.1998e-08 | 0.00097009 | 2.1998e-08
[79 empty] | WLDFR | HFTD - Distribution - Tier 3 - 5QU CoRE ¦ 5QU LoRE | Red Flag Warning - Destructive Fires | 2033 | 1.2893e-10 | 1.2893e-10 | 9984.8474 | 263.1074 | 9721.74 | 0 | 0 | 0 | 1.329e-07 | 1.2873e-06 | 0 | 1.2873e-06 | 1.2873e-06 | 0 | 1.2873e-06 | 0 | 9.6413e-08 | 2.1134e-07 | 0 | 2.1134e-07 | [17 empty] | 7.3.3.17.5 (Remote Grid) Updates to grid topology to minimize risk of ignition in HFTDs Remote GridWLDFRVegetation ContactAggregated | WLDFR | HFTD - Distribution - Tier 2 - 3QU CoRE ¦ 3QU LoRE | Red Flag Warning - Large Fires | Vegetation Contact | Aggregated | 2033 | 2.2676e-05 | 791.1875 | 0.017941 | 2033 | Mitigation | 0.95 | 45 | 0 | esc | 0.00097009 | 2.1998e-08 | 0.00097009 | 2.1998e-08
[79 empty] | WLDFR | HFTD - Distribution - Tier 3 - 5QU CoRE ¦ 5QU LoRE | Red Flag Warning - Destructive Fires | 2034 | 1.2893e-10 | 1.2893e-10 | 9984.8474 | 263.1074 | 9721.74 | 0 | 0 | 0 | 1.329e-07 | 1.2873e-06 | 0 | 1.2873e-06 | 1.2873e-06 | 0 | 1.2873e-06 | 0 | 9.6413e-08 | 2.1134e-07 | 0 | 2.1134e-07 | [17 empty] | 7.3.3.17.5 (Remote Grid) Updates to grid topology to minimize risk of ignition in HFTDs Remote GridWLDFRVegetation ContactAggregated | WLDFR | HFTD - Distribution - Tier 2 - 3QU CoRE ¦ 3QU LoRE | Red Flag Warning - Large Fires | Vegetation Contact | Aggregated | 2034 | 2.2676e-05 | 791.1875 | 0.017941 | 2034 | Mitigation | 0.95 | 45 | 0 | esc | 0.00097009 | 2.1998e-08 | 0.00097009 | 2.1998e-08
[79 empty] | WLDFR | HFTD - Distribution - Tier 3 - 5QU CoRE ¦ 5QU LoRE | Red Flag Warning - Destructive Fires | 2035 | 1.2893e-10 | 1.2893e-10 | 9984.8474 | 263.1074 | 9721.74 | 0 | 0 | 0 | 1.329e-07 | 1.2873e-06 | 0 | 1.2873e-06 | 1.2873e-06 | 0 | 1.2873e-06 | 0 | 1.0244e-07 | 2.2454e-07 | 0 | 2.2454e-07 | [17 empty] | 7.3.3.17.5 (Remote Grid) Updates to grid topology to minimize risk of ignition in HFTDs Remote GridWLDFRVegetation ContactAggregated | WLDFR | HFTD - Distribution - Tier 2 - 3QU CoRE ¦ 3QU LoRE | Red Flag Warning - Large Fires | Vegetation Contact | Aggregated | 2035 | 2.2676e-05 | 791.1875 | 0.017941 | 2035 | Mitigation | 0.95 | 45 | 0 | esc | 0.00097009 | 2.1998e-08 | 0.00097009 | 2.1998e-08
[79 empty] | WLDFR | HFTD - Distribution - Tier 3 - 5QU CoRE ¦ 5QU LoRE | Red Flag Warning - Destructive Fires | 2036 | 1.2893e-10 | 1.2893e-10 | 9984.8474 | 263.1074 | 9721.74 | 0 | 0 | 0 | 1.329e-07 | 1.2873e-06 | 0 | 1.2873e-06 | 1.2873e-06 | 0 | 1.2873e-06 | 0 | 1.0244e-07 | 2.2454e-07 | 0 | 2.2454e-07 | [17 empty] | 7.3.3.17.5 (Remote Grid) Updates to grid topology to minimize risk of ignition in HFTDs Remote GridWLDFRVegetation ContactAggregated | WLDFR | HFTD - Distribution - Tier 2 - 3QU CoRE ¦ 3QU LoRE | Red Flag Warning - Large Fires | Vegetation Contact | Aggregated | 2036 | 2.2676e-05 | 791.1875 | 0.017941 | 2036 | Mitigation | 0.95 | 45 | 0 | esc | 0.00097009 | 2.1998e-08 | 0.00097009 | 2.1998e-08
[79 empty] | WLDFR | HFTD - Distribution - Tier 3 - 5QU CoRE ¦ 5QU LoRE | Red Flag Warning - Destructive Fires | 2037 | 1.2893e-10 | 1.2893e-10 | 9984.8474 | 263.1074 | 9721.74 | 0 | 0 | 0 | 1.329e-07 | 1.2873e-06 | 0 | 1.2873e-06 | 1.2873e-06 | 0 | 1.2873e-06 | 0 | 1.0244e-07 | 2.2454e-07 | 0 | 2.2454e-07 | [17 empty] | 7.3.3.17.5 (Remote Grid) Updates to grid topology to minimize risk of ignition in HFTDs Remote GridWLDFRVegetation ContactAggregated | WLDFR | HFTD - Distribution - Tier 2 - 3QU CoRE ¦ 3QU LoRE | Red Flag Warning - Large Fires | Vegetation Contact | Aggregated | 2037 | 2.2676e-05 | 791.1875 | 0.017941 | 2037 | Mitigation | 0.95 | 45 | 0 | esc | 0.00097009 | 2.1998e-08 | 0.00097009 | 2.1998e-08
[79 empty] | WLDFR | HFTD - Distribution - Tier 3 - 5QU CoRE ¦ 5QU LoRE | Red Flag Warning - Destructive Fires | 2038 | 1.2893e-10 | 1.2893e-10 | 10472.8261 | 280.5544 | 10192.2718 | 0 | 0 | 0 | 1.329e-07 | 1.3502e-06 | 0 | 1.3502e-06 | 1.3502e-06 | 0 | 1.3502e-06 | 0 | 1.0244e-07 | 2.2454e-07 | 0 | 2.2454e-07 | [17 empty] | 7.3.3.17.5 (Remote Grid) Updates to grid topology to minimize risk of ignition in HFTDs Remote GridWLDFRVegetation ContactAggregated | WLDFR | HFTD - Distribution - Tier 2 - 3QU CoRE ¦ 3QU LoRE | Red Flag Warning - Large Fires | Vegetation Contact | Aggregated | 2038 | 2.2676e-05 | 791.1875 | 0.017941 | 2038 | Mitigation | 0.95 | 45 | 0 | esc | 0.00097009 | 2.1998e-08 | 0.00097009 | 2.1998e-08
[79 empty] | WLDFR | HFTD - Distribution - Tier 3 - 5QU CoRE ¦ 5QU LoRE | Red Flag Warning - Destructive Fires | 2039 | 1.2893e-10 | 1.2893e-10 | 10472.8261 | 280.5544 | 10192.2718 | 0 | 0 | 0 | 1.329e-07 | 1.3502e-06 | 0 | 1.3502e-06 | 1.3502e-06 | 0 | 1.3502e-06 | 0 | 1.0244e-07 | 2.2454e-07 | 0 | 2.2454e-07 | [17 empty] | 7.3.3.17.5 (Remote Grid) Updates to grid topology to minimize risk of ignition in HFTDs Remote GridWLDFRVegetation ContactAggregated | WLDFR | HFTD - Distribution - Tier 2 - 3QU CoRE ¦ 3QU LoRE | Red Flag Warning - Large Fires | Vegetation Contact | Aggregated | 2039 | 2.2676e-05 | 791.1875 | 0.017941 | 2039 | Mitigation | 0.95 | 45 | 0 | esc | 0.00097009 | 2.1998e-08 | 0.00097009 | 2.1998e-08
[79 empty] | WLDFR | HFTD - Distribution - Tier 3 - 5QU CoRE ¦ 5QU LoRE | Red Flag Warning - Destructive Fires | 2040 | 1.2893e-10 | 1.2893e-10 | 10472.8261 | 280.5544 | 10192.2718 | 0 | 0 | 0 | 1.329e-07 | 1.3502e-06 | 0 | 1.3502e-06 | 1.3502e-06 | 0 | 1.3502e-06 | 0 | 1.0902e-07 | 2.3898e-07 | 0 | 2.3898e-07 | [17 empty] | 7.3.3.17.5 (Remote Grid) Updates to grid topology to minimize risk of ignition in HFTDs Remote GridWLDFRVegetation ContactAggregated | WLDFR | HFTD - Distribution - Tier 2 - 3QU CoRE ¦ 3QU LoRE | Red Flag Warning - Large Fires | Vegetation Contact | Aggregated | 2040 | 2.2676e-05 | 791.1875 | 0.017941 | 2040 | Mitigation | 0.95 | 45 | 0 | esc | 0.00097009 | 2.1998e-08 | 0.00097009 | 2.1998e-08
[79 empty] | WLDFR | HFTD - Distribution - Tier 3 - 5QU CoRE ¦ 5QU LoRE | Red Flag Warning - Destructive Fires | 2041 | 1.2893e-10 | 1.2893e-10 | 10472.8261 | 280.5544 | 10192.2718 | 0 | 0 | 0 | 1.329e-07 | 1.3502e-06 | 0 | 1.3502e-06 | 1.3502e-06 | 0 | 1.3502e-06 | 0 | 1.0902e-07 | 2.3898e-07 | 0 | 2.3898e-07 | [17 empty] | 7.3.3.17.5 (Remote Grid) Updates to grid topology to minimize risk of ignition in HFTDs Remote GridWLDFRVegetation ContactAggregated | WLDFR | HFTD - Distribution - Tier 2 - 3QU CoRE ¦ 3QU LoRE | Red Flag Warning - Large Fires | Vegetation Contact | Aggregated | 2041 | 2.2676e-05 | 791.1875 | 0.017941 | 2041 | Mitigation | 0.95 | 45 | 0 | esc | 0.00097009 | 2.1998e-08 | 0.00097009 | 2.1998e-08
[79 empty] | WLDFR | HFTD - Distribution - Tier 3 - 5QU CoRE ¦ 5QU LoRE | Red Flag Warning - Destructive Fires | 2042 | 1.2893e-10 | 1.2893e-10 | 10472.8261 | 280.5544 | 10192.2718 | 0 | 0 | 0 | 1.329e-07 | 1.3502e-06 | 0 | 1.3502e-06 | 1.3502e-06 | 0 | 1.3502e-06 | 0 | 1.0902e-07 | 2.3898e-07 | 0 | 2.3898e-07 | [17 empty] | 7.3.3.17.5 (Remote Grid) Updates to grid topology to minimize risk of ignition in HFTDs Remote GridWLDFRVegetation ContactAggregated | WLDFR | HFTD - Distribution - Tier 2 - 3QU CoRE ¦ 3QU LoRE | Red Flag Warning - Large Fires | Vegetation Contact | Aggregated | 2042 | 2.2676e-05 | 791.1875 | 0.017941 | 2042 | Mitigation | 0.95 | 45 | 0 | esc | 0.00097009 | 2.1998e-08 | 0.00097009 | 2.1998e-08
[79 empty] | WLDFR | HFTD - Distribution - Tier 3 - 5QU CoRE ¦ 5QU LoRE | Red Flag Warning - Destructive Fires | 2043 | 1.2893e-10 | 1.2893e-10 | 10992.1562 | 299.42 | 10692.7362 | 0 | 0 | 0 | 1.329e-07 | 1.4172e-06 | 0 | 1.4172e-06 | 1.4172e-06 | 0 | 1.4172e-06 | 0 | 1.0902e-07 | 2.3898e-07 | 0 | 2.3898e-07 | [17 empty] | 7.3.3.17.5 (Remote Grid) Updates to grid topology to minimize risk of ignition in HFTDs Remote GridWLDFRVegetation ContactAggregated | WLDFR | HFTD - Distribution - Tier 2 - 3QU CoRE ¦ 3QU LoRE | Red Flag Warning - Large Fires | Vegetation Contact | Aggregated | 2043 | 2.2676e-05 | 791.1875 | 0.017941 | 2043 | Mitigation | 0.95 | 45 | 0 | esc | 0.00097009 | 2.1998e-08 | 0.00097009 | 2.1998e-08
[79 empty] | WLDFR | HFTD - Distribution - Tier 3 - 5QU CoRE ¦ 5QU LoRE | Red Flag Warning - Destructive Fires | 2044 | 1.2893e-10 | 1.2893e-10 | 10992.1562 | 299.42 | 10692.7362 | 0 | 0 | 0 | 1.329e-07 | 1.4172e-06 | 0 | 1.4172e-06 | 1.4172e-06 | 0 | 1.4172e-06 | 0 | 1.0902e-07 | 2.3898e-07 | 0 | 2.3898e-07 | [17 empty] | 7.3.3.17.5 (Remote Grid) Updates to grid topology to minimize risk of ignition in HFTDs Remote GridWLDFRVegetation ContactAggregated | WLDFR | HFTD - Distribution - Tier 2 - 3QU CoRE ¦ 3QU LoRE | Red Flag Warning - Large Fires | Vegetation Contact | Aggregated | 2044 | 2.2676e-05 | 791.1875 | 0.017941 | 2044 | Mitigation | 0.95 | 45 | 0 | esc | 0.00097009 | 2.1998e-08 | 0.00097009 | 2.1998e-08
[79 empty] | WLDFR | HFTD - Distribution - Tier 3 - 5QU CoRE ¦ 5QU LoRE | Red Flag Warning - Destructive Fires | 2045 | 1.2893e-10 | 1.2893e-10 | 10992.1562 | 299.42 | 10692.7362 | 0 | 0 | 0 | 1.329e-07 | 1.4172e-06 | 0 | 1.4172e-06 | 1.4172e-06 | 0 | 1.4172e-06 | 0 | 1.1612e-07 | 2.5453e-07 | 0 | 2.5453e-07 | [17 empty] | 7.3.3.17.5 (Remote Grid) Updates to grid topology to minimize risk of ignition in HFTDs Remote GridWLDFRVegetation ContactAggregated | WLDFR | HFTD - Distribution - Tier 2 - 3QU CoRE ¦ 3QU LoRE | Red Flag Warning - Large Fires | Vegetation Contact | Aggregated | 2045 | 2.2676e-05 | 791.1875 | 0.017941 | 2045 | Mitigation | 0.95 | 45 | 0 | esc | 0.00097009 | 2.1998e-08 | 0.00097009 | 2.1998e-08
[79 empty] | WLDFR | HFTD - Distribution - Tier 3 - 5QU CoRE ¦ 5QU LoRE | Red Flag Warning - Destructive Fires | 2046 | 1.2893e-10 | 1.2893e-10 | 10992.1562 | 299.42 | 10692.7362 | 0 | 0 | 0 | 1.329e-07 | 1.4172e-06 | 0 | 1.4172e-06 | 1.4172e-06 | 0 | 1.4172e-06 | 0 | 1.1612e-07 | 2.5453e-07 | 0 | 2.5453e-07 | [17 empty] | 7.3.3.17.5 (Remote Grid) Updates to grid topology to minimize risk of ignition in HFTDs Remote GridWLDFRVegetation ContactAggregated | WLDFR | HFTD - Distribution - Tier 2 - 3QU CoRE ¦ 3QU LoRE | Red Flag Warning - Large Fires | Vegetation Contact | Aggregated | 2046 | 2.2676e-05 | 791.1875 | 0.017941 | 2046 | Mitigation | 0.95 | 45 | 0 | esc | 0.00097009 | 2.1998e-08 | 0.00097009 | 2.1998e-08
[79 empty] | WLDFR | HFTD - Distribution - Tier 3 - 5QU CoRE ¦ 5QU LoRE | Red Flag Warning - Destructive Fires | 2047 | 1.2893e-10 | 1.2893e-10 | 10992.1562 | 299.42 | 10692.7362 | 0 | 0 | 0 | 1.329e-07 | 1.4172e-06 | 0 | 1.4172e-06 | 1.4172e-06 | 0 | 1.4172e-06 | 0 | 1.1612e-07 | 2.5453e-07 | 0 | 2.5453e-07 | [17 empty] | 7.3.3.17.5 (Remote Grid) Updates to grid topology to minimize risk of ignition in HFTDs Remote GridWLDFRVegetation ContactAggregated | WLDFR | HFTD - Distribution - Tier 2 - 3QU CoRE ¦ 3QU LoRE | Red Flag Warning - Large Fires | Vegetation Contact | Aggregated | 2047 | 2.2676e-05 | 791.1875 | 0.017941 | 2047 | Mitigation | 0.95 | 45 | 0 | esc | 0.00097009 | 2.1998e-08 | 0.00097009 | 2.1998e-08
[79 empty] | WLDFR | HFTD - Distribution - Tier 3 - 5QU CoRE ¦ 5QU LoRE | Red Flag Warning - Destructive Fires | 2048 | 1.2893e-10 | 1.2893e-10 | 11536.0538 | 319.4911 | 11216.5626 | 0 | 0 | 0 | 1.329e-07 | 1.4873e-06 | 0 | 1.4873e-06 | 1.4873e-06 | 0 | 1.4873e-06 | 0 | 1.1612e-07 | 2.5453e-07 | 0 | 2.5453e-07 | [17 empty] | 7.3.3.17.5 (Remote Grid) Updates to grid topology to minimize risk of ignition in HFTDs Remote GridWLDFRVegetation ContactAggregated | WLDFR | HFTD - Distribution - Tier 2 - 3QU CoRE ¦ 3QU LoRE | Red Flag Warning - Large Fires | Vegetation Contact | Aggregated | 2048 | 2.2676e-05 | 791.1875 | 0.017941 | 2048 | Mitigation | 0.95 | 45 | 0 | esc | 0.00097009 | 2.1998e-08 | 0.00097009 | 2.1998e-08
[79 empty] | WLDFR | HFTD - Distribution - Tier 3 - 5QU CoRE ¦ 5QU LoRE | Red Flag Warning - Destructive Fires | 2049 | 1.2893e-10 | 1.2893e-10 | 11536.0538 | 319.4911 | 11216.5626 | 0 | 0 | 0 | 1.329e-07 | 1.4873e-06 | 0 | 1.4873e-06 | 1.4873e-06 | 0 | 1.4873e-06 | 0 | 1.1612e-07 | 2.5453e-07 | 0 | 2.5453e-07 | [17 empty] | 7.3.3.17.5 (Remote Grid) Updates to grid topology to minimize risk of ignition in HFTDs Remote GridWLDFRVegetation ContactAggregated | WLDFR | HFTD - Distribution - Tier 2 - 3QU CoRE ¦ 3QU LoRE | Red Flag Warning - Large Fires | Vegetation Contact | Aggregated | 2049 | 2.2676e-05 | 791.1875 | 0.017941 | 2049 | Mitigation | 0.95 | 45 | 0 | esc | 0.00097009 | 2.1998e-08 | 0.00097009 | 2.1998e-08
[79 empty] | WLDFR | HFTD - Distribution - Tier 3 - 5QU CoRE ¦ 5QU LoRE | Red Flag Warning - Destructive Fires | 2050 | 1.2893e-10 | 1.2893e-10 | 11536.0538 | 319.4911 | 11216.5626 | 0 | 0 | 0 | 1.329e-07 | 1.4873e-06 | 0 | 1.4873e-06 | 1.4873e-06 | 0 | 1.4873e-06 | 0 | 1.2366e-07 | 2.7107e-07 | 0 | 2.7107e-07 | [17 empty] | 7.3.3.17.5 (Remote Grid) Updates to grid topology to minimize risk of ignition in HFTDs Remote GridWLDFRVegetation ContactAggregated | WLDFR | HFTD - Distribution - Tier 2 - 3QU CoRE ¦ 3QU LoRE | Red Flag Warning - Large Fires | Vegetation Contact | Aggregated | 2050 | 2.2676e-05 | 791.1875 | 0.017941 | 2050 | Mitigation | 0.95 | 45 | 0 | esc | 0.00097009 | 2.1998e-08 | 0.00097009 | 2.1998e-08
[79 empty] | WLDFR | HFTD - Distribution - Tier 3 - 5QU CoRE ¦ 5QU LoRE | Red Flag Warning - Destructive Fires | 2051 | 1.2893e-10 | 1.2893e-10 | 11536.0538 | 319.4911 | 11216.5626 | 0 | 0 | 0 | 1.329e-07 | 1.4873e-06 | 0 | 1.4873e-06 | 1.4873e-06 | 0 | 1.4873e-06 | 0 | 1.2366e-07 | 2.7107e-07 | 0 | 2.7107e-07 | [17 empty] | 7.3.3.17.5 (Remote Grid) Updates to grid topology to minimize risk of ignition in HFTDs Remote GridWLDFRVegetation ContactAggregated | WLDFR | HFTD - Distribution - Tier 2 - 3QU CoRE ¦ 3QU LoRE | Red Flag Warning - Large Fires | Vegetation Contact | Aggregated | 2051 | 2.2676e-05 | 791.1875 | 0.017941 | 2051 | Mitigation | 0.95 | 45 | 0 | esc | 0.00097009 | 2.1998e-08 | 0.00097009 | 2.1998e-08
[79 empty] | WLDFR | HFTD - Distribution - Tier 3 - 5QU CoRE ¦ 5QU LoRE | Red Flag Warning - Destructive Fires | 2052 | 1.2893e-10 | 1.2893e-10 | 11536.0538 | 319.4911 | 11216.5626 | 0 | 0 | 0 | 1.329e-07 | 1.4873e-06 | 0 | 1.4873e-06 | 1.4873e-06 | 0 | 1.4873e-06 | 0 | 1.2366e-07 | 2.7107e-07 | 0 | 2.7107e-07 | [17 empty] | 7.3.3.17.5 (Remote Grid) Updates to grid topology to minimize risk of ignition in HFTDs Remote GridWLDFRVegetation ContactAggregated | WLDFR | HFTD - Distribution - Tier 2 - 3QU CoRE ¦ 3QU LoRE | Red Flag Warning - Large Fires | Vegetation Contact | Aggregated | 2052 | 2.2676e-05 | 791.1875 | 0.017941 | 2052 | Mitigation | 0.95 | 45 | 0 | esc | 0.00097009 | 2.1998e-08 | 0.00097009 | 2.1998e-08
[79 empty] | WLDFR | HFTD - Distribution - Tier 3 - 5QU CoRE ¦ 5QU LoRE | Red Flag Warning - Destructive Fires | 2053 | 1.2893e-10 | 1.2893e-10 | 12097.6769 | 340.5356 | 11757.1413 | 0 | 0 | 0 | 1.329e-07 | 1.5597e-06 | 0 | 1.5597e-06 | 1.5597e-06 | 0 | 1.5597e-06 | 0 | 1.2366e-07 | 2.7107e-07 | 0 | 2.7107e-07 | [17 empty] | 7.3.3.17.5 (Remote Grid) Updates to grid topology to minimize risk of ignition in HFTDs Remote GridWLDFRVegetation ContactAggregated | WLDFR | HFTD - Distribution - Tier 2 - 3QU CoRE ¦ 3QU LoRE | Red Flag Warning - Large Fires | Vegetation Contact | Aggregated | 2053 | 2.2676e-05 | 791.1875 | 0.017941 | 2053 | Mitigation | 0.95 | 45 | 0 | esc | 0.00097009 | 2.1998e-08 | 0.00097009 | 2.1998e-08
[79 empty] | WLDFR | HFTD - Distribution - Tier 3 - 5QU CoRE ¦ 5QU LoRE | Red Flag Warning - Destructive Fires | 2054 | 1.2893e-10 | 1.2893e-10 | 12097.6769 | 340.5356 | 11757.1413 | 0 | 0 | 0 | 1.329e-07 | 1.5597e-06 | 0 | 1.5597e-06 | 1.5597e-06 | 0 | 1.5597e-06 | 0 | 1.2366e-07 | 2.7107e-07 | 0 | 2.7107e-07 | [17 empty] | 7.3.3.17.5 (Remote Grid) Updates to grid topology to minimize risk of ignition in HFTDs Remote GridWLDFRVegetation ContactAggregated | WLDFR | HFTD - Distribution - Tier 2 - 3QU CoRE ¦ 3QU LoRE | Red Flag Warning - Large Fires | Vegetation Contact | Aggregated | 2054 | 2.2676e-05 | 791.1875 | 0.017941 | 2054 | Mitigation | 0.95 | 45 | 0 | esc | 0.00097009 | 2.1998e-08 | 0.00097009 | 2.1998e-08
[79 empty] | WLDFR | HFTD - Distribution - Tier 3 - 5QU CoRE ¦ 5QU LoRE | Red Flag Warning - Destructive Fires | 2055 | 1.2893e-10 | 1.2893e-10 | 12097.6769 | 340.5356 | 11757.1413 | 0 | 0 | 0 | 1.329e-07 | 1.5597e-06 | 0 | 1.5597e-06 | 1.5597e-06 | 0 | 1.5597e-06 | 0 | 1.3157e-07 | 2.8841e-07 | 0 | 2.8841e-07 | [17 empty] | 7.3.3.17.5 (Remote Grid) Updates to grid topology to minimize risk of ignition in HFTDs Remote GridWLDFRVegetation ContactAggregated | WLDFR | HFTD - Distribution - Tier 2 - 3QU CoRE ¦ 3QU LoRE | Red Flag Warning - Large Fires | Vegetation Contact | Aggregated | 2055 | 2.2676e-05 | 791.1875 | 0.017941 | 2055 | Mitigation | 0.95 | 45 | 0 | esc | 0.00097009 | 2.1998e-08 | 0.00097009 | 2.1998e-08
[79 empty] | WLDFR | HFTD - Distribution - Tier 3 - 5QU CoRE ¦ 5QU LoRE | Red Flag Warning - Destructive Fires | 2056 | 1.2893e-10 | 1.2893e-10 | 12097.6769 | 340.5356 | 11757.1413 | 0 | 0 | 0 | 1.329e-07 | 1.5597e-06 | 0 | 1.5597e-06 | 1.5597e-06 | 0 | 1.5597e-06 | 0 | 1.3157e-07 | 2.8841e-07 | 0 | 2.8841e-07 | [17 empty] | 7.3.3.17.5 (Remote Grid) Updates to grid topology to minimize risk of ignition in HFTDs Remote GridWLDFRVegetation ContactAggregated | WLDFR | HFTD - Distribution - Tier 2 - 3QU CoRE ¦ 3QU LoRE | Red Flag Warning - Large Fires | Vegetation Contact | Aggregated | 2056 | 2.2676e-05 | 791.1875 | 0.017941 | 2056 | Mitigation | 0.95 | 45 | 0 | esc | 0.00097009 | 2.1998e-08 | 0.00097009 | 2.1998e-08
[79 empty] | WLDFR | HFTD - Distribution - Tier 3 - 5QU CoRE ¦ 5QU LoRE | Red Flag Warning - Destructive Fires | 2057 | 1.2893e-10 | 1.2893e-10 | 12097.6769 | 340.5356 | 11757.1413 | 0 | 0 | 0 | 1.329e-07 | 1.5597e-06 | 0 | 1.5597e-06 | 1.5597e-06 | 0 | 1.5597e-06 | 0 | 1.3157e-07 | 2.8841e-07 | 0 | 2.8841e-07 | [17 empty] | 7.3.3.17.5 (Remote Grid) Updates to grid topology to minimize risk of ignition in HFTDs Remote GridWLDFRVegetation ContactAggregated | WLDFR | HFTD - Distribution - Tier 2 - 3QU CoRE ¦ 3QU LoRE | Red Flag Warning - Large Fires | Vegetation Contact | Aggregated | 2057 | 2.2676e-05 | 791.1875 | 0.017941 | 2057 | Mitigation | 0.95 | 45 | 0 | esc | 0.00097009 | 2.1998e-08 | 0.00097009 | 2.1998e-08
[79 empty] | WLDFR | HFTD - Distribution - Tier 3 - 5QU CoRE ¦ 5QU LoRE | Red Flag Warning - Destructive Fires | 2058 | 1.2893e-10 | 1.2893e-10 | 12670.1796 | 362.3049 | 12307.8747 | 0 | 0 | 0 | 1.329e-07 | 1.6335e-06 | 0 | 1.6335e-06 | 1.6335e-06 | 0 | 1.6335e-06 | 0 | 1.3157e-07 | 2.8841e-07 | 0 | 2.8841e-07 | [17 empty] | 7.3.3.17.5 (Remote Grid) Updates to grid topology to minimize risk of ignition in HFTDs Remote GridWLDFRVegetation ContactAggregated | WLDFR | HFTD - Distribution - Tier 2 - 3QU CoRE ¦ 3QU LoRE | Red Flag Warning - Large Fires | Vegetation Contact | Aggregated | 2058 | 2.2676e-05 | 791.1875 | 0.017941 | 2058 | Mitigation | 0.95 | 45 | 0 | esc | 0.00097009 | 2.1998e-08 | 0.00097009 | 2.1998e-08
[79 empty] | WLDFR | HFTD - Distribution - Tier 3 - 5QU CoRE ¦ 5QU LoRE | Red Flag Warning - Destructive Fires | 2059 | 1.2893e-10 | 1.2893e-10 | 12670.1796 | 362.3049 | 12307.8747 | 0 | 0 | 0 | 1.329e-07 | 1.6335e-06 | 0 | 1.6335e-06 | 1.6335e-06 | 0 | 1.6335e-06 | 0 | 1.3157e-07 | 2.8841e-07 | 0 | 2.8841e-07 | [17 empty] | 7.3.3.17.5 (Remote Grid) Updates to grid topology to minimize risk of ignition in HFTDs Remote GridWLDFRVegetation ContactAggregated | WLDFR | HFTD - Distribution - Tier 2 - 3QU CoRE ¦ 3QU LoRE | Red Flag Warning - Large Fires | Vegetation Contact | Aggregated | 2059 | 2.2676e-05 | 791.1875 | 0.017941 | 2059 | Mitigation | 0.95 | 45 | 0 | esc | 0.00097009 | 2.1998e-08 | 0.00097009 | 2.1998e-08
[79 empty] | WLDFR | HFTD - Distribution - Tier 3 - 5QU CoRE ¦ 5QU LoRE | Red Flag Warning - Destructive Fires | 2060 | 1.2893e-10 | 1.2893e-10 | 12670.1796 | 362.3049 | 12307.8747 | 0 | 0 | 0 | 1.329e-07 | 1.6335e-06 | 0 | 1.6335e-06 | 1.6335e-06 | 0 | 1.6335e-06 | 0 | 1.3976e-07 | 3.0635e-07 | 0 | 3.0635e-07 | [17 empty] | 7.3.3.17.5 (Remote Grid) Updates to grid topology to minimize risk of ignition in HFTDs Remote GridWLDFRVegetation ContactAggregated | WLDFR | HFTD - Distribution - Tier 2 - 3QU CoRE ¦ 3QU LoRE | Red Flag Warning - Large Fires | Vegetation Contact | Aggregated | 2060 | 2.2676e-05 | 791.1875 | 0.017941 | 2060 | Mitigation | 0.95 | 45 | 0 | esc | 0.00097009 | 2.1998e-08 | 0.00097009 | 2.1998e-08
[79 empty] | WLDFR | HFTD - Distribution - Tier 3 - 5QU CoRE ¦ 5QU LoRE | Red Flag Warning - Destructive Fires | 2061 | 1.2893e-10 | 1.2893e-10 | 12670.1796 | 362.3049 | 12307.8747 | 0 | 0 | 0 | 1.329e-07 | 1.6335e-06 | 0 | 1.6335e-06 | 1.6335e-06 | 0 | 1.6335e-06 | 0 | 1.3976e-07 | 3.0635e-07 | 0 | 3.0635e-07 | [17 empty] | 7.3.3.17.5 (Remote Grid) Updates to grid topology to minimize risk of ignition in HFTDs Remote GridWLDFRVegetation ContactAggregated | WLDFR | HFTD - Distribution - Tier 2 - 3QU CoRE ¦ 3QU LoRE | Red Flag Warning - Large Fires | Vegetation Contact | Aggregated | 2061 | 2.2676e-05 | 791.1875 | 0.017941 | 2061 | Mitigation | 0.95 | 45 | 0 | esc | 0.00097009 | 2.1998e-08 | 0.00097009 | 2.1998e-08
[79 empty] | WLDFR | HFTD - Distribution - Tier 3 - 5QU CoRE ¦ 5QU LoRE | Red Flag Warning - Destructive Fires | 2062 | 1.2893e-10 | 1.2893e-10 | 12670.1796 | 362.3049 | 12307.8747 | 0 | 0 | 0 | 1.329e-07 | 1.6335e-06 | 0 | 1.6335e-06 | 1.6335e-06 | 0 | 1.6335e-06 | 0 | 1.3976e-07 | 3.0635e-07 | 0 | 3.0635e-07 | [17 empty] | 7.3.3.17.5 (Remote Grid) Updates to grid topology to minimize risk of ignition in HFTDs Remote GridWLDFRVegetation ContactAggregated | WLDFR | HFTD - Distribution - Tier 2 - 3QU CoRE ¦ 3QU LoRE | Red Flag Warning - Large Fires | Vegetation Contact | Aggregated | 2062 | 2.2676e-05 | 791.1875 | 0.017941 | 2062 | Mitigation | 0.95 | 45 | 0 | esc | 0.00097009 | 2.1998e-08 | 0.00097009 | 2.1998e-08
[79 empty] | WLDFR | HFTD - Distribution - Tier 3 - 5QU CoRE ¦ 5QU LoRE | Red Flag Warning - Destructive Fires | 2063 | 1.2893e-10 | 1.2893e-10 | 13246.6313 | 384.5316 | 12862.0997 | 0 | 0 | 0 | 1.329e-07 | 1.7078e-06 | 0 | 1.7078e-06 | 1.7078e-06 | 0 | 1.7078e-06 | 0 | 1.3976e-07 | 3.0635e-07 | 0 | 3.0635e-07 | [17 empty] | 7.3.3.17.5 (Remote Grid) Updates to grid topology to minimize risk of ignition in HFTDs Remote GridWLDFRVegetation ContactAggregated | WLDFR | HFTD - Distribution - Tier 2 - 3QU CoRE ¦ 3QU LoRE | Red Flag Warning - Large Fires | Vegetation Contact | Aggregated | 2063 | 2.2676e-05 | 791.1875 | 0.017941 | 2063 | Mitigation | 0.95 | 45 | 0 | esc | 0.00097009 | 2.1998e-08 | 0.00097009 | 2.1998e-08
[79 empty] | WLDFR | HFTD - Distribution - Tier 3 - 5QU CoRE ¦ 5QU LoRE | Red Flag Warning - Destructive Fires | 2064 | 1.2893e-10 | 1.2893e-10 | 13246.6313 | 384.5316 | 12862.0997 | 0 | 0 | 0 | 1.329e-07 | 1.7078e-06 | 0 | 1.7078e-06 | 1.7078e-06 | 0 | 1.7078e-06 | 0 | 1.3976e-07 | 3.0635e-07 | 0 | 3.0635e-07 | [17 empty] | 7.3.3.17.5 (Remote Grid) Updates to grid topology to minimize risk of ignition in HFTDs Remote GridWLDFRVegetation ContactAggregated | WLDFR | HFTD - Distribution - Tier 2 - 3QU CoRE ¦ 3QU LoRE | Red Flag Warning - Large Fires | Vegetation Contact | Aggregated | 2064 | 2.2676e-05 | 791.1875 | 0.017941 | 2064 | Mitigation | 0.95 | 45 | 0 | esc | 0.00097009 | 2.1998e-08 | 0.00097009 | 2.1998e-08
[79 empty] | WLDFR | HFTD - Distribution - Tier 3 - 5QU CoRE ¦ 5QU LoRE | Red Flag Warning - Destructive Fires | 2065 | 1.2893e-10 | 1.2893e-10 | 13246.6313 | 384.5316 | 12862.0997 | 0 | 0 | 0 | 1.329e-07 | 1.7078e-06 | 0 | 1.7078e-06 | 1.7078e-06 | 0 | 1.7078e-06 | 0 | 1.4812e-07 | 3.2469e-07 | 0 | 3.2469e-07 | [17 empty] | 7.3.3.17.5 (Remote Grid) Updates to grid topology to minimize risk of ignition in HFTDs Remote GridWLDFRVegetation ContactAggregated | WLDFR | HFTD - Distribution - Tier 2 - 3QU CoRE ¦ 3QU LoRE | Red Flag Warning - Large Fires | Vegetation Contact | Aggregated | 2065 | 2.2676e-05 | 791.1875 | 0.017941 | 2065 | Mitigation | 0.95 | 45 | 0 | esc | 0.00097009 | 2.1998e-08 | 0.00097009 | 2.1998e-08
[79 empty] | WLDFR | HFTD - Distribution - Tier 3 - 5QU CoRE ¦ 5QU LoRE | Red Flag Warning - Destructive Fires | 2066 | 1.2893e-10 | 1.2893e-10 | 13246.6313 | 384.5316 | 12862.0997 | 0 | 0 | 0 | 1.329e-07 | 1.7078e-06 | 0 | 1.7078e-06 | 1.7078e-06 | 0 | 1.7078e-06 | 0 | 1.4812e-07 | 3.2469e-07 | 0 | 3.2469e-07 | [17 empty] | 7.3.3.17.5 (Remote Grid) Updates to grid topology to minimize risk of ignition in HFTDs Remote GridWLDFRVegetation ContactAggregated | WLDFR | HFTD - Distribution - Tier 2 - 3QU CoRE ¦ 3QU LoRE | Red Flag Warning - Large Fires | Vegetation Contact | Aggregated | 2066 | 2.2676e-05 | 791.1875 | 0.017941 | 2066 | Mitigation | 0.95 | 45 | 0 | esc | 0.00097009 | 2.1998e-08 | 0.00097009 | 2.1998e-08
[79 empty] | WLDFR | HFTD - Distribution - Tier 3 - 5QU CoRE ¦ 5QU LoRE | Red Flag Warning - Destructive Fires | 2067 | 0 | 1.2893e-10 | 13246.6313 | 384.5316 | 12862.0997 | 0 | 0 | 0 | 1.329e-07 | 0 | 0 | 0 | 1.7078e-06 | 0 | 1.7078e-06 | 0 | 1.4812e-07 | 3.2469e-07 | 0 | 3.2469e-07 | [17 empty] | 7.3.3.17.5 (Remote Grid) Updates to grid topology to minimize risk of ignition in HFTDs Remote GridWLDFRVegetation ContactAggregated | WLDFR | HFTD - Distribution - Tier 2 - 3QU CoRE ¦ 3QU LoRE | Red Flag Warning - Large Fires | Vegetation Contact | Aggregated | 2067 | 2.2676e-05 | 791.1875 | 0.017941 | 2067 | Mitigation | 0.95 | 45 | 0 | esc | 0 | 0 | 0.00097009 | 2.1998e-08
[79 empty] | WLDFR | HFTD - Distribution - Tier 3 - 5QU CoRE ¦ 5QU LoRE | Red Flag Warning - Large Fires | 2022 | 1.1389e-08 | 0 | 5.2406 | 0.69642 | 2.942 | 1.6022 | 0 | 0 | 1.174e-05 | 5.9683e-08 | 0 | 5.9683e-08 | 0 | 0 | 0 | 0 | 0 | 3.2469e-07 | 0 | 3.2469e-07 | [17 empty] | 7.3.3.17.5 (Remote Grid) Updates to grid topology to minimize risk of ignition in HFTDs Remote GridWLDFRContact from objectAggregated | WLDFR | HFTD - Distribution - Tier 2 - 3QU CoRE ¦ 3QU LoRE | Red Flag Warning - Small Fires | Contact from object | Aggregated | 2022 | 2.3943e-05 | 791.1875 | 0.018944 | 2022 | Mitigation | 0.95 | 45 | 0 | esc | 0.00097009 | 2.3227e-08 | 0 | 0
[79 empty] | WLDFR | HFTD - Distribution - Tier 3 - 5QU CoRE ¦ 5QU LoRE | Red Flag Warning - Large Fires | 2023 | 1.1389e-08 | 1.1389e-08 | 5.475 | 0.71896 | 3.0715 | 1.6846 | 0 | 0 | 1.174e-05 | 6.2354e-08 | 0 | 6.2354e-08 | 6.2354e-08 | 0 | 6.2354e-08 | 0 | 0 | 0 | 0 | 0 | [17 empty] | 7.3.3.17.5 (Remote Grid) Updates to grid topology to minimize risk of ignition in HFTDs Remote GridWLDFRContact from objectAggregated | WLDFR | HFTD - Distribution - Tier 2 - 3QU CoRE ¦ 3QU LoRE | Red Flag Warning - Small Fires | Contact from object | Aggregated | 2023 | 2.3943e-05 | 791.1875 | 0.018944 | 2023 | Mitigation | 0.95 | 45 | 0 | esc | 0.00097009 | 2.3227e-08 | 0.00097009 | 2.3227e-08
[79 empty] | WLDFR | HFTD - Distribution - Tier 3 - 5QU CoRE ¦ 5QU LoRE | Red Flag Warning - Large Fires | 2024 | 1.1389e-08 | 1.1389e-08 | 5.475 | 0.71896 | 3.0715 | 1.6846 | 0 | 0 | 1.174e-05 | 6.2354e-08 | 0 | 6.2354e-08 | 6.2354e-08 | 0 | 6.2354e-08 | 0 | 3.5294e-08 | 0 | 0 | 0 | [17 empty] | 7.3.3.17.5 (Remote Grid) Updates to grid topology to minimize risk of ignition in HFTDs Remote GridWLDFRContact from objectAggregated | WLDFR | HFTD - Distribution - Tier 2 - 3QU CoRE ¦ 3QU LoRE | Red Flag Warning - Small Fires | Contact from object | Aggregated | 2024 | 2.3943e-05 | 791.1875 | 0.018944 | 2024 | Mitigation | 0.95 | 45 | 0 | esc | 0.00097009 | 2.3227e-08 | 0.00097009 | 2.3227e-08
[79 empty] | WLDFR | HFTD - Distribution - Tier 3 - 5QU CoRE ¦ 5QU LoRE | Red Flag Warning - Large Fires | 2025 | 1.1389e-08 | 1.1389e-08 | 5.475 | 0.71896 | 3.0715 | 1.6846 | 0 | 0 | 1.174e-05 | 6.2354e-08 | 0 | 6.2354e-08 | 6.2354e-08 | 0 | 6.2354e-08 | 0 | 3.643e-08 | 7.9855e-08 | 0 | 7.9855e-08 | [17 empty] | 7.3.3.17.5 (Remote Grid) Updates to grid topology to minimize risk of ignition in HFTDs Remote GridWLDFRContact from objectAggregated | WLDFR | HFTD - Distribution - Tier 2 - 3QU CoRE ¦ 3QU LoRE | Red Flag Warning - Small Fires | Contact from object | Aggregated | 2025 | 2.3943e-05 | 791.1875 | 0.018944 | 2025 | Mitigation | 0.95 | 45 | 0 | esc | 0.00097009 | 2.3227e-08 | 0.00097009 | 2.3227e-08
[79 empty] | WLDFR | HFTD - Distribution - Tier 3 - 5QU CoRE ¦ 5QU LoRE | Red Flag Warning - Large Fires | 2026 | 1.1389e-08 | 1.1389e-08 | 5.475 | 0.71896 | 3.0715 | 1.6846 | 0 | 0 | 1.174e-05 | 6.2354e-08 | 0 | 6.2354e-08 | 6.2354e-08 | 0 | 6.2354e-08 | 0 | 3.643e-08 | 7.9855e-08 | 0 | 7.9855e-08 | [17 empty] | 7.3.3.17.5 (Remote Grid) Updates to grid topology to minimize risk of ignition in HFTDs Remote GridWLDFRContact from objectAggregated | WLDFR | HFTD - Distribution - Tier 2 - 3QU CoRE ¦ 3QU LoRE | Red Flag Warning - Small Fires | Contact from object | Aggregated | 2026 | 2.3943e-05 | 791.1875 | 0.018944 | 2026 | Mitigation | 0.95 | 45 | 0 | esc | 0.00097009 | 2.3227e-08 | 0.00097009 | 2.3227e-08
[79 empty] | WLDFR | HFTD - Distribution - Tier 3 - 5QU CoRE ¦ 5QU LoRE | Red Flag Warning - Large Fires | 2027 | 1.1389e-08 | 1.1389e-08 | 5.475 | 0.71896 | 3.0715 | 1.6846 | 0 | 0 | 1.174e-05 | 6.2354e-08 | 0 | 6.2354e-08 | 6.2354e-08 | 0 | 6.2354e-08 | 0 | 3.643e-08 | 7.9855e-08 | 0 | 7.9855e-08 | [17 empty] | 7.3.3.17.5 (Remote Grid) Updates to grid topology to minimize risk of ignition in HFTDs Remote GridWLDFRContact from objectAggregated | WLDFR | HFTD - Distribution - Tier 2 - 3QU CoRE ¦ 3QU LoRE | Red Flag Warning - Small Fires | Contact from object | Aggregated | 2027 | 2.3943e-05 | 791.1875 | 0.018944 | 2027 | Mitigation | 0.95 | 45 | 0 | esc | 0.00097009 | 2.3227e-08 | 0.00097009 | 2.3227e-08
[79 empty] | WLDFR | HFTD - Distribution - Tier 3 - 5QU CoRE ¦ 5QU LoRE | Red Flag Warning - Large Fires | 2028 | 1.1389e-08 | 1.1389e-08 | 5.777 | 0.74734 | 3.238 | 1.7917 | 0 | 0 | 1.174e-05 | 6.5793e-08 | 0 | 6.5793e-08 | 6.5793e-08 | 0 | 6.5793e-08 | 0 | 3.643e-08 | 7.9855e-08 | 0 | 7.9855e-08 | [17 empty] | 7.3.3.17.5 (Remote Grid) Updates to grid topology to minimize risk of ignition in HFTDs Remote GridWLDFRContact from objectAggregated | WLDFR | HFTD - Distribution - Tier 2 - 3QU CoRE ¦ 3QU LoRE | Red Flag Warning - Small Fires | Contact from object | Aggregated | 2028 | 2.3943e-05 | 791.1875 | 0.018944 | 2028 | Mitigation | 0.95 | 45 | 0 | esc | 0.00097009 | 2.3227e-08 | 0.00097009 | 2.3227e-08
[79 empty] | WLDFR | HFTD - Distribution - Tier 3 - 5QU CoRE ¦ 5QU LoRE | Red Flag Warning - Large Fires | 2029 | 1.1389e-08 | 1.1389e-08 | 5.777 | 0.74734 | 3.238 | 1.7917 | 0 | 0 | 1.174e-05 | 6.5793e-08 | 0 | 6.5793e-08 | 6.5793e-08 | 0 | 6.5793e-08 | 0 | 3.643e-08 | 7.9855e-08 | 0 | 7.9855e-08 | [17 empty] | 7.3.3.17.5 (Remote Grid) Updates to grid topology to minimize risk of ignition in HFTDs Remote GridWLDFRContact from objectAggregated | WLDFR | HFTD - Distribution - Tier 2 - 3QU CoRE ¦ 3QU LoRE | Red Flag Warning - Small Fires | Contact from object | Aggregated | 2029 | 2.3943e-05 | 791.1875 | 0.018944 | 2029 | Mitigation | 0.95 | 45 | 0 | esc | 0.00097009 | 2.3227e-08 | 0.00097009 | 2.3227e-08
[79 empty] | WLDFR | HFTD - Distribution - Tier 3 - 5QU CoRE ¦ 5QU LoRE | Red Flag Warning - Large Fires | 2030 | 1.1389e-08 | 1.1389e-08 | 5.777 | 0.74734 | 3.238 | 1.7917 | 0 | 0 | 1.174e-05 | 6.5793e-08 | 0 | 6.5793e-08 | 6.5793e-08 | 0 | 6.5793e-08 | 0 | 3.7879e-08 | 8.3031e-08 | 0 | 8.3031e-08 | [17 empty] | 7.3.3.17.5 (Remote Grid) Updates to grid topology to minimize risk of ignition in HFTDs Remote GridWLDFRContact from objectAggregated | WLDFR | HFTD - Distribution - Tier 2 - 3QU CoRE ¦ 3QU LoRE | Red Flag Warning - Small Fires | Contact from object | Aggregated | 2030 | 2.3943e-05 | 791.1875 | 0.018944 | 2030 | Mitigation | 0.95 | 45 | 0 | esc | 0.00097009 | 2.3227e-08 | 0.00097009 | 2.3227e-08
[79 empty] | WLDFR | HFTD - Distribution - Tier 3 - 5QU CoRE ¦ 5QU LoRE | Red Flag Warning - Large Fires | 2031 | 1.1389e-08 | 1.1389e-08 | 5.777 | 0.74734 | 3.238 | 1.7917 | 0 | 0 | 1.174e-05 | 6.5793e-08 | 0 | 6.5793e-08 | 6.5793e-08 | 0 | 6.5793e-08 | 0 | 3.7879e-08 | 8.3031e-08 | 0 | 8.3031e-08 | [17 empty] | 7.3.3.17.5 (Remote Grid) Updates to grid topology to minimize risk of ignition in HFTDs Remote GridWLDFRContact from objectAggregated | WLDFR | HFTD - Distribution - Tier 2 - 3QU CoRE ¦ 3QU LoRE | Red Flag Warning - Small Fires | Contact from object | Aggregated | 2031 | 2.3943e-05 | 791.1875 | 0.018944 | 2031 | Mitigation | 0.95 | 45 | 0 | esc | 0.00097009 | 2.3227e-08 | 0.00097009 | 2.3227e-08
[79 empty] | WLDFR | HFTD - Distribution - Tier 3 - 5QU CoRE ¦ 5QU LoRE | Red Flag Warning - Large Fires | 2032 | 1.1389e-08 | 1.1389e-08 | 5.777 | 0.74734 | 3.238 | 1.7917 | 0 | 0 | 1.174e-05 | 6.5793e-08 | 0 | 6.5793e-08 | 6.5793e-08 | 0 | 6.5793e-08 | 0 | 3.7879e-08 | 8.3031e-08 | 0 | 8.3031e-08 | [17 empty] | 7.3.3.17.5 (Remote Grid) Updates to grid topology to minimize risk of ignition in HFTDs Remote GridWLDFRContact from objectAggregated | WLDFR | HFTD - Distribution - Tier 2 - 3QU CoRE ¦ 3QU LoRE | Red Flag Warning - Small Fires | Contact from object | Aggregated | 2032 | 2.3943e-05 | 791.1875 | 0.018944 | 2032 | Mitigation | 0.95 | 45 | 0 | esc | 0.00097009 | 2.3227e-08 | 0.00097009 | 2.3227e-08
[79 empty] | WLDFR | HFTD - Distribution - Tier 3 - 5QU CoRE ¦ 5QU LoRE | Red Flag Warning - Large Fires | 2033 | 1.1389e-08 | 1.1389e-08 | 6.1205 | 0.77885 | 3.4265 | 1.9151 | 0 | 0 | 1.174e-05 | 6.9705e-08 | 0 | 6.9705e-08 | 6.9705e-08 | 0 | 6.9705e-08 | 0 | 3.7879e-08 | 8.3031e-08 | 0 | 8.3031e-08 | [17 empty] | 7.3.3.17.5 (Remote Grid) Updates to grid topology to minimize risk of ignition in HFTDs Remote GridWLDFRContact from objectAggregated | WLDFR | HFTD - Distribution - Tier 2 - 3QU CoRE ¦ 3QU LoRE | Red Flag Warning - Small Fires | Contact from object | Aggregated | 2033 | 2.3943e-05 | 791.1875 | 0.018944 | 2033 | Mitigation | 0.95 | 45 | 0 | esc | 0.00097009 | 2.3227e-08 | 0.00097009 | 2.3227e-08
[79 empty] | WLDFR | HFTD - Distribution - Tier 3 - 5QU CoRE ¦ 5QU LoRE | Red Flag Warning - Large Fires | 2034 | 1.1389e-08 | 1.1389e-08 | 6.1205 | 0.77885 | 3.4265 | 1.9151 | 0 | 0 | 1.174e-05 | 6.9705e-08 | 0 | 6.9705e-08 | 6.9705e-08 | 0 | 6.9705e-08 | 0 | 3.7879e-08 | 8.3031e-08 | 0 | 8.3031e-08 | [17 empty] | 7.3.3.17.5 (Remote Grid) Updates to grid topology to minimize risk of ignition in HFTDs Remote GridWLDFRContact from objectAggregated | WLDFR | HFTD - Distribution - Tier 2 - 3QU CoRE ¦ 3QU LoRE | Red Flag Warning - Small Fires | Contact from object | Aggregated | 2034 | 2.3943e-05 | 791.1875 | 0.018944 | 2034 | Mitigation | 0.95 | 45 | 0 | esc | 0.00097009 | 2.3227e-08 | 0.00097009 | 2.3227e-08
[79 empty] | WLDFR | HFTD - Distribution - Tier 3 - 5QU CoRE ¦ 5QU LoRE | Red Flag Warning - Large Fires | 2035 | 1.1389e-08 | 1.1389e-08 | 6.1205 | 0.77885 | 3.4265 | 1.9151 | 0 | 0 | 1.174e-05 | 6.9705e-08 | 0 | 6.9705e-08 | 6.9705e-08 | 0 | 6.9705e-08 | 0 | 3.9512e-08 | 8.6611e-08 | 0 | 8.6611e-08 | [17 empty] | 7.3.3.17.5 (Remote Grid) Updates to grid topology to minimize risk of ignition in HFTDs Remote GridWLDFRContact from objectAggregated | WLDFR | HFTD - Distribution - Tier 2 - 3QU CoRE ¦ 3QU LoRE | Red Flag Warning - Small Fires | Contact from object | Aggregated | 2035 | 2.3943e-05 | 791.1875 | 0.018944 | 2035 | Mitigation | 0.95 | 45 | 0 | esc | 0.00097009 | 2.3227e-08 | 0.00097009 | 2.3227e-08
[79 empty] | WLDFR | HFTD - Distribution - Tier 3 - 5QU CoRE ¦ 5QU LoRE | Red Flag Warning - Large Fires | 2036 | 1.1389e-08 | 1.1389e-08 | 6.1205 | 0.77885 | 3.4265 | 1.9151 | 0 | 0 | 1.174e-05 | 6.9705e-08 | 0 | 6.9705e-08 | 6.9705e-08 | 0 | 6.9705e-08 | 0 | 3.9512e-08 | 8.6611e-08 | 0 | 8.6611e-08 | [17 empty] | 7.3.3.17.5 (Remote Grid) Updates to grid topology to minimize risk of ignition in HFTDs Remote GridWLDFRContact from objectAggregated | WLDFR | HFTD - Distribution - Tier 2 - 3QU CoRE ¦ 3QU LoRE | Red Flag Warning - Small Fires | Contact from object | Aggregated | 2036 | 2.3943e-05 | 791.1875 | 0.018944 | 2036 | Mitigation | 0.95 | 45 | 0 | esc | 0.00097009 | 2.3227e-08 | 0.00097009 | 2.3227e-08
[79 empty] | WLDFR | HFTD - Distribution - Tier 3 - 5QU CoRE ¦ 5QU LoRE | Red Flag Warning - Large Fires | 2037 | 1.1389e-08 | 1.1389e-08 | 6.1205 | 0.77885 | 3.4265 | 1.9151 | 0 | 0 | 1.174e-05 | 6.9705e-08 | 0 | 6.9705e-08 | 6.9705e-08 | 0 | 6.9705e-08 | 0 | 3.9512e-08 | 8.6611e-08 | 0 | 8.6611e-08 | [17 empty] | 7.3.3.17.5 (Remote Grid) Updates to grid topology to minimize risk of ignition in HFTDs Remote GridWLDFRContact from objectAggregated | WLDFR | HFTD - Distribution - Tier 2 - 3QU CoRE ¦ 3QU LoRE | Red Flag Warning - Small Fires | Contact from object | Aggregated | 2037 | 2.3943e-05 | 791.1875 | 0.018944 | 2037 | Mitigation | 0.95 | 45 | 0 | esc | 0.00097009 | 2.3227e-08 | 0.00097009 | 2.3227e-08
[79 empty] | WLDFR | HFTD - Distribution - Tier 3 - 5QU CoRE ¦ 5QU LoRE | Red Flag Warning - Large Fires | 2038 | 1.1389e-08 | 1.1389e-08 | 6.5028 | 0.81304 | 3.6355 | 2.0543 | 0 | 0 | 1.174e-05 | 7.4059e-08 | 0 | 7.4059e-08 | 7.4059e-08 | 0 | 7.4059e-08 | 0 | 3.9512e-08 | 8.6611e-08 | 0 | 8.6611e-08 | [17 empty] | 7.3.3.17.5 (Remote Grid) Updates to grid topology to minimize risk of ignition in HFTDs Remote GridWLDFRContact from objectAggregated | WLDFR | HFTD - Distribution - Tier 2 - 3QU CoRE ¦ 3QU LoRE | Red Flag Warning - Small Fires | Contact from object | Aggregated | 2038 | 2.3943e-05 | 791.1875 | 0.018944 | 2038 | Mitigation | 0.95 | 45 | 0 | esc | 0.00097009 | 2.3227e-08 | 0.00097009 | 2.3227e-08
[79 empty] | WLDFR | HFTD - Distribution - Tier 3 - 5QU CoRE ¦ 5QU LoRE | Red Flag Warning - Large Fires | 2039 | 1.1389e-08 | 1.1389e-08 | 6.5028 | 0.81304 | 3.6355 | 2.0543 | 0 | 0 | 1.174e-05 | 7.4059e-08 | 0 | 7.4059e-08 | 7.4059e-08 | 0 | 7.4059e-08 | 0 | 3.9512e-08 | 8.6611e-08 | 0 | 8.6611e-08 | [17 empty] | 7.3.3.17.5 (Remote Grid) Updates to grid topology to minimize risk of ignition in HFTDs Remote GridWLDFRContact from objectAggregated | WLDFR | HFTD - Distribution - Tier 2 - 3QU CoRE ¦ 3QU LoRE | Red Flag Warning - Small Fires | Contact from object | Aggregated | 2039 | 2.3943e-05 | 791.1875 | 0.018944 | 2039 | Mitigation | 0.95 | 45 | 0 | esc | 0.00097009 | 2.3227e-08 | 0.00097009 | 2.3227e-08
[79 empty] | WLDFR | HFTD - Distribution - Tier 3 - 5QU CoRE ¦ 5QU LoRE | Red Flag Warning - Large Fires | 2040 | 1.1389e-08 | 1.1389e-08 | 6.5028 | 0.81304 | 3.6355 | 2.0543 | 0 | 0 | 1.174e-05 | 7.4059e-08 | 0 | 7.4059e-08 | 7.4059e-08 | 0 | 7.4059e-08 | 0 | 4.1312e-08 | 9.0557e-08 | 0 | 9.0557e-08 | [17 empty] | 7.3.3.17.5 (Remote Grid) Updates to grid topology to minimize risk of ignition in HFTDs Remote GridWLDFRContact from objectAggregated | WLDFR | HFTD - Distribution - Tier 2 - 3QU CoRE ¦ 3QU LoRE | Red Flag Warning - Small Fires | Contact from object | Aggregated | 2040 | 2.3943e-05 | 791.1875 | 0.018944 | 2040 | Mitigation | 0.95 | 45 | 0 | esc | 0.00097009 | 2.3227e-08 | 0.00097009 | 2.3227e-08
[79 empty] | WLDFR | HFTD - Distribution - Tier 3 - 5QU CoRE ¦ 5QU LoRE | Red Flag Warning - Large Fires | 2041 | 1.1389e-08 | 1.1389e-08 | 6.5028 | 0.81304 | 3.6355 | 2.0543 | 0 | 0 | 1.174e-05 | 7.4059e-08 | 0 | 7.4059e-08 | 7.4059e-08 | 0 | 7.4059e-08 | 0 | 4.1312e-08 | 9.0557e-08 | 0 | 9.0557e-08 | [17 empty] | 7.3.3.17.5 (Remote Grid) Updates to grid topology to minimize risk of ignition in HFTDs Remote GridWLDFRContact from objectAggregated | WLDFR | HFTD - Distribution - Tier 2 - 3QU CoRE ¦ 3QU LoRE | Red Flag Warning - Small Fires | Contact from object | Aggregated | 2041 | 2.3943e-05 | 791.1875 | 0.018944 | 2041 | Mitigation | 0.95 | 45 | 0 | esc | 0.00097009 | 2.3227e-08 | 0.00097009 | 2.3227e-08
[79 empty] | WLDFR | HFTD - Distribution - Tier 3 - 5QU CoRE ¦ 5QU LoRE | Red Flag Warning - Large Fires | 2042 | 1.1389e-08 | 1.1389e-08 | 6.5028 | 0.81304 | 3.6355 | 2.0543 | 0 | 0 | 1.174e-05 | 7.4059e-08 | 0 | 7.4059e-08 | 7.4059e-08 | 0 | 7.4059e-08 | 0 | 4.1312e-08 | 9.0557e-08 | 0 | 9.0557e-08 | [17 empty] | 7.3.3.17.5 (Remote Grid) Updates to grid topology to minimize risk of ignition in HFTDs Remote GridWLDFRContact from objectAggregated | WLDFR | HFTD - Distribution - Tier 2 - 3QU CoRE ¦ 3QU LoRE | Red Flag Warning - Small Fires | Contact from object | Aggregated | 2042 | 2.3943e-05 | 791.1875 | 0.018944 | 2042 | Mitigation | 0.95 | 45 | 0 | esc | 0.00097009 | 2.3227e-08 | 0.00097009 | 2.3227e-08
[79 empty] | WLDFR | HFTD - Distribution - Tier 3 - 5QU CoRE ¦ 5QU LoRE | Red Flag Warning - Large Fires | 2043 | 1.1389e-08 | 1.1389e-08 | 6.9209 | 0.84944 | 3.8632 | 2.2083 | 0 | 0 | 1.174e-05 | 7.8821e-08 | 0 | 7.8821e-08 | 7.8821e-08 | 0 | 7.8821e-08 | 0 | 4.1312e-08 | 9.0557e-08 | 0 | 9.0557e-08 | [17 empty] | 7.3.3.17.5 (Remote Grid) Updates to grid topology to minimize risk of ignition in HFTDs Remote GridWLDFRContact from objectAggregated | WLDFR | HFTD - Distribution - Tier 2 - 3QU CoRE ¦ 3QU LoRE | Red Flag Warning - Small Fires | Contact from object | Aggregated | 2043 | 2.3943e-05 | 791.1875 | 0.018944 | 2043 | Mitigation | 0.95 | 45 | 0 | esc | 0.00097009 | 2.3227e-08 | 0.00097009 | 2.3227e-08
[79 empty] | WLDFR | HFTD - Distribution - Tier 3 - 5QU CoRE ¦ 5QU LoRE | Red Flag Warning - Large Fires | 2044 | 1.1389e-08 | 1.1389e-08 | 6.9209 | 0.84944 | 3.8632 | 2.2083 | 0 | 0 | 1.174e-05 | 7.8821e-08 | 0 | 7.8821e-08 | 7.8821e-08 | 0 | 7.8821e-08 | 0 | 4.1312e-08 | 9.0557e-08 | 0 | 9.0557e-08 | [17 empty] | 7.3.3.17.5 (Remote Grid) Updates to grid topology to minimize risk of ignition in HFTDs Remote GridWLDFRContact from objectAggregated | WLDFR | HFTD - Distribution - Tier 2 - 3QU CoRE ¦ 3QU LoRE | Red Flag Warning - Small Fires | Contact from object | Aggregated | 2044 | 2.3943e-05 | 791.1875 | 0.018944 | 2044 | Mitigation | 0.95 | 45 | 0 | esc | 0.00097009 | 2.3227e-08 | 0.00097009 | 2.3227e-08
[79 empty] | WLDFR | HFTD - Distribution - Tier 3 - 5QU CoRE ¦ 5QU LoRE | Red Flag Warning - Large Fires | 2045 | 1.1389e-08 | 1.1389e-08 | 6.9209 | 0.84944 | 3.8632 | 2.2083 | 0 | 0 | 1.174e-05 | 7.8821e-08 | 0 | 7.8821e-08 | 7.8821e-08 | 0 | 7.8821e-08 | 0 | 4.3261e-08 | 9.4829e-08 | 0 | 9.4829e-08 | [17 empty] | 7.3.3.17.5 (Remote Grid) Updates to grid topology to minimize risk of ignition in HFTDs Remote GridWLDFRContact from objectAggregated | WLDFR | HFTD - Distribution - Tier 2 - 3QU CoRE ¦ 3QU LoRE | Red Flag Warning - Small Fires | Contact from object | Aggregated | 2045 | 2.3943e-05 | 791.1875 | 0.018944 | 2045 | Mitigation | 0.95 | 45 | 0 | esc | 0.00097009 | 2.3227e-08 | 0.00097009 | 2.3227e-08
[79 empty] | WLDFR | HFTD - Distribution - Tier 3 - 5QU CoRE ¦ 5QU LoRE | Red Flag Warning - Large Fires | 2046 | 1.1389e-08 | 1.1389e-08 | 6.9209 | 0.84944 | 3.8632 | 2.2083 | 0 | 0 | 1.174e-05 | 7.8821e-08 | 0 | 7.8821e-08 | 7.8821e-08 | 0 | 7.8821e-08 | 0 | 4.3261e-08 | 9.4829e-08 | 0 | 9.4829e-08 | [17 empty] | 7.3.3.17.5 (Remote Grid) Updates to grid topology to minimize risk of ignition in HFTDs Remote GridWLDFRContact from objectAggregated | WLDFR | HFTD - Distribution - Tier 2 - 3QU CoRE ¦ 3QU LoRE | Red Flag Warning - Small Fires | Contact from object | Aggregated | 2046 | 2.3943e-05 | 791.1875 | 0.018944 | 2046 | Mitigation | 0.95 | 45 | 0 | esc | 0.00097009 | 2.3227e-08 | 0.00097009 | 2.3227e-08
[79 empty] | WLDFR | HFTD - Distribution - Tier 3 - 5QU CoRE ¦ 5QU LoRE | Red Flag Warning - Large Fires | 2047 | 1.1389e-08 | 1.1389e-08 | 6.9209 | 0.84944 | 3.8632 | 2.2083 | 0 | 0 | 1.174e-05 | 7.8821e-08 | 0 | 7.8821e-08 | 7.8821e-08 | 0 | 7.8821e-08 | 0 | 4.3261e-08 | 9.4829e-08 | 0 | 9.4829e-08 | [17 empty] | 7.3.3.17.5 (Remote Grid) Updates to grid topology to minimize risk of ignition in HFTDs Remote GridWLDFRContact from objectAggregated | WLDFR | HFTD - Distribution - Tier 2 - 3QU CoRE ¦ 3QU LoRE | Red Flag Warning - Small Fires | Contact from object | Aggregated | 2047 | 2.3943e-05 | 791.1875 | 0.018944 | 2047 | Mitigation | 0.95 | 45 | 0 | esc | 0.00097009 | 2.3227e-08 | 0.00097009 | 2.3227e-08
[79 empty] | WLDFR | HFTD - Distribution - Tier 3 - 5QU CoRE ¦ 5QU LoRE | Red Flag Warning - Large Fires | 2048 | 1.1389e-08 | 1.1389e-08 | 7.3713 | 0.88759 | 4.1075 | 2.3763 | 0 | 0 | 1.174e-05 | 8.395e-08 | 0 | 8.395e-08 | 8.395e-08 | 0 | 8.395e-08 | 0 | 4.3261e-08 | 9.4829e-08 | 0 | 9.4829e-08 | [17 empty] | 7.3.3.17.5 (Remote Grid) Updates to grid topology to minimize risk of ignition in HFTDs Remote GridWLDFRContact from objectAggregated | WLDFR | HFTD - Distribution - Tier 2 - 3QU CoRE ¦ 3QU LoRE | Red Flag Warning - Small Fires | Contact from object | Aggregated | 2048 | 2.3943e-05 | 791.1875 | 0.018944 | 2048 | Mitigation | 0.95 | 45 | 0 | esc | 0.00097009 | 2.3227e-08 | 0.00097009 | 2.3227e-08
[79 empty] | WLDFR | HFTD - Distribution - Tier 3 - 5QU CoRE ¦ 5QU LoRE | Red Flag Warning - Large Fires | 2049 | 1.1389e-08 | 1.1389e-08 | 7.3713 | 0.88759 | 4.1075 | 2.3763 | 0 | 0 | 1.174e-05 | 8.395e-08 | 0 | 8.395e-08 | 8.395e-08 | 0 | 8.395e-08 | 0 | 4.3261e-08 | 9.4829e-08 | 0 | 9.4829e-08 | [17 empty] | 7.3.3.17.5 (Remote Grid) Updates to grid topology to minimize risk of ignition in HFTDs Remote GridWLDFRContact from objectAggregated | WLDFR | HFTD - Distribution - Tier 2 - 3QU CoRE ¦ 3QU LoRE | Red Flag Warning - Small Fires | Contact from object | Aggregated | 2049 | 2.3943e-05 | 791.1875 | 0.018944 | 2049 | Mitigation | 0.95 | 45 | 0 | esc | 0.00097009 | 2.3227e-08 | 0.00097009 | 2.3227e-08
[79 empty] | WLDFR | HFTD - Distribution - Tier 3 - 5QU CoRE ¦ 5QU LoRE | Red Flag Warning - Large Fires | 2050 | 1.1389e-08 | 1.1389e-08 | 7.3713 | 0.88759 | 4.1075 | 2.3763 | 0 | 0 | 1.174e-05 | 8.395e-08 | 0 | 8.395e-08 | 8.395e-08 | 0 | 8.395e-08 | 0 | 4.5339e-08 | 9.9383e-08 | 0 | 9.9383e-08 | [17 empty] | 7.3.3.17.5 (Remote Grid) Updates to grid topology to minimize risk of ignition in HFTDs Remote GridWLDFRContact from objectAggregated | WLDFR | HFTD - Distribution - Tier 2 - 3QU CoRE ¦ 3QU LoRE | Red Flag Warning - Small Fires | Contact from object | Aggregated | 2050 | 2.3943e-05 | 791.1875 | 0.018944 | 2050 | Mitigation | 0.95 | 45 | 0 | esc | 0.00097009 | 2.3227e-08 | 0.00097009 | 2.3227e-08
[79 empty] | WLDFR | HFTD - Distribution - Tier 3 - 5QU CoRE ¦ 5QU LoRE | Red Flag Warning - Large Fires | 2051 | 1.1389e-08 | 1.1389e-08 | 7.3713 | 0.88759 | 4.1075 | 2.3763 | 0 | 0 | 1.174e-05 | 8.395e-08 | 0 | 8.395e-08 | 8.395e-08 | 0 | 8.395e-08 | 0 | 4.5339e-08 | 9.9383e-08 | 0 | 9.9383e-08 | [17 empty] | 7.3.3.17.5 (Remote Grid) Updates to grid topology to minimize risk of ignition in HFTDs Remote GridWLDFRContact from objectAggregated | WLDFR | HFTD - Distribution - Tier 2 - 3QU CoRE ¦ 3QU LoRE | Red Flag Warning - Small Fires | Contact from object | Aggregated | 2051 | 2.3943e-05 | 791.1875 | 0.018944 | 2051 | Mitigation | 0.95 | 45 | 0 | esc | 0.00097009 | 2.3227e-08 | 0.00097009 | 2.3227e-08
[79 empty] | WLDFR | HFTD - Distribution - Tier 3 - 5QU CoRE ¦ 5QU LoRE | Red Flag Warning - Large Fires | 2052 | 1.1389e-08 | 1.1389e-08 | 7.3713 | 0.88759 | 4.1075 | 2.3763 | 0 | 0 | 1.174e-05 | 8.395e-08 | 0 | 8.395e-08 | 8.395e-08 | 0 | 8.395e-08 | 0 | 4.5339e-08 | 9.9383e-08 | 0 | 9.9383e-08 | [17 empty] | 7.3.3.17.5 (Remote Grid) Updates to grid topology to minimize risk of ignition in HFTDs Remote GridWLDFRContact from objectAggregated | WLDFR | HFTD - Distribution - Tier 2 - 3QU CoRE ¦ 3QU LoRE | Red Flag Warning - Small Fires | Contact from object | Aggregated | 2052 | 2.3943e-05 | 791.1875 | 0.018944 | 2052 | Mitigation | 0.95 | 45 | 0 | esc | 0.00097009 | 2.3227e-08 | 0.00097009 | 2.3227e-08
[79 empty] | WLDFR | HFTD - Distribution - Tier 3 - 5QU CoRE ¦ 5QU LoRE | Red Flag Warning - Large Fires | 2053 | 1.1389e-08 | 1.1389e-08 | 7.8503 | 0.92702 | 4.3664 | 2.5569 | 0 | 0 | 1.174e-05 | 8.9405e-08 | 0 | 8.9405e-08 | 8.9405e-08 | 0 | 8.9405e-08 | 0 | 4.5339e-08 | 9.9383e-08 | 0 | 9.9383e-08 | [17 empty] | 7.3.3.17.5 (Remote Grid) Updates to grid topology to minimize risk of ignition in HFTDs Remote GridWLDFRContact from objectAggregated | WLDFR | HFTD - Distribution - Tier 2 - 3QU CoRE ¦ 3QU LoRE | Red Flag Warning - Small Fires | Contact from object | Aggregated | 2053 | 2.3943e-05 | 791.1875 | 0.018944 | 2053 | Mitigation | 0.95 | 45 | 0 | esc | 0.00097009 | 2.3227e-08 | 0.00097009 | 2.3227e-08
[79 empty] | WLDFR | HFTD - Distribution - Tier 3 - 5QU CoRE ¦ 5QU LoRE | Red Flag Warning - Large Fires | 2054 | 1.1389e-08 | 1.1389e-08 | 7.8503 | 0.92702 | 4.3664 | 2.5569 | 0 | 0 | 1.174e-05 | 8.9405e-08 | 0 | 8.9405e-08 | 8.9405e-08 | 0 | 8.9405e-08 | 0 | 4.5339e-08 | 9.9383e-08 | 0 | 9.9383e-08 | [17 empty] | 7.3.3.17.5 (Remote Grid) Updates to grid topology to minimize risk of ignition in HFTDs Remote GridWLDFRContact from objectAggregated | WLDFR | HFTD - Distribution - Tier 2 - 3QU CoRE ¦ 3QU LoRE | Red Flag Warning - Small Fires | Contact from object | Aggregated | 2054 | 2.3943e-05 | 791.1875 | 0.018944 | 2054 | Mitigation | 0.95 | 45 | 0 | esc | 0.00097009 | 2.3227e-08 | 0.00097009 | 2.3227e-08
[79 empty] | WLDFR | HFTD - Distribution - Tier 3 - 5QU CoRE ¦ 5QU LoRE | Red Flag Warning - Large Fires | 2055 | 1.1389e-08 | 1.1389e-08 | 7.8503 | 0.92702 | 4.3664 | 2.5569 | 0 | 0 | 1.174e-05 | 8.9405e-08 | 0 | 8.9405e-08 | 8.9405e-08 | 0 | 8.9405e-08 | 0 | 4.7524e-08 | 1.0417e-07 | 0 | 1.0417e-07 | [17 empty] | 7.3.3.17.5 (Remote Grid) Updates to grid topology to minimize risk of ignition in HFTDs Remote GridWLDFRContact from objectAggregated | WLDFR | HFTD - Distribution - Tier 2 - 3QU CoRE ¦ 3QU LoRE | Red Flag Warning - Small Fires | Contact from object | Aggregated | 2055 | 2.3943e-05 | 791.1875 | 0.018944 | 2055 | Mitigation | 0.95 | 45 | 0 | esc | 0.00097009 | 2.3227e-08 | 0.00097009 | 2.3227e-08
[79 empty] | WLDFR | HFTD - Distribution - Tier 3 - 5QU CoRE ¦ 5QU LoRE | Red Flag Warning - Large Fires | 2056 | 1.1389e-08 | 1.1389e-08 | 7.8503 | 0.92702 | 4.3664 | 2.5569 | 0 | 0 | 1.174e-05 | 8.9405e-08 | 0 | 8.9405e-08 | 8.9405e-08 | 0 | 8.9405e-08 | 0 | 4.7524e-08 | 1.0417e-07 | 0 | 1.0417e-07 | [17 empty] | 7.3.3.17.5 (Remote Grid) Updates to grid topology to minimize risk of ignition in HFTDs Remote GridWLDFRContact from objectAggregated | WLDFR | HFTD - Distribution - Tier 2 - 3QU CoRE ¦ 3QU LoRE | Red Flag Warning - Small Fires | Contact from object | Aggregated | 2056 | 2.3943e-05 | 791.1875 | 0.018944 | 2056 | Mitigation | 0.95 | 45 | 0 | esc | 0.00097009 | 2.3227e-08 | 0.00097009 | 2.3227e-08
[79 empty] | WLDFR | HFTD - Distribution - Tier 3 - 5QU CoRE ¦ 5QU LoRE | Red Flag Warning - Large Fires | 2057 | 1.1389e-08 | 1.1389e-08 | 7.8503 | 0.92702 | 4.3664 | 2.5569 | 0 | 0 | 1.174e-05 | 8.9405e-08 | 0 | 8.9405e-08 | 8.9405e-08 | 0 | 8.9405e-08 | 0 | 4.7524e-08 | 1.0417e-07 | 0 | 1.0417e-07 | [17 empty] | 7.3.3.17.5 (Remote Grid) Updates to grid topology to minimize risk of ignition in HFTDs Remote GridWLDFRContact from objectAggregated | WLDFR | HFTD - Distribution - Tier 2 - 3QU CoRE ¦ 3QU LoRE | Red Flag Warning - Small Fires | Contact from object | Aggregated | 2057 | 2.3943e-05 | 791.1875 | 0.018944 | 2057 | Mitigation | 0.95 | 45 | 0 | esc | 0.00097009 | 2.3227e-08 | 0.00097009 | 2.3227e-08
[79 empty] | WLDFR | HFTD - Distribution - Tier 3 - 5QU CoRE ¦ 5QU LoRE | Red Flag Warning - Large Fires | 2058 | 1.1389e-08 | 1.1389e-08 | 8.3524 | 0.96727 | 4.6367 | 2.7484 | 0 | 0 | 1.174e-05 | 9.5123e-08 | 0 | 9.5123e-08 | 9.5123e-08 | 0 | 9.5123e-08 | 0 | 4.7524e-08 | 1.0417e-07 | 0 | 1.0417e-07 | [17 empty] | 7.3.3.17.5 (Remote Grid) Updates to grid topology to minimize risk of ignition in HFTDs Remote GridWLDFRContact from objectAggregated | WLDFR | HFTD - Distribution - Tier 2 - 3QU CoRE ¦ 3QU LoRE | Red Flag Warning - Small Fires | Contact from object | Aggregated | 2058 | 2.3943e-05 | 791.1875 | 0.018944 | 2058 | Mitigation | 0.95 | 45 | 0 | esc | 0.00097009 | 2.3227e-08 | 0.00097009 | 2.3227e-08
[79 empty] | WLDFR | HFTD - Distribution - Tier 3 - 5QU CoRE ¦ 5QU LoRE | Red Flag Warning - Large Fires | 2059 | 1.1389e-08 | 1.1389e-08 | 8.3524 | 0.96727 | 4.6367 | 2.7484 | 0 | 0 | 1.174e-05 | 9.5123e-08 | 0 | 9.5123e-08 | 9.5123e-08 | 0 | 9.5123e-08 | 0 | 4.7524e-08 | 1.0417e-07 | 0 | 1.0417e-07 | [17 empty] | 7.3.3.17.5 (Remote Grid) Updates to grid topology to minimize risk of ignition in HFTDs Remote GridWLDFRContact from objectAggregated | WLDFR | HFTD - Distribution - Tier 2 - 3QU CoRE ¦ 3QU LoRE | Red Flag Warning - Small Fires | Contact from object | Aggregated | 2059 | 2.3943e-05 | 791.1875 | 0.018944 | 2059 | Mitigation | 0.95 | 45 | 0 | esc | 0.00097009 | 2.3227e-08 | 0.00097009 | 2.3227e-08
[79 empty] | WLDFR | HFTD - Distribution - Tier 3 - 5QU CoRE ¦ 5QU LoRE | Red Flag Warning - Large Fires | 2060 | 1.1389e-08 | 1.1389e-08 | 8.3524 | 0.96727 | 4.6367 | 2.7484 | 0 | 0 | 1.174e-05 | 9.5123e-08 | 0 | 9.5123e-08 | 9.5123e-08 | 0 | 9.5123e-08 | 0 | 4.9792e-08 | 1.0915e-07 | 0 | 1.0915e-07 | [17 empty] | 7.3.3.17.5 (Remote Grid) Updates to grid topology to minimize risk of ignition in HFTDs Remote GridWLDFRContact from objectAggregated | WLDFR | HFTD - Distribution - Tier 2 - 3QU CoRE ¦ 3QU LoRE | Red Flag Warning - Small Fires | Contact from object | Aggregated | 2060 | 2.3943e-05 | 791.1875 | 0.018944 | 2060 | Mitigation | 0.95 | 45 | 0 | esc | 0.00097009 | 2.3227e-08 | 0.00097009 | 2.3227e-08
[79 empty] | WLDFR | HFTD - Distribution - Tier 3 - 5QU CoRE ¦ 5QU LoRE | Red Flag Warning - Large Fires | 2061 | 1.1389e-08 | 1.1389e-08 | 8.3524 | 0.96727 | 4.6367 | 2.7484 | 0 | 0 | 1.174e-05 | 9.5123e-08 | 0 | 9.5123e-08 | 9.5123e-08 | 0 | 9.5123e-08 | 0 | 4.9792e-08 | 1.0915e-07 | 0 | 1.0915e-07 | [17 empty] | 7.3.3.17.5 (Remote Grid) Updates to grid topology to minimize risk of ignition in HFTDs Remote GridWLDFRContact from objectAggregated | WLDFR | HFTD - Distribution - Tier 2 - 3QU CoRE ¦ 3QU LoRE | Red Flag Warning - Small Fires | Contact from object | Aggregated | 2061 | 2.3943e-05 | 791.1875 | 0.018944 | 2061 | Mitigation | 0.95 | 45 | 0 | esc | 0.00097009 | 2.3227e-08 | 0.00097009 | 2.3227e-08
[79 empty] | WLDFR | HFTD - Distribution - Tier 3 - 5QU CoRE ¦ 5QU LoRE | Red Flag Warning - Large Fires | 2062 | 1.1389e-08 | 1.1389e-08 | 8.3524 | 0.96727 | 4.6367 | 2.7484 | 0 | 0 | 1.174e-05 | 9.5123e-08 | 0 | 9.5123e-08 | 9.5123e-08 | 0 | 9.5123e-08 | 0 | 4.9792e-08 | 1.0915e-07 | 0 | 1.0915e-07 | [17 empty] | 7.3.3.17.5 (Remote Grid) Updates to grid topology to minimize risk of ignition in HFTDs Remote GridWLDFRContact from objectAggregated | WLDFR | HFTD - Distribution - Tier 2 - 3QU CoRE ¦ 3QU LoRE | Red Flag Warning - Small Fires | Contact from object | Aggregated | 2062 | 2.3943e-05 | 791.1875 | 0.018944 | 2062 | Mitigation | 0.95 | 45 | 0 | esc | 0.00097009 | 2.3227e-08 | 0.00097009 | 2.3227e-08
[79 empty] | WLDFR | HFTD - Distribution - Tier 3 - 5QU CoRE ¦ 5QU LoRE | Red Flag Warning - Large Fires | 2063 | 1.1389e-08 | 1.1389e-08 | 8.872 | 1.0079 | 4.9153 | 2.9488 | 0 | 0 | 1.174e-05 | 1.0104e-07 | 0 | 1.0104e-07 | 1.0104e-07 | 0 | 1.0104e-07 | 0 | 4.9792e-08 | 1.0915e-07 | 0 | 1.0915e-07 | [17 empty] | 7.3.3.17.5 (Remote Grid) Updates to grid topology to minimize risk of ignition in HFTDs Remote GridWLDFRContact from objectAggregated | WLDFR | HFTD - Distribution - Tier 2 - 3QU CoRE ¦ 3QU LoRE | Red Flag Warning - Small Fires | Contact from object | Aggregated | 2063 | 2.3943e-05 | 791.1875 | 0.018944 | 2063 | Mitigation | 0.95 | 45 | 0 | esc | 0.00097009 | 2.3227e-08 | 0.00097009 | 2.3227e-08
[79 empty] | WLDFR | HFTD - Distribution - Tier 3 - 5QU CoRE ¦ 5QU LoRE | Red Flag Warning - Large Fires | 2064 | 1.1389e-08 | 1.1389e-08 | 8.872 | 1.0079 | 4.9153 | 2.9488 | 0 | 0 | 1.174e-05 | 1.0104e-07 | 0 | 1.0104e-07 | 1.0104e-07 | 0 | 1.0104e-07 | 0 | 4.9792e-08 | 1.0915e-07 | 0 | 1.0915e-07 | [17 empty] | 7.3.3.17.5 (Remote Grid) Updates to grid topology to minimize risk of ignition in HFTDs Remote GridWLDFRContact from objectAggregated | WLDFR | HFTD - Distribution - Tier 2 - 3QU CoRE ¦ 3QU LoRE | Red Flag Warning - Small Fires | Contact from object | Aggregated | 2064 | 2.3943e-05 | 791.1875 | 0.018944 | 2064 | Mitigation | 0.95 | 45 | 0 | esc | 0.00097009 | 2.3227e-08 | 0.00097009 | 2.3227e-08
[79 empty] | WLDFR | HFTD - Distribution - Tier 3 - 5QU CoRE ¦ 5QU LoRE | Red Flag Warning - Large Fires | 2065 | 1.1389e-08 | 1.1389e-08 | 8.872 | 1.0079 | 4.9153 | 2.9488 | 0 | 0 | 1.174e-05 | 1.0104e-07 | 0 | 1.0104e-07 | 1.0104e-07 | 0 | 1.0104e-07 | 0 | 5.2119e-08 | 1.1425e-07 | 0 | 1.1425e-07 | [17 empty] | 7.3.3.17.5 (Remote Grid) Updates to grid topology to minimize risk of ignition in HFTDs Remote GridWLDFRContact from objectAggregated | WLDFR | HFTD - Distribution - Tier 2 - 3QU CoRE ¦ 3QU LoRE | Red Flag Warning - Small Fires | Contact from object | Aggregated | 2065 | 2.3943e-05 | 791.1875 | 0.018944 | 2065 | Mitigation | 0.95 | 45 | 0 | esc | 0.00097009 | 2.3227e-08 | 0.00097009 | 2.3227e-08
[79 empty] | WLDFR | HFTD - Distribution - Tier 3 - 5QU CoRE ¦ 5QU LoRE | Red Flag Warning - Large Fires | 2066 | 1.1389e-08 | 1.1389e-08 | 8.872 | 1.0079 | 4.9153 | 2.9488 | 0 | 0 | 1.174e-05 | 1.0104e-07 | 0 | 1.0104e-07 | 1.0104e-07 | 0 | 1.0104e-07 | 0 | 5.2119e-08 | 1.1425e-07 | 0 | 1.1425e-07 | [17 empty] | 7.3.3.17.5 (Remote Grid) Updates to grid topology to minimize risk of ignition in HFTDs Remote GridWLDFRContact from objectAggregated | WLDFR | HFTD - Distribution - Tier 2 - 3QU CoRE ¦ 3QU LoRE | Red Flag Warning - Small Fires | Contact from object | Aggregated | 2066 | 2.3943e-05 | 791.1875 | 0.018944 | 2066 | Mitigation | 0.95 | 45 | 0 | esc | 0.00097009 | 2.3227e-08 | 0.00097009 | 2.3227e-08
[79 empty] | WLDFR | HFTD - Distribution - Tier 3 - 5QU CoRE ¦ 5QU LoRE | Red Flag Warning - Large Fires | 2067 | 0 | 1.1389e-08 | 8.872 | 1.0079 | 4.9153 | 2.9488 | 0 | 0 | 1.174e-05 | 0 | 0 | 0 | 1.0104e-07 | 0 | 1.0104e-07 | 0 | 5.2119e-08 | 1.1425e-07 | 0 | 1.1425e-07 | [17 empty] | 7.3.3.17.5 (Remote Grid) Updates to grid topology to minimize risk of ignition in HFTDs Remote GridWLDFRContact from objectAggregated | WLDFR | HFTD - Distribution - Tier 2 - 3QU CoRE ¦ 3QU LoRE | Red Flag Warning - Small Fires | Contact from object | Aggregated | 2067 | 2.3943e-05 | 791.1875 | 0.018944 | 2067 | Mitigation | 0.95 | 45 | 0 | esc | 0 | 0 | 0.00097009 | 2.3227e-08
[79 empty] | WLDFR | HFTD - Distribution - Tier 3 - 5QU CoRE ¦ 5QU LoRE | Red Flag Warning - Small Fires | 2022 | 2.9982e-07 | 0 | 0.077901 | 0.036425 | 0.0015809 | 0.039895 | 0 | 0 | 0.00031315 | 2.3356e-08 | 0 | 2.3356e-08 | 0 | 0 | 0 | 0 | 5.2119e-08 | 1.1425e-07 | 0 | 1.1425e-07 | [17 empty] | 7.3.3.17.5 (Remote Grid) Updates to grid topology to minimize risk of ignition in HFTDs Remote GridWLDFRContaminationAggregated | WLDFR | HFTD - Distribution - Tier 2 - 3QU CoRE ¦ 3QU LoRE | Red Flag Warning - Small Fires | Contamination | Aggregated | 2022 | 1.6287e-07 | 791.1875 | 0.00012886 | 2022 | Mitigation | 0.95 | 45 | 0 | esc | 0.00097009 | 1.58e-10 | 0 | 0
[79 empty] | WLDFR | HFTD - Distribution - Tier 3 - 5QU CoRE ¦ 5QU LoRE | Red Flag Warning - Small Fires | 2023 | 2.9982e-07 | 2.9982e-07 | 0.080408 | 0.03759 | 0.0016314 | 0.041187 | 0 | 0 | 0.00031315 | 2.4108e-08 | 0 | 2.4108e-08 | 2.4108e-08 | 0 | 2.4108e-08 | 0 | 5.2119e-08 | 1.1425e-07 | 0 | 1.1425e-07 | [17 empty] | 7.3.3.17.5 (Remote Grid) Updates to grid topology to minimize risk of ignition in HFTDs Remote GridWLDFRContaminationAggregated | WLDFR | HFTD - Distribution - Tier 2 - 3QU CoRE ¦ 3QU LoRE | Red Flag Warning - Small Fires | Contamination | Aggregated | 2023 | 1.6287e-07 | 791.1875 | 0.00012886 | 2023 | Mitigation | 0.95 | 45 | 0 | esc | 0.00097009 | 1.58e-10 | 0.00097009 | 1.58e-10
[79 empty] | WLDFR | HFTD - Distribution - Tier 3 - 5QU CoRE ¦ 5QU LoRE | Red Flag Warning - Small Fires | 2024 | 2.9982e-07 | 2.9982e-07 | 0.080408 | 0.03759 | 0.0016314 | 0.041187 | 0 | 0 | 0.00031315 | 2.4108e-08 | 0 | 2.4108e-08 | 2.4108e-08 | 0 | 2.4108e-08 | 0 | 5.4477e-08 | 1.1941e-07 | 0 | 1.1941e-07 | [17 empty] | 7.3.3.17.5 (Remote Grid) Updates to grid topology to minimize risk of ignition in HFTDs Remote GridWLDFRContaminationAggregated | WLDFR | HFTD - Distribution - Tier 2 - 3QU CoRE ¦ 3QU LoRE | Red Flag Warning - Small Fires | Contamination | Aggregated | 2024 | 1.6287e-07 | 791.1875 | 0.00012886 | 2024 | Mitigation | 0.95 | 45 | 0 | esc | 0.00097009 | 1.58e-10 | 0.00097009 | 1.58e-10
[79 empty] | WLDFR | HFTD - Distribution - Tier 3 - 5QU CoRE ¦ 5QU LoRE | Red Flag Warning - Small Fires | 2025 | 2.9982e-07 | 2.9982e-07 | 0.080408 | 0.03759 | 0.0016314 | 0.041187 | 0 | 0 | 0.00031315 | 2.4108e-08 | 0 | 2.4108e-08 | 2.4108e-08 | 0 | 2.4108e-08 | 0 | 5.4477e-08 | 1.1941e-07 | 0 | 1.1941e-07 | [17 empty] | 7.3.3.17.5 (Remote Grid) Updates to grid topology to minimize risk of ignition in HFTDs Remote GridWLDFRContaminationAggregated | WLDFR | HFTD - Distribution - Tier 2 - 3QU CoRE ¦ 3QU LoRE | Red Flag Warning - Small Fires | Contamination | Aggregated | 2025 | 1.6287e-07 | 791.1875 | 0.00012886 | 2025 | Mitigation | 0.95 | 45 | 0 | esc | 0.00097009 | 1.58e-10 | 0.00097009 | 1.58e-10
[79 empty] | WLDFR | HFTD - Distribution - Tier 3 - 5QU CoRE ¦ 5QU LoRE | Red Flag Warning - Small Fires | 2026 | 2.9982e-07 | 2.9982e-07 | 0.080408 | 0.03759 | 0.0016314 | 0.041187 | 0 | 0 | 0.00031315 | 2.4108e-08 | 0 | 2.4108e-08 | 2.4108e-08 | 0 | 2.4108e-08 | 0 | 5.4477e-08 | 1.1941e-07 | 0 | 1.1941e-07 | [17 empty] | 7.3.3.17.5 (Remote Grid) Updates to grid topology to minimize risk of ignition in HFTDs Remote GridWLDFRContaminationAggregated | WLDFR | HFTD - Distribution - Tier 2 - 3QU CoRE ¦ 3QU LoRE | Red Flag Warning - Small Fires | Contamination | Aggregated | 2026 | 1.6287e-07 | 791.1875 | 0.00012886 | 2026 | Mitigation | 0.95 | 45 | 0 | esc | 0.00097009 | 1.58e-10 | 0.00097009 | 1.58e-10
[79 empty] | WLDFR | HFTD - Distribution - Tier 3 - 5QU CoRE ¦ 5QU LoRE | Red Flag Warning - Small Fires | 2027 | 2.9982e-07 | 2.9982e-07 | 0.080408 | 0.03759 | 0.0016314 | 0.041187 | 0 | 0 | 0.00031315 | 2.4108e-08 | 0 | 2.4108e-08 | 2.4108e-08 | 0 | 2.4108e-08 | 0 | 0 | 1.1941e-07 | 0 | 1.1941e-07 | [17 empty] | 7.3.3.17.5 (Remote Grid) Updates to grid topology to minimize risk of ignition in HFTDs Remote GridWLDFRContaminationAggregated | WLDFR | HFTD - Distribution - Tier 2 - 3QU CoRE ¦ 3QU LoRE | Red Flag Warning - Small Fires | Contamination | Aggregated | 2027 | 1.6287e-07 | 791.1875 | 0.00012886 | 2027 | Mitigation | 0.95 | 45 | 0 | esc | 0.00097009 | 1.58e-10 | 0.00097009 | 1.58e-10
[79 empty] | WLDFR | HFTD - Distribution - Tier 3 - 5QU CoRE ¦ 5QU LoRE | Red Flag Warning - Small Fires | 2028 | 2.9982e-07 | 2.9982e-07 | 0.083606 | 0.039055 | 0.001695 | 0.042856 | 0 | 0 | 0.00031315 | 2.5067e-08 | 0 | 2.5067e-08 | 2.5067e-08 | 0 | 2.5067e-08 | 0 | 0 | 0 | 0 | 0 | [17 empty] | 7.3.3.17.5 (Remote Grid) Updates to grid topology to minimize risk of ignition in HFTDs Remote GridWLDFRContaminationAggregated | WLDFR | HFTD - Distribution - Tier 2 - 3QU CoRE ¦ 3QU LoRE | Red Flag Warning - Small Fires | Contamination | Aggregated | 2028 | 1.6287e-07 | 791.1875 | 0.00012886 | 2028 | Mitigation | 0.95 | 45 | 0 | esc | 0.00097009 | 1.58e-10 | 0.00097009 | 1.58e-10
[79 empty] | WLDFR | HFTD - Distribution - Tier 3 - 5QU CoRE ¦ 5QU LoRE | Red Flag Warning - Small Fires | 2029 | 2.9982e-07 | 2.9982e-07 | 0.083606 | 0.039055 | 0.001695 | 0.042856 | 0 | 0 | 0.00031315 | 2.5067e-08 | 0 | 2.5067e-08 | 2.5067e-08 | 0 | 2.5067e-08 | 0 | 1.9573e-06 | 0 | 0 | 0 | [17 empty] | 7.3.3.17.5 (Remote Grid) Updates to grid topology to minimize risk of ignition in HFTDs Remote GridWLDFRContaminationAggregated | WLDFR | HFTD - Distribution - Tier 2 - 3QU CoRE ¦ 3QU LoRE | Red Flag Warning - Small Fires | Contamination | Aggregated | 2029 | 1.6287e-07 | 791.1875 | 0.00012886 | 2029 | Mitigation | 0.95 | 45 | 0 | esc | 0.00097009 | 1.58e-10 | 0.00097009 | 1.58e-10
[79 empty] | WLDFR | HFTD - Distribution - Tier 3 - 5QU CoRE ¦ 5QU LoRE | Red Flag Warning - Small Fires | 2030 | 2.9982e-07 | 2.9982e-07 | 0.083606 | 0.039055 | 0.001695 | 0.042856 | 0 | 0 | 0.00031315 | 2.5067e-08 | 0 | 2.5067e-08 | 2.5067e-08 | 0 | 2.5067e-08 | 0 | 2.0291e-06 | 4.4478e-06 | 0 | 4.4478e-06 | [17 empty] | 7.3.3.17.5 (Remote Grid) Updates to grid topology to minimize risk of ignition in HFTDs Remote GridWLDFRContaminationAggregated | WLDFR | HFTD - Distribution - Tier 2 - 3QU CoRE ¦ 3QU LoRE | Red Flag Warning - Small Fires | Contamination | Aggregated | 2030 | 1.6287e-07 | 791.1875 | 0.00012886 | 2030 | Mitigation | 0.95 | 45 | 0 | esc | 0.00097009 | 1.58e-10 | 0.00097009 | 1.58e-10
[79 empty] | WLDFR | HFTD - Distribution - Tier 3 - 5QU CoRE ¦ 5QU LoRE | Red Flag Warning - Small Fires | 2031 | 2.9982e-07 | 2.9982e-07 | 0.083606 | 0.039055 | 0.001695 | 0.042856 | 0 | 0 | 0.00031315 | 2.5067e-08 | 0 | 2.5067e-08 | 2.5067e-08 | 0 | 2.5067e-08 | 0 | 2.0291e-06 | 4.4478e-06 | 0 | 4.4478e-06 | [17 empty] | 7.3.3.17.5 (Remote Grid) Updates to grid topology to minimize risk of ignition in HFTDs Remote GridWLDFRContaminationAggregated | WLDFR | HFTD - Distribution - Tier 2 - 3QU CoRE ¦ 3QU LoRE | Red Flag Warning - Small Fires | Contamination | Aggregated | 2031 | 1.6287e-07 | 791.1875 | 0.00012886 | 2031 | Mitigation | 0.95 | 45 | 0 | esc | 0.00097009 | 1.58e-10 | 0.00097009 | 1.58e-10
[79 empty] | WLDFR | HFTD - Distribution - Tier 3 - 5QU CoRE ¦ 5QU LoRE | Red Flag Warning - Small Fires | 2032 | 2.9982e-07 | 2.9982e-07 | 0.083606 | 0.039055 | 0.001695 | 0.042856 | 0 | 0 | 0.00031315 | 2.5067e-08 | 0 | 2.5067e-08 | 2.5067e-08 | 0 | 2.5067e-08 | 0 | 2.0291e-06 | 4.4478e-06 | 0 | 4.4478e-06 | [17 empty] | 7.3.3.17.5 (Remote Grid) Updates to grid topology to minimize risk of ignition in HFTDs Remote GridWLDFRContaminationAggregated | WLDFR | HFTD - Distribution - Tier 2 - 3QU CoRE ¦ 3QU LoRE | Red Flag Warning - Small Fires | Contamination | Aggregated | 2032 | 1.6287e-07 | 791.1875 | 0.00012886 | 2032 | Mitigation | 0.95 | 45 | 0 | esc | 0.00097009 | 1.58e-10 | 0.00097009 | 1.58e-10
[79 empty] | WLDFR | HFTD - Distribution - Tier 3 - 5QU CoRE ¦ 5QU LoRE | Red Flag Warning - Small Fires | 2033 | 2.9982e-07 | 2.9982e-07 | 0.087211 | 0.040679 | 0.0017655 | 0.044766 | 0 | 0 | 0.00031315 | 2.6148e-08 | 0 | 2.6148e-08 | 2.6148e-08 | 0 | 2.6148e-08 | 0 | 2.0291e-06 | 4.4478e-06 | 0 | 4.4478e-06 | [17 empty] | 7.3.3.17.5 (Remote Grid) Updates to grid topology to minimize risk of ignition in HFTDs Remote GridWLDFRContaminationAggregated | WLDFR | HFTD - Distribution - Tier 2 - 3QU CoRE ¦ 3QU LoRE | Red Flag Warning - Small Fires | Contamination | Aggregated | 2033 | 1.6287e-07 | 791.1875 | 0.00012886 | 2033 | Mitigation | 0.95 | 45 | 0 | esc | 0.00097009 | 1.58e-10 | 0.00097009 | 1.58e-10
[79 empty] | WLDFR | HFTD - Distribution - Tier 3 - 5QU CoRE ¦ 5QU LoRE | Red Flag Warning - Small Fires | 2034 | 2.9982e-07 | 2.9982e-07 | 0.087211 | 0.040679 | 0.0017655 | 0.044766 | 0 | 0 | 0.00031315 | 2.6148e-08 | 0 | 2.6148e-08 | 2.6148e-08 | 0 | 2.6148e-08 | 0 | 2.0291e-06 | 4.4478e-06 | 0 | 4.4478e-06 | [17 empty] | 7.3.3.17.5 (Remote Grid) Updates to grid topology to minimize risk of ignition in HFTDs Remote GridWLDFRContaminationAggregated | WLDFR | HFTD - Distribution - Tier 2 - 3QU CoRE ¦ 3QU LoRE | Red Flag Warning - Small Fires | Contamination | Aggregated | 2034 | 1.6287e-07 | 791.1875 | 0.00012886 | 2034 | Mitigation | 0.95 | 45 | 0 | esc | 0.00097009 | 1.58e-10 | 0.00097009 | 1.58e-10
[79 empty] | WLDFR | HFTD - Distribution - Tier 3 - 5QU CoRE ¦ 5QU LoRE | Red Flag Warning - Small Fires | 2035 | 2.9982e-07 | 2.9982e-07 | 0.087211 | 0.040679 | 0.0017655 | 0.044766 | 0 | 0 | 0.00031315 | 2.6148e-08 | 0 | 2.6148e-08 | 2.6148e-08 | 0 | 2.6148e-08 | 0 | 2.1195e-06 | 4.646e-06 | 0 | 4.646e-06 | [17 empty] | 7.3.3.17.5 (Remote Grid) Updates to grid topology to minimize risk of ignition in HFTDs Remote GridWLDFRContaminationAggregated | WLDFR | HFTD - Distribution - Tier 2 - 3QU CoRE ¦ 3QU LoRE | Red Flag Warning - Small Fires | Contamination | Aggregated | 2035 | 1.6287e-07 | 791.1875 | 0.00012886 | 2035 | Mitigation | 0.95 | 45 | 0 | esc | 0.00097009 | 1.58e-10 | 0.00097009 | 1.58e-10
[79 empty] | WLDFR | HFTD - Distribution - Tier 3 - 5QU CoRE ¦ 5QU LoRE | Red Flag Warning - Small Fires | 2036 | 2.9982e-07 | 2.9982e-07 | 0.087211 | 0.040679 | 0.0017655 | 0.044766 | 0 | 0 | 0.00031315 | 2.6148e-08 | 0 | 2.6148e-08 | 2.6148e-08 | 0 | 2.6148e-08 | 0 | 2.1195e-06 | 4.646e-06 | 0 | 4.646e-06 | [17 empty] | 7.3.3.17.5 (Remote Grid) Updates to grid topology to minimize risk of ignition in HFTDs Remote GridWLDFRContaminationAggregated | WLDFR | HFTD - Distribution - Tier 2 - 3QU CoRE ¦ 3QU LoRE | Red Flag Warning - Small Fires | Contamination | Aggregated | 2036 | 1.6287e-07 | 791.1875 | 0.00012886 | 2036 | Mitigation | 0.95 | 45 | 0 | esc | 0.00097009 | 1.58e-10 | 0.00097009 | 1.58e-10
[79 empty] | WLDFR | HFTD - Distribution - Tier 3 - 5QU CoRE ¦ 5QU LoRE | Red Flag Warning - Small Fires | 2037 | 2.9982e-07 | 2.9982e-07 | 0.087211 | 0.040679 | 0.0017655 | 0.044766 | 0 | 0 | 0.00031315 | 2.6148e-08 | 0 | 2.6148e-08 | 2.6148e-08 | 0 | 2.6148e-08 | 0 | 2.1195e-06 | 4.646e-06 | 0 | 4.646e-06 | [17 empty] | 7.3.3.17.5 (Remote Grid) Updates to grid topology to minimize risk of ignition in HFTDs Remote GridWLDFRContaminationAggregated | WLDFR | HFTD - Distribution - Tier 2 - 3QU CoRE ¦ 3QU LoRE | Red Flag Warning - Small Fires | Contamination | Aggregated | 2037 | 1.6287e-07 | 791.1875 | 0.00012886 | 2037 | Mitigation | 0.95 | 45 | 0 | esc | 0.00097009 | 1.58e-10 | 0.00097009 | 1.58e-10
[79 empty] | WLDFR | HFTD - Distribution - Tier 3 - 5QU CoRE ¦ 5QU LoRE | Red Flag Warning - Small Fires | 2038 | 2.9982e-07 | 2.9982e-07 | 0.091184 | 0.042438 | 0.0018418 | 0.046905 | 0 | 0 | 0.00031315 | 2.7339e-08 | 0 | 2.7339e-08 | 2.7339e-08 | 0 | 2.7339e-08 | 0 | 2.1195e-06 | 4.646e-06 | 0 | 4.646e-06 | [17 empty] | 7.3.3.17.5 (Remote Grid) Updates to grid topology to minimize risk of ignition in HFTDs Remote GridWLDFRContaminationAggregated | WLDFR | HFTD - Distribution - Tier 2 - 3QU CoRE ¦ 3QU LoRE | Red Flag Warning - Small Fires | Contamination | Aggregated | 2038 | 1.6287e-07 | 791.1875 | 0.00012886 | 2038 | Mitigation | 0.95 | 45 | 0 | esc | 0.00097009 | 1.58e-10 | 0.00097009 | 1.58e-10
[79 empty] | WLDFR | HFTD - Distribution - Tier 3 - 5QU CoRE ¦ 5QU LoRE | Red Flag Warning - Small Fires | 2039 | 2.9982e-07 | 2.9982e-07 | 0.091184 | 0.042438 | 0.0018418 | 0.046905 | 0 | 0 | 0.00031315 | 2.7339e-08 | 0 | 2.7339e-08 | 2.7339e-08 | 0 | 2.7339e-08 | 0 | 2.1195e-06 | 4.646e-06 | 0 | 4.646e-06 | [17 empty] | 7.3.3.17.5 (Remote Grid) Updates to grid topology to minimize risk of ignition in HFTDs Remote GridWLDFRContaminationAggregated | WLDFR | HFTD - Distribution - Tier 2 - 3QU CoRE ¦ 3QU LoRE | Red Flag Warning - Small Fires | Contamination | Aggregated | 2039 | 1.6287e-07 | 791.1875 | 0.00012886 | 2039 | Mitigation | 0.95 | 45 | 0 | esc | 0.00097009 | 1.58e-10 | 0.00097009 | 1.58e-10
[79 empty] | WLDFR | HFTD - Distribution - Tier 3 - 5QU CoRE ¦ 5QU LoRE | Red Flag Warning - Small Fires | 2040 | 2.9982e-07 | 2.9982e-07 | 0.091184 | 0.042438 | 0.0018418 | 0.046905 | 0 | 0 | 0.00031315 | 2.7339e-08 | 0 | 2.7339e-08 | 2.7339e-08 | 0 | 2.7339e-08 | 0 | 2.22e-06 | 4.8662e-06 | 0 | 4.8662e-06 | [17 empty] | 7.3.3.17.5 (Remote Grid) Updates to grid topology to minimize risk of ignition in HFTDs Remote GridWLDFRContaminationAggregated | WLDFR | HFTD - Distribution - Tier 2 - 3QU CoRE ¦ 3QU LoRE | Red Flag Warning - Small Fires | Contamination | Aggregated | 2040 | 1.6287e-07 | 791.1875 | 0.00012886 | 2040 | Mitigation | 0.95 | 45 | 0 | esc | 0.00097009 | 1.58e-10 | 0.00097009 | 1.58e-10
[79 empty] | WLDFR | HFTD - Distribution - Tier 3 - 5QU CoRE ¦ 5QU LoRE | Red Flag Warning - Small Fires | 2041 | 2.9982e-07 | 2.9982e-07 | 0.091184 | 0.042438 | 0.0018418 | 0.046905 | 0 | 0 | 0.00031315 | 2.7339e-08 | 0 | 2.7339e-08 | 2.7339e-08 | 0 | 2.7339e-08 | 0 | 2.22e-06 | 4.8662e-06 | 0 | 4.8662e-06 | [17 empty] | 7.3.3.17.5 (Remote Grid) Updates to grid topology to minimize risk of ignition in HFTDs Remote GridWLDFRContaminationAggregated | WLDFR | HFTD - Distribution - Tier 2 - 3QU CoRE ¦ 3QU LoRE | Red Flag Warning - Small Fires | Contamination | Aggregated | 2041 | 1.6287e-07 | 791.1875 | 0.00012886 | 2041 | Mitigation | 0.95 | 45 | 0 | esc | 0.00097009 | 1.58e-10 | 0.00097009 | 1.58e-10
[79 empty] | WLDFR | HFTD - Distribution - Tier 3 - 5QU CoRE ¦ 5QU LoRE | Red Flag Warning - Small Fires | 2042 | 2.9982e-07 | 2.9982e-07 | 0.091184 | 0.042438 | 0.0018418 | 0.046905 | 0 | 0 | 0.00031315 | 2.7339e-08 | 0 | 2.7339e-08 | 2.7339e-08 | 0 | 2.7339e-08 | 0 | 2.22e-06 | 4.8662e-06 | 0 | 4.8662e-06 | [17 empty] | 7.3.3.17.5 (Remote Grid) Updates to grid topology to minimize risk of ignition in HFTDs Remote GridWLDFRContaminationAggregated | WLDFR | HFTD - Distribution - Tier 2 - 3QU CoRE ¦ 3QU LoRE | Red Flag Warning - Small Fires | Contamination | Aggregated | 2042 | 1.6287e-07 | 791.1875 | 0.00012886 | 2042 | Mitigation | 0.95 | 45 | 0 | esc | 0.00097009 | 1.58e-10 | 0.00097009 | 1.58e-10
[79 empty] | WLDFR | HFTD - Distribution - Tier 3 - 5QU CoRE ¦ 5QU LoRE | Red Flag Warning - Small Fires | 2043 | 2.9982e-07 | 2.9982e-07 | 0.095486 | 0.044306 | 0.0019228 | 0.049257 | 0 | 0 | 0.00031315 | 2.8629e-08 | 0 | 2.8629e-08 | 2.8629e-08 | 0 | 2.8629e-08 | 0 | 2.22e-06 | 4.8662e-06 | 0 | 4.8662e-06 | [17 empty] | 7.3.3.17.5 (Remote Grid) Updates to grid topology to minimize risk of ignition in HFTDs Remote GridWLDFRContaminationAggregated | WLDFR | HFTD - Distribution - Tier 2 - 3QU CoRE ¦ 3QU LoRE | Red Flag Warning - Small Fires | Contamination | Aggregated | 2043 | 1.6287e-07 | 791.1875 | 0.00012886 | 2043 | Mitigation | 0.95 | 45 | 0 | esc | 0.00097009 | 1.58e-10 | 0.00097009 | 1.58e-10
[79 empty] | WLDFR | HFTD - Distribution - Tier 3 - 5QU CoRE ¦ 5QU LoRE | Red Flag Warning - Small Fires | 2044 | 2.9982e-07 | 2.9982e-07 | 0.095486 | 0.044306 | 0.0019228 | 0.049257 | 0 | 0 | 0.00031315 | 2.8629e-08 | 0 | 2.8629e-08 | 2.8629e-08 | 0 | 2.8629e-08 | 0 | 2.22e-06 | 4.8662e-06 | 0 | 4.8662e-06 | [17 empty] | 7.3.3.17.5 (Remote Grid) Updates to grid topology to minimize risk of ignition in HFTDs Remote GridWLDFRContaminationAggregated | WLDFR | HFTD - Distribution - Tier 2 - 3QU CoRE ¦ 3QU LoRE | Red Flag Warning - Small Fires | Contamination | Aggregated | 2044 | 1.6287e-07 | 791.1875 | 0.00012886 | 2044 | Mitigation | 0.95 | 45 | 0 | esc | 0.00097009 | 1.58e-10 | 0.00097009 | 1.58e-10
[79 empty] | WLDFR | HFTD - Distribution - Tier 3 - 5QU CoRE ¦ 5QU LoRE | Red Flag Warning - Small Fires | 2045 | 2.9982e-07 | 2.9982e-07 | 0.095486 | 0.044306 | 0.0019228 | 0.049257 | 0 | 0 | 0.00031315 | 2.8629e-08 | 0 | 2.8629e-08 | 2.8629e-08 | 0 | 2.8629e-08 | 0 | 2.329e-06 | 5.1053e-06 | 0 | 5.1053e-06 | [17 empty] | 7.3.3.17.5 (Remote Grid) Updates to grid topology to minimize risk of ignition in HFTDs Remote GridWLDFRContaminationAggregated | WLDFR | HFTD - Distribution - Tier 2 - 3QU CoRE ¦ 3QU LoRE | Red Flag Warning - Small Fires | Contamination | Aggregated | 2045 | 1.6287e-07 | 791.1875 | 0.00012886 | 2045 | Mitigation | 0.95 | 45 | 0 | esc | 0.00097009 | 1.58e-10 | 0.00097009 | 1.58e-10
[79 empty] | WLDFR | HFTD - Distribution - Tier 3 - 5QU CoRE ¦ 5QU LoRE | Red Flag Warning - Small Fires | 2046 | 2.9982e-07 | 2.9982e-07 | 0.095486 | 0.044306 | 0.0019228 | 0.049257 | 0 | 0 | 0.00031315 | 2.8629e-08 | 0 | 2.8629e-08 | 2.8629e-08 | 0 | 2.8629e-08 | 0 | 2.329e-06 | 5.1053e-06 | 0 | 5.1053e-06 | [17 empty] | 7.3.3.17.5 (Remote Grid) Updates to grid topology to minimize risk of ignition in HFTDs Remote GridWLDFRContaminationAggregated | WLDFR | HFTD - Distribution - Tier 2 - 3QU CoRE ¦ 3QU LoRE | Red Flag Warning - Small Fires | Contamination | Aggregated | 2046 | 1.6287e-07 | 791.1875 | 0.00012886 | 2046 | Mitigation | 0.95 | 45 | 0 | esc | 0.00097009 | 1.58e-10 | 0.00097009 | 1.58e-10
[79 empty] | WLDFR | HFTD - Distribution - Tier 3 - 5QU CoRE ¦ 5QU LoRE | Red Flag Warning - Small Fires | 2047 | 2.9982e-07 | 2.9982e-07 | 0.095486 | 0.044306 | 0.0019228 | 0.049257 | 0 | 0 | 0.00031315 | 2.8629e-08 | 0 | 2.8629e-08 | 2.8629e-08 | 0 | 2.8629e-08 | 0 | 2.329e-06 | 5.1053e-06 | 0 | 5.1053e-06 | [17 empty] | 7.3.3.17.5 (Remote Grid) Updates to grid topology to minimize risk of ignition in HFTDs Remote GridWLDFRContaminationAggregated | WLDFR | HFTD - Distribution - Tier 2 - 3QU CoRE ¦ 3QU LoRE | Red Flag Warning - Small Fires | Contamination | Aggregated | 2047 | 1.6287e-07 | 791.1875 | 0.00012886 | 2047 | Mitigation | 0.95 | 45 | 0 | esc | 0.00097009 | 1.58e-10 | 0.00097009 | 1.58e-10
[79 empty] | WLDFR | HFTD - Distribution - Tier 3 - 5QU CoRE ¦ 5QU LoRE | Red Flag Warning - Small Fires | 2048 | 2.9982e-07 | 2.9982e-07 | 0.10007 | 0.04626 | 0.0020076 | 0.051804 | 0 | 0 | 0.00031315 | 3.0004e-08 | 0 | 3.0004e-08 | 3.0004e-08 | 0 | 3.0004e-08 | 0 | 2.329e-06 | 5.1053e-06 | 0 | 5.1053e-06 | [17 empty] | 7.3.3.17.5 (Remote Grid) Updates to grid topology to minimize risk of ignition in HFTDs Remote GridWLDFRContaminationAggregated | WLDFR | HFTD - Distribution - Tier 2 - 3QU CoRE ¦ 3QU LoRE | Red Flag Warning - Small Fires | Contamination | Aggregated | 2048 | 1.6287e-07 | 791.1875 | 0.00012886 | 2048 | Mitigation | 0.95 | 45 | 0 | esc | 0.00097009 | 1.58e-10 | 0.00097009 | 1.58e-10
[79 empty] | WLDFR | HFTD - Distribution - Tier 3 - 5QU CoRE ¦ 5QU LoRE | Red Flag Warning - Small Fires | 2049 | 2.9982e-07 | 2.9982e-07 | 0.10007 | 0.04626 | 0.0020076 | 0.051804 | 0 | 0 | 0.00031315 | 3.0004e-08 | 0 | 3.0004e-08 | 3.0004e-08 | 0 | 3.0004e-08 | 0 | 2.329e-06 | 5.1053e-06 | 0 | 5.1053e-06 | [17 empty] | 7.3.3.17.5 (Remote Grid) Updates to grid topology to minimize risk of ignition in HFTDs Remote GridWLDFRContaminationAggregated | WLDFR | HFTD - Distribution - Tier 2 - 3QU CoRE ¦ 3QU LoRE | Red Flag Warning - Small Fires | Contamination | Aggregated | 2049 | 1.6287e-07 | 791.1875 | 0.00012886 | 2049 | Mitigation | 0.95 | 45 | 0 | esc | 0.00097009 | 1.58e-10 | 0.00097009 | 1.58e-10
[79 empty] | WLDFR | HFTD - Distribution - Tier 3 - 5QU CoRE ¦ 5QU LoRE | Red Flag Warning - Small Fires | 2050 | 2.9982e-07 | 2.9982e-07 | 0.10007 | 0.04626 | 0.0020076 | 0.051804 | 0 | 0 | 0.00031315 | 3.0004e-08 | 0 | 3.0004e-08 | 3.0004e-08 | 0 | 3.0004e-08 | 0 | 2.4452e-06 | 5.36e-06 | 0 | 5.36e-06 | [17 empty] | 7.3.3.17.5 (Remote Grid) Updates to grid topology to minimize risk of ignition in HFTDs Remote GridWLDFRContaminationAggregated | WLDFR | HFTD - Distribution - Tier 2 - 3QU CoRE ¦ 3QU LoRE | Red Flag Warning - Small Fires | Contamination | Aggregated | 2050 | 1.6287e-07 | 791.1875 | 0.00012886 | 2050 | Mitigation | 0.95 | 45 | 0 | esc | 0.00097009 | 1.58e-10 | 0.00097009 | 1.58e-10
[79 empty] | WLDFR | HFTD - Distribution - Tier 3 - 5QU CoRE ¦ 5QU LoRE | Red Flag Warning - Small Fires | 2051 | 2.9982e-07 | 2.9982e-07 | 0.10007 | 0.04626 | 0.0020076 | 0.051804 | 0 | 0 | 0.00031315 | 3.0004e-08 | 0 | 3.0004e-08 | 3.0004e-08 | 0 | 3.0004e-08 | 0 | 2.4452e-06 | 5.36e-06 | 0 | 5.36e-06 | [17 empty] | 7.3.3.17.5 (Remote Grid) Updates to grid topology to minimize risk of ignition in HFTDs Remote GridWLDFRContaminationAggregated | WLDFR | HFTD - Distribution - Tier 2 - 3QU CoRE ¦ 3QU LoRE | Red Flag Warning - Small Fires | Contamination | Aggregated | 2051 | 1.6287e-07 | 791.1875 | 0.00012886 | 2051 | Mitigation | 0.95 | 45 | 0 | esc | 0.00097009 | 1.58e-10 | 0.00097009 | 1.58e-10
[79 empty] | WLDFR | HFTD - Distribution - Tier 3 - 5QU CoRE ¦ 5QU LoRE | Red Flag Warning - Small Fires | 2052 | 2.9982e-07 | 2.9982e-07 | 0.10007 | 0.04626 | 0.0020076 | 0.051804 | 0 | 0 | 0.00031315 | 3.0004e-08 | 0 | 3.0004e-08 | 3.0004e-08 | 0 | 3.0004e-08 | 0 | 2.4452e-06 | 5.36e-06 | 0 | 5.36e-06 | [17 empty] | 7.3.3.17.5 (Remote Grid) Updates to grid topology to minimize risk of ignition in HFTDs Remote GridWLDFRContaminationAggregated | WLDFR | HFTD - Distribution - Tier 2 - 3QU CoRE ¦ 3QU LoRE | Red Flag Warning - Small Fires | Contamination | Aggregated | 2052 | 1.6287e-07 | 791.1875 | 0.00012886 | 2052 | Mitigation | 0.95 | 45 | 0 | esc | 0.00097009 | 1.58e-10 | 0.00097009 | 1.58e-10
[79 empty] | WLDFR | HFTD - Distribution - Tier 3 - 5QU CoRE ¦ 5QU LoRE | Red Flag Warning - Small Fires | 2053 | 2.9982e-07 | 2.9982e-07 | 0.10489 | 0.048274 | 0.002095 | 0.054525 | 0 | 0 | 0.00031315 | 3.1449e-08 | 0 | 3.1449e-08 | 3.1449e-08 | 0 | 3.1449e-08 | 0 | 2.4452e-06 | 5.36e-06 | 0 | 5.36e-06 | [17 empty] | 7.3.3.17.5 (Remote Grid) Updates to grid topology to minimize risk of ignition in HFTDs Remote GridWLDFRContaminationAggregated | WLDFR | HFTD - Distribution - Tier 2 - 3QU CoRE ¦ 3QU LoRE | Red Flag Warning - Small Fires | Contamination | Aggregated | 2053 | 1.6287e-07 | 791.1875 | 0.00012886 | 2053 | Mitigation | 0.95 | 45 | 0 | esc | 0.00097009 | 1.58e-10 | 0.00097009 | 1.58e-10
[79 empty] | WLDFR | HFTD - Distribution - Tier 3 - 5QU CoRE ¦ 5QU LoRE | Red Flag Warning - Small Fires | 2054 | 2.9982e-07 | 2.9982e-07 | 0.10489 | 0.048274 | 0.002095 | 0.054525 | 0 | 0 | 0.00031315 | 3.1449e-08 | 0 | 3.1449e-08 | 3.1449e-08 | 0 | 3.1449e-08 | 0 | 2.4452e-06 | 5.36e-06 | 0 | 5.36e-06 | [17 empty] | 7.3.3.17.5 (Remote Grid) Updates to grid topology to minimize risk of ignition in HFTDs Remote GridWLDFRContaminationAggregated | WLDFR | HFTD - Distribution - Tier 2 - 3QU CoRE ¦ 3QU LoRE | Red Flag Warning - Small Fires | Contamination | Aggregated | 2054 | 1.6287e-07 | 791.1875 | 0.00012886 | 2054 | Mitigation | 0.95 | 45 | 0 | esc | 0.00097009 | 1.58e-10 | 0.00097009 | 1.58e-10
[79 empty] | WLDFR | HFTD - Distribution - Tier 3 - 5QU CoRE ¦ 5QU LoRE | Red Flag Warning - Small Fires | 2055 | 2.9982e-07 | 2.9982e-07 | 0.10489 | 0.048274 | 0.002095 | 0.054525 | 0 | 0 | 0.00031315 | 3.1449e-08 | 0 | 3.1449e-08 | 3.1449e-08 | 0 | 3.1449e-08 | 0 | 2.567e-06 | 5.627e-06 | 0 | 5.627e-06 | [17 empty] | 7.3.3.17.5 (Remote Grid) Updates to grid topology to minimize risk of ignition in HFTDs Remote GridWLDFRContaminationAggregated | WLDFR | HFTD - Distribution - Tier 2 - 3QU CoRE ¦ 3QU LoRE | Red Flag Warning - Small Fires | Contamination | Aggregated | 2055 | 1.6287e-07 | 791.1875 | 0.00012886 | 2055 | Mitigation | 0.95 | 45 | 0 | esc | 0.00097009 | 1.58e-10 | 0.00097009 | 1.58e-10
[79 empty] | WLDFR | HFTD - Distribution - Tier 3 - 5QU CoRE ¦ 5QU LoRE | Red Flag Warning - Small Fires | 2056 | 2.9982e-07 | 2.9982e-07 | 0.10489 | 0.048274 | 0.002095 | 0.054525 | 0 | 0 | 0.00031315 | 3.1449e-08 | 0 | 3.1449e-08 | 3.1449e-08 | 0 | 3.1449e-08 | 0 | 2.567e-06 | 5.627e-06 | 0 | 5.627e-06 | [17 empty] | 7.3.3.17.5 (Remote Grid) Updates to grid topology to minimize risk of ignition in HFTDs Remote GridWLDFRContaminationAggregated | WLDFR | HFTD - Distribution - Tier 2 - 3QU CoRE ¦ 3QU LoRE | Red Flag Warning - Small Fires | Contamination | Aggregated | 2056 | 1.6287e-07 | 791.1875 | 0.00012886 | 2056 | Mitigation | 0.95 | 45 | 0 | esc | 0.00097009 | 1.58e-10 | 0.00097009 | 1.58e-10
[79 empty] | WLDFR | HFTD - Distribution - Tier 3 - 5QU CoRE ¦ 5QU LoRE | Red Flag Warning - Small Fires | 2057 | 2.9982e-07 | 2.9982e-07 | 0.10489 | 0.048274 | 0.002095 | 0.054525 | 0 | 0 | 0.00031315 | 3.1449e-08 | 0 | 3.1449e-08 | 3.1449e-08 | 0 | 3.1449e-08 | 0 | 2.567e-06 | 5.627e-06 | 0 | 5.627e-06 | [17 empty] | 7.3.3.17.5 (Remote Grid) Updates to grid topology to minimize risk of ignition in HFTDs Remote GridWLDFRContaminationAggregated | WLDFR | HFTD - Distribution - Tier 2 - 3QU CoRE ¦ 3QU LoRE | Red Flag Warning - Small Fires | Contamination | Aggregated | 2057 | 1.6287e-07 | 791.1875 | 0.00012886 | 2057 | Mitigation | 0.95 | 45 | 0 | esc | 0.00097009 | 1.58e-10 | 0.00097009 | 1.58e-10
[79 empty] | WLDFR | HFTD - Distribution - Tier 3 - 5QU CoRE ¦ 5QU LoRE | Red Flag Warning - Small Fires | 2058 | 2.9982e-07 | 2.9982e-07 | 0.1099 | 0.050325 | 0.0021839 | 0.057393 | 0 | 0 | 0.00031315 | 3.2951e-08 | 0 | 3.2951e-08 | 3.2951e-08 | 0 | 3.2951e-08 | 0 | 2.567e-06 | 5.627e-06 | 0 | 5.627e-06 | [17 empty] | 7.3.3.17.5 (Remote Grid) Updates to grid topology to minimize risk of ignition in HFTDs Remote GridWLDFRContaminationAggregated | WLDFR | HFTD - Distribution - Tier 2 - 3QU CoRE ¦ 3QU LoRE | Red Flag Warning - Small Fires | Contamination | Aggregated | 2058 | 1.6287e-07 | 791.1875 | 0.00012886 | 2058 | Mitigation | 0.95 | 45 | 0 | esc | 0.00097009 | 1.58e-10 | 0.00097009 | 1.58e-10
[79 empty] | WLDFR | HFTD - Distribution - Tier 3 - 5QU CoRE ¦ 5QU LoRE | Red Flag Warning - Small Fires | 2059 | 2.9982e-07 | 2.9982e-07 | 0.1099 | 0.050325 | 0.0021839 | 0.057393 | 0 | 0 | 0.00031315 | 3.2951e-08 | 0 | 3.2951e-08 | 3.2951e-08 | 0 | 3.2951e-08 | 0 | 2.567e-06 | 5.627e-06 | 0 | 5.627e-06 | [17 empty] | 7.3.3.17.5 (Remote Grid) Updates to grid topology to minimize risk of ignition in HFTDs Remote GridWLDFRContaminationAggregated | WLDFR | HFTD - Distribution - Tier 2 - 3QU CoRE ¦ 3QU LoRE | Red Flag Warning - Small Fires | Contamination | Aggregated | 2059 | 1.6287e-07 | 791.1875 | 0.00012886 | 2059 | Mitigation | 0.95 | 45 | 0 | esc | 0.00097009 | 1.58e-10 | 0.00097009 | 1.58e-10
[79 empty] | WLDFR | HFTD - Distribution - Tier 3 - 5QU CoRE ¦ 5QU LoRE | Red Flag Warning - Small Fires | 2060 | 2.9982e-07 | 2.9982e-07 | 0.1099 | 0.050325 | 0.0021839 | 0.057393 | 0 | 0 | 0.00031315 | 3.2951e-08 | 0 | 3.2951e-08 | 3.2951e-08 | 0 | 3.2951e-08 | 0 | 2.6929e-06 | 5.9029e-06 | 0 | 5.9029e-06 | [17 empty] | 7.3.3.17.5 (Remote Grid) Updates to grid topology to minimize risk of ignition in HFTDs Remote GridWLDFRContaminationAggregated | WLDFR | HFTD - Distribution - Tier 2 - 3QU CoRE ¦ 3QU LoRE | Red Flag Warning - Small Fires | Contamination | Aggregated | 2060 | 1.6287e-07 | 791.1875 | 0.00012886 | 2060 | Mitigation | 0.95 | 45 | 0 | esc | 0.00097009 | 1.58e-10 | 0.00097009 | 1.58e-10
[79 empty] | WLDFR | HFTD - Distribution - Tier 3 - 5QU CoRE ¦ 5QU LoRE | Red Flag Warning - Small Fires | 2061 | 2.9982e-07 | 2.9982e-07 | 0.1099 | 0.050325 | 0.0021839 | 0.057393 | 0 | 0 | 0.00031315 | 3.2951e-08 | 0 | 3.2951e-08 | 3.2951e-08 | 0 | 3.2951e-08 | 0 | 2.6929e-06 | 5.9029e-06 | 0 | 5.9029e-06 | [17 empty] | 7.3.3.17.5 (Remote Grid) Updates to grid topology to minimize risk of ignition in HFTDs Remote GridWLDFRContaminationAggregated | WLDFR | HFTD - Distribution - Tier 2 - 3QU CoRE ¦ 3QU LoRE | Red Flag Warning - Small Fires | Contamination | Aggregated | 2061 | 1.6287e-07 | 791.1875 | 0.00012886 | 2061 | Mitigation | 0.95 | 45 | 0 | esc | 0.00097009 | 1.58e-10 | 0.00097009 | 1.58e-10
[79 empty] | WLDFR | HFTD - Distribution - Tier 3 - 5QU CoRE ¦ 5QU LoRE | Red Flag Warning - Small Fires | 2062 | 2.9982e-07 | 2.9982e-07 | 0.1099 | 0.050325 | 0.0021839 | 0.057393 | 0 | 0 | 0.00031315 | 3.2951e-08 | 0 | 3.2951e-08 | 3.2951e-08 | 0 | 3.2951e-08 | 0 | 2.6929e-06 | 5.9029e-06 | 0 | 5.9029e-06 | [17 empty] | 7.3.3.17.5 (Remote Grid) Updates to grid topology to minimize risk of ignition in HFTDs Remote GridWLDFRContaminationAggregated | WLDFR | HFTD - Distribution - Tier 2 - 3QU CoRE ¦ 3QU LoRE | Red Flag Warning - Small Fires | Contamination | Aggregated | 2062 | 1.6287e-07 | 791.1875 | 0.00012886 | 2062 | Mitigation | 0.95 | 45 | 0 | esc | 0.00097009 | 1.58e-10 | 0.00097009 | 1.58e-10
[79 empty] | WLDFR | HFTD - Distribution - Tier 3 - 5QU CoRE ¦ 5QU LoRE | Red Flag Warning - Small Fires | 2063 | 2.9982e-07 | 2.9982e-07 | 0.11504 | 0.052388 | 0.0022734 | 0.060377 | 0 | 0 | 0.00031315 | 3.4491e-08 | 0 | 3.4491e-08 | 3.4491e-08 | 0 | 3.4491e-08 | 0 | 2.6929e-06 | 5.9029e-06 | 0 | 5.9029e-06 | [17 empty] | 7.3.3.17.5 (Remote Grid) Updates to grid topology to minimize risk of ignition in HFTDs Remote GridWLDFRContaminationAggregated | WLDFR | HFTD - Distribution - Tier 2 - 3QU CoRE ¦ 3QU LoRE | Red Flag Warning - Small Fires | Contamination | Aggregated | 2063 | 1.6287e-07 | 791.1875 | 0.00012886 | 2063 | Mitigation | 0.95 | 45 | 0 | esc | 0.00097009 | 1.58e-10 | 0.00097009 | 1.58e-10
[79 empty] | WLDFR | HFTD - Distribution - Tier 3 - 5QU CoRE ¦ 5QU LoRE | Red Flag Warning - Small Fires | 2064 | 2.9982e-07 | 2.9982e-07 | 0.11504 | 0.052388 | 0.0022734 | 0.060377 | 0 | 0 | 0.00031315 | 3.4491e-08 | 0 | 3.4491e-08 | 3.4491e-08 | 0 | 3.4491e-08 | 0 | 2.6929e-06 | 5.9029e-06 | 0 | 5.9029e-06 | [17 empty] | 7.3.3.17.5 (Remote Grid) Updates to grid topology to minimize risk of ignition in HFTDs Remote GridWLDFRContaminationAggregated | WLDFR | HFTD - Distribution - Tier 2 - 3QU CoRE ¦ 3QU LoRE | Red Flag Warning - Small Fires | Contamination | Aggregated | 2064 | 1.6287e-07 | 791.1875 | 0.00012886 | 2064 | Mitigation | 0.95 | 45 | 0 | esc | 0.00097009 | 1.58e-10 | 0.00097009 | 1.58e-10
[79 empty] | WLDFR | HFTD - Distribution - Tier 3 - 5QU CoRE ¦ 5QU LoRE | Red Flag Warning - Small Fires | 2065 | 2.9982e-07 | 2.9982e-07 | 0.11504 | 0.052388 | 0.0022734 | 0.060377 | 0 | 0 | 0.00031315 | 3.4491e-08 | 0 | 3.4491e-08 | 3.4491e-08 | 0 | 3.4491e-08 | 0 | 2.8213e-06 | 6.1845e-06 | 0 | 6.1845e-06 | [17 empty] | 7.3.3.17.5 (Remote Grid) Updates to grid topology to minimize risk of ignition in HFTDs Remote GridWLDFRContaminationAggregated | WLDFR | HFTD - Distribution - Tier 2 - 3QU CoRE ¦ 3QU LoRE | Red Flag Warning - Small Fires | Contamination | Aggregated | 2065 | 1.6287e-07 | 791.1875 | 0.00012886 | 2065 | Mitigation | 0.95 | 45 | 0 | esc | 0.00097009 | 1.58e-10 | 0.00097009 | 1.58e-10
[79 empty] | WLDFR | HFTD - Distribution - Tier 3 - 5QU CoRE ¦ 5QU LoRE | Red Flag Warning - Small Fires | 2066 | 2.9982e-07 | 2.9982e-07 | 0.11504 | 0.052388 | 0.0022734 | 0.060377 | 0 | 0 | 0.00031315 | 3.4491e-08 | 0 | 3.4491e-08 | 3.4491e-08 | 0 | 3.4491e-08 | 0 | 2.8213e-06 | 6.1845e-06 | 0 | 6.1845e-06 | [17 empty] | 7.3.3.17.5 (Remote Grid) Updates to grid topology to minimize risk of ignition in HFTDs Remote GridWLDFRContaminationAggregated | WLDFR | HFTD - Distribution - Tier 2 - 3QU CoRE ¦ 3QU LoRE | Red Flag Warning - Small Fires | Contamination | Aggregated | 2066 | 1.6287e-07 | 791.1875 | 0.00012886 | 2066 | Mitigation | 0.95 | 45 | 0 | esc | 0.00097009 | 1.58e-10 | 0.00097009 | 1.58e-10
[79 empty] | WLDFR | HFTD - Distribution - Tier 3 - 5QU CoRE ¦ 5QU LoRE | Red Flag Warning - Small Fires | 2067 | 0 | 2.9982e-07 | 0.11504 | 0.052388 | 0.0022734 | 0.060377 | 0 | 0 | 0.00031315 | 0 | 0 | 0 | 3.4491e-08 | 0 | 3.4491e-08 | 0 | 2.8213e-06 | 6.1845e-06 | 0 | 6.1845e-06 | [17 empty] | 7.3.3.17.5 (Remote Grid) Updates to grid topology to minimize risk of ignition in HFTDs Remote GridWLDFRContaminationAggregated | WLDFR | HFTD - Distribution - Tier 2 - 3QU CoRE ¦ 3QU LoRE | Red Flag Warning - Small Fires | Contamination | Aggregated | 2067 | 1.6287e-07 | 791.1875 | 0.00012886 | 2067 | Mitigation | 0.95 | 45 | 0 | esc | 0 | 0 | 0.00097009 | 1.58e-10
[79 empty] | WLDFR | HFTD - Distribution - Zone 1 - 4QU CoRE ¦ 1QU LoRE | Non-Red Flag Warning - Catastrophic Fires | 2022 | 3.0858e-09 | 0 | 14146.1306 | 222.2294 | 8585.7228 | 5338.1784 | 0 | 0 | 4.9581e-06 | 4.3652e-05 | 0 | 4.3652e-05 | 0 | 0 | 0 | 0 | 2.8213e-06 | 6.1845e-06 | 0 | 6.1845e-06 | [17 empty] | 7.3.3.17.5 (Remote Grid) Updates to grid topology to minimize risk of ignition in HFTDs Remote GridWLDFREquipment / facility failureAggregated | WLDFR | HFTD - Distribution - Tier 2 - 3QU CoRE ¦ 3QU LoRE | Red Flag Warning - Small Fires | Equipment / facility failure | Aggregated | 2022 | 8.5824e-05 | 791.1875 | 0.067903 | 2022 | Mitigation | 0.95 | 45 | 0 | esc | 0.00097009 | 8.3257e-08 | 0 | 0
[79 empty] | WLDFR | HFTD - Distribution - Zone 1 - 4QU CoRE ¦ 1QU LoRE | Non-Red Flag Warning - Catastrophic Fires | 2023 | 3.0858e-09 | 3.0858e-09 | 14664.6376 | 233.2301 | 8896.516 | 5534.8915 | 0 | 0 | 4.9581e-06 | 4.5252e-05 | 0 | 4.5252e-05 | 4.5252e-05 | 0 | 4.5252e-05 | 0 | 2.8213e-06 | 6.1845e-06 | 0 | 6.1845e-06 | [17 empty] | 7.3.3.17.5 (Remote Grid) Updates to grid topology to minimize risk of ignition in HFTDs Remote GridWLDFREquipment / facility failureAggregated | WLDFR | HFTD - Distribution - Tier 2 - 3QU CoRE ¦ 3QU LoRE | Red Flag Warning - Small Fires | Equipment / facility failure | Aggregated | 2023 | 8.5824e-05 | 791.1875 | 0.067903 | 2023 | Mitigation | 0.95 | 45 | 0 | esc | 0.00097009 | 8.3257e-08 | 0.00097009 | 8.3257e-08
[79 empty] | WLDFR | HFTD - Distribution - Zone 1 - 4QU CoRE ¦ 1QU LoRE | Non-Red Flag Warning - Catastrophic Fires | 2024 | 3.0858e-09 | 3.0858e-09 | 14664.6376 | 233.2301 | 8896.516 | 5534.8915 | 0 | 0 | 4.9581e-06 | 4.5252e-05 | 0 | 4.5252e-05 | 4.5252e-05 | 0 | 4.5252e-05 | 0 | 2.9508e-06 | 6.4682e-06 | 0 | 6.4682e-06 | [17 empty] | 7.3.3.17.5 (Remote Grid) Updates to grid topology to minimize risk of ignition in HFTDs Remote GridWLDFREquipment / facility failureAggregated | WLDFR | HFTD - Distribution - Tier 2 - 3QU CoRE ¦ 3QU LoRE | Red Flag Warning - Small Fires | Equipment / facility failure | Aggregated | 2024 | 8.5824e-05 | 791.1875 | 0.067903 | 2024 | Mitigation | 0.95 | 45 | 0 | esc | 0.00097009 | 8.3257e-08 | 0.00097009 | 8.3257e-08
[79 empty] | WLDFR | HFTD - Distribution - Zone 1 - 4QU CoRE ¦ 1QU LoRE | Non-Red Flag Warning - Catastrophic Fires | 2025 | 3.0858e-09 | 3.0858e-09 | 14664.6376 | 233.2301 | 8896.516 | 5534.8915 | 0 | 0 | 4.9581e-06 | 4.5252e-05 | 0 | 4.5252e-05 | 4.5252e-05 | 0 | 4.5252e-05 | 0 | 2.9508e-06 | 6.4682e-06 | 0 | 6.4682e-06 | [17 empty] | 7.3.3.17.5 (Remote Grid) Updates to grid topology to minimize risk of ignition in HFTDs Remote GridWLDFREquipment / facility failureAggregated | WLDFR | HFTD - Distribution - Tier 2 - 3QU CoRE ¦ 3QU LoRE | Red Flag Warning - Small Fires | Equipment / facility failure | Aggregated | 2025 | 8.5824e-05 | 791.1875 | 0.067903 | 2025 | Mitigation | 0.95 | 45 | 0 | esc | 0.00097009 | 8.3257e-08 | 0.00097009 | 8.3257e-08
[79 empty] | WLDFR | HFTD - Distribution - Zone 1 - 4QU CoRE ¦ 1QU LoRE | Non-Red Flag Warning - Catastrophic Fires | 2026 | 3.0858e-09 | 3.0858e-09 | 14664.6376 | 233.2301 | 8896.516 | 5534.8915 | 0 | 0 | 4.9581e-06 | 4.5252e-05 | 0 | 4.5252e-05 | 4.5252e-05 | 0 | 4.5252e-05 | 0 | 2.9508e-06 | 6.4682e-06 | 0 | 6.4682e-06 | [17 empty] | 7.3.3.17.5 (Remote Grid) Updates to grid topology to minimize risk of ignition in HFTDs Remote GridWLDFREquipment / facility failureAggregated | WLDFR | HFTD - Distribution - Tier 2 - 3QU CoRE ¦ 3QU LoRE | Red Flag Warning - Small Fires | Equipment / facility failure | Aggregated | 2026 | 8.5824e-05 | 791.1875 | 0.067903 | 2026 | Mitigation | 0.95 | 45 | 0 | esc | 0.00097009 | 8.3257e-08 | 0.00097009 | 8.3257e-08
[79 empty] | WLDFR | HFTD - Distribution - Zone 1 - 4QU CoRE ¦ 1QU LoRE | Non-Red Flag Warning - Catastrophic Fires | 2027 | 3.0858e-09 | 3.0858e-09 | 14664.6376 | 233.2301 | 8896.516 | 5534.8915 | 0 | 0 | 4.9581e-06 | 4.5252e-05 | 0 | 4.5252e-05 | 4.5252e-05 | 0 | 4.5252e-05 | 0 | 2.9508e-06 | 6.4682e-06 | 0 | 6.4682e-06 | [17 empty] | 7.3.3.17.5 (Remote Grid) Updates to grid topology to minimize risk of ignition in HFTDs Remote GridWLDFREquipment / facility failureAggregated | WLDFR | HFTD - Distribution - Tier 2 - 3QU CoRE ¦ 3QU LoRE | Red Flag Warning - Small Fires | Equipment / facility failure | Aggregated | 2027 | 8.5824e-05 | 791.1875 | 0.067903 | 2027 | Mitigation | 0.95 | 45 | 0 | esc | 0.00097009 | 8.3257e-08 | 0.00097009 | 8.3257e-08
[79 empty] | WLDFR | HFTD - Distribution - Zone 1 - 4QU CoRE ¦ 1QU LoRE | Non-Red Flag Warning - Catastrophic Fires | 2028 | 3.0858e-09 | 3.0858e-09 | 15317.9909 | 247.273 | 9287.6491 | 5783.0689 | 0 | 0 | 4.9581e-06 | 4.7268e-05 | 0 | 4.7268e-05 | 4.7268e-05 | 0 | 4.7268e-05 | 0 | 2.9508e-06 | 6.4682e-06 | 0 | 6.4682e-06 | [17 empty] | 7.3.3.17.5 (Remote Grid) Updates to grid topology to minimize risk of ignition in HFTDs Remote GridWLDFREquipment / facility failureAggregated | WLDFR | HFTD - Distribution - Tier 2 - 3QU CoRE ¦ 3QU LoRE | Red Flag Warning - Small Fires | Equipment / facility failure | Aggregated | 2028 | 8.5824e-05 | 791.1875 | 0.067903 | 2028 | Mitigation | 0.95 | 45 | 0 | esc | 0.00097009 | 8.3257e-08 | 0.00097009 | 8.3257e-08
[79 empty] | WLDFR | HFTD - Distribution - Zone 1 - 4QU CoRE ¦ 1QU LoRE | Non-Red Flag Warning - Catastrophic Fires | 2029 | 3.0858e-09 | 3.0858e-09 | 15317.9909 | 247.273 | 9287.6491 | 5783.0689 | 0 | 0 | 4.9581e-06 | 4.7268e-05 | 0 | 4.7268e-05 | 4.7268e-05 | 0 | 4.7268e-05 | 0 | 3.0797e-06 | 6.7507e-06 | 0 | 6.7507e-06 | [17 empty] | 7.3.3.17.5 (Remote Grid) Updates to grid topology to minimize risk of ignition in HFTDs Remote GridWLDFREquipment / facility failureAggregated | WLDFR | HFTD - Distribution - Tier 2 - 3QU CoRE ¦ 3QU LoRE | Red Flag Warning - Small Fires | Equipment / facility failure | Aggregated | 2029 | 8.5824e-05 | 791.1875 | 0.067903 | 2029 | Mitigation | 0.95 | 45 | 0 | esc | 0.00097009 | 8.3257e-08 | 0.00097009 | 8.3257e-08
[79 empty] | WLDFR | HFTD - Distribution - Zone 1 - 4QU CoRE ¦ 1QU LoRE | Non-Red Flag Warning - Catastrophic Fires | 2030 | 3.0858e-09 | 3.0858e-09 | 15317.9909 | 247.273 | 9287.6491 | 5783.0689 | 0 | 0 | 4.9581e-06 | 4.7268e-05 | 0 | 4.7268e-05 | 4.7268e-05 | 0 | 4.7268e-05 | 0 | 3.0797e-06 | 6.7507e-06 | 0 | 6.7507e-06 | [17 empty] | 7.3.3.17.5 (Remote Grid) Updates to grid topology to minimize risk of ignition in HFTDs Remote GridWLDFREquipment / facility failureAggregated | WLDFR | HFTD - Distribution - Tier 2 - 3QU CoRE ¦ 3QU LoRE | Red Flag Warning - Small Fires | Equipment / facility failure | Aggregated | 2030 | 8.5824e-05 | 791.1875 | 0.067903 | 2030 | Mitigation | 0.95 | 45 | 0 | esc | 0.00097009 | 8.3257e-08 | 0.00097009 | 8.3257e-08
[79 empty] | WLDFR | HFTD - Distribution - Zone 1 - 4QU CoRE ¦ 1QU LoRE | Non-Red Flag Warning - Catastrophic Fires | 2031 | 3.0858e-09 | 3.0858e-09 | 15317.9909 | 247.273 | 9287.6491 | 5783.0689 | 0 | 0 | 4.9581e-06 | 4.7268e-05 | 0 | 4.7268e-05 | 4.7268e-05 | 0 | 4.7268e-05 | 0 | 3.0797e-06 | 6.7507e-06 | 0 | 6.7507e-06 | [17 empty] | 7.3.3.17.5 (Remote Grid) Updates to grid topology to minimize risk of ignition in HFTDs Remote GridWLDFREquipment / facility failureAggregated | WLDFR | HFTD - Distribution - Tier 2 - 3QU CoRE ¦ 3QU LoRE | Red Flag Warning - Small Fires | Equipment / facility failure | Aggregated | 2031 | 8.5824e-05 | 791.1875 | 0.067903 | 2031 | Mitigation | 0.95 | 45 | 0 | esc | 0.00097009 | 8.3257e-08 | 0.00097009 | 8.3257e-08
[79 empty] | WLDFR | HFTD - Distribution - Zone 1 - 4QU CoRE ¦ 1QU LoRE | Non-Red Flag Warning - Catastrophic Fires | 2032 | 3.0858e-09 | 3.0858e-09 | 15317.9909 | 247.273 | 9287.6491 | 5783.0689 | 0 | 0 | 4.9581e-06 | 4.7268e-05 | 0 | 4.7268e-05 | 4.7268e-05 | 0 | 4.7268e-05 | 0 | 0 | 6.7507e-06 | 0 | 6.7507e-06 | [17 empty] | 7.3.3.17.5 (Remote Grid) Updates to grid topology to minimize risk of ignition in HFTDs Remote GridWLDFREquipment / facility failureAggregated | WLDFR | HFTD - Distribution - Tier 2 - 3QU CoRE ¦ 3QU LoRE | Red Flag Warning - Small Fires | Equipment / facility failure | Aggregated | 2032 | 8.5824e-05 | 791.1875 | 0.067903 | 2032 | Mitigation | 0.95 | 45 | 0 | esc | 0.00097009 | 8.3257e-08 | 0.00097009 | 8.3257e-08
[79 empty] | WLDFR | HFTD - Distribution - Zone 1 - 4QU CoRE ¦ 1QU LoRE | Non-Red Flag Warning - Catastrophic Fires | 2033 | 3.0858e-09 | 3.0858e-09 | 16044.1264 | 263.1074 | 9721.74 | 6059.2791 | 0 | 0 | 4.9581e-06 | 4.9509e-05 | 0 | 4.9509e-05 | 4.9509e-05 | 0 | 4.9509e-05 | 0 | 0 | 0 | 0 | 0 | [17 empty] | 7.3.3.17.5 (Remote Grid) Updates to grid topology to minimize risk of ignition in HFTDs Remote GridWLDFREquipment / facility failureAggregated | WLDFR | HFTD - Distribution - Tier 2 - 3QU CoRE ¦ 3QU LoRE | Red Flag Warning - Small Fires | Equipment / facility failure | Aggregated | 2033 | 8.5824e-05 | 791.1875 | 0.067903 | 2033 | Mitigation | 0.95 | 45 | 0 | esc | 0.00097009 | 8.3257e-08 | 0.00097009 | 8.3257e-08
[79 empty] | WLDFR | HFTD - Distribution - Zone 1 - 4QU CoRE ¦ 1QU LoRE | Non-Red Flag Warning - Catastrophic Fires | 2034 | 3.0858e-09 | 3.0858e-09 | 16044.1264 | 263.1074 | 9721.74 | 6059.2791 | 0 | 0 | 4.9581e-06 | 4.9509e-05 | 0 | 4.9509e-05 | 4.9509e-05 | 0 | 4.9509e-05 | 0 | 1.5553e-06 | 0 | 0 | 0 | [17 empty] | 7.3.3.17.5 (Remote Grid) Updates to grid topology to minimize risk of ignition in HFTDs Remote GridWLDFREquipment / facility failureAggregated | WLDFR | HFTD - Distribution - Tier 2 - 3QU CoRE ¦ 3QU LoRE | Red Flag Warning - Small Fires | Equipment / facility failure | Aggregated | 2034 | 8.5824e-05 | 791.1875 | 0.067903 | 2034 | Mitigation | 0.95 | 45 | 0 | esc | 0.00097009 | 8.3257e-08 | 0.00097009 | 8.3257e-08
[79 empty] | WLDFR | HFTD - Distribution - Zone 1 - 4QU CoRE ¦ 1QU LoRE | Non-Red Flag Warning - Catastrophic Fires | 2035 | 3.0858e-09 | 3.0858e-09 | 16044.1264 | 263.1074 | 9721.74 | 6059.2791 | 0 | 0 | 4.9581e-06 | 4.9509e-05 | 0 | 4.9509e-05 | 4.9509e-05 | 0 | 4.9509e-05 | 0 | 1.6121e-06 | 3.5337e-06 | 0 | 3.5337e-06 | [17 empty] | 7.3.3.17.5 (Remote Grid) Updates to grid topology to minimize risk of ignition in HFTDs Remote GridWLDFREquipment / facility failureAggregated | WLDFR | HFTD - Distribution - Tier 2 - 3QU CoRE ¦ 3QU LoRE | Red Flag Warning - Small Fires | Equipment / facility failure | Aggregated | 2035 | 8.5824e-05 | 791.1875 | 0.067903 | 2035 | Mitigation | 0.95 | 45 | 0 | esc | 0.00097009 | 8.3257e-08 | 0.00097009 | 8.3257e-08
[79 empty] | WLDFR | HFTD - Distribution - Zone 1 - 4QU CoRE ¦ 1QU LoRE | Non-Red Flag Warning - Catastrophic Fires | 2036 | 3.0858e-09 | 3.0858e-09 | 16044.1264 | 263.1074 | 9721.74 | 6059.2791 | 0 | 0 | 4.9581e-06 | 4.9509e-05 | 0 | 4.9509e-05 | 4.9509e-05 | 0 | 4.9509e-05 | 0 | 1.6121e-06 | 3.5337e-06 | 0 | 3.5337e-06 | [17 empty] | 7.3.3.17.5 (Remote Grid) Updates to grid topology to minimize risk of ignition in HFTDs Remote GridWLDFREquipment / facility failureAggregated | WLDFR | HFTD - Distribution - Tier 2 - 3QU CoRE ¦ 3QU LoRE | Red Flag Warning - Small Fires | Equipment / facility failure | Aggregated | 2036 | 8.5824e-05 | 791.1875 | 0.067903 | 2036 | Mitigation | 0.95 | 45 | 0 | esc | 0.00097009 | 8.3257e-08 | 0.00097009 | 8.3257e-08
[79 empty] | WLDFR | HFTD - Distribution - Zone 1 - 4QU CoRE ¦ 1QU LoRE | Non-Red Flag Warning - Catastrophic Fires | 2037 | 3.0858e-09 | 3.0858e-09 | 16044.1264 | 263.1074 | 9721.74 | 6059.2791 | 0 | 0 | 4.9581e-06 | 4.9509e-05 | 0 | 4.9509e-05 | 4.9509e-05 | 0 | 4.9509e-05 | 0 | 1.6121e-06 | 3.5337e-06 | 0 | 3.5337e-06 | [17 empty] | 7.3.3.17.5 (Remote Grid) Updates to grid topology to minimize risk of ignition in HFTDs Remote GridWLDFREquipment / facility failureAggregated | WLDFR | HFTD - Distribution - Tier 2 - 3QU CoRE ¦ 3QU LoRE | Red Flag Warning - Small Fires | Equipment / facility failure | Aggregated | 2037 | 8.5824e-05 | 791.1875 | 0.067903 | 2037 | Mitigation | 0.95 | 45 | 0 | esc | 0.00097009 | 8.3257e-08 | 0.00097009 | 8.3257e-08
[79 empty] | WLDFR | HFTD - Distribution - Zone 1 - 4QU CoRE ¦ 1QU LoRE | Non-Red Flag Warning - Catastrophic Fires | 2038 | 3.0858e-09 | 3.0858e-09 | 16832.3912 | 280.5544 | 10192.2718 | 6359.5651 | 0 | 0 | 4.9581e-06 | 5.1941e-05 | 0 | 5.1941e-05 | 5.1941e-05 | 0 | 5.1941e-05 | 0 | 1.6121e-06 | 3.5337e-06 | 0 | 3.5337e-06 | [17 empty] | 7.3.3.17.5 (Remote Grid) Updates to grid topology to minimize risk of ignition in HFTDs Remote GridWLDFREquipment / facility failureAggregated | WLDFR | HFTD - Distribution - Tier 2 - 3QU CoRE ¦ 3QU LoRE | Red Flag Warning - Small Fires | Equipment / facility failure | Aggregated | 2038 | 8.5824e-05 | 791.1875 | 0.067903 | 2038 | Mitigation | 0.95 | 45 | 0 | esc | 0.00097009 | 8.3257e-08 | 0.00097009 | 8.3257e-08
[79 empty] | WLDFR | HFTD - Distribution - Zone 1 - 4QU CoRE ¦ 1QU LoRE | Non-Red Flag Warning - Catastrophic Fires | 2039 | 3.0858e-09 | 3.0858e-09 | 16832.3912 | 280.5544 | 10192.2718 | 6359.5651 | 0 | 0 | 4.9581e-06 | 5.1941e-05 | 0 | 5.1941e-05 | 5.1941e-05 | 0 | 5.1941e-05 | 0 | 1.6121e-06 | 3.5337e-06 | 0 | 3.5337e-06 | [17 empty] | 7.3.3.17.5 (Remote Grid) Updates to grid topology to minimize risk of ignition in HFTDs Remote GridWLDFREquipment / facility failureAggregated | WLDFR | HFTD - Distribution - Tier 2 - 3QU CoRE ¦ 3QU LoRE | Red Flag Warning - Small Fires | Equipment / facility failure | Aggregated | 2039 | 8.5824e-05 | 791.1875 | 0.067903 | 2039 | Mitigation | 0.95 | 45 | 0 | esc | 0.00097009 | 8.3257e-08 | 0.00097009 | 8.3257e-08
[79 empty] | WLDFR | HFTD - Distribution - Zone 1 - 4QU CoRE ¦ 1QU LoRE | Non-Red Flag Warning - Catastrophic Fires | 2040 | 3.0858e-09 | 3.0858e-09 | 16832.3912 | 280.5544 | 10192.2718 | 6359.5651 | 0 | 0 | 4.9581e-06 | 5.1941e-05 | 0 | 5.1941e-05 | 5.1941e-05 | 0 | 5.1941e-05 | 0 | 1.6836e-06 | 3.6905e-06 | 0 | 3.6905e-06 | [17 empty] | 7.3.3.17.5 (Remote Grid) Updates to grid topology to minimize risk of ignition in HFTDs Remote GridWLDFREquipment / facility failureAggregated | WLDFR | HFTD - Distribution - Tier 2 - 3QU CoRE ¦ 3QU LoRE | Red Flag Warning - Small Fires | Equipment / facility failure | Aggregated | 2040 | 8.5824e-05 | 791.1875 | 0.067903 | 2040 | Mitigation | 0.95 | 45 | 0 | esc | 0.00097009 | 8.3257e-08 | 0.00097009 | 8.3257e-08
[79 empty] | WLDFR | HFTD - Distribution - Zone 1 - 4QU CoRE ¦ 1QU LoRE | Non-Red Flag Warning - Catastrophic Fires | 2041 | 3.0858e-09 | 3.0858e-09 | 16832.3912 | 280.5544 | 10192.2718 | 6359.5651 | 0 | 0 | 4.9581e-06 | 5.1941e-05 | 0 | 5.1941e-05 | 5.1941e-05 | 0 | 5.1941e-05 | 0 | 1.6836e-06 | 3.6905e-06 | 0 | 3.6905e-06 | [17 empty] | 7.3.3.17.5 (Remote Grid) Updates to grid topology to minimize risk of ignition in HFTDs Remote GridWLDFREquipment / facility failureAggregated | WLDFR | HFTD - Distribution - Tier 2 - 3QU CoRE ¦ 3QU LoRE | Red Flag Warning - Small Fires | Equipment / facility failure | Aggregated | 2041 | 8.5824e-05 | 791.1875 | 0.067903 | 2041 | Mitigation | 0.95 | 45 | 0 | esc | 0.00097009 | 8.3257e-08 | 0.00097009 | 8.3257e-08
[79 empty] | WLDFR | HFTD - Distribution - Zone 1 - 4QU CoRE ¦ 1QU LoRE | Non-Red Flag Warning - Catastrophic Fires | 2042 | 3.0858e-09 | 3.0858e-09 | 16832.3912 | 280.5544 | 10192.2718 | 6359.5651 | 0 | 0 | 4.9581e-06 | 5.1941e-05 | 0 | 5.1941e-05 | 5.1941e-05 | 0 | 5.1941e-05 | 0 | 1.6836e-06 | 3.6905e-06 | 0 | 3.6905e-06 | [17 empty] | 7.3.3.17.5 (Remote Grid) Updates to grid topology to minimize risk of ignition in HFTDs Remote GridWLDFREquipment / facility failureAggregated | WLDFR | HFTD - Distribution - Tier 2 - 3QU CoRE ¦ 3QU LoRE | Red Flag Warning - Small Fires | Equipment / facility failure | Aggregated | 2042 | 8.5824e-05 | 791.1875 | 0.067903 | 2042 | Mitigation | 0.95 | 45 | 0 | esc | 0.00097009 | 8.3257e-08 | 0.00097009 | 8.3257e-08
[79 empty] | WLDFR | HFTD - Distribution - Zone 1 - 4QU CoRE ¦ 1QU LoRE | Non-Red Flag Warning - Catastrophic Fires | 2043 | 3.0858e-09 | 3.0858e-09 | 17672.0852 | 299.42 | 10692.7362 | 6679.929 | 0 | 0 | 4.9581e-06 | 5.4532e-05 | 0 | 5.4532e-05 | 5.4532e-05 | 0 | 5.4532e-05 | 0 | 1.6836e-06 | 3.6905e-06 | 0 | 3.6905e-06 | [17 empty] | 7.3.3.17.5 (Remote Grid) Updates to grid topology to minimize risk of ignition in HFTDs Remote GridWLDFREquipment / facility failureAggregated | WLDFR | HFTD - Distribution - Tier 2 - 3QU CoRE ¦ 3QU LoRE | Red Flag Warning - Small Fires | Equipment / facility failure | Aggregated | 2043 | 8.5824e-05 | 791.1875 | 0.067903 | 2043 | Mitigation | 0.95 | 45 | 0 | esc | 0.00097009 | 8.3257e-08 | 0.00097009 | 8.3257e-08
[79 empty] | WLDFR | HFTD - Distribution - Zone 1 - 4QU CoRE ¦ 1QU LoRE | Non-Red Flag Warning - Catastrophic Fires | 2044 | 3.0858e-09 | 3.0858e-09 | 17672.0852 | 299.42 | 10692.7362 | 6679.929 | 0 | 0 | 4.9581e-06 | 5.4532e-05 | 0 | 5.4532e-05 | 5.4532e-05 | 0 | 5.4532e-05 | 0 | 1.6836e-06 | 3.6905e-06 | 0 | 3.6905e-06 | [17 empty] | 7.3.3.17.5 (Remote Grid) Updates to grid topology to minimize risk of ignition in HFTDs Remote GridWLDFREquipment / facility failureAggregated | WLDFR | HFTD - Distribution - Tier 2 - 3QU CoRE ¦ 3QU LoRE | Red Flag Warning - Small Fires | Equipment / facility failure | Aggregated | 2044 | 8.5824e-05 | 791.1875 | 0.067903 | 2044 | Mitigation | 0.95 | 45 | 0 | esc | 0.00097009 | 8.3257e-08 | 0.00097009 | 8.3257e-08
[79 empty] | WLDFR | HFTD - Distribution - Zone 1 - 4QU CoRE ¦ 1QU LoRE | Non-Red Flag Warning - Catastrophic Fires | 2045 | 3.0858e-09 | 3.0858e-09 | 17672.0852 | 299.42 | 10692.7362 | 6679.929 | 0 | 0 | 4.9581e-06 | 5.4532e-05 | 0 | 5.4532e-05 | 5.4532e-05 | 0 | 5.4532e-05 | 0 | 1.7631e-06 | 3.8647e-06 | 0 | 3.8647e-06 | [17 empty] | 7.3.3.17.5 (Remote Grid) Updates to grid topology to minimize risk of ignition in HFTDs Remote GridWLDFREquipment / facility failureAggregated | WLDFR | HFTD - Distribution - Tier 2 - 3QU CoRE ¦ 3QU LoRE | Red Flag Warning - Small Fires | Equipment / facility failure | Aggregated | 2045 | 8.5824e-05 | 791.1875 | 0.067903 | 2045 | Mitigation | 0.95 | 45 | 0 | esc | 0.00097009 | 8.3257e-08 | 0.00097009 | 8.3257e-08
[79 empty] | WLDFR | HFTD - Distribution - Zone 1 - 4QU CoRE ¦ 1QU LoRE | Non-Red Flag Warning - Catastrophic Fires | 2046 | 3.0858e-09 | 3.0858e-09 | 17672.0852 | 299.42 | 10692.7362 | 6679.929 | 0 | 0 | 4.9581e-06 | 5.4532e-05 | 0 | 5.4532e-05 | 5.4532e-05 | 0 | 5.4532e-05 | 0 | 1.7631e-06 | 3.8647e-06 | 0 | 3.8647e-06 | [17 empty] | 7.3.3.17.5 (Remote Grid) Updates to grid topology to minimize risk of ignition in HFTDs Remote GridWLDFREquipment / facility failureAggregated | WLDFR | HFTD - Distribution - Tier 2 - 3QU CoRE ¦ 3QU LoRE | Red Flag Warning - Small Fires | Equipment / facility failure | Aggregated | 2046 | 8.5824e-05 | 791.1875 | 0.067903 | 2046 | Mitigation | 0.95 | 45 | 0 | esc | 0.00097009 | 8.3257e-08 | 0.00097009 | 8.3257e-08
[79 empty] | WLDFR | HFTD - Distribution - Zone 1 - 4QU CoRE ¦ 1QU LoRE | Non-Red Flag Warning - Catastrophic Fires | 2047 | 3.0858e-09 | 3.0858e-09 | 17672.0852 | 299.42 | 10692.7362 | 6679.929 | 0 | 0 | 4.9581e-06 | 5.4532e-05 | 0 | 5.4532e-05 | 5.4532e-05 | 0 | 5.4532e-05 | 0 | 1.7631e-06 | 3.8647e-06 | 0 | 3.8647e-06 | [17 empty] | 7.3.3.17.5 (Remote Grid) Updates to grid topology to minimize risk of ignition in HFTDs Remote GridWLDFREquipment / facility failureAggregated | WLDFR | HFTD - Distribution - Tier 2 - 3QU CoRE ¦ 3QU LoRE | Red Flag Warning - Small Fires | Equipment / facility failure | Aggregated | 2047 | 8.5824e-05 | 791.1875 | 0.067903 | 2047 | Mitigation | 0.95 | 45 | 0 | esc | 0.00097009 | 8.3257e-08 | 0.00097009 | 8.3257e-08
[79 empty] | WLDFR | HFTD - Distribution - Zone 1 - 4QU CoRE ¦ 1QU LoRE | Non-Red Flag Warning - Catastrophic Fires | 2048 | 3.0858e-09 | 3.0858e-09 | 18552.3348 | 319.4911 | 11216.5626 | 7016.281 | 0 | 0 | 4.9581e-06 | 5.7249e-05 | 0 | 5.7249e-05 | 5.7249e-05 | 0 | 5.7249e-05 | 0 | 1.7631e-06 | 3.8647e-06 | 0 | 3.8647e-06 | [17 empty] | 7.3.3.17.5 (Remote Grid) Updates to grid topology to minimize risk of ignition in HFTDs Remote GridWLDFREquipment / facility failureAggregated | WLDFR | HFTD - Distribution - Tier 2 - 3QU CoRE ¦ 3QU LoRE | Red Flag Warning - Small Fires | Equipment / facility failure | Aggregated | 2048 | 8.5824e-05 | 791.1875 | 0.067903 | 2048 | Mitigation | 0.95 | 45 | 0 | esc | 0.00097009 | 8.3257e-08 | 0.00097009 | 8.3257e-08
[79 empty] | WLDFR | HFTD - Distribution - Zone 1 - 4QU CoRE ¦ 1QU LoRE | Non-Red Flag Warning - Catastrophic Fires | 2049 | 3.0858e-09 | 3.0858e-09 | 18552.3348 | 319.4911 | 11216.5626 | 7016.281 | 0 | 0 | 4.9581e-06 | 5.7249e-05 | 0 | 5.7249e-05 | 5.7249e-05 | 0 | 5.7249e-05 | 0 | 1.7631e-06 | 3.8647e-06 | 0 | 3.8647e-06 | [17 empty] | 7.3.3.17.5 (Remote Grid) Updates to grid topology to minimize risk of ignition in HFTDs Remote GridWLDFREquipment / facility failureAggregated | WLDFR | HFTD - Distribution - Tier 2 - 3QU CoRE ¦ 3QU LoRE | Red Flag Warning - Small Fires | Equipment / facility failure | Aggregated | 2049 | 8.5824e-05 | 791.1875 | 0.067903 | 2049 | Mitigation | 0.95 | 45 | 0 | esc | 0.00097009 | 8.3257e-08 | 0.00097009 | 8.3257e-08
[79 empty] | WLDFR | HFTD - Distribution - Zone 1 - 4QU CoRE ¦ 1QU LoRE | Non-Red Flag Warning - Catastrophic Fires | 2050 | 3.0858e-09 | 3.0858e-09 | 18552.3348 | 319.4911 | 11216.5626 | 7016.281 | 0 | 0 | 4.9581e-06 | 5.7249e-05 | 0 | 5.7249e-05 | 5.7249e-05 | 0 | 5.7249e-05 | 0 | 1.8492e-06 | 4.0536e-06 | 0 | 4.0536e-06 | [17 empty] | 7.3.3.17.5 (Remote Grid) Updates to grid topology to minimize risk of ignition in HFTDs Remote GridWLDFREquipment / facility failureAggregated | WLDFR | HFTD - Distribution - Tier 2 - 3QU CoRE ¦ 3QU LoRE | Red Flag Warning - Small Fires | Equipment / facility failure | Aggregated | 2050 | 8.5824e-05 | 791.1875 | 0.067903 | 2050 | Mitigation | 0.95 | 45 | 0 | esc | 0.00097009 | 8.3257e-08 | 0.00097009 | 8.3257e-08
[79 empty] | WLDFR | HFTD - Distribution - Zone 1 - 4QU CoRE ¦ 1QU LoRE | Non-Red Flag Warning - Catastrophic Fires | 2051 | 3.0858e-09 | 3.0858e-09 | 18552.3348 | 319.4911 | 11216.5626 | 7016.281 | 0 | 0 | 4.9581e-06 | 5.7249e-05 | 0 | 5.7249e-05 | 5.7249e-05 | 0 | 5.7249e-05 | 0 | 1.8492e-06 | 4.0536e-06 | 0 | 4.0536e-06 | [17 empty] | 7.3.3.17.5 (Remote Grid) Updates to grid topology to minimize risk of ignition in HFTDs Remote GridWLDFREquipment / facility failureAggregated | WLDFR | HFTD - Distribution - Tier 2 - 3QU CoRE ¦ 3QU LoRE | Red Flag Warning - Small Fires | Equipment / facility failure | Aggregated | 2051 | 8.5824e-05 | 791.1875 | 0.067903 | 2051 | Mitigation | 0.95 | 45 | 0 | esc | 0.00097009 | 8.3257e-08 | 0.00097009 | 8.3257e-08
[79 empty] | WLDFR | HFTD - Distribution - Zone 1 - 4QU CoRE ¦ 1QU LoRE | Non-Red Flag Warning - Catastrophic Fires | 2052 | 3.0858e-09 | 3.0858e-09 | 18552.3348 | 319.4911 | 11216.5626 | 7016.281 | 0 | 0 | 4.9581e-06 | 5.7249e-05 | 0 | 5.7249e-05 | 5.7249e-05 | 0 | 5.7249e-05 | 0 | 1.8492e-06 | 4.0536e-06 | 0 | 4.0536e-06 | [17 empty] | 7.3.3.17.5 (Remote Grid) Updates to grid topology to minimize risk of ignition in HFTDs Remote GridWLDFREquipment / facility failureAggregated | WLDFR | HFTD - Distribution - Tier 2 - 3QU CoRE ¦ 3QU LoRE | Red Flag Warning - Small Fires | Equipment / facility failure | Aggregated | 2052 | 8.5824e-05 | 791.1875 | 0.067903 | 2052 | Mitigation | 0.95 | 45 | 0 | esc | 0.00097009 | 8.3257e-08 | 0.00097009 | 8.3257e-08
[79 empty] | WLDFR | HFTD - Distribution - Zone 1 - 4QU CoRE ¦ 1QU LoRE | Non-Red Flag Warning - Catastrophic Fires | 2053 | 3.0858e-09 | 3.0858e-09 | 19462.1283 | 340.5356 | 11757.1413 | 7364.4514 | 0 | 0 | 4.9581e-06 | 6.0056e-05 | 0 | 6.0056e-05 | 6.0056e-05 | 0 | 6.0056e-05 | 0 | 1.8492e-06 | 4.0536e-06 | 0 | 4.0536e-06 | [17 empty] | 7.3.3.17.5 (Remote Grid) Updates to grid topology to minimize risk of ignition in HFTDs Remote GridWLDFREquipment / facility failureAggregated | WLDFR | HFTD - Distribution - Tier 2 - 3QU CoRE ¦ 3QU LoRE | Red Flag Warning - Small Fires | Equipment / facility failure | Aggregated | 2053 | 8.5824e-05 | 791.1875 | 0.067903 | 2053 | Mitigation | 0.95 | 45 | 0 | esc | 0.00097009 | 8.3257e-08 | 0.00097009 | 8.3257e-08
[79 empty] | WLDFR | HFTD - Distribution - Zone 1 - 4QU CoRE ¦ 1QU LoRE | Non-Red Flag Warning - Catastrophic Fires | 2054 | 3.0858e-09 | 3.0858e-09 | 19462.1283 | 340.5356 | 11757.1413 | 7364.4514 | 0 | 0 | 4.9581e-06 | 6.0056e-05 | 0 | 6.0056e-05 | 6.0056e-05 | 0 | 6.0056e-05 | 0 | 1.8492e-06 | 4.0536e-06 | 0 | 4.0536e-06 | [17 empty] | 7.3.3.17.5 (Remote Grid) Updates to grid topology to minimize risk of ignition in HFTDs Remote GridWLDFREquipment / facility failureAggregated | WLDFR | HFTD - Distribution - Tier 2 - 3QU CoRE ¦ 3QU LoRE | Red Flag Warning - Small Fires | Equipment / facility failure | Aggregated | 2054 | 8.5824e-05 | 791.1875 | 0.067903 | 2054 | Mitigation | 0.95 | 45 | 0 | esc | 0.00097009 | 8.3257e-08 | 0.00097009 | 8.3257e-08
[79 empty] | WLDFR | HFTD - Distribution - Zone 1 - 4QU CoRE ¦ 1QU LoRE | Non-Red Flag Warning - Catastrophic Fires | 2055 | 3.0858e-09 | 3.0858e-09 | 19462.1283 | 340.5356 | 11757.1413 | 7364.4514 | 0 | 0 | 4.9581e-06 | 6.0056e-05 | 0 | 6.0056e-05 | 6.0056e-05 | 0 | 6.0056e-05 | 0 | 1.9409e-06 | 4.2546e-06 | 0 | 4.2546e-06 | [17 empty] | 7.3.3.17.5 (Remote Grid) Updates to grid topology to minimize risk of ignition in HFTDs Remote GridWLDFREquipment / facility failureAggregated | WLDFR | HFTD - Distribution - Tier 2 - 3QU CoRE ¦ 3QU LoRE | Red Flag Warning - Small Fires | Equipment / facility failure | Aggregated | 2055 | 8.5824e-05 | 791.1875 | 0.067903 | 2055 | Mitigation | 0.95 | 45 | 0 | esc | 0.00097009 | 8.3257e-08 | 0.00097009 | 8.3257e-08
[79 empty] | WLDFR | HFTD - Distribution - Zone 1 - 4QU CoRE ¦ 1QU LoRE | Non-Red Flag Warning - Catastrophic Fires | 2056 | 3.0858e-09 | 3.0858e-09 | 19462.1283 | 340.5356 | 11757.1413 | 7364.4514 | 0 | 0 | 4.9581e-06 | 6.0056e-05 | 0 | 6.0056e-05 | 6.0056e-05 | 0 | 6.0056e-05 | 0 | 1.9409e-06 | 4.2546e-06 | 0 | 4.2546e-06 | [17 empty] | 7.3.3.17.5 (Remote Grid) Updates to grid topology to minimize risk of ignition in HFTDs Remote GridWLDFREquipment / facility failureAggregated | WLDFR | HFTD - Distribution - Tier 2 - 3QU CoRE ¦ 3QU LoRE | Red Flag Warning - Small Fires | Equipment / facility failure | Aggregated | 2056 | 8.5824e-05 | 791.1875 | 0.067903 | 2056 | Mitigation | 0.95 | 45 | 0 | esc | 0.00097009 | 8.3257e-08 | 0.00097009 | 8.3257e-08
[79 empty] | WLDFR | HFTD - Distribution - Zone 1 - 4QU CoRE ¦ 1QU LoRE | Non-Red Flag Warning - Catastrophic Fires | 2057 | 3.0858e-09 | 3.0858e-09 | 19462.1283 | 340.5356 | 11757.1413 | 7364.4514 | 0 | 0 | 4.9581e-06 | 6.0056e-05 | 0 | 6.0056e-05 | 6.0056e-05 | 0 | 6.0056e-05 | 0 | 1.9409e-06 | 4.2546e-06 | 0 | 4.2546e-06 | [17 empty] | 7.3.3.17.5 (Remote Grid) Updates to grid topology to minimize risk of ignition in HFTDs Remote GridWLDFREquipment / facility failureAggregated | WLDFR | HFTD - Distribution - Tier 2 - 3QU CoRE ¦ 3QU LoRE | Red Flag Warning - Small Fires | Equipment / facility failure | Aggregated | 2057 | 8.5824e-05 | 791.1875 | 0.067903 | 2057 | Mitigation | 0.95 | 45 | 0 | esc | 0.00097009 | 8.3257e-08 | 0.00097009 | 8.3257e-08
[79 empty] | WLDFR | HFTD - Distribution - Zone 1 - 4QU CoRE ¦ 1QU LoRE | Non-Red Flag Warning - Catastrophic Fires | 2058 | 3.0858e-09 | 3.0858e-09 | 20390.4035 | 362.3049 | 12307.8747 | 7720.2238 | 0 | 0 | 4.9581e-06 | 6.292e-05 | 0 | 6.292e-05 | 6.292e-05 | 0 | 6.292e-05 | 0 | 1.9409e-06 | 4.2546e-06 | 0 | 4.2546e-06 | [17 empty] | 7.3.3.17.5 (Remote Grid) Updates to grid topology to minimize risk of ignition in HFTDs Remote GridWLDFREquipment / facility failureAggregated | WLDFR | HFTD - Distribution - Tier 2 - 3QU CoRE ¦ 3QU LoRE | Red Flag Warning - Small Fires | Equipment / facility failure | Aggregated | 2058 | 8.5824e-05 | 791.1875 | 0.067903 | 2058 | Mitigation | 0.95 | 45 | 0 | esc | 0.00097009 | 8.3257e-08 | 0.00097009 | 8.3257e-08
[79 empty] | WLDFR | HFTD - Distribution - Zone 1 - 4QU CoRE ¦ 1QU LoRE | Non-Red Flag Warning - Catastrophic Fires | 2059 | 3.0858e-09 | 3.0858e-09 | 20390.4035 | 362.3049 | 12307.8747 | 7720.2238 | 0 | 0 | 4.9581e-06 | 6.292e-05 | 0 | 6.292e-05 | 6.292e-05 | 0 | 6.292e-05 | 0 | 1.9409e-06 | 4.2546e-06 | 0 | 4.2546e-06 | [17 empty] | 7.3.3.17.5 (Remote Grid) Updates to grid topology to minimize risk of ignition in HFTDs Remote GridWLDFREquipment / facility failureAggregated | WLDFR | HFTD - Distribution - Tier 2 - 3QU CoRE ¦ 3QU LoRE | Red Flag Warning - Small Fires | Equipment / facility failure | Aggregated | 2059 | 8.5824e-05 | 791.1875 | 0.067903 | 2059 | Mitigation | 0.95 | 45 | 0 | esc | 0.00097009 | 8.3257e-08 | 0.00097009 | 8.3257e-08
[79 empty] | WLDFR | HFTD - Distribution - Zone 1 - 4QU CoRE ¦ 1QU LoRE | Non-Red Flag Warning - Catastrophic Fires | 2060 | 3.0858e-09 | 3.0858e-09 | 20390.4035 | 362.3049 | 12307.8747 | 7720.2238 | 0 | 0 | 4.9581e-06 | 6.292e-05 | 0 | 6.292e-05 | 6.292e-05 | 0 | 6.292e-05 | 0 | 2.037e-06 | 4.4651e-06 | 0 | 4.4651e-06 | [17 empty] | 7.3.3.17.5 (Remote Grid) Updates to grid topology to minimize risk of ignition in HFTDs Remote GridWLDFREquipment / facility failureAggregated | WLDFR | HFTD - Distribution - Tier 2 - 3QU CoRE ¦ 3QU LoRE | Red Flag Warning - Small Fires | Equipment / facility failure | Aggregated | 2060 | 8.5824e-05 | 791.1875 | 0.067903 | 2060 | Mitigation | 0.95 | 45 | 0 | esc | 0.00097009 | 8.3257e-08 | 0.00097009 | 8.3257e-08
[79 empty] | WLDFR | HFTD - Distribution - Zone 1 - 4QU CoRE ¦ 1QU LoRE | Non-Red Flag Warning - Catastrophic Fires | 2061 | 3.0858e-09 | 3.0858e-09 | 20390.4035 | 362.3049 | 12307.8747 | 7720.2238 | 0 | 0 | 4.9581e-06 | 6.292e-05 | 0 | 6.292e-05 | 6.292e-05 | 0 | 6.292e-05 | 0 | 2.037e-06 | 4.4651e-06 | 0 | 4.4651e-06 | [17 empty] | 7.3.3.17.5 (Remote Grid) Updates to grid topology to minimize risk of ignition in HFTDs Remote GridWLDFREquipment / facility failureAggregated | WLDFR | HFTD - Distribution - Tier 2 - 3QU CoRE ¦ 3QU LoRE | Red Flag Warning - Small Fires | Equipment / facility failure | Aggregated | 2061 | 8.5824e-05 | 791.1875 | 0.067903 | 2061 | Mitigation | 0.95 | 45 | 0 | esc | 0.00097009 | 8.3257e-08 | 0.00097009 | 8.3257e-08
[79 empty] | WLDFR | HFTD - Distribution - Zone 1 - 4QU CoRE ¦ 1QU LoRE | Non-Red Flag Warning - Catastrophic Fires | 2062 | 3.0858e-09 | 3.0858e-09 | 20390.4035 | 362.3049 | 12307.8747 | 7720.2238 | 0 | 0 | 4.9581e-06 | 6.292e-05 | 0 | 6.292e-05 | 6.292e-05 | 0 | 6.292e-05 | 0 | 2.037e-06 | 4.4651e-06 | 0 | 4.4651e-06 | [17 empty] | 7.3.3.17.5 (Remote Grid) Updates to grid topology to minimize risk of ignition in HFTDs Remote GridWLDFREquipment / facility failureAggregated | WLDFR | HFTD - Distribution - Tier 2 - 3QU CoRE ¦ 3QU LoRE | Red Flag Warning - Small Fires | Equipment / facility failure | Aggregated | 2062 | 8.5824e-05 | 791.1875 | 0.067903 | 2062 | Mitigation | 0.95 | 45 | 0 | esc | 0.00097009 | 8.3257e-08 | 0.00097009 | 8.3257e-08
[79 empty] | WLDFR | HFTD - Distribution - Zone 1 - 4QU CoRE ¦ 1QU LoRE | Non-Red Flag Warning - Catastrophic Fires | 2063 | 3.0858e-09 | 3.0858e-09 | 21325.9188 | 384.5316 | 12862.0997 | 8079.2876 | 0 | 0 | 4.9581e-06 | 6.5807e-05 | 0 | 6.5807e-05 | 6.5807e-05 | 0 | 6.5807e-05 | 0 | 2.037e-06 | 4.4651e-06 | 0 | 4.4651e-06 | [17 empty] | 7.3.3.17.5 (Remote Grid) Updates to grid topology to minimize risk of ignition in HFTDs Remote GridWLDFREquipment / facility failureAggregated | WLDFR | HFTD - Distribution - Tier 2 - 3QU CoRE ¦ 3QU LoRE | Red Flag Warning - Small Fires | Equipment / facility failure | Aggregated | 2063 | 8.5824e-05 | 791.1875 | 0.067903 | 2063 | Mitigation | 0.95 | 45 | 0 | esc | 0.00097009 | 8.3257e-08 | 0.00097009 | 8.3257e-08
[79 empty] | WLDFR | HFTD - Distribution - Zone 1 - 4QU CoRE ¦ 1QU LoRE | Non-Red Flag Warning - Catastrophic Fires | 2064 | 3.0858e-09 | 3.0858e-09 | 21325.9188 | 384.5316 | 12862.0997 | 8079.2876 | 0 | 0 | 4.9581e-06 | 6.5807e-05 | 0 | 6.5807e-05 | 6.5807e-05 | 0 | 6.5807e-05 | 0 | 2.037e-06 | 4.4651e-06 | 0 | 4.4651e-06 | [17 empty] | 7.3.3.17.5 (Remote Grid) Updates to grid topology to minimize risk of ignition in HFTDs Remote GridWLDFREquipment / facility failureAggregated | WLDFR | HFTD - Distribution - Tier 2 - 3QU CoRE ¦ 3QU LoRE | Red Flag Warning - Small Fires | Equipment / facility failure | Aggregated | 2064 | 8.5824e-05 | 791.1875 | 0.067903 | 2064 | Mitigation | 0.95 | 45 | 0 | esc | 0.00097009 | 8.3257e-08 | 0.00097009 | 8.3257e-08
[79 empty] | WLDFR | HFTD - Distribution - Zone 1 - 4QU CoRE ¦ 1QU LoRE | Non-Red Flag Warning - Catastrophic Fires | 2065 | 3.0858e-09 | 3.0858e-09 | 21325.9188 | 384.5316 | 12862.0997 | 8079.2876 | 0 | 0 | 4.9581e-06 | 6.5807e-05 | 0 | 6.5807e-05 | 6.5807e-05 | 0 | 6.5807e-05 | 0 | 2.1361e-06 | 4.6825e-06 | 0 | 4.6825e-06 | [17 empty] | 7.3.3.17.5 (Remote Grid) Updates to grid topology to minimize risk of ignition in HFTDs Remote GridWLDFREquipment / facility failureAggregated | WLDFR | HFTD - Distribution - Tier 2 - 3QU CoRE ¦ 3QU LoRE | Red Flag Warning - Small Fires | Equipment / facility failure | Aggregated | 2065 | 8.5824e-05 | 791.1875 | 0.067903 | 2065 | Mitigation | 0.95 | 45 | 0 | esc | 0.00097009 | 8.3257e-08 | 0.00097009 | 8.3257e-08
[79 empty] | WLDFR | HFTD - Distribution - Zone 1 - 4QU CoRE ¦ 1QU LoRE | Non-Red Flag Warning - Catastrophic Fires | 2066 | 3.0858e-09 | 3.0858e-09 | 21325.9188 | 384.5316 | 12862.0997 | 8079.2876 | 0 | 0 | 4.9581e-06 | 6.5807e-05 | 0 | 6.5807e-05 | 6.5807e-05 | 0 | 6.5807e-05 | 0 | 2.1361e-06 | 4.6825e-06 | 0 | 4.6825e-06 | [17 empty] | 7.3.3.17.5 (Remote Grid) Updates to grid topology to minimize risk of ignition in HFTDs Remote GridWLDFREquipment / facility failureAggregated | WLDFR | HFTD - Distribution - Tier 2 - 3QU CoRE ¦ 3QU LoRE | Red Flag Warning - Small Fires | Equipment / facility failure | Aggregated | 2066 | 8.5824e-05 | 791.1875 | 0.067903 | 2066 | Mitigation | 0.95 | 45 | 0 | esc | 0.00097009 | 8.3257e-08 | 0.00097009 | 8.3257e-08
[79 empty] | WLDFR | HFTD - Distribution - Zone 1 - 4QU CoRE ¦ 1QU LoRE | Non-Red Flag Warning - Catastrophic Fires | 2067 | 0 | 3.0858e-09 | 21325.9188 | 384.5316 | 12862.0997 | 8079.2876 | 0 | 0 | 4.9581e-06 | 0 | 0 | 0 | 6.5807e-05 | 0 | 6.5807e-05 | 0 | 2.1361e-06 | 4.6825e-06 | 0 | 4.6825e-06 | [17 empty] | 7.3.3.17.5 (Remote Grid) Updates to grid topology to minimize risk of ignition in HFTDs Remote GridWLDFREquipment / facility failureAggregated | WLDFR | HFTD - Distribution - Tier 2 - 3QU CoRE ¦ 3QU LoRE | Red Flag Warning - Small Fires | Equipment / facility failure | Aggregated | 2067 | 8.5824e-05 | 791.1875 | 0.067903 | 2067 | Mitigation | 0.95 | 45 | 0 | esc | 0 | 0 | 0.00097009 | 8.3257e-08
[79 empty] | WLDFR | HFTD - Distribution - Zone 1 - 4QU CoRE ¦ 1QU LoRE | Non-Red Flag Warning - Destructive Fires | 2022 | 5.8801e-09 | 0 | 8807.9522 | 222.2294 | 8585.7228 | 0 | 0 | 0 | 9.1323e-06 | 5.1792e-05 | 0 | 5.1792e-05 | 0 | 0 | 0 | 0 | 2.1361e-06 | 4.6825e-06 | 0 | 4.6825e-06 | [17 empty] | 7.3.3.17.5 (Remote Grid) Updates to grid topology to minimize risk of ignition in HFTDs Remote GridWLDFRVegetation ContactAggregated | WLDFR | HFTD - Distribution - Tier 2 - 3QU CoRE ¦ 3QU LoRE | Red Flag Warning - Small Fires | Vegetation Contact | Aggregated | 2022 | 0.00044222 | 791.1875 | 0.34988 | 2022 | Mitigation | 0.95 | 45 | 0 | esc | 0.00097009 | 4.2899e-07 | 0 | 0
[79 empty] | WLDFR | HFTD - Distribution - Zone 1 - 4QU CoRE ¦ 1QU LoRE | Non-Red Flag Warning - Destructive Fires | 2023 | 5.8801e-09 | 5.8801e-09 | 9129.7461 | 233.2301 | 8896.516 | 0 | 0 | 0 | 9.1323e-06 | 5.3684e-05 | 0 | 5.3684e-05 | 5.3684e-05 | 0 | 5.3684e-05 | 0 | 2.1361e-06 | 4.6825e-06 | 0 | 4.6825e-06 | [17 empty] | 7.3.3.17.5 (Remote Grid) Updates to grid topology to minimize risk of ignition in HFTDs Remote GridWLDFRVegetation ContactAggregated | WLDFR | HFTD - Distribution - Tier 2 - 3QU CoRE ¦ 3QU LoRE | Red Flag Warning - Small Fires | Vegetation Contact | Aggregated | 2023 | 0.00044222 | 791.1875 | 0.34988 | 2023 | Mitigation | 0.95 | 45 | 0 | esc | 0.00097009 | 4.2899e-07 | 0.00097009 | 4.2899e-07
[79 empty] | WLDFR | HFTD - Distribution - Zone 1 - 4QU CoRE ¦ 1QU LoRE | Non-Red Flag Warning - Destructive Fires | 2024 | 5.8801e-09 | 5.8801e-09 | 9129.7461 | 233.2301 | 8896.516 | 0 | 0 | 0 | 9.1323e-06 | 5.3684e-05 | 0 | 5.3684e-05 | 5.3684e-05 | 0 | 5.3684e-05 | 0 | 2.2372e-06 | 4.9041e-06 | 0 | 4.9041e-06 | [17 empty] | 7.3.3.17.5 (Remote Grid) Updates to grid topology to minimize risk of ignition in HFTDs Remote GridWLDFRVegetation ContactAggregated | WLDFR | HFTD - Distribution - Tier 2 - 3QU CoRE ¦ 3QU LoRE | Red Flag Warning - Small Fires | Vegetation Contact | Aggregated | 2024 | 0.00044222 | 791.1875 | 0.34988 | 2024 | Mitigation | 0.95 | 45 | 0 | esc | 0.00097009 | 4.2899e-07 | 0.00097009 | 4.2899e-07
[79 empty] | WLDFR | HFTD - Distribution - Zone 1 - 4QU CoRE ¦ 1QU LoRE | Non-Red Flag Warning - Destructive Fires | 2025 | 5.8801e-09 | 5.8801e-09 | 9129.7461 | 233.2301 | 8896.516 | 0 | 0 | 0 | 9.1323e-06 | 5.3684e-05 | 0 | 5.3684e-05 | 5.3684e-05 | 0 | 5.3684e-05 | 0 | 2.2372e-06 | 4.9041e-06 | 0 | 4.9041e-06 | [17 empty] | 7.3.3.17.5 (Remote Grid) Updates to grid topology to minimize risk of ignition in HFTDs Remote GridWLDFRVegetation ContactAggregated | WLDFR | HFTD - Distribution - Tier 2 - 3QU CoRE ¦ 3QU LoRE | Red Flag Warning - Small Fires | Vegetation Contact | Aggregated | 2025 | 0.00044222 | 791.1875 | 0.34988 | 2025 | Mitigation | 0.95 | 45 | 0 | esc | 0.00097009 | 4.2899e-07 | 0.00097009 | 4.2899e-07
[79 empty] | WLDFR | HFTD - Distribution - Zone 1 - 4QU CoRE ¦ 1QU LoRE | Non-Red Flag Warning - Destructive Fires | 2026 | 5.8801e-09 | 5.8801e-09 | 9129.7461 | 233.2301 | 8896.516 | 0 | 0 | 0 | 9.1323e-06 | 5.3684e-05 | 0 | 5.3684e-05 | 5.3684e-05 | 0 | 5.3684e-05 | 0 | 2.2372e-06 | 4.9041e-06 | 0 | 4.9041e-06 | [17 empty] | 7.3.3.17.5 (Remote Grid) Updates to grid topology to minimize risk of ignition in HFTDs Remote GridWLDFRVegetation ContactAggregated | WLDFR | HFTD - Distribution - Tier 2 - 3QU CoRE ¦ 3QU LoRE | Red Flag Warning - Small Fires | Vegetation Contact | Aggregated | 2026 | 0.00044222 | 791.1875 | 0.34988 | 2026 | Mitigation | 0.95 | 45 | 0 | esc | 0.00097009 | 4.2899e-07 | 0.00097009 | 4.2899e-07
[79 empty] | WLDFR | HFTD - Distribution - Zone 1 - 4QU CoRE ¦ 1QU LoRE | Non-Red Flag Warning - Destructive Fires | 2027 | 5.8801e-09 | 5.8801e-09 | 9129.7461 | 233.2301 | 8896.516 | 0 | 0 | 0 | 9.1323e-06 | 5.3684e-05 | 0 | 5.3684e-05 | 5.3684e-05 | 0 | 5.3684e-05 | 0 | 2.2372e-06 | 4.9041e-06 | 0 | 4.9041e-06 | [17 empty] | 7.3.3.17.5 (Remote Grid) Updates to grid topology to minimize risk of ignition in HFTDs Remote GridWLDFRVegetation ContactAggregated | WLDFR | HFTD - Distribution - Tier 2 - 3QU CoRE ¦ 3QU LoRE | Red Flag Warning - Small Fires | Vegetation Contact | Aggregated | 2027 | 0.00044222 | 791.1875 | 0.34988 | 2027 | Mitigation | 0.95 | 45 | 0 | esc | 0.00097009 | 4.2899e-07 | 0.00097009 | 4.2899e-07
[79 empty] | WLDFR | HFTD - Distribution - Zone 1 - 4QU CoRE ¦ 1QU LoRE | Non-Red Flag Warning - Destructive Fires | 2028 | 5.8801e-09 | 5.8801e-09 | 9534.9221 | 247.273 | 9287.6491 | 0 | 0 | 0 | 9.1323e-06 | 5.6067e-05 | 0 | 5.6067e-05 | 5.6067e-05 | 0 | 5.6067e-05 | 0 | 2.2372e-06 | 4.9041e-06 | 0 | 4.9041e-06 | [17 empty] | 7.3.3.17.5 (Remote Grid) Updates to grid topology to minimize risk of ignition in HFTDs Remote GridWLDFRVegetation ContactAggregated | WLDFR | HFTD - Distribution - Tier 2 - 3QU CoRE ¦ 3QU LoRE | Red Flag Warning - Small Fires | Vegetation Contact | Aggregated | 2028 | 0.00044222 | 791.1875 | 0.34988 | 2028 | Mitigation | 0.95 | 45 | 0 | esc | 0.00097009 | 4.2899e-07 | 0.00097009 | 4.2899e-07
[79 empty] | WLDFR | HFTD - Distribution - Zone 1 - 4QU CoRE ¦ 1QU LoRE | Non-Red Flag Warning - Destructive Fires | 2029 | 5.8801e-09 | 5.8801e-09 | 9534.9221 | 247.273 | 9287.6491 | 0 | 0 | 0 | 9.1323e-06 | 5.6067e-05 | 0 | 5.6067e-05 | 5.6067e-05 | 0 | 5.6067e-05 | 0 | 2.339e-06 | 5.1272e-06 | 0 | 5.1272e-06 | [17 empty] | 7.3.3.17.5 (Remote Grid) Updates to grid topology to minimize risk of ignition in HFTDs Remote GridWLDFRVegetation ContactAggregated | WLDFR | HFTD - Distribution - Tier 2 - 3QU CoRE ¦ 3QU LoRE | Red Flag Warning - Small Fires | Vegetation Contact | Aggregated | 2029 | 0.00044222 | 791.1875 | 0.34988 | 2029 | Mitigation | 0.95 | 45 | 0 | esc | 0.00097009 | 4.2899e-07 | 0.00097009 | 4.2899e-07
[79 empty] | WLDFR | HFTD - Distribution - Zone 1 - 4QU CoRE ¦ 1QU LoRE | Non-Red Flag Warning - Destructive Fires | 2030 | 5.8801e-09 | 5.8801e-09 | 9534.9221 | 247.273 | 9287.6491 | 0 | 0 | 0 | 9.1323e-06 | 5.6067e-05 | 0 | 5.6067e-05 | 5.6067e-05 | 0 | 5.6067e-05 | 0 | 2.339e-06 | 5.1272e-06 | 0 | 5.1272e-06 | [17 empty] | 7.3.3.17.5 (Remote Grid) Updates to grid topology to minimize risk of ignition in HFTDs Remote GridWLDFRVegetation ContactAggregated | WLDFR | HFTD - Distribution - Tier 2 - 3QU CoRE ¦ 3QU LoRE | Red Flag Warning - Small Fires | Vegetation Contact | Aggregated | 2030 | 0.00044222 | 791.1875 | 0.34988 | 2030 | Mitigation | 0.95 | 45 | 0 | esc | 0.00097009 | 4.2899e-07 | 0.00097009 | 4.2899e-07
[79 empty] | WLDFR | HFTD - Distribution - Zone 1 - 4QU CoRE ¦ 1QU LoRE | Non-Red Flag Warning - Destructive Fires | 2031 | 5.8801e-09 | 5.8801e-09 | 9534.9221 | 247.273 | 9287.6491 | 0 | 0 | 0 | 9.1323e-06 | 5.6067e-05 | 0 | 5.6067e-05 | 5.6067e-05 | 0 | 5.6067e-05 | 0 | 2.339e-06 | 5.1272e-06 | 0 | 5.1272e-06 | [17 empty] | 7.3.3.17.5 (Remote Grid) Updates to grid topology to minimize risk of ignition in HFTDs Remote GridWLDFRVegetation ContactAggregated | WLDFR | HFTD - Distribution - Tier 2 - 3QU CoRE ¦ 3QU LoRE | Red Flag Warning - Small Fires | Vegetation Contact | Aggregated | 2031 | 0.00044222 | 791.1875 | 0.34988 | 2031 | Mitigation | 0.95 | 45 | 0 | esc | 0.00097009 | 4.2899e-07 | 0.00097009 | 4.2899e-07
[79 empty] | WLDFR | HFTD - Distribution - Zone 1 - 4QU CoRE ¦ 1QU LoRE | Non-Red Flag Warning - Destructive Fires | 2032 | 5.8801e-09 | 5.8801e-09 | 9534.9221 | 247.273 | 9287.6491 | 0 | 0 | 0 | 9.1323e-06 | 5.6067e-05 | 0 | 5.6067e-05 | 5.6067e-05 | 0 | 5.6067e-05 | 0 | 2.339e-06 | 5.1272e-06 | 0 | 5.1272e-06 | [17 empty] | 7.3.3.17.5 (Remote Grid) Updates to grid topology to minimize risk of ignition in HFTDs Remote GridWLDFRVegetation ContactAggregated | WLDFR | HFTD - Distribution - Tier 2 - 3QU CoRE ¦ 3QU LoRE | Red Flag Warning - Small Fires | Vegetation Contact | Aggregated | 2032 | 0.00044222 | 791.1875 | 0.34988 | 2032 | Mitigation | 0.95 | 45 | 0 | esc | 0.00097009 | 4.2899e-07 | 0.00097009 | 4.2899e-07
[79 empty] | WLDFR | HFTD - Distribution - Zone 1 - 4QU CoRE ¦ 1QU LoRE | Non-Red Flag Warning - Destructive Fires | 2033 | 5.8801e-09 | 5.8801e-09 | 9984.8474 | 263.1074 | 9721.74 | 0 | 0 | 0 | 9.1323e-06 | 5.8712e-05 | 0 | 5.8712e-05 | 5.8712e-05 | 0 | 5.8712e-05 | 0 | 2.339e-06 | 5.1272e-06 | 0 | 5.1272e-06 | [17 empty] | 7.3.3.17.5 (Remote Grid) Updates to grid topology to minimize risk of ignition in HFTDs Remote GridWLDFRVegetation ContactAggregated | WLDFR | HFTD - Distribution - Tier 2 - 3QU CoRE ¦ 3QU LoRE | Red Flag Warning - Small Fires | Vegetation Contact | Aggregated | 2033 | 0.00044222 | 791.1875 | 0.34988 | 2033 | Mitigation | 0.95 | 45 | 0 | esc | 0.00097009 | 4.2899e-07 | 0.00097009 | 4.2899e-07
[79 empty] | WLDFR | HFTD - Distribution - Zone 1 - 4QU CoRE ¦ 1QU LoRE | Non-Red Flag Warning - Destructive Fires | 2034 | 5.8801e-09 | 5.8801e-09 | 9984.8474 | 263.1074 | 9721.74 | 0 | 0 | 0 | 9.1323e-06 | 5.8712e-05 | 0 | 5.8712e-05 | 5.8712e-05 | 0 | 5.8712e-05 | 0 | 2.4403e-06 | 5.3491e-06 | 0 | 5.3491e-06 | [17 empty] | 7.3.3.17.5 (Remote Grid) Updates to grid topology to minimize risk of ignition in HFTDs Remote GridWLDFRVegetation ContactAggregated | WLDFR | HFTD - Distribution - Tier 2 - 3QU CoRE ¦ 3QU LoRE | Red Flag Warning - Small Fires | Vegetation Contact | Aggregated | 2034 | 0.00044222 | 791.1875 | 0.34988 | 2034 | Mitigation | 0.95 | 45 | 0 | esc | 0.00097009 | 4.2899e-07 | 0.00097009 | 4.2899e-07
[79 empty] | WLDFR | HFTD - Distribution - Zone 1 - 4QU CoRE ¦ 1QU LoRE | Non-Red Flag Warning - Destructive Fires | 2035 | 5.8801e-09 | 5.8801e-09 | 9984.8474 | 263.1074 | 9721.74 | 0 | 0 | 0 | 9.1323e-06 | 5.8712e-05 | 0 | 5.8712e-05 | 5.8712e-05 | 0 | 5.8712e-05 | 0 | 2.4403e-06 | 5.3491e-06 | 0 | 5.3491e-06 | [17 empty] | 7.3.3.17.5 (Remote Grid) Updates to grid topology to minimize risk of ignition in HFTDs Remote GridWLDFRVegetation ContactAggregated | WLDFR | HFTD - Distribution - Tier 2 - 3QU CoRE ¦ 3QU LoRE | Red Flag Warning - Small Fires | Vegetation Contact | Aggregated | 2035 | 0.00044222 | 791.1875 | 0.34988 | 2035 | Mitigation | 0.95 | 45 | 0 | esc | 0.00097009 | 4.2899e-07 | 0.00097009 | 4.2899e-07
[79 empty] | WLDFR | HFTD - Distribution - Zone 1 - 4QU CoRE ¦ 1QU LoRE | Non-Red Flag Warning - Destructive Fires | 2036 | 5.8801e-09 | 5.8801e-09 | 9984.8474 | 263.1074 | 9721.74 | 0 | 0 | 0 | 9.1323e-06 | 5.8712e-05 | 0 | 5.8712e-05 | 5.8712e-05 | 0 | 5.8712e-05 | 0 | 2.4403e-06 | 5.3491e-06 | 0 | 5.3491e-06 | [17 empty] | 7.3.3.17.5 (Remote Grid) Updates to grid topology to minimize risk of ignition in HFTDs Remote GridWLDFRVegetation ContactAggregated | WLDFR | HFTD - Distribution - Tier 2 - 3QU CoRE ¦ 3QU LoRE | Red Flag Warning - Small Fires | Vegetation Contact | Aggregated | 2036 | 0.00044222 | 791.1875 | 0.34988 | 2036 | Mitigation | 0.95 | 45 | 0 | esc | 0.00097009 | 4.2899e-07 | 0.00097009 | 4.2899e-07
[79 empty] | WLDFR | HFTD - Distribution - Zone 1 - 4QU CoRE ¦ 1QU LoRE | Non-Red Flag Warning - Destructive Fires | 2037 | 5.8801e-09 | 5.8801e-09 | 9984.8474 | 263.1074 | 9721.74 | 0 | 0 | 0 | 9.1323e-06 | 5.8712e-05 | 0 | 5.8712e-05 | 5.8712e-05 | 0 | 5.8712e-05 | 0 | 0 | 5.3491e-06 | 0 | 5.3491e-06 | [17 empty] | 7.3.3.17.5 (Remote Grid) Updates to grid topology to minimize risk of ignition in HFTDs Remote GridWLDFRVegetation ContactAggregated | WLDFR | HFTD - Distribution - Tier 2 - 3QU CoRE ¦ 3QU LoRE | Red Flag Warning - Small Fires | Vegetation Contact | Aggregated | 2037 | 0.00044222 | 791.1875 | 0.34988 | 2037 | Mitigation | 0.95 | 45 | 0 | esc | 0.00097009 | 4.2899e-07 | 0.00097009 | 4.2899e-07
[79 empty] | WLDFR | HFTD - Distribution - Zone 1 - 4QU CoRE ¦ 1QU LoRE | Non-Red Flag Warning - Destructive Fires | 2038 | 5.8801e-09 | 5.8801e-09 | 10472.8261 | 280.5544 | 10192.2718 | 0 | 0 | 0 | 9.1323e-06 | 6.1582e-05 | 0 | 6.1582e-05 | 6.1582e-05 | 0 | 6.1582e-05 | 0 | 0 | 0 | 0 | 0 | [17 empty] | 7.3.3.17.5 (Remote Grid) Updates to grid topology to minimize risk of ignition in HFTDs Remote GridWLDFRVegetation ContactAggregated | WLDFR | HFTD - Distribution - Tier 2 - 3QU CoRE ¦ 3QU LoRE | Red Flag Warning - Small Fires | Vegetation Contact | Aggregated | 2038 | 0.00044222 | 791.1875 | 0.34988 | 2038 | Mitigation | 0.95 | 45 | 0 | esc | 0.00097009 | 4.2899e-07 | 0.00097009 | 4.2899e-07
[79 empty] | WLDFR | HFTD - Distribution - Zone 1 - 4QU CoRE ¦ 1QU LoRE | Non-Red Flag Warning - Destructive Fires | 2039 | 5.8801e-09 | 5.8801e-09 | 10472.8261 | 280.5544 | 10192.2718 | 0 | 0 | 0 | 9.1323e-06 | 6.1582e-05 | 0 | 6.1582e-05 | 6.1582e-05 | 0 | 6.1582e-05 | 0 | 1.5727e-07 | 0 | 0 | 0 | [17 empty] | 7.3.3.17.5 (Remote Grid) Updates to grid topology to minimize risk of ignition in HFTDs Remote GridWLDFRVegetation ContactAggregated | WLDFR | HFTD - Distribution - Tier 2 - 3QU CoRE ¦ 3QU LoRE | Red Flag Warning - Small Fires | Vegetation Contact | Aggregated | 2039 | 0.00044222 | 791.1875 | 0.34988 | 2039 | Mitigation | 0.95 | 45 | 0 | esc | 0.00097009 | 4.2899e-07 | 0.00097009 | 4.2899e-07
[79 empty] | WLDFR | HFTD - Distribution - Zone 1 - 4QU CoRE ¦ 1QU LoRE | Non-Red Flag Warning - Destructive Fires | 2040 | 5.8801e-09 | 5.8801e-09 | 10472.8261 | 280.5544 | 10192.2718 | 0 | 0 | 0 | 9.1323e-06 | 6.1582e-05 | 0 | 6.1582e-05 | 6.1582e-05 | 0 | 6.1582e-05 | 0 | 1.6431e-07 | 3.6017e-07 | 0 | 3.6017e-07 | [17 empty] | 7.3.3.17.5 (Remote Grid) Updates to grid topology to minimize risk of ignition in HFTDs Remote GridWLDFRVegetation ContactAggregated | WLDFR | HFTD - Distribution - Tier 2 - 3QU CoRE ¦ 3QU LoRE | Red Flag Warning - Small Fires | Vegetation Contact | Aggregated | 2040 | 0.00044222 | 791.1875 | 0.34988 | 2040 | Mitigation | 0.95 | 45 | 0 | esc | 0.00097009 | 4.2899e-07 | 0.00097009 | 4.2899e-07
[79 empty] | WLDFR | HFTD - Distribution - Zone 1 - 4QU CoRE ¦ 1QU LoRE | Non-Red Flag Warning - Destructive Fires | 2041 | 5.8801e-09 | 5.8801e-09 | 10472.8261 | 280.5544 | 10192.2718 | 0 | 0 | 0 | 9.1323e-06 | 6.1582e-05 | 0 | 6.1582e-05 | 6.1582e-05 | 0 | 6.1582e-05 | 0 | 1.6431e-07 | 3.6017e-07 | 0 | 3.6017e-07 | [17 empty] | 7.3.3.17.5 (Remote Grid) Updates to grid topology to minimize risk of ignition in HFTDs Remote GridWLDFRVegetation ContactAggregated | WLDFR | HFTD - Distribution - Tier 2 - 3QU CoRE ¦ 3QU LoRE | Red Flag Warning - Small Fires | Vegetation Contact | Aggregated | 2041 | 0.00044222 | 791.1875 | 0.34988 | 2041 | Mitigation | 0.95 | 45 | 0 | esc | 0.00097009 | 4.2899e-07 | 0.00097009 | 4.2899e-07
[79 empty] | WLDFR | HFTD - Distribution - Zone 1 - 4QU CoRE ¦ 1QU LoRE | Non-Red Flag Warning - Destructive Fires | 2042 | 5.8801e-09 | 5.8801e-09 | 10472.8261 | 280.5544 | 10192.2718 | 0 | 0 | 0 | 9.1323e-06 | 6.1582e-05 | 0 | 6.1582e-05 | 6.1582e-05 | 0 | 6.1582e-05 | 0 | 1.6431e-07 | 3.6017e-07 | 0 | 3.6017e-07 | [17 empty] | 7.3.3.17.5 (Remote Grid) Updates to grid topology to minimize risk of ignition in HFTDs Remote GridWLDFRVegetation ContactAggregated | WLDFR | HFTD - Distribution - Tier 2 - 3QU CoRE ¦ 3QU LoRE | Red Flag Warning - Small Fires | Vegetation Contact | Aggregated | 2042 | 0.00044222 | 791.1875 | 0.34988 | 2042 | Mitigation | 0.95 | 45 | 0 | esc | 0.00097009 | 4.2899e-07 | 0.00097009 | 4.2899e-07
[79 empty] | WLDFR | HFTD - Distribution - Zone 1 - 4QU CoRE ¦ 1QU LoRE | Non-Red Flag Warning - Destructive Fires | 2043 | 5.8801e-09 | 5.8801e-09 | 10992.1562 | 299.42 | 10692.7362 | 0 | 0 | 0 | 9.1323e-06 | 6.4635e-05 | 0 | 6.4635e-05 | 6.4635e-05 | 0 | 6.4635e-05 | 0 | 1.6431e-07 | 3.6017e-07 | 0 | 3.6017e-07 | [17 empty] | 7.3.3.17.5 (Remote Grid) Updates to grid topology to minimize risk of ignition in HFTDs Remote GridWLDFRVegetation ContactAggregated | WLDFR | HFTD - Distribution - Tier 2 - 3QU CoRE ¦ 3QU LoRE | Red Flag Warning - Small Fires | Vegetation Contact | Aggregated | 2043 | 0.00044222 | 791.1875 | 0.34988 | 2043 | Mitigation | 0.95 | 45 | 0 | esc | 0.00097009 | 4.2899e-07 | 0.00097009 | 4.2899e-07
[79 empty] | WLDFR | HFTD - Distribution - Zone 1 - 4QU CoRE ¦ 1QU LoRE | Non-Red Flag Warning - Destructive Fires | 2044 | 5.8801e-09 | 5.8801e-09 | 10992.1562 | 299.42 | 10692.7362 | 0 | 0 | 0 | 9.1323e-06 | 6.4635e-05 | 0 | 6.4635e-05 | 6.4635e-05 | 0 | 6.4635e-05 | 0 | 1.6431e-07 | 3.6017e-07 | 0 | 3.6017e-07 | [17 empty] | 7.3.3.17.5 (Remote Grid) Updates to grid topology to minimize risk of ignition in HFTDs Remote GridWLDFRVegetation ContactAggregated | WLDFR | HFTD - Distribution - Tier 2 - 3QU CoRE ¦ 3QU LoRE | Red Flag Warning - Small Fires | Vegetation Contact | Aggregated | 2044 | 0.00044222 | 791.1875 | 0.34988 | 2044 | Mitigation | 0.95 | 45 | 0 | esc | 0.00097009 | 4.2899e-07 | 0.00097009 | 4.2899e-07
[79 empty] | WLDFR | HFTD - Distribution - Zone 1 - 4QU CoRE ¦ 1QU LoRE | Non-Red Flag Warning - Destructive Fires | 2045 | 5.8801e-09 | 5.8801e-09 | 10992.1562 | 299.42 | 10692.7362 | 0 | 0 | 0 | 9.1323e-06 | 6.4635e-05 | 0 | 6.4635e-05 | 6.4635e-05 | 0 | 6.4635e-05 | 0 | 1.7337e-07 | 3.8004e-07 | 0 | 3.8004e-07 | [17 empty] | 7.3.3.17.5 (Remote Grid) Updates to grid topology to minimize risk of ignition in HFTDs Remote GridWLDFRVegetation ContactAggregated | WLDFR | HFTD - Distribution - Tier 2 - 3QU CoRE ¦ 3QU LoRE | Red Flag Warning - Small Fires | Vegetation Contact | Aggregated | 2045 | 0.00044222 | 791.1875 | 0.34988 | 2045 | Mitigation | 0.95 | 45 | 0 | esc | 0.00097009 | 4.2899e-07 | 0.00097009 | 4.2899e-07
[79 empty] | WLDFR | HFTD - Distribution - Zone 1 - 4QU CoRE ¦ 1QU LoRE | Non-Red Flag Warning - Destructive Fires | 2046 | 5.8801e-09 | 5.8801e-09 | 10992.1562 | 299.42 | 10692.7362 | 0 | 0 | 0 | 9.1323e-06 | 6.4635e-05 | 0 | 6.4635e-05 | 6.4635e-05 | 0 | 6.4635e-05 | 0 | 1.7337e-07 | 3.8004e-07 | 0 | 3.8004e-07 | [17 empty] | 7.3.3.17.5 (Remote Grid) Updates to grid topology to minimize risk of ignition in HFTDs Remote GridWLDFRVegetation ContactAggregated | WLDFR | HFTD - Distribution - Tier 2 - 3QU CoRE ¦ 3QU LoRE | Red Flag Warning - Small Fires | Vegetation Contact | Aggregated | 2046 | 0.00044222 | 791.1875 | 0.34988 | 2046 | Mitigation | 0.95 | 45 | 0 | esc | 0.00097009 | 4.2899e-07 | 0.00097009 | 4.2899e-07
[79 empty] | WLDFR | HFTD - Distribution - Zone 1 - 4QU CoRE ¦ 1QU LoRE | Non-Red Flag Warning - Destructive Fires | 2047 | 5.8801e-09 | 5.8801e-09 | 10992.1562 | 299.42 | 10692.7362 | 0 | 0 | 0 | 9.1323e-06 | 6.4635e-05 | 0 | 6.4635e-05 | 6.4635e-05 | 0 | 6.4635e-05 | 0 | 1.7337e-07 | 3.8004e-07 | 0 | 3.8004e-07 | [17 empty] | 7.3.3.17.5 (Remote Grid) Updates to grid topology to minimize risk of ignition in HFTDs Remote GridWLDFRVegetation ContactAggregated | WLDFR | HFTD - Distribution - Tier 2 - 3QU CoRE ¦ 3QU LoRE | Red Flag Warning - Small Fires | Vegetation Contact | Aggregated | 2047 | 0.00044222 | 791.1875 | 0.34988 | 2047 | Mitigation | 0.95 | 45 | 0 | esc | 0.00097009 | 4.2899e-07 | 0.00097009 | 4.2899e-07
[79 empty] | WLDFR | HFTD - Distribution - Zone 1 - 4QU CoRE ¦ 1QU LoRE | Non-Red Flag Warning - Destructive Fires | 2048 | 5.8801e-09 | 5.8801e-09 | 11536.0538 | 319.4911 | 11216.5626 | 0 | 0 | 0 | 9.1323e-06 | 6.7833e-05 | 0 | 6.7833e-05 | 6.7833e-05 | 0 | 6.7833e-05 | 0 | 1.7337e-07 | 3.8004e-07 | 0 | 3.8004e-07 | [17 empty] | 7.3.3.17.5 (Remote Grid) Updates to grid topology to minimize risk of ignition in HFTDs Remote GridWLDFRVegetation ContactAggregated | WLDFR | HFTD - Distribution - Tier 2 - 3QU CoRE ¦ 3QU LoRE | Red Flag Warning - Small Fires | Vegetation Contact | Aggregated | 2048 | 0.00044222 | 791.1875 | 0.34988 | 2048 | Mitigation | 0.95 | 45 | 0 | esc | 0.00097009 | 4.2899e-07 | 0.00097009 | 4.2899e-07
[79 empty] | WLDFR | HFTD - Distribution - Zone 1 - 4QU CoRE ¦ 1QU LoRE | Non-Red Flag Warning - Destructive Fires | 2049 | 5.8801e-09 | 5.8801e-09 | 11536.0538 | 319.4911 | 11216.5626 | 0 | 0 | 0 | 9.1323e-06 | 6.7833e-05 | 0 | 6.7833e-05 | 6.7833e-05 | 0 | 6.7833e-05 | 0 | 1.7337e-07 | 3.8004e-07 | 0 | 3.8004e-07 | [17 empty] | 7.3.3.17.5 (Remote Grid) Updates to grid topology to minimize risk of ignition in HFTDs Remote GridWLDFRVegetation ContactAggregated | WLDFR | HFTD - Distribution - Tier 2 - 3QU CoRE ¦ 3QU LoRE | Red Flag Warning - Small Fires | Vegetation Contact | Aggregated | 2049 | 0.00044222 | 791.1875 | 0.34988 | 2049 | Mitigation | 0.95 | 45 | 0 | esc | 0.00097009 | 4.2899e-07 | 0.00097009 | 4.2899e-07
[79 empty] | WLDFR | HFTD - Distribution - Zone 1 - 4QU CoRE ¦ 1QU LoRE | Non-Red Flag Warning - Destructive Fires | 2050 | 5.8801e-09 | 5.8801e-09 | 11536.0538 | 319.4911 | 11216.5626 | 0 | 0 | 0 | 9.1323e-06 | 6.7833e-05 | 0 | 6.7833e-05 | 6.7833e-05 | 0 | 6.7833e-05 | 0 | 1.8368e-07 | 4.0264e-07 | 0 | 4.0264e-07 | [17 empty] | 7.3.3.17.5 (Remote Grid) Updates to grid topology to minimize risk of ignition in HFTDs Remote GridWLDFRVegetation ContactAggregated | WLDFR | HFTD - Distribution - Tier 2 - 3QU CoRE ¦ 3QU LoRE | Red Flag Warning - Small Fires | Vegetation Contact | Aggregated | 2050 | 0.00044222 | 791.1875 | 0.34988 | 2050 | Mitigation | 0.95 | 45 | 0 | esc | 0.00097009 | 4.2899e-07 | 0.00097009 | 4.2899e-07
[79 empty] | WLDFR | HFTD - Distribution - Zone 1 - 4QU CoRE ¦ 1QU LoRE | Non-Red Flag Warning - Destructive Fires | 2051 | 5.8801e-09 | 5.8801e-09 | 11536.0538 | 319.4911 | 11216.5626 | 0 | 0 | 0 | 9.1323e-06 | 6.7833e-05 | 0 | 6.7833e-05 | 6.7833e-05 | 0 | 6.7833e-05 | 0 | 1.8368e-07 | 4.0264e-07 | 0 | 4.0264e-07 | [17 empty] | 7.3.3.17.5 (Remote Grid) Updates to grid topology to minimize risk of ignition in HFTDs Remote GridWLDFRVegetation ContactAggregated | WLDFR | HFTD - Distribution - Tier 2 - 3QU CoRE ¦ 3QU LoRE | Red Flag Warning - Small Fires | Vegetation Contact | Aggregated | 2051 | 0.00044222 | 791.1875 | 0.34988 | 2051 | Mitigation | 0.95 | 45 | 0 | esc | 0.00097009 | 4.2899e-07 | 0.00097009 | 4.2899e-07
[79 empty] | WLDFR | HFTD - Distribution - Zone 1 - 4QU CoRE ¦ 1QU LoRE | Non-Red Flag Warning - Destructive Fires | 2052 | 5.8801e-09 | 5.8801e-09 | 11536.0538 | 319.4911 | 11216.5626 | 0 | 0 | 0 | 9.1323e-06 | 6.7833e-05 | 0 | 6.7833e-05 | 6.7833e-05 | 0 | 6.7833e-05 | 0 | 1.8368e-07 | 4.0264e-07 | 0 | 4.0264e-07 | [17 empty] | 7.3.3.17.5 (Remote Grid) Updates to grid topology to minimize risk of ignition in HFTDs Remote GridWLDFRVegetation ContactAggregated | WLDFR | HFTD - Distribution - Tier 2 - 3QU CoRE ¦ 3QU LoRE | Red Flag Warning - Small Fires | Vegetation Contact | Aggregated | 2052 | 0.00044222 | 791.1875 | 0.34988 | 2052 | Mitigation | 0.95 | 45 | 0 | esc | 0.00097009 | 4.2899e-07 | 0.00097009 | 4.2899e-07
[79 empty] | WLDFR | HFTD - Distribution - Zone 1 - 4QU CoRE ¦ 1QU LoRE | Non-Red Flag Warning - Destructive Fires | 2053 | 5.8801e-09 | 5.8801e-09 | 12097.6769 | 340.5356 | 11757.1413 | 0 | 0 | 0 | 9.1323e-06 | 7.1136e-05 | 0 | 7.1136e-05 | 7.1136e-05 | 0 | 7.1136e-05 | 0 | 1.8368e-07 | 4.0264e-07 | 0 | 4.0264e-07 | [17 empty] | 7.3.3.17.5 (Remote Grid) Updates to grid topology to minimize risk of ignition in HFTDs Remote GridWLDFRVegetation ContactAggregated | WLDFR | HFTD - Distribution - Tier 2 - 3QU CoRE ¦ 3QU LoRE | Red Flag Warning - Small Fires | Vegetation Contact | Aggregated | 2053 | 0.00044222 | 791.1875 | 0.34988 | 2053 | Mitigation | 0.95 | 45 | 0 | esc | 0.00097009 | 4.2899e-07 | 0.00097009 | 4.2899e-07
[79 empty] | WLDFR | HFTD - Distribution - Zone 1 - 4QU CoRE ¦ 1QU LoRE | Non-Red Flag Warning - Destructive Fires | 2054 | 5.8801e-09 | 5.8801e-09 | 12097.6769 | 340.5356 | 11757.1413 | 0 | 0 | 0 | 9.1323e-06 | 7.1136e-05 | 0 | 7.1136e-05 | 7.1136e-05 | 0 | 7.1136e-05 | 0 | 1.8368e-07 | 4.0264e-07 | 0 | 4.0264e-07 | [17 empty] | 7.3.3.17.5 (Remote Grid) Updates to grid topology to minimize risk of ignition in HFTDs Remote GridWLDFRVegetation ContactAggregated | WLDFR | HFTD - Distribution - Tier 2 - 3QU CoRE ¦ 3QU LoRE | Red Flag Warning - Small Fires | Vegetation Contact | Aggregated | 2054 | 0.00044222 | 791.1875 | 0.34988 | 2054 | Mitigation | 0.95 | 45 | 0 | esc | 0.00097009 | 4.2899e-07 | 0.00097009 | 4.2899e-07
[79 empty] | WLDFR | HFTD - Distribution - Zone 1 - 4QU CoRE ¦ 1QU LoRE | Non-Red Flag Warning - Destructive Fires | 2055 | 5.8801e-09 | 5.8801e-09 | 12097.6769 | 340.5356 | 11757.1413 | 0 | 0 | 0 | 9.1323e-06 | 7.1136e-05 | 0 | 7.1136e-05 | 7.1136e-05 | 0 | 7.1136e-05 | 0 | 1.9516e-07 | 4.2779e-07 | 0 | 4.2779e-07 | [17 empty] | 7.3.3.17.5 (Remote Grid) Updates to grid topology to minimize risk of ignition in HFTDs Remote GridWLDFRVegetation ContactAggregated | WLDFR | HFTD - Distribution - Tier 2 - 3QU CoRE ¦ 3QU LoRE | Red Flag Warning - Small Fires | Vegetation Contact | Aggregated | 2055 | 0.00044222 | 791.1875 | 0.34988 | 2055 | Mitigation | 0.95 | 45 | 0 | esc | 0.00097009 | 4.2899e-07 | 0.00097009 | 4.2899e-07
[79 empty] | WLDFR | HFTD - Distribution - Zone 1 - 4QU CoRE ¦ 1QU LoRE | Non-Red Flag Warning - Destructive Fires | 2056 | 5.8801e-09 | 5.8801e-09 | 12097.6769 | 340.5356 | 11757.1413 | 0 | 0 | 0 | 9.1323e-06 | 7.1136e-05 | 0 | 7.1136e-05 | 7.1136e-05 | 0 | 7.1136e-05 | 0 | 1.9516e-07 | 4.2779e-07 | 0 | 4.2779e-07 | [17 empty] | 7.3.3.17.5 (Remote Grid) Updates to grid topology to minimize risk of ignition in HFTDs Remote GridWLDFRVegetation ContactAggregated | WLDFR | HFTD - Distribution - Tier 2 - 3QU CoRE ¦ 3QU LoRE | Red Flag Warning - Small Fires | Vegetation Contact | Aggregated | 2056 | 0.00044222 | 791.1875 | 0.34988 | 2056 | Mitigation | 0.95 | 45 | 0 | esc | 0.00097009 | 4.2899e-07 | 0.00097009 | 4.2899e-07
[79 empty] | WLDFR | HFTD - Distribution - Zone 1 - 4QU CoRE ¦ 1QU LoRE | Non-Red Flag Warning - Destructive Fires | 2057 | 5.8801e-09 | 5.8801e-09 | 12097.6769 | 340.5356 | 11757.1413 | 0 | 0 | 0 | 9.1323e-06 | 7.1136e-05 | 0 | 7.1136e-05 | 7.1136e-05 | 0 | 7.1136e-05 | 0 | 1.9516e-07 | 4.2779e-07 | 0 | 4.2779e-07 | [17 empty] | 7.3.3.17.5 (Remote Grid) Updates to grid topology to minimize risk of ignition in HFTDs Remote GridWLDFRVegetation ContactAggregated | WLDFR | HFTD - Distribution - Tier 2 - 3QU CoRE ¦ 3QU LoRE | Red Flag Warning - Small Fires | Vegetation Contact | Aggregated | 2057 | 0.00044222 | 791.1875 | 0.34988 | 2057 | Mitigation | 0.95 | 45 | 0 | esc | 0.00097009 | 4.2899e-07 | 0.00097009 | 4.2899e-07
[79 empty] | WLDFR | HFTD - Distribution - Zone 1 - 4QU CoRE ¦ 1QU LoRE | Non-Red Flag Warning - Destructive Fires | 2058 | 5.8801e-09 | 5.8801e-09 | 12670.1796 | 362.3049 | 12307.8747 | 0 | 0 | 0 | 9.1323e-06 | 7.4502e-05 | 0 | 7.4502e-05 | 7.4502e-05 | 0 | 7.4502e-05 | 0 | 1.9516e-07 | 4.2779e-07 | 0 | 4.2779e-07 | [17 empty] | 7.3.3.17.5 (Remote Grid) Updates to grid topology to minimize risk of ignition in HFTDs Remote GridWLDFRVegetation ContactAggregated | WLDFR | HFTD - Distribution - Tier 2 - 3QU CoRE ¦ 3QU LoRE | Red Flag Warning - Small Fires | Vegetation Contact | Aggregated | 2058 | 0.00044222 | 791.1875 | 0.34988 | 2058 | Mitigation | 0.95 | 45 | 0 | esc | 0.00097009 | 4.2899e-07 | 0.00097009 | 4.2899e-07
[79 empty] | WLDFR | HFTD - Distribution - Zone 1 - 4QU CoRE ¦ 1QU LoRE | Non-Red Flag Warning - Destructive Fires | 2059 | 5.8801e-09 | 5.8801e-09 | 12670.1796 | 362.3049 | 12307.8747 | 0 | 0 | 0 | 9.1323e-06 | 7.4502e-05 | 0 | 7.4502e-05 | 7.4502e-05 | 0 | 7.4502e-05 | 0 | 1.9516e-07 | 4.2779e-07 | 0 | 4.2779e-07 | [17 empty] | 7.3.3.17.5 (Remote Grid) Updates to grid topology to minimize risk of ignition in HFTDs Remote GridWLDFRVegetation ContactAggregated | WLDFR | HFTD - Distribution - Tier 2 - 3QU CoRE ¦ 3QU LoRE | Red Flag Warning - Small Fires | Vegetation Contact | Aggregated | 2059 | 0.00044222 | 791.1875 | 0.34988 | 2059 | Mitigation | 0.95 | 45 | 0 | esc | 0.00097009 | 4.2899e-07 | 0.00097009 | 4.2899e-07
[79 empty] | WLDFR | HFTD - Distribution - Zone 1 - 4QU CoRE ¦ 1QU LoRE | Non-Red Flag Warning - Destructive Fires | 2060 | 5.8801e-09 | 5.8801e-09 | 12670.1796 | 362.3049 | 12307.8747 | 0 | 0 | 0 | 9.1323e-06 | 7.4502e-05 | 0 | 7.4502e-05 | 7.4502e-05 | 0 | 7.4502e-05 | 0 | 2.077e-07 | 4.5529e-07 | 0 | 4.5529e-07 | [17 empty] | 7.3.3.17.5 (Remote Grid) Updates to grid topology to minimize risk of ignition in HFTDs Remote GridWLDFRVegetation ContactAggregated | WLDFR | HFTD - Distribution - Tier 2 - 3QU CoRE ¦ 3QU LoRE | Red Flag Warning - Small Fires | Vegetation Contact | Aggregated | 2060 | 0.00044222 | 791.1875 | 0.34988 | 2060 | Mitigation | 0.95 | 45 | 0 | esc | 0.00097009 | 4.2899e-07 | 0.00097009 | 4.2899e-07
[79 empty] | WLDFR | HFTD - Distribution - Zone 1 - 4QU CoRE ¦ 1QU LoRE | Non-Red Flag Warning - Destructive Fires | 2061 | 5.8801e-09 | 5.8801e-09 | 12670.1796 | 362.3049 | 12307.8747 | 0 | 0 | 0 | 9.1323e-06 | 7.4502e-05 | 0 | 7.4502e-05 | 7.4502e-05 | 0 | 7.4502e-05 | 0 | 2.077e-07 | 4.5529e-07 | 0 | 4.5529e-07 | [17 empty] | 7.3.3.17.5 (Remote Grid) Updates to grid topology to minimize risk of ignition in HFTDs Remote GridWLDFRVegetation ContactAggregated | WLDFR | HFTD - Distribution - Tier 2 - 3QU CoRE ¦ 3QU LoRE | Red Flag Warning - Small Fires | Vegetation Contact | Aggregated | 2061 | 0.00044222 | 791.1875 | 0.34988 | 2061 | Mitigation | 0.95 | 45 | 0 | esc | 0.00097009 | 4.2899e-07 | 0.00097009 | 4.2899e-07
[79 empty] | WLDFR | HFTD - Distribution - Zone 1 - 4QU CoRE ¦ 1QU LoRE | Non-Red Flag Warning - Destructive Fires | 2062 | 5.8801e-09 | 5.8801e-09 | 12670.1796 | 362.3049 | 12307.8747 | 0 | 0 | 0 | 9.1323e-06 | 7.4502e-05 | 0 | 7.4502e-05 | 7.4502e-05 | 0 | 7.4502e-05 | 0 | 2.077e-07 | 4.5529e-07 | 0 | 4.5529e-07 | [17 empty] | 7.3.3.17.5 (Remote Grid) Updates to grid topology to minimize risk of ignition in HFTDs Remote GridWLDFRVegetation ContactAggregated | WLDFR | HFTD - Distribution - Tier 2 - 3QU CoRE ¦ 3QU LoRE | Red Flag Warning - Small Fires | Vegetation Contact | Aggregated | 2062 | 0.00044222 | 791.1875 | 0.34988 | 2062 | Mitigation | 0.95 | 45 | 0 | esc | 0.00097009 | 4.2899e-07 | 0.00097009 | 4.2899e-07
[79 empty] | WLDFR | HFTD - Distribution - Zone 1 - 4QU CoRE ¦ 1QU LoRE | Non-Red Flag Warning - Destructive Fires | 2063 | 5.8801e-09 | 5.8801e-09 | 13246.6313 | 384.5316 | 12862.0997 | 0 | 0 | 0 | 9.1323e-06 | 7.7892e-05 | 0 | 7.7892e-05 | 7.7892e-05 | 0 | 7.7892e-05 | 0 | 2.077e-07 | 4.5529e-07 | 0 | 4.5529e-07 | [17 empty] | 7.3.3.17.5 (Remote Grid) Updates to grid topology to minimize risk of ignition in HFTDs Remote GridWLDFRVegetation ContactAggregated | WLDFR | HFTD - Distribution - Tier 2 - 3QU CoRE ¦ 3QU LoRE | Red Flag Warning - Small Fires | Vegetation Contact | Aggregated | 2063 | 0.00044222 | 791.1875 | 0.34988 | 2063 | Mitigation | 0.95 | 45 | 0 | esc | 0.00097009 | 4.2899e-07 | 0.00097009 | 4.2899e-07
[79 empty] | WLDFR | HFTD - Distribution - Zone 1 - 4QU CoRE ¦ 1QU LoRE | Non-Red Flag Warning - Destructive Fires | 2064 | 5.8801e-09 | 5.8801e-09 | 13246.6313 | 384.5316 | 12862.0997 | 0 | 0 | 0 | 9.1323e-06 | 7.7892e-05 | 0 | 7.7892e-05 | 7.7892e-05 | 0 | 7.7892e-05 | 0 | 2.077e-07 | 4.5529e-07 | 0 | 4.5529e-07 | [17 empty] | 7.3.3.17.5 (Remote Grid) Updates to grid topology to minimize risk of ignition in HFTDs Remote GridWLDFRVegetation ContactAggregated | WLDFR | HFTD - Distribution - Tier 2 - 3QU CoRE ¦ 3QU LoRE | Red Flag Warning - Small Fires | Vegetation Contact | Aggregated | 2064 | 0.00044222 | 791.1875 | 0.34988 | 2064 | Mitigation | 0.95 | 45 | 0 | esc | 0.00097009 | 4.2899e-07 | 0.00097009 | 4.2899e-07
[79 empty] | WLDFR | HFTD - Distribution - Zone 1 - 4QU CoRE ¦ 1QU LoRE | Non-Red Flag Warning - Destructive Fires | 2065 | 5.8801e-09 | 5.8801e-09 | 13246.6313 | 384.5316 | 12862.0997 | 0 | 0 | 0 | 9.1323e-06 | 7.7892e-05 | 0 | 7.7892e-05 | 7.7892e-05 | 0 | 7.7892e-05 | 0 | 2.2122e-07 | 4.8492e-07 | 0 | 4.8492e-07 | [17 empty] | 7.3.3.17.5 (Remote Grid) Updates to grid topology to minimize risk of ignition in HFTDs Remote GridWLDFRVegetation ContactAggregated | WLDFR | HFTD - Distribution - Tier 2 - 3QU CoRE ¦ 3QU LoRE | Red Flag Warning - Small Fires | Vegetation Contact | Aggregated | 2065 | 0.00044222 | 791.1875 | 0.34988 | 2065 | Mitigation | 0.95 | 45 | 0 | esc | 0.00097009 | 4.2899e-07 | 0.00097009 | 4.2899e-07
[79 empty] | WLDFR | HFTD - Distribution - Zone 1 - 4QU CoRE ¦ 1QU LoRE | Non-Red Flag Warning - Destructive Fires | 2066 | 5.8801e-09 | 5.8801e-09 | 13246.6313 | 384.5316 | 12862.0997 | 0 | 0 | 0 | 9.1323e-06 | 7.7892e-05 | 0 | 7.7892e-05 | 7.7892e-05 | 0 | 7.7892e-05 | 0 | 2.2122e-07 | 4.8492e-07 | 0 | 4.8492e-07 | [17 empty] | 7.3.3.17.5 (Remote Grid) Updates to grid topology to minimize risk of ignition in HFTDs Remote GridWLDFRVegetation ContactAggregated | WLDFR | HFTD - Distribution - Tier 2 - 3QU CoRE ¦ 3QU LoRE | Red Flag Warning - Small Fires | Vegetation Contact | Aggregated | 2066 | 0.00044222 | 791.1875 | 0.34988 | 2066 | Mitigation | 0.95 | 45 | 0 | esc | 0.00097009 | 4.2899e-07 | 0.00097009 | 4.2899e-07
[79 empty] | WLDFR | HFTD - Distribution - Zone 1 - 4QU CoRE ¦ 1QU LoRE | Non-Red Flag Warning - Destructive Fires | 2067 | 0 | 5.8801e-09 | 13246.6313 | 384.5316 | 12862.0997 | 0 | 0 | 0 | 9.1323e-06 | 0 | 0 | 0 | 7.7892e-05 | 0 | 7.7892e-05 | 0 | 2.2122e-07 | 4.8492e-07 | 0 | 4.8492e-07 | [17 empty] | 7.3.3.17.5 (Remote Grid) Updates to grid topology to minimize risk of ignition in HFTDs Remote GridWLDFRVegetation ContactAggregated | WLDFR | HFTD - Distribution - Tier 2 - 3QU CoRE ¦ 3QU LoRE | Red Flag Warning - Small Fires | Vegetation Contact | Aggregated | 2067 | 0.00044222 | 791.1875 | 0.34988 | 2067 | Mitigation | 0.95 | 45 | 0 | esc | 0 | 0 | 0.00097009 | 4.2899e-07
[79 empty] | WLDFR | HFTD - Distribution - Zone 1 - 4QU CoRE ¦ 1QU LoRE | Non-Red Flag Warning - Large Fires | 2022 | 5.368e-08 | 0 | 5.2406 | 0.69642 | 2.942 | 1.6022 | 0 | 0 | 8.2329e-05 | 2.8131e-07 | 0 | 2.8131e-07 | 0 | 0 | 0 | 0 | 2.2122e-07 | 4.8492e-07 | 0 | 4.8492e-07 | [17 empty] | 7.3.3.17.5 (Remote Grid) Updates to grid topology to minimize risk of ignition in HFTDs Remote GridWLDFRWire-to-wire contactAggregated | WLDFR | HFTD - Distribution - Tier 2 - 3QU CoRE ¦ 3QU LoRE | Red Flag Warning - Small Fires | Wire-to-wire contact | Aggregated | 2022 | 9.3125e-06 | 791.1875 | 0.007368 | 2022 | Mitigation | 0.95 | 45 | 0 | esc | 0.00097009 | 9.034e-09 | 0 | 0
[79 empty] | WLDFR | HFTD - Distribution - Zone 1 - 4QU CoRE ¦ 1QU LoRE | Non-Red Flag Warning - Large Fires | 2023 | 5.368e-08 | 5.368e-08 | 5.475 | 0.71896 | 3.0715 | 1.6846 | 0 | 0 | 8.2329e-05 | 2.939e-07 | 0 | 2.939e-07 | 2.939e-07 | 0 | 2.939e-07 | 0 | 2.2122e-07 | 4.8492e-07 | 0 | 4.8492e-07 | [17 empty] | 7.3.3.17.5 (Remote Grid) Updates to grid topology to minimize risk of ignition in HFTDs Remote GridWLDFRWire-to-wire contactAggregated | WLDFR | HFTD - Distribution - Tier 2 - 3QU CoRE ¦ 3QU LoRE | Red Flag Warning - Small Fires | Wire-to-wire contact | Aggregated | 2023 | 9.3125e-06 | 791.1875 | 0.007368 | 2023 | Mitigation | 0.95 | 45 | 0 | esc | 0.00097009 | 9.034e-09 | 0.00097009 | 9.034e-09
[79 empty] | WLDFR | HFTD - Distribution - Zone 1 - 4QU CoRE ¦ 1QU LoRE | Non-Red Flag Warning - Large Fires | 2024 | 5.368e-08 | 5.368e-08 | 5.475 | 0.71896 | 3.0715 | 1.6846 | 0 | 0 | 8.2329e-05 | 2.939e-07 | 0 | 2.939e-07 | 2.939e-07 | 0 | 2.939e-07 | 0 | 2.356e-07 | 5.1643e-07 | 0 | 5.1643e-07 | [17 empty] | 7.3.3.17.5 (Remote Grid) Updates to grid topology to minimize risk of ignition in HFTDs Remote GridWLDFRWire-to-wire contactAggregated | WLDFR | HFTD - Distribution - Tier 2 - 3QU CoRE ¦ 3QU LoRE | Red Flag Warning - Small Fires | Wire-to-wire contact | Aggregated | 2024 | 9.3125e-06 | 791.1875 | 0.007368 | 2024 | Mitigation | 0.95 | 45 | 0 | esc | 0.00097009 | 9.034e-09 | 0.00097009 | 9.034e-09
[79 empty] | WLDFR | HFTD - Distribution - Zone 1 - 4QU CoRE ¦ 1QU LoRE | Non-Red Flag Warning - Large Fires | 2025 | 5.368e-08 | 5.368e-08 | 5.475 | 0.71896 | 3.0715 | 1.6846 | 0 | 0 | 8.2329e-05 | 2.939e-07 | 0 | 2.939e-07 | 2.939e-07 | 0 | 2.939e-07 | 0 | 2.356e-07 | 5.1643e-07 | 0 | 5.1643e-07 | [17 empty] | 7.3.3.17.5 (Remote Grid) Updates to grid topology to minimize risk of ignition in HFTDs Remote GridWLDFRWire-to-wire contactAggregated | WLDFR | HFTD - Distribution - Tier 2 - 3QU CoRE ¦ 3QU LoRE | Red Flag Warning - Small Fires | Wire-to-wire contact | Aggregated | 2025 | 9.3125e-06 | 791.1875 | 0.007368 | 2025 | Mitigation | 0.95 | 45 | 0 | esc | 0.00097009 | 9.034e-09 | 0.00097009 | 9.034e-09
[79 empty] | WLDFR | HFTD - Distribution - Zone 1 - 4QU CoRE ¦ 1QU LoRE | Non-Red Flag Warning - Large Fires | 2026 | 5.368e-08 | 5.368e-08 | 5.475 | 0.71896 | 3.0715 | 1.6846 | 0 | 0 | 8.2329e-05 | 2.939e-07 | 0 | 2.939e-07 | 2.939e-07 | 0 | 2.939e-07 | 0 | 2.356e-07 | 5.1643e-07 | 0 | 5.1643e-07 | [17 empty] | 7.3.3.17.5 (Remote Grid) Updates to grid topology to minimize risk of ignition in HFTDs Remote GridWLDFRWire-to-wire contactAggregated | WLDFR | HFTD - Distribution - Tier 2 - 3QU CoRE ¦ 3QU LoRE | Red Flag Warning - Small Fires | Wire-to-wire contact | Aggregated | 2026 | 9.3125e-06 | 791.1875 | 0.007368 | 2026 | Mitigation | 0.95 | 45 | 0 | esc | 0.00097009 | 9.034e-09 | 0.00097009 | 9.034e-09
[79 empty] | WLDFR | HFTD - Distribution - Zone 1 - 4QU CoRE ¦ 1QU LoRE | Non-Red Flag Warning - Large Fires | 2027 | 5.368e-08 | 5.368e-08 | 5.475 | 0.71896 | 3.0715 | 1.6846 | 0 | 0 | 8.2329e-05 | 2.939e-07 | 0 | 2.939e-07 | 2.939e-07 | 0 | 2.939e-07 | 0 | 2.356e-07 | 5.1643e-07 | 0 | 5.1643e-07 | [17 empty] | 7.3.3.17.5 (Remote Grid) Updates to grid topology to minimize risk of ignition in HFTDs Remote GridWLDFRWire-to-wire contactAggregated | WLDFR | HFTD - Distribution - Tier 2 - 3QU CoRE ¦ 3QU LoRE | Red Flag Warning - Small Fires | Wire-to-wire contact | Aggregated | 2027 | 9.3125e-06 | 791.1875 | 0.007368 | 2027 | Mitigation | 0.95 | 45 | 0 | esc | 0.00097009 | 9.034e-09 | 0.00097009 | 9.034e-09
[79 empty] | WLDFR | HFTD - Distribution - Zone 1 - 4QU CoRE ¦ 1QU LoRE | Non-Red Flag Warning - Large Fires | 2028 | 5.368e-08 | 5.368e-08 | 5.777 | 0.74734 | 3.238 | 1.7917 | 0 | 0 | 8.2329e-05 | 3.1011e-07 | 0 | 3.1011e-07 | 3.1011e-07 | 0 | 3.1011e-07 | 0 | 2.356e-07 | 5.1643e-07 | 0 | 5.1643e-07 | [17 empty] | 7.3.3.17.5 (Remote Grid) Updates to grid topology to minimize risk of ignition in HFTDs Remote GridWLDFRWire-to-wire contactAggregated | WLDFR | HFTD - Distribution - Tier 2 - 3QU CoRE ¦ 3QU LoRE | Red Flag Warning - Small Fires | Wire-to-wire contact | Aggregated | 2028 | 9.3125e-06 | 791.1875 | 0.007368 | 2028 | Mitigation | 0.95 | 45 | 0 | esc | 0.00097009 | 9.034e-09 | 0.00097009 | 9.034e-09
[79 empty] | WLDFR | HFTD - Distribution - Zone 1 - 4QU CoRE ¦ 1QU LoRE | Non-Red Flag Warning - Large Fires | 2029 | 5.368e-08 | 5.368e-08 | 5.777 | 0.74734 | 3.238 | 1.7917 | 0 | 0 | 8.2329e-05 | 3.1011e-07 | 0 | 3.1011e-07 | 3.1011e-07 | 0 | 3.1011e-07 | 0 | 2.5066e-07 | 5.4946e-07 | 0 | 5.4946e-07 | [17 empty] | 7.3.3.17.5 (Remote Grid) Updates to grid topology to minimize risk of ignition in HFTDs Remote GridWLDFRWire-to-wire contactAggregated | WLDFR | HFTD - Distribution - Tier 2 - 3QU CoRE ¦ 3QU LoRE | Red Flag Warning - Small Fires | Wire-to-wire contact | Aggregated | 2029 | 9.3125e-06 | 791.1875 | 0.007368 | 2029 | Mitigation | 0.95 | 45 | 0 | esc | 0.00097009 | 9.034e-09 | 0.00097009 | 9.034e-09
[79 empty] | WLDFR | HFTD - Distribution - Zone 1 - 4QU CoRE ¦ 1QU LoRE | Non-Red Flag Warning - Large Fires | 2030 | 5.368e-08 | 5.368e-08 | 5.777 | 0.74734 | 3.238 | 1.7917 | 0 | 0 | 8.2329e-05 | 3.1011e-07 | 0 | 3.1011e-07 | 3.1011e-07 | 0 | 3.1011e-07 | 0 | 2.5066e-07 | 5.4946e-07 | 0 | 5.4946e-07 | [17 empty] | 7.3.3.17.5 (Remote Grid) Updates to grid topology to minimize risk of ignition in HFTDs Remote GridWLDFRWire-to-wire contactAggregated | WLDFR | HFTD - Distribution - Tier 2 - 3QU CoRE ¦ 3QU LoRE | Red Flag Warning - Small Fires | Wire-to-wire contact | Aggregated | 2030 | 9.3125e-06 | 791.1875 | 0.007368 | 2030 | Mitigation | 0.95 | 45 | 0 | esc | 0.00097009 | 9.034e-09 | 0.00097009 | 9.034e-09
[79 empty] | WLDFR | HFTD - Distribution - Zone 1 - 4QU CoRE ¦ 1QU LoRE | Non-Red Flag Warning - Large Fires | 2031 | 5.368e-08 | 5.368e-08 | 5.777 | 0.74734 | 3.238 | 1.7917 | 0 | 0 | 8.2329e-05 | 3.1011e-07 | 0 | 3.1011e-07 | 3.1011e-07 | 0 | 3.1011e-07 | 0 | 2.5066e-07 | 5.4946e-07 | 0 | 5.4946e-07 | [17 empty] | 7.3.3.17.5 (Remote Grid) Updates to grid topology to minimize risk of ignition in HFTDs Remote GridWLDFRWire-to-wire contactAggregated | WLDFR | HFTD - Distribution - Tier 2 - 3QU CoRE ¦ 3QU LoRE | Red Flag Warning - Small Fires | Wire-to-wire contact | Aggregated | 2031 | 9.3125e-06 | 791.1875 | 0.007368 | 2031 | Mitigation | 0.95 | 45 | 0 | esc | 0.00097009 | 9.034e-09 | 0.00097009 | 9.034e-09
[79 empty] | WLDFR | HFTD - Distribution - Zone 1 - 4QU CoRE ¦ 1QU LoRE | Non-Red Flag Warning - Large Fires | 2032 | 5.368e-08 | 5.368e-08 | 5.777 | 0.74734 | 3.238 | 1.7917 | 0 | 0 | 8.2329e-05 | 3.1011e-07 | 0 | 3.1011e-07 | 3.1011e-07 | 0 | 3.1011e-07 | 0 | 2.5066e-07 | 5.4946e-07 | 0 | 5.4946e-07 | [17 empty] | 7.3.3.17.5 (Remote Grid) Updates to grid topology to minimize risk of ignition in HFTDs Remote GridWLDFRWire-to-wire contactAggregated | WLDFR | HFTD - Distribution - Tier 2 - 3QU CoRE ¦ 3QU LoRE | Red Flag Warning - Small Fires | Wire-to-wire contact | Aggregated | 2032 | 9.3125e-06 | 791.1875 | 0.007368 | 2032 | Mitigation | 0.95 | 45 | 0 | esc | 0.00097009 | 9.034e-09 | 0.00097009 | 9.034e-09
[79 empty] | WLDFR | HFTD - Distribution - Zone 1 - 4QU CoRE ¦ 1QU LoRE | Non-Red Flag Warning - Large Fires | 2033 | 5.368e-08 | 5.368e-08 | 6.1205 | 0.77885 | 3.4265 | 1.9151 | 0 | 0 | 8.2329e-05 | 3.2855e-07 | 0 | 3.2855e-07 | 3.2855e-07 | 0 | 3.2855e-07 | 0 | 2.5066e-07 | 5.4946e-07 | 0 | 5.4946e-07 | [17 empty] | 7.3.3.17.5 (Remote Grid) Updates to grid topology to minimize risk of ignition in HFTDs Remote GridWLDFRWire-to-wire contactAggregated | WLDFR | HFTD - Distribution - Tier 2 - 3QU CoRE ¦ 3QU LoRE | Red Flag Warning - Small Fires | Wire-to-wire contact | Aggregated | 2033 | 9.3125e-06 | 791.1875 | 0.007368 | 2033 | Mitigation | 0.95 | 45 | 0 | esc | 0.00097009 | 9.034e-09 | 0.00097009 | 9.034e-09
[79 empty] | WLDFR | HFTD - Distribution - Zone 1 - 4QU CoRE ¦ 1QU LoRE | Non-Red Flag Warning - Large Fires | 2034 | 5.368e-08 | 5.368e-08 | 6.1205 | 0.77885 | 3.4265 | 1.9151 | 0 | 0 | 8.2329e-05 | 3.2855e-07 | 0 | 3.2855e-07 | 3.2855e-07 | 0 | 3.2855e-07 | 0 | 2.6626e-07 | 5.8364e-07 | 0 | 5.8364e-07 | [17 empty] | 7.3.3.17.5 (Remote Grid) Updates to grid topology to minimize risk of ignition in HFTDs Remote GridWLDFRWire-to-wire contactAggregated | WLDFR | HFTD - Distribution - Tier 2 - 3QU CoRE ¦ 3QU LoRE | Red Flag Warning - Small Fires | Wire-to-wire contact | Aggregated | 2034 | 9.3125e-06 | 791.1875 | 0.007368 | 2034 | Mitigation | 0.95 | 45 | 0 | esc | 0.00097009 | 9.034e-09 | 0.00097009 | 9.034e-09
[79 empty] | WLDFR | HFTD - Distribution - Zone 1 - 4QU CoRE ¦ 1QU LoRE | Non-Red Flag Warning - Large Fires | 2035 | 5.368e-08 | 5.368e-08 | 6.1205 | 0.77885 | 3.4265 | 1.9151 | 0 | 0 | 8.2329e-05 | 3.2855e-07 | 0 | 3.2855e-07 | 3.2855e-07 | 0 | 3.2855e-07 | 0 | 2.6626e-07 | 5.8364e-07 | 0 | 5.8364e-07 | [17 empty] | 7.3.3.17.5 (Remote Grid) Updates to grid topology to minimize risk of ignition in HFTDs Remote GridWLDFRWire-to-wire contactAggregated | WLDFR | HFTD - Distribution - Tier 2 - 3QU CoRE ¦ 3QU LoRE | Red Flag Warning - Small Fires | Wire-to-wire contact | Aggregated | 2035 | 9.3125e-06 | 791.1875 | 0.007368 | 2035 | Mitigation | 0.95 | 45 | 0 | esc | 0.00097009 | 9.034e-09 | 0.00097009 | 9.034e-09
[79 empty] | WLDFR | HFTD - Distribution - Zone 1 - 4QU CoRE ¦ 1QU LoRE | Non-Red Flag Warning - Large Fires | 2036 | 5.368e-08 | 5.368e-08 | 6.1205 | 0.77885 | 3.4265 | 1.9151 | 0 | 0 | 8.2329e-05 | 3.2855e-07 | 0 | 3.2855e-07 | 3.2855e-07 | 0 | 3.2855e-07 | 0 | 2.6626e-07 | 5.8364e-07 | 0 | 5.8364e-07 | [17 empty] | 7.3.3.17.5 (Remote Grid) Updates to grid topology to minimize risk of ignition in HFTDs Remote GridWLDFRWire-to-wire contactAggregated | WLDFR | HFTD - Distribution - Tier 2 - 3QU CoRE ¦ 3QU LoRE | Red Flag Warning - Small Fires | Wire-to-wire contact | Aggregated | 2036 | 9.3125e-06 | 791.1875 | 0.007368 | 2036 | Mitigation | 0.95 | 45 | 0 | esc | 0.00097009 | 9.034e-09 | 0.00097009 | 9.034e-09
[79 empty] | WLDFR | HFTD - Distribution - Zone 1 - 4QU CoRE ¦ 1QU LoRE | Non-Red Flag Warning - Large Fires | 2037 | 5.368e-08 | 5.368e-08 | 6.1205 | 0.77885 | 3.4265 | 1.9151 | 0 | 0 | 8.2329e-05 | 3.2855e-07 | 0 | 3.2855e-07 | 3.2855e-07 | 0 | 3.2855e-07 | 0 | 2.6626e-07 | 5.8364e-07 | 0 | 5.8364e-07 | [17 empty] | 7.3.3.17.5 (Remote Grid) Updates to grid topology to minimize risk of ignition in HFTDs Remote GridWLDFRWire-to-wire contactAggregated | WLDFR | HFTD - Distribution - Tier 2 - 3QU CoRE ¦ 3QU LoRE | Red Flag Warning - Small Fires | Wire-to-wire contact | Aggregated | 2037 | 9.3125e-06 | 791.1875 | 0.007368 | 2037 | Mitigation | 0.95 | 45 | 0 | esc | 0.00097009 | 9.034e-09 | 0.00097009 | 9.034e-09
[79 empty] | WLDFR | HFTD - Distribution - Zone 1 - 4QU CoRE ¦ 1QU LoRE | Non-Red Flag Warning - Large Fires | 2038 | 5.368e-08 | 5.368e-08 | 6.5028 | 0.81304 | 3.6355 | 2.0543 | 0 | 0 | 8.2329e-05 | 3.4907e-07 | 0 | 3.4907e-07 | 3.4907e-07 | 0 | 3.4907e-07 | 0 | 2.6626e-07 | 5.8364e-07 | 0 | 5.8364e-07 | [17 empty] | 7.3.3.17.5 (Remote Grid) Updates to grid topology to minimize risk of ignition in HFTDs Remote GridWLDFRWire-to-wire contactAggregated | WLDFR | HFTD - Distribution - Tier 2 - 3QU CoRE ¦ 3QU LoRE | Red Flag Warning - Small Fires | Wire-to-wire contact | Aggregated | 2038 | 9.3125e-06 | 791.1875 | 0.007368 | 2038 | Mitigation | 0.95 | 45 | 0 | esc | 0.00097009 | 9.034e-09 | 0.00097009 | 9.034e-09
[79 empty] | WLDFR | HFTD - Distribution - Zone 1 - 4QU CoRE ¦ 1QU LoRE | Non-Red Flag Warning - Large Fires | 2039 | 5.368e-08 | 5.368e-08 | 6.5028 | 0.81304 | 3.6355 | 2.0543 | 0 | 0 | 8.2329e-05 | 3.4907e-07 | 0 | 3.4907e-07 | 3.4907e-07 | 0 | 3.4907e-07 | 0 | 2.822e-07 | 6.1859e-07 | 0 | 6.1859e-07 | [17 empty] | 7.3.3.17.5 (Remote Grid) Updates to grid topology to minimize risk of ignition in HFTDs Remote GridWLDFRWire-to-wire contactAggregated | WLDFR | HFTD - Distribution - Tier 2 - 3QU CoRE ¦ 3QU LoRE | Red Flag Warning - Small Fires | Wire-to-wire contact | Aggregated | 2039 | 9.3125e-06 | 791.1875 | 0.007368 | 2039 | Mitigation | 0.95 | 45 | 0 | esc | 0.00097009 | 9.034e-09 | 0.00097009 | 9.034e-09
[79 empty] | WLDFR | HFTD - Distribution - Zone 1 - 4QU CoRE ¦ 1QU LoRE | Non-Red Flag Warning - Large Fires | 2040 | 5.368e-08 | 5.368e-08 | 6.5028 | 0.81304 | 3.6355 | 2.0543 | 0 | 0 | 8.2329e-05 | 3.4907e-07 | 0 | 3.4907e-07 | 3.4907e-07 | 0 | 3.4907e-07 | 0 | 2.822e-07 | 6.1859e-07 | 0 | 6.1859e-07 | [17 empty] | 7.3.3.17.5 (Remote Grid) Updates to grid topology to minimize risk of ignition in HFTDs Remote GridWLDFRWire-to-wire contactAggregated | WLDFR | HFTD - Distribution - Tier 2 - 3QU CoRE ¦ 3QU LoRE | Red Flag Warning - Small Fires | Wire-to-wire contact | Aggregated | 2040 | 9.3125e-06 | 791.1875 | 0.007368 | 2040 | Mitigation | 0.95 | 45 | 0 | esc | 0.00097009 | 9.034e-09 | 0.00097009 | 9.034e-09
[79 empty] | WLDFR | HFTD - Distribution - Zone 1 - 4QU CoRE ¦ 1QU LoRE | Non-Red Flag Warning - Large Fires | 2041 | 5.368e-08 | 5.368e-08 | 6.5028 | 0.81304 | 3.6355 | 2.0543 | 0 | 0 | 8.2329e-05 | 3.4907e-07 | 0 | 3.4907e-07 | 3.4907e-07 | 0 | 3.4907e-07 | 0 | 2.822e-07 | 6.1859e-07 | 0 | 6.1859e-07 | [17 empty] | 7.3.3.17.5 (Remote Grid) Updates to grid topology to minimize risk of ignition in HFTDs Remote GridWLDFRWire-to-wire contactAggregated | WLDFR | HFTD - Distribution - Tier 2 - 3QU CoRE ¦ 3QU LoRE | Red Flag Warning - Small Fires | Wire-to-wire contact | Aggregated | 2041 | 9.3125e-06 | 791.1875 | 0.007368 | 2041 | Mitigation | 0.95 | 45 | 0 | esc | 0.00097009 | 9.034e-09 | 0.00097009 | 9.034e-09
[79 empty] | WLDFR | HFTD - Distribution - Zone 1 - 4QU CoRE ¦ 1QU LoRE | Non-Red Flag Warning - Large Fires | 2042 | 5.368e-08 | 5.368e-08 | 6.5028 | 0.81304 | 3.6355 | 2.0543 | 0 | 0 | 8.2329e-05 | 3.4907e-07 | 0 | 3.4907e-07 | 3.4907e-07 | 0 | 3.4907e-07 | 0 | 0 | 6.1859e-07 | 0 | 6.1859e-07 | [17 empty] | 7.3.3.17.5 (Remote Grid) Updates to grid topology to minimize risk of ignition in HFTDs Remote GridWLDFRWire-to-wire contactAggregated | WLDFR | HFTD - Distribution - Tier 2 - 3QU CoRE ¦ 3QU LoRE | Red Flag Warning - Small Fires | Wire-to-wire contact | Aggregated | 2042 | 9.3125e-06 | 791.1875 | 0.007368 | 2042 | Mitigation | 0.95 | 45 | 0 | esc | 0.00097009 | 9.034e-09 | 0.00097009 | 9.034e-09
[79 empty] | WLDFR | HFTD - Distribution - Zone 1 - 4QU CoRE ¦ 1QU LoRE | Non-Red Flag Warning - Large Fires | 2043 | 5.368e-08 | 5.368e-08 | 6.9209 | 0.84944 | 3.8632 | 2.2083 | 0 | 0 | 8.2329e-05 | 3.7151e-07 | 0 | 3.7151e-07 | 3.7151e-07 | 0 | 3.7151e-07 | 0 | 0 | 0 | 0 | 0 | [17 empty] | 7.3.3.17.5 (Remote Grid) Updates to grid topology to minimize risk of ignition in HFTDs Remote GridWLDFRWire-to-wire contactAggregated | WLDFR | HFTD - Distribution - Tier 2 - 3QU CoRE ¦ 3QU LoRE | Red Flag Warning - Small Fires | Wire-to-wire contact | Aggregated | 2043 | 9.3125e-06 | 791.1875 | 0.007368 | 2043 | Mitigation | 0.95 | 45 | 0 | esc | 0.00097009 | 9.034e-09 | 0.00097009 | 9.034e-09
[79 empty] | WLDFR | HFTD - Distribution - Zone 1 - 4QU CoRE ¦ 1QU LoRE | Non-Red Flag Warning - Large Fires | 2044 | 5.368e-08 | 5.368e-08 | 6.9209 | 0.84944 | 3.8632 | 2.2083 | 0 | 0 | 8.2329e-05 | 3.7151e-07 | 0 | 3.7151e-07 | 3.7151e-07 | 0 | 3.7151e-07 | 0 | 9.3501e-07 | 0 | 0 | 0 | [17 empty] | 7.3.3.17.5 (Remote Grid) Updates to grid topology to minimize risk of ignition in HFTDs Remote GridWLDFRWire-to-wire contactAggregated | WLDFR | HFTD - Distribution - Tier 2 - 3QU CoRE ¦ 3QU LoRE | Red Flag Warning - Small Fires | Wire-to-wire contact | Aggregated | 2044 | 9.3125e-06 | 791.1875 | 0.007368 | 2044 | Mitigation | 0.95 | 45 | 0 | esc | 0.00097009 | 9.034e-09 | 0.00097009 | 9.034e-09
[79 empty] | WLDFR | HFTD - Distribution - Zone 1 - 4QU CoRE ¦ 1QU LoRE | Non-Red Flag Warning - Large Fires | 2045 | 5.368e-08 | 5.368e-08 | 6.9209 | 0.84944 | 3.8632 | 2.2083 | 0 | 0 | 8.2329e-05 | 3.7151e-07 | 0 | 3.7151e-07 | 3.7151e-07 | 0 | 3.7151e-07 | 0 | 9.6511e-07 | 2.1155e-06 | 0 | 2.1155e-06 | [17 empty] | 7.3.3.17.5 (Remote Grid) Updates to grid topology to minimize risk of ignition in HFTDs Remote GridWLDFRWire-to-wire contactAggregated | WLDFR | HFTD - Distribution - Tier 2 - 3QU CoRE ¦ 3QU LoRE | Red Flag Warning - Small Fires | Wire-to-wire contact | Aggregated | 2045 | 9.3125e-06 | 791.1875 | 0.007368 | 2045 | Mitigation | 0.95 | 45 | 0 | esc | 0.00097009 | 9.034e-09 | 0.00097009 | 9.034e-09
[79 empty] | WLDFR | HFTD - Distribution - Zone 1 - 4QU CoRE ¦ 1QU LoRE | Non-Red Flag Warning - Large Fires | 2046 | 5.368e-08 | 5.368e-08 | 6.9209 | 0.84944 | 3.8632 | 2.2083 | 0 | 0 | 8.2329e-05 | 3.7151e-07 | 0 | 3.7151e-07 | 3.7151e-07 | 0 | 3.7151e-07 | 0 | 9.6511e-07 | 2.1155e-06 | 0 | 2.1155e-06 | [17 empty] | 7.3.3.17.5 (Remote Grid) Updates to grid topology to minimize risk of ignition in HFTDs Remote GridWLDFRWire-to-wire contactAggregated | WLDFR | HFTD - Distribution - Tier 2 - 3QU CoRE ¦ 3QU LoRE | Red Flag Warning - Small Fires | Wire-to-wire contact | Aggregated | 2046 | 9.3125e-06 | 791.1875 | 0.007368 | 2046 | Mitigation | 0.95 | 45 | 0 | esc | 0.00097009 | 9.034e-09 | 0.00097009 | 9.034e-09
[79 empty] | WLDFR | HFTD - Distribution - Zone 1 - 4QU CoRE ¦ 1QU LoRE | Non-Red Flag Warning - Large Fires | 2047 | 5.368e-08 | 5.368e-08 | 6.9209 | 0.84944 | 3.8632 | 2.2083 | 0 | 0 | 8.2329e-05 | 3.7151e-07 | 0 | 3.7151e-07 | 3.7151e-07 | 0 | 3.7151e-07 | 0 | 9.6511e-07 | 2.1155e-06 | 0 | 2.1155e-06 | [17 empty] | 7.3.3.17.5 (Remote Grid) Updates to grid topology to minimize risk of ignition in HFTDs Remote GridWLDFRWire-to-wire contactAggregated | WLDFR | HFTD - Distribution - Tier 2 - 3QU CoRE ¦ 3QU LoRE | Red Flag Warning - Small Fires | Wire-to-wire contact | Aggregated | 2047 | 9.3125e-06 | 791.1875 | 0.007368 | 2047 | Mitigation | 0.95 | 45 | 0 | esc | 0.00097009 | 9.034e-09 | 0.00097009 | 9.034e-09
[79 empty] | WLDFR | HFTD - Distribution - Zone 1 - 4QU CoRE ¦ 1QU LoRE | Non-Red Flag Warning - Large Fires | 2048 | 5.368e-08 | 5.368e-08 | 7.3713 | 0.88759 | 4.1075 | 2.3763 | 0 | 0 | 8.2329e-05 | 3.9569e-07 | 0 | 3.9569e-07 | 3.9569e-07 | 0 | 3.9569e-07 | 0 | 9.6511e-07 | 2.1155e-06 | 0 | 2.1155e-06 | [17 empty] | 7.3.3.17.5 (Remote Grid) Updates to grid topology to minimize risk of ignition in HFTDs Remote GridWLDFRWire-to-wire contactAggregated | WLDFR | HFTD - Distribution - Tier 2 - 3QU CoRE ¦ 3QU LoRE | Red Flag Warning - Small Fires | Wire-to-wire contact | Aggregated | 2048 | 9.3125e-06 | 791.1875 | 0.007368 | 2048 | Mitigation | 0.95 | 45 | 0 | esc | 0.00097009 | 9.034e-09 | 0.00097009 | 9.034e-09
[79 empty] | WLDFR | HFTD - Distribution - Zone 1 - 4QU CoRE ¦ 1QU LoRE | Non-Red Flag Warning - Large Fires | 2049 | 5.368e-08 | 5.368e-08 | 7.3713 | 0.88759 | 4.1075 | 2.3763 | 0 | 0 | 8.2329e-05 | 3.9569e-07 | 0 | 3.9569e-07 | 3.9569e-07 | 0 | 3.9569e-07 | 0 | 9.6511e-07 | 2.1155e-06 | 0 | 2.1155e-06 | [17 empty] | 7.3.3.17.5 (Remote Grid) Updates to grid topology to minimize risk of ignition in HFTDs Remote GridWLDFRWire-to-wire contactAggregated | WLDFR | HFTD - Distribution - Tier 2 - 3QU CoRE ¦ 3QU LoRE | Red Flag Warning - Small Fires | Wire-to-wire contact | Aggregated | 2049 | 9.3125e-06 | 791.1875 | 0.007368 | 2049 | Mitigation | 0.95 | 45 | 0 | esc | 0.00097009 | 9.034e-09 | 0.00097009 | 9.034e-09
[79 empty] | WLDFR | HFTD - Distribution - Zone 1 - 4QU CoRE ¦ 1QU LoRE | Non-Red Flag Warning - Large Fires | 2050 | 5.368e-08 | 5.368e-08 | 7.3713 | 0.88759 | 4.1075 | 2.3763 | 0 | 0 | 8.2329e-05 | 3.9569e-07 | 0 | 3.9569e-07 | 3.9569e-07 | 0 | 3.9569e-07 | 0 | 1.0035e-06 | 2.1997e-06 | 0 | 2.1997e-06 | [17 empty] | 7.3.3.17.5 (Remote Grid) Updates to grid topology to minimize risk of ignition in HFTDs Remote GridWLDFRWire-to-wire contactAggregated | WLDFR | HFTD - Distribution - Tier 2 - 3QU CoRE ¦ 3QU LoRE | Red Flag Warning - Small Fires | Wire-to-wire contact | Aggregated | 2050 | 9.3125e-06 | 791.1875 | 0.007368 | 2050 | Mitigation | 0.95 | 45 | 0 | esc | 0.00097009 | 9.034e-09 | 0.00097009 | 9.034e-09
[79 empty] | WLDFR | HFTD - Distribution - Zone 1 - 4QU CoRE ¦ 1QU LoRE | Non-Red Flag Warning - Large Fires | 2051 | 5.368e-08 | 5.368e-08 | 7.3713 | 0.88759 | 4.1075 | 2.3763 | 0 | 0 | 8.2329e-05 | 3.9569e-07 | 0 | 3.9569e-07 | 3.9569e-07 | 0 | 3.9569e-07 | 0 | 1.0035e-06 | 2.1997e-06 | 0 | 2.1997e-06 | [17 empty] | 7.3.3.17.5 (Remote Grid) Updates to grid topology to minimize risk of ignition in HFTDs Remote GridWLDFRWire-to-wire contactAggregated | WLDFR | HFTD - Distribution - Tier 2 - 3QU CoRE ¦ 3QU LoRE | Red Flag Warning - Small Fires | Wire-to-wire contact | Aggregated | 2051 | 9.3125e-06 | 791.1875 | 0.007368 | 2051 | Mitigation | 0.95 | 45 | 0 | esc | 0.00097009 | 9.034e-09 | 0.00097009 | 9.034e-09
[79 empty] | WLDFR | HFTD - Distribution - Zone 1 - 4QU CoRE ¦ 1QU LoRE | Non-Red Flag Warning - Large Fires | 2052 | 5.368e-08 | 5.368e-08 | 7.3713 | 0.88759 | 4.1075 | 2.3763 | 0 | 0 | 8.2329e-05 | 3.9569e-07 | 0 | 3.9569e-07 | 3.9569e-07 | 0 | 3.9569e-07 | 0 | 1.0035e-06 | 2.1997e-06 | 0 | 2.1997e-06 | [17 empty] | 7.3.3.17.5 (Remote Grid) Updates to grid topology to minimize risk of ignition in HFTDs Remote GridWLDFRWire-to-wire contactAggregated | WLDFR | HFTD - Distribution - Tier 2 - 3QU CoRE ¦ 3QU LoRE | Red Flag Warning - Small Fires | Wire-to-wire contact | Aggregated | 2052 | 9.3125e-06 | 791.1875 | 0.007368 | 2052 | Mitigation | 0.95 | 45 | 0 | esc | 0.00097009 | 9.034e-09 | 0.00097009 | 9.034e-09
[79 empty] | WLDFR | HFTD - Distribution - Zone 1 - 4QU CoRE ¦ 1QU LoRE | Non-Red Flag Warning - Large Fires | 2053 | 5.368e-08 | 5.368e-08 | 7.8503 | 0.92702 | 4.3664 | 2.5569 | 0 | 0 | 8.2329e-05 | 4.214e-07 | 0 | 4.214e-07 | 4.214e-07 | 0 | 4.214e-07 | 0 | 1.0035e-06 | 2.1997e-06 | 0 | 2.1997e-06 | [17 empty] | 7.3.3.17.5 (Remote Grid) Updates to grid topology to minimize risk of ignition in HFTDs Remote GridWLDFRWire-to-wire contactAggregated | WLDFR | HFTD - Distribution - Tier 2 - 3QU CoRE ¦ 3QU LoRE | Red Flag Warning - Small Fires | Wire-to-wire contact | Aggregated | 2053 | 9.3125e-06 | 791.1875 | 0.007368 | 2053 | Mitigation | 0.95 | 45 | 0 | esc | 0.00097009 | 9.034e-09 | 0.00097009 | 9.034e-09
[79 empty] | WLDFR | HFTD - Distribution - Zone 1 - 4QU CoRE ¦ 1QU LoRE | Non-Red Flag Warning - Large Fires | 2054 | 5.368e-08 | 5.368e-08 | 7.8503 | 0.92702 | 4.3664 | 2.5569 | 0 | 0 | 8.2329e-05 | 4.214e-07 | 0 | 4.214e-07 | 4.214e-07 | 0 | 4.214e-07 | 0 | 1.0035e-06 | 2.1997e-06 | 0 | 2.1997e-06 | [17 empty] | 7.3.3.17.5 (Remote Grid) Updates to grid topology to minimize risk of ignition in HFTDs Remote GridWLDFRWire-to-wire contactAggregated | WLDFR | HFTD - Distribution - Tier 2 - 3QU CoRE ¦ 3QU LoRE | Red Flag Warning - Small Fires | Wire-to-wire contact | Aggregated | 2054 | 9.3125e-06 | 791.1875 | 0.007368 | 2054 | Mitigation | 0.95 | 45 | 0 | esc | 0.00097009 | 9.034e-09 | 0.00097009 | 9.034e-09
[79 empty] | WLDFR | HFTD - Distribution - Zone 1 - 4QU CoRE ¦ 1QU LoRE | Non-Red Flag Warning - Large Fires | 2055 | 5.368e-08 | 5.368e-08 | 7.8503 | 0.92702 | 4.3664 | 2.5569 | 0 | 0 | 8.2329e-05 | 4.214e-07 | 0 | 4.214e-07 | 4.214e-07 | 0 | 4.214e-07 | 0 | 1.0468e-06 | 2.2945e-06 | 0 | 2.2945e-06 | [17 empty] | 7.3.3.17.5 (Remote Grid) Updates to grid topology to minimize risk of ignition in HFTDs Remote GridWLDFRWire-to-wire contactAggregated | WLDFR | HFTD - Distribution - Tier 2 - 3QU CoRE ¦ 3QU LoRE | Red Flag Warning - Small Fires | Wire-to-wire contact | Aggregated | 2055 | 9.3125e-06 | 791.1875 | 0.007368 | 2055 | Mitigation | 0.95 | 45 | 0 | esc | 0.00097009 | 9.034e-09 | 0.00097009 | 9.034e-09
[79 empty] | WLDFR | HFTD - Distribution - Zone 1 - 4QU CoRE ¦ 1QU LoRE | Non-Red Flag Warning - Large Fires | 2056 | 5.368e-08 | 5.368e-08 | 7.8503 | 0.92702 | 4.3664 | 2.5569 | 0 | 0 | 8.2329e-05 | 4.214e-07 | 0 | 4.214e-07 | 4.214e-07 | 0 | 4.214e-07 | 0 | 1.0468e-06 | 2.2945e-06 | 0 | 2.2945e-06 | [17 empty] | 7.3.3.17.5 (Remote Grid) Updates to grid topology to minimize risk of ignition in HFTDs Remote GridWLDFRWire-to-wire contactAggregated | WLDFR | HFTD - Distribution - Tier 2 - 3QU CoRE ¦ 3QU LoRE | Red Flag Warning - Small Fires | Wire-to-wire contact | Aggregated | 2056 | 9.3125e-06 | 791.1875 | 0.007368 | 2056 | Mitigation | 0.95 | 45 | 0 | esc | 0.00097009 | 9.034e-09 | 0.00097009 | 9.034e-09
[79 empty] | WLDFR | HFTD - Distribution - Zone 1 - 4QU CoRE ¦ 1QU LoRE | Non-Red Flag Warning - Large Fires | 2057 | 5.368e-08 | 5.368e-08 | 7.8503 | 0.92702 | 4.3664 | 2.5569 | 0 | 0 | 8.2329e-05 | 4.214e-07 | 0 | 4.214e-07 | 4.214e-07 | 0 | 4.214e-07 | 0 | 1.0468e-06 | 2.2945e-06 | 0 | 2.2945e-06 | [17 empty] | 7.3.3.17.5 (Remote Grid) Updates to grid topology to minimize risk of ignition in HFTDs Remote GridWLDFRWire-to-wire contactAggregated | WLDFR | HFTD - Distribution - Tier 2 - 3QU CoRE ¦ 3QU LoRE | Red Flag Warning - Small Fires | Wire-to-wire contact | Aggregated | 2057 | 9.3125e-06 | 791.1875 | 0.007368 | 2057 | Mitigation | 0.95 | 45 | 0 | esc | 0.00097009 | 9.034e-09 | 0.00097009 | 9.034e-09
[79 empty] | WLDFR | HFTD - Distribution - Zone 1 - 4QU CoRE ¦ 1QU LoRE | Non-Red Flag Warning - Large Fires | 2058 | 5.368e-08 | 5.368e-08 | 8.3524 | 0.96727 | 4.6367 | 2.7484 | 0 | 0 | 8.2329e-05 | 4.4835e-07 | 0 | 4.4835e-07 | 4.4835e-07 | 0 | 4.4835e-07 | 0 | 1.0468e-06 | 2.2945e-06 | 0 | 2.2945e-06 | [17 empty] | 7.3.3.17.5 (Remote Grid) Updates to grid topology to minimize risk of ignition in HFTDs Remote GridWLDFRWire-to-wire contactAggregated | WLDFR | HFTD - Distribution - Tier 2 - 3QU CoRE ¦ 3QU LoRE | Red Flag Warning - Small Fires | Wire-to-wire contact | Aggregated | 2058 | 9.3125e-06 | 791.1875 | 0.007368 | 2058 | Mitigation | 0.95 | 45 | 0 | esc | 0.00097009 | 9.034e-09 | 0.00097009 | 9.034e-09
[79 empty] | WLDFR | HFTD - Distribution - Zone 1 - 4QU CoRE ¦ 1QU LoRE | Non-Red Flag Warning - Large Fires | 2059 | 5.368e-08 | 5.368e-08 | 8.3524 | 0.96727 | 4.6367 | 2.7484 | 0 | 0 | 8.2329e-05 | 4.4835e-07 | 0 | 4.4835e-07 | 4.4835e-07 | 0 | 4.4835e-07 | 0 | 1.0468e-06 | 2.2945e-06 | 0 | 2.2945e-06 | [17 empty] | 7.3.3.17.5 (Remote Grid) Updates to grid topology to minimize risk of ignition in HFTDs Remote GridWLDFRWire-to-wire contactAggregated | WLDFR | HFTD - Distribution - Tier 2 - 3QU CoRE ¦ 3QU LoRE | Red Flag Warning - Small Fires | Wire-to-wire contact | Aggregated | 2059 | 9.3125e-06 | 791.1875 | 0.007368 | 2059 | Mitigation | 0.95 | 45 | 0 | esc | 0.00097009 | 9.034e-09 | 0.00097009 | 9.034e-09
[79 empty] | WLDFR | HFTD - Distribution - Zone 1 - 4QU CoRE ¦ 1QU LoRE | Non-Red Flag Warning - Large Fires | 2060 | 5.368e-08 | 5.368e-08 | 8.3524 | 0.96727 | 4.6367 | 2.7484 | 0 | 0 | 8.2329e-05 | 4.4835e-07 | 0 | 4.4835e-07 | 4.4835e-07 | 0 | 4.4835e-07 | 0 | 1.0944e-06 | 2.3991e-06 | 0 | 2.3991e-06 | [17 empty] | 7.3.3.17.5 (Remote Grid) Updates to grid topology to minimize risk of ignition in HFTDs Remote GridWLDFRWire-to-wire contactAggregated | WLDFR | HFTD - Distribution - Tier 2 - 3QU CoRE ¦ 3QU LoRE | Red Flag Warning - Small Fires | Wire-to-wire contact | Aggregated | 2060 | 9.3125e-06 | 791.1875 | 0.007368 | 2060 | Mitigation | 0.95 | 45 | 0 | esc | 0.00097009 | 9.034e-09 | 0.00097009 | 9.034e-09
[79 empty] | WLDFR | HFTD - Distribution - Zone 1 - 4QU CoRE ¦ 1QU LoRE | Non-Red Flag Warning - Large Fires | 2061 | 5.368e-08 | 5.368e-08 | 8.3524 | 0.96727 | 4.6367 | 2.7484 | 0 | 0 | 8.2329e-05 | 4.4835e-07 | 0 | 4.4835e-07 | 4.4835e-07 | 0 | 4.4835e-07 | 0 | 1.0944e-06 | 2.3991e-06 | 0 | 2.3991e-06 | [17 empty] | 7.3.3.17.5 (Remote Grid) Updates to grid topology to minimize risk of ignition in HFTDs Remote GridWLDFRWire-to-wire contactAggregated | WLDFR | HFTD - Distribution - Tier 2 - 3QU CoRE ¦ 3QU LoRE | Red Flag Warning - Small Fires | Wire-to-wire contact | Aggregated | 2061 | 9.3125e-06 | 791.1875 | 0.007368 | 2061 | Mitigation | 0.95 | 45 | 0 | esc | 0.00097009 | 9.034e-09 | 0.00097009 | 9.034e-09
[79 empty] | WLDFR | HFTD - Distribution - Zone 1 - 4QU CoRE ¦ 1QU LoRE | Non-Red Flag Warning - Large Fires | 2062 | 5.368e-08 | 5.368e-08 | 8.3524 | 0.96727 | 4.6367 | 2.7484 | 0 | 0 | 8.2329e-05 | 4.4835e-07 | 0 | 4.4835e-07 | 4.4835e-07 | 0 | 4.4835e-07 | 0 | 1.0944e-06 | 2.3991e-06 | 0 | 2.3991e-06 | [17 empty] | 7.3.3.17.5 (Remote Grid) Updates to grid topology to minimize risk of ignition in HFTDs Remote GridWLDFRWire-to-wire contactAggregated | WLDFR | HFTD - Distribution - Tier 2 - 3QU CoRE ¦ 3QU LoRE | Red Flag Warning - Small Fires | Wire-to-wire contact | Aggregated | 2062 | 9.3125e-06 | 791.1875 | 0.007368 | 2062 | Mitigation | 0.95 | 45 | 0 | esc | 0.00097009 | 9.034e-09 | 0.00097009 | 9.034e-09
[79 empty] | WLDFR | HFTD - Distribution - Zone 1 - 4QU CoRE ¦ 1QU LoRE | Non-Red Flag Warning - Large Fires | 2063 | 5.368e-08 | 5.368e-08 | 8.872 | 1.0079 | 4.9153 | 2.9488 | 0 | 0 | 8.2329e-05 | 4.7625e-07 | 0 | 4.7625e-07 | 4.7625e-07 | 0 | 4.7625e-07 | 0 | 1.0944e-06 | 2.3991e-06 | 0 | 2.3991e-06 | [17 empty] | 7.3.3.17.5 (Remote Grid) Updates to grid topology to minimize risk of ignition in HFTDs Remote GridWLDFRWire-to-wire contactAggregated | WLDFR | HFTD - Distribution - Tier 2 - 3QU CoRE ¦ 3QU LoRE | Red Flag Warning - Small Fires | Wire-to-wire contact | Aggregated | 2063 | 9.3125e-06 | 791.1875 | 0.007368 | 2063 | Mitigation | 0.95 | 45 | 0 | esc | 0.00097009 | 9.034e-09 | 0.00097009 | 9.034e-09
[79 empty] | WLDFR | HFTD - Distribution - Zone 1 - 4QU CoRE ¦ 1QU LoRE | Non-Red Flag Warning - Large Fires | 2064 | 5.368e-08 | 5.368e-08 | 8.872 | 1.0079 | 4.9153 | 2.9488 | 0 | 0 | 8.2329e-05 | 4.7625e-07 | 0 | 4.7625e-07 | 4.7625e-07 | 0 | 4.7625e-07 | 0 | 1.0944e-06 | 2.3991e-06 | 0 | 2.3991e-06 | [17 empty] | 7.3.3.17.5 (Remote Grid) Updates to grid topology to minimize risk of ignition in HFTDs Remote GridWLDFRWire-to-wire contactAggregated | WLDFR | HFTD - Distribution - Tier 2 - 3QU CoRE ¦ 3QU LoRE | Red Flag Warning - Small Fires | Wire-to-wire contact | Aggregated | 2064 | 9.3125e-06 | 791.1875 | 0.007368 | 2064 | Mitigation | 0.95 | 45 | 0 | esc | 0.00097009 | 9.034e-09 | 0.00097009 | 9.034e-09
[79 empty] | WLDFR | HFTD - Distribution - Zone 1 - 4QU CoRE ¦ 1QU LoRE | Non-Red Flag Warning - Large Fires | 2065 | 5.368e-08 | 5.368e-08 | 8.872 | 1.0079 | 4.9153 | 2.9488 | 0 | 0 | 8.2329e-05 | 4.7625e-07 | 0 | 4.7625e-07 | 4.7625e-07 | 0 | 4.7625e-07 | 0 | 1.1461e-06 | 2.5122e-06 | 0 | 2.5122e-06 | [17 empty] | 7.3.3.17.5 (Remote Grid) Updates to grid topology to minimize risk of ignition in HFTDs Remote GridWLDFRWire-to-wire contactAggregated | WLDFR | HFTD - Distribution - Tier 2 - 3QU CoRE ¦ 3QU LoRE | Red Flag Warning - Small Fires | Wire-to-wire contact | Aggregated | 2065 | 9.3125e-06 | 791.1875 | 0.007368 | 2065 | Mitigation | 0.95 | 45 | 0 | esc | 0.00097009 | 9.034e-09 | 0.00097009 | 9.034e-09
[79 empty] | WLDFR | HFTD - Distribution - Zone 1 - 4QU CoRE ¦ 1QU LoRE | Non-Red Flag Warning - Large Fires | 2066 | 5.368e-08 | 5.368e-08 | 8.872 | 1.0079 | 4.9153 | 2.9488 | 0 | 0 | 8.2329e-05 | 4.7625e-07 | 0 | 4.7625e-07 | 4.7625e-07 | 0 | 4.7625e-07 | 0 | 1.1461e-06 | 2.5122e-06 | 0 | 2.5122e-06 | [17 empty] | 7.3.3.17.5 (Remote Grid) Updates to grid topology to minimize risk of ignition in HFTDs Remote GridWLDFRWire-to-wire contactAggregated | WLDFR | HFTD - Distribution - Tier 2 - 3QU CoRE ¦ 3QU LoRE | Red Flag Warning - Small Fires | Wire-to-wire contact | Aggregated | 2066 | 9.3125e-06 | 791.1875 | 0.007368 | 2066 | Mitigation | 0.95 | 45 | 0 | esc | 0.00097009 | 9.034e-09 | 0.00097009 | 9.034e-09
[79 empty] | WLDFR | HFTD - Distribution - Zone 1 - 4QU CoRE ¦ 1QU LoRE | Non-Red Flag Warning - Large Fires | 2067 | 0 | 5.368e-08 | 8.872 | 1.0079 | 4.9153 | 2.9488 | 0 | 0 | 8.2329e-05 | 0 | 0 | 0 | 4.7625e-07 | 0 | 4.7625e-07 | 0 | 1.1461e-06 | 2.5122e-06 | 0 | 2.5122e-06 | [17 empty] | 7.3.3.17.5 (Remote Grid) Updates to grid topology to minimize risk of ignition in HFTDs Remote GridWLDFRWire-to-wire contactAggregated | WLDFR | HFTD - Distribution - Tier 2 - 3QU CoRE ¦ 3QU LoRE | Red Flag Warning - Small Fires | Wire-to-wire contact | Aggregated | 2067 | 9.3125e-06 | 791.1875 | 0.007368 | 2067 | Mitigation | 0.95 | 45 | 0 | esc | 0 | 0 | 0.00097009 | 9.034e-09
[79 empty] | WLDFR | HFTD - Distribution - Zone 1 - 4QU CoRE ¦ 1QU LoRE | Non-Red Flag Warning - Small Fires | 2022 | 2.1051e-05 | 0 | 0.077901 | 0.036425 | 0.0015809 | 0.039895 | 0 | 0 | 0.029843 | 1.6399e-06 | 0 | 1.6399e-06 | 0 | 0 | 0 | 0 | 1.1461e-06 | 2.5122e-06 | 0 | 2.5122e-06 | [17 empty] | 7.3.3.17.5 (Remote Grid) Updates to grid topology to minimize risk of ignition in HFTDs Remote GridWLDFRContact from objectAggregated | WLDFR | HFTD - Distribution - Tier 2 - 3QU CoRE ¦ 4QU LoRE | Non-Red Flag Warning - Catastrophic Fires | Contact from object | Aggregated | 2022 | 6.272e-07 | 741.5879 | 0.00046513 | 2022 | Mitigation | 0.95 | 45 | 0 | esc | 0.00097009 | 6.0844e-10 | 0 | 0
[79 empty] | WLDFR | HFTD - Distribution - Zone 1 - 4QU CoRE ¦ 1QU LoRE | Non-Red Flag Warning - Small Fires | 2023 | 2.1051e-05 | 2.1051e-05 | 0.080408 | 0.03759 | 0.0016314 | 0.041187 | 0 | 0 | 0.029843 | 1.6927e-06 | 0 | 1.6927e-06 | 1.6927e-06 | 0 | 1.6927e-06 | 0 | 1.1461e-06 | 2.5122e-06 | 0 | 2.5122e-06 | [17 empty] | 7.3.3.17.5 (Remote Grid) Updates to grid topology to minimize risk of ignition in HFTDs Remote GridWLDFRContact from objectAggregated | WLDFR | HFTD - Distribution - Tier 2 - 3QU CoRE ¦ 4QU LoRE | Non-Red Flag Warning - Catastrophic Fires | Contact from object | Aggregated | 2023 | 6.272e-07 | 741.5879 | 0.00046513 | 2023 | Mitigation | 0.95 | 45 | 0 | esc | 0.00097009 | 6.0844e-10 | 0.00097009 | 6.0844e-10
[79 empty] | WLDFR | HFTD - Distribution - Zone 1 - 4QU CoRE ¦ 1QU LoRE | Non-Red Flag Warning - Small Fires | 2024 | 2.1051e-05 | 2.1051e-05 | 0.080408 | 0.03759 | 0.0016314 | 0.041187 | 0 | 0 | 0.029843 | 1.6927e-06 | 0 | 1.6927e-06 | 1.6927e-06 | 0 | 1.6927e-06 | 0 | 1.2011e-06 | 2.6329e-06 | 0 | 2.6329e-06 | [17 empty] | 7.3.3.17.5 (Remote Grid) Updates to grid topology to minimize risk of ignition in HFTDs Remote GridWLDFRContact from objectAggregated | WLDFR | HFTD - Distribution - Tier 2 - 3QU CoRE ¦ 4QU LoRE | Non-Red Flag Warning - Catastrophic Fires | Contact from object | Aggregated | 2024 | 6.272e-07 | 741.5879 | 0.00046513 | 2024 | Mitigation | 0.95 | 45 | 0 | esc | 0.00097009 | 6.0844e-10 | 0.00097009 | 6.0844e-10
[79 empty] | WLDFR | HFTD - Distribution - Zone 1 - 4QU CoRE ¦ 1QU LoRE | Non-Red Flag Warning - Small Fires | 2025 | 2.1051e-05 | 2.1051e-05 | 0.080408 | 0.03759 | 0.0016314 | 0.041187 | 0 | 0 | 0.029843 | 1.6927e-06 | 0 | 1.6927e-06 | 1.6927e-06 | 0 | 1.6927e-06 | 0 | 1.2011e-06 | 2.6329e-06 | 0 | 2.6329e-06 | [17 empty] | 7.3.3.17.5 (Remote Grid) Updates to grid topology to minimize risk of ignition in HFTDs Remote GridWLDFRContact from objectAggregated | WLDFR | HFTD - Distribution - Tier 2 - 3QU CoRE ¦ 4QU LoRE | Non-Red Flag Warning - Catastrophic Fires | Contact from object | Aggregated | 2025 | 6.272e-07 | 741.5879 | 0.00046513 | 2025 | Mitigation | 0.95 | 45 | 0 | esc | 0.00097009 | 6.0844e-10 | 0.00097009 | 6.0844e-10
[79 empty] | WLDFR | HFTD - Distribution - Zone 1 - 4QU CoRE ¦ 1QU LoRE | Non-Red Flag Warning - Small Fires | 2026 | 2.1051e-05 | 2.1051e-05 | 0.080408 | 0.03759 | 0.0016314 | 0.041187 | 0 | 0 | 0.029843 | 1.6927e-06 | 0 | 1.6927e-06 | 1.6927e-06 | 0 | 1.6927e-06 | 0 | 1.2011e-06 | 2.6329e-06 | 0 | 2.6329e-06 | [17 empty] | 7.3.3.17.5 (Remote Grid) Updates to grid topology to minimize risk of ignition in HFTDs Remote GridWLDFRContact from objectAggregated | WLDFR | HFTD - Distribution - Tier 2 - 3QU CoRE ¦ 4QU LoRE | Non-Red Flag Warning - Catastrophic Fires | Contact from object | Aggregated | 2026 | 6.272e-07 | 741.5879 | 0.00046513 | 2026 | Mitigation | 0.95 | 45 | 0 | esc | 0.00097009 | 6.0844e-10 | 0.00097009 | 6.0844e-10
[79 empty] | WLDFR | HFTD - Distribution - Zone 1 - 4QU CoRE ¦ 1QU LoRE | Non-Red Flag Warning - Small Fires | 2027 | 2.1051e-05 | 2.1051e-05 | 0.080408 | 0.03759 | 0.0016314 | 0.041187 | 0 | 0 | 0.029843 | 1.6927e-06 | 0 | 1.6927e-06 | 1.6927e-06 | 0 | 1.6927e-06 | 0 | 1.2011e-06 | 2.6329e-06 | 0 | 2.6329e-06 | [17 empty] | 7.3.3.17.5 (Remote Grid) Updates to grid topology to minimize risk of ignition in HFTDs Remote GridWLDFRContact from objectAggregated | WLDFR | HFTD - Distribution - Tier 2 - 3QU CoRE ¦ 4QU LoRE | Non-Red Flag Warning - Catastrophic Fires | Contact from object | Aggregated | 2027 | 6.272e-07 | 741.5879 | 0.00046513 | 2027 | Mitigation | 0.95 | 45 | 0 | esc | 0.00097009 | 6.0844e-10 | 0.00097009 | 6.0844e-10
[79 empty] | WLDFR | HFTD - Distribution - Zone 1 - 4QU CoRE ¦ 1QU LoRE | Non-Red Flag Warning - Small Fires | 2028 | 2.1051e-05 | 2.1051e-05 | 0.083606 | 0.039055 | 0.001695 | 0.042856 | 0 | 0 | 0.029843 | 1.76e-06 | 0 | 1.76e-06 | 1.76e-06 | 0 | 1.76e-06 | 0 | 1.2011e-06 | 2.6329e-06 | 0 | 2.6329e-06 | [17 empty] | 7.3.3.17.5 (Remote Grid) Updates to grid topology to minimize risk of ignition in HFTDs Remote GridWLDFRContact from objectAggregated | WLDFR | HFTD - Distribution - Tier 2 - 3QU CoRE ¦ 4QU LoRE | Non-Red Flag Warning - Catastrophic Fires | Contact from object | Aggregated | 2028 | 6.272e-07 | 741.5879 | 0.00046513 | 2028 | Mitigation | 0.95 | 45 | 0 | esc | 0.00097009 | 6.0844e-10 | 0.00097009 | 6.0844e-10
[79 empty] | WLDFR | HFTD - Distribution - Zone 1 - 4QU CoRE ¦ 1QU LoRE | Non-Red Flag Warning - Small Fires | 2029 | 2.1051e-05 | 2.1051e-05 | 0.083606 | 0.039055 | 0.001695 | 0.042856 | 0 | 0 | 0.029843 | 1.76e-06 | 0 | 1.76e-06 | 1.76e-06 | 0 | 1.76e-06 | 0 | 1.259e-06 | 2.7598e-06 | 0 | 2.7598e-06 | [17 empty] | 7.3.3.17.5 (Remote Grid) Updates to grid topology to minimize risk of ignition in HFTDs Remote GridWLDFRContact from objectAggregated | WLDFR | HFTD - Distribution - Tier 2 - 3QU CoRE ¦ 4QU LoRE | Non-Red Flag Warning - Catastrophic Fires | Contact from object | Aggregated | 2029 | 6.272e-07 | 741.5879 | 0.00046513 | 2029 | Mitigation | 0.95 | 45 | 0 | esc | 0.00097009 | 6.0844e-10 | 0.00097009 | 6.0844e-10
[79 empty] | WLDFR | HFTD - Distribution - Zone 1 - 4QU CoRE ¦ 1QU LoRE | Non-Red Flag Warning - Small Fires | 2030 | 2.1051e-05 | 2.1051e-05 | 0.083606 | 0.039055 | 0.001695 | 0.042856 | 0 | 0 | 0.029843 | 1.76e-06 | 0 | 1.76e-06 | 1.76e-06 | 0 | 1.76e-06 | 0 | 1.259e-06 | 2.7598e-06 | 0 | 2.7598e-06 | [17 empty] | 7.3.3.17.5 (Remote Grid) Updates to grid topology to minimize risk of ignition in HFTDs Remote GridWLDFRContact from objectAggregated | WLDFR | HFTD - Distribution - Tier 2 - 3QU CoRE ¦ 4QU LoRE | Non-Red Flag Warning - Catastrophic Fires | Contact from object | Aggregated | 2030 | 6.272e-07 | 741.5879 | 0.00046513 | 2030 | Mitigation | 0.95 | 45 | 0 | esc | 0.00097009 | 6.0844e-10 | 0.00097009 | 6.0844e-10
[79 empty] | WLDFR | HFTD - Distribution - Zone 1 - 4QU CoRE ¦ 1QU LoRE | Non-Red Flag Warning - Small Fires | 2031 | 2.1051e-05 | 2.1051e-05 | 0.083606 | 0.039055 | 0.001695 | 0.042856 | 0 | 0 | 0.029843 | 1.76e-06 | 0 | 1.76e-06 | 1.76e-06 | 0 | 1.76e-06 | 0 | 1.259e-06 | 2.7598e-06 | 0 | 2.7598e-06 | [17 empty] | 7.3.3.17.5 (Remote Grid) Updates to grid topology to minimize risk of ignition in HFTDs Remote GridWLDFRContact from objectAggregated | WLDFR | HFTD - Distribution - Tier 2 - 3QU CoRE ¦ 4QU LoRE | Non-Red Flag Warning - Catastrophic Fires | Contact from object | Aggregated | 2031 | 6.272e-07 | 741.5879 | 0.00046513 | 2031 | Mitigation | 0.95 | 45 | 0 | esc | 0.00097009 | 6.0844e-10 | 0.00097009 | 6.0844e-10
[79 empty] | WLDFR | HFTD - Distribution - Zone 1 - 4QU CoRE ¦ 1QU LoRE | Non-Red Flag Warning - Small Fires | 2032 | 2.1051e-05 | 2.1051e-05 | 0.083606 | 0.039055 | 0.001695 | 0.042856 | 0 | 0 | 0.029843 | 1.76e-06 | 0 | 1.76e-06 | 1.76e-06 | 0 | 1.76e-06 | 0 | 1.259e-06 | 2.7598e-06 | 0 | 2.7598e-06 | [17 empty] | 7.3.3.17.5 (Remote Grid) Updates to grid topology to minimize risk of ignition in HFTDs Remote GridWLDFRContact from objectAggregated | WLDFR | HFTD - Distribution - Tier 2 - 3QU CoRE ¦ 4QU LoRE | Non-Red Flag Warning - Catastrophic Fires | Contact from object | Aggregated | 2032 | 6.272e-07 | 741.5879 | 0.00046513 | 2032 | Mitigation | 0.95 | 45 | 0 | esc | 0.00097009 | 6.0844e-10 | 0.00097009 | 6.0844e-10
[79 empty] | WLDFR | HFTD - Distribution - Zone 1 - 4QU CoRE ¦ 1QU LoRE | Non-Red Flag Warning - Small Fires | 2033 | 2.1051e-05 | 2.1051e-05 | 0.087211 | 0.040679 | 0.0017655 | 0.044766 | 0 | 0 | 0.029843 | 1.8359e-06 | 0 | 1.8359e-06 | 1.8359e-06 | 0 | 1.8359e-06 | 0 | 1.259e-06 | 2.7598e-06 | 0 | 2.7598e-06 | [17 empty] | 7.3.3.17.5 (Remote Grid) Updates to grid topology to minimize risk of ignition in HFTDs Remote GridWLDFRContact from objectAggregated | WLDFR | HFTD - Distribution - Tier 2 - 3QU CoRE ¦ 4QU LoRE | Non-Red Flag Warning - Catastrophic Fires | Contact from object | Aggregated | 2033 | 6.272e-07 | 741.5879 | 0.00046513 | 2033 | Mitigation | 0.95 | 45 | 0 | esc | 0.00097009 | 6.0844e-10 | 0.00097009 | 6.0844e-10
[79 empty] | WLDFR | HFTD - Distribution - Zone 1 - 4QU CoRE ¦ 1QU LoRE | Non-Red Flag Warning - Small Fires | 2034 | 2.1051e-05 | 2.1051e-05 | 0.087211 | 0.040679 | 0.0017655 | 0.044766 | 0 | 0 | 0.029843 | 1.8359e-06 | 0 | 1.8359e-06 | 1.8359e-06 | 0 | 1.8359e-06 | 0 | 1.3191e-06 | 2.8915e-06 | 0 | 2.8915e-06 | [17 empty] | 7.3.3.17.5 (Remote Grid) Updates to grid topology to minimize risk of ignition in HFTDs Remote GridWLDFRContact from objectAggregated | WLDFR | HFTD - Distribution - Tier 2 - 3QU CoRE ¦ 4QU LoRE | Non-Red Flag Warning - Catastrophic Fires | Contact from object | Aggregated | 2034 | 6.272e-07 | 741.5879 | 0.00046513 | 2034 | Mitigation | 0.95 | 45 | 0 | esc | 0.00097009 | 6.0844e-10 | 0.00097009 | 6.0844e-10
[79 empty] | WLDFR | HFTD - Distribution - Zone 1 - 4QU CoRE ¦ 1QU LoRE | Non-Red Flag Warning - Small Fires | 2035 | 2.1051e-05 | 2.1051e-05 | 0.087211 | 0.040679 | 0.0017655 | 0.044766 | 0 | 0 | 0.029843 | 1.8359e-06 | 0 | 1.8359e-06 | 1.8359e-06 | 0 | 1.8359e-06 | 0 | 1.3191e-06 | 2.8915e-06 | 0 | 2.8915e-06 | [17 empty] | 7.3.3.17.5 (Remote Grid) Updates to grid topology to minimize risk of ignition in HFTDs Remote GridWLDFRContact from objectAggregated | WLDFR | HFTD - Distribution - Tier 2 - 3QU CoRE ¦ 4QU LoRE | Non-Red Flag Warning - Catastrophic Fires | Contact from object | Aggregated | 2035 | 6.272e-07 | 741.5879 | 0.00046513 | 2035 | Mitigation | 0.95 | 45 | 0 | esc | 0.00097009 | 6.0844e-10 | 0.00097009 | 6.0844e-10
[79 empty] | WLDFR | HFTD - Distribution - Zone 1 - 4QU CoRE ¦ 1QU LoRE | Non-Red Flag Warning - Small Fires | 2036 | 2.1051e-05 | 2.1051e-05 | 0.087211 | 0.040679 | 0.0017655 | 0.044766 | 0 | 0 | 0.029843 | 1.8359e-06 | 0 | 1.8359e-06 | 1.8359e-06 | 0 | 1.8359e-06 | 0 | 1.3191e-06 | 2.8915e-06 | 0 | 2.8915e-06 | [17 empty] | 7.3.3.17.5 (Remote Grid) Updates to grid topology to minimize risk of ignition in HFTDs Remote GridWLDFRContact from objectAggregated | WLDFR | HFTD - Distribution - Tier 2 - 3QU CoRE ¦ 4QU LoRE | Non-Red Flag Warning - Catastrophic Fires | Contact from object | Aggregated | 2036 | 6.272e-07 | 741.5879 | 0.00046513 | 2036 | Mitigation | 0.95 | 45 | 0 | esc | 0.00097009 | 6.0844e-10 | 0.00097009 | 6.0844e-10
[79 empty] | WLDFR | HFTD - Distribution - Zone 1 - 4QU CoRE ¦ 1QU LoRE | Non-Red Flag Warning - Small Fires | 2037 | 2.1051e-05 | 2.1051e-05 | 0.087211 | 0.040679 | 0.0017655 | 0.044766 | 0 | 0 | 0.029843 | 1.8359e-06 | 0 | 1.8359e-06 | 1.8359e-06 | 0 | 1.8359e-06 | 0 | 1.3191e-06 | 2.8915e-06 | 0 | 2.8915e-06 | [17 empty] | 7.3.3.17.5 (Remote Grid) Updates to grid topology to minimize risk of ignition in HFTDs Remote GridWLDFRContact from objectAggregated | WLDFR | HFTD - Distribution - Tier 2 - 3QU CoRE ¦ 4QU LoRE | Non-Red Flag Warning - Catastrophic Fires | Contact from object | Aggregated | 2037 | 6.272e-07 | 741.5879 | 0.00046513 | 2037 | Mitigation | 0.95 | 45 | 0 | esc | 0.00097009 | 6.0844e-10 | 0.00097009 | 6.0844e-10
[79 empty] | WLDFR | HFTD - Distribution - Zone 1 - 4QU CoRE ¦ 1QU LoRE | Non-Red Flag Warning - Small Fires | 2038 | 2.1051e-05 | 2.1051e-05 | 0.091184 | 0.042438 | 0.0018418 | 0.046905 | 0 | 0 | 0.029843 | 1.9195e-06 | 0 | 1.9195e-06 | 1.9195e-06 | 0 | 1.9195e-06 | 0 | 1.3191e-06 | 2.8915e-06 | 0 | 2.8915e-06 | [17 empty] | 7.3.3.17.5 (Remote Grid) Updates to grid topology to minimize risk of ignition in HFTDs Remote GridWLDFRContact from objectAggregated | WLDFR | HFTD - Distribution - Tier 2 - 3QU CoRE ¦ 4QU LoRE | Non-Red Flag Warning - Catastrophic Fires | Contact from object | Aggregated | 2038 | 6.272e-07 | 741.5879 | 0.00046513 | 2038 | Mitigation | 0.95 | 45 | 0 | esc | 0.00097009 | 6.0844e-10 | 0.00097009 | 6.0844e-10
[79 empty] | WLDFR | HFTD - Distribution - Zone 1 - 4QU CoRE ¦ 1QU LoRE | Non-Red Flag Warning - Small Fires | 2039 | 2.1051e-05 | 2.1051e-05 | 0.091184 | 0.042438 | 0.0018418 | 0.046905 | 0 | 0 | 0.029843 | 1.9195e-06 | 0 | 1.9195e-06 | 1.9195e-06 | 0 | 1.9195e-06 | 0 | 1.3808e-06 | 3.0267e-06 | 0 | 3.0267e-06 | [17 empty] | 7.3.3.17.5 (Remote Grid) Updates to grid topology to minimize risk of ignition in HFTDs Remote GridWLDFRContact from objectAggregated | WLDFR | HFTD - Distribution - Tier 2 - 3QU CoRE ¦ 4QU LoRE | Non-Red Flag Warning - Catastrophic Fires | Contact from object | Aggregated | 2039 | 6.272e-07 | 741.5879 | 0.00046513 | 2039 | Mitigation | 0.95 | 45 | 0 | esc | 0.00097009 | 6.0844e-10 | 0.00097009 | 6.0844e-10
[79 empty] | WLDFR | HFTD - Distribution - Zone 1 - 4QU CoRE ¦ 1QU LoRE | Non-Red Flag Warning - Small Fires | 2040 | 2.1051e-05 | 2.1051e-05 | 0.091184 | 0.042438 | 0.0018418 | 0.046905 | 0 | 0 | 0.029843 | 1.9195e-06 | 0 | 1.9195e-06 | 1.9195e-06 | 0 | 1.9195e-06 | 0 | 1.3808e-06 | 3.0267e-06 | 0 | 3.0267e-06 | [17 empty] | 7.3.3.17.5 (Remote Grid) Updates to grid topology to minimize risk of ignition in HFTDs Remote GridWLDFRContact from objectAggregated | WLDFR | HFTD - Distribution - Tier 2 - 3QU CoRE ¦ 4QU LoRE | Non-Red Flag Warning - Catastrophic Fires | Contact from object | Aggregated | 2040 | 6.272e-07 | 741.5879 | 0.00046513 | 2040 | Mitigation | 0.95 | 45 | 0 | esc | 0.00097009 | 6.0844e-10 | 0.00097009 | 6.0844e-10
[79 empty] | WLDFR | HFTD - Distribution - Zone 1 - 4QU CoRE ¦ 1QU LoRE | Non-Red Flag Warning - Small Fires | 2041 | 2.1051e-05 | 2.1051e-05 | 0.091184 | 0.042438 | 0.0018418 | 0.046905 | 0 | 0 | 0.029843 | 1.9195e-06 | 0 | 1.9195e-06 | 1.9195e-06 | 0 | 1.9195e-06 | 0 | 1.3808e-06 | 3.0267e-06 | 0 | 3.0267e-06 | [17 empty] | 7.3.3.17.5 (Remote Grid) Updates to grid topology to minimize risk of ignition in HFTDs Remote GridWLDFRContact from objectAggregated | WLDFR | HFTD - Distribution - Tier 2 - 3QU CoRE ¦ 4QU LoRE | Non-Red Flag Warning - Catastrophic Fires | Contact from object | Aggregated | 2041 | 6.272e-07 | 741.5879 | 0.00046513 | 2041 | Mitigation | 0.95 | 45 | 0 | esc | 0.00097009 | 6.0844e-10 | 0.00097009 | 6.0844e-10
[79 empty] | WLDFR | HFTD - Distribution - Zone 1 - 4QU CoRE ¦ 1QU LoRE | Non-Red Flag Warning - Small Fires | 2042 | 2.1051e-05 | 2.1051e-05 | 0.091184 | 0.042438 | 0.0018418 | 0.046905 | 0 | 0 | 0.029843 | 1.9195e-06 | 0 | 1.9195e-06 | 1.9195e-06 | 0 | 1.9195e-06 | 0 | 1.3808e-06 | 3.0267e-06 | 0 | 3.0267e-06 | [17 empty] | 7.3.3.17.5 (Remote Grid) Updates to grid topology to minimize risk of ignition in HFTDs Remote GridWLDFRContact from objectAggregated | WLDFR | HFTD - Distribution - Tier 2 - 3QU CoRE ¦ 4QU LoRE | Non-Red Flag Warning - Catastrophic Fires | Contact from object | Aggregated | 2042 | 6.272e-07 | 741.5879 | 0.00046513 | 2042 | Mitigation | 0.95 | 45 | 0 | esc | 0.00097009 | 6.0844e-10 | 0.00097009 | 6.0844e-10
[79 empty] | WLDFR | HFTD - Distribution - Zone 1 - 4QU CoRE ¦ 1QU LoRE | Non-Red Flag Warning - Small Fires | 2043 | 2.1051e-05 | 2.1051e-05 | 0.095486 | 0.044306 | 0.0019228 | 0.049257 | 0 | 0 | 0.029843 | 2.0101e-06 | 0 | 2.0101e-06 | 2.0101e-06 | 0 | 2.0101e-06 | 0 | 1.3808e-06 | 3.0267e-06 | 0 | 3.0267e-06 | [17 empty] | 7.3.3.17.5 (Remote Grid) Updates to grid topology to minimize risk of ignition in HFTDs Remote GridWLDFRContact from objectAggregated | WLDFR | HFTD - Distribution - Tier 2 - 3QU CoRE ¦ 4QU LoRE | Non-Red Flag Warning - Catastrophic Fires | Contact from object | Aggregated | 2043 | 6.272e-07 | 741.5879 | 0.00046513 | 2043 | Mitigation | 0.95 | 45 | 0 | esc | 0.00097009 | 6.0844e-10 | 0.00097009 | 6.0844e-10
[79 empty] | WLDFR | HFTD - Distribution - Zone 1 - 4QU CoRE ¦ 1QU LoRE | Non-Red Flag Warning - Small Fires | 2044 | 2.1051e-05 | 2.1051e-05 | 0.095486 | 0.044306 | 0.0019228 | 0.049257 | 0 | 0 | 0.029843 | 2.0101e-06 | 0 | 2.0101e-06 | 2.0101e-06 | 0 | 2.0101e-06 | 0 | 1.4432e-06 | 3.1636e-06 | 0 | 3.1636e-06 | [17 empty] | 7.3.3.17.5 (Remote Grid) Updates to grid topology to minimize risk of ignition in HFTDs Remote GridWLDFRContact from objectAggregated | WLDFR | HFTD - Distribution - Tier 2 - 3QU CoRE ¦ 4QU LoRE | Non-Red Flag Warning - Catastrophic Fires | Contact from object | Aggregated | 2044 | 6.272e-07 | 741.5879 | 0.00046513 | 2044 | Mitigation | 0.95 | 45 | 0 | esc | 0.00097009 | 6.0844e-10 | 0.00097009 | 6.0844e-10
[79 empty] | WLDFR | HFTD - Distribution - Zone 1 - 4QU CoRE ¦ 1QU LoRE | Non-Red Flag Warning - Small Fires | 2045 | 2.1051e-05 | 2.1051e-05 | 0.095486 | 0.044306 | 0.0019228 | 0.049257 | 0 | 0 | 0.029843 | 2.0101e-06 | 0 | 2.0101e-06 | 2.0101e-06 | 0 | 2.0101e-06 | 0 | 1.4432e-06 | 3.1636e-06 | 0 | 3.1636e-06 | [17 empty] | 7.3.3.17.5 (Remote Grid) Updates to grid topology to minimize risk of ignition in HFTDs Remote GridWLDFRContact from objectAggregated | WLDFR | HFTD - Distribution - Tier 2 - 3QU CoRE ¦ 4QU LoRE | Non-Red Flag Warning - Catastrophic Fires | Contact from object | Aggregated | 2045 | 6.272e-07 | 741.5879 | 0.00046513 | 2045 | Mitigation | 0.95 | 45 | 0 | esc | 0.00097009 | 6.0844e-10 | 0.00097009 | 6.0844e-10
[79 empty] | WLDFR | HFTD - Distribution - Zone 1 - 4QU CoRE ¦ 1QU LoRE | Non-Red Flag Warning - Small Fires | 2046 | 2.1051e-05 | 2.1051e-05 | 0.095486 | 0.044306 | 0.0019228 | 0.049257 | 0 | 0 | 0.029843 | 2.0101e-06 | 0 | 2.0101e-06 | 2.0101e-06 | 0 | 2.0101e-06 | 0 | 1.4432e-06 | 3.1636e-06 | 0 | 3.1636e-06 | [17 empty] | 7.3.3.17.5 (Remote Grid) Updates to grid topology to minimize risk of ignition in HFTDs Remote GridWLDFRContact from objectAggregated | WLDFR | HFTD - Distribution - Tier 2 - 3QU CoRE ¦ 4QU LoRE | Non-Red Flag Warning - Catastrophic Fires | Contact from object | Aggregated | 2046 | 6.272e-07 | 741.5879 | 0.00046513 | 2046 | Mitigation | 0.95 | 45 | 0 | esc | 0.00097009 | 6.0844e-10 | 0.00097009 | 6.0844e-10
[79 empty] | WLDFR | HFTD - Distribution - Zone 1 - 4QU CoRE ¦ 1QU LoRE | Non-Red Flag Warning - Small Fires | 2047 | 2.1051e-05 | 2.1051e-05 | 0.095486 | 0.044306 | 0.0019228 | 0.049257 | 0 | 0 | 0.029843 | 2.0101e-06 | 0 | 2.0101e-06 | 2.0101e-06 | 0 | 2.0101e-06 | 0 | 0 | 3.1636e-06 | 0 | 3.1636e-06 | [17 empty] | 7.3.3.17.5 (Remote Grid) Updates to grid topology to minimize risk of ignition in HFTDs Remote GridWLDFRContact from objectAggregated | WLDFR | HFTD - Distribution - Tier 2 - 3QU CoRE ¦ 4QU LoRE | Non-Red Flag Warning - Catastrophic Fires | Contact from object | Aggregated | 2047 | 6.272e-07 | 741.5879 | 0.00046513 | 2047 | Mitigation | 0.95 | 45 | 0 | esc | 0.00097009 | 6.0844e-10 | 0.00097009 | 6.0844e-10
[79 empty] | WLDFR | HFTD - Distribution - Zone 1 - 4QU CoRE ¦ 1QU LoRE | Non-Red Flag Warning - Small Fires | 2048 | 2.1051e-05 | 2.1051e-05 | 0.10007 | 0.04626 | 0.0020076 | 0.051804 | 0 | 0 | 0.029843 | 2.1066e-06 | 0 | 2.1066e-06 | 2.1066e-06 | 0 | 2.1066e-06 | 0 | 0 | 0 | 0 | 0 | [17 empty] | 7.3.3.17.5 (Remote Grid) Updates to grid topology to minimize risk of ignition in HFTDs Remote GridWLDFRContact from objectAggregated | WLDFR | HFTD - Distribution - Tier 2 - 3QU CoRE ¦ 4QU LoRE | Non-Red Flag Warning - Catastrophic Fires | Contact from object | Aggregated | 2048 | 6.272e-07 | 741.5879 | 0.00046513 | 2048 | Mitigation | 0.95 | 45 | 0 | esc | 0.00097009 | 6.0844e-10 | 0.00097009 | 6.0844e-10
[79 empty] | WLDFR | HFTD - Distribution - Zone 1 - 4QU CoRE ¦ 1QU LoRE | Non-Red Flag Warning - Small Fires | 2049 | 2.1051e-05 | 2.1051e-05 | 0.10007 | 0.04626 | 0.0020076 | 0.051804 | 0 | 0 | 0.029843 | 2.1066e-06 | 0 | 2.1066e-06 | 2.1066e-06 | 0 | 2.1066e-06 | 0 | 4.2971e-05 | 0 | 0 | 0 | [17 empty] | 7.3.3.17.5 (Remote Grid) Updates to grid topology to minimize risk of ignition in HFTDs Remote GridWLDFRContact from objectAggregated | WLDFR | HFTD - Distribution - Tier 2 - 3QU CoRE ¦ 4QU LoRE | Non-Red Flag Warning - Catastrophic Fires | Contact from object | Aggregated | 2049 | 6.272e-07 | 741.5879 | 0.00046513 | 2049 | Mitigation | 0.95 | 45 | 0 | esc | 0.00097009 | 6.0844e-10 | 0.00097009 | 6.0844e-10
[79 empty] | WLDFR | HFTD - Distribution - Zone 1 - 4QU CoRE ¦ 1QU LoRE | Non-Red Flag Warning - Small Fires | 2050 | 2.1051e-05 | 2.1051e-05 | 0.10007 | 0.04626 | 0.0020076 | 0.051804 | 0 | 0 | 0.029843 | 2.1066e-06 | 0 | 2.1066e-06 | 2.1066e-06 | 0 | 2.1066e-06 | 0 | 4.4546e-05 | 9.7645e-05 | 0 | 9.7645e-05 | [17 empty] | 7.3.3.17.5 (Remote Grid) Updates to grid topology to minimize risk of ignition in HFTDs Remote GridWLDFRContact from objectAggregated | WLDFR | HFTD - Distribution - Tier 2 - 3QU CoRE ¦ 4QU LoRE | Non-Red Flag Warning - Catastrophic Fires | Contact from object | Aggregated | 2050 | 6.272e-07 | 741.5879 | 0.00046513 | 2050 | Mitigation | 0.95 | 45 | 0 | esc | 0.00097009 | 6.0844e-10 | 0.00097009 | 6.0844e-10
[79 empty] | WLDFR | HFTD - Distribution - Zone 1 - 4QU CoRE ¦ 1QU LoRE | Non-Red Flag Warning - Small Fires | 2051 | 2.1051e-05 | 2.1051e-05 | 0.10007 | 0.04626 | 0.0020076 | 0.051804 | 0 | 0 | 0.029843 | 2.1066e-06 | 0 | 2.1066e-06 | 2.1066e-06 | 0 | 2.1066e-06 | 0 | 4.4546e-05 | 9.7645e-05 | 0 | 9.7645e-05 | [17 empty] | 7.3.3.17.5 (Remote Grid) Updates to grid topology to minimize risk of ignition in HFTDs Remote GridWLDFRContact from objectAggregated | WLDFR | HFTD - Distribution - Tier 2 - 3QU CoRE ¦ 4QU LoRE | Non-Red Flag Warning - Catastrophic Fires | Contact from object | Aggregated | 2051 | 6.272e-07 | 741.5879 | 0.00046513 | 2051 | Mitigation | 0.95 | 45 | 0 | esc | 0.00097009 | 6.0844e-10 | 0.00097009 | 6.0844e-10
[79 empty] | WLDFR | HFTD - Distribution - Zone 1 - 4QU CoRE ¦ 1QU LoRE | Non-Red Flag Warning - Small Fires | 2052 | 2.1051e-05 | 2.1051e-05 | 0.10007 | 0.04626 | 0.0020076 | 0.051804 | 0 | 0 | 0.029843 | 2.1066e-06 | 0 | 2.1066e-06 | 2.1066e-06 | 0 | 2.1066e-06 | 0 | 4.4546e-05 | 9.7645e-05 | 0 | 9.7645e-05 | [17 empty] | 7.3.3.17.5 (Remote Grid) Updates to grid topology to minimize risk of ignition in HFTDs Remote GridWLDFRContact from objectAggregated | WLDFR | HFTD - Distribution - Tier 2 - 3QU CoRE ¦ 4QU LoRE | Non-Red Flag Warning - Catastrophic Fires | Contact from object | Aggregated | 2052 | 6.272e-07 | 741.5879 | 0.00046513 | 2052 | Mitigation | 0.95 | 45 | 0 | esc | 0.00097009 | 6.0844e-10 | 0.00097009 | 6.0844e-10
[79 empty] | WLDFR | HFTD - Distribution - Zone 1 - 4QU CoRE ¦ 1QU LoRE | Non-Red Flag Warning - Small Fires | 2053 | 2.1051e-05 | 2.1051e-05 | 0.10489 | 0.048274 | 0.002095 | 0.054525 | 0 | 0 | 0.029843 | 2.2081e-06 | 0 | 2.2081e-06 | 2.2081e-06 | 0 | 2.2081e-06 | 0 | 4.4546e-05 | 9.7645e-05 | 0 | 9.7645e-05 | [17 empty] | 7.3.3.17.5 (Remote Grid) Updates to grid topology to minimize risk of ignition in HFTDs Remote GridWLDFRContact from objectAggregated | WLDFR | HFTD - Distribution - Tier 2 - 3QU CoRE ¦ 4QU LoRE | Non-Red Flag Warning - Catastrophic Fires | Contact from object | Aggregated | 2053 | 6.272e-07 | 741.5879 | 0.00046513 | 2053 | Mitigation | 0.95 | 45 | 0 | esc | 0.00097009 | 6.0844e-10 | 0.00097009 | 6.0844e-10
[79 empty] | WLDFR | HFTD - Distribution - Zone 1 - 4QU CoRE ¦ 1QU LoRE | Non-Red Flag Warning - Small Fires | 2054 | 2.1051e-05 | 2.1051e-05 | 0.10489 | 0.048274 | 0.002095 | 0.054525 | 0 | 0 | 0.029843 | 2.2081e-06 | 0 | 2.2081e-06 | 2.2081e-06 | 0 | 2.2081e-06 | 0 | 4.4546e-05 | 9.7645e-05 | 0 | 9.7645e-05 | [17 empty] | 7.3.3.17.5 (Remote Grid) Updates to grid topology to minimize risk of ignition in HFTDs Remote GridWLDFRContact from objectAggregated | WLDFR | HFTD - Distribution - Tier 2 - 3QU CoRE ¦ 4QU LoRE | Non-Red Flag Warning - Catastrophic Fires | Contact from object | Aggregated | 2054 | 6.272e-07 | 741.5879 | 0.00046513 | 2054 | Mitigation | 0.95 | 45 | 0 | esc | 0.00097009 | 6.0844e-10 | 0.00097009 | 6.0844e-10
[79 empty] | WLDFR | HFTD - Distribution - Zone 1 - 4QU CoRE ¦ 1QU LoRE | Non-Red Flag Warning - Small Fires | 2055 | 2.1051e-05 | 2.1051e-05 | 0.10489 | 0.048274 | 0.002095 | 0.054525 | 0 | 0 | 0.029843 | 2.2081e-06 | 0 | 2.2081e-06 | 2.2081e-06 | 0 | 2.2081e-06 | 0 | 4.653e-05 | 0.000102 | 0 | 0.000102 | [17 empty] | 7.3.3.17.5 (Remote Grid) Updates to grid topology to minimize risk of ignition in HFTDs Remote GridWLDFRContact from objectAggregated | WLDFR | HFTD - Distribution - Tier 2 - 3QU CoRE ¦ 4QU LoRE | Non-Red Flag Warning - Catastrophic Fires | Contact from object | Aggregated | 2055 | 6.272e-07 | 741.5879 | 0.00046513 | 2055 | Mitigation | 0.95 | 45 | 0 | esc | 0.00097009 | 6.0844e-10 | 0.00097009 | 6.0844e-10
[79 empty] | WLDFR | HFTD - Distribution - Zone 1 - 4QU CoRE ¦ 1QU LoRE | Non-Red Flag Warning - Small Fires | 2056 | 2.1051e-05 | 2.1051e-05 | 0.10489 | 0.048274 | 0.002095 | 0.054525 | 0 | 0 | 0.029843 | 2.2081e-06 | 0 | 2.2081e-06 | 2.2081e-06 | 0 | 2.2081e-06 | 0 | 4.653e-05 | 0.000102 | 0 | 0.000102 | [17 empty] | 7.3.3.17.5 (Remote Grid) Updates to grid topology to minimize risk of ignition in HFTDs Remote GridWLDFRContact from objectAggregated | WLDFR | HFTD - Distribution - Tier 2 - 3QU CoRE ¦ 4QU LoRE | Non-Red Flag Warning - Catastrophic Fires | Contact from object | Aggregated | 2056 | 6.272e-07 | 741.5879 | 0.00046513 | 2056 | Mitigation | 0.95 | 45 | 0 | esc | 0.00097009 | 6.0844e-10 | 0.00097009 | 6.0844e-10
[79 empty] | WLDFR | HFTD - Distribution - Zone 1 - 4QU CoRE ¦ 1QU LoRE | Non-Red Flag Warning - Small Fires | 2057 | 2.1051e-05 | 2.1051e-05 | 0.10489 | 0.048274 | 0.002095 | 0.054525 | 0 | 0 | 0.029843 | 2.2081e-06 | 0 | 2.2081e-06 | 2.2081e-06 | 0 | 2.2081e-06 | 0 | 4.653e-05 | 0.000102 | 0 | 0.000102 | [17 empty] | 7.3.3.17.5 (Remote Grid) Updates to grid topology to minimize risk of ignition in HFTDs Remote GridWLDFRContact from objectAggregated | WLDFR | HFTD - Distribution - Tier 2 - 3QU CoRE ¦ 4QU LoRE | Non-Red Flag Warning - Catastrophic Fires | Contact from object | Aggregated | 2057 | 6.272e-07 | 741.5879 | 0.00046513 | 2057 | Mitigation | 0.95 | 45 | 0 | esc | 0.00097009 | 6.0844e-10 | 0.00097009 | 6.0844e-10
[79 empty] | WLDFR | HFTD - Distribution - Zone 1 - 4QU CoRE ¦ 1QU LoRE | Non-Red Flag Warning - Small Fires | 2058 | 2.1051e-05 | 2.1051e-05 | 0.1099 | 0.050325 | 0.0021839 | 0.057393 | 0 | 0 | 0.029843 | 2.3135e-06 | 0 | 2.3135e-06 | 2.3135e-06 | 0 | 2.3135e-06 | 0 | 4.653e-05 | 0.000102 | 0 | 0.000102 | [17 empty] | 7.3.3.17.5 (Remote Grid) Updates to grid topology to minimize risk of ignition in HFTDs Remote GridWLDFRContact from objectAggregated | WLDFR | HFTD - Distribution - Tier 2 - 3QU CoRE ¦ 4QU LoRE | Non-Red Flag Warning - Catastrophic Fires | Contact from object | Aggregated | 2058 | 6.272e-07 | 741.5879 | 0.00046513 | 2058 | Mitigation | 0.95 | 45 | 0 | esc | 0.00097009 | 6.0844e-10 | 0.00097009 | 6.0844e-10
[79 empty] | WLDFR | HFTD - Distribution - Zone 1 - 4QU CoRE ¦ 1QU LoRE | Non-Red Flag Warning - Small Fires | 2059 | 2.1051e-05 | 2.1051e-05 | 0.1099 | 0.050325 | 0.0021839 | 0.057393 | 0 | 0 | 0.029843 | 2.3135e-06 | 0 | 2.3135e-06 | 2.3135e-06 | 0 | 2.3135e-06 | 0 | 4.653e-05 | 0.000102 | 0 | 0.000102 | [17 empty] | 7.3.3.17.5 (Remote Grid) Updates to grid topology to minimize risk of ignition in HFTDs Remote GridWLDFRContact from objectAggregated | WLDFR | HFTD - Distribution - Tier 2 - 3QU CoRE ¦ 4QU LoRE | Non-Red Flag Warning - Catastrophic Fires | Contact from object | Aggregated | 2059 | 6.272e-07 | 741.5879 | 0.00046513 | 2059 | Mitigation | 0.95 | 45 | 0 | esc | 0.00097009 | 6.0844e-10 | 0.00097009 | 6.0844e-10
[79 empty] | WLDFR | HFTD - Distribution - Zone 1 - 4QU CoRE ¦ 1QU LoRE | Non-Red Flag Warning - Small Fires | 2060 | 2.1051e-05 | 2.1051e-05 | 0.1099 | 0.050325 | 0.0021839 | 0.057393 | 0 | 0 | 0.029843 | 2.3135e-06 | 0 | 2.3135e-06 | 2.3135e-06 | 0 | 2.3135e-06 | 0 | 4.8736e-05 | 0.00010683 | 0 | 0.00010683 | [17 empty] | 7.3.3.17.5 (Remote Grid) Updates to grid topology to minimize risk of ignition in HFTDs Remote GridWLDFRContact from objectAggregated | WLDFR | HFTD - Distribution - Tier 2 - 3QU CoRE ¦ 4QU LoRE | Non-Red Flag Warning - Catastrophic Fires | Contact from object | Aggregated | 2060 | 6.272e-07 | 741.5879 | 0.00046513 | 2060 | Mitigation | 0.95 | 45 | 0 | esc | 0.00097009 | 6.0844e-10 | 0.00097009 | 6.0844e-10
[79 empty] | WLDFR | HFTD - Distribution - Zone 1 - 4QU CoRE ¦ 1QU LoRE | Non-Red Flag Warning - Small Fires | 2061 | 2.1051e-05 | 2.1051e-05 | 0.1099 | 0.050325 | 0.0021839 | 0.057393 | 0 | 0 | 0.029843 | 2.3135e-06 | 0 | 2.3135e-06 | 2.3135e-06 | 0 | 2.3135e-06 | 0 | 4.8736e-05 | 0.00010683 | 0 | 0.00010683 | [17 empty] | 7.3.3.17.5 (Remote Grid) Updates to grid topology to minimize risk of ignition in HFTDs Remote GridWLDFRContact from objectAggregated | WLDFR | HFTD - Distribution - Tier 2 - 3QU CoRE ¦ 4QU LoRE | Non-Red Flag Warning - Catastrophic Fires | Contact from object | Aggregated | 2061 | 6.272e-07 | 741.5879 | 0.00046513 | 2061 | Mitigation | 0.95 | 45 | 0 | esc | 0.00097009 | 6.0844e-10 | 0.00097009 | 6.0844e-10
[79 empty] | WLDFR | HFTD - Distribution - Zone 1 - 4QU CoRE ¦ 1QU LoRE | Non-Red Flag Warning - Small Fires | 2062 | 2.1051e-05 | 2.1051e-05 | 0.1099 | 0.050325 | 0.0021839 | 0.057393 | 0 | 0 | 0.029843 | 2.3135e-06 | 0 | 2.3135e-06 | 2.3135e-06 | 0 | 2.3135e-06 | 0 | 4.8736e-05 | 0.00010683 | 0 | 0.00010683 | [17 empty] | 7.3.3.17.5 (Remote Grid) Updates to grid topology to minimize risk of ignition in HFTDs Remote GridWLDFRContact from objectAggregated | WLDFR | HFTD - Distribution - Tier 2 - 3QU CoRE ¦ 4QU LoRE | Non-Red Flag Warning - Catastrophic Fires | Contact from object | Aggregated | 2062 | 6.272e-07 | 741.5879 | 0.00046513 | 2062 | Mitigation | 0.95 | 45 | 0 | esc | 0.00097009 | 6.0844e-10 | 0.00097009 | 6.0844e-10
[79 empty] | WLDFR | HFTD - Distribution - Zone 1 - 4QU CoRE ¦ 1QU LoRE | Non-Red Flag Warning - Small Fires | 2063 | 2.1051e-05 | 2.1051e-05 | 0.11504 | 0.052388 | 0.0022734 | 0.060377 | 0 | 0 | 0.029843 | 2.4217e-06 | 0 | 2.4217e-06 | 2.4217e-06 | 0 | 2.4217e-06 | 0 | 4.8736e-05 | 0.00010683 | 0 | 0.00010683 | [17 empty] | 7.3.3.17.5 (Remote Grid) Updates to grid topology to minimize risk of ignition in HFTDs Remote GridWLDFRContact from objectAggregated | WLDFR | HFTD - Distribution - Tier 2 - 3QU CoRE ¦ 4QU LoRE | Non-Red Flag Warning - Catastrophic Fires | Contact from object | Aggregated | 2063 | 6.272e-07 | 741.5879 | 0.00046513 | 2063 | Mitigation | 0.95 | 45 | 0 | esc | 0.00097009 | 6.0844e-10 | 0.00097009 | 6.0844e-10
[79 empty] | WLDFR | HFTD - Distribution - Zone 1 - 4QU CoRE ¦ 1QU LoRE | Non-Red Flag Warning - Small Fires | 2064 | 2.1051e-05 | 2.1051e-05 | 0.11504 | 0.052388 | 0.0022734 | 0.060377 | 0 | 0 | 0.029843 | 2.4217e-06 | 0 | 2.4217e-06 | 2.4217e-06 | 0 | 2.4217e-06 | 0 | 4.8736e-05 | 0.00010683 | 0 | 0.00010683 | [17 empty] | 7.3.3.17.5 (Remote Grid) Updates to grid topology to minimize risk of ignition in HFTDs Remote GridWLDFRContact from objectAggregated | WLDFR | HFTD - Distribution - Tier 2 - 3QU CoRE ¦ 4QU LoRE | Non-Red Flag Warning - Catastrophic Fires | Contact from object | Aggregated | 2064 | 6.272e-07 | 741.5879 | 0.00046513 | 2064 | Mitigation | 0.95 | 45 | 0 | esc | 0.00097009 | 6.0844e-10 | 0.00097009 | 6.0844e-10
[79 empty] | WLDFR | HFTD - Distribution - Zone 1 - 4QU CoRE ¦ 1QU LoRE | Non-Red Flag Warning - Small Fires | 2065 | 2.1051e-05 | 2.1051e-05 | 0.11504 | 0.052388 | 0.0022734 | 0.060377 | 0 | 0 | 0.029843 | 2.4217e-06 | 0 | 2.4217e-06 | 2.4217e-06 | 0 | 2.4217e-06 | 0 | 5.1131e-05 | 0.00011208 | 0 | 0.00011208 | [17 empty] | 7.3.3.17.5 (Remote Grid) Updates to grid topology to minimize risk of ignition in HFTDs Remote GridWLDFRContact from objectAggregated | WLDFR | HFTD - Distribution - Tier 2 - 3QU CoRE ¦ 4QU LoRE | Non-Red Flag Warning - Catastrophic Fires | Contact from object | Aggregated | 2065 | 6.272e-07 | 741.5879 | 0.00046513 | 2065 | Mitigation | 0.95 | 45 | 0 | esc | 0.00097009 | 6.0844e-10 | 0.00097009 | 6.0844e-10
[79 empty] | WLDFR | HFTD - Distribution - Zone 1 - 4QU CoRE ¦ 1QU LoRE | Non-Red Flag Warning - Small Fires | 2066 | 2.1051e-05 | 2.1051e-05 | 0.11504 | 0.052388 | 0.0022734 | 0.060377 | 0 | 0 | 0.029843 | 2.4217e-06 | 0 | 2.4217e-06 | 2.4217e-06 | 0 | 2.4217e-06 | 0 | 5.1131e-05 | 0.00011208 | 0 | 0.00011208 | [17 empty] | 7.3.3.17.5 (Remote Grid) Updates to grid topology to minimize risk of ignition in HFTDs Remote GridWLDFRContact from objectAggregated | WLDFR | HFTD - Distribution - Tier 2 - 3QU CoRE ¦ 4QU LoRE | Non-Red Flag Warning - Catastrophic Fires | Contact from object | Aggregated | 2066 | 6.272e-07 | 741.5879 | 0.00046513 | 2066 | Mitigation | 0.95 | 45 | 0 | esc | 0.00097009 | 6.0844e-10 | 0.00097009 | 6.0844e-10
[79 empty] | WLDFR | HFTD - Distribution - Zone 1 - 4QU CoRE ¦ 1QU LoRE | Non-Red Flag Warning - Small Fires | 2067 | 0 | 2.1051e-05 | 0.11504 | 0.052388 | 0.0022734 | 0.060377 | 0 | 0 | 0.029843 | 0 | 0 | 0 | 2.4217e-06 | 0 | 2.4217e-06 | 0 | 5.1131e-05 | 0.00011208 | 0 | 0.00011208 | [17 empty] | 7.3.3.17.5 (Remote Grid) Updates to grid topology to minimize risk of ignition in HFTDs Remote GridWLDFRContact from objectAggregated | WLDFR | HFTD - Distribution - Tier 2 - 3QU CoRE ¦ 4QU LoRE | Non-Red Flag Warning - Catastrophic Fires | Contact from object | Aggregated | 2067 | 6.272e-07 | 741.5879 | 0.00046513 | 2067 | Mitigation | 0.95 | 45 | 0 | esc | 0 | 0 | 0.00097009 | 6.0844e-10
[79 empty] | WLDFR | HFTD - Distribution - Zone 1 - 4QU CoRE ¦ 1QU LoRE | Red Flag Warning - Catastrophic Fires | 2022 | 2.7692e-08 | 0 | 14146.1306 | 222.2294 | 8585.7228 | 5338.1784 | 0 | 0 | 2.8546e-05 | 0.00039174 | 0 | 0.00039174 | 0 | 0 | 0 | 0 | 5.1131e-05 | 0.00011208 | 0 | 0.00011208 | [17 empty] | 7.3.3.17.5 (Remote Grid) Updates to grid topology to minimize risk of ignition in HFTDs Remote GridWLDFRContaminationAggregated | WLDFR | HFTD - Distribution - Tier 2 - 3QU CoRE ¦ 4QU LoRE | Non-Red Flag Warning - Catastrophic Fires | Contamination | Aggregated | 2022 | 1.2916e-08 | 741.5879 | 9.5782e-06 | 2022 | Mitigation | 0.95 | 45 | 0 | esc | 0.00097009 | 1.2529e-11 | 0 | 0
[79 empty] | WLDFR | HFTD - Distribution - Zone 1 - 4QU CoRE ¦ 1QU LoRE | Red Flag Warning - Catastrophic Fires | 2023 | 2.7692e-08 | 2.7692e-08 | 14664.6376 | 233.2301 | 8896.516 | 5534.8915 | 0 | 0 | 2.8546e-05 | 0.00040609 | 0 | 0.00040609 | 0.00040609 | 0 | 0.00040609 | 0 | 5.1131e-05 | 0.00011208 | 0 | 0.00011208 | [17 empty] | 7.3.3.17.5 (Remote Grid) Updates to grid topology to minimize risk of ignition in HFTDs Remote GridWLDFRContaminationAggregated | WLDFR | HFTD - Distribution - Tier 2 - 3QU CoRE ¦ 4QU LoRE | Non-Red Flag Warning - Catastrophic Fires | Contamination | Aggregated | 2023 | 1.2916e-08 | 741.5879 | 9.5782e-06 | 2023 | Mitigation | 0.95 | 45 | 0 | esc | 0.00097009 | 1.2529e-11 | 0.00097009 | 1.2529e-11
[79 empty] | WLDFR | HFTD - Distribution - Zone 1 - 4QU CoRE ¦ 1QU LoRE | Red Flag Warning - Catastrophic Fires | 2024 | 2.7692e-08 | 2.7692e-08 | 14664.6376 | 233.2301 | 8896.516 | 5534.8915 | 0 | 0 | 2.8546e-05 | 0.00040609 | 0 | 0.00040609 | 0.00040609 | 0 | 0.00040609 | 0 | 5.3681e-05 | 0.00011767 | 0 | 0.00011767 | [17 empty] | 7.3.3.17.5 (Remote Grid) Updates to grid topology to minimize risk of ignition in HFTDs Remote GridWLDFRContaminationAggregated | WLDFR | HFTD - Distribution - Tier 2 - 3QU CoRE ¦ 4QU LoRE | Non-Red Flag Warning - Catastrophic Fires | Contamination | Aggregated | 2024 | 1.2916e-08 | 741.5879 | 9.5782e-06 | 2024 | Mitigation | 0.95 | 45 | 0 | esc | 0.00097009 | 1.2529e-11 | 0.00097009 | 1.2529e-11
[79 empty] | WLDFR | HFTD - Distribution - Zone 1 - 4QU CoRE ¦ 1QU LoRE | Red Flag Warning - Catastrophic Fires | 2025 | 2.7692e-08 | 2.7692e-08 | 14664.6376 | 233.2301 | 8896.516 | 5534.8915 | 0 | 0 | 2.8546e-05 | 0.00040609 | 0 | 0.00040609 | 0.00040609 | 0 | 0.00040609 | 0 | 5.3681e-05 | 0.00011767 | 0 | 0.00011767 | [17 empty] | 7.3.3.17.5 (Remote Grid) Updates to grid topology to minimize risk of ignition in HFTDs Remote GridWLDFRContaminationAggregated | WLDFR | HFTD - Distribution - Tier 2 - 3QU CoRE ¦ 4QU LoRE | Non-Red Flag Warning - Catastrophic Fires | Contamination | Aggregated | 2025 | 1.2916e-08 | 741.5879 | 9.5782e-06 | 2025 | Mitigation | 0.95 | 45 | 0 | esc | 0.00097009 | 1.2529e-11 | 0.00097009 | 1.2529e-11
[79 empty] | WLDFR | HFTD - Distribution - Zone 1 - 4QU CoRE ¦ 1QU LoRE | Red Flag Warning - Catastrophic Fires | 2026 | 2.7692e-08 | 2.7692e-08 | 14664.6376 | 233.2301 | 8896.516 | 5534.8915 | 0 | 0 | 2.8546e-05 | 0.00040609 | 0 | 0.00040609 | 0.00040609 | 0 | 0.00040609 | 0 | 5.3681e-05 | 0.00011767 | 0 | 0.00011767 | [17 empty] | 7.3.3.17.5 (Remote Grid) Updates to grid topology to minimize risk of ignition in HFTDs Remote GridWLDFRContaminationAggregated | WLDFR | HFTD - Distribution - Tier 2 - 3QU CoRE ¦ 4QU LoRE | Non-Red Flag Warning - Catastrophic Fires | Contamination | Aggregated | 2026 | 1.2916e-08 | 741.5879 | 9.5782e-06 | 2026 | Mitigation | 0.95 | 45 | 0 | esc | 0.00097009 | 1.2529e-11 | 0.00097009 | 1.2529e-11
[79 empty] | WLDFR | HFTD - Distribution - Zone 1 - 4QU CoRE ¦ 1QU LoRE | Red Flag Warning - Catastrophic Fires | 2027 | 2.7692e-08 | 2.7692e-08 | 14664.6376 | 233.2301 | 8896.516 | 5534.8915 | 0 | 0 | 2.8546e-05 | 0.00040609 | 0 | 0.00040609 | 0.00040609 | 0 | 0.00040609 | 0 | 5.3681e-05 | 0.00011767 | 0 | 0.00011767 | [17 empty] | 7.3.3.17.5 (Remote Grid) Updates to grid topology to minimize risk of ignition in HFTDs Remote GridWLDFRContaminationAggregated | WLDFR | HFTD - Distribution - Tier 2 - 3QU CoRE ¦ 4QU LoRE | Non-Red Flag Warning - Catastrophic Fires | Contamination | Aggregated | 2027 | 1.2916e-08 | 741.5879 | 9.5782e-06 | 2027 | Mitigation | 0.95 | 45 | 0 | esc | 0.00097009 | 1.2529e-11 | 0.00097009 | 1.2529e-11
[79 empty] | WLDFR | HFTD - Distribution - Zone 1 - 4QU CoRE ¦ 1QU LoRE | Red Flag Warning - Catastrophic Fires | 2028 | 2.7692e-08 | 2.7692e-08 | 15317.9909 | 247.273 | 9287.6491 | 5783.0689 | 0 | 0 | 2.8546e-05 | 0.00042419 | 0 | 0.00042419 | 0.00042419 | 0 | 0.00042419 | 0 | 5.3681e-05 | 0.00011767 | 0 | 0.00011767 | [17 empty] | 7.3.3.17.5 (Remote Grid) Updates to grid topology to minimize risk of ignition in HFTDs Remote GridWLDFRContaminationAggregated | WLDFR | HFTD - Distribution - Tier 2 - 3QU CoRE ¦ 4QU LoRE | Non-Red Flag Warning - Catastrophic Fires | Contamination | Aggregated | 2028 | 1.2916e-08 | 741.5879 | 9.5782e-06 | 2028 | Mitigation | 0.95 | 45 | 0 | esc | 0.00097009 | 1.2529e-11 | 0.00097009 | 1.2529e-11
[79 empty] | WLDFR | HFTD - Distribution - Zone 1 - 4QU CoRE ¦ 1QU LoRE | Red Flag Warning - Catastrophic Fires | 2029 | 2.7692e-08 | 2.7692e-08 | 15317.9909 | 247.273 | 9287.6491 | 5783.0689 | 0 | 0 | 2.8546e-05 | 0.00042419 | 0 | 0.00042419 | 0.00042419 | 0 | 0.00042419 | 0 | 5.6355e-05 | 0.00012353 | 0 | 0.00012353 | [17 empty] | 7.3.3.17.5 (Remote Grid) Updates to grid topology to minimize risk of ignition in HFTDs Remote GridWLDFRContaminationAggregated | WLDFR | HFTD - Distribution - Tier 2 - 3QU CoRE ¦ 4QU LoRE | Non-Red Flag Warning - Catastrophic Fires | Contamination | Aggregated | 2029 | 1.2916e-08 | 741.5879 | 9.5782e-06 | 2029 | Mitigation | 0.95 | 45 | 0 | esc | 0.00097009 | 1.2529e-11 | 0.00097009 | 1.2529e-11
[79 empty] | WLDFR | HFTD - Distribution - Zone 1 - 4QU CoRE ¦ 1QU LoRE | Red Flag Warning - Catastrophic Fires | 2030 | 2.7692e-08 | 2.7692e-08 | 15317.9909 | 247.273 | 9287.6491 | 5783.0689 | 0 | 0 | 2.8546e-05 | 0.00042419 | 0 | 0.00042419 | 0.00042419 | 0 | 0.00042419 | 0 | 5.6355e-05 | 0.00012353 | 0 | 0.00012353 | [17 empty] | 7.3.3.17.5 (Remote Grid) Updates to grid topology to minimize risk of ignition in HFTDs Remote GridWLDFRContaminationAggregated | WLDFR | HFTD - Distribution - Tier 2 - 3QU CoRE ¦ 4QU LoRE | Non-Red Flag Warning - Catastrophic Fires | Contamination | Aggregated | 2030 | 1.2916e-08 | 741.5879 | 9.5782e-06 | 2030 | Mitigation | 0.95 | 45 | 0 | esc | 0.00097009 | 1.2529e-11 | 0.00097009 | 1.2529e-11
[79 empty] | WLDFR | HFTD - Distribution - Zone 1 - 4QU CoRE ¦ 1QU LoRE | Red Flag Warning - Catastrophic Fires | 2031 | 2.7692e-08 | 2.7692e-08 | 15317.9909 | 247.273 | 9287.6491 | 5783.0689 | 0 | 0 | 2.8546e-05 | 0.00042419 | 0 | 0.00042419 | 0.00042419 | 0 | 0.00042419 | 0 | 5.6355e-05 | 0.00012353 | 0 | 0.00012353 | [17 empty] | 7.3.3.17.5 (Remote Grid) Updates to grid topology to minimize risk of ignition in HFTDs Remote GridWLDFRContaminationAggregated | WLDFR | HFTD - Distribution - Tier 2 - 3QU CoRE ¦ 4QU LoRE | Non-Red Flag Warning - Catastrophic Fires | Contamination | Aggregated | 2031 | 1.2916e-08 | 741.5879 | 9.5782e-06 | 2031 | Mitigation | 0.95 | 45 | 0 | esc | 0.00097009 | 1.2529e-11 | 0.00097009 | 1.2529e-11
[79 empty] | WLDFR | HFTD - Distribution - Zone 1 - 4QU CoRE ¦ 1QU LoRE | Red Flag Warning - Catastrophic Fires | 2032 | 2.7692e-08 | 2.7692e-08 | 15317.9909 | 247.273 | 9287.6491 | 5783.0689 | 0 | 0 | 2.8546e-05 | 0.00042419 | 0 | 0.00042419 | 0.00042419 | 0 | 0.00042419 | 0 | 5.6355e-05 | 0.00012353 | 0 | 0.00012353 | [17 empty] | 7.3.3.17.5 (Remote Grid) Updates to grid topology to minimize risk of ignition in HFTDs Remote GridWLDFRContaminationAggregated | WLDFR | HFTD - Distribution - Tier 2 - 3QU CoRE ¦ 4QU LoRE | Non-Red Flag Warning - Catastrophic Fires | Contamination | Aggregated | 2032 | 1.2916e-08 | 741.5879 | 9.5782e-06 | 2032 | Mitigation | 0.95 | 45 | 0 | esc | 0.00097009 | 1.2529e-11 | 0.00097009 | 1.2529e-11
[79 empty] | WLDFR | HFTD - Distribution - Zone 1 - 4QU CoRE ¦ 1QU LoRE | Red Flag Warning - Catastrophic Fires | 2033 | 2.7692e-08 | 2.7692e-08 | 16044.1264 | 263.1074 | 9721.74 | 6059.2791 | 0 | 0 | 2.8546e-05 | 0.00044429 | 0 | 0.00044429 | 0.00044429 | 0 | 0.00044429 | 0 | 5.6355e-05 | 0.00012353 | 0 | 0.00012353 | [17 empty] | 7.3.3.17.5 (Remote Grid) Updates to grid topology to minimize risk of ignition in HFTDs Remote GridWLDFRContaminationAggregated | WLDFR | HFTD - Distribution - Tier 2 - 3QU CoRE ¦ 4QU LoRE | Non-Red Flag Warning - Catastrophic Fires | Contamination | Aggregated | 2033 | 1.2916e-08 | 741.5879 | 9.5782e-06 | 2033 | Mitigation | 0.95 | 45 | 0 | esc | 0.00097009 | 1.2529e-11 | 0.00097009 | 1.2529e-11
[79 empty] | WLDFR | HFTD - Distribution - Zone 1 - 4QU CoRE ¦ 1QU LoRE | Red Flag Warning - Catastrophic Fires | 2034 | 2.7692e-08 | 2.7692e-08 | 16044.1264 | 263.1074 | 9721.74 | 6059.2791 | 0 | 0 | 2.8546e-05 | 0.00044429 | 0 | 0.00044429 | 0.00044429 | 0 | 0.00044429 | 0 | 5.9119e-05 | 0.00012959 | 0 | 0.00012959 | [17 empty] | 7.3.3.17.5 (Remote Grid) Updates to grid topology to minimize risk of ignition in HFTDs Remote GridWLDFRContaminationAggregated | WLDFR | HFTD - Distribution - Tier 2 - 3QU CoRE ¦ 4QU LoRE | Non-Red Flag Warning - Catastrophic Fires | Contamination | Aggregated | 2034 | 1.2916e-08 | 741.5879 | 9.5782e-06 | 2034 | Mitigation | 0.95 | 45 | 0 | esc | 0.00097009 | 1.2529e-11 | 0.00097009 | 1.2529e-11
[79 empty] | WLDFR | HFTD - Distribution - Zone 1 - 4QU CoRE ¦ 1QU LoRE | Red Flag Warning - Catastrophic Fires | 2035 | 2.7692e-08 | 2.7692e-08 | 16044.1264 | 263.1074 | 9721.74 | 6059.2791 | 0 | 0 | 2.8546e-05 | 0.00044429 | 0 | 0.00044429 | 0.00044429 | 0 | 0.00044429 | 0 | 5.9119e-05 | 0.00012959 | 0 | 0.00012959 | [17 empty] | 7.3.3.17.5 (Remote Grid) Updates to grid topology to minimize risk of ignition in HFTDs Remote GridWLDFRContaminationAggregated | WLDFR | HFTD - Distribution - Tier 2 - 3QU CoRE ¦ 4QU LoRE | Non-Red Flag Warning - Catastrophic Fires | Contamination | Aggregated | 2035 | 1.2916e-08 | 741.5879 | 9.5782e-06 | 2035 | Mitigation | 0.95 | 45 | 0 | esc | 0.00097009 | 1.2529e-11 | 0.00097009 | 1.2529e-11
[79 empty] | WLDFR | HFTD - Distribution - Zone 1 - 4QU CoRE ¦ 1QU LoRE | Red Flag Warning - Catastrophic Fires | 2036 | 2.7692e-08 | 2.7692e-08 | 16044.1264 | 263.1074 | 9721.74 | 6059.2791 | 0 | 0 | 2.8546e-05 | 0.00044429 | 0 | 0.00044429 | 0.00044429 | 0 | 0.00044429 | 0 | 5.9119e-05 | 0.00012959 | 0 | 0.00012959 | [17 empty] | 7.3.3.17.5 (Remote Grid) Updates to grid topology to minimize risk of ignition in HFTDs Remote GridWLDFRContaminationAggregated | WLDFR | HFTD - Distribution - Tier 2 - 3QU CoRE ¦ 4QU LoRE | Non-Red Flag Warning - Catastrophic Fires | Contamination | Aggregated | 2036 | 1.2916e-08 | 741.5879 | 9.5782e-06 | 2036 | Mitigation | 0.95 | 45 | 0 | esc | 0.00097009 | 1.2529e-11 | 0.00097009 | 1.2529e-11
[79 empty] | WLDFR | HFTD - Distribution - Zone 1 - 4QU CoRE ¦ 1QU LoRE | Red Flag Warning - Catastrophic Fires | 2037 | 2.7692e-08 | 2.7692e-08 | 16044.1264 | 263.1074 | 9721.74 | 6059.2791 | 0 | 0 | 2.8546e-05 | 0.00044429 | 0 | 0.00044429 | 0.00044429 | 0 | 0.00044429 | 0 | 5.9119e-05 | 0.00012959 | 0 | 0.00012959 | [17 empty] | 7.3.3.17.5 (Remote Grid) Updates to grid topology to minimize risk of ignition in HFTDs Remote GridWLDFRContaminationAggregated | WLDFR | HFTD - Distribution - Tier 2 - 3QU CoRE ¦ 4QU LoRE | Non-Red Flag Warning - Catastrophic Fires | Contamination | Aggregated | 2037 | 1.2916e-08 | 741.5879 | 9.5782e-06 | 2037 | Mitigation | 0.95 | 45 | 0 | esc | 0.00097009 | 1.2529e-11 | 0.00097009 | 1.2529e-11
[79 empty] | WLDFR | HFTD - Distribution - Zone 1 - 4QU CoRE ¦ 1QU LoRE | Red Flag Warning - Catastrophic Fires | 2038 | 2.7692e-08 | 2.7692e-08 | 16832.3912 | 280.5544 | 10192.2718 | 6359.5651 | 0 | 0 | 2.8546e-05 | 0.00046612 | 0 | 0.00046612 | 0.00046612 | 0 | 0.00046612 | 0 | 5.9119e-05 | 0.00012959 | 0 | 0.00012959 | [17 empty] | 7.3.3.17.5 (Remote Grid) Updates to grid topology to minimize risk of ignition in HFTDs Remote GridWLDFRContaminationAggregated | WLDFR | HFTD - Distribution - Tier 2 - 3QU CoRE ¦ 4QU LoRE | Non-Red Flag Warning - Catastrophic Fires | Contamination | Aggregated | 2038 | 1.2916e-08 | 741.5879 | 9.5782e-06 | 2038 | Mitigation | 0.95 | 45 | 0 | esc | 0.00097009 | 1.2529e-11 | 0.00097009 | 1.2529e-11
[79 empty] | WLDFR | HFTD - Distribution - Zone 1 - 4QU CoRE ¦ 1QU LoRE | Red Flag Warning - Catastrophic Fires | 2039 | 2.7692e-08 | 2.7692e-08 | 16832.3912 | 280.5544 | 10192.2718 | 6359.5651 | 0 | 0 | 2.8546e-05 | 0.00046612 | 0 | 0.00046612 | 0.00046612 | 0 | 0.00046612 | 0 | 6.1939e-05 | 0.00013577 | 0 | 0.00013577 | [17 empty] | 7.3.3.17.5 (Remote Grid) Updates to grid topology to minimize risk of ignition in HFTDs Remote GridWLDFRContaminationAggregated | WLDFR | HFTD - Distribution - Tier 2 - 3QU CoRE ¦ 4QU LoRE | Non-Red Flag Warning - Catastrophic Fires | Contamination | Aggregated | 2039 | 1.2916e-08 | 741.5879 | 9.5782e-06 | 2039 | Mitigation | 0.95 | 45 | 0 | esc | 0.00097009 | 1.2529e-11 | 0.00097009 | 1.2529e-11
[79 empty] | WLDFR | HFTD - Distribution - Zone 1 - 4QU CoRE ¦ 1QU LoRE | Red Flag Warning - Catastrophic Fires | 2040 | 2.7692e-08 | 2.7692e-08 | 16832.3912 | 280.5544 | 10192.2718 | 6359.5651 | 0 | 0 | 2.8546e-05 | 0.00046612 | 0 | 0.00046612 | 0.00046612 | 0 | 0.00046612 | 0 | 6.1939e-05 | 0.00013577 | 0 | 0.00013577 | [17 empty] | 7.3.3.17.5 (Remote Grid) Updates to grid topology to minimize risk of ignition in HFTDs Remote GridWLDFRContaminationAggregated | WLDFR | HFTD - Distribution - Tier 2 - 3QU CoRE ¦ 4QU LoRE | Non-Red Flag Warning - Catastrophic Fires | Contamination | Aggregated | 2040 | 1.2916e-08 | 741.5879 | 9.5782e-06 | 2040 | Mitigation | 0.95 | 45 | 0 | esc | 0.00097009 | 1.2529e-11 | 0.00097009 | 1.2529e-11
[79 empty] | WLDFR | HFTD - Distribution - Zone 1 - 4QU CoRE ¦ 1QU LoRE | Red Flag Warning - Catastrophic Fires | 2041 | 2.7692e-08 | 2.7692e-08 | 16832.3912 | 280.5544 | 10192.2718 | 6359.5651 | 0 | 0 | 2.8546e-05 | 0.00046612 | 0 | 0.00046612 | 0.00046612 | 0 | 0.00046612 | 0 | 6.1939e-05 | 0.00013577 | 0 | 0.00013577 | [17 empty] | 7.3.3.17.5 (Remote Grid) Updates to grid topology to minimize risk of ignition in HFTDs Remote GridWLDFRContaminationAggregated | WLDFR | HFTD - Distribution - Tier 2 - 3QU CoRE ¦ 4QU LoRE | Non-Red Flag Warning - Catastrophic Fires | Contamination | Aggregated | 2041 | 1.2916e-08 | 741.5879 | 9.5782e-06 | 2041 | Mitigation | 0.95 | 45 | 0 | esc | 0.00097009 | 1.2529e-11 | 0.00097009 | 1.2529e-11
[79 empty] | WLDFR | HFTD - Distribution - Zone 1 - 4QU CoRE ¦ 1QU LoRE | Red Flag Warning - Catastrophic Fires | 2042 | 2.7692e-08 | 2.7692e-08 | 16832.3912 | 280.5544 | 10192.2718 | 6359.5651 | 0 | 0 | 2.8546e-05 | 0.00046612 | 0 | 0.00046612 | 0.00046612 | 0 | 0.00046612 | 0 | 6.1939e-05 | 0.00013577 | 0 | 0.00013577 | [17 empty] | 7.3.3.17.5 (Remote Grid) Updates to grid topology to minimize risk of ignition in HFTDs Remote GridWLDFRContaminationAggregated | WLDFR | HFTD - Distribution - Tier 2 - 3QU CoRE ¦ 4QU LoRE | Non-Red Flag Warning - Catastrophic Fires | Contamination | Aggregated | 2042 | 1.2916e-08 | 741.5879 | 9.5782e-06 | 2042 | Mitigation | 0.95 | 45 | 0 | esc | 0.00097009 | 1.2529e-11 | 0.00097009 | 1.2529e-11
[79 empty] | WLDFR | HFTD - Distribution - Zone 1 - 4QU CoRE ¦ 1QU LoRE | Red Flag Warning - Catastrophic Fires | 2043 | 2.7692e-08 | 2.7692e-08 | 17672.0852 | 299.42 | 10692.7362 | 6679.929 | 0 | 0 | 2.8546e-05 | 0.00048938 | 0 | 0.00048938 | 0.00048938 | 0 | 0.00048938 | 0 | 6.1939e-05 | 0.00013577 | 0 | 0.00013577 | [17 empty] | 7.3.3.17.5 (Remote Grid) Updates to grid topology to minimize risk of ignition in HFTDs Remote GridWLDFRContaminationAggregated | WLDFR | HFTD - Distribution - Tier 2 - 3QU CoRE ¦ 4QU LoRE | Non-Red Flag Warning - Catastrophic Fires | Contamination | Aggregated | 2043 | 1.2916e-08 | 741.5879 | 9.5782e-06 | 2043 | Mitigation | 0.95 | 45 | 0 | esc | 0.00097009 | 1.2529e-11 | 0.00097009 | 1.2529e-11
[79 empty] | WLDFR | HFTD - Distribution - Zone 1 - 4QU CoRE ¦ 1QU LoRE | Red Flag Warning - Catastrophic Fires | 2044 | 2.7692e-08 | 2.7692e-08 | 17672.0852 | 299.42 | 10692.7362 | 6679.929 | 0 | 0 | 2.8546e-05 | 0.00048938 | 0 | 0.00048938 | 0.00048938 | 0 | 0.00048938 | 0 | 6.478e-05 | 0.000142 | 0 | 0.000142 | [17 empty] | 7.3.3.17.5 (Remote Grid) Updates to grid topology to minimize risk of ignition in HFTDs Remote GridWLDFRContaminationAggregated | WLDFR | HFTD - Distribution - Tier 2 - 3QU CoRE ¦ 4QU LoRE | Non-Red Flag Warning - Catastrophic Fires | Contamination | Aggregated | 2044 | 1.2916e-08 | 741.5879 | 9.5782e-06 | 2044 | Mitigation | 0.95 | 45 | 0 | esc | 0.00097009 | 1.2529e-11 | 0.00097009 | 1.2529e-11
[79 empty] | WLDFR | HFTD - Distribution - Zone 1 - 4QU CoRE ¦ 1QU LoRE | Red Flag Warning - Catastrophic Fires | 2045 | 2.7692e-08 | 2.7692e-08 | 17672.0852 | 299.42 | 10692.7362 | 6679.929 | 0 | 0 | 2.8546e-05 | 0.00048938 | 0 | 0.00048938 | 0.00048938 | 0 | 0.00048938 | 0 | 6.478e-05 | 0.000142 | 0 | 0.000142 | [17 empty] | 7.3.3.17.5 (Remote Grid) Updates to grid topology to minimize risk of ignition in HFTDs Remote GridWLDFRContaminationAggregated | WLDFR | HFTD - Distribution - Tier 2 - 3QU CoRE ¦ 4QU LoRE | Non-Red Flag Warning - Catastrophic Fires | Contamination | Aggregated | 2045 | 1.2916e-08 | 741.5879 | 9.5782e-06 | 2045 | Mitigation | 0.95 | 45 | 0 | esc | 0.00097009 | 1.2529e-11 | 0.00097009 | 1.2529e-11
[79 empty] | WLDFR | HFTD - Distribution - Zone 1 - 4QU CoRE ¦ 1QU LoRE | Red Flag Warning - Catastrophic Fires | 2046 | 2.7692e-08 | 2.7692e-08 | 17672.0852 | 299.42 | 10692.7362 | 6679.929 | 0 | 0 | 2.8546e-05 | 0.00048938 | 0 | 0.00048938 | 0.00048938 | 0 | 0.00048938 | 0 | 6.478e-05 | 0.000142 | 0 | 0.000142 | [17 empty] | 7.3.3.17.5 (Remote Grid) Updates to grid topology to minimize risk of ignition in HFTDs Remote GridWLDFRContaminationAggregated | WLDFR | HFTD - Distribution - Tier 2 - 3QU CoRE ¦ 4QU LoRE | Non-Red Flag Warning - Catastrophic Fires | Contamination | Aggregated | 2046 | 1.2916e-08 | 741.5879 | 9.5782e-06 | 2046 | Mitigation | 0.95 | 45 | 0 | esc | 0.00097009 | 1.2529e-11 | 0.00097009 | 1.2529e-11
[79 empty] | WLDFR | HFTD - Distribution - Zone 1 - 4QU CoRE ¦ 1QU LoRE | Red Flag Warning - Catastrophic Fires | 2047 | 2.7692e-08 | 2.7692e-08 | 17672.0852 | 299.42 | 10692.7362 | 6679.929 | 0 | 0 | 2.8546e-05 | 0.00048938 | 0 | 0.00048938 | 0.00048938 | 0 | 0.00048938 | 0 | 6.478e-05 | 0.000142 | 0 | 0.000142 | [17 empty] | 7.3.3.17.5 (Remote Grid) Updates to grid topology to minimize risk of ignition in HFTDs Remote GridWLDFRContaminationAggregated | WLDFR | HFTD - Distribution - Tier 2 - 3QU CoRE ¦ 4QU LoRE | Non-Red Flag Warning - Catastrophic Fires | Contamination | Aggregated | 2047 | 1.2916e-08 | 741.5879 | 9.5782e-06 | 2047 | Mitigation | 0.95 | 45 | 0 | esc | 0.00097009 | 1.2529e-11 | 0.00097009 | 1.2529e-11
[79 empty] | WLDFR | HFTD - Distribution - Zone 1 - 4QU CoRE ¦ 1QU LoRE | Red Flag Warning - Catastrophic Fires | 2048 | 2.7692e-08 | 2.7692e-08 | 18552.3348 | 319.4911 | 11216.5626 | 7016.281 | 0 | 0 | 2.8546e-05 | 0.00051375 | 0 | 0.00051375 | 0.00051375 | 0 | 0.00051375 | 0 | 6.478e-05 | 0.000142 | 0 | 0.000142 | [17 empty] | 7.3.3.17.5 (Remote Grid) Updates to grid topology to minimize risk of ignition in HFTDs Remote GridWLDFRContaminationAggregated | WLDFR | HFTD - Distribution - Tier 2 - 3QU CoRE ¦ 4QU LoRE | Non-Red Flag Warning - Catastrophic Fires | Contamination | Aggregated | 2048 | 1.2916e-08 | 741.5879 | 9.5782e-06 | 2048 | Mitigation | 0.95 | 45 | 0 | esc | 0.00097009 | 1.2529e-11 | 0.00097009 | 1.2529e-11
[79 empty] | WLDFR | HFTD - Distribution - Zone 1 - 4QU CoRE ¦ 1QU LoRE | Red Flag Warning - Catastrophic Fires | 2049 | 2.7692e-08 | 2.7692e-08 | 18552.3348 | 319.4911 | 11216.5626 | 7016.281 | 0 | 0 | 2.8546e-05 | 0.00051375 | 0 | 0.00051375 | 0.00051375 | 0 | 0.00051375 | 0 | 6.761e-05 | 0.0001482 | 0 | 0.0001482 | [17 empty] | 7.3.3.17.5 (Remote Grid) Updates to grid topology to minimize risk of ignition in HFTDs Remote GridWLDFRContaminationAggregated | WLDFR | HFTD - Distribution - Tier 2 - 3QU CoRE ¦ 4QU LoRE | Non-Red Flag Warning - Catastrophic Fires | Contamination | Aggregated | 2049 | 1.2916e-08 | 741.5879 | 9.5782e-06 | 2049 | Mitigation | 0.95 | 45 | 0 | esc | 0.00097009 | 1.2529e-11 | 0.00097009 | 1.2529e-11
[79 empty] | WLDFR | HFTD - Distribution - Zone 1 - 4QU CoRE ¦ 1QU LoRE | Red Flag Warning - Catastrophic Fires | 2050 | 2.7692e-08 | 2.7692e-08 | 18552.3348 | 319.4911 | 11216.5626 | 7016.281 | 0 | 0 | 2.8546e-05 | 0.00051375 | 0 | 0.00051375 | 0.00051375 | 0 | 0.00051375 | 0 | 6.761e-05 | 0.0001482 | 0 | 0.0001482 | [17 empty] | 7.3.3.17.5 (Remote Grid) Updates to grid topology to minimize risk of ignition in HFTDs Remote GridWLDFRContaminationAggregated | WLDFR | HFTD - Distribution - Tier 2 - 3QU CoRE ¦ 4QU LoRE | Non-Red Flag Warning - Catastrophic Fires | Contamination | Aggregated | 2050 | 1.2916e-08 | 741.5879 | 9.5782e-06 | 2050 | Mitigation | 0.95 | 45 | 0 | esc | 0.00097009 | 1.2529e-11 | 0.00097009 | 1.2529e-11
[79 empty] | WLDFR | HFTD - Distribution - Zone 1 - 4QU CoRE ¦ 1QU LoRE | Red Flag Warning - Catastrophic Fires | 2051 | 2.7692e-08 | 2.7692e-08 | 18552.3348 | 319.4911 | 11216.5626 | 7016.281 | 0 | 0 | 2.8546e-05 | 0.00051375 | 0 | 0.00051375 | 0.00051375 | 0 | 0.00051375 | 0 | 6.761e-05 | 0.0001482 | 0 | 0.0001482 | [17 empty] | 7.3.3.17.5 (Remote Grid) Updates to grid topology to minimize risk of ignition in HFTDs Remote GridWLDFRContaminationAggregated | WLDFR | HFTD - Distribution - Tier 2 - 3QU CoRE ¦ 4QU LoRE | Non-Red Flag Warning - Catastrophic Fires | Contamination | Aggregated | 2051 | 1.2916e-08 | 741.5879 | 9.5782e-06 | 2051 | Mitigation | 0.95 | 45 | 0 | esc | 0.00097009 | 1.2529e-11 | 0.00097009 | 1.2529e-11
[79 empty] | WLDFR | HFTD - Distribution - Zone 1 - 4QU CoRE ¦ 1QU LoRE | Red Flag Warning - Catastrophic Fires | 2052 | 2.7692e-08 | 2.7692e-08 | 18552.3348 | 319.4911 | 11216.5626 | 7016.281 | 0 | 0 | 2.8546e-05 | 0.00051375 | 0 | 0.00051375 | 0.00051375 | 0 | 0.00051375 | 0 | 0 | 0.0001482 | 0 | 0.0001482 | [17 empty] | 7.3.3.17.5 (Remote Grid) Updates to grid topology to minimize risk of ignition in HFTDs Remote GridWLDFRContaminationAggregated | WLDFR | HFTD - Distribution - Tier 2 - 3QU CoRE ¦ 4QU LoRE | Non-Red Flag Warning - Catastrophic Fires | Contamination | Aggregated | 2052 | 1.2916e-08 | 741.5879 | 9.5782e-06 | 2052 | Mitigation | 0.95 | 45 | 0 | esc | 0.00097009 | 1.2529e-11 | 0.00097009 | 1.2529e-11
[79 empty] | WLDFR | HFTD - Distribution - Zone 1 - 4QU CoRE ¦ 1QU LoRE | Red Flag Warning - Catastrophic Fires | 2053 | 2.7692e-08 | 2.7692e-08 | 19462.1283 | 340.5356 | 11757.1413 | 7364.4514 | 0 | 0 | 2.8546e-05 | 0.00053895 | 0 | 0.00053895 | 0.00053895 | 0 | 0.00053895 | 0 | 0 | 0 | 0 | 0 | [17 empty] | 7.3.3.17.5 (Remote Grid) Updates to grid topology to minimize risk of ignition in HFTDs Remote GridWLDFRContaminationAggregated | WLDFR | HFTD - Distribution - Tier 2 - 3QU CoRE ¦ 4QU LoRE | Non-Red Flag Warning - Catastrophic Fires | Contamination | Aggregated | 2053 | 1.2916e-08 | 741.5879 | 9.5782e-06 | 2053 | Mitigation | 0.95 | 45 | 0 | esc | 0.00097009 | 1.2529e-11 | 0.00097009 | 1.2529e-11
[79 empty] | WLDFR | HFTD - Distribution - Zone 1 - 4QU CoRE ¦ 1QU LoRE | Red Flag Warning - Catastrophic Fires | 2054 | 2.7692e-08 | 2.7692e-08 | 19462.1283 | 340.5356 | 11757.1413 | 7364.4514 | 0 | 0 | 2.8546e-05 | 0.00053895 | 0 | 0.00053895 | 0.00053895 | 0 | 0.00053895 | 0 | 4.5876e-06 | 0 | 0 | 0 | [17 empty] | 7.3.3.17.5 (Remote Grid) Updates to grid topology to minimize risk of ignition in HFTDs Remote GridWLDFRContaminationAggregated | WLDFR | HFTD - Distribution - Tier 2 - 3QU CoRE ¦ 4QU LoRE | Non-Red Flag Warning - Catastrophic Fires | Contamination | Aggregated | 2054 | 1.2916e-08 | 741.5879 | 9.5782e-06 | 2054 | Mitigation | 0.95 | 45 | 0 | esc | 0.00097009 | 1.2529e-11 | 0.00097009 | 1.2529e-11
[79 empty] | WLDFR | HFTD - Distribution - Zone 1 - 4QU CoRE ¦ 1QU LoRE | Red Flag Warning - Catastrophic Fires | 2055 | 2.7692e-08 | 2.7692e-08 | 19462.1283 | 340.5356 | 11757.1413 | 7364.4514 | 0 | 0 | 2.8546e-05 | 0.00053895 | 0 | 0.00053895 | 0.00053895 | 0 | 0.00053895 | 0 | 4.7552e-06 | 1.0424e-05 | 0 | 1.0424e-05 | [17 empty] | 7.3.3.17.5 (Remote Grid) Updates to grid topology to minimize risk of ignition in HFTDs Remote GridWLDFRContaminationAggregated | WLDFR | HFTD - Distribution - Tier 2 - 3QU CoRE ¦ 4QU LoRE | Non-Red Flag Warning - Catastrophic Fires | Contamination | Aggregated | 2055 | 1.2916e-08 | 741.5879 | 9.5782e-06 | 2055 | Mitigation | 0.95 | 45 | 0 | esc | 0.00097009 | 1.2529e-11 | 0.00097009 | 1.2529e-11
[79 empty] | WLDFR | HFTD - Distribution - Zone 1 - 4QU CoRE ¦ 1QU LoRE | Red Flag Warning - Catastrophic Fires | 2056 | 2.7692e-08 | 2.7692e-08 | 19462.1283 | 340.5356 | 11757.1413 | 7364.4514 | 0 | 0 | 2.8546e-05 | 0.00053895 | 0 | 0.00053895 | 0.00053895 | 0 | 0.00053895 | 0 | 4.7552e-06 | 1.0424e-05 | 0 | 1.0424e-05 | [17 empty] | 7.3.3.17.5 (Remote Grid) Updates to grid topology to minimize risk of ignition in HFTDs Remote GridWLDFRContaminationAggregated | WLDFR | HFTD - Distribution - Tier 2 - 3QU CoRE ¦ 4QU LoRE | Non-Red Flag Warning - Catastrophic Fires | Contamination | Aggregated | 2056 | 1.2916e-08 | 741.5879 | 9.5782e-06 | 2056 | Mitigation | 0.95 | 45 | 0 | esc | 0.00097009 | 1.2529e-11 | 0.00097009 | 1.2529e-11
[79 empty] | WLDFR | HFTD - Distribution - Zone 1 - 4QU CoRE ¦ 1QU LoRE | Red Flag Warning - Catastrophic Fires | 2057 | 2.7692e-08 | 2.7692e-08 | 19462.1283 | 340.5356 | 11757.1413 | 7364.4514 | 0 | 0 | 2.8546e-05 | 0.00053895 | 0 | 0.00053895 | 0.00053895 | 0 | 0.00053895 | 0 | 4.7552e-06 | 1.0424e-05 | 0 | 1.0424e-05 | [17 empty] | 7.3.3.17.5 (Remote Grid) Updates to grid topology to minimize risk of ignition in HFTDs Remote GridWLDFRContaminationAggregated | WLDFR | HFTD - Distribution - Tier 2 - 3QU CoRE ¦ 4QU LoRE | Non-Red Flag Warning - Catastrophic Fires | Contamination | Aggregated | 2057 | 1.2916e-08 | 741.5879 | 9.5782e-06 | 2057 | Mitigation | 0.95 | 45 | 0 | esc | 0.00097009 | 1.2529e-11 | 0.00097009 | 1.2529e-11
[79 empty] | WLDFR | HFTD - Distribution - Zone 1 - 4QU CoRE ¦ 1QU LoRE | Red Flag Warning - Catastrophic Fires | 2058 | 2.7692e-08 | 2.7692e-08 | 20390.4035 | 362.3049 | 12307.8747 | 7720.2238 | 0 | 0 | 2.8546e-05 | 0.00056465 | 0 | 0.00056465 | 0.00056465 | 0 | 0.00056465 | 0 | 4.7552e-06 | 1.0424e-05 | 0 | 1.0424e-05 | [17 empty] | 7.3.3.17.5 (Remote Grid) Updates to grid topology to minimize risk of ignition in HFTDs Remote GridWLDFRContaminationAggregated | WLDFR | HFTD - Distribution - Tier 2 - 3QU CoRE ¦ 4QU LoRE | Non-Red Flag Warning - Catastrophic Fires | Contamination | Aggregated | 2058 | 1.2916e-08 | 741.5879 | 9.5782e-06 | 2058 | Mitigation | 0.95 | 45 | 0 | esc | 0.00097009 | 1.2529e-11 | 0.00097009 | 1.2529e-11
[79 empty] | WLDFR | HFTD - Distribution - Zone 1 - 4QU CoRE ¦ 1QU LoRE | Red Flag Warning - Catastrophic Fires | 2059 | 2.7692e-08 | 2.7692e-08 | 20390.4035 | 362.3049 | 12307.8747 | 7720.2238 | 0 | 0 | 2.8546e-05 | 0.00056465 | 0 | 0.00056465 | 0.00056465 | 0 | 0.00056465 | 0 | 4.7552e-06 | 1.0424e-05 | 0 | 1.0424e-05 | [17 empty] | 7.3.3.17.5 (Remote Grid) Updates to grid topology to minimize risk of ignition in HFTDs Remote GridWLDFRContaminationAggregated | WLDFR | HFTD - Distribution - Tier 2 - 3QU CoRE ¦ 4QU LoRE | Non-Red Flag Warning - Catastrophic Fires | Contamination | Aggregated | 2059 | 1.2916e-08 | 741.5879 | 9.5782e-06 | 2059 | Mitigation | 0.95 | 45 | 0 | esc | 0.00097009 | 1.2529e-11 | 0.00097009 | 1.2529e-11
[79 empty] | WLDFR | HFTD - Distribution - Zone 1 - 4QU CoRE ¦ 1QU LoRE | Red Flag Warning - Catastrophic Fires | 2060 | 2.7692e-08 | 2.7692e-08 | 20390.4035 | 362.3049 | 12307.8747 | 7720.2238 | 0 | 0 | 2.8546e-05 | 0.00056465 | 0 | 0.00056465 | 0.00056465 | 0 | 0.00056465 | 0 | 4.9663e-06 | 1.0886e-05 | 0 | 1.0886e-05 | [17 empty] | 7.3.3.17.5 (Remote Grid) Updates to grid topology to minimize risk of ignition in HFTDs Remote GridWLDFRContaminationAggregated | WLDFR | HFTD - Distribution - Tier 2 - 3QU CoRE ¦ 4QU LoRE | Non-Red Flag Warning - Catastrophic Fires | Contamination | Aggregated | 2060 | 1.2916e-08 | 741.5879 | 9.5782e-06 | 2060 | Mitigation | 0.95 | 45 | 0 | esc | 0.00097009 | 1.2529e-11 | 0.00097009 | 1.2529e-11
[79 empty] | WLDFR | HFTD - Distribution - Zone 1 - 4QU CoRE ¦ 1QU LoRE | Red Flag Warning - Catastrophic Fires | 2061 | 2.7692e-08 | 2.7692e-08 | 20390.4035 | 362.3049 | 12307.8747 | 7720.2238 | 0 | 0 | 2.8546e-05 | 0.00056465 | 0 | 0.00056465 | 0.00056465 | 0 | 0.00056465 | 0 | 4.9663e-06 | 1.0886e-05 | 0 | 1.0886e-05 | [17 empty] | 7.3.3.17.5 (Remote Grid) Updates to grid topology to minimize risk of ignition in HFTDs Remote GridWLDFRContaminationAggregated | WLDFR | HFTD - Distribution - Tier 2 - 3QU CoRE ¦ 4QU LoRE | Non-Red Flag Warning - Catastrophic Fires | Contamination | Aggregated | 2061 | 1.2916e-08 | 741.5879 | 9.5782e-06 | 2061 | Mitigation | 0.95 | 45 | 0 | esc | 0.00097009 | 1.2529e-11 | 0.00097009 | 1.2529e-11
[79 empty] | WLDFR | HFTD - Distribution - Zone 1 - 4QU CoRE ¦ 1QU LoRE | Red Flag Warning - Catastrophic Fires | 2062 | 2.7692e-08 | 2.7692e-08 | 20390.4035 | 362.3049 | 12307.8747 | 7720.2238 | 0 | 0 | 2.8546e-05 | 0.00056465 | 0 | 0.00056465 | 0.00056465 | 0 | 0.00056465 | 0 | 4.9663e-06 | 1.0886e-05 | 0 | 1.0886e-05 | [17 empty] | 7.3.3.17.5 (Remote Grid) Updates to grid topology to minimize risk of ignition in HFTDs Remote GridWLDFRContaminationAggregated | WLDFR | HFTD - Distribution - Tier 2 - 3QU CoRE ¦ 4QU LoRE | Non-Red Flag Warning - Catastrophic Fires | Contamination | Aggregated | 2062 | 1.2916e-08 | 741.5879 | 9.5782e-06 | 2062 | Mitigation | 0.95 | 45 | 0 | esc | 0.00097009 | 1.2529e-11 | 0.00097009 | 1.2529e-11
[79 empty] | WLDFR | HFTD - Distribution - Zone 1 - 4QU CoRE ¦ 1QU LoRE | Red Flag Warning - Catastrophic Fires | 2063 | 2.7692e-08 | 2.7692e-08 | 21325.9188 | 384.5316 | 12862.0997 | 8079.2876 | 0 | 0 | 2.8546e-05 | 0.00059056 | 0 | 0.00059056 | 0.00059056 | 0 | 0.00059056 | 0 | 4.9663e-06 | 1.0886e-05 | 0 | 1.0886e-05 | [17 empty] | 7.3.3.17.5 (Remote Grid) Updates to grid topology to minimize risk of ignition in HFTDs Remote GridWLDFRContaminationAggregated | WLDFR | HFTD - Distribution - Tier 2 - 3QU CoRE ¦ 4QU LoRE | Non-Red Flag Warning - Catastrophic Fires | Contamination | Aggregated | 2063 | 1.2916e-08 | 741.5879 | 9.5782e-06 | 2063 | Mitigation | 0.95 | 45 | 0 | esc | 0.00097009 | 1.2529e-11 | 0.00097009 | 1.2529e-11
[79 empty] | WLDFR | HFTD - Distribution - Zone 1 - 4QU CoRE ¦ 1QU LoRE | Red Flag Warning - Catastrophic Fires | 2064 | 2.7692e-08 | 2.7692e-08 | 21325.9188 | 384.5316 | 12862.0997 | 8079.2876 | 0 | 0 | 2.8546e-05 | 0.00059056 | 0 | 0.00059056 | 0.00059056 | 0 | 0.00059056 | 0 | 4.9663e-06 | 1.0886e-05 | 0 | 1.0886e-05 | [17 empty] | 7.3.3.17.5 (Remote Grid) Updates to grid topology to minimize risk of ignition in HFTDs Remote GridWLDFRContaminationAggregated | WLDFR | HFTD - Distribution - Tier 2 - 3QU CoRE ¦ 4QU LoRE | Non-Red Flag Warning - Catastrophic Fires | Contamination | Aggregated | 2064 | 1.2916e-08 | 741.5879 | 9.5782e-06 | 2064 | Mitigation | 0.95 | 45 | 0 | esc | 0.00097009 | 1.2529e-11 | 0.00097009 | 1.2529e-11
[79 empty] | WLDFR | HFTD - Distribution - Zone 1 - 4QU CoRE ¦ 1QU LoRE | Red Flag Warning - Catastrophic Fires | 2065 | 2.7692e-08 | 2.7692e-08 | 21325.9188 | 384.5316 | 12862.0997 | 8079.2876 | 0 | 0 | 2.8546e-05 | 0.00059056 | 0 | 0.00059056 | 0.00059056 | 0 | 0.00059056 | 0 | 5.2006e-06 | 1.14e-05 | 0 | 1.14e-05 | [17 empty] | 7.3.3.17.5 (Remote Grid) Updates to grid topology to minimize risk of ignition in HFTDs Remote GridWLDFRContaminationAggregated | WLDFR | HFTD - Distribution - Tier 2 - 3QU CoRE ¦ 4QU LoRE | Non-Red Flag Warning - Catastrophic Fires | Contamination | Aggregated | 2065 | 1.2916e-08 | 741.5879 | 9.5782e-06 | 2065 | Mitigation | 0.95 | 45 | 0 | esc | 0.00097009 | 1.2529e-11 | 0.00097009 | 1.2529e-11
[79 empty] | WLDFR | HFTD - Distribution - Zone 1 - 4QU CoRE ¦ 1QU LoRE | Red Flag Warning - Catastrophic Fires | 2066 | 2.7692e-08 | 2.7692e-08 | 21325.9188 | 384.5316 | 12862.0997 | 8079.2876 | 0 | 0 | 2.8546e-05 | 0.00059056 | 0 | 0.00059056 | 0.00059056 | 0 | 0.00059056 | 0 | 5.2006e-06 | 1.14e-05 | 0 | 1.14e-05 | [17 empty] | 7.3.3.17.5 (Remote Grid) Updates to grid topology to minimize risk of ignition in HFTDs Remote GridWLDFRContaminationAggregated | WLDFR | HFTD - Distribution - Tier 2 - 3QU CoRE ¦ 4QU LoRE | Non-Red Flag Warning - Catastrophic Fires | Contamination | Aggregated | 2066 | 1.2916e-08 | 741.5879 | 9.5782e-06 | 2066 | Mitigation | 0.95 | 45 | 0 | esc | 0.00097009 | 1.2529e-11 | 0.00097009 | 1.2529e-11
[79 empty] | WLDFR | HFTD - Distribution - Zone 1 - 4QU CoRE ¦ 1QU LoRE | Red Flag Warning - Catastrophic Fires | 2067 | 0 | 2.7692e-08 | 21325.9188 | 384.5316 | 12862.0997 | 8079.2876 | 0 | 0 | 2.8546e-05 | 0 | 0 | 0 | 0.00059056 | 0 | 0.00059056 | 0 | 5.2006e-06 | 1.14e-05 | 0 | 1.14e-05 | [17 empty] | 7.3.3.17.5 (Remote Grid) Updates to grid topology to minimize risk of ignition in HFTDs Remote GridWLDFRContaminationAggregated | WLDFR | HFTD - Distribution - Tier 2 - 3QU CoRE ¦ 4QU LoRE | Non-Red Flag Warning - Catastrophic Fires | Contamination | Aggregated | 2067 | 1.2916e-08 | 741.5879 | 9.5782e-06 | 2067 | Mitigation | 0.95 | 45 | 0 | esc | 0 | 0 | 0.00097009 | 1.2529e-11
[79 empty] | WLDFR | HFTD - Distribution - Zone 1 - 4QU CoRE ¦ 1QU LoRE | Red Flag Warning - Destructive Fires | 2022 | 1.3358e-08 | 0 | 8807.9522 | 222.2294 | 8585.7228 | 0 | 0 | 0 | 1.377e-05 | 0.00011766 | 0 | 0.00011766 | 0 | 0 | 0 | 0 | 5.2006e-06 | 1.14e-05 | 0 | 1.14e-05 | [17 empty] | 7.3.3.17.5 (Remote Grid) Updates to grid topology to minimize risk of ignition in HFTDs Remote GridWLDFREquipment / facility failureAggregated | WLDFR | HFTD - Distribution - Tier 2 - 3QU CoRE ¦ 4QU LoRE | Non-Red Flag Warning - Catastrophic Fires | Equipment / facility failure | Aggregated | 2022 | 3.3115e-08 | 741.5879 | 2.4558e-05 | 2022 | Mitigation | 0.95 | 45 | 0 | esc | 0.00097009 | 3.2124e-11 | 0 | 0
[79 empty] | WLDFR | HFTD - Distribution - Zone 1 - 4QU CoRE ¦ 1QU LoRE | Red Flag Warning - Destructive Fires | 2023 | 1.3358e-08 | 1.3358e-08 | 9129.7461 | 233.2301 | 8896.516 | 0 | 0 | 0 | 1.377e-05 | 0.00012196 | 0 | 0.00012196 | 0.00012196 | 0 | 0.00012196 | 0 | 5.2006e-06 | 1.14e-05 | 0 | 1.14e-05 | [17 empty] | 7.3.3.17.5 (Remote Grid) Updates to grid topology to minimize risk of ignition in HFTDs Remote GridWLDFREquipment / facility failureAggregated | WLDFR | HFTD - Distribution - Tier 2 - 3QU CoRE ¦ 4QU LoRE | Non-Red Flag Warning - Catastrophic Fires | Equipment / facility failure | Aggregated | 2023 | 3.3115e-08 | 741.5879 | 2.4558e-05 | 2023 | Mitigation | 0.95 | 45 | 0 | esc | 0.00097009 | 3.2124e-11 | 0.00097009 | 3.2124e-11
[79 empty] | WLDFR | HFTD - Distribution - Zone 1 - 4QU CoRE ¦ 1QU LoRE | Red Flag Warning - Destructive Fires | 2024 | 1.3358e-08 | 1.3358e-08 | 9129.7461 | 233.2301 | 8896.516 | 0 | 0 | 0 | 1.377e-05 | 0.00012196 | 0 | 0.00012196 | 0.00012196 | 0 | 0.00012196 | 0 | 5.4548e-06 | 1.1957e-05 | 0 | 1.1957e-05 | [17 empty] | 7.3.3.17.5 (Remote Grid) Updates to grid topology to minimize risk of ignition in HFTDs Remote GridWLDFREquipment / facility failureAggregated | WLDFR | HFTD - Distribution - Tier 2 - 3QU CoRE ¦ 4QU LoRE | Non-Red Flag Warning - Catastrophic Fires | Equipment / facility failure | Aggregated | 2024 | 3.3115e-08 | 741.5879 | 2.4558e-05 | 2024 | Mitigation | 0.95 | 45 | 0 | esc | 0.00097009 | 3.2124e-11 | 0.00097009 | 3.2124e-11
[79 empty] | WLDFR | HFTD - Distribution - Zone 1 - 4QU CoRE ¦ 1QU LoRE | Red Flag Warning - Destructive Fires | 2025 | 1.3358e-08 | 1.3358e-08 | 9129.7461 | 233.2301 | 8896.516 | 0 | 0 | 0 | 1.377e-05 | 0.00012196 | 0 | 0.00012196 | 0.00012196 | 0 | 0.00012196 | 0 | 5.4548e-06 | 1.1957e-05 | 0 | 1.1957e-05 | [17 empty] | 7.3.3.17.5 (Remote Grid) Updates to grid topology to minimize risk of ignition in HFTDs Remote GridWLDFREquipment / facility failureAggregated | WLDFR | HFTD - Distribution - Tier 2 - 3QU CoRE ¦ 4QU LoRE | Non-Red Flag Warning - Catastrophic Fires | Equipment / facility failure | Aggregated | 2025 | 3.3115e-08 | 741.5879 | 2.4558e-05 | 2025 | Mitigation | 0.95 | 45 | 0 | esc | 0.00097009 | 3.2124e-11 | 0.00097009 | 3.2124e-11
[79 empty] | WLDFR | HFTD - Distribution - Zone 1 - 4QU CoRE ¦ 1QU LoRE | Red Flag Warning - Destructive Fires | 2026 | 1.3358e-08 | 1.3358e-08 | 9129.7461 | 233.2301 | 8896.516 | 0 | 0 | 0 | 1.377e-05 | 0.00012196 | 0 | 0.00012196 | 0.00012196 | 0 | 0.00012196 | 0 | 5.4548e-06 | 1.1957e-05 | 0 | 1.1957e-05 | [17 empty] | 7.3.3.17.5 (Remote Grid) Updates to grid topology to minimize risk of ignition in HFTDs Remote GridWLDFREquipment / facility failureAggregated | WLDFR | HFTD - Distribution - Tier 2 - 3QU CoRE ¦ 4QU LoRE | Non-Red Flag Warning - Catastrophic Fires | Equipment / facility failure | Aggregated | 2026 | 3.3115e-08 | 741.5879 | 2.4558e-05 | 2026 | Mitigation | 0.95 | 45 | 0 | esc | 0.00097009 | 3.2124e-11 | 0.00097009 | 3.2124e-11
[79 empty] | WLDFR | HFTD - Distribution - Zone 1 - 4QU CoRE ¦ 1QU LoRE | Red Flag Warning - Destructive Fires | 2027 | 1.3358e-08 | 1.3358e-08 | 9129.7461 | 233.2301 | 8896.516 | 0 | 0 | 0 | 1.377e-05 | 0.00012196 | 0 | 0.00012196 | 0.00012196 | 0 | 0.00012196 | 0 | 5.4548e-06 | 1.1957e-05 | 0 | 1.1957e-05 | [17 empty] | 7.3.3.17.5 (Remote Grid) Updates to grid topology to minimize risk of ignition in HFTDs Remote GridWLDFREquipment / facility failureAggregated | WLDFR | HFTD - Distribution - Tier 2 - 3QU CoRE ¦ 4QU LoRE | Non-Red Flag Warning - Catastrophic Fires | Equipment / facility failure | Aggregated | 2027 | 3.3115e-08 | 741.5879 | 2.4558e-05 | 2027 | Mitigation | 0.95 | 45 | 0 | esc | 0.00097009 | 3.2124e-11 | 0.00097009 | 3.2124e-11
[79 empty] | WLDFR | HFTD - Distribution - Zone 1 - 4QU CoRE ¦ 1QU LoRE | Red Flag Warning - Destructive Fires | 2028 | 1.3358e-08 | 1.3358e-08 | 9534.9221 | 247.273 | 9287.6491 | 0 | 0 | 0 | 1.377e-05 | 0.00012737 | 0 | 0.00012737 | 0.00012737 | 0 | 0.00012737 | 0 | 5.4548e-06 | 1.1957e-05 | 0 | 1.1957e-05 | [17 empty] | 7.3.3.17.5 (Remote Grid) Updates to grid topology to minimize risk of ignition in HFTDs Remote GridWLDFREquipment / facility failureAggregated | WLDFR | HFTD - Distribution - Tier 2 - 3QU CoRE ¦ 4QU LoRE | Non-Red Flag Warning - Catastrophic Fires | Equipment / facility failure | Aggregated | 2028 | 3.3115e-08 | 741.5879 | 2.4558e-05 | 2028 | Mitigation | 0.95 | 45 | 0 | esc | 0.00097009 | 3.2124e-11 | 0.00097009 | 3.2124e-11
[79 empty] | WLDFR | HFTD - Distribution - Zone 1 - 4QU CoRE ¦ 1QU LoRE | Red Flag Warning - Destructive Fires | 2029 | 1.3358e-08 | 1.3358e-08 | 9534.9221 | 247.273 | 9287.6491 | 0 | 0 | 0 | 1.377e-05 | 0.00012737 | 0 | 0.00012737 | 0.00012737 | 0 | 0.00012737 | 0 | 5.7253e-06 | 1.255e-05 | 0 | 1.255e-05 | [17 empty] | 7.3.3.17.5 (Remote Grid) Updates to grid topology to minimize risk of ignition in HFTDs Remote GridWLDFREquipment / facility failureAggregated | WLDFR | HFTD - Distribution - Tier 2 - 3QU CoRE ¦ 4QU LoRE | Non-Red Flag Warning - Catastrophic Fires | Equipment / facility failure | Aggregated | 2029 | 3.3115e-08 | 741.5879 | 2.4558e-05 | 2029 | Mitigation | 0.95 | 45 | 0 | esc | 0.00097009 | 3.2124e-11 | 0.00097009 | 3.2124e-11
[79 empty] | WLDFR | HFTD - Distribution - Zone 1 - 4QU CoRE ¦ 1QU LoRE | Red Flag Warning - Destructive Fires | 2030 | 1.3358e-08 | 1.3358e-08 | 9534.9221 | 247.273 | 9287.6491 | 0 | 0 | 0 | 1.377e-05 | 0.00012737 | 0 | 0.00012737 | 0.00012737 | 0 | 0.00012737 | 0 | 5.7253e-06 | 1.255e-05 | 0 | 1.255e-05 | [17 empty] | 7.3.3.17.5 (Remote Grid) Updates to grid topology to minimize risk of ignition in HFTDs Remote GridWLDFREquipment / facility failureAggregated | WLDFR | HFTD - Distribution - Tier 2 - 3QU CoRE ¦ 4QU LoRE | Non-Red Flag Warning - Catastrophic Fires | Equipment / facility failure | Aggregated | 2030 | 3.3115e-08 | 741.5879 | 2.4558e-05 | 2030 | Mitigation | 0.95 | 45 | 0 | esc | 0.00097009 | 3.2124e-11 | 0.00097009 | 3.2124e-11
[79 empty] | WLDFR | HFTD - Distribution - Zone 1 - 4QU CoRE ¦ 1QU LoRE | Red Flag Warning - Destructive Fires | 2031 | 1.3358e-08 | 1.3358e-08 | 9534.9221 | 247.273 | 9287.6491 | 0 | 0 | 0 | 1.377e-05 | 0.00012737 | 0 | 0.00012737 | 0.00012737 | 0 | 0.00012737 | 0 | 5.7253e-06 | 1.255e-05 | 0 | 1.255e-05 | [17 empty] | 7.3.3.17.5 (Remote Grid) Updates to grid topology to minimize risk of ignition in HFTDs Remote GridWLDFREquipment / facility failureAggregated | WLDFR | HFTD - Distribution - Tier 2 - 3QU CoRE ¦ 4QU LoRE | Non-Red Flag Warning - Catastrophic Fires | Equipment / facility failure | Aggregated | 2031 | 3.3115e-08 | 741.5879 | 2.4558e-05 | 2031 | Mitigation | 0.95 | 45 | 0 | esc | 0.00097009 | 3.2124e-11 | 0.00097009 | 3.2124e-11
[79 empty] | WLDFR | HFTD - Distribution - Zone 1 - 4QU CoRE ¦ 1QU LoRE | Red Flag Warning - Destructive Fires | 2032 | 1.3358e-08 | 1.3358e-08 | 9534.9221 | 247.273 | 9287.6491 | 0 | 0 | 0 | 1.377e-05 | 0.00012737 | 0 | 0.00012737 | 0.00012737 | 0 | 0.00012737 | 0 | 5.7253e-06 | 1.255e-05 | 0 | 1.255e-05 | [17 empty] | 7.3.3.17.5 (Remote Grid) Updates to grid topology to minimize risk of ignition in HFTDs Remote GridWLDFREquipment / facility failureAggregated | WLDFR | HFTD - Distribution - Tier 2 - 3QU CoRE ¦ 4QU LoRE | Non-Red Flag Warning - Catastrophic Fires | Equipment / facility failure | Aggregated | 2032 | 3.3115e-08 | 741.5879 | 2.4558e-05 | 2032 | Mitigation | 0.95 | 45 | 0 | esc | 0.00097009 | 3.2124e-11 | 0.00097009 | 3.2124e-11
[79 empty] | WLDFR | HFTD - Distribution - Zone 1 - 4QU CoRE ¦ 1QU LoRE | Red Flag Warning - Destructive Fires | 2033 | 1.3358e-08 | 1.3358e-08 | 9984.8474 | 263.1074 | 9721.74 | 0 | 0 | 0 | 1.377e-05 | 0.00013338 | 0 | 0.00013338 | 0.00013338 | 0 | 0.00013338 | 0 | 5.7253e-06 | 1.255e-05 | 0 | 1.255e-05 | [17 empty] | 7.3.3.17.5 (Remote Grid) Updates to grid topology to minimize risk of ignition in HFTDs Remote GridWLDFREquipment / facility failureAggregated | WLDFR | HFTD - Distribution - Tier 2 - 3QU CoRE ¦ 4QU LoRE | Non-Red Flag Warning - Catastrophic Fires | Equipment / facility failure | Aggregated | 2033 | 3.3115e-08 | 741.5879 | 2.4558e-05 | 2033 | Mitigation | 0.95 | 45 | 0 | esc | 0.00097009 | 3.2124e-11 | 0.00097009 | 3.2124e-11
[79 empty] | WLDFR | HFTD - Distribution - Zone 1 - 4QU CoRE ¦ 1QU LoRE | Red Flag Warning - Destructive Fires | 2034 | 1.3358e-08 | 1.3358e-08 | 9984.8474 | 263.1074 | 9721.74 | 0 | 0 | 0 | 1.377e-05 | 0.00013338 | 0 | 0.00013338 | 0.00013338 | 0 | 0.00013338 | 0 | 6.0086e-06 | 1.3171e-05 | 0 | 1.3171e-05 | [17 empty] | 7.3.3.17.5 (Remote Grid) Updates to grid topology to minimize risk of ignition in HFTDs Remote GridWLDFREquipment / facility failureAggregated | WLDFR | HFTD - Distribution - Tier 2 - 3QU CoRE ¦ 4QU LoRE | Non-Red Flag Warning - Catastrophic Fires | Equipment / facility failure | Aggregated | 2034 | 3.3115e-08 | 741.5879 | 2.4558e-05 | 2034 | Mitigation | 0.95 | 45 | 0 | esc | 0.00097009 | 3.2124e-11 | 0.00097009 | 3.2124e-11
[79 empty] | WLDFR | HFTD - Distribution - Zone 1 - 4QU CoRE ¦ 1QU LoRE | Red Flag Warning - Destructive Fires | 2035 | 1.3358e-08 | 1.3358e-08 | 9984.8474 | 263.1074 | 9721.74 | 0 | 0 | 0 | 1.377e-05 | 0.00013338 | 0 | 0.00013338 | 0.00013338 | 0 | 0.00013338 | 0 | 6.0086e-06 | 1.3171e-05 | 0 | 1.3171e-05 | [17 empty] | 7.3.3.17.5 (Remote Grid) Updates to grid topology to minimize risk of ignition in HFTDs Remote GridWLDFREquipment / facility failureAggregated | WLDFR | HFTD - Distribution - Tier 2 - 3QU CoRE ¦ 4QU LoRE | Non-Red Flag Warning - Catastrophic Fires | Equipment / facility failure | Aggregated | 2035 | 3.3115e-08 | 741.5879 | 2.4558e-05 | 2035 | Mitigation | 0.95 | 45 | 0 | esc | 0.00097009 | 3.2124e-11 | 0.00097009 | 3.2124e-11
[79 empty] | WLDFR | HFTD - Distribution - Zone 1 - 4QU CoRE ¦ 1QU LoRE | Red Flag Warning - Destructive Fires | 2036 | 1.3358e-08 | 1.3358e-08 | 9984.8474 | 263.1074 | 9721.74 | 0 | 0 | 0 | 1.377e-05 | 0.00013338 | 0 | 0.00013338 | 0.00013338 | 0 | 0.00013338 | 0 | 6.0086e-06 | 1.3171e-05 | 0 | 1.3171e-05 | [17 empty] | 7.3.3.17.5 (Remote Grid) Updates to grid topology to minimize risk of ignition in HFTDs Remote GridWLDFREquipment / facility failureAggregated | WLDFR | HFTD - Distribution - Tier 2 - 3QU CoRE ¦ 4QU LoRE | Non-Red Flag Warning - Catastrophic Fires | Equipment / facility failure | Aggregated | 2036 | 3.3115e-08 | 741.5879 | 2.4558e-05 | 2036 | Mitigation | 0.95 | 45 | 0 | esc | 0.00097009 | 3.2124e-11 | 0.00097009 | 3.2124e-11
[79 empty] | WLDFR | HFTD - Distribution - Zone 1 - 4QU CoRE ¦ 1QU LoRE | Red Flag Warning - Destructive Fires | 2037 | 1.3358e-08 | 1.3358e-08 | 9984.8474 | 263.1074 | 9721.74 | 0 | 0 | 0 | 1.377e-05 | 0.00013338 | 0 | 0.00013338 | 0.00013338 | 0 | 0.00013338 | 0 | 6.0086e-06 | 1.3171e-05 | 0 | 1.3171e-05 | [17 empty] | 7.3.3.17.5 (Remote Grid) Updates to grid topology to minimize risk of ignition in HFTDs Remote GridWLDFREquipment / facility failureAggregated | WLDFR | HFTD - Distribution - Tier 2 - 3QU CoRE ¦ 4QU LoRE | Non-Red Flag Warning - Catastrophic Fires | Equipment / facility failure | Aggregated | 2037 | 3.3115e-08 | 741.5879 | 2.4558e-05 | 2037 | Mitigation | 0.95 | 45 | 0 | esc | 0.00097009 | 3.2124e-11 | 0.00097009 | 3.2124e-11
[79 empty] | WLDFR | HFTD - Distribution - Zone 1 - 4QU CoRE ¦ 1QU LoRE | Red Flag Warning - Destructive Fires | 2038 | 1.3358e-08 | 1.3358e-08 | 10472.8261 | 280.5544 | 10192.2718 | 0 | 0 | 0 | 1.377e-05 | 0.0001399 | 0 | 0.0001399 | 0.0001399 | 0 | 0.0001399 | 0 | 6.0086e-06 | 1.3171e-05 | 0 | 1.3171e-05 | [17 empty] | 7.3.3.17.5 (Remote Grid) Updates to grid topology to minimize risk of ignition in HFTDs Remote GridWLDFREquipment / facility failureAggregated | WLDFR | HFTD - Distribution - Tier 2 - 3QU CoRE ¦ 4QU LoRE | Non-Red Flag Warning - Catastrophic Fires | Equipment / facility failure | Aggregated | 2038 | 3.3115e-08 | 741.5879 | 2.4558e-05 | 2038 | Mitigation | 0.95 | 45 | 0 | esc | 0.00097009 | 3.2124e-11 | 0.00097009 | 3.2124e-11
[79 empty] | WLDFR | HFTD - Distribution - Zone 1 - 4QU CoRE ¦ 1QU LoRE | Red Flag Warning - Destructive Fires | 2039 | 1.3358e-08 | 1.3358e-08 | 10472.8261 | 280.5544 | 10192.2718 | 0 | 0 | 0 | 1.377e-05 | 0.0001399 | 0 | 0.0001399 | 0.0001399 | 0 | 0.0001399 | 0 | 6.3011e-06 | 1.3812e-05 | 0 | 1.3812e-05 | [17 empty] | 7.3.3.17.5 (Remote Grid) Updates to grid topology to minimize risk of ignition in HFTDs Remote GridWLDFREquipment / facility failureAggregated | WLDFR | HFTD - Distribution - Tier 2 - 3QU CoRE ¦ 4QU LoRE | Non-Red Flag Warning - Catastrophic Fires | Equipment / facility failure | Aggregated | 2039 | 3.3115e-08 | 741.5879 | 2.4558e-05 | 2039 | Mitigation | 0.95 | 45 | 0 | esc | 0.00097009 | 3.2124e-11 | 0.00097009 | 3.2124e-11
[79 empty] | WLDFR | HFTD - Distribution - Zone 1 - 4QU CoRE ¦ 1QU LoRE | Red Flag Warning - Destructive Fires | 2040 | 1.3358e-08 | 1.3358e-08 | 10472.8261 | 280.5544 | 10192.2718 | 0 | 0 | 0 | 1.377e-05 | 0.0001399 | 0 | 0.0001399 | 0.0001399 | 0 | 0.0001399 | 0 | 6.3011e-06 | 1.3812e-05 | 0 | 1.3812e-05 | [17 empty] | 7.3.3.17.5 (Remote Grid) Updates to grid topology to minimize risk of ignition in HFTDs Remote GridWLDFREquipment / facility failureAggregated | WLDFR | HFTD - Distribution - Tier 2 - 3QU CoRE ¦ 4QU LoRE | Non-Red Flag Warning - Catastrophic Fires | Equipment / facility failure | Aggregated | 2040 | 3.3115e-08 | 741.5879 | 2.4558e-05 | 2040 | Mitigation | 0.95 | 45 | 0 | esc | 0.00097009 | 3.2124e-11 | 0.00097009 | 3.2124e-11
[79 empty] | WLDFR | HFTD - Distribution - Zone 1 - 4QU CoRE ¦ 1QU LoRE | Red Flag Warning - Destructive Fires | 2041 | 1.3358e-08 | 1.3358e-08 | 10472.8261 | 280.5544 | 10192.2718 | 0 | 0 | 0 | 1.377e-05 | 0.0001399 | 0 | 0.0001399 | 0.0001399 | 0 | 0.0001399 | 0 | 6.3011e-06 | 1.3812e-05 | 0 | 1.3812e-05 | [17 empty] | 7.3.3.17.5 (Remote Grid) Updates to grid topology to minimize risk of ignition in HFTDs Remote GridWLDFREquipment / facility failureAggregated | WLDFR | HFTD - Distribution - Tier 2 - 3QU CoRE ¦ 4QU LoRE | Non-Red Flag Warning - Catastrophic Fires | Equipment / facility failure | Aggregated | 2041 | 3.3115e-08 | 741.5879 | 2.4558e-05 | 2041 | Mitigation | 0.95 | 45 | 0 | esc | 0.00097009 | 3.2124e-11 | 0.00097009 | 3.2124e-11
[79 empty] | WLDFR | HFTD - Distribution - Zone 1 - 4QU CoRE ¦ 1QU LoRE | Red Flag Warning - Destructive Fires | 2042 | 1.3358e-08 | 1.3358e-08 | 10472.8261 | 280.5544 | 10192.2718 | 0 | 0 | 0 | 1.377e-05 | 0.0001399 | 0 | 0.0001399 | 0.0001399 | 0 | 0.0001399 | 0 | 6.3011e-06 | 1.3812e-05 | 0 | 1.3812e-05 | [17 empty] | 7.3.3.17.5 (Remote Grid) Updates to grid topology to minimize risk of ignition in HFTDs Remote GridWLDFREquipment / facility failureAggregated | WLDFR | HFTD - Distribution - Tier 2 - 3QU CoRE ¦ 4QU LoRE | Non-Red Flag Warning - Catastrophic Fires | Equipment / facility failure | Aggregated | 2042 | 3.3115e-08 | 741.5879 | 2.4558e-05 | 2042 | Mitigation | 0.95 | 45 | 0 | esc | 0.00097009 | 3.2124e-11 | 0.00097009 | 3.2124e-11
[79 empty] | WLDFR | HFTD - Distribution - Zone 1 - 4QU CoRE ¦ 1QU LoRE | Red Flag Warning - Destructive Fires | 2043 | 1.3358e-08 | 1.3358e-08 | 10992.1562 | 299.42 | 10692.7362 | 0 | 0 | 0 | 1.377e-05 | 0.00014684 | 0 | 0.00014684 | 0.00014684 | 0 | 0.00014684 | 0 | 6.3011e-06 | 1.3812e-05 | 0 | 1.3812e-05 | [17 empty] | 7.3.3.17.5 (Remote Grid) Updates to grid topology to minimize risk of ignition in HFTDs Remote GridWLDFREquipment / facility failureAggregated | WLDFR | HFTD - Distribution - Tier 2 - 3QU CoRE ¦ 4QU LoRE | Non-Red Flag Warning - Catastrophic Fires | Equipment / facility failure | Aggregated | 2043 | 3.3115e-08 | 741.5879 | 2.4558e-05 | 2043 | Mitigation | 0.95 | 45 | 0 | esc | 0.00097009 | 3.2124e-11 | 0.00097009 | 3.2124e-11
[79 empty] | WLDFR | HFTD - Distribution - Zone 1 - 4QU CoRE ¦ 1QU LoRE | Red Flag Warning - Destructive Fires | 2044 | 1.3358e-08 | 1.3358e-08 | 10992.1562 | 299.42 | 10692.7362 | 0 | 0 | 0 | 1.377e-05 | 0.00014684 | 0 | 0.00014684 | 0.00014684 | 0 | 0.00014684 | 0 | 6.5993e-06 | 1.4466e-05 | 0 | 1.4466e-05 | [17 empty] | 7.3.3.17.5 (Remote Grid) Updates to grid topology to minimize risk of ignition in HFTDs Remote GridWLDFREquipment / facility failureAggregated | WLDFR | HFTD - Distribution - Tier 2 - 3QU CoRE ¦ 4QU LoRE | Non-Red Flag Warning - Catastrophic Fires | Equipment / facility failure | Aggregated | 2044 | 3.3115e-08 | 741.5879 | 2.4558e-05 | 2044 | Mitigation | 0.95 | 45 | 0 | esc | 0.00097009 | 3.2124e-11 | 0.00097009 | 3.2124e-11
[79 empty] | WLDFR | HFTD - Distribution - Zone 1 - 4QU CoRE ¦ 1QU LoRE | Red Flag Warning - Destructive Fires | 2045 | 1.3358e-08 | 1.3358e-08 | 10992.1562 | 299.42 | 10692.7362 | 0 | 0 | 0 | 1.377e-05 | 0.00014684 | 0 | 0.00014684 | 0.00014684 | 0 | 0.00014684 | 0 | 6.5993e-06 | 1.4466e-05 | 0 | 1.4466e-05 | [17 empty] | 7.3.3.17.5 (Remote Grid) Updates to grid topology to minimize risk of ignition in HFTDs Remote GridWLDFREquipment / facility failureAggregated | WLDFR | HFTD - Distribution - Tier 2 - 3QU CoRE ¦ 4QU LoRE | Non-Red Flag Warning - Catastrophic Fires | Equipment / facility failure | Aggregated | 2045 | 3.3115e-08 | 741.5879 | 2.4558e-05 | 2045 | Mitigation | 0.95 | 45 | 0 | esc | 0.00097009 | 3.2124e-11 | 0.00097009 | 3.2124e-11
[79 empty] | WLDFR | HFTD - Distribution - Zone 1 - 4QU CoRE ¦ 1QU LoRE | Red Flag Warning - Destructive Fires | 2046 | 1.3358e-08 | 1.3358e-08 | 10992.1562 | 299.42 | 10692.7362 | 0 | 0 | 0 | 1.377e-05 | 0.00014684 | 0 | 0.00014684 | 0.00014684 | 0 | 0.00014684 | 0 | 6.5993e-06 | 1.4466e-05 | 0 | 1.4466e-05 | [17 empty] | 7.3.3.17.5 (Remote Grid) Updates to grid topology to minimize risk of ignition in HFTDs Remote GridWLDFREquipment / facility failureAggregated | WLDFR | HFTD - Distribution - Tier 2 - 3QU CoRE ¦ 4QU LoRE | Non-Red Flag Warning - Catastrophic Fires | Equipment / facility failure | Aggregated | 2046 | 3.3115e-08 | 741.5879 | 2.4558e-05 | 2046 | Mitigation | 0.95 | 45 | 0 | esc | 0.00097009 | 3.2124e-11 | 0.00097009 | 3.2124e-11
[79 empty] | WLDFR | HFTD - Distribution - Zone 1 - 4QU CoRE ¦ 1QU LoRE | Red Flag Warning - Destructive Fires | 2047 | 1.3358e-08 | 1.3358e-08 | 10992.1562 | 299.42 | 10692.7362 | 0 | 0 | 0 | 1.377e-05 | 0.00014684 | 0 | 0.00014684 | 0.00014684 | 0 | 0.00014684 | 0 | 6.5993e-06 | 1.4466e-05 | 0 | 1.4466e-05 | [17 empty] | 7.3.3.17.5 (Remote Grid) Updates to grid topology to minimize risk of ignition in HFTDs Remote GridWLDFREquipment / facility failureAggregated | WLDFR | HFTD - Distribution - Tier 2 - 3QU CoRE ¦ 4QU LoRE | Non-Red Flag Warning - Catastrophic Fires | Equipment / facility failure | Aggregated | 2047 | 3.3115e-08 | 741.5879 | 2.4558e-05 | 2047 | Mitigation | 0.95 | 45 | 0 | esc | 0.00097009 | 3.2124e-11 | 0.00097009 | 3.2124e-11
[79 empty] | WLDFR | HFTD - Distribution - Zone 1 - 4QU CoRE ¦ 1QU LoRE | Red Flag Warning - Destructive Fires | 2048 | 1.3358e-08 | 1.3358e-08 | 11536.0538 | 319.4911 | 11216.5626 | 0 | 0 | 0 | 1.377e-05 | 0.0001541 | 0 | 0.0001541 | 0.0001541 | 0 | 0.0001541 | 0 | 6.5993e-06 | 1.4466e-05 | 0 | 1.4466e-05 | [17 empty] | 7.3.3.17.5 (Remote Grid) Updates to grid topology to minimize risk of ignition in HFTDs Remote GridWLDFREquipment / facility failureAggregated | WLDFR | HFTD - Distribution - Tier 2 - 3QU CoRE ¦ 4QU LoRE | Non-Red Flag Warning - Catastrophic Fires | Equipment / facility failure | Aggregated | 2048 | 3.3115e-08 | 741.5879 | 2.4558e-05 | 2048 | Mitigation | 0.95 | 45 | 0 | esc | 0.00097009 | 3.2124e-11 | 0.00097009 | 3.2124e-11
[79 empty] | WLDFR | HFTD - Distribution - Zone 1 - 4QU CoRE ¦ 1QU LoRE | Red Flag Warning - Destructive Fires | 2049 | 1.3358e-08 | 1.3358e-08 | 11536.0538 | 319.4911 | 11216.5626 | 0 | 0 | 0 | 1.377e-05 | 0.0001541 | 0 | 0.0001541 | 0.0001541 | 0 | 0.0001541 | 0 | 6.8995e-06 | 1.5124e-05 | 0 | 1.5124e-05 | [17 empty] | 7.3.3.17.5 (Remote Grid) Updates to grid topology to minimize risk of ignition in HFTDs Remote GridWLDFREquipment / facility failureAggregated | WLDFR | HFTD - Distribution - Tier 2 - 3QU CoRE ¦ 4QU LoRE | Non-Red Flag Warning - Catastrophic Fires | Equipment / facility failure | Aggregated | 2049 | 3.3115e-08 | 741.5879 | 2.4558e-05 | 2049 | Mitigation | 0.95 | 45 | 0 | esc | 0.00097009 | 3.2124e-11 | 0.00097009 | 3.2124e-11
[79 empty] | WLDFR | HFTD - Distribution - Zone 1 - 4QU CoRE ¦ 1QU LoRE | Red Flag Warning - Destructive Fires | 2050 | 1.3358e-08 | 1.3358e-08 | 11536.0538 | 319.4911 | 11216.5626 | 0 | 0 | 0 | 1.377e-05 | 0.0001541 | 0 | 0.0001541 | 0.0001541 | 0 | 0.0001541 | 0 | 6.8995e-06 | 1.5124e-05 | 0 | 1.5124e-05 | [17 empty] | 7.3.3.17.5 (Remote Grid) Updates to grid topology to minimize risk of ignition in HFTDs Remote GridWLDFREquipment / facility failureAggregated | WLDFR | HFTD - Distribution - Tier 2 - 3QU CoRE ¦ 4QU LoRE | Non-Red Flag Warning - Catastrophic Fires | Equipment / facility failure | Aggregated | 2050 | 3.3115e-08 | 741.5879 | 2.4558e-05 | 2050 | Mitigation | 0.95 | 45 | 0 | esc | 0.00097009 | 3.2124e-11 | 0.00097009 | 3.2124e-11
[79 empty] | WLDFR | HFTD - Distribution - Zone 1 - 4QU CoRE ¦ 1QU LoRE | Red Flag Warning - Destructive Fires | 2051 | 1.3358e-08 | 1.3358e-08 | 11536.0538 | 319.4911 | 11216.5626 | 0 | 0 | 0 | 1.377e-05 | 0.0001541 | 0 | 0.0001541 | 0.0001541 | 0 | 0.0001541 | 0 | 6.8995e-06 | 1.5124e-05 | 0 | 1.5124e-05 | [17 empty] | 7.3.3.17.5 (Remote Grid) Updates to grid topology to minimize risk of ignition in HFTDs Remote GridWLDFREquipment / facility failureAggregated | WLDFR | HFTD - Distribution - Tier 2 - 3QU CoRE ¦ 4QU LoRE | Non-Red Flag Warning - Catastrophic Fires | Equipment / facility failure | Aggregated | 2051 | 3.3115e-08 | 741.5879 | 2.4558e-05 | 2051 | Mitigation | 0.95 | 45 | 0 | esc | 0.00097009 | 3.2124e-11 | 0.00097009 | 3.2124e-11
[79 empty] | WLDFR | HFTD - Distribution - Zone 1 - 4QU CoRE ¦ 1QU LoRE | Red Flag Warning - Destructive Fires | 2052 | 1.3358e-08 | 1.3358e-08 | 11536.0538 | 319.4911 | 11216.5626 | 0 | 0 | 0 | 1.377e-05 | 0.0001541 | 0 | 0.0001541 | 0.0001541 | 0 | 0.0001541 | 0 | 6.8995e-06 | 1.5124e-05 | 0 | 1.5124e-05 | [17 empty] | 7.3.3.17.5 (Remote Grid) Updates to grid topology to minimize risk of ignition in HFTDs Remote GridWLDFREquipment / facility failureAggregated | WLDFR | HFTD - Distribution - Tier 2 - 3QU CoRE ¦ 4QU LoRE | Non-Red Flag Warning - Catastrophic Fires | Equipment / facility failure | Aggregated | 2052 | 3.3115e-08 | 741.5879 | 2.4558e-05 | 2052 | Mitigation | 0.95 | 45 | 0 | esc | 0.00097009 | 3.2124e-11 | 0.00097009 | 3.2124e-11
[79 empty] | WLDFR | HFTD - Distribution - Zone 1 - 4QU CoRE ¦ 1QU LoRE | Red Flag Warning - Destructive Fires | 2053 | 1.3358e-08 | 1.3358e-08 | 12097.6769 | 340.5356 | 11757.1413 | 0 | 0 | 0 | 1.377e-05 | 0.00016161 | 0 | 0.00016161 | 0.00016161 | 0 | 0.00016161 | 0 | 6.8995e-06 | 1.5124e-05 | 0 | 1.5124e-05 | [17 empty] | 7.3.3.17.5 (Remote Grid) Updates to grid topology to minimize risk of ignition in HFTDs Remote GridWLDFREquipment / facility failureAggregated | WLDFR | HFTD - Distribution - Tier 2 - 3QU CoRE ¦ 4QU LoRE | Non-Red Flag Warning - Catastrophic Fires | Equipment / facility failure | Aggregated | 2053 | 3.3115e-08 | 741.5879 | 2.4558e-05 | 2053 | Mitigation | 0.95 | 45 | 0 | esc | 0.00097009 | 3.2124e-11 | 0.00097009 | 3.2124e-11
[79 empty] | WLDFR | HFTD - Distribution - Zone 1 - 4QU CoRE ¦ 1QU LoRE | Red Flag Warning - Destructive Fires | 2054 | 1.3358e-08 | 1.3358e-08 | 12097.6769 | 340.5356 | 11757.1413 | 0 | 0 | 0 | 1.377e-05 | 0.00016161 | 0 | 0.00016161 | 0.00016161 | 0 | 0.00016161 | 0 | 7.1982e-06 | 1.5779e-05 | 0 | 1.5779e-05 | [17 empty] | 7.3.3.17.5 (Remote Grid) Updates to grid topology to minimize risk of ignition in HFTDs Remote GridWLDFREquipment / facility failureAggregated | WLDFR | HFTD - Distribution - Tier 2 - 3QU CoRE ¦ 4QU LoRE | Non-Red Flag Warning - Catastrophic Fires | Equipment / facility failure | Aggregated | 2054 | 3.3115e-08 | 741.5879 | 2.4558e-05 | 2054 | Mitigation | 0.95 | 45 | 0 | esc | 0.00097009 | 3.2124e-11 | 0.00097009 | 3.2124e-11
[79 empty] | WLDFR | HFTD - Distribution - Zone 1 - 4QU CoRE ¦ 1QU LoRE | Red Flag Warning - Destructive Fires | 2055 | 1.3358e-08 | 1.3358e-08 | 12097.6769 | 340.5356 | 11757.1413 | 0 | 0 | 0 | 1.377e-05 | 0.00016161 | 0 | 0.00016161 | 0.00016161 | 0 | 0.00016161 | 0 | 7.1982e-06 | 1.5779e-05 | 0 | 1.5779e-05 | [17 empty] | 7.3.3.17.5 (Remote Grid) Updates to grid topology to minimize risk of ignition in HFTDs Remote GridWLDFREquipment / facility failureAggregated | WLDFR | HFTD - Distribution - Tier 2 - 3QU CoRE ¦ 4QU LoRE | Non-Red Flag Warning - Catastrophic Fires | Equipment / facility failure | Aggregated | 2055 | 3.3115e-08 | 741.5879 | 2.4558e-05 | 2055 | Mitigation | 0.95 | 45 | 0 | esc | 0.00097009 | 3.2124e-11 | 0.00097009 | 3.2124e-11
[79 empty] | WLDFR | HFTD - Distribution - Zone 1 - 4QU CoRE ¦ 1QU LoRE | Red Flag Warning - Destructive Fires | 2056 | 1.3358e-08 | 1.3358e-08 | 12097.6769 | 340.5356 | 11757.1413 | 0 | 0 | 0 | 1.377e-05 | 0.00016161 | 0 | 0.00016161 | 0.00016161 | 0 | 0.00016161 | 0 | 7.1982e-06 | 1.5779e-05 | 0 | 1.5779e-05 | [17 empty] | 7.3.3.17.5 (Remote Grid) Updates to grid topology to minimize risk of ignition in HFTDs Remote GridWLDFREquipment / facility failureAggregated | WLDFR | HFTD - Distribution - Tier 2 - 3QU CoRE ¦ 4QU LoRE | Non-Red Flag Warning - Catastrophic Fires | Equipment / facility failure | Aggregated | 2056 | 3.3115e-08 | 741.5879 | 2.4558e-05 | 2056 | Mitigation | 0.95 | 45 | 0 | esc | 0.00097009 | 3.2124e-11 | 0.00097009 | 3.2124e-11
[79 empty] | WLDFR | HFTD - Distribution - Zone 1 - 4QU CoRE ¦ 1QU LoRE | Red Flag Warning - Destructive Fires | 2057 | 1.3358e-08 | 1.3358e-08 | 12097.6769 | 340.5356 | 11757.1413 | 0 | 0 | 0 | 1.377e-05 | 0.00016161 | 0 | 0.00016161 | 0.00016161 | 0 | 0.00016161 | 0 | 0 | 1.5779e-05 | 0 | 1.5779e-05 | [17 empty] | 7.3.3.17.5 (Remote Grid) Updates to grid topology to minimize risk of ignition in HFTDs Remote GridWLDFREquipment / facility failureAggregated | WLDFR | HFTD - Distribution - Tier 2 - 3QU CoRE ¦ 4QU LoRE | Non-Red Flag Warning - Catastrophic Fires | Equipment / facility failure | Aggregated | 2057 | 3.3115e-08 | 741.5879 | 2.4558e-05 | 2057 | Mitigation | 0.95 | 45 | 0 | esc | 0.00097009 | 3.2124e-11 | 0.00097009 | 3.2124e-11
[79 empty] | WLDFR | HFTD - Distribution - Zone 1 - 4QU CoRE ¦ 1QU LoRE | Red Flag Warning - Destructive Fires | 2058 | 1.3358e-08 | 1.3358e-08 | 12670.1796 | 362.3049 | 12307.8747 | 0 | 0 | 0 | 1.377e-05 | 0.00016925 | 0 | 0.00016925 | 0.00016925 | 0 | 0.00016925 | 0 | 0 | 0 | 0 | 0 | [17 empty] | 7.3.3.17.5 (Remote Grid) Updates to grid topology to minimize risk of ignition in HFTDs Remote GridWLDFREquipment / facility failureAggregated | WLDFR | HFTD - Distribution - Tier 2 - 3QU CoRE ¦ 4QU LoRE | Non-Red Flag Warning - Catastrophic Fires | Equipment / facility failure | Aggregated | 2058 | 3.3115e-08 | 741.5879 | 2.4558e-05 | 2058 | Mitigation | 0.95 | 45 | 0 | esc | 0.00097009 | 3.2124e-11 | 0.00097009 | 3.2124e-11
[79 empty] | WLDFR | HFTD - Distribution - Zone 1 - 4QU CoRE ¦ 1QU LoRE | Red Flag Warning - Destructive Fires | 2059 | 1.3358e-08 | 1.3358e-08 | 12670.1796 | 362.3049 | 12307.8747 | 0 | 0 | 0 | 1.377e-05 | 0.00016925 | 0 | 0.00016925 | 0.00016925 | 0 | 0.00016925 | 0 | 2.7649e-07 | 0 | 0 | 0 | [17 empty] | 7.3.3.17.5 (Remote Grid) Updates to grid topology to minimize risk of ignition in HFTDs Remote GridWLDFREquipment / facility failureAggregated | WLDFR | HFTD - Distribution - Tier 2 - 3QU CoRE ¦ 4QU LoRE | Non-Red Flag Warning - Catastrophic Fires | Equipment / facility failure | Aggregated | 2059 | 3.3115e-08 | 741.5879 | 2.4558e-05 | 2059 | Mitigation | 0.95 | 45 | 0 | esc | 0.00097009 | 3.2124e-11 | 0.00097009 | 3.2124e-11
[79 empty] | WLDFR | HFTD - Distribution - Zone 1 - 4QU CoRE ¦ 1QU LoRE | Red Flag Warning - Destructive Fires | 2060 | 1.3358e-08 | 1.3358e-08 | 12670.1796 | 362.3049 | 12307.8747 | 0 | 0 | 0 | 1.377e-05 | 0.00016925 | 0 | 0.00016925 | 0.00016925 | 0 | 0.00016925 | 0 | 2.8886e-07 | 6.3318e-07 | 0 | 6.3318e-07 | [17 empty] | 7.3.3.17.5 (Remote Grid) Updates to grid topology to minimize risk of ignition in HFTDs Remote GridWLDFREquipment / facility failureAggregated | WLDFR | HFTD - Distribution - Tier 2 - 3QU CoRE ¦ 4QU LoRE | Non-Red Flag Warning - Catastrophic Fires | Equipment / facility failure | Aggregated | 2060 | 3.3115e-08 | 741.5879 | 2.4558e-05 | 2060 | Mitigation | 0.95 | 45 | 0 | esc | 0.00097009 | 3.2124e-11 | 0.00097009 | 3.2124e-11
[79 empty] | WLDFR | HFTD - Distribution - Zone 1 - 4QU CoRE ¦ 1QU LoRE | Red Flag Warning - Destructive Fires | 2061 | 1.3358e-08 | 1.3358e-08 | 12670.1796 | 362.3049 | 12307.8747 | 0 | 0 | 0 | 1.377e-05 | 0.00016925 | 0 | 0.00016925 | 0.00016925 | 0 | 0.00016925 | 0 | 2.8886e-07 | 6.3318e-07 | 0 | 6.3318e-07 | [17 empty] | 7.3.3.17.5 (Remote Grid) Updates to grid topology to minimize risk of ignition in HFTDs Remote GridWLDFREquipment / facility failureAggregated | WLDFR | HFTD - Distribution - Tier 2 - 3QU CoRE ¦ 4QU LoRE | Non-Red Flag Warning - Catastrophic Fires | Equipment / facility failure | Aggregated | 2061 | 3.3115e-08 | 741.5879 | 2.4558e-05 | 2061 | Mitigation | 0.95 | 45 | 0 | esc | 0.00097009 | 3.2124e-11 | 0.00097009 | 3.2124e-11
[79 empty] | WLDFR | HFTD - Distribution - Zone 1 - 4QU CoRE ¦ 1QU LoRE | Red Flag Warning - Destructive Fires | 2062 | 1.3358e-08 | 1.3358e-08 | 12670.1796 | 362.3049 | 12307.8747 | 0 | 0 | 0 | 1.377e-05 | 0.00016925 | 0 | 0.00016925 | 0.00016925 | 0 | 0.00016925 | 0 | 2.8886e-07 | 6.3318e-07 | 0 | 6.3318e-07 | [17 empty] | 7.3.3.17.5 (Remote Grid) Updates to grid topology to minimize risk of ignition in HFTDs Remote GridWLDFREquipment / facility failureAggregated | WLDFR | HFTD - Distribution - Tier 2 - 3QU CoRE ¦ 4QU LoRE | Non-Red Flag Warning - Catastrophic Fires | Equipment / facility failure | Aggregated | 2062 | 3.3115e-08 | 741.5879 | 2.4558e-05 | 2062 | Mitigation | 0.95 | 45 | 0 | esc | 0.00097009 | 3.2124e-11 | 0.00097009 | 3.2124e-11
[79 empty] | WLDFR | HFTD - Distribution - Zone 1 - 4QU CoRE ¦ 1QU LoRE | Red Flag Warning - Destructive Fires | 2063 | 1.3358e-08 | 1.3358e-08 | 13246.6313 | 384.5316 | 12862.0997 | 0 | 0 | 0 | 1.377e-05 | 0.00017695 | 0 | 0.00017695 | 0.00017695 | 0 | 0.00017695 | 0 | 2.8886e-07 | 6.3318e-07 | 0 | 6.3318e-07 | [17 empty] | 7.3.3.17.5 (Remote Grid) Updates to grid topology to minimize risk of ignition in HFTDs Remote GridWLDFREquipment / facility failureAggregated | WLDFR | HFTD - Distribution - Tier 2 - 3QU CoRE ¦ 4QU LoRE | Non-Red Flag Warning - Catastrophic Fires | Equipment / facility failure | Aggregated | 2063 | 3.3115e-08 | 741.5879 | 2.4558e-05 | 2063 | Mitigation | 0.95 | 45 | 0 | esc | 0.00097009 | 3.2124e-11 | 0.00097009 | 3.2124e-11
[79 empty] | WLDFR | HFTD - Distribution - Zone 1 - 4QU CoRE ¦ 1QU LoRE | Red Flag Warning - Destructive Fires | 2064 | 1.3358e-08 | 1.3358e-08 | 13246.6313 | 384.5316 | 12862.0997 | 0 | 0 | 0 | 1.377e-05 | 0.00017695 | 0 | 0.00017695 | 0.00017695 | 0 | 0.00017695 | 0 | 2.8886e-07 | 6.3318e-07 | 0 | 6.3318e-07 | [17 empty] | 7.3.3.17.5 (Remote Grid) Updates to grid topology to minimize risk of ignition in HFTDs Remote GridWLDFREquipment / facility failureAggregated | WLDFR | HFTD - Distribution - Tier 2 - 3QU CoRE ¦ 4QU LoRE | Non-Red Flag Warning - Catastrophic Fires | Equipment / facility failure | Aggregated | 2064 | 3.3115e-08 | 741.5879 | 2.4558e-05 | 2064 | Mitigation | 0.95 | 45 | 0 | esc | 0.00097009 | 3.2124e-11 | 0.00097009 | 3.2124e-11
[79 empty] | WLDFR | HFTD - Distribution - Zone 1 - 4QU CoRE ¦ 1QU LoRE | Red Flag Warning - Destructive Fires | 2065 | 1.3358e-08 | 1.3358e-08 | 13246.6313 | 384.5316 | 12862.0997 | 0 | 0 | 0 | 1.377e-05 | 0.00017695 | 0 | 0.00017695 | 0.00017695 | 0 | 0.00017695 | 0 | 3.0479e-07 | 6.681e-07 | 0 | 6.681e-07 | [17 empty] | 7.3.3.17.5 (Remote Grid) Updates to grid topology to minimize risk of ignition in HFTDs Remote GridWLDFREquipment / facility failureAggregated | WLDFR | HFTD - Distribution - Tier 2 - 3QU CoRE ¦ 4QU LoRE | Non-Red Flag Warning - Catastrophic Fires | Equipment / facility failure | Aggregated | 2065 | 3.3115e-08 | 741.5879 | 2.4558e-05 | 2065 | Mitigation | 0.95 | 45 | 0 | esc | 0.00097009 | 3.2124e-11 | 0.00097009 | 3.2124e-11
[79 empty] | WLDFR | HFTD - Distribution - Zone 1 - 4QU CoRE ¦ 1QU LoRE | Red Flag Warning - Destructive Fires | 2066 | 1.3358e-08 | 1.3358e-08 | 13246.6313 | 384.5316 | 12862.0997 | 0 | 0 | 0 | 1.377e-05 | 0.00017695 | 0 | 0.00017695 | 0.00017695 | 0 | 0.00017695 | 0 | 3.0479e-07 | 6.681e-07 | 0 | 6.681e-07 | [17 empty] | 7.3.3.17.5 (Remote Grid) Updates to grid topology to minimize risk of ignition in HFTDs Remote GridWLDFREquipment / facility failureAggregated | WLDFR | HFTD - Distribution - Tier 2 - 3QU CoRE ¦ 4QU LoRE | Non-Red Flag Warning - Catastrophic Fires | Equipment / facility failure | Aggregated | 2066 | 3.3115e-08 | 741.5879 | 2.4558e-05 | 2066 | Mitigation | 0.95 | 45 | 0 | esc | 0.00097009 | 3.2124e-11 | 0.00097009 | 3.2124e-11
[79 empty] | WLDFR | HFTD - Distribution - Zone 1 - 4QU CoRE ¦ 1QU LoRE | Red Flag Warning - Destructive Fires | 2067 | 0 | 1.3358e-08 | 13246.6313 | 384.5316 | 12862.0997 | 0 | 0 | 0 | 1.377e-05 | 0 | 0 | 0 | 0.00017695 | 0 | 0.00017695 | 0 | 3.0479e-07 | 6.681e-07 | 0 | 6.681e-07 | [17 empty] | 7.3.3.17.5 (Remote Grid) Updates to grid topology to minimize risk of ignition in HFTDs Remote GridWLDFREquipment / facility failureAggregated | WLDFR | HFTD - Distribution - Tier 2 - 3QU CoRE ¦ 4QU LoRE | Non-Red Flag Warning - Catastrophic Fires | Equipment / facility failure | Aggregated | 2067 | 3.3115e-08 | 741.5879 | 2.4558e-05 | 2067 | Mitigation | 0.95 | 45 | 0 | esc | 0 | 0 | 0.00097009 | 3.2124e-11
[79 empty] | WLDFR | HFTD - Distribution - Zone 1 - 4QU CoRE ¦ 1QU LoRE | Red Flag Warning - Large Fires | 2022 | 8.5932e-08 | 0 | 5.2406 | 0.69642 | 2.942 | 1.6022 | 0 | 0 | 8.8581e-05 | 4.5033e-07 | 0 | 4.5033e-07 | 0 | 0 | 0 | 0 | 3.0479e-07 | 6.681e-07 | 0 | 6.681e-07 | [17 empty] | 7.3.3.17.5 (Remote Grid) Updates to grid topology to minimize risk of ignition in HFTDs Remote GridWLDFRVegetation ContactAggregated | WLDFR | HFTD - Distribution - Tier 2 - 3QU CoRE ¦ 4QU LoRE | Non-Red Flag Warning - Catastrophic Fires | Vegetation Contact | Aggregated | 2022 | 1.6052e-07 | 741.5879 | 0.00011904 | 2022 | Mitigation | 0.95 | 45 | 0 | esc | 0.00097009 | 1.5571e-10 | 0 | 0
[79 empty] | WLDFR | HFTD - Distribution - Zone 1 - 4QU CoRE ¦ 1QU LoRE | Red Flag Warning - Large Fires | 2023 | 8.5932e-08 | 8.5932e-08 | 5.475 | 0.71896 | 3.0715 | 1.6846 | 0 | 0 | 8.8581e-05 | 4.7048e-07 | 0 | 4.7048e-07 | 4.7048e-07 | 0 | 4.7048e-07 | 0 | 3.0479e-07 | 6.681e-07 | 0 | 6.681e-07 | [17 empty] | 7.3.3.17.5 (Remote Grid) Updates to grid topology to minimize risk of ignition in HFTDs Remote GridWLDFRVegetation ContactAggregated | WLDFR | HFTD - Distribution - Tier 2 - 3QU CoRE ¦ 4QU LoRE | Non-Red Flag Warning - Catastrophic Fires | Vegetation Contact | Aggregated | 2023 | 1.6052e-07 | 741.5879 | 0.00011904 | 2023 | Mitigation | 0.95 | 45 | 0 | esc | 0.00097009 | 1.5571e-10 | 0.00097009 | 1.5571e-10
[79 empty] | WLDFR | HFTD - Distribution - Zone 1 - 4QU CoRE ¦ 1QU LoRE | Red Flag Warning - Large Fires | 2024 | 8.5932e-08 | 8.5932e-08 | 5.475 | 0.71896 | 3.0715 | 1.6846 | 0 | 0 | 8.8581e-05 | 4.7048e-07 | 0 | 4.7048e-07 | 4.7048e-07 | 0 | 4.7048e-07 | 0 | 3.2291e-07 | 7.0783e-07 | 0 | 7.0783e-07 | [17 empty] | 7.3.3.17.5 (Remote Grid) Updates to grid topology to minimize risk of ignition in HFTDs Remote GridWLDFRVegetation ContactAggregated | WLDFR | HFTD - Distribution - Tier 2 - 3QU CoRE ¦ 4QU LoRE | Non-Red Flag Warning - Catastrophic Fires | Vegetation Contact | Aggregated | 2024 | 1.6052e-07 | 741.5879 | 0.00011904 | 2024 | Mitigation | 0.95 | 45 | 0 | esc | 0.00097009 | 1.5571e-10 | 0.00097009 | 1.5571e-10
[79 empty] | WLDFR | HFTD - Distribution - Zone 1 - 4QU CoRE ¦ 1QU LoRE | Red Flag Warning - Large Fires | 2025 | 8.5932e-08 | 8.5932e-08 | 5.475 | 0.71896 | 3.0715 | 1.6846 | 0 | 0 | 8.8581e-05 | 4.7048e-07 | 0 | 4.7048e-07 | 4.7048e-07 | 0 | 4.7048e-07 | 0 | 3.2291e-07 | 7.0783e-07 | 0 | 7.0783e-07 | [17 empty] | 7.3.3.17.5 (Remote Grid) Updates to grid topology to minimize risk of ignition in HFTDs Remote GridWLDFRVegetation ContactAggregated | WLDFR | HFTD - Distribution - Tier 2 - 3QU CoRE ¦ 4QU LoRE | Non-Red Flag Warning - Catastrophic Fires | Vegetation Contact | Aggregated | 2025 | 1.6052e-07 | 741.5879 | 0.00011904 | 2025 | Mitigation | 0.95 | 45 | 0 | esc | 0.00097009 | 1.5571e-10 | 0.00097009 | 1.5571e-10
[79 empty] | WLDFR | HFTD - Distribution - Zone 1 - 4QU CoRE ¦ 1QU LoRE | Red Flag Warning - Large Fires | 2026 | 8.5932e-08 | 8.5932e-08 | 5.475 | 0.71896 | 3.0715 | 1.6846 | 0 | 0 | 8.8581e-05 | 4.7048e-07 | 0 | 4.7048e-07 | 4.7048e-07 | 0 | 4.7048e-07 | 0 | 3.2291e-07 | 7.0783e-07 | 0 | 7.0783e-07 | [17 empty] | 7.3.3.17.5 (Remote Grid) Updates to grid topology to minimize risk of ignition in HFTDs Remote GridWLDFRVegetation ContactAggregated | WLDFR | HFTD - Distribution - Tier 2 - 3QU CoRE ¦ 4QU LoRE | Non-Red Flag Warning - Catastrophic Fires | Vegetation Contact | Aggregated | 2026 | 1.6052e-07 | 741.5879 | 0.00011904 | 2026 | Mitigation | 0.95 | 45 | 0 | esc | 0.00097009 | 1.5571e-10 | 0.00097009 | 1.5571e-10
[79 empty] | WLDFR | HFTD - Distribution - Zone 1 - 4QU CoRE ¦ 1QU LoRE | Red Flag Warning - Large Fires | 2027 | 8.5932e-08 | 8.5932e-08 | 5.475 | 0.71896 | 3.0715 | 1.6846 | 0 | 0 | 8.8581e-05 | 4.7048e-07 | 0 | 4.7048e-07 | 4.7048e-07 | 0 | 4.7048e-07 | 0 | 3.2291e-07 | 7.0783e-07 | 0 | 7.0783e-07 | [17 empty] | 7.3.3.17.5 (Remote Grid) Updates to grid topology to minimize risk of ignition in HFTDs Remote GridWLDFRVegetation ContactAggregated | WLDFR | HFTD - Distribution - Tier 2 - 3QU CoRE ¦ 4QU LoRE | Non-Red Flag Warning - Catastrophic Fires | Vegetation Contact | Aggregated | 2027 | 1.6052e-07 | 741.5879 | 0.00011904 | 2027 | Mitigation | 0.95 | 45 | 0 | esc | 0.00097009 | 1.5571e-10 | 0.00097009 | 1.5571e-10
[79 empty] | WLDFR | HFTD - Distribution - Zone 1 - 4QU CoRE ¦ 1QU LoRE | Red Flag Warning - Large Fires | 2028 | 8.5932e-08 | 8.5932e-08 | 5.777 | 0.74734 | 3.238 | 1.7917 | 0 | 0 | 8.8581e-05 | 4.9643e-07 | 0 | 4.9643e-07 | 4.9643e-07 | 0 | 4.9643e-07 | 0 | 3.2291e-07 | 7.0783e-07 | 0 | 7.0783e-07 | [17 empty] | 7.3.3.17.5 (Remote Grid) Updates to grid topology to minimize risk of ignition in HFTDs Remote GridWLDFRVegetation ContactAggregated | WLDFR | HFTD - Distribution - Tier 2 - 3QU CoRE ¦ 4QU LoRE | Non-Red Flag Warning - Catastrophic Fires | Vegetation Contact | Aggregated | 2028 | 1.6052e-07 | 741.5879 | 0.00011904 | 2028 | Mitigation | 0.95 | 45 | 0 | esc | 0.00097009 | 1.5571e-10 | 0.00097009 | 1.5571e-10
[79 empty] | WLDFR | HFTD - Distribution - Zone 1 - 4QU CoRE ¦ 1QU LoRE | Red Flag Warning - Large Fires | 2029 | 8.5932e-08 | 8.5932e-08 | 5.777 | 0.74734 | 3.238 | 1.7917 | 0 | 0 | 8.8581e-05 | 4.9643e-07 | 0 | 4.9643e-07 | 4.9643e-07 | 0 | 4.9643e-07 | 0 | 3.4308e-07 | 7.5204e-07 | 0 | 7.5204e-07 | [17 empty] | 7.3.3.17.5 (Remote Grid) Updates to grid topology to minimize risk of ignition in HFTDs Remote GridWLDFRVegetation ContactAggregated | WLDFR | HFTD - Distribution - Tier 2 - 3QU CoRE ¦ 4QU LoRE | Non-Red Flag Warning - Catastrophic Fires | Vegetation Contact | Aggregated | 2029 | 1.6052e-07 | 741.5879 | 0.00011904 | 2029 | Mitigation | 0.95 | 45 | 0 | esc | 0.00097009 | 1.5571e-10 | 0.00097009 | 1.5571e-10
[79 empty] | WLDFR | HFTD - Distribution - Zone 1 - 4QU CoRE ¦ 1QU LoRE | Red Flag Warning - Large Fires | 2030 | 8.5932e-08 | 8.5932e-08 | 5.777 | 0.74734 | 3.238 | 1.7917 | 0 | 0 | 8.8581e-05 | 4.9643e-07 | 0 | 4.9643e-07 | 4.9643e-07 | 0 | 4.9643e-07 | 0 | 3.4308e-07 | 7.5204e-07 | 0 | 7.5204e-07 | [17 empty] | 7.3.3.17.5 (Remote Grid) Updates to grid topology to minimize risk of ignition in HFTDs Remote GridWLDFRVegetation ContactAggregated | WLDFR | HFTD - Distribution - Tier 2 - 3QU CoRE ¦ 4QU LoRE | Non-Red Flag Warning - Catastrophic Fires | Vegetation Contact | Aggregated | 2030 | 1.6052e-07 | 741.5879 | 0.00011904 | 2030 | Mitigation | 0.95 | 45 | 0 | esc | 0.00097009 | 1.5571e-10 | 0.00097009 | 1.5571e-10
[79 empty] | WLDFR | HFTD - Distribution - Zone 1 - 4QU CoRE ¦ 1QU LoRE | Red Flag Warning - Large Fires | 2031 | 8.5932e-08 | 8.5932e-08 | 5.777 | 0.74734 | 3.238 | 1.7917 | 0 | 0 | 8.8581e-05 | 4.9643e-07 | 0 | 4.9643e-07 | 4.9643e-07 | 0 | 4.9643e-07 | 0 | 3.4308e-07 | 7.5204e-07 | 0 | 7.5204e-07 | [17 empty] | 7.3.3.17.5 (Remote Grid) Updates to grid topology to minimize risk of ignition in HFTDs Remote GridWLDFRVegetation ContactAggregated | WLDFR | HFTD - Distribution - Tier 2 - 3QU CoRE ¦ 4QU LoRE | Non-Red Flag Warning - Catastrophic Fires | Vegetation Contact | Aggregated | 2031 | 1.6052e-07 | 741.5879 | 0.00011904 | 2031 | Mitigation | 0.95 | 45 | 0 | esc | 0.00097009 | 1.5571e-10 | 0.00097009 | 1.5571e-10
[79 empty] | WLDFR | HFTD - Distribution - Zone 1 - 4QU CoRE ¦ 1QU LoRE | Red Flag Warning - Large Fires | 2032 | 8.5932e-08 | 8.5932e-08 | 5.777 | 0.74734 | 3.238 | 1.7917 | 0 | 0 | 8.8581e-05 | 4.9643e-07 | 0 | 4.9643e-07 | 4.9643e-07 | 0 | 4.9643e-07 | 0 | 3.4308e-07 | 7.5204e-07 | 0 | 7.5204e-07 | [17 empty] | 7.3.3.17.5 (Remote Grid) Updates to grid topology to minimize risk of ignition in HFTDs Remote GridWLDFRVegetation ContactAggregated | WLDFR | HFTD - Distribution - Tier 2 - 3QU CoRE ¦ 4QU LoRE | Non-Red Flag Warning - Catastrophic Fires | Vegetation Contact | Aggregated | 2032 | 1.6052e-07 | 741.5879 | 0.00011904 | 2032 | Mitigation | 0.95 | 45 | 0 | esc | 0.00097009 | 1.5571e-10 | 0.00097009 | 1.5571e-10
[79 empty] | WLDFR | HFTD - Distribution - Zone 1 - 4QU CoRE ¦ 1QU LoRE | Red Flag Warning - Large Fires | 2033 | 8.5932e-08 | 8.5932e-08 | 6.1205 | 0.77885 | 3.4265 | 1.9151 | 0 | 0 | 8.8581e-05 | 5.2594e-07 | 0 | 5.2594e-07 | 5.2594e-07 | 0 | 5.2594e-07 | 0 | 3.4308e-07 | 7.5204e-07 | 0 | 7.5204e-07 | [17 empty] | 7.3.3.17.5 (Remote Grid) Updates to grid topology to minimize risk of ignition in HFTDs Remote GridWLDFRVegetation ContactAggregated | WLDFR | HFTD - Distribution - Tier 2 - 3QU CoRE ¦ 4QU LoRE | Non-Red Flag Warning - Catastrophic Fires | Vegetation Contact | Aggregated | 2033 | 1.6052e-07 | 741.5879 | 0.00011904 | 2033 | Mitigation | 0.95 | 45 | 0 | esc | 0.00097009 | 1.5571e-10 | 0.00097009 | 1.5571e-10
[79 empty] | WLDFR | HFTD - Distribution - Zone 1 - 4QU CoRE ¦ 1QU LoRE | Red Flag Warning - Large Fires | 2034 | 8.5932e-08 | 8.5932e-08 | 6.1205 | 0.77885 | 3.4265 | 1.9151 | 0 | 0 | 8.8581e-05 | 5.2594e-07 | 0 | 5.2594e-07 | 5.2594e-07 | 0 | 5.2594e-07 | 0 | 3.6514e-07 | 8.004e-07 | 0 | 8.004e-07 | [17 empty] | 7.3.3.17.5 (Remote Grid) Updates to grid topology to minimize risk of ignition in HFTDs Remote GridWLDFRVegetation ContactAggregated | WLDFR | HFTD - Distribution - Tier 2 - 3QU CoRE ¦ 4QU LoRE | Non-Red Flag Warning - Catastrophic Fires | Vegetation Contact | Aggregated | 2034 | 1.6052e-07 | 741.5879 | 0.00011904 | 2034 | Mitigation | 0.95 | 45 | 0 | esc | 0.00097009 | 1.5571e-10 | 0.00097009 | 1.5571e-10
[79 empty] | WLDFR | HFTD - Distribution - Zone 1 - 4QU CoRE ¦ 1QU LoRE | Red Flag Warning - Large Fires | 2035 | 8.5932e-08 | 8.5932e-08 | 6.1205 | 0.77885 | 3.4265 | 1.9151 | 0 | 0 | 8.8581e-05 | 5.2594e-07 | 0 | 5.2594e-07 | 5.2594e-07 | 0 | 5.2594e-07 | 0 | 3.6514e-07 | 8.004e-07 | 0 | 8.004e-07 | [17 empty] | 7.3.3.17.5 (Remote Grid) Updates to grid topology to minimize risk of ignition in HFTDs Remote GridWLDFRVegetation ContactAggregated | WLDFR | HFTD - Distribution - Tier 2 - 3QU CoRE ¦ 4QU LoRE | Non-Red Flag Warning - Catastrophic Fires | Vegetation Contact | Aggregated | 2035 | 1.6052e-07 | 741.5879 | 0.00011904 | 2035 | Mitigation | 0.95 | 45 | 0 | esc | 0.00097009 | 1.5571e-10 | 0.00097009 | 1.5571e-10
[79 empty] | WLDFR | HFTD - Distribution - Zone 1 - 4QU CoRE ¦ 1QU LoRE | Red Flag Warning - Large Fires | 2036 | 8.5932e-08 | 8.5932e-08 | 6.1205 | 0.77885 | 3.4265 | 1.9151 | 0 | 0 | 8.8581e-05 | 5.2594e-07 | 0 | 5.2594e-07 | 5.2594e-07 | 0 | 5.2594e-07 | 0 | 3.6514e-07 | 8.004e-07 | 0 | 8.004e-07 | [17 empty] | 7.3.3.17.5 (Remote Grid) Updates to grid topology to minimize risk of ignition in HFTDs Remote GridWLDFRVegetation ContactAggregated | WLDFR | HFTD - Distribution - Tier 2 - 3QU CoRE ¦ 4QU LoRE | Non-Red Flag Warning - Catastrophic Fires | Vegetation Contact | Aggregated | 2036 | 1.6052e-07 | 741.5879 | 0.00011904 | 2036 | Mitigation | 0.95 | 45 | 0 | esc | 0.00097009 | 1.5571e-10 | 0.00097009 | 1.5571e-10
[79 empty] | WLDFR | HFTD - Distribution - Zone 1 - 4QU CoRE ¦ 1QU LoRE | Red Flag Warning - Large Fires | 2037 | 8.5932e-08 | 8.5932e-08 | 6.1205 | 0.77885 | 3.4265 | 1.9151 | 0 | 0 | 8.8581e-05 | 5.2594e-07 | 0 | 5.2594e-07 | 5.2594e-07 | 0 | 5.2594e-07 | 0 | 3.6514e-07 | 8.004e-07 | 0 | 8.004e-07 | [17 empty] | 7.3.3.17.5 (Remote Grid) Updates to grid topology to minimize risk of ignition in HFTDs Remote GridWLDFRVegetation ContactAggregated | WLDFR | HFTD - Distribution - Tier 2 - 3QU CoRE ¦ 4QU LoRE | Non-Red Flag Warning - Catastrophic Fires | Vegetation Contact | Aggregated | 2037 | 1.6052e-07 | 741.5879 | 0.00011904 | 2037 | Mitigation | 0.95 | 45 | 0 | esc | 0.00097009 | 1.5571e-10 | 0.00097009 | 1.5571e-10
[79 empty] | WLDFR | HFTD - Distribution - Zone 1 - 4QU CoRE ¦ 1QU LoRE | Red Flag Warning - Large Fires | 2038 | 8.5932e-08 | 8.5932e-08 | 6.5028 | 0.81304 | 3.6355 | 2.0543 | 0 | 0 | 8.8581e-05 | 5.588e-07 | 0 | 5.588e-07 | 5.588e-07 | 0 | 5.588e-07 | 0 | 3.6514e-07 | 8.004e-07 | 0 | 8.004e-07 | [17 empty] | 7.3.3.17.5 (Remote Grid) Updates to grid topology to minimize risk of ignition in HFTDs Remote GridWLDFRVegetation ContactAggregated | WLDFR | HFTD - Distribution - Tier 2 - 3QU CoRE ¦ 4QU LoRE | Non-Red Flag Warning - Catastrophic Fires | Vegetation Contact | Aggregated | 2038 | 1.6052e-07 | 741.5879 | 0.00011904 | 2038 | Mitigation | 0.95 | 45 | 0 | esc | 0.00097009 | 1.5571e-10 | 0.00097009 | 1.5571e-10
[79 empty] | WLDFR | HFTD - Distribution - Zone 1 - 4QU CoRE ¦ 1QU LoRE | Red Flag Warning - Large Fires | 2039 | 8.5932e-08 | 8.5932e-08 | 6.5028 | 0.81304 | 3.6355 | 2.0543 | 0 | 0 | 8.8581e-05 | 5.588e-07 | 0 | 5.588e-07 | 5.588e-07 | 0 | 5.588e-07 | 0 | 3.889e-07 | 8.5249e-07 | 0 | 8.5249e-07 | [17 empty] | 7.3.3.17.5 (Remote Grid) Updates to grid topology to minimize risk of ignition in HFTDs Remote GridWLDFRVegetation ContactAggregated | WLDFR | HFTD - Distribution - Tier 2 - 3QU CoRE ¦ 4QU LoRE | Non-Red Flag Warning - Catastrophic Fires | Vegetation Contact | Aggregated | 2039 | 1.6052e-07 | 741.5879 | 0.00011904 | 2039 | Mitigation | 0.95 | 45 | 0 | esc | 0.00097009 | 1.5571e-10 | 0.00097009 | 1.5571e-10
[79 empty] | WLDFR | HFTD - Distribution - Zone 1 - 4QU CoRE ¦ 1QU LoRE | Red Flag Warning - Large Fires | 2040 | 8.5932e-08 | 8.5932e-08 | 6.5028 | 0.81304 | 3.6355 | 2.0543 | 0 | 0 | 8.8581e-05 | 5.588e-07 | 0 | 5.588e-07 | 5.588e-07 | 0 | 5.588e-07 | 0 | 3.889e-07 | 8.5249e-07 | 0 | 8.5249e-07 | [17 empty] | 7.3.3.17.5 (Remote Grid) Updates to grid topology to minimize risk of ignition in HFTDs Remote GridWLDFRVegetation ContactAggregated | WLDFR | HFTD - Distribution - Tier 2 - 3QU CoRE ¦ 4QU LoRE | Non-Red Flag Warning - Catastrophic Fires | Vegetation Contact | Aggregated | 2040 | 1.6052e-07 | 741.5879 | 0.00011904 | 2040 | Mitigation | 0.95 | 45 | 0 | esc | 0.00097009 | 1.5571e-10 | 0.00097009 | 1.5571e-10
[79 empty] | WLDFR | HFTD - Distribution - Zone 1 - 4QU CoRE ¦ 1QU LoRE | Red Flag Warning - Large Fires | 2041 | 8.5932e-08 | 8.5932e-08 | 6.5028 | 0.81304 | 3.6355 | 2.0543 | 0 | 0 | 8.8581e-05 | 5.588e-07 | 0 | 5.588e-07 | 5.588e-07 | 0 | 5.588e-07 | 0 | 3.889e-07 | 8.5249e-07 | 0 | 8.5249e-07 | [17 empty] | 7.3.3.17.5 (Remote Grid) Updates to grid topology to minimize risk of ignition in HFTDs Remote GridWLDFRVegetation ContactAggregated | WLDFR | HFTD - Distribution - Tier 2 - 3QU CoRE ¦ 4QU LoRE | Non-Red Flag Warning - Catastrophic Fires | Vegetation Contact | Aggregated | 2041 | 1.6052e-07 | 741.5879 | 0.00011904 | 2041 | Mitigation | 0.95 | 45 | 0 | esc | 0.00097009 | 1.5571e-10 | 0.00097009 | 1.5571e-10
[79 empty] | WLDFR | HFTD - Distribution - Zone 1 - 4QU CoRE ¦ 1QU LoRE | Red Flag Warning - Large Fires | 2042 | 8.5932e-08 | 8.5932e-08 | 6.5028 | 0.81304 | 3.6355 | 2.0543 | 0 | 0 | 8.8581e-05 | 5.588e-07 | 0 | 5.588e-07 | 5.588e-07 | 0 | 5.588e-07 | 0 | 3.889e-07 | 8.5249e-07 | 0 | 8.5249e-07 | [17 empty] | 7.3.3.17.5 (Remote Grid) Updates to grid topology to minimize risk of ignition in HFTDs Remote GridWLDFRVegetation ContactAggregated | WLDFR | HFTD - Distribution - Tier 2 - 3QU CoRE ¦ 4QU LoRE | Non-Red Flag Warning - Catastrophic Fires | Vegetation Contact | Aggregated | 2042 | 1.6052e-07 | 741.5879 | 0.00011904 | 2042 | Mitigation | 0.95 | 45 | 0 | esc | 0.00097009 | 1.5571e-10 | 0.00097009 | 1.5571e-10
[79 empty] | WLDFR | HFTD - Distribution - Zone 1 - 4QU CoRE ¦ 1QU LoRE | Red Flag Warning - Large Fires | 2043 | 8.5932e-08 | 8.5932e-08 | 6.9209 | 0.84944 | 3.8632 | 2.2083 | 0 | 0 | 8.8581e-05 | 5.9473e-07 | 0 | 5.9473e-07 | 5.9473e-07 | 0 | 5.9473e-07 | 0 | 3.889e-07 | 8.5249e-07 | 0 | 8.5249e-07 | [17 empty] | 7.3.3.17.5 (Remote Grid) Updates to grid topology to minimize risk of ignition in HFTDs Remote GridWLDFRVegetation ContactAggregated | WLDFR | HFTD - Distribution - Tier 2 - 3QU CoRE ¦ 4QU LoRE | Non-Red Flag Warning - Catastrophic Fires | Vegetation Contact | Aggregated | 2043 | 1.6052e-07 | 741.5879 | 0.00011904 | 2043 | Mitigation | 0.95 | 45 | 0 | esc | 0.00097009 | 1.5571e-10 | 0.00097009 | 1.5571e-10
[79 empty] | WLDFR | HFTD - Distribution - Zone 1 - 4QU CoRE ¦ 1QU LoRE | Red Flag Warning - Large Fires | 2044 | 8.5932e-08 | 8.5932e-08 | 6.9209 | 0.84944 | 3.8632 | 2.2083 | 0 | 0 | 8.8581e-05 | 5.9473e-07 | 0 | 5.9473e-07 | 5.9473e-07 | 0 | 5.9473e-07 | 0 | 4.1417e-07 | 9.0788e-07 | 0 | 9.0788e-07 | [17 empty] | 7.3.3.17.5 (Remote Grid) Updates to grid topology to minimize risk of ignition in HFTDs Remote GridWLDFRVegetation ContactAggregated | WLDFR | HFTD - Distribution - Tier 2 - 3QU CoRE ¦ 4QU LoRE | Non-Red Flag Warning - Catastrophic Fires | Vegetation Contact | Aggregated | 2044 | 1.6052e-07 | 741.5879 | 0.00011904 | 2044 | Mitigation | 0.95 | 45 | 0 | esc | 0.00097009 | 1.5571e-10 | 0.00097009 | 1.5571e-10
[79 empty] | WLDFR | HFTD - Distribution - Zone 1 - 4QU CoRE ¦ 1QU LoRE | Red Flag Warning - Large Fires | 2045 | 8.5932e-08 | 8.5932e-08 | 6.9209 | 0.84944 | 3.8632 | 2.2083 | 0 | 0 | 8.8581e-05 | 5.9473e-07 | 0 | 5.9473e-07 | 5.9473e-07 | 0 | 5.9473e-07 | 0 | 4.1417e-07 | 9.0788e-07 | 0 | 9.0788e-07 | [17 empty] | 7.3.3.17.5 (Remote Grid) Updates to grid topology to minimize risk of ignition in HFTDs Remote GridWLDFRVegetation ContactAggregated | WLDFR | HFTD - Distribution - Tier 2 - 3QU CoRE ¦ 4QU LoRE | Non-Red Flag Warning - Catastrophic Fires | Vegetation Contact | Aggregated | 2045 | 1.6052e-07 | 741.5879 | 0.00011904 | 2045 | Mitigation | 0.95 | 45 | 0 | esc | 0.00097009 | 1.5571e-10 | 0.00097009 | 1.5571e-10
[79 empty] | WLDFR | HFTD - Distribution - Zone 1 - 4QU CoRE ¦ 1QU LoRE | Red Flag Warning - Large Fires | 2046 | 8.5932e-08 | 8.5932e-08 | 6.9209 | 0.84944 | 3.8632 | 2.2083 | 0 | 0 | 8.8581e-05 | 5.9473e-07 | 0 | 5.9473e-07 | 5.9473e-07 | 0 | 5.9473e-07 | 0 | 4.1417e-07 | 9.0788e-07 | 0 | 9.0788e-07 | [17 empty] | 7.3.3.17.5 (Remote Grid) Updates to grid topology to minimize risk of ignition in HFTDs Remote GridWLDFRVegetation ContactAggregated | WLDFR | HFTD - Distribution - Tier 2 - 3QU CoRE ¦ 4QU LoRE | Non-Red Flag Warning - Catastrophic Fires | Vegetation Contact | Aggregated | 2046 | 1.6052e-07 | 741.5879 | 0.00011904 | 2046 | Mitigation | 0.95 | 45 | 0 | esc | 0.00097009 | 1.5571e-10 | 0.00097009 | 1.5571e-10
[79 empty] | WLDFR | HFTD - Distribution - Zone 1 - 4QU CoRE ¦ 1QU LoRE | Red Flag Warning - Large Fires | 2047 | 8.5932e-08 | 8.5932e-08 | 6.9209 | 0.84944 | 3.8632 | 2.2083 | 0 | 0 | 8.8581e-05 | 5.9473e-07 | 0 | 5.9473e-07 | 5.9473e-07 | 0 | 5.9473e-07 | 0 | 4.1417e-07 | 9.0788e-07 | 0 | 9.0788e-07 | [17 empty] | 7.3.3.17.5 (Remote Grid) Updates to grid topology to minimize risk of ignition in HFTDs Remote GridWLDFRVegetation ContactAggregated | WLDFR | HFTD - Distribution - Tier 2 - 3QU CoRE ¦ 4QU LoRE | Non-Red Flag Warning - Catastrophic Fires | Vegetation Contact | Aggregated | 2047 | 1.6052e-07 | 741.5879 | 0.00011904 | 2047 | Mitigation | 0.95 | 45 | 0 | esc | 0.00097009 | 1.5571e-10 | 0.00097009 | 1.5571e-10
[79 empty] | WLDFR | HFTD - Distribution - Zone 1 - 4QU CoRE ¦ 1QU LoRE | Red Flag Warning - Large Fires | 2048 | 8.5932e-08 | 8.5932e-08 | 7.3713 | 0.88759 | 4.1075 | 2.3763 | 0 | 0 | 8.8581e-05 | 6.3343e-07 | 0 | 6.3343e-07 | 6.3343e-07 | 0 | 6.3343e-07 | 0 | 4.1417e-07 | 9.0788e-07 | 0 | 9.0788e-07 | [17 empty] | 7.3.3.17.5 (Remote Grid) Updates to grid topology to minimize risk of ignition in HFTDs Remote GridWLDFRVegetation ContactAggregated | WLDFR | HFTD - Distribution - Tier 2 - 3QU CoRE ¦ 4QU LoRE | Non-Red Flag Warning - Catastrophic Fires | Vegetation Contact | Aggregated | 2048 | 1.6052e-07 | 741.5879 | 0.00011904 | 2048 | Mitigation | 0.95 | 45 | 0 | esc | 0.00097009 | 1.5571e-10 | 0.00097009 | 1.5571e-10
[79 empty] | WLDFR | HFTD - Distribution - Zone 1 - 4QU CoRE ¦ 1QU LoRE | Red Flag Warning - Large Fires | 2049 | 8.5932e-08 | 8.5932e-08 | 7.3713 | 0.88759 | 4.1075 | 2.3763 | 0 | 0 | 8.8581e-05 | 6.3343e-07 | 0 | 6.3343e-07 | 6.3343e-07 | 0 | 6.3343e-07 | 0 | 4.4066e-07 | 9.6594e-07 | 0 | 9.6594e-07 | [17 empty] | 7.3.3.17.5 (Remote Grid) Updates to grid topology to minimize risk of ignition in HFTDs Remote GridWLDFRVegetation ContactAggregated | WLDFR | HFTD - Distribution - Tier 2 - 3QU CoRE ¦ 4QU LoRE | Non-Red Flag Warning - Catastrophic Fires | Vegetation Contact | Aggregated | 2049 | 1.6052e-07 | 741.5879 | 0.00011904 | 2049 | Mitigation | 0.95 | 45 | 0 | esc | 0.00097009 | 1.5571e-10 | 0.00097009 | 1.5571e-10
[79 empty] | WLDFR | HFTD - Distribution - Zone 1 - 4QU CoRE ¦ 1QU LoRE | Red Flag Warning - Large Fires | 2050 | 8.5932e-08 | 8.5932e-08 | 7.3713 | 0.88759 | 4.1075 | 2.3763 | 0 | 0 | 8.8581e-05 | 6.3343e-07 | 0 | 6.3343e-07 | 6.3343e-07 | 0 | 6.3343e-07 | 0 | 4.4066e-07 | 9.6594e-07 | 0 | 9.6594e-07 | [17 empty] | 7.3.3.17.5 (Remote Grid) Updates to grid topology to minimize risk of ignition in HFTDs Remote GridWLDFRVegetation ContactAggregated | WLDFR | HFTD - Distribution - Tier 2 - 3QU CoRE ¦ 4QU LoRE | Non-Red Flag Warning - Catastrophic Fires | Vegetation Contact | Aggregated | 2050 | 1.6052e-07 | 741.5879 | 0.00011904 | 2050 | Mitigation | 0.95 | 45 | 0 | esc | 0.00097009 | 1.5571e-10 | 0.00097009 | 1.5571e-10
[79 empty] | WLDFR | HFTD - Distribution - Zone 1 - 4QU CoRE ¦ 1QU LoRE | Red Flag Warning - Large Fires | 2051 | 8.5932e-08 | 8.5932e-08 | 7.3713 | 0.88759 | 4.1075 | 2.3763 | 0 | 0 | 8.8581e-05 | 6.3343e-07 | 0 | 6.3343e-07 | 6.3343e-07 | 0 | 6.3343e-07 | 0 | 4.4066e-07 | 9.6594e-07 | 0 | 9.6594e-07 | [17 empty] | 7.3.3.17.5 (Remote Grid) Updates to grid topology to minimize risk of ignition in HFTDs Remote GridWLDFRVegetation ContactAggregated | WLDFR | HFTD - Distribution - Tier 2 - 3QU CoRE ¦ 4QU LoRE | Non-Red Flag Warning - Catastrophic Fires | Vegetation Contact | Aggregated | 2051 | 1.6052e-07 | 741.5879 | 0.00011904 | 2051 | Mitigation | 0.95 | 45 | 0 | esc | 0.00097009 | 1.5571e-10 | 0.00097009 | 1.5571e-10
[79 empty] | WLDFR | HFTD - Distribution - Zone 1 - 4QU CoRE ¦ 1QU LoRE | Red Flag Warning - Large Fires | 2052 | 8.5932e-08 | 8.5932e-08 | 7.3713 | 0.88759 | 4.1075 | 2.3763 | 0 | 0 | 8.8581e-05 | 6.3343e-07 | 0 | 6.3343e-07 | 6.3343e-07 | 0 | 6.3343e-07 | 0 | 4.4066e-07 | 9.6594e-07 | 0 | 9.6594e-07 | [17 empty] | 7.3.3.17.5 (Remote Grid) Updates to grid topology to minimize risk of ignition in HFTDs Remote GridWLDFRVegetation ContactAggregated | WLDFR | HFTD - Distribution - Tier 2 - 3QU CoRE ¦ 4QU LoRE | Non-Red Flag Warning - Catastrophic Fires | Vegetation Contact | Aggregated | 2052 | 1.6052e-07 | 741.5879 | 0.00011904 | 2052 | Mitigation | 0.95 | 45 | 0 | esc | 0.00097009 | 1.5571e-10 | 0.00097009 | 1.5571e-10
[79 empty] | WLDFR | HFTD - Distribution - Zone 1 - 4QU CoRE ¦ 1QU LoRE | Red Flag Warning - Large Fires | 2053 | 8.5932e-08 | 8.5932e-08 | 7.8503 | 0.92702 | 4.3664 | 2.5569 | 0 | 0 | 8.8581e-05 | 6.7459e-07 | 0 | 6.7459e-07 | 6.7459e-07 | 0 | 6.7459e-07 | 0 | 4.4066e-07 | 9.6594e-07 | 0 | 9.6594e-07 | [17 empty] | 7.3.3.17.5 (Remote Grid) Updates to grid topology to minimize risk of ignition in HFTDs Remote GridWLDFRVegetation ContactAggregated | WLDFR | HFTD - Distribution - Tier 2 - 3QU CoRE ¦ 4QU LoRE | Non-Red Flag Warning - Catastrophic Fires | Vegetation Contact | Aggregated | 2053 | 1.6052e-07 | 741.5879 | 0.00011904 | 2053 | Mitigation | 0.95 | 45 | 0 | esc | 0.00097009 | 1.5571e-10 | 0.00097009 | 1.5571e-10
[79 empty] | WLDFR | HFTD - Distribution - Zone 1 - 4QU CoRE ¦ 1QU LoRE | Red Flag Warning - Large Fires | 2054 | 8.5932e-08 | 8.5932e-08 | 7.8503 | 0.92702 | 4.3664 | 2.5569 | 0 | 0 | 8.8581e-05 | 6.7459e-07 | 0 | 6.7459e-07 | 6.7459e-07 | 0 | 6.7459e-07 | 0 | 4.6808e-07 | 1.026e-06 | 0 | 1.026e-06 | [17 empty] | 7.3.3.17.5 (Remote Grid) Updates to grid topology to minimize risk of ignition in HFTDs Remote GridWLDFRVegetation ContactAggregated | WLDFR | HFTD - Distribution - Tier 2 - 3QU CoRE ¦ 4QU LoRE | Non-Red Flag Warning - Catastrophic Fires | Vegetation Contact | Aggregated | 2054 | 1.6052e-07 | 741.5879 | 0.00011904 | 2054 | Mitigation | 0.95 | 45 | 0 | esc | 0.00097009 | 1.5571e-10 | 0.00097009 | 1.5571e-10
[79 empty] | WLDFR | HFTD - Distribution - Zone 1 - 4QU CoRE ¦ 1QU LoRE | Red Flag Warning - Large Fires | 2055 | 8.5932e-08 | 8.5932e-08 | 7.8503 | 0.92702 | 4.3664 | 2.5569 | 0 | 0 | 8.8581e-05 | 6.7459e-07 | 0 | 6.7459e-07 | 6.7459e-07 | 0 | 6.7459e-07 | 0 | 4.6808e-07 | 1.026e-06 | 0 | 1.026e-06 | [17 empty] | 7.3.3.17.5 (Remote Grid) Updates to grid topology to minimize risk of ignition in HFTDs Remote GridWLDFRVegetation ContactAggregated | WLDFR | HFTD - Distribution - Tier 2 - 3QU CoRE ¦ 4QU LoRE | Non-Red Flag Warning - Catastrophic Fires | Vegetation Contact | Aggregated | 2055 | 1.6052e-07 | 741.5879 | 0.00011904 | 2055 | Mitigation | 0.95 | 45 | 0 | esc | 0.00097009 | 1.5571e-10 | 0.00097009 | 1.5571e-10
[79 empty] | WLDFR | HFTD - Distribution - Zone 1 - 4QU CoRE ¦ 1QU LoRE | Red Flag Warning - Large Fires | 2056 | 8.5932e-08 | 8.5932e-08 | 7.8503 | 0.92702 | 4.3664 | 2.5569 | 0 | 0 | 8.8581e-05 | 6.7459e-07 | 0 | 6.7459e-07 | 6.7459e-07 | 0 | 6.7459e-07 | 0 | 4.6808e-07 | 1.026e-06 | 0 | 1.026e-06 | [17 empty] | 7.3.3.17.5 (Remote Grid) Updates to grid topology to minimize risk of ignition in HFTDs Remote GridWLDFRVegetation ContactAggregated | WLDFR | HFTD - Distribution - Tier 2 - 3QU CoRE ¦ 4QU LoRE | Non-Red Flag Warning - Catastrophic Fires | Vegetation Contact | Aggregated | 2056 | 1.6052e-07 | 741.5879 | 0.00011904 | 2056 | Mitigation | 0.95 | 45 | 0 | esc | 0.00097009 | 1.5571e-10 | 0.00097009 | 1.5571e-10
[79 empty] | WLDFR | HFTD - Distribution - Zone 1 - 4QU CoRE ¦ 1QU LoRE | Red Flag Warning - Large Fires | 2057 | 8.5932e-08 | 8.5932e-08 | 7.8503 | 0.92702 | 4.3664 | 2.5569 | 0 | 0 | 8.8581e-05 | 6.7459e-07 | 0 | 6.7459e-07 | 6.7459e-07 | 0 | 6.7459e-07 | 0 | 4.6808e-07 | 1.026e-06 | 0 | 1.026e-06 | [17 empty] | 7.3.3.17.5 (Remote Grid) Updates to grid topology to minimize risk of ignition in HFTDs Remote GridWLDFRVegetation ContactAggregated | WLDFR | HFTD - Distribution - Tier 2 - 3QU CoRE ¦ 4QU LoRE | Non-Red Flag Warning - Catastrophic Fires | Vegetation Contact | Aggregated | 2057 | 1.6052e-07 | 741.5879 | 0.00011904 | 2057 | Mitigation | 0.95 | 45 | 0 | esc | 0.00097009 | 1.5571e-10 | 0.00097009 | 1.5571e-10
[79 empty] | WLDFR | HFTD - Distribution - Zone 1 - 4QU CoRE ¦ 1QU LoRE | Red Flag Warning - Large Fires | 2058 | 8.5932e-08 | 8.5932e-08 | 8.3524 | 0.96727 | 4.6367 | 2.7484 | 0 | 0 | 8.8581e-05 | 7.1773e-07 | 0 | 7.1773e-07 | 7.1773e-07 | 0 | 7.1773e-07 | 0 | 4.6808e-07 | 1.026e-06 | 0 | 1.026e-06 | [17 empty] | 7.3.3.17.5 (Remote Grid) Updates to grid topology to minimize risk of ignition in HFTDs Remote GridWLDFRVegetation ContactAggregated | WLDFR | HFTD - Distribution - Tier 2 - 3QU CoRE ¦ 4QU LoRE | Non-Red Flag Warning - Catastrophic Fires | Vegetation Contact | Aggregated | 2058 | 1.6052e-07 | 741.5879 | 0.00011904 | 2058 | Mitigation | 0.95 | 45 | 0 | esc | 0.00097009 | 1.5571e-10 | 0.00097009 | 1.5571e-10
[79 empty] | WLDFR | HFTD - Distribution - Zone 1 - 4QU CoRE ¦ 1QU LoRE | Red Flag Warning - Large Fires | 2059 | 8.5932e-08 | 8.5932e-08 | 8.3524 | 0.96727 | 4.6367 | 2.7484 | 0 | 0 | 8.8581e-05 | 7.1773e-07 | 0 | 7.1773e-07 | 7.1773e-07 | 0 | 7.1773e-07 | 0 | 4.961e-07 | 1.0875e-06 | 0 | 1.0875e-06 | [17 empty] | 7.3.3.17.5 (Remote Grid) Updates to grid topology to minimize risk of ignition in HFTDs Remote GridWLDFRVegetation ContactAggregated | WLDFR | HFTD - Distribution - Tier 2 - 3QU CoRE ¦ 4QU LoRE | Non-Red Flag Warning - Catastrophic Fires | Vegetation Contact | Aggregated | 2059 | 1.6052e-07 | 741.5879 | 0.00011904 | 2059 | Mitigation | 0.95 | 45 | 0 | esc | 0.00097009 | 1.5571e-10 | 0.00097009 | 1.5571e-10
[79 empty] | WLDFR | HFTD - Distribution - Zone 1 - 4QU CoRE ¦ 1QU LoRE | Red Flag Warning - Large Fires | 2060 | 8.5932e-08 | 8.5932e-08 | 8.3524 | 0.96727 | 4.6367 | 2.7484 | 0 | 0 | 8.8581e-05 | 7.1773e-07 | 0 | 7.1773e-07 | 7.1773e-07 | 0 | 7.1773e-07 | 0 | 4.961e-07 | 1.0875e-06 | 0 | 1.0875e-06 | [17 empty] | 7.3.3.17.5 (Remote Grid) Updates to grid topology to minimize risk of ignition in HFTDs Remote GridWLDFRVegetation ContactAggregated | WLDFR | HFTD - Distribution - Tier 2 - 3QU CoRE ¦ 4QU LoRE | Non-Red Flag Warning - Catastrophic Fires | Vegetation Contact | Aggregated | 2060 | 1.6052e-07 | 741.5879 | 0.00011904 | 2060 | Mitigation | 0.95 | 45 | 0 | esc | 0.00097009 | 1.5571e-10 | 0.00097009 | 1.5571e-10
[79 empty] | WLDFR | HFTD - Distribution - Zone 1 - 4QU CoRE ¦ 1QU LoRE | Red Flag Warning - Large Fires | 2061 | 8.5932e-08 | 8.5932e-08 | 8.3524 | 0.96727 | 4.6367 | 2.7484 | 0 | 0 | 8.8581e-05 | 7.1773e-07 | 0 | 7.1773e-07 | 7.1773e-07 | 0 | 7.1773e-07 | 0 | 4.961e-07 | 1.0875e-06 | 0 | 1.0875e-06 | [17 empty] | 7.3.3.17.5 (Remote Grid) Updates to grid topology to minimize risk of ignition in HFTDs Remote GridWLDFRVegetation ContactAggregated | WLDFR | HFTD - Distribution - Tier 2 - 3QU CoRE ¦ 4QU LoRE | Non-Red Flag Warning - Catastrophic Fires | Vegetation Contact | Aggregated | 2061 | 1.6052e-07 | 741.5879 | 0.00011904 | 2061 | Mitigation | 0.95 | 45 | 0 | esc | 0.00097009 | 1.5571e-10 | 0.00097009 | 1.5571e-10
[79 empty] | WLDFR | HFTD - Distribution - Zone 1 - 4QU CoRE ¦ 1QU LoRE | Red Flag Warning - Large Fires | 2062 | 8.5932e-08 | 8.5932e-08 | 8.3524 | 0.96727 | 4.6367 | 2.7484 | 0 | 0 | 8.8581e-05 | 7.1773e-07 | 0 | 7.1773e-07 | 7.1773e-07 | 0 | 7.1773e-07 | 0 | 0 | 1.0875e-06 | 0 | 1.0875e-06 | [17 empty] | 7.3.3.17.5 (Remote Grid) Updates to grid topology to minimize risk of ignition in HFTDs Remote GridWLDFRVegetation ContactAggregated | WLDFR | HFTD - Distribution - Tier 2 - 3QU CoRE ¦ 4QU LoRE | Non-Red Flag Warning - Catastrophic Fires | Vegetation Contact | Aggregated | 2062 | 1.6052e-07 | 741.5879 | 0.00011904 | 2062 | Mitigation | 0.95 | 45 | 0 | esc | 0.00097009 | 1.5571e-10 | 0.00097009 | 1.5571e-10
[79 empty] | WLDFR | HFTD - Distribution - Zone 1 - 4QU CoRE ¦ 1QU LoRE | Red Flag Warning - Large Fires | 2063 | 8.5932e-08 | 8.5932e-08 | 8.872 | 1.0079 | 4.9153 | 2.9488 | 0 | 0 | 8.8581e-05 | 7.6238e-07 | 0 | 7.6238e-07 | 7.6238e-07 | 0 | 7.6238e-07 | 0 | 0 | 0 | 0 | 0 | [17 empty] | 7.3.3.17.5 (Remote Grid) Updates to grid topology to minimize risk of ignition in HFTDs Remote GridWLDFRVegetation ContactAggregated | WLDFR | HFTD - Distribution - Tier 2 - 3QU CoRE ¦ 4QU LoRE | Non-Red Flag Warning - Catastrophic Fires | Vegetation Contact | Aggregated | 2063 | 1.6052e-07 | 741.5879 | 0.00011904 | 2063 | Mitigation | 0.95 | 45 | 0 | esc | 0.00097009 | 1.5571e-10 | 0.00097009 | 1.5571e-10
[79 empty] | WLDFR | HFTD - Distribution - Zone 1 - 4QU CoRE ¦ 1QU LoRE | Red Flag Warning - Large Fires | 2064 | 8.5932e-08 | 8.5932e-08 | 8.872 | 1.0079 | 4.9153 | 2.9488 | 0 | 0 | 8.8581e-05 | 7.6238e-07 | 0 | 7.6238e-07 | 7.6238e-07 | 0 | 7.6238e-07 | 0 | 1.2743e-07 | 0 | 0 | 0 | [17 empty] | 7.3.3.17.5 (Remote Grid) Updates to grid topology to minimize risk of ignition in HFTDs Remote GridWLDFRVegetation ContactAggregated | WLDFR | HFTD - Distribution - Tier 2 - 3QU CoRE ¦ 4QU LoRE | Non-Red Flag Warning - Catastrophic Fires | Vegetation Contact | Aggregated | 2064 | 1.6052e-07 | 741.5879 | 0.00011904 | 2064 | Mitigation | 0.95 | 45 | 0 | esc | 0.00097009 | 1.5571e-10 | 0.00097009 | 1.5571e-10
[79 empty] | WLDFR | HFTD - Distribution - Zone 1 - 4QU CoRE ¦ 1QU LoRE | Red Flag Warning - Large Fires | 2065 | 8.5932e-08 | 8.5932e-08 | 8.872 | 1.0079 | 4.9153 | 2.9488 | 0 | 0 | 8.8581e-05 | 7.6238e-07 | 0 | 7.6238e-07 | 7.6238e-07 | 0 | 7.6238e-07 | 0 | 1.3153e-07 | 2.8832e-07 | 0 | 2.8832e-07 | [17 empty] | 7.3.3.17.5 (Remote Grid) Updates to grid topology to minimize risk of ignition in HFTDs Remote GridWLDFRVegetation ContactAggregated | WLDFR | HFTD - Distribution - Tier 2 - 3QU CoRE ¦ 4QU LoRE | Non-Red Flag Warning - Catastrophic Fires | Vegetation Contact | Aggregated | 2065 | 1.6052e-07 | 741.5879 | 0.00011904 | 2065 | Mitigation | 0.95 | 45 | 0 | esc | 0.00097009 | 1.5571e-10 | 0.00097009 | 1.5571e-10
[79 empty] | WLDFR | HFTD - Distribution - Zone 1 - 4QU CoRE ¦ 1QU LoRE | Red Flag Warning - Large Fires | 2066 | 8.5932e-08 | 8.5932e-08 | 8.872 | 1.0079 | 4.9153 | 2.9488 | 0 | 0 | 8.8581e-05 | 7.6238e-07 | 0 | 7.6238e-07 | 7.6238e-07 | 0 | 7.6238e-07 | 0 | 1.3153e-07 | 2.8832e-07 | 0 | 2.8832e-07 | [17 empty] | 7.3.3.17.5 (Remote Grid) Updates to grid topology to minimize risk of ignition in HFTDs Remote GridWLDFRVegetation ContactAggregated | WLDFR | HFTD - Distribution - Tier 2 - 3QU CoRE ¦ 4QU LoRE | Non-Red Flag Warning - Catastrophic Fires | Vegetation Contact | Aggregated | 2066 | 1.6052e-07 | 741.5879 | 0.00011904 | 2066 | Mitigation | 0.95 | 45 | 0 | esc | 0.00097009 | 1.5571e-10 | 0.00097009 | 1.5571e-10
[79 empty] | WLDFR | HFTD - Distribution - Zone 1 - 4QU CoRE ¦ 1QU LoRE | Red Flag Warning - Large Fires | 2067 | 0 | 8.5932e-08 | 8.872 | 1.0079 | 4.9153 | 2.9488 | 0 | 0 | 8.8581e-05 | 0 | 0 | 0 | 7.6238e-07 | 0 | 7.6238e-07 | 0 | 1.3153e-07 | 2.8832e-07 | 0 | 2.8832e-07 | [17 empty] | 7.3.3.17.5 (Remote Grid) Updates to grid topology to minimize risk of ignition in HFTDs Remote GridWLDFRVegetation ContactAggregated | WLDFR | HFTD - Distribution - Tier 2 - 3QU CoRE ¦ 4QU LoRE | Non-Red Flag Warning - Catastrophic Fires | Vegetation Contact | Aggregated | 2067 | 1.6052e-07 | 741.5879 | 0.00011904 | 2067 | Mitigation | 0.95 | 45 | 0 | esc | 0 | 0 | 0.00097009 | 1.5571e-10
[79 empty] | WLDFR | HFTD - Distribution - Zone 1 - 4QU CoRE ¦ 1QU LoRE | Red Flag Warning - Small Fires | 2022 | 1.6625e-06 | 0 | 0.077901 | 0.036425 | 0.0015809 | 0.039895 | 0 | 0 | 0.0020191 | 1.2951e-07 | 0 | 1.2951e-07 | 0 | 0 | 0 | 0 | 1.3153e-07 | 2.8832e-07 | 0 | 2.8832e-07 | [17 empty] | 7.3.3.17.5 (Remote Grid) Updates to grid topology to minimize risk of ignition in HFTDs Remote GridWLDFRWire-to-wire contactAggregated | WLDFR | HFTD - Distribution - Tier 2 - 3QU CoRE ¦ 4QU LoRE | Non-Red Flag Warning - Catastrophic Fires | Wire-to-wire contact | Aggregated | 2022 | 2.9799e-07 | 741.5879 | 0.00022098 | 2022 | Mitigation | 0.95 | 45 | 0 | esc | 0.00097009 | 2.8907e-10 | 0 | 0
[79 empty] | WLDFR | HFTD - Distribution - Zone 1 - 4QU CoRE ¦ 1QU LoRE | Red Flag Warning - Small Fires | 2023 | 1.6625e-06 | 1.6625e-06 | 0.080408 | 0.03759 | 0.0016314 | 0.041187 | 0 | 0 | 0.0020191 | 1.3368e-07 | 0 | 1.3368e-07 | 1.3368e-07 | 0 | 1.3368e-07 | 0 | 1.3153e-07 | 2.8832e-07 | 0 | 2.8832e-07 | [17 empty] | 7.3.3.17.5 (Remote Grid) Updates to grid topology to minimize risk of ignition in HFTDs Remote GridWLDFRWire-to-wire contactAggregated | WLDFR | HFTD - Distribution - Tier 2 - 3QU CoRE ¦ 4QU LoRE | Non-Red Flag Warning - Catastrophic Fires | Wire-to-wire contact | Aggregated | 2023 | 2.9799e-07 | 741.5879 | 0.00022098 | 2023 | Mitigation | 0.95 | 45 | 0 | esc | 0.00097009 | 2.8907e-10 | 0.00097009 | 2.8907e-10
[79 empty] | WLDFR | HFTD - Distribution - Zone 1 - 4QU CoRE ¦ 1QU LoRE | Red Flag Warning - Small Fires | 2024 | 1.6625e-06 | 1.6625e-06 | 0.080408 | 0.03759 | 0.0016314 | 0.041187 | 0 | 0 | 0.0020191 | 1.3368e-07 | 0 | 1.3368e-07 | 1.3368e-07 | 0 | 1.3368e-07 | 0 | 1.3676e-07 | 2.9979e-07 | 0 | 2.9979e-07 | [17 empty] | 7.3.3.17.5 (Remote Grid) Updates to grid topology to minimize risk of ignition in HFTDs Remote GridWLDFRWire-to-wire contactAggregated | WLDFR | HFTD - Distribution - Tier 2 - 3QU CoRE ¦ 4QU LoRE | Non-Red Flag Warning - Catastrophic Fires | Wire-to-wire contact | Aggregated | 2024 | 2.9799e-07 | 741.5879 | 0.00022098 | 2024 | Mitigation | 0.95 | 45 | 0 | esc | 0.00097009 | 2.8907e-10 | 0.00097009 | 2.8907e-10
[79 empty] | WLDFR | HFTD - Distribution - Zone 1 - 4QU CoRE ¦ 1QU LoRE | Red Flag Warning - Small Fires | 2025 | 1.6625e-06 | 1.6625e-06 | 0.080408 | 0.03759 | 0.0016314 | 0.041187 | 0 | 0 | 0.0020191 | 1.3368e-07 | 0 | 1.3368e-07 | 1.3368e-07 | 0 | 1.3368e-07 | 0 | 1.3676e-07 | 2.9979e-07 | 0 | 2.9979e-07 | [17 empty] | 7.3.3.17.5 (Remote Grid) Updates to grid topology to minimize risk of ignition in HFTDs Remote GridWLDFRWire-to-wire contactAggregated | WLDFR | HFTD - Distribution - Tier 2 - 3QU CoRE ¦ 4QU LoRE | Non-Red Flag Warning - Catastrophic Fires | Wire-to-wire contact | Aggregated | 2025 | 2.9799e-07 | 741.5879 | 0.00022098 | 2025 | Mitigation | 0.95 | 45 | 0 | esc | 0.00097009 | 2.8907e-10 | 0.00097009 | 2.8907e-10
[79 empty] | WLDFR | HFTD - Distribution - Zone 1 - 4QU CoRE ¦ 1QU LoRE | Red Flag Warning - Small Fires | 2026 | 1.6625e-06 | 1.6625e-06 | 0.080408 | 0.03759 | 0.0016314 | 0.041187 | 0 | 0 | 0.0020191 | 1.3368e-07 | 0 | 1.3368e-07 | 1.3368e-07 | 0 | 1.3368e-07 | 0 | 1.3676e-07 | 2.9979e-07 | 0 | 2.9979e-07 | [17 empty] | 7.3.3.17.5 (Remote Grid) Updates to grid topology to minimize risk of ignition in HFTDs Remote GridWLDFRWire-to-wire contactAggregated | WLDFR | HFTD - Distribution - Tier 2 - 3QU CoRE ¦ 4QU LoRE | Non-Red Flag Warning - Catastrophic Fires | Wire-to-wire contact | Aggregated | 2026 | 2.9799e-07 | 741.5879 | 0.00022098 | 2026 | Mitigation | 0.95 | 45 | 0 | esc | 0.00097009 | 2.8907e-10 | 0.00097009 | 2.8907e-10
[79 empty] | WLDFR | HFTD - Distribution - Zone 1 - 4QU CoRE ¦ 1QU LoRE | Red Flag Warning - Small Fires | 2027 | 1.6625e-06 | 1.6625e-06 | 0.080408 | 0.03759 | 0.0016314 | 0.041187 | 0 | 0 | 0.0020191 | 1.3368e-07 | 0 | 1.3368e-07 | 1.3368e-07 | 0 | 1.3368e-07 | 0 | 1.3676e-07 | 2.9979e-07 | 0 | 2.9979e-07 | [17 empty] | 7.3.3.17.5 (Remote Grid) Updates to grid topology to minimize risk of ignition in HFTDs Remote GridWLDFRWire-to-wire contactAggregated | WLDFR | HFTD - Distribution - Tier 2 - 3QU CoRE ¦ 4QU LoRE | Non-Red Flag Warning - Catastrophic Fires | Wire-to-wire contact | Aggregated | 2027 | 2.9799e-07 | 741.5879 | 0.00022098 | 2027 | Mitigation | 0.95 | 45 | 0 | esc | 0.00097009 | 2.8907e-10 | 0.00097009 | 2.8907e-10
[79 empty] | WLDFR | HFTD - Distribution - Zone 1 - 4QU CoRE ¦ 1QU LoRE | Red Flag Warning - Small Fires | 2028 | 1.6625e-06 | 1.6625e-06 | 0.083606 | 0.039055 | 0.001695 | 0.042856 | 0 | 0 | 0.0020191 | 1.39e-07 | 0 | 1.39e-07 | 1.39e-07 | 0 | 1.39e-07 | 0 | 1.3676e-07 | 2.9979e-07 | 0 | 2.9979e-07 | [17 empty] | 7.3.3.17.5 (Remote Grid) Updates to grid topology to minimize risk of ignition in HFTDs Remote GridWLDFRWire-to-wire contactAggregated | WLDFR | HFTD - Distribution - Tier 2 - 3QU CoRE ¦ 4QU LoRE | Non-Red Flag Warning - Catastrophic Fires | Wire-to-wire contact | Aggregated | 2028 | 2.9799e-07 | 741.5879 | 0.00022098 | 2028 | Mitigation | 0.95 | 45 | 0 | esc | 0.00097009 | 2.8907e-10 | 0.00097009 | 2.8907e-10
[79 empty] | WLDFR | HFTD - Distribution - Zone 1 - 4QU CoRE ¦ 1QU LoRE | Red Flag Warning - Small Fires | 2029 | 1.6625e-06 | 1.6625e-06 | 0.083606 | 0.039055 | 0.001695 | 0.042856 | 0 | 0 | 0.0020191 | 1.39e-07 | 0 | 1.39e-07 | 1.39e-07 | 0 | 1.39e-07 | 0 | 1.4266e-07 | 3.1271e-07 | 0 | 3.1271e-07 | [17 empty] | 7.3.3.17.5 (Remote Grid) Updates to grid topology to minimize risk of ignition in HFTDs Remote GridWLDFRWire-to-wire contactAggregated | WLDFR | HFTD - Distribution - Tier 2 - 3QU CoRE ¦ 4QU LoRE | Non-Red Flag Warning - Catastrophic Fires | Wire-to-wire contact | Aggregated | 2029 | 2.9799e-07 | 741.5879 | 0.00022098 | 2029 | Mitigation | 0.95 | 45 | 0 | esc | 0.00097009 | 2.8907e-10 | 0.00097009 | 2.8907e-10
[79 empty] | WLDFR | HFTD - Distribution - Zone 1 - 4QU CoRE ¦ 1QU LoRE | Red Flag Warning - Small Fires | 2030 | 1.6625e-06 | 1.6625e-06 | 0.083606 | 0.039055 | 0.001695 | 0.042856 | 0 | 0 | 0.0020191 | 1.39e-07 | 0 | 1.39e-07 | 1.39e-07 | 0 | 1.39e-07 | 0 | 1.4266e-07 | 3.1271e-07 | 0 | 3.1271e-07 | [17 empty] | 7.3.3.17.5 (Remote Grid) Updates to grid topology to minimize risk of ignition in HFTDs Remote GridWLDFRWire-to-wire contactAggregated | WLDFR | HFTD - Distribution - Tier 2 - 3QU CoRE ¦ 4QU LoRE | Non-Red Flag Warning - Catastrophic Fires | Wire-to-wire contact | Aggregated | 2030 | 2.9799e-07 | 741.5879 | 0.00022098 | 2030 | Mitigation | 0.95 | 45 | 0 | esc | 0.00097009 | 2.8907e-10 | 0.00097009 | 2.8907e-10
[79 empty] | WLDFR | HFTD - Distribution - Zone 1 - 4QU CoRE ¦ 1QU LoRE | Red Flag Warning - Small Fires | 2031 | 1.6625e-06 | 1.6625e-06 | 0.083606 | 0.039055 | 0.001695 | 0.042856 | 0 | 0 | 0.0020191 | 1.39e-07 | 0 | 1.39e-07 | 1.39e-07 | 0 | 1.39e-07 | 0 | 1.4266e-07 | 3.1271e-07 | 0 | 3.1271e-07 | [17 empty] | 7.3.3.17.5 (Remote Grid) Updates to grid topology to minimize risk of ignition in HFTDs Remote GridWLDFRWire-to-wire contactAggregated | WLDFR | HFTD - Distribution - Tier 2 - 3QU CoRE ¦ 4QU LoRE | Non-Red Flag Warning - Catastrophic Fires | Wire-to-wire contact | Aggregated | 2031 | 2.9799e-07 | 741.5879 | 0.00022098 | 2031 | Mitigation | 0.95 | 45 | 0 | esc | 0.00097009 | 2.8907e-10 | 0.00097009 | 2.8907e-10
[79 empty] | WLDFR | HFTD - Distribution - Zone 1 - 4QU CoRE ¦ 1QU LoRE | Red Flag Warning - Small Fires | 2032 | 1.6625e-06 | 1.6625e-06 | 0.083606 | 0.039055 | 0.001695 | 0.042856 | 0 | 0 | 0.0020191 | 1.39e-07 | 0 | 1.39e-07 | 1.39e-07 | 0 | 1.39e-07 | 0 | 1.4266e-07 | 3.1271e-07 | 0 | 3.1271e-07 | [17 empty] | 7.3.3.17.5 (Remote Grid) Updates to grid topology to minimize risk of ignition in HFTDs Remote GridWLDFRWire-to-wire contactAggregated | WLDFR | HFTD - Distribution - Tier 2 - 3QU CoRE ¦ 4QU LoRE | Non-Red Flag Warning - Catastrophic Fires | Wire-to-wire contact | Aggregated | 2032 | 2.9799e-07 | 741.5879 | 0.00022098 | 2032 | Mitigation | 0.95 | 45 | 0 | esc | 0.00097009 | 2.8907e-10 | 0.00097009 | 2.8907e-10
[79 empty] | WLDFR | HFTD - Distribution - Zone 1 - 4QU CoRE ¦ 1QU LoRE | Red Flag Warning - Small Fires | 2033 | 1.6625e-06 | 1.6625e-06 | 0.087211 | 0.040679 | 0.0017655 | 0.044766 | 0 | 0 | 0.0020191 | 1.4499e-07 | 0 | 1.4499e-07 | 1.4499e-07 | 0 | 1.4499e-07 | 0 | 1.4266e-07 | 3.1271e-07 | 0 | 3.1271e-07 | [17 empty] | 7.3.3.17.5 (Remote Grid) Updates to grid topology to minimize risk of ignition in HFTDs Remote GridWLDFRWire-to-wire contactAggregated | WLDFR | HFTD - Distribution - Tier 2 - 3QU CoRE ¦ 4QU LoRE | Non-Red Flag Warning - Catastrophic Fires | Wire-to-wire contact | Aggregated | 2033 | 2.9799e-07 | 741.5879 | 0.00022098 | 2033 | Mitigation | 0.95 | 45 | 0 | esc | 0.00097009 | 2.8907e-10 | 0.00097009 | 2.8907e-10
[79 empty] | WLDFR | HFTD - Distribution - Zone 1 - 4QU CoRE ¦ 1QU LoRE | Red Flag Warning - Small Fires | 2034 | 1.6625e-06 | 1.6625e-06 | 0.087211 | 0.040679 | 0.0017655 | 0.044766 | 0 | 0 | 0.0020191 | 1.4499e-07 | 0 | 1.4499e-07 | 1.4499e-07 | 0 | 1.4499e-07 | 0 | 1.4916e-07 | 3.2696e-07 | 0 | 3.2696e-07 | [17 empty] | 7.3.3.17.5 (Remote Grid) Updates to grid topology to minimize risk of ignition in HFTDs Remote GridWLDFRWire-to-wire contactAggregated | WLDFR | HFTD - Distribution - Tier 2 - 3QU CoRE ¦ 4QU LoRE | Non-Red Flag Warning - Catastrophic Fires | Wire-to-wire contact | Aggregated | 2034 | 2.9799e-07 | 741.5879 | 0.00022098 | 2034 | Mitigation | 0.95 | 45 | 0 | esc | 0.00097009 | 2.8907e-10 | 0.00097009 | 2.8907e-10
[79 empty] | WLDFR | HFTD - Distribution - Zone 1 - 4QU CoRE ¦ 1QU LoRE | Red Flag Warning - Small Fires | 2035 | 1.6625e-06 | 1.6625e-06 | 0.087211 | 0.040679 | 0.0017655 | 0.044766 | 0 | 0 | 0.0020191 | 1.4499e-07 | 0 | 1.4499e-07 | 1.4499e-07 | 0 | 1.4499e-07 | 0 | 1.4916e-07 | 3.2696e-07 | 0 | 3.2696e-07 | [17 empty] | 7.3.3.17.5 (Remote Grid) Updates to grid topology to minimize risk of ignition in HFTDs Remote GridWLDFRWire-to-wire contactAggregated | WLDFR | HFTD - Distribution - Tier 2 - 3QU CoRE ¦ 4QU LoRE | Non-Red Flag Warning - Catastrophic Fires | Wire-to-wire contact | Aggregated | 2035 | 2.9799e-07 | 741.5879 | 0.00022098 | 2035 | Mitigation | 0.95 | 45 | 0 | esc | 0.00097009 | 2.8907e-10 | 0.00097009 | 2.8907e-10
[79 empty] | WLDFR | HFTD - Distribution - Zone 1 - 4QU CoRE ¦ 1QU LoRE | Red Flag Warning - Small Fires | 2036 | 1.6625e-06 | 1.6625e-06 | 0.087211 | 0.040679 | 0.0017655 | 0.044766 | 0 | 0 | 0.0020191 | 1.4499e-07 | 0 | 1.4499e-07 | 1.4499e-07 | 0 | 1.4499e-07 | 0 | 1.4916e-07 | 3.2696e-07 | 0 | 3.2696e-07 | [17 empty] | 7.3.3.17.5 (Remote Grid) Updates to grid topology to minimize risk of ignition in HFTDs Remote GridWLDFRWire-to-wire contactAggregated | WLDFR | HFTD - Distribution - Tier 2 - 3QU CoRE ¦ 4QU LoRE | Non-Red Flag Warning - Catastrophic Fires | Wire-to-wire contact | Aggregated | 2036 | 2.9799e-07 | 741.5879 | 0.00022098 | 2036 | Mitigation | 0.95 | 45 | 0 | esc | 0.00097009 | 2.8907e-10 | 0.00097009 | 2.8907e-10
[79 empty] | WLDFR | HFTD - Distribution - Zone 1 - 4QU CoRE ¦ 1QU LoRE | Red Flag Warning - Small Fires | 2037 | 1.6625e-06 | 1.6625e-06 | 0.087211 | 0.040679 | 0.0017655 | 0.044766 | 0 | 0 | 0.0020191 | 1.4499e-07 | 0 | 1.4499e-07 | 1.4499e-07 | 0 | 1.4499e-07 | 0 | 1.4916e-07 | 3.2696e-07 | 0 | 3.2696e-07 | [17 empty] | 7.3.3.17.5 (Remote Grid) Updates to grid topology to minimize risk of ignition in HFTDs Remote GridWLDFRWire-to-wire contactAggregated | WLDFR | HFTD - Distribution - Tier 2 - 3QU CoRE ¦ 4QU LoRE | Non-Red Flag Warning - Catastrophic Fires | Wire-to-wire contact | Aggregated | 2037 | 2.9799e-07 | 741.5879 | 0.00022098 | 2037 | Mitigation | 0.95 | 45 | 0 | esc | 0.00097009 | 2.8907e-10 | 0.00097009 | 2.8907e-10
[79 empty] | WLDFR | HFTD - Distribution - Zone 1 - 4QU CoRE ¦ 1QU LoRE | Red Flag Warning - Small Fires | 2038 | 1.6625e-06 | 1.6625e-06 | 0.091184 | 0.042438 | 0.0018418 | 0.046905 | 0 | 0 | 0.0020191 | 1.516e-07 | 0 | 1.516e-07 | 1.516e-07 | 0 | 1.516e-07 | 0 | 1.4916e-07 | 3.2696e-07 | 0 | 3.2696e-07 | [17 empty] | 7.3.3.17.5 (Remote Grid) Updates to grid topology to minimize risk of ignition in HFTDs Remote GridWLDFRWire-to-wire contactAggregated | WLDFR | HFTD - Distribution - Tier 2 - 3QU CoRE ¦ 4QU LoRE | Non-Red Flag Warning - Catastrophic Fires | Wire-to-wire contact | Aggregated | 2038 | 2.9799e-07 | 741.5879 | 0.00022098 | 2038 | Mitigation | 0.95 | 45 | 0 | esc | 0.00097009 | 2.8907e-10 | 0.00097009 | 2.8907e-10
[79 empty] | WLDFR | HFTD - Distribution - Zone 1 - 4QU CoRE ¦ 1QU LoRE | Red Flag Warning - Small Fires | 2039 | 1.6625e-06 | 1.6625e-06 | 0.091184 | 0.042438 | 0.0018418 | 0.046905 | 0 | 0 | 0.0020191 | 1.516e-07 | 0 | 1.516e-07 | 1.516e-07 | 0 | 1.516e-07 | 0 | 1.5619e-07 | 3.4238e-07 | 0 | 3.4238e-07 | [17 empty] | 7.3.3.17.5 (Remote Grid) Updates to grid topology to minimize risk of ignition in HFTDs Remote GridWLDFRWire-to-wire contactAggregated | WLDFR | HFTD - Distribution - Tier 2 - 3QU CoRE ¦ 4QU LoRE | Non-Red Flag Warning - Catastrophic Fires | Wire-to-wire contact | Aggregated | 2039 | 2.9799e-07 | 741.5879 | 0.00022098 | 2039 | Mitigation | 0.95 | 45 | 0 | esc | 0.00097009 | 2.8907e-10 | 0.00097009 | 2.8907e-10
[79 empty] | WLDFR | HFTD - Distribution - Zone 1 - 4QU CoRE ¦ 1QU LoRE | Red Flag Warning - Small Fires | 2040 | 1.6625e-06 | 1.6625e-06 | 0.091184 | 0.042438 | 0.0018418 | 0.046905 | 0 | 0 | 0.0020191 | 1.516e-07 | 0 | 1.516e-07 | 1.516e-07 | 0 | 1.516e-07 | 0 | 1.5619e-07 | 3.4238e-07 | 0 | 3.4238e-07 | [17 empty] | 7.3.3.17.5 (Remote Grid) Updates to grid topology to minimize risk of ignition in HFTDs Remote GridWLDFRWire-to-wire contactAggregated | WLDFR | HFTD - Distribution - Tier 2 - 3QU CoRE ¦ 4QU LoRE | Non-Red Flag Warning - Catastrophic Fires | Wire-to-wire contact | Aggregated | 2040 | 2.9799e-07 | 741.5879 | 0.00022098 | 2040 | Mitigation | 0.95 | 45 | 0 | esc | 0.00097009 | 2.8907e-10 | 0.00097009 | 2.8907e-10
[79 empty] | WLDFR | HFTD - Distribution - Zone 1 - 4QU CoRE ¦ 1QU LoRE | Red Flag Warning - Small Fires | 2041 | 1.6625e-06 | 1.6625e-06 | 0.091184 | 0.042438 | 0.0018418 | 0.046905 | 0 | 0 | 0.0020191 | 1.516e-07 | 0 | 1.516e-07 | 1.516e-07 | 0 | 1.516e-07 | 0 | 1.5619e-07 | 3.4238e-07 | 0 | 3.4238e-07 | [17 empty] | 7.3.3.17.5 (Remote Grid) Updates to grid topology to minimize risk of ignition in HFTDs Remote GridWLDFRWire-to-wire contactAggregated | WLDFR | HFTD - Distribution - Tier 2 - 3QU CoRE ¦ 4QU LoRE | Non-Red Flag Warning - Catastrophic Fires | Wire-to-wire contact | Aggregated | 2041 | 2.9799e-07 | 741.5879 | 0.00022098 | 2041 | Mitigation | 0.95 | 45 | 0 | esc | 0.00097009 | 2.8907e-10 | 0.00097009 | 2.8907e-10
[79 empty] | WLDFR | HFTD - Distribution - Zone 1 - 4QU CoRE ¦ 1QU LoRE | Red Flag Warning - Small Fires | 2042 | 1.6625e-06 | 1.6625e-06 | 0.091184 | 0.042438 | 0.0018418 | 0.046905 | 0 | 0 | 0.0020191 | 1.516e-07 | 0 | 1.516e-07 | 1.516e-07 | 0 | 1.516e-07 | 0 | 1.5619e-07 | 3.4238e-07 | 0 | 3.4238e-07 | [17 empty] | 7.3.3.17.5 (Remote Grid) Updates to grid topology to minimize risk of ignition in HFTDs Remote GridWLDFRWire-to-wire contactAggregated | WLDFR | HFTD - Distribution - Tier 2 - 3QU CoRE ¦ 4QU LoRE | Non-Red Flag Warning - Catastrophic Fires | Wire-to-wire contact | Aggregated | 2042 | 2.9799e-07 | 741.5879 | 0.00022098 | 2042 | Mitigation | 0.95 | 45 | 0 | esc | 0.00097009 | 2.8907e-10 | 0.00097009 | 2.8907e-10
[79 empty] | WLDFR | HFTD - Distribution - Zone 1 - 4QU CoRE ¦ 1QU LoRE | Red Flag Warning - Small Fires | 2043 | 1.6625e-06 | 1.6625e-06 | 0.095486 | 0.044306 | 0.0019228 | 0.049257 | 0 | 0 | 0.0020191 | 1.5875e-07 | 0 | 1.5875e-07 | 1.5875e-07 | 0 | 1.5875e-07 | 0 | 1.5619e-07 | 3.4238e-07 | 0 | 3.4238e-07 | [17 empty] | 7.3.3.17.5 (Remote Grid) Updates to grid topology to minimize risk of ignition in HFTDs Remote GridWLDFRWire-to-wire contactAggregated | WLDFR | HFTD - Distribution - Tier 2 - 3QU CoRE ¦ 4QU LoRE | Non-Red Flag Warning - Catastrophic Fires | Wire-to-wire contact | Aggregated | 2043 | 2.9799e-07 | 741.5879 | 0.00022098 | 2043 | Mitigation | 0.95 | 45 | 0 | esc | 0.00097009 | 2.8907e-10 | 0.00097009 | 2.8907e-10
[79 empty] | WLDFR | HFTD - Distribution - Zone 1 - 4QU CoRE ¦ 1QU LoRE | Red Flag Warning - Small Fires | 2044 | 1.6625e-06 | 1.6625e-06 | 0.095486 | 0.044306 | 0.0019228 | 0.049257 | 0 | 0 | 0.0020191 | 1.5875e-07 | 0 | 1.5875e-07 | 1.5875e-07 | 0 | 1.5875e-07 | 0 | 1.637e-07 | 3.5883e-07 | 0 | 3.5883e-07 | [17 empty] | 7.3.3.17.5 (Remote Grid) Updates to grid topology to minimize risk of ignition in HFTDs Remote GridWLDFRWire-to-wire contactAggregated | WLDFR | HFTD - Distribution - Tier 2 - 3QU CoRE ¦ 4QU LoRE | Non-Red Flag Warning - Catastrophic Fires | Wire-to-wire contact | Aggregated | 2044 | 2.9799e-07 | 741.5879 | 0.00022098 | 2044 | Mitigation | 0.95 | 45 | 0 | esc | 0.00097009 | 2.8907e-10 | 0.00097009 | 2.8907e-10
[79 empty] | WLDFR | HFTD - Distribution - Zone 1 - 4QU CoRE ¦ 1QU LoRE | Red Flag Warning - Small Fires | 2045 | 1.6625e-06 | 1.6625e-06 | 0.095486 | 0.044306 | 0.0019228 | 0.049257 | 0 | 0 | 0.0020191 | 1.5875e-07 | 0 | 1.5875e-07 | 1.5875e-07 | 0 | 1.5875e-07 | 0 | 1.637e-07 | 3.5883e-07 | 0 | 3.5883e-07 | [17 empty] | 7.3.3.17.5 (Remote Grid) Updates to grid topology to minimize risk of ignition in HFTDs Remote GridWLDFRWire-to-wire contactAggregated | WLDFR | HFTD - Distribution - Tier 2 - 3QU CoRE ¦ 4QU LoRE | Non-Red Flag Warning - Catastrophic Fires | Wire-to-wire contact | Aggregated | 2045 | 2.9799e-07 | 741.5879 | 0.00022098 | 2045 | Mitigation | 0.95 | 45 | 0 | esc | 0.00097009 | 2.8907e-10 | 0.00097009 | 2.8907e-10
[79 empty] | WLDFR | HFTD - Distribution - Zone 1 - 4QU CoRE ¦ 1QU LoRE | Red Flag Warning - Small Fires | 2046 | 1.6625e-06 | 1.6625e-06 | 0.095486 | 0.044306 | 0.0019228 | 0.049257 | 0 | 0 | 0.0020191 | 1.5875e-07 | 0 | 1.5875e-07 | 1.5875e-07 | 0 | 1.5875e-07 | 0 | 1.637e-07 | 3.5883e-07 | 0 | 3.5883e-07 | [17 empty] | 7.3.3.17.5 (Remote Grid) Updates to grid topology to minimize risk of ignition in HFTDs Remote GridWLDFRWire-to-wire contactAggregated | WLDFR | HFTD - Distribution - Tier 2 - 3QU CoRE ¦ 4QU LoRE | Non-Red Flag Warning - Catastrophic Fires | Wire-to-wire contact | Aggregated | 2046 | 2.9799e-07 | 741.5879 | 0.00022098 | 2046 | Mitigation | 0.95 | 45 | 0 | esc | 0.00097009 | 2.8907e-10 | 0.00097009 | 2.8907e-10
[79 empty] | WLDFR | HFTD - Distribution - Zone 1 - 4QU CoRE ¦ 1QU LoRE | Red Flag Warning - Small Fires | 2047 | 1.6625e-06 | 1.6625e-06 | 0.095486 | 0.044306 | 0.0019228 | 0.049257 | 0 | 0 | 0.0020191 | 1.5875e-07 | 0 | 1.5875e-07 | 1.5875e-07 | 0 | 1.5875e-07 | 0 | 1.637e-07 | 3.5883e-07 | 0 | 3.5883e-07 | [17 empty] | 7.3.3.17.5 (Remote Grid) Updates to grid topology to minimize risk of ignition in HFTDs Remote GridWLDFRWire-to-wire contactAggregated | WLDFR | HFTD - Distribution - Tier 2 - 3QU CoRE ¦ 4QU LoRE | Non-Red Flag Warning - Catastrophic Fires | Wire-to-wire contact | Aggregated | 2047 | 2.9799e-07 | 741.5879 | 0.00022098 | 2047 | Mitigation | 0.95 | 45 | 0 | esc | 0.00097009 | 2.8907e-10 | 0.00097009 | 2.8907e-10
[79 empty] | WLDFR | HFTD - Distribution - Zone 1 - 4QU CoRE ¦ 1QU LoRE | Red Flag Warning - Small Fires | 2048 | 1.6625e-06 | 1.6625e-06 | 0.10007 | 0.04626 | 0.0020076 | 0.051804 | 0 | 0 | 0.0020191 | 1.6637e-07 | 0 | 1.6637e-07 | 1.6637e-07 | 0 | 1.6637e-07 | 0 | 1.637e-07 | 3.5883e-07 | 0 | 3.5883e-07 | [17 empty] | 7.3.3.17.5 (Remote Grid) Updates to grid topology to minimize risk of ignition in HFTDs Remote GridWLDFRWire-to-wire contactAggregated | WLDFR | HFTD - Distribution - Tier 2 - 3QU CoRE ¦ 4QU LoRE | Non-Red Flag Warning - Catastrophic Fires | Wire-to-wire contact | Aggregated | 2048 | 2.9799e-07 | 741.5879 | 0.00022098 | 2048 | Mitigation | 0.95 | 45 | 0 | esc | 0.00097009 | 2.8907e-10 | 0.00097009 | 2.8907e-10
[79 empty] | WLDFR | HFTD - Distribution - Zone 1 - 4QU CoRE ¦ 1QU LoRE | Red Flag Warning - Small Fires | 2049 | 1.6625e-06 | 1.6625e-06 | 0.10007 | 0.04626 | 0.0020076 | 0.051804 | 0 | 0 | 0.0020191 | 1.6637e-07 | 0 | 1.6637e-07 | 1.6637e-07 | 0 | 1.6637e-07 | 0 | 1.7159e-07 | 3.7612e-07 | 0 | 3.7612e-07 | [17 empty] | 7.3.3.17.5 (Remote Grid) Updates to grid topology to minimize risk of ignition in HFTDs Remote GridWLDFRWire-to-wire contactAggregated | WLDFR | HFTD - Distribution - Tier 2 - 3QU CoRE ¦ 4QU LoRE | Non-Red Flag Warning - Catastrophic Fires | Wire-to-wire contact | Aggregated | 2049 | 2.9799e-07 | 741.5879 | 0.00022098 | 2049 | Mitigation | 0.95 | 45 | 0 | esc | 0.00097009 | 2.8907e-10 | 0.00097009 | 2.8907e-10
[79 empty] | WLDFR | HFTD - Distribution - Zone 1 - 4QU CoRE ¦ 1QU LoRE | Red Flag Warning - Small Fires | 2050 | 1.6625e-06 | 1.6625e-06 | 0.10007 | 0.04626 | 0.0020076 | 0.051804 | 0 | 0 | 0.0020191 | 1.6637e-07 | 0 | 1.6637e-07 | 1.6637e-07 | 0 | 1.6637e-07 | 0 | 1.7159e-07 | 3.7612e-07 | 0 | 3.7612e-07 | [17 empty] | 7.3.3.17.5 (Remote Grid) Updates to grid topology to minimize risk of ignition in HFTDs Remote GridWLDFRWire-to-wire contactAggregated | WLDFR | HFTD - Distribution - Tier 2 - 3QU CoRE ¦ 4QU LoRE | Non-Red Flag Warning - Catastrophic Fires | Wire-to-wire contact | Aggregated | 2050 | 2.9799e-07 | 741.5879 | 0.00022098 | 2050 | Mitigation | 0.95 | 45 | 0 | esc | 0.00097009 | 2.8907e-10 | 0.00097009 | 2.8907e-10
[79 empty] | WLDFR | HFTD - Distribution - Zone 1 - 4QU CoRE ¦ 1QU LoRE | Red Flag Warning - Small Fires | 2051 | 1.6625e-06 | 1.6625e-06 | 0.10007 | 0.04626 | 0.0020076 | 0.051804 | 0 | 0 | 0.0020191 | 1.6637e-07 | 0 | 1.6637e-07 | 1.6637e-07 | 0 | 1.6637e-07 | 0 | 1.7159e-07 | 3.7612e-07 | 0 | 3.7612e-07 | [17 empty] | 7.3.3.17.5 (Remote Grid) Updates to grid topology to minimize risk of ignition in HFTDs Remote GridWLDFRWire-to-wire contactAggregated | WLDFR | HFTD - Distribution - Tier 2 - 3QU CoRE ¦ 4QU LoRE | Non-Red Flag Warning - Catastrophic Fires | Wire-to-wire contact | Aggregated | 2051 | 2.9799e-07 | 741.5879 | 0.00022098 | 2051 | Mitigation | 0.95 | 45 | 0 | esc | 0.00097009 | 2.8907e-10 | 0.00097009 | 2.8907e-10
[79 empty] | WLDFR | HFTD - Distribution - Zone 1 - 4QU CoRE ¦ 1QU LoRE | Red Flag Warning - Small Fires | 2052 | 1.6625e-06 | 1.6625e-06 | 0.10007 | 0.04626 | 0.0020076 | 0.051804 | 0 | 0 | 0.0020191 | 1.6637e-07 | 0 | 1.6637e-07 | 1.6637e-07 | 0 | 1.6637e-07 | 0 | 1.7159e-07 | 3.7612e-07 | 0 | 3.7612e-07 | [17 empty] | 7.3.3.17.5 (Remote Grid) Updates to grid topology to minimize risk of ignition in HFTDs Remote GridWLDFRWire-to-wire contactAggregated | WLDFR | HFTD - Distribution - Tier 2 - 3QU CoRE ¦ 4QU LoRE | Non-Red Flag Warning - Catastrophic Fires | Wire-to-wire contact | Aggregated | 2052 | 2.9799e-07 | 741.5879 | 0.00022098 | 2052 | Mitigation | 0.95 | 45 | 0 | esc | 0.00097009 | 2.8907e-10 | 0.00097009 | 2.8907e-10
[79 empty] | WLDFR | HFTD - Distribution - Zone 1 - 4QU CoRE ¦ 1QU LoRE | Red Flag Warning - Small Fires | 2053 | 1.6625e-06 | 1.6625e-06 | 0.10489 | 0.048274 | 0.002095 | 0.054525 | 0 | 0 | 0.0020191 | 1.7439e-07 | 0 | 1.7439e-07 | 1.7439e-07 | 0 | 1.7439e-07 | 0 | 1.7159e-07 | 3.7612e-07 | 0 | 3.7612e-07 | [17 empty] | 7.3.3.17.5 (Remote Grid) Updates to grid topology to minimize risk of ignition in HFTDs Remote GridWLDFRWire-to-wire contactAggregated | WLDFR | HFTD - Distribution - Tier 2 - 3QU CoRE ¦ 4QU LoRE | Non-Red Flag Warning - Catastrophic Fires | Wire-to-wire contact | Aggregated | 2053 | 2.9799e-07 | 741.5879 | 0.00022098 | 2053 | Mitigation | 0.95 | 45 | 0 | esc | 0.00097009 | 2.8907e-10 | 0.00097009 | 2.8907e-10
[79 empty] | WLDFR | HFTD - Distribution - Zone 1 - 4QU CoRE ¦ 1QU LoRE | Red Flag Warning - Small Fires | 2054 | 1.6625e-06 | 1.6625e-06 | 0.10489 | 0.048274 | 0.002095 | 0.054525 | 0 | 0 | 0.0020191 | 1.7439e-07 | 0 | 1.7439e-07 | 1.7439e-07 | 0 | 1.7439e-07 | 0 | 1.7978e-07 | 3.9408e-07 | 0 | 3.9408e-07 | [17 empty] | 7.3.3.17.5 (Remote Grid) Updates to grid topology to minimize risk of ignition in HFTDs Remote GridWLDFRWire-to-wire contactAggregated | WLDFR | HFTD - Distribution - Tier 2 - 3QU CoRE ¦ 4QU LoRE | Non-Red Flag Warning - Catastrophic Fires | Wire-to-wire contact | Aggregated | 2054 | 2.9799e-07 | 741.5879 | 0.00022098 | 2054 | Mitigation | 0.95 | 45 | 0 | esc | 0.00097009 | 2.8907e-10 | 0.00097009 | 2.8907e-10
[79 empty] | WLDFR | HFTD - Distribution - Zone 1 - 4QU CoRE ¦ 1QU LoRE | Red Flag Warning - Small Fires | 2055 | 1.6625e-06 | 1.6625e-06 | 0.10489 | 0.048274 | 0.002095 | 0.054525 | 0 | 0 | 0.0020191 | 1.7439e-07 | 0 | 1.7439e-07 | 1.7439e-07 | 0 | 1.7439e-07 | 0 | 1.7978e-07 | 3.9408e-07 | 0 | 3.9408e-07 | [17 empty] | 7.3.3.17.5 (Remote Grid) Updates to grid topology to minimize risk of ignition in HFTDs Remote GridWLDFRWire-to-wire contactAggregated | WLDFR | HFTD - Distribution - Tier 2 - 3QU CoRE ¦ 4QU LoRE | Non-Red Flag Warning - Catastrophic Fires | Wire-to-wire contact | Aggregated | 2055 | 2.9799e-07 | 741.5879 | 0.00022098 | 2055 | Mitigation | 0.95 | 45 | 0 | esc | 0.00097009 | 2.8907e-10 | 0.00097009 | 2.8907e-10
[79 empty] | WLDFR | HFTD - Distribution - Zone 1 - 4QU CoRE ¦ 1QU LoRE | Red Flag Warning - Small Fires | 2056 | 1.6625e-06 | 1.6625e-06 | 0.10489 | 0.048274 | 0.002095 | 0.054525 | 0 | 0 | 0.0020191 | 1.7439e-07 | 0 | 1.7439e-07 | 1.7439e-07 | 0 | 1.7439e-07 | 0 | 1.7978e-07 | 3.9408e-07 | 0 | 3.9408e-07 | [17 empty] | 7.3.3.17.5 (Remote Grid) Updates to grid topology to minimize risk of ignition in HFTDs Remote GridWLDFRWire-to-wire contactAggregated | WLDFR | HFTD - Distribution - Tier 2 - 3QU CoRE ¦ 4QU LoRE | Non-Red Flag Warning - Catastrophic Fires | Wire-to-wire contact | Aggregated | 2056 | 2.9799e-07 | 741.5879 | 0.00022098 | 2056 | Mitigation | 0.95 | 45 | 0 | esc | 0.00097009 | 2.8907e-10 | 0.00097009 | 2.8907e-10
[79 empty] | WLDFR | HFTD - Distribution - Zone 1 - 4QU CoRE ¦ 1QU LoRE | Red Flag Warning - Small Fires | 2057 | 1.6625e-06 | 1.6625e-06 | 0.10489 | 0.048274 | 0.002095 | 0.054525 | 0 | 0 | 0.0020191 | 1.7439e-07 | 0 | 1.7439e-07 | 1.7439e-07 | 0 | 1.7439e-07 | 0 | 1.7978e-07 | 3.9408e-07 | 0 | 3.9408e-07 | [17 empty] | 7.3.3.17.5 (Remote Grid) Updates to grid topology to minimize risk of ignition in HFTDs Remote GridWLDFRWire-to-wire contactAggregated | WLDFR | HFTD - Distribution - Tier 2 - 3QU CoRE ¦ 4QU LoRE | Non-Red Flag Warning - Catastrophic Fires | Wire-to-wire contact | Aggregated | 2057 | 2.9799e-07 | 741.5879 | 0.00022098 | 2057 | Mitigation | 0.95 | 45 | 0 | esc | 0.00097009 | 2.8907e-10 | 0.00097009 | 2.8907e-10
[79 empty] | WLDFR | HFTD - Distribution - Zone 1 - 4QU CoRE ¦ 1QU LoRE | Red Flag Warning - Small Fires | 2058 | 1.6625e-06 | 1.6625e-06 | 0.1099 | 0.050325 | 0.0021839 | 0.057393 | 0 | 0 | 0.0020191 | 1.8272e-07 | 0 | 1.8272e-07 | 1.8272e-07 | 0 | 1.8272e-07 | 0 | 1.7978e-07 | 3.9408e-07 | 0 | 3.9408e-07 | [17 empty] | 7.3.3.17.5 (Remote Grid) Updates to grid topology to minimize risk of ignition in HFTDs Remote GridWLDFRWire-to-wire contactAggregated | WLDFR | HFTD - Distribution - Tier 2 - 3QU CoRE ¦ 4QU LoRE | Non-Red Flag Warning - Catastrophic Fires | Wire-to-wire contact | Aggregated | 2058 | 2.9799e-07 | 741.5879 | 0.00022098 | 2058 | Mitigation | 0.95 | 45 | 0 | esc | 0.00097009 | 2.8907e-10 | 0.00097009 | 2.8907e-10
[79 empty] | WLDFR | HFTD - Distribution - Zone 1 - 4QU CoRE ¦ 1QU LoRE | Red Flag Warning - Small Fires | 2059 | 1.6625e-06 | 1.6625e-06 | 0.1099 | 0.050325 | 0.0021839 | 0.057393 | 0 | 0 | 0.0020191 | 1.8272e-07 | 0 | 1.8272e-07 | 1.8272e-07 | 0 | 1.8272e-07 | 0 | 1.8818e-07 | 4.1249e-07 | 0 | 4.1249e-07 | [17 empty] | 7.3.3.17.5 (Remote Grid) Updates to grid topology to minimize risk of ignition in HFTDs Remote GridWLDFRWire-to-wire contactAggregated | WLDFR | HFTD - Distribution - Tier 2 - 3QU CoRE ¦ 4QU LoRE | Non-Red Flag Warning - Catastrophic Fires | Wire-to-wire contact | Aggregated | 2059 | 2.9799e-07 | 741.5879 | 0.00022098 | 2059 | Mitigation | 0.95 | 45 | 0 | esc | 0.00097009 | 2.8907e-10 | 0.00097009 | 2.8907e-10
[79 empty] | WLDFR | HFTD - Distribution - Zone 1 - 4QU CoRE ¦ 1QU LoRE | Red Flag Warning - Small Fires | 2060 | 1.6625e-06 | 1.6625e-06 | 0.1099 | 0.050325 | 0.0021839 | 0.057393 | 0 | 0 | 0.0020191 | 1.8272e-07 | 0 | 1.8272e-07 | 1.8272e-07 | 0 | 1.8272e-07 | 0 | 1.8818e-07 | 4.1249e-07 | 0 | 4.1249e-07 | [17 empty] | 7.3.3.17.5 (Remote Grid) Updates to grid topology to minimize risk of ignition in HFTDs Remote GridWLDFRWire-to-wire contactAggregated | WLDFR | HFTD - Distribution - Tier 2 - 3QU CoRE ¦ 4QU LoRE | Non-Red Flag Warning - Catastrophic Fires | Wire-to-wire contact | Aggregated | 2060 | 2.9799e-07 | 741.5879 | 0.00022098 | 2060 | Mitigation | 0.95 | 45 | 0 | esc | 0.00097009 | 2.8907e-10 | 0.00097009 | 2.8907e-10
[79 empty] | WLDFR | HFTD - Distribution - Zone 1 - 4QU CoRE ¦ 1QU LoRE | Red Flag Warning - Small Fires | 2061 | 1.6625e-06 | 1.6625e-06 | 0.1099 | 0.050325 | 0.0021839 | 0.057393 | 0 | 0 | 0.0020191 | 1.8272e-07 | 0 | 1.8272e-07 | 1.8272e-07 | 0 | 1.8272e-07 | 0 | 1.8818e-07 | 4.1249e-07 | 0 | 4.1249e-07 | [17 empty] | 7.3.3.17.5 (Remote Grid) Updates to grid topology to minimize risk of ignition in HFTDs Remote GridWLDFRWire-to-wire contactAggregated | WLDFR | HFTD - Distribution - Tier 2 - 3QU CoRE ¦ 4QU LoRE | Non-Red Flag Warning - Catastrophic Fires | Wire-to-wire contact | Aggregated | 2061 | 2.9799e-07 | 741.5879 | 0.00022098 | 2061 | Mitigation | 0.95 | 45 | 0 | esc | 0.00097009 | 2.8907e-10 | 0.00097009 | 2.8907e-10
[79 empty] | WLDFR | HFTD - Distribution - Zone 1 - 4QU CoRE ¦ 1QU LoRE | Red Flag Warning - Small Fires | 2062 | 1.6625e-06 | 1.6625e-06 | 0.1099 | 0.050325 | 0.0021839 | 0.057393 | 0 | 0 | 0.0020191 | 1.8272e-07 | 0 | 1.8272e-07 | 1.8272e-07 | 0 | 1.8272e-07 | 0 | 1.8818e-07 | 4.1249e-07 | 0 | 4.1249e-07 | [17 empty] | 7.3.3.17.5 (Remote Grid) Updates to grid topology to minimize risk of ignition in HFTDs Remote GridWLDFRWire-to-wire contactAggregated | WLDFR | HFTD - Distribution - Tier 2 - 3QU CoRE ¦ 4QU LoRE | Non-Red Flag Warning - Catastrophic Fires | Wire-to-wire contact | Aggregated | 2062 | 2.9799e-07 | 741.5879 | 0.00022098 | 2062 | Mitigation | 0.95 | 45 | 0 | esc | 0.00097009 | 2.8907e-10 | 0.00097009 | 2.8907e-10
[79 empty] | WLDFR | HFTD - Distribution - Zone 1 - 4QU CoRE ¦ 1QU LoRE | Red Flag Warning - Small Fires | 2063 | 1.6625e-06 | 1.6625e-06 | 0.11504 | 0.052388 | 0.0022734 | 0.060377 | 0 | 0 | 0.0020191 | 1.9126e-07 | 0 | 1.9126e-07 | 1.9126e-07 | 0 | 1.9126e-07 | 0 | 1.8818e-07 | 4.1249e-07 | 0 | 4.1249e-07 | [17 empty] | 7.3.3.17.5 (Remote Grid) Updates to grid topology to minimize risk of ignition in HFTDs Remote GridWLDFRWire-to-wire contactAggregated | WLDFR | HFTD - Distribution - Tier 2 - 3QU CoRE ¦ 4QU LoRE | Non-Red Flag Warning - Catastrophic Fires | Wire-to-wire contact | Aggregated | 2063 | 2.9799e-07 | 741.5879 | 0.00022098 | 2063 | Mitigation | 0.95 | 45 | 0 | esc | 0.00097009 | 2.8907e-10 | 0.00097009 | 2.8907e-10
[79 empty] | WLDFR | HFTD - Distribution - Zone 1 - 4QU CoRE ¦ 1QU LoRE | Red Flag Warning - Small Fires | 2064 | 1.6625e-06 | 1.6625e-06 | 0.11504 | 0.052388 | 0.0022734 | 0.060377 | 0 | 0 | 0.0020191 | 1.9126e-07 | 0 | 1.9126e-07 | 1.9126e-07 | 0 | 1.9126e-07 | 0 | 1.9669e-07 | 4.3115e-07 | 0 | 4.3115e-07 | [17 empty] | 7.3.3.17.5 (Remote Grid) Updates to grid topology to minimize risk of ignition in HFTDs Remote GridWLDFRWire-to-wire contactAggregated | WLDFR | HFTD - Distribution - Tier 2 - 3QU CoRE ¦ 4QU LoRE | Non-Red Flag Warning - Catastrophic Fires | Wire-to-wire contact | Aggregated | 2064 | 2.9799e-07 | 741.5879 | 0.00022098 | 2064 | Mitigation | 0.95 | 45 | 0 | esc | 0.00097009 | 2.8907e-10 | 0.00097009 | 2.8907e-10
[79 empty] | WLDFR | HFTD - Distribution - Zone 1 - 4QU CoRE ¦ 1QU LoRE | Red Flag Warning - Small Fires | 2065 | 1.6625e-06 | 1.6625e-06 | 0.11504 | 0.052388 | 0.0022734 | 0.060377 | 0 | 0 | 0.0020191 | 1.9126e-07 | 0 | 1.9126e-07 | 1.9126e-07 | 0 | 1.9126e-07 | 0 | 1.9669e-07 | 4.3115e-07 | 0 | 4.3115e-07 | [17 empty] | 7.3.3.17.5 (Remote Grid) Updates to grid topology to minimize risk of ignition in HFTDs Remote GridWLDFRWire-to-wire contactAggregated | WLDFR | HFTD - Distribution - Tier 2 - 3QU CoRE ¦ 4QU LoRE | Non-Red Flag Warning - Catastrophic Fires | Wire-to-wire contact | Aggregated | 2065 | 2.9799e-07 | 741.5879 | 0.00022098 | 2065 | Mitigation | 0.95 | 45 | 0 | esc | 0.00097009 | 2.8907e-10 | 0.00097009 | 2.8907e-10
[79 empty] | WLDFR | HFTD - Distribution - Zone 1 - 4QU CoRE ¦ 1QU LoRE | Red Flag Warning - Small Fires | 2066 | 1.6625e-06 | 1.6625e-06 | 0.11504 | 0.052388 | 0.0022734 | 0.060377 | 0 | 0 | 0.0020191 | 1.9126e-07 | 0 | 1.9126e-07 | 1.9126e-07 | 0 | 1.9126e-07 | 0 | 1.9669e-07 | 4.3115e-07 | 0 | 4.3115e-07 | [17 empty] | 7.3.3.17.5 (Remote Grid) Updates to grid topology to minimize risk of ignition in HFTDs Remote GridWLDFRWire-to-wire contactAggregated | WLDFR | HFTD - Distribution - Tier 2 - 3QU CoRE ¦ 4QU LoRE | Non-Red Flag Warning - Catastrophic Fires | Wire-to-wire contact | Aggregated | 2066 | 2.9799e-07 | 741.5879 | 0.00022098 | 2066 | Mitigation | 0.95 | 45 | 0 | esc | 0.00097009 | 2.8907e-10 | 0.00097009 | 2.8907e-10
[79 empty] | WLDFR | HFTD - Distribution - Zone 1 - 4QU CoRE ¦ 1QU LoRE | Red Flag Warning - Small Fires | 2067 | 0 | 1.6625e-06 | 0.11504 | 0.052388 | 0.0022734 | 0.060377 | 0 | 0 | 0.0020191 | 0 | 0 | 0 | 1.9126e-07 | 0 | 1.9126e-07 | 0 | 0 | 4.3115e-07 | 0 | 4.3115e-07 | [17 empty] | 7.3.3.17.5 (Remote Grid) Updates to grid topology to minimize risk of ignition in HFTDs Remote GridWLDFRWire-to-wire contactAggregated | WLDFR | HFTD - Distribution - Tier 2 - 3QU CoRE ¦ 4QU LoRE | Non-Red Flag Warning - Catastrophic Fires | Wire-to-wire contact | Aggregated | 2067 | 2.9799e-07 | 741.5879 | 0.00022098 | 2067 | Mitigation | 0.95 | 45 | 0 | esc | 0 | 0 | 0.00097009 | 2.8907e-10
[79 empty] | WLDFR | HFTD - Distribution - Zone 1 - 5QU CoRE ¦ 1QU LoRE | Non-Red Flag Warning - Catastrophic Fires | 2022 | 8.7478e-11 | 0 | 14146.1306 | 222.2294 | 8585.7228 | 5338.1784 | 0 | 0 | 1.4407e-07 | 1.2375e-06 | 0 | 1.2375e-06 | 0 | 0 | 0 | 0 | 0 | 0 | 0 | 0 | [17 empty] | 7.3.3.17.5 (Remote Grid) Updates to grid topology to minimize risk of ignition in HFTDs Remote GridWLDFRContact from objectAggregated | WLDFR | HFTD - Distribution - Tier 2 - 3QU CoRE ¦ 4QU LoRE | Non-Red Flag Warning - Destructive Fires | Contact from object | Aggregated | 2022 | 4.135e-07 | 741.5879 | 0.00030664 | 2022 | Mitigation | 0.95 | 45 | 0 | esc | 0.00097009 | 4.0113e-10 | 0 | 0
[79 empty] | WLDFR | HFTD - Distribution - Zone 1 - 5QU CoRE ¦ 1QU LoRE | Non-Red Flag Warning - Catastrophic Fires | 2023 | 8.7478e-11 | 8.7478e-11 | 14664.6376 | 233.2301 | 8896.516 | 5534.8915 | 0 | 0 | 1.4407e-07 | 1.2828e-06 | 0 | 1.2828e-06 | 1.2828e-06 | 0 | 1.2828e-06 | 0 | 1.2527e-06 | 0 | 0 | 0 | [17 empty] | 7.3.3.17.5 (Remote Grid) Updates to grid topology to minimize risk of ignition in HFTDs Remote GridWLDFRContact from objectAggregated | WLDFR | HFTD - Distribution - Tier 2 - 3QU CoRE ¦ 4QU LoRE | Non-Red Flag Warning - Destructive Fires | Contact from object | Aggregated | 2023 | 4.135e-07 | 741.5879 | 0.00030664 | 2023 | Mitigation | 0.95 | 45 | 0 | esc | 0.00097009 | 4.0113e-10 | 0.00097009 | 4.0113e-10
[79 empty] | WLDFR | HFTD - Distribution - Zone 1 - 5QU CoRE ¦ 1QU LoRE | Non-Red Flag Warning - Catastrophic Fires | 2024 | 8.7478e-11 | 8.7478e-11 | 14664.6376 | 233.2301 | 8896.516 | 5534.8915 | 0 | 0 | 1.4407e-07 | 1.2828e-06 | 0 | 1.2828e-06 | 1.2828e-06 | 0 | 1.2828e-06 | 0 | 1.2986e-06 | 2.8466e-06 | 0 | 2.8466e-06 | [17 empty] | 7.3.3.17.5 (Remote Grid) Updates to grid topology to minimize risk of ignition in HFTDs Remote GridWLDFRContact from objectAggregated | WLDFR | HFTD - Distribution - Tier 2 - 3QU CoRE ¦ 4QU LoRE | Non-Red Flag Warning - Destructive Fires | Contact from object | Aggregated | 2024 | 4.135e-07 | 741.5879 | 0.00030664 | 2024 | Mitigation | 0.95 | 45 | 0 | esc | 0.00097009 | 4.0113e-10 | 0.00097009 | 4.0113e-10
[79 empty] | WLDFR | HFTD - Distribution - Zone 1 - 5QU CoRE ¦ 1QU LoRE | Non-Red Flag Warning - Catastrophic Fires | 2025 | 8.7478e-11 | 8.7478e-11 | 14664.6376 | 233.2301 | 8896.516 | 5534.8915 | 0 | 0 | 1.4407e-07 | 1.2828e-06 | 0 | 1.2828e-06 | 1.2828e-06 | 0 | 1.2828e-06 | 0 | 1.2986e-06 | 2.8466e-06 | 0 | 2.8466e-06 | [17 empty] | 7.3.3.17.5 (Remote Grid) Updates to grid topology to minimize risk of ignition in HFTDs Remote GridWLDFRContact from objectAggregated | WLDFR | HFTD - Distribution - Tier 2 - 3QU CoRE ¦ 4QU LoRE | Non-Red Flag Warning - Destructive Fires | Contact from object | Aggregated | 2025 | 4.135e-07 | 741.5879 | 0.00030664 | 2025 | Mitigation | 0.95 | 45 | 0 | esc | 0.00097009 | 4.0113e-10 | 0.00097009 | 4.0113e-10
[79 empty] | WLDFR | HFTD - Distribution - Zone 1 - 5QU CoRE ¦ 1QU LoRE | Non-Red Flag Warning - Catastrophic Fires | 2026 | 8.7478e-11 | 8.7478e-11 | 14664.6376 | 233.2301 | 8896.516 | 5534.8915 | 0 | 0 | 1.4407e-07 | 1.2828e-06 | 0 | 1.2828e-06 | 1.2828e-06 | 0 | 1.2828e-06 | 0 | 1.2986e-06 | 2.8466e-06 | 0 | 2.8466e-06 | [17 empty] | 7.3.3.17.5 (Remote Grid) Updates to grid topology to minimize risk of ignition in HFTDs Remote GridWLDFRContact from objectAggregated | WLDFR | HFTD - Distribution - Tier 2 - 3QU CoRE ¦ 4QU LoRE | Non-Red Flag Warning - Destructive Fires | Contact from object | Aggregated | 2026 | 4.135e-07 | 741.5879 | 0.00030664 | 2026 | Mitigation | 0.95 | 45 | 0 | esc | 0.00097009 | 4.0113e-10 | 0.00097009 | 4.0113e-10
[79 empty] | WLDFR | HFTD - Distribution - Zone 1 - 5QU CoRE ¦ 1QU LoRE | Non-Red Flag Warning - Catastrophic Fires | 2027 | 8.7478e-11 | 8.7478e-11 | 14664.6376 | 233.2301 | 8896.516 | 5534.8915 | 0 | 0 | 1.4407e-07 | 1.2828e-06 | 0 | 1.2828e-06 | 1.2828e-06 | 0 | 1.2828e-06 | 0 | 1.2986e-06 | 2.8466e-06 | 0 | 2.8466e-06 | [17 empty] | 7.3.3.17.5 (Remote Grid) Updates to grid topology to minimize risk of ignition in HFTDs Remote GridWLDFRContact from objectAggregated | WLDFR | HFTD - Distribution - Tier 2 - 3QU CoRE ¦ 4QU LoRE | Non-Red Flag Warning - Destructive Fires | Contact from object | Aggregated | 2027 | 4.135e-07 | 741.5879 | 0.00030664 | 2027 | Mitigation | 0.95 | 45 | 0 | esc | 0.00097009 | 4.0113e-10 | 0.00097009 | 4.0113e-10
[79 empty] | WLDFR | HFTD - Distribution - Zone 1 - 5QU CoRE ¦ 1QU LoRE | Non-Red Flag Warning - Catastrophic Fires | 2028 | 8.7478e-11 | 8.7478e-11 | 15317.9909 | 247.273 | 9287.6491 | 5783.0689 | 0 | 0 | 1.4407e-07 | 1.34e-06 | 0 | 1.34e-06 | 1.34e-06 | 0 | 1.34e-06 | 0 | 1.2986e-06 | 2.8466e-06 | 0 | 2.8466e-06 | [17 empty] | 7.3.3.17.5 (Remote Grid) Updates to grid topology to minimize risk of ignition in HFTDs Remote GridWLDFRContact from objectAggregated | WLDFR | HFTD - Distribution - Tier 2 - 3QU CoRE ¦ 4QU LoRE | Non-Red Flag Warning - Destructive Fires | Contact from object | Aggregated | 2028 | 4.135e-07 | 741.5879 | 0.00030664 | 2028 | Mitigation | 0.95 | 45 | 0 | esc | 0.00097009 | 4.0113e-10 | 0.00097009 | 4.0113e-10
[79 empty] | WLDFR | HFTD - Distribution - Zone 1 - 5QU CoRE ¦ 1QU LoRE | Non-Red Flag Warning - Catastrophic Fires | 2029 | 8.7478e-11 | 8.7478e-11 | 15317.9909 | 247.273 | 9287.6491 | 5783.0689 | 0 | 0 | 1.4407e-07 | 1.34e-06 | 0 | 1.34e-06 | 1.34e-06 | 0 | 1.34e-06 | 0 | 1.3565e-06 | 2.9734e-06 | 0 | 2.9734e-06 | [17 empty] | 7.3.3.17.5 (Remote Grid) Updates to grid topology to minimize risk of ignition in HFTDs Remote GridWLDFRContact from objectAggregated | WLDFR | HFTD - Distribution - Tier 2 - 3QU CoRE ¦ 4QU LoRE | Non-Red Flag Warning - Destructive Fires | Contact from object | Aggregated | 2029 | 4.135e-07 | 741.5879 | 0.00030664 | 2029 | Mitigation | 0.95 | 45 | 0 | esc | 0.00097009 | 4.0113e-10 | 0.00097009 | 4.0113e-10
[79 empty] | WLDFR | HFTD - Distribution - Zone 1 - 5QU CoRE ¦ 1QU LoRE | Non-Red Flag Warning - Catastrophic Fires | 2030 | 8.7478e-11 | 8.7478e-11 | 15317.9909 | 247.273 | 9287.6491 | 5783.0689 | 0 | 0 | 1.4407e-07 | 1.34e-06 | 0 | 1.34e-06 | 1.34e-06 | 0 | 1.34e-06 | 0 | 1.3565e-06 | 2.9734e-06 | 0 | 2.9734e-06 | [17 empty] | 7.3.3.17.5 (Remote Grid) Updates to grid topology to minimize risk of ignition in HFTDs Remote GridWLDFRContact from objectAggregated | WLDFR | HFTD - Distribution - Tier 2 - 3QU CoRE ¦ 4QU LoRE | Non-Red Flag Warning - Destructive Fires | Contact from object | Aggregated | 2030 | 4.135e-07 | 741.5879 | 0.00030664 | 2030 | Mitigation | 0.95 | 45 | 0 | esc | 0.00097009 | 4.0113e-10 | 0.00097009 | 4.0113e-10
[79 empty] | WLDFR | HFTD - Distribution - Zone 1 - 5QU CoRE ¦ 1QU LoRE | Non-Red Flag Warning - Catastrophic Fires | 2031 | 8.7478e-11 | 8.7478e-11 | 15317.9909 | 247.273 | 9287.6491 | 5783.0689 | 0 | 0 | 1.4407e-07 | 1.34e-06 | 0 | 1.34e-06 | 1.34e-06 | 0 | 1.34e-06 | 0 | 1.3565e-06 | 2.9734e-06 | 0 | 2.9734e-06 | [17 empty] | 7.3.3.17.5 (Remote Grid) Updates to grid topology to minimize risk of ignition in HFTDs Remote GridWLDFRContact from objectAggregated | WLDFR | HFTD - Distribution - Tier 2 - 3QU CoRE ¦ 4QU LoRE | Non-Red Flag Warning - Destructive Fires | Contact from object | Aggregated | 2031 | 4.135e-07 | 741.5879 | 0.00030664 | 2031 | Mitigation | 0.95 | 45 | 0 | esc | 0.00097009 | 4.0113e-10 | 0.00097009 | 4.0113e-10
[79 empty] | WLDFR | HFTD - Distribution - Zone 1 - 5QU CoRE ¦ 1QU LoRE | Non-Red Flag Warning - Catastrophic Fires | 2032 | 8.7478e-11 | 8.7478e-11 | 15317.9909 | 247.273 | 9287.6491 | 5783.0689 | 0 | 0 | 1.4407e-07 | 1.34e-06 | 0 | 1.34e-06 | 1.34e-06 | 0 | 1.34e-06 | 0 | 1.3565e-06 | 2.9734e-06 | 0 | 2.9734e-06 | [17 empty] | 7.3.3.17.5 (Remote Grid) Updates to grid topology to minimize risk of ignition in HFTDs Remote GridWLDFRContact from objectAggregated | WLDFR | HFTD - Distribution - Tier 2 - 3QU CoRE ¦ 4QU LoRE | Non-Red Flag Warning - Destructive Fires | Contact from object | Aggregated | 2032 | 4.135e-07 | 741.5879 | 0.00030664 | 2032 | Mitigation | 0.95 | 45 | 0 | esc | 0.00097009 | 4.0113e-10 | 0.00097009 | 4.0113e-10
[79 empty] | WLDFR | HFTD - Distribution - Zone 1 - 5QU CoRE ¦ 1QU LoRE | Non-Red Flag Warning - Catastrophic Fires | 2033 | 8.7478e-11 | 8.7478e-11 | 16044.1264 | 263.1074 | 9721.74 | 6059.2791 | 0 | 0 | 1.4407e-07 | 1.4035e-06 | 0 | 1.4035e-06 | 1.4035e-06 | 0 | 1.4035e-06 | 0 | 1.3565e-06 | 2.9734e-06 | 0 | 2.9734e-06 | [17 empty] | 7.3.3.17.5 (Remote Grid) Updates to grid topology to minimize risk of ignition in HFTDs Remote GridWLDFRContact from objectAggregated | WLDFR | HFTD - Distribution - Tier 2 - 3QU CoRE ¦ 4QU LoRE | Non-Red Flag Warning - Destructive Fires | Contact from object | Aggregated | 2033 | 4.135e-07 | 741.5879 | 0.00030664 | 2033 | Mitigation | 0.95 | 45 | 0 | esc | 0.00097009 | 4.0113e-10 | 0.00097009 | 4.0113e-10
[79 empty] | WLDFR | HFTD - Distribution - Zone 1 - 5QU CoRE ¦ 1QU LoRE | Non-Red Flag Warning - Catastrophic Fires | 2034 | 8.7478e-11 | 8.7478e-11 | 16044.1264 | 263.1074 | 9721.74 | 6059.2791 | 0 | 0 | 1.4407e-07 | 1.4035e-06 | 0 | 1.4035e-06 | 1.4035e-06 | 0 | 1.4035e-06 | 0 | 1.4208e-06 | 3.1144e-06 | 0 | 3.1144e-06 | [17 empty] | 7.3.3.17.5 (Remote Grid) Updates to grid topology to minimize risk of ignition in HFTDs Remote GridWLDFRContact from objectAggregated | WLDFR | HFTD - Distribution - Tier 2 - 3QU CoRE ¦ 4QU LoRE | Non-Red Flag Warning - Destructive Fires | Contact from object | Aggregated | 2034 | 4.135e-07 | 741.5879 | 0.00030664 | 2034 | Mitigation | 0.95 | 45 | 0 | esc | 0.00097009 | 4.0113e-10 | 0.00097009 | 4.0113e-10
[79 empty] | WLDFR | HFTD - Distribution - Zone 1 - 5QU CoRE ¦ 1QU LoRE | Non-Red Flag Warning - Catastrophic Fires | 2035 | 8.7478e-11 | 8.7478e-11 | 16044.1264 | 263.1074 | 9721.74 | 6059.2791 | 0 | 0 | 1.4407e-07 | 1.4035e-06 | 0 | 1.4035e-06 | 1.4035e-06 | 0 | 1.4035e-06 | 0 | 1.4208e-06 | 3.1144e-06 | 0 | 3.1144e-06 | [17 empty] | 7.3.3.17.5 (Remote Grid) Updates to grid topology to minimize risk of ignition in HFTDs Remote GridWLDFRContact from objectAggregated | WLDFR | HFTD - Distribution - Tier 2 - 3QU CoRE ¦ 4QU LoRE | Non-Red Flag Warning - Destructive Fires | Contact from object | Aggregated | 2035 | 4.135e-07 | 741.5879 | 0.00030664 | 2035 | Mitigation | 0.95 | 45 | 0 | esc | 0.00097009 | 4.0113e-10 | 0.00097009 | 4.0113e-10
[79 empty] | WLDFR | HFTD - Distribution - Zone 1 - 5QU CoRE ¦ 1QU LoRE | Non-Red Flag Warning - Catastrophic Fires | 2036 | 8.7478e-11 | 8.7478e-11 | 16044.1264 | 263.1074 | 9721.74 | 6059.2791 | 0 | 0 | 1.4407e-07 | 1.4035e-06 | 0 | 1.4035e-06 | 1.4035e-06 | 0 | 1.4035e-06 | 0 | 1.4208e-06 | 3.1144e-06 | 0 | 3.1144e-06 | [17 empty] | 7.3.3.17.5 (Remote Grid) Updates to grid topology to minimize risk of ignition in HFTDs Remote GridWLDFRContact from objectAggregated | WLDFR | HFTD - Distribution - Tier 2 - 3QU CoRE ¦ 4QU LoRE | Non-Red Flag Warning - Destructive Fires | Contact from object | Aggregated | 2036 | 4.135e-07 | 741.5879 | 0.00030664 | 2036 | Mitigation | 0.95 | 45 | 0 | esc | 0.00097009 | 4.0113e-10 | 0.00097009 | 4.0113e-10
[79 empty] | WLDFR | HFTD - Distribution - Zone 1 - 5QU CoRE ¦ 1QU LoRE | Non-Red Flag Warning - Catastrophic Fires | 2037 | 8.7478e-11 | 8.7478e-11 | 16044.1264 | 263.1074 | 9721.74 | 6059.2791 | 0 | 0 | 1.4407e-07 | 1.4035e-06 | 0 | 1.4035e-06 | 1.4035e-06 | 0 | 1.4035e-06 | 0 | 1.4208e-06 | 3.1144e-06 | 0 | 3.1144e-06 | [17 empty] | 7.3.3.17.5 (Remote Grid) Updates to grid topology to minimize risk of ignition in HFTDs Remote GridWLDFRContact from objectAggregated | WLDFR | HFTD - Distribution - Tier 2 - 3QU CoRE ¦ 4QU LoRE | Non-Red Flag Warning - Destructive Fires | Contact from object | Aggregated | 2037 | 4.135e-07 | 741.5879 | 0.00030664 | 2037 | Mitigation | 0.95 | 45 | 0 | esc | 0.00097009 | 4.0113e-10 | 0.00097009 | 4.0113e-10
[79 empty] | WLDFR | HFTD - Distribution - Zone 1 - 5QU CoRE ¦ 1QU LoRE | Non-Red Flag Warning - Catastrophic Fires | 2038 | 8.7478e-11 | 8.7478e-11 | 16832.3912 | 280.5544 | 10192.2718 | 6359.5651 | 0 | 0 | 1.4407e-07 | 1.4725e-06 | 0 | 1.4725e-06 | 1.4725e-06 | 0 | 1.4725e-06 | 0 | 1.4208e-06 | 3.1144e-06 | 0 | 3.1144e-06 | [17 empty] | 7.3.3.17.5 (Remote Grid) Updates to grid topology to minimize risk of ignition in HFTDs Remote GridWLDFRContact from objectAggregated | WLDFR | HFTD - Distribution - Tier 2 - 3QU CoRE ¦ 4QU LoRE | Non-Red Flag Warning - Destructive Fires | Contact from object | Aggregated | 2038 | 4.135e-07 | 741.5879 | 0.00030664 | 2038 | Mitigation | 0.95 | 45 | 0 | esc | 0.00097009 | 4.0113e-10 | 0.00097009 | 4.0113e-10
[79 empty] | WLDFR | HFTD - Distribution - Zone 1 - 5QU CoRE ¦ 1QU LoRE | Non-Red Flag Warning - Catastrophic Fires | 2039 | 8.7478e-11 | 8.7478e-11 | 16832.3912 | 280.5544 | 10192.2718 | 6359.5651 | 0 | 0 | 1.4407e-07 | 1.4725e-06 | 0 | 1.4725e-06 | 1.4725e-06 | 0 | 1.4725e-06 | 0 | 1.4906e-06 | 3.2674e-06 | 0 | 3.2674e-06 | [17 empty] | 7.3.3.17.5 (Remote Grid) Updates to grid topology to minimize risk of ignition in HFTDs Remote GridWLDFRContact from objectAggregated | WLDFR | HFTD - Distribution - Tier 2 - 3QU CoRE ¦ 4QU LoRE | Non-Red Flag Warning - Destructive Fires | Contact from object | Aggregated | 2039 | 4.135e-07 | 741.5879 | 0.00030664 | 2039 | Mitigation | 0.95 | 45 | 0 | esc | 0.00097009 | 4.0113e-10 | 0.00097009 | 4.0113e-10
[79 empty] | WLDFR | HFTD - Distribution - Zone 1 - 5QU CoRE ¦ 1QU LoRE | Non-Red Flag Warning - Catastrophic Fires | 2040 | 8.7478e-11 | 8.7478e-11 | 16832.3912 | 280.5544 | 10192.2718 | 6359.5651 | 0 | 0 | 1.4407e-07 | 1.4725e-06 | 0 | 1.4725e-06 | 1.4725e-06 | 0 | 1.4725e-06 | 0 | 1.4906e-06 | 3.2674e-06 | 0 | 3.2674e-06 | [17 empty] | 7.3.3.17.5 (Remote Grid) Updates to grid topology to minimize risk of ignition in HFTDs Remote GridWLDFRContact from objectAggregated | WLDFR | HFTD - Distribution - Tier 2 - 3QU CoRE ¦ 4QU LoRE | Non-Red Flag Warning - Destructive Fires | Contact from object | Aggregated | 2040 | 4.135e-07 | 741.5879 | 0.00030664 | 2040 | Mitigation | 0.95 | 45 | 0 | esc | 0.00097009 | 4.0113e-10 | 0.00097009 | 4.0113e-10
[79 empty] | WLDFR | HFTD - Distribution - Zone 1 - 5QU CoRE ¦ 1QU LoRE | Non-Red Flag Warning - Catastrophic Fires | 2041 | 8.7478e-11 | 8.7478e-11 | 16832.3912 | 280.5544 | 10192.2718 | 6359.5651 | 0 | 0 | 1.4407e-07 | 1.4725e-06 | 0 | 1.4725e-06 | 1.4725e-06 | 0 | 1.4725e-06 | 0 | 1.4906e-06 | 3.2674e-06 | 0 | 3.2674e-06 | [17 empty] | 7.3.3.17.5 (Remote Grid) Updates to grid topology to minimize risk of ignition in HFTDs Remote GridWLDFRContact from objectAggregated | WLDFR | HFTD - Distribution - Tier 2 - 3QU CoRE ¦ 4QU LoRE | Non-Red Flag Warning - Destructive Fires | Contact from object | Aggregated | 2041 | 4.135e-07 | 741.5879 | 0.00030664 | 2041 | Mitigation | 0.95 | 45 | 0 | esc | 0.00097009 | 4.0113e-10 | 0.00097009 | 4.0113e-10
[79 empty] | WLDFR | HFTD - Distribution - Zone 1 - 5QU CoRE ¦ 1QU LoRE | Non-Red Flag Warning - Catastrophic Fires | 2042 | 8.7478e-11 | 8.7478e-11 | 16832.3912 | 280.5544 | 10192.2718 | 6359.5651 | 0 | 0 | 1.4407e-07 | 1.4725e-06 | 0 | 1.4725e-06 | 1.4725e-06 | 0 | 1.4725e-06 | 0 | 1.4906e-06 | 3.2674e-06 | 0 | 3.2674e-06 | [17 empty] | 7.3.3.17.5 (Remote Grid) Updates to grid topology to minimize risk of ignition in HFTDs Remote GridWLDFRContact from objectAggregated | WLDFR | HFTD - Distribution - Tier 2 - 3QU CoRE ¦ 4QU LoRE | Non-Red Flag Warning - Destructive Fires | Contact from object | Aggregated | 2042 | 4.135e-07 | 741.5879 | 0.00030664 | 2042 | Mitigation | 0.95 | 45 | 0 | esc | 0.00097009 | 4.0113e-10 | 0.00097009 | 4.0113e-10
[79 empty] | WLDFR | HFTD - Distribution - Zone 1 - 5QU CoRE ¦ 1QU LoRE | Non-Red Flag Warning - Catastrophic Fires | 2043 | 8.7478e-11 | 8.7478e-11 | 17672.0852 | 299.42 | 10692.7362 | 6679.929 | 0 | 0 | 1.4407e-07 | 1.5459e-06 | 0 | 1.5459e-06 | 1.5459e-06 | 0 | 1.5459e-06 | 0 | 1.4906e-06 | 3.2674e-06 | 0 | 3.2674e-06 | [17 empty] | 7.3.3.17.5 (Remote Grid) Updates to grid topology to minimize risk of ignition in HFTDs Remote GridWLDFRContact from objectAggregated | WLDFR | HFTD - Distribution - Tier 2 - 3QU CoRE ¦ 4QU LoRE | Non-Red Flag Warning - Destructive Fires | Contact from object | Aggregated | 2043 | 4.135e-07 | 741.5879 | 0.00030664 | 2043 | Mitigation | 0.95 | 45 | 0 | esc | 0.00097009 | 4.0113e-10 | 0.00097009 | 4.0113e-10
[79 empty] | WLDFR | HFTD - Distribution - Zone 1 - 5QU CoRE ¦ 1QU LoRE | Non-Red Flag Warning - Catastrophic Fires | 2044 | 8.7478e-11 | 8.7478e-11 | 17672.0852 | 299.42 | 10692.7362 | 6679.929 | 0 | 0 | 1.4407e-07 | 1.5459e-06 | 0 | 1.5459e-06 | 1.5459e-06 | 0 | 1.5459e-06 | 0 | 1.5649e-06 | 3.4304e-06 | 0 | 3.4304e-06 | [17 empty] | 7.3.3.17.5 (Remote Grid) Updates to grid topology to minimize risk of ignition in HFTDs Remote GridWLDFRContact from objectAggregated | WLDFR | HFTD - Distribution - Tier 2 - 3QU CoRE ¦ 4QU LoRE | Non-Red Flag Warning - Destructive Fires | Contact from object | Aggregated | 2044 | 4.135e-07 | 741.5879 | 0.00030664 | 2044 | Mitigation | 0.95 | 45 | 0 | esc | 0.00097009 | 4.0113e-10 | 0.00097009 | 4.0113e-10
[79 empty] | WLDFR | HFTD - Distribution - Zone 1 - 5QU CoRE ¦ 1QU LoRE | Non-Red Flag Warning - Catastrophic Fires | 2045 | 8.7478e-11 | 8.7478e-11 | 17672.0852 | 299.42 | 10692.7362 | 6679.929 | 0 | 0 | 1.4407e-07 | 1.5459e-06 | 0 | 1.5459e-06 | 1.5459e-06 | 0 | 1.5459e-06 | 0 | 1.5649e-06 | 3.4304e-06 | 0 | 3.4304e-06 | [17 empty] | 7.3.3.17.5 (Remote Grid) Updates to grid topology to minimize risk of ignition in HFTDs Remote GridWLDFRContact from objectAggregated | WLDFR | HFTD - Distribution - Tier 2 - 3QU CoRE ¦ 4QU LoRE | Non-Red Flag Warning - Destructive Fires | Contact from object | Aggregated | 2045 | 4.135e-07 | 741.5879 | 0.00030664 | 2045 | Mitigation | 0.95 | 45 | 0 | esc | 0.00097009 | 4.0113e-10 | 0.00097009 | 4.0113e-10
[79 empty] | WLDFR | HFTD - Distribution - Zone 1 - 5QU CoRE ¦ 1QU LoRE | Non-Red Flag Warning - Catastrophic Fires | 2046 | 8.7478e-11 | 8.7478e-11 | 17672.0852 | 299.42 | 10692.7362 | 6679.929 | 0 | 0 | 1.4407e-07 | 1.5459e-06 | 0 | 1.5459e-06 | 1.5459e-06 | 0 | 1.5459e-06 | 0 | 1.5649e-06 | 3.4304e-06 | 0 | 3.4304e-06 | [17 empty] | 7.3.3.17.5 (Remote Grid) Updates to grid topology to minimize risk of ignition in HFTDs Remote GridWLDFRContact from objectAggregated | WLDFR | HFTD - Distribution - Tier 2 - 3QU CoRE ¦ 4QU LoRE | Non-Red Flag Warning - Destructive Fires | Contact from object | Aggregated | 2046 | 4.135e-07 | 741.5879 | 0.00030664 | 2046 | Mitigation | 0.95 | 45 | 0 | esc | 0.00097009 | 4.0113e-10 | 0.00097009 | 4.0113e-10
[79 empty] | WLDFR | HFTD - Distribution - Zone 1 - 5QU CoRE ¦ 1QU LoRE | Non-Red Flag Warning - Catastrophic Fires | 2047 | 8.7478e-11 | 8.7478e-11 | 17672.0852 | 299.42 | 10692.7362 | 6679.929 | 0 | 0 | 1.4407e-07 | 1.5459e-06 | 0 | 1.5459e-06 | 1.5459e-06 | 0 | 1.5459e-06 | 0 | 1.5649e-06 | 3.4304e-06 | 0 | 3.4304e-06 | [17 empty] | 7.3.3.17.5 (Remote Grid) Updates to grid topology to minimize risk of ignition in HFTDs Remote GridWLDFRContact from objectAggregated | WLDFR | HFTD - Distribution - Tier 2 - 3QU CoRE ¦ 4QU LoRE | Non-Red Flag Warning - Destructive Fires | Contact from object | Aggregated | 2047 | 4.135e-07 | 741.5879 | 0.00030664 | 2047 | Mitigation | 0.95 | 45 | 0 | esc | 0.00097009 | 4.0113e-10 | 0.00097009 | 4.0113e-10
[79 empty] | WLDFR | HFTD - Distribution - Zone 1 - 5QU CoRE ¦ 1QU LoRE | Non-Red Flag Warning - Catastrophic Fires | 2048 | 8.7478e-11 | 8.7478e-11 | 18552.3348 | 319.4911 | 11216.5626 | 7016.281 | 0 | 0 | 1.4407e-07 | 1.6229e-06 | 0 | 1.6229e-06 | 1.6229e-06 | 0 | 1.6229e-06 | 0 | 1.5649e-06 | 3.4304e-06 | 0 | 3.4304e-06 | [17 empty] | 7.3.3.17.5 (Remote Grid) Updates to grid topology to minimize risk of ignition in HFTDs Remote GridWLDFRContact from objectAggregated | WLDFR | HFTD - Distribution - Tier 2 - 3QU CoRE ¦ 4QU LoRE | Non-Red Flag Warning - Destructive Fires | Contact from object | Aggregated | 2048 | 4.135e-07 | 741.5879 | 0.00030664 | 2048 | Mitigation | 0.95 | 45 | 0 | esc | 0.00097009 | 4.0113e-10 | 0.00097009 | 4.0113e-10
[79 empty] | WLDFR | HFTD - Distribution - Zone 1 - 5QU CoRE ¦ 1QU LoRE | Non-Red Flag Warning - Catastrophic Fires | 2049 | 8.7478e-11 | 8.7478e-11 | 18552.3348 | 319.4911 | 11216.5626 | 7016.281 | 0 | 0 | 1.4407e-07 | 1.6229e-06 | 0 | 1.6229e-06 | 1.6229e-06 | 0 | 1.6229e-06 | 0 | 1.6429e-06 | 3.6013e-06 | 0 | 3.6013e-06 | [17 empty] | 7.3.3.17.5 (Remote Grid) Updates to grid topology to minimize risk of ignition in HFTDs Remote GridWLDFRContact from objectAggregated | WLDFR | HFTD - Distribution - Tier 2 - 3QU CoRE ¦ 4QU LoRE | Non-Red Flag Warning - Destructive Fires | Contact from object | Aggregated | 2049 | 4.135e-07 | 741.5879 | 0.00030664 | 2049 | Mitigation | 0.95 | 45 | 0 | esc | 0.00097009 | 4.0113e-10 | 0.00097009 | 4.0113e-10
[79 empty] | WLDFR | HFTD - Distribution - Zone 1 - 5QU CoRE ¦ 1QU LoRE | Non-Red Flag Warning - Catastrophic Fires | 2050 | 8.7478e-11 | 8.7478e-11 | 18552.3348 | 319.4911 | 11216.5626 | 7016.281 | 0 | 0 | 1.4407e-07 | 1.6229e-06 | 0 | 1.6229e-06 | 1.6229e-06 | 0 | 1.6229e-06 | 0 | 1.6429e-06 | 3.6013e-06 | 0 | 3.6013e-06 | [17 empty] | 7.3.3.17.5 (Remote Grid) Updates to grid topology to minimize risk of ignition in HFTDs Remote GridWLDFRContact from objectAggregated | WLDFR | HFTD - Distribution - Tier 2 - 3QU CoRE ¦ 4QU LoRE | Non-Red Flag Warning - Destructive Fires | Contact from object | Aggregated | 2050 | 4.135e-07 | 741.5879 | 0.00030664 | 2050 | Mitigation | 0.95 | 45 | 0 | esc | 0.00097009 | 4.0113e-10 | 0.00097009 | 4.0113e-10
[79 empty] | WLDFR | HFTD - Distribution - Zone 1 - 5QU CoRE ¦ 1QU LoRE | Non-Red Flag Warning - Catastrophic Fires | 2051 | 8.7478e-11 | 8.7478e-11 | 18552.3348 | 319.4911 | 11216.5626 | 7016.281 | 0 | 0 | 1.4407e-07 | 1.6229e-06 | 0 | 1.6229e-06 | 1.6229e-06 | 0 | 1.6229e-06 | 0 | 1.6429e-06 | 3.6013e-06 | 0 | 3.6013e-06 | [17 empty] | 7.3.3.17.5 (Remote Grid) Updates to grid topology to minimize risk of ignition in HFTDs Remote GridWLDFRContact from objectAggregated | WLDFR | HFTD - Distribution - Tier 2 - 3QU CoRE ¦ 4QU LoRE | Non-Red Flag Warning - Destructive Fires | Contact from object | Aggregated | 2051 | 4.135e-07 | 741.5879 | 0.00030664 | 2051 | Mitigation | 0.95 | 45 | 0 | esc | 0.00097009 | 4.0113e-10 | 0.00097009 | 4.0113e-10
[79 empty] | WLDFR | HFTD - Distribution - Zone 1 - 5QU CoRE ¦ 1QU LoRE | Non-Red Flag Warning - Catastrophic Fires | 2052 | 8.7478e-11 | 8.7478e-11 | 18552.3348 | 319.4911 | 11216.5626 | 7016.281 | 0 | 0 | 1.4407e-07 | 1.6229e-06 | 0 | 1.6229e-06 | 1.6229e-06 | 0 | 1.6229e-06 | 0 | 1.6429e-06 | 3.6013e-06 | 0 | 3.6013e-06 | [17 empty] | 7.3.3.17.5 (Remote Grid) Updates to grid topology to minimize risk of ignition in HFTDs Remote GridWLDFRContact from objectAggregated | WLDFR | HFTD - Distribution - Tier 2 - 3QU CoRE ¦ 4QU LoRE | Non-Red Flag Warning - Destructive Fires | Contact from object | Aggregated | 2052 | 4.135e-07 | 741.5879 | 0.00030664 | 2052 | Mitigation | 0.95 | 45 | 0 | esc | 0.00097009 | 4.0113e-10 | 0.00097009 | 4.0113e-10
[79 empty] | WLDFR | HFTD - Distribution - Zone 1 - 5QU CoRE ¦ 1QU LoRE | Non-Red Flag Warning - Catastrophic Fires | 2053 | 8.7478e-11 | 8.7478e-11 | 19462.1283 | 340.5356 | 11757.1413 | 7364.4514 | 0 | 0 | 1.4407e-07 | 1.7025e-06 | 0 | 1.7025e-06 | 1.7025e-06 | 0 | 1.7025e-06 | 0 | 1.6429e-06 | 3.6013e-06 | 0 | 3.6013e-06 | [17 empty] | 7.3.3.17.5 (Remote Grid) Updates to grid topology to minimize risk of ignition in HFTDs Remote GridWLDFRContact from objectAggregated | WLDFR | HFTD - Distribution - Tier 2 - 3QU CoRE ¦ 4QU LoRE | Non-Red Flag Warning - Destructive Fires | Contact from object | Aggregated | 2053 | 4.135e-07 | 741.5879 | 0.00030664 | 2053 | Mitigation | 0.95 | 45 | 0 | esc | 0.00097009 | 4.0113e-10 | 0.00097009 | 4.0113e-10
[79 empty] | WLDFR | HFTD - Distribution - Zone 1 - 5QU CoRE ¦ 1QU LoRE | Non-Red Flag Warning - Catastrophic Fires | 2054 | 8.7478e-11 | 8.7478e-11 | 19462.1283 | 340.5356 | 11757.1413 | 7364.4514 | 0 | 0 | 1.4407e-07 | 1.7025e-06 | 0 | 1.7025e-06 | 1.7025e-06 | 0 | 1.7025e-06 | 0 | 1.7235e-06 | 3.7779e-06 | 0 | 3.7779e-06 | [17 empty] | 7.3.3.17.5 (Remote Grid) Updates to grid topology to minimize risk of ignition in HFTDs Remote GridWLDFRContact from objectAggregated | WLDFR | HFTD - Distribution - Tier 2 - 3QU CoRE ¦ 4QU LoRE | Non-Red Flag Warning - Destructive Fires | Contact from object | Aggregated | 2054 | 4.135e-07 | 741.5879 | 0.00030664 | 2054 | Mitigation | 0.95 | 45 | 0 | esc | 0.00097009 | 4.0113e-10 | 0.00097009 | 4.0113e-10
[79 empty] | WLDFR | HFTD - Distribution - Zone 1 - 5QU CoRE ¦ 1QU LoRE | Non-Red Flag Warning - Catastrophic Fires | 2055 | 8.7478e-11 | 8.7478e-11 | 19462.1283 | 340.5356 | 11757.1413 | 7364.4514 | 0 | 0 | 1.4407e-07 | 1.7025e-06 | 0 | 1.7025e-06 | 1.7025e-06 | 0 | 1.7025e-06 | 0 | 1.7235e-06 | 3.7779e-06 | 0 | 3.7779e-06 | [17 empty] | 7.3.3.17.5 (Remote Grid) Updates to grid topology to minimize risk of ignition in HFTDs Remote GridWLDFRContact from objectAggregated | WLDFR | HFTD - Distribution - Tier 2 - 3QU CoRE ¦ 4QU LoRE | Non-Red Flag Warning - Destructive Fires | Contact from object | Aggregated | 2055 | 4.135e-07 | 741.5879 | 0.00030664 | 2055 | Mitigation | 0.95 | 45 | 0 | esc | 0.00097009 | 4.0113e-10 | 0.00097009 | 4.0113e-10
[79 empty] | WLDFR | HFTD - Distribution - Zone 1 - 5QU CoRE ¦ 1QU LoRE | Non-Red Flag Warning - Catastrophic Fires | 2056 | 8.7478e-11 | 8.7478e-11 | 19462.1283 | 340.5356 | 11757.1413 | 7364.4514 | 0 | 0 | 1.4407e-07 | 1.7025e-06 | 0 | 1.7025e-06 | 1.7025e-06 | 0 | 1.7025e-06 | 0 | 1.7235e-06 | 3.7779e-06 | 0 | 3.7779e-06 | [17 empty] | 7.3.3.17.5 (Remote Grid) Updates to grid topology to minimize risk of ignition in HFTDs Remote GridWLDFRContact from objectAggregated | WLDFR | HFTD - Distribution - Tier 2 - 3QU CoRE ¦ 4QU LoRE | Non-Red Flag Warning - Destructive Fires | Contact from object | Aggregated | 2056 | 4.135e-07 | 741.5879 | 0.00030664 | 2056 | Mitigation | 0.95 | 45 | 0 | esc | 0.00097009 | 4.0113e-10 | 0.00097009 | 4.0113e-10
[79 empty] | WLDFR | HFTD - Distribution - Zone 1 - 5QU CoRE ¦ 1QU LoRE | Non-Red Flag Warning - Catastrophic Fires | 2057 | 8.7478e-11 | 8.7478e-11 | 19462.1283 | 340.5356 | 11757.1413 | 7364.4514 | 0 | 0 | 1.4407e-07 | 1.7025e-06 | 0 | 1.7025e-06 | 1.7025e-06 | 0 | 1.7025e-06 | 0 | 1.7235e-06 | 3.7779e-06 | 0 | 3.7779e-06 | [17 empty] | 7.3.3.17.5 (Remote Grid) Updates to grid topology to minimize risk of ignition in HFTDs Remote GridWLDFRContact from objectAggregated | WLDFR | HFTD - Distribution - Tier 2 - 3QU CoRE ¦ 4QU LoRE | Non-Red Flag Warning - Destructive Fires | Contact from object | Aggregated | 2057 | 4.135e-07 | 741.5879 | 0.00030664 | 2057 | Mitigation | 0.95 | 45 | 0 | esc | 0.00097009 | 4.0113e-10 | 0.00097009 | 4.0113e-10
[79 empty] | WLDFR | HFTD - Distribution - Zone 1 - 5QU CoRE ¦ 1QU LoRE | Non-Red Flag Warning - Catastrophic Fires | 2058 | 8.7478e-11 | 8.7478e-11 | 20390.4035 | 362.3049 | 12307.8747 | 7720.2238 | 0 | 0 | 1.4407e-07 | 1.7837e-06 | 0 | 1.7837e-06 | 1.7837e-06 | 0 | 1.7837e-06 | 0 | 1.7235e-06 | 3.7779e-06 | 0 | 3.7779e-06 | [17 empty] | 7.3.3.17.5 (Remote Grid) Updates to grid topology to minimize risk of ignition in HFTDs Remote GridWLDFRContact from objectAggregated | WLDFR | HFTD - Distribution - Tier 2 - 3QU CoRE ¦ 4QU LoRE | Non-Red Flag Warning - Destructive Fires | Contact from object | Aggregated | 2058 | 4.135e-07 | 741.5879 | 0.00030664 | 2058 | Mitigation | 0.95 | 45 | 0 | esc | 0.00097009 | 4.0113e-10 | 0.00097009 | 4.0113e-10
[79 empty] | WLDFR | HFTD - Distribution - Zone 1 - 5QU CoRE ¦ 1QU LoRE | Non-Red Flag Warning - Catastrophic Fires | 2059 | 8.7478e-11 | 8.7478e-11 | 20390.4035 | 362.3049 | 12307.8747 | 7720.2238 | 0 | 0 | 1.4407e-07 | 1.7837e-06 | 0 | 1.7837e-06 | 1.7837e-06 | 0 | 1.7837e-06 | 0 | 1.8057e-06 | 3.9581e-06 | 0 | 3.9581e-06 | [17 empty] | 7.3.3.17.5 (Remote Grid) Updates to grid topology to minimize risk of ignition in HFTDs Remote GridWLDFRContact from objectAggregated | WLDFR | HFTD - Distribution - Tier 2 - 3QU CoRE ¦ 4QU LoRE | Non-Red Flag Warning - Destructive Fires | Contact from object | Aggregated | 2059 | 4.135e-07 | 741.5879 | 0.00030664 | 2059 | Mitigation | 0.95 | 45 | 0 | esc | 0.00097009 | 4.0113e-10 | 0.00097009 | 4.0113e-10
[79 empty] | WLDFR | HFTD - Distribution - Zone 1 - 5QU CoRE ¦ 1QU LoRE | Non-Red Flag Warning - Catastrophic Fires | 2060 | 8.7478e-11 | 8.7478e-11 | 20390.4035 | 362.3049 | 12307.8747 | 7720.2238 | 0 | 0 | 1.4407e-07 | 1.7837e-06 | 0 | 1.7837e-06 | 1.7837e-06 | 0 | 1.7837e-06 | 0 | 1.8057e-06 | 3.9581e-06 | 0 | 3.9581e-06 | [17 empty] | 7.3.3.17.5 (Remote Grid) Updates to grid topology to minimize risk of ignition in HFTDs Remote GridWLDFRContact from objectAggregated | WLDFR | HFTD - Distribution - Tier 2 - 3QU CoRE ¦ 4QU LoRE | Non-Red Flag Warning - Destructive Fires | Contact from object | Aggregated | 2060 | 4.135e-07 | 741.5879 | 0.00030664 | 2060 | Mitigation | 0.95 | 45 | 0 | esc | 0.00097009 | 4.0113e-10 | 0.00097009 | 4.0113e-10
[79 empty] | WLDFR | HFTD - Distribution - Zone 1 - 5QU CoRE ¦ 1QU LoRE | Non-Red Flag Warning - Catastrophic Fires | 2061 | 8.7478e-11 | 8.7478e-11 | 20390.4035 | 362.3049 | 12307.8747 | 7720.2238 | 0 | 0 | 1.4407e-07 | 1.7837e-06 | 0 | 1.7837e-06 | 1.7837e-06 | 0 | 1.7837e-06 | 0 | 1.8057e-06 | 3.9581e-06 | 0 | 3.9581e-06 | [17 empty] | 7.3.3.17.5 (Remote Grid) Updates to grid topology to minimize risk of ignition in HFTDs Remote GridWLDFRContact from objectAggregated | WLDFR | HFTD - Distribution - Tier 2 - 3QU CoRE ¦ 4QU LoRE | Non-Red Flag Warning - Destructive Fires | Contact from object | Aggregated | 2061 | 4.135e-07 | 741.5879 | 0.00030664 | 2061 | Mitigation | 0.95 | 45 | 0 | esc | 0.00097009 | 4.0113e-10 | 0.00097009 | 4.0113e-10
[79 empty] | WLDFR | HFTD - Distribution - Zone 1 - 5QU CoRE ¦ 1QU LoRE | Non-Red Flag Warning - Catastrophic Fires | 2062 | 8.7478e-11 | 8.7478e-11 | 20390.4035 | 362.3049 | 12307.8747 | 7720.2238 | 0 | 0 | 1.4407e-07 | 1.7837e-06 | 0 | 1.7837e-06 | 1.7837e-06 | 0 | 1.7837e-06 | 0 | 1.8057e-06 | 3.9581e-06 | 0 | 3.9581e-06 | [17 empty] | 7.3.3.17.5 (Remote Grid) Updates to grid topology to minimize risk of ignition in HFTDs Remote GridWLDFRContact from objectAggregated | WLDFR | HFTD - Distribution - Tier 2 - 3QU CoRE ¦ 4QU LoRE | Non-Red Flag Warning - Destructive Fires | Contact from object | Aggregated | 2062 | 4.135e-07 | 741.5879 | 0.00030664 | 2062 | Mitigation | 0.95 | 45 | 0 | esc | 0.00097009 | 4.0113e-10 | 0.00097009 | 4.0113e-10
[79 empty] | WLDFR | HFTD - Distribution - Zone 1 - 5QU CoRE ¦ 1QU LoRE | Non-Red Flag Warning - Catastrophic Fires | 2063 | 8.7478e-11 | 8.7478e-11 | 21325.9188 | 384.5316 | 12862.0997 | 8079.2876 | 0 | 0 | 1.4407e-07 | 1.8656e-06 | 0 | 1.8656e-06 | 1.8656e-06 | 0 | 1.8656e-06 | 0 | 1.8057e-06 | 3.9581e-06 | 0 | 3.9581e-06 | [17 empty] | 7.3.3.17.5 (Remote Grid) Updates to grid topology to minimize risk of ignition in HFTDs Remote GridWLDFRContact from objectAggregated | WLDFR | HFTD - Distribution - Tier 2 - 3QU CoRE ¦ 4QU LoRE | Non-Red Flag Warning - Destructive Fires | Contact from object | Aggregated | 2063 | 4.135e-07 | 741.5879 | 0.00030664 | 2063 | Mitigation | 0.95 | 45 | 0 | esc | 0.00097009 | 4.0113e-10 | 0.00097009 | 4.0113e-10
[79 empty] | WLDFR | HFTD - Distribution - Zone 1 - 5QU CoRE ¦ 1QU LoRE | Non-Red Flag Warning - Catastrophic Fires | 2064 | 8.7478e-11 | 8.7478e-11 | 21325.9188 | 384.5316 | 12862.0997 | 8079.2876 | 0 | 0 | 1.4407e-07 | 1.8656e-06 | 0 | 1.8656e-06 | 1.8656e-06 | 0 | 1.8656e-06 | 0 | 1.8885e-06 | 4.1397e-06 | 0 | 4.1397e-06 | [17 empty] | 7.3.3.17.5 (Remote Grid) Updates to grid topology to minimize risk of ignition in HFTDs Remote GridWLDFRContact from objectAggregated | WLDFR | HFTD - Distribution - Tier 2 - 3QU CoRE ¦ 4QU LoRE | Non-Red Flag Warning - Destructive Fires | Contact from object | Aggregated | 2064 | 4.135e-07 | 741.5879 | 0.00030664 | 2064 | Mitigation | 0.95 | 45 | 0 | esc | 0.00097009 | 4.0113e-10 | 0.00097009 | 4.0113e-10
[79 empty] | WLDFR | HFTD - Distribution - Zone 1 - 5QU CoRE ¦ 1QU LoRE | Non-Red Flag Warning - Catastrophic Fires | 2065 | 8.7478e-11 | 8.7478e-11 | 21325.9188 | 384.5316 | 12862.0997 | 8079.2876 | 0 | 0 | 1.4407e-07 | 1.8656e-06 | 0 | 1.8656e-06 | 1.8656e-06 | 0 | 1.8656e-06 | 0 | 1.8885e-06 | 4.1397e-06 | 0 | 4.1397e-06 | [17 empty] | 7.3.3.17.5 (Remote Grid) Updates to grid topology to minimize risk of ignition in HFTDs Remote GridWLDFRContact from objectAggregated | WLDFR | HFTD - Distribution - Tier 2 - 3QU CoRE ¦ 4QU LoRE | Non-Red Flag Warning - Destructive Fires | Contact from object | Aggregated | 2065 | 4.135e-07 | 741.5879 | 0.00030664 | 2065 | Mitigation | 0.95 | 45 | 0 | esc | 0.00097009 | 4.0113e-10 | 0.00097009 | 4.0113e-10
[79 empty] | WLDFR | HFTD - Distribution - Zone 1 - 5QU CoRE ¦ 1QU LoRE | Non-Red Flag Warning - Catastrophic Fires | 2066 | 8.7478e-11 | 8.7478e-11 | 21325.9188 | 384.5316 | 12862.0997 | 8079.2876 | 0 | 0 | 1.4407e-07 | 1.8656e-06 | 0 | 1.8656e-06 | 1.8656e-06 | 0 | 1.8656e-06 | 0 | 1.8885e-06 | 4.1397e-06 | 0 | 4.1397e-06 | [17 empty] | 7.3.3.17.5 (Remote Grid) Updates to grid topology to minimize risk of ignition in HFTDs Remote GridWLDFRContact from objectAggregated | WLDFR | HFTD - Distribution - Tier 2 - 3QU CoRE ¦ 4QU LoRE | Non-Red Flag Warning - Destructive Fires | Contact from object | Aggregated | 2066 | 4.135e-07 | 741.5879 | 0.00030664 | 2066 | Mitigation | 0.95 | 45 | 0 | esc | 0.00097009 | 4.0113e-10 | 0.00097009 | 4.0113e-10
[79 empty] | WLDFR | HFTD - Distribution - Zone 1 - 5QU CoRE ¦ 1QU LoRE | Non-Red Flag Warning - Catastrophic Fires | 2067 | 0 | 8.7478e-11 | 21325.9188 | 384.5316 | 12862.0997 | 8079.2876 | 0 | 0 | 1.4407e-07 | 0 | 0 | 0 | 1.8656e-06 | 0 | 1.8656e-06 | 0 | 1.8885e-06 | 4.1397e-06 | 0 | 4.1397e-06 | [17 empty] | 7.3.3.17.5 (Remote Grid) Updates to grid topology to minimize risk of ignition in HFTDs Remote GridWLDFRContact from objectAggregated | WLDFR | HFTD - Distribution - Tier 2 - 3QU CoRE ¦ 4QU LoRE | Non-Red Flag Warning - Destructive Fires | Contact from object | Aggregated | 2067 | 4.135e-07 | 741.5879 | 0.00030664 | 2067 | Mitigation | 0.95 | 45 | 0 | esc | 0 | 0 | 0.00097009 | 4.0113e-10
[79 empty] | WLDFR | HFTD - Distribution - Zone 1 - 5QU CoRE ¦ 1QU LoRE | Non-Red Flag Warning - Destructive Fires | 2022 | 1.2712e-10 | 0 | 8807.9522 | 222.2294 | 8585.7228 | 0 | 0 | 0 | 2.0458e-07 | 1.1197e-06 | 0 | 1.1197e-06 | 0 | 0 | 0 | 0 | 1.8885e-06 | 4.1397e-06 | 0 | 4.1397e-06 | [17 empty] | 7.3.3.17.5 (Remote Grid) Updates to grid topology to minimize risk of ignition in HFTDs Remote GridWLDFRContaminationAggregated | WLDFR | HFTD - Distribution - Tier 2 - 3QU CoRE ¦ 4QU LoRE | Non-Red Flag Warning - Destructive Fires | Contamination | Aggregated | 2022 | 8.3216e-09 | 741.5879 | 6.1712e-06 | 2022 | Mitigation | 0.95 | 45 | 0 | esc | 0.00097009 | 8.0727e-12 | 0 | 0
[79 empty] | WLDFR | HFTD - Distribution - Zone 1 - 5QU CoRE ¦ 1QU LoRE | Non-Red Flag Warning - Destructive Fires | 2023 | 1.2712e-10 | 1.2712e-10 | 9129.7461 | 233.2301 | 8896.516 | 0 | 0 | 0 | 2.0458e-07 | 1.1606e-06 | 0 | 1.1606e-06 | 1.1606e-06 | 0 | 1.1606e-06 | 0 | 1.971e-06 | 4.3205e-06 | 0 | 4.3205e-06 | [17 empty] | 7.3.3.17.5 (Remote Grid) Updates to grid topology to minimize risk of ignition in HFTDs Remote GridWLDFRContaminationAggregated | WLDFR | HFTD - Distribution - Tier 2 - 3QU CoRE ¦ 4QU LoRE | Non-Red Flag Warning - Destructive Fires | Contamination | Aggregated | 2023 | 8.3216e-09 | 741.5879 | 6.1712e-06 | 2023 | Mitigation | 0.95 | 45 | 0 | esc | 0.00097009 | 8.0727e-12 | 0.00097009 | 8.0727e-12
[79 empty] | WLDFR | HFTD - Distribution - Zone 1 - 5QU CoRE ¦ 1QU LoRE | Non-Red Flag Warning - Destructive Fires | 2024 | 1.2712e-10 | 1.2712e-10 | 9129.7461 | 233.2301 | 8896.516 | 0 | 0 | 0 | 2.0458e-07 | 1.1606e-06 | 0 | 1.1606e-06 | 1.1606e-06 | 0 | 1.1606e-06 | 0 | 1.971e-06 | 4.3205e-06 | 0 | 4.3205e-06 | [17 empty] | 7.3.3.17.5 (Remote Grid) Updates to grid topology to minimize risk of ignition in HFTDs Remote GridWLDFRContaminationAggregated | WLDFR | HFTD - Distribution - Tier 2 - 3QU CoRE ¦ 4QU LoRE | Non-Red Flag Warning - Destructive Fires | Contamination | Aggregated | 2024 | 8.3216e-09 | 741.5879 | 6.1712e-06 | 2024 | Mitigation | 0.95 | 45 | 0 | esc | 0.00097009 | 8.0727e-12 | 0.00097009 | 8.0727e-12
[79 empty] | WLDFR | HFTD - Distribution - Zone 1 - 5QU CoRE ¦ 1QU LoRE | Non-Red Flag Warning - Destructive Fires | 2025 | 1.2712e-10 | 1.2712e-10 | 9129.7461 | 233.2301 | 8896.516 | 0 | 0 | 0 | 2.0458e-07 | 1.1606e-06 | 0 | 1.1606e-06 | 1.1606e-06 | 0 | 1.1606e-06 | 0 | 1.971e-06 | 4.3205e-06 | 0 | 4.3205e-06 | [17 empty] | 7.3.3.17.5 (Remote Grid) Updates to grid topology to minimize risk of ignition in HFTDs Remote GridWLDFRContaminationAggregated | WLDFR | HFTD - Distribution - Tier 2 - 3QU CoRE ¦ 4QU LoRE | Non-Red Flag Warning - Destructive Fires | Contamination | Aggregated | 2025 | 8.3216e-09 | 741.5879 | 6.1712e-06 | 2025 | Mitigation | 0.95 | 45 | 0 | esc | 0.00097009 | 8.0727e-12 | 0.00097009 | 8.0727e-12
[79 empty] | WLDFR | HFTD - Distribution - Zone 1 - 5QU CoRE ¦ 1QU LoRE | Non-Red Flag Warning - Destructive Fires | 2026 | 1.2712e-10 | 1.2712e-10 | 9129.7461 | 233.2301 | 8896.516 | 0 | 0 | 0 | 2.0458e-07 | 1.1606e-06 | 0 | 1.1606e-06 | 1.1606e-06 | 0 | 1.1606e-06 | 0 | 0 | 4.3205e-06 | 0 | 4.3205e-06 | [17 empty] | 7.3.3.17.5 (Remote Grid) Updates to grid topology to minimize risk of ignition in HFTDs Remote GridWLDFRContaminationAggregated | WLDFR | HFTD - Distribution - Tier 2 - 3QU CoRE ¦ 4QU LoRE | Non-Red Flag Warning - Destructive Fires | Contamination | Aggregated | 2026 | 8.3216e-09 | 741.5879 | 6.1712e-06 | 2026 | Mitigation | 0.95 | 45 | 0 | esc | 0.00097009 | 8.0727e-12 | 0.00097009 | 8.0727e-12
[79 empty] | WLDFR | HFTD - Distribution - Zone 1 - 5QU CoRE ¦ 1QU LoRE | Non-Red Flag Warning - Destructive Fires | 2027 | 1.2712e-10 | 1.2712e-10 | 9129.7461 | 233.2301 | 8896.516 | 0 | 0 | 0 | 2.0458e-07 | 1.1606e-06 | 0 | 1.1606e-06 | 1.1606e-06 | 0 | 1.1606e-06 | 0 | 0 | 0 | 0 | 0 | [17 empty] | 7.3.3.17.5 (Remote Grid) Updates to grid topology to minimize risk of ignition in HFTDs Remote GridWLDFRContaminationAggregated | WLDFR | HFTD - Distribution - Tier 2 - 3QU CoRE ¦ 4QU LoRE | Non-Red Flag Warning - Destructive Fires | Contamination | Aggregated | 2027 | 8.3216e-09 | 741.5879 | 6.1712e-06 | 2027 | Mitigation | 0.95 | 45 | 0 | esc | 0.00097009 | 8.0727e-12 | 0.00097009 | 8.0727e-12
[79 empty] | WLDFR | HFTD - Distribution - Zone 1 - 5QU CoRE ¦ 1QU LoRE | Non-Red Flag Warning - Destructive Fires | 2028 | 1.2712e-10 | 1.2712e-10 | 9534.9221 | 247.273 | 9287.6491 | 0 | 0 | 0 | 2.0458e-07 | 1.2121e-06 | 0 | 1.2121e-06 | 1.2121e-06 | 0 | 1.2121e-06 | 0 | 1.0443e-06 | 0 | 0 | 0 | [17 empty] | 7.3.3.17.5 (Remote Grid) Updates to grid topology to minimize risk of ignition in HFTDs Remote GridWLDFRContaminationAggregated | WLDFR | HFTD - Distribution - Tier 2 - 3QU CoRE ¦ 4QU LoRE | Non-Red Flag Warning - Destructive Fires | Contamination | Aggregated | 2028 | 8.3216e-09 | 741.5879 | 6.1712e-06 | 2028 | Mitigation | 0.95 | 45 | 0 | esc | 0.00097009 | 8.0727e-12 | 0.00097009 | 8.0727e-12
[79 empty] | WLDFR | HFTD - Distribution - Zone 1 - 5QU CoRE ¦ 1QU LoRE | Non-Red Flag Warning - Destructive Fires | 2029 | 1.2712e-10 | 1.2712e-10 | 9534.9221 | 247.273 | 9287.6491 | 0 | 0 | 0 | 2.0458e-07 | 1.2121e-06 | 0 | 1.2121e-06 | 1.2121e-06 | 0 | 1.2121e-06 | 0 | 1.0824e-06 | 2.3727e-06 | 0 | 2.3727e-06 | [17 empty] | 7.3.3.17.5 (Remote Grid) Updates to grid topology to minimize risk of ignition in HFTDs Remote GridWLDFRContaminationAggregated | WLDFR | HFTD - Distribution - Tier 2 - 3QU CoRE ¦ 4QU LoRE | Non-Red Flag Warning - Destructive Fires | Contamination | Aggregated | 2029 | 8.3216e-09 | 741.5879 | 6.1712e-06 | 2029 | Mitigation | 0.95 | 45 | 0 | esc | 0.00097009 | 8.0727e-12 | 0.00097009 | 8.0727e-12
[79 empty] | WLDFR | HFTD - Distribution - Zone 1 - 5QU CoRE ¦ 1QU LoRE | Non-Red Flag Warning - Destructive Fires | 2030 | 1.2712e-10 | 1.2712e-10 | 9534.9221 | 247.273 | 9287.6491 | 0 | 0 | 0 | 2.0458e-07 | 1.2121e-06 | 0 | 1.2121e-06 | 1.2121e-06 | 0 | 1.2121e-06 | 0 | 1.0824e-06 | 2.3727e-06 | 0 | 2.3727e-06 | [17 empty] | 7.3.3.17.5 (Remote Grid) Updates to grid topology to minimize risk of ignition in HFTDs Remote GridWLDFRContaminationAggregated | WLDFR | HFTD - Distribution - Tier 2 - 3QU CoRE ¦ 4QU LoRE | Non-Red Flag Warning - Destructive Fires | Contamination | Aggregated | 2030 | 8.3216e-09 | 741.5879 | 6.1712e-06 | 2030 | Mitigation | 0.95 | 45 | 0 | esc | 0.00097009 | 8.0727e-12 | 0.00097009 | 8.0727e-12
[79 empty] | WLDFR | HFTD - Distribution - Zone 1 - 5QU CoRE ¦ 1QU LoRE | Non-Red Flag Warning - Destructive Fires | 2031 | 1.2712e-10 | 1.2712e-10 | 9534.9221 | 247.273 | 9287.6491 | 0 | 0 | 0 | 2.0458e-07 | 1.2121e-06 | 0 | 1.2121e-06 | 1.2121e-06 | 0 | 1.2121e-06 | 0 | 1.0824e-06 | 2.3727e-06 | 0 | 2.3727e-06 | [17 empty] | 7.3.3.17.5 (Remote Grid) Updates to grid topology to minimize risk of ignition in HFTDs Remote GridWLDFRContaminationAggregated | WLDFR | HFTD - Distribution - Tier 2 - 3QU CoRE ¦ 4QU LoRE | Non-Red Flag Warning - Destructive Fires | Contamination | Aggregated | 2031 | 8.3216e-09 | 741.5879 | 6.1712e-06 | 2031 | Mitigation | 0.95 | 45 | 0 | esc | 0.00097009 | 8.0727e-12 | 0.00097009 | 8.0727e-12
[79 empty] | WLDFR | HFTD - Distribution - Zone 1 - 5QU CoRE ¦ 1QU LoRE | Non-Red Flag Warning - Destructive Fires | 2032 | 1.2712e-10 | 1.2712e-10 | 9534.9221 | 247.273 | 9287.6491 | 0 | 0 | 0 | 2.0458e-07 | 1.2121e-06 | 0 | 1.2121e-06 | 1.2121e-06 | 0 | 1.2121e-06 | 0 | 1.0824e-06 | 2.3727e-06 | 0 | 2.3727e-06 | [17 empty] | 7.3.3.17.5 (Remote Grid) Updates to grid topology to minimize risk of ignition in HFTDs Remote GridWLDFRContaminationAggregated | WLDFR | HFTD - Distribution - Tier 2 - 3QU CoRE ¦ 4QU LoRE | Non-Red Flag Warning - Destructive Fires | Contamination | Aggregated | 2032 | 8.3216e-09 | 741.5879 | 6.1712e-06 | 2032 | Mitigation | 0.95 | 45 | 0 | esc | 0.00097009 | 8.0727e-12 | 0.00097009 | 8.0727e-12
[79 empty] | WLDFR | HFTD - Distribution - Zone 1 - 5QU CoRE ¦ 1QU LoRE | Non-Red Flag Warning - Destructive Fires | 2033 | 1.2712e-10 | 1.2712e-10 | 9984.8474 | 263.1074 | 9721.74 | 0 | 0 | 0 | 2.0458e-07 | 1.2693e-06 | 0 | 1.2693e-06 | 1.2693e-06 | 0 | 1.2693e-06 | 0 | 1.0824e-06 | 2.3727e-06 | 0 | 2.3727e-06 | [17 empty] | 7.3.3.17.5 (Remote Grid) Updates to grid topology to minimize risk of ignition in HFTDs Remote GridWLDFRContaminationAggregated | WLDFR | HFTD - Distribution - Tier 2 - 3QU CoRE ¦ 4QU LoRE | Non-Red Flag Warning - Destructive Fires | Contamination | Aggregated | 2033 | 8.3216e-09 | 741.5879 | 6.1712e-06 | 2033 | Mitigation | 0.95 | 45 | 0 | esc | 0.00097009 | 8.0727e-12 | 0.00097009 | 8.0727e-12
[79 empty] | WLDFR | HFTD - Distribution - Zone 1 - 5QU CoRE ¦ 1QU LoRE | Non-Red Flag Warning - Destructive Fires | 2034 | 1.2712e-10 | 1.2712e-10 | 9984.8474 | 263.1074 | 9721.74 | 0 | 0 | 0 | 2.0458e-07 | 1.2693e-06 | 0 | 1.2693e-06 | 1.2693e-06 | 0 | 1.2693e-06 | 0 | 1.1305e-06 | 2.478e-06 | 0 | 2.478e-06 | [17 empty] | 7.3.3.17.5 (Remote Grid) Updates to grid topology to minimize risk of ignition in HFTDs Remote GridWLDFRContaminationAggregated | WLDFR | HFTD - Distribution - Tier 2 - 3QU CoRE ¦ 4QU LoRE | Non-Red Flag Warning - Destructive Fires | Contamination | Aggregated | 2034 | 8.3216e-09 | 741.5879 | 6.1712e-06 | 2034 | Mitigation | 0.95 | 45 | 0 | esc | 0.00097009 | 8.0727e-12 | 0.00097009 | 8.0727e-12
[79 empty] | WLDFR | HFTD - Distribution - Zone 1 - 5QU CoRE ¦ 1QU LoRE | Non-Red Flag Warning - Destructive Fires | 2035 | 1.2712e-10 | 1.2712e-10 | 9984.8474 | 263.1074 | 9721.74 | 0 | 0 | 0 | 2.0458e-07 | 1.2693e-06 | 0 | 1.2693e-06 | 1.2693e-06 | 0 | 1.2693e-06 | 0 | 1.1305e-06 | 2.478e-06 | 0 | 2.478e-06 | [17 empty] | 7.3.3.17.5 (Remote Grid) Updates to grid topology to minimize risk of ignition in HFTDs Remote GridWLDFRContaminationAggregated | WLDFR | HFTD - Distribution - Tier 2 - 3QU CoRE ¦ 4QU LoRE | Non-Red Flag Warning - Destructive Fires | Contamination | Aggregated | 2035 | 8.3216e-09 | 741.5879 | 6.1712e-06 | 2035 | Mitigation | 0.95 | 45 | 0 | esc | 0.00097009 | 8.0727e-12 | 0.00097009 | 8.0727e-12
[79 empty] | WLDFR | HFTD - Distribution - Zone 1 - 5QU CoRE ¦ 1QU LoRE | Non-Red Flag Warning - Destructive Fires | 2036 | 1.2712e-10 | 1.2712e-10 | 9984.8474 | 263.1074 | 9721.74 | 0 | 0 | 0 | 2.0458e-07 | 1.2693e-06 | 0 | 1.2693e-06 | 1.2693e-06 | 0 | 1.2693e-06 | 0 | 1.1305e-06 | 2.478e-06 | 0 | 2.478e-06 | [17 empty] | 7.3.3.17.5 (Remote Grid) Updates to grid topology to minimize risk of ignition in HFTDs Remote GridWLDFRContaminationAggregated | WLDFR | HFTD - Distribution - Tier 2 - 3QU CoRE ¦ 4QU LoRE | Non-Red Flag Warning - Destructive Fires | Contamination | Aggregated | 2036 | 8.3216e-09 | 741.5879 | 6.1712e-06 | 2036 | Mitigation | 0.95 | 45 | 0 | esc | 0.00097009 | 8.0727e-12 | 0.00097009 | 8.0727e-12
[79 empty] | WLDFR | HFTD - Distribution - Zone 1 - 5QU CoRE ¦ 1QU LoRE | Non-Red Flag Warning - Destructive Fires | 2037 | 1.2712e-10 | 1.2712e-10 | 9984.8474 | 263.1074 | 9721.74 | 0 | 0 | 0 | 2.0458e-07 | 1.2693e-06 | 0 | 1.2693e-06 | 1.2693e-06 | 0 | 1.2693e-06 | 0 | 1.1305e-06 | 2.478e-06 | 0 | 2.478e-06 | [17 empty] | 7.3.3.17.5 (Remote Grid) Updates to grid topology to minimize risk of ignition in HFTDs Remote GridWLDFRContaminationAggregated | WLDFR | HFTD - Distribution - Tier 2 - 3QU CoRE ¦ 4QU LoRE | Non-Red Flag Warning - Destructive Fires | Contamination | Aggregated | 2037 | 8.3216e-09 | 741.5879 | 6.1712e-06 | 2037 | Mitigation | 0.95 | 45 | 0 | esc | 0.00097009 | 8.0727e-12 | 0.00097009 | 8.0727e-12
[79 empty] | WLDFR | HFTD - Distribution - Zone 1 - 5QU CoRE ¦ 1QU LoRE | Non-Red Flag Warning - Destructive Fires | 2038 | 1.2712e-10 | 1.2712e-10 | 10472.8261 | 280.5544 | 10192.2718 | 0 | 0 | 0 | 2.0458e-07 | 1.3314e-06 | 0 | 1.3314e-06 | 1.3314e-06 | 0 | 1.3314e-06 | 0 | 1.1305e-06 | 2.478e-06 | 0 | 2.478e-06 | [17 empty] | 7.3.3.17.5 (Remote Grid) Updates to grid topology to minimize risk of ignition in HFTDs Remote GridWLDFRContaminationAggregated | WLDFR | HFTD - Distribution - Tier 2 - 3QU CoRE ¦ 4QU LoRE | Non-Red Flag Warning - Destructive Fires | Contamination | Aggregated | 2038 | 8.3216e-09 | 741.5879 | 6.1712e-06 | 2038 | Mitigation | 0.95 | 45 | 0 | esc | 0.00097009 | 8.0727e-12 | 0.00097009 | 8.0727e-12
[79 empty] | WLDFR | HFTD - Distribution - Zone 1 - 5QU CoRE ¦ 1QU LoRE | Non-Red Flag Warning - Destructive Fires | 2039 | 1.2712e-10 | 1.2712e-10 | 10472.8261 | 280.5544 | 10192.2718 | 0 | 0 | 0 | 2.0458e-07 | 1.3314e-06 | 0 | 1.3314e-06 | 1.3314e-06 | 0 | 1.3314e-06 | 0 | 1.1838e-06 | 2.5949e-06 | 0 | 2.5949e-06 | [17 empty] | 7.3.3.17.5 (Remote Grid) Updates to grid topology to minimize risk of ignition in HFTDs Remote GridWLDFRContaminationAggregated | WLDFR | HFTD - Distribution - Tier 2 - 3QU CoRE ¦ 4QU LoRE | Non-Red Flag Warning - Destructive Fires | Contamination | Aggregated | 2039 | 8.3216e-09 | 741.5879 | 6.1712e-06 | 2039 | Mitigation | 0.95 | 45 | 0 | esc | 0.00097009 | 8.0727e-12 | 0.00097009 | 8.0727e-12
[79 empty] | WLDFR | HFTD - Distribution - Zone 1 - 5QU CoRE ¦ 1QU LoRE | Non-Red Flag Warning - Destructive Fires | 2040 | 1.2712e-10 | 1.2712e-10 | 10472.8261 | 280.5544 | 10192.2718 | 0 | 0 | 0 | 2.0458e-07 | 1.3314e-06 | 0 | 1.3314e-06 | 1.3314e-06 | 0 | 1.3314e-06 | 0 | 1.1838e-06 | 2.5949e-06 | 0 | 2.5949e-06 | [17 empty] | 7.3.3.17.5 (Remote Grid) Updates to grid topology to minimize risk of ignition in HFTDs Remote GridWLDFRContaminationAggregated | WLDFR | HFTD - Distribution - Tier 2 - 3QU CoRE ¦ 4QU LoRE | Non-Red Flag Warning - Destructive Fires | Contamination | Aggregated | 2040 | 8.3216e-09 | 741.5879 | 6.1712e-06 | 2040 | Mitigation | 0.95 | 45 | 0 | esc | 0.00097009 | 8.0727e-12 | 0.00097009 | 8.0727e-12
[79 empty] | WLDFR | HFTD - Distribution - Zone 1 - 5QU CoRE ¦ 1QU LoRE | Non-Red Flag Warning - Destructive Fires | 2041 | 1.2712e-10 | 1.2712e-10 | 10472.8261 | 280.5544 | 10192.2718 | 0 | 0 | 0 | 2.0458e-07 | 1.3314e-06 | 0 | 1.3314e-06 | 1.3314e-06 | 0 | 1.3314e-06 | 0 | 1.1838e-06 | 2.5949e-06 | 0 | 2.5949e-06 | [17 empty] | 7.3.3.17.5 (Remote Grid) Updates to grid topology to minimize risk of ignition in HFTDs Remote GridWLDFRContaminationAggregated | WLDFR | HFTD - Distribution - Tier 2 - 3QU CoRE ¦ 4QU LoRE | Non-Red Flag Warning - Destructive Fires | Contamination | Aggregated | 2041 | 8.3216e-09 | 741.5879 | 6.1712e-06 | 2041 | Mitigation | 0.95 | 45 | 0 | esc | 0.00097009 | 8.0727e-12 | 0.00097009 | 8.0727e-12
[79 empty] | WLDFR | HFTD - Distribution - Zone 1 - 5QU CoRE ¦ 1QU LoRE | Non-Red Flag Warning - Destructive Fires | 2042 | 1.2712e-10 | 1.2712e-10 | 10472.8261 | 280.5544 | 10192.2718 | 0 | 0 | 0 | 2.0458e-07 | 1.3314e-06 | 0 | 1.3314e-06 | 1.3314e-06 | 0 | 1.3314e-06 | 0 | 1.1838e-06 | 2.5949e-06 | 0 | 2.5949e-06 | [17 empty] | 7.3.3.17.5 (Remote Grid) Updates to grid topology to minimize risk of ignition in HFTDs Remote GridWLDFRContaminationAggregated | WLDFR | HFTD - Distribution - Tier 2 - 3QU CoRE ¦ 4QU LoRE | Non-Red Flag Warning - Destructive Fires | Contamination | Aggregated | 2042 | 8.3216e-09 | 741.5879 | 6.1712e-06 | 2042 | Mitigation | 0.95 | 45 | 0 | esc | 0.00097009 | 8.0727e-12 | 0.00097009 | 8.0727e-12
[79 empty] | WLDFR | HFTD - Distribution - Zone 1 - 5QU CoRE ¦ 1QU LoRE | Non-Red Flag Warning - Destructive Fires | 2043 | 1.2712e-10 | 1.2712e-10 | 10992.1562 | 299.42 | 10692.7362 | 0 | 0 | 0 | 2.0458e-07 | 1.3974e-06 | 0 | 1.3974e-06 | 1.3974e-06 | 0 | 1.3974e-06 | 0 | 1.1838e-06 | 2.5949e-06 | 0 | 2.5949e-06 | [17 empty] | 7.3.3.17.5 (Remote Grid) Updates to grid topology to minimize risk of ignition in HFTDs Remote GridWLDFRContaminationAggregated | WLDFR | HFTD - Distribution - Tier 2 - 3QU CoRE ¦ 4QU LoRE | Non-Red Flag Warning - Destructive Fires | Contamination | Aggregated | 2043 | 8.3216e-09 | 741.5879 | 6.1712e-06 | 2043 | Mitigation | 0.95 | 45 | 0 | esc | 0.00097009 | 8.0727e-12 | 0.00097009 | 8.0727e-12
[79 empty] | WLDFR | HFTD - Distribution - Zone 1 - 5QU CoRE ¦ 1QU LoRE | Non-Red Flag Warning - Destructive Fires | 2044 | 1.2712e-10 | 1.2712e-10 | 10992.1562 | 299.42 | 10692.7362 | 0 | 0 | 0 | 2.0458e-07 | 1.3974e-06 | 0 | 1.3974e-06 | 1.3974e-06 | 0 | 1.3974e-06 | 0 | 1.2417e-06 | 2.7218e-06 | 0 | 2.7218e-06 | [17 empty] | 7.3.3.17.5 (Remote Grid) Updates to grid topology to minimize risk of ignition in HFTDs Remote GridWLDFRContaminationAggregated | WLDFR | HFTD - Distribution - Tier 2 - 3QU CoRE ¦ 4QU LoRE | Non-Red Flag Warning - Destructive Fires | Contamination | Aggregated | 2044 | 8.3216e-09 | 741.5879 | 6.1712e-06 | 2044 | Mitigation | 0.95 | 45 | 0 | esc | 0.00097009 | 8.0727e-12 | 0.00097009 | 8.0727e-12
[79 empty] | WLDFR | HFTD - Distribution - Zone 1 - 5QU CoRE ¦ 1QU LoRE | Non-Red Flag Warning - Destructive Fires | 2045 | 1.2712e-10 | 1.2712e-10 | 10992.1562 | 299.42 | 10692.7362 | 0 | 0 | 0 | 2.0458e-07 | 1.3974e-06 | 0 | 1.3974e-06 | 1.3974e-06 | 0 | 1.3974e-06 | 0 | 1.2417e-06 | 2.7218e-06 | 0 | 2.7218e-06 | [17 empty] | 7.3.3.17.5 (Remote Grid) Updates to grid topology to minimize risk of ignition in HFTDs Remote GridWLDFRContaminationAggregated | WLDFR | HFTD - Distribution - Tier 2 - 3QU CoRE ¦ 4QU LoRE | Non-Red Flag Warning - Destructive Fires | Contamination | Aggregated | 2045 | 8.3216e-09 | 741.5879 | 6.1712e-06 | 2045 | Mitigation | 0.95 | 45 | 0 | esc | 0.00097009 | 8.0727e-12 | 0.00097009 | 8.0727e-12
[79 empty] | WLDFR | HFTD - Distribution - Zone 1 - 5QU CoRE ¦ 1QU LoRE | Non-Red Flag Warning - Destructive Fires | 2046 | 1.2712e-10 | 1.2712e-10 | 10992.1562 | 299.42 | 10692.7362 | 0 | 0 | 0 | 2.0458e-07 | 1.3974e-06 | 0 | 1.3974e-06 | 1.3974e-06 | 0 | 1.3974e-06 | 0 | 1.2417e-06 | 2.7218e-06 | 0 | 2.7218e-06 | [17 empty] | 7.3.3.17.5 (Remote Grid) Updates to grid topology to minimize risk of ignition in HFTDs Remote GridWLDFRContaminationAggregated | WLDFR | HFTD - Distribution - Tier 2 - 3QU CoRE ¦ 4QU LoRE | Non-Red Flag Warning - Destructive Fires | Contamination | Aggregated | 2046 | 8.3216e-09 | 741.5879 | 6.1712e-06 | 2046 | Mitigation | 0.95 | 45 | 0 | esc | 0.00097009 | 8.0727e-12 | 0.00097009 | 8.0727e-12
[79 empty] | WLDFR | HFTD - Distribution - Zone 1 - 5QU CoRE ¦ 1QU LoRE | Non-Red Flag Warning - Destructive Fires | 2047 | 1.2712e-10 | 1.2712e-10 | 10992.1562 | 299.42 | 10692.7362 | 0 | 0 | 0 | 2.0458e-07 | 1.3974e-06 | 0 | 1.3974e-06 | 1.3974e-06 | 0 | 1.3974e-06 | 0 | 1.2417e-06 | 2.7218e-06 | 0 | 2.7218e-06 | [17 empty] | 7.3.3.17.5 (Remote Grid) Updates to grid topology to minimize risk of ignition in HFTDs Remote GridWLDFRContaminationAggregated | WLDFR | HFTD - Distribution - Tier 2 - 3QU CoRE ¦ 4QU LoRE | Non-Red Flag Warning - Destructive Fires | Contamination | Aggregated | 2047 | 8.3216e-09 | 741.5879 | 6.1712e-06 | 2047 | Mitigation | 0.95 | 45 | 0 | esc | 0.00097009 | 8.0727e-12 | 0.00097009 | 8.0727e-12
[79 empty] | WLDFR | HFTD - Distribution - Zone 1 - 5QU CoRE ¦ 1QU LoRE | Non-Red Flag Warning - Destructive Fires | 2048 | 1.2712e-10 | 1.2712e-10 | 11536.0538 | 319.4911 | 11216.5626 | 0 | 0 | 0 | 2.0458e-07 | 1.4665e-06 | 0 | 1.4665e-06 | 1.4665e-06 | 0 | 1.4665e-06 | 0 | 1.2417e-06 | 2.7218e-06 | 0 | 2.7218e-06 | [17 empty] | 7.3.3.17.5 (Remote Grid) Updates to grid topology to minimize risk of ignition in HFTDs Remote GridWLDFRContaminationAggregated | WLDFR | HFTD - Distribution - Tier 2 - 3QU CoRE ¦ 4QU LoRE | Non-Red Flag Warning - Destructive Fires | Contamination | Aggregated | 2048 | 8.3216e-09 | 741.5879 | 6.1712e-06 | 2048 | Mitigation | 0.95 | 45 | 0 | esc | 0.00097009 | 8.0727e-12 | 0.00097009 | 8.0727e-12
[79 empty] | WLDFR | HFTD - Distribution - Zone 1 - 5QU CoRE ¦ 1QU LoRE | Non-Red Flag Warning - Destructive Fires | 2049 | 1.2712e-10 | 1.2712e-10 | 11536.0538 | 319.4911 | 11216.5626 | 0 | 0 | 0 | 2.0458e-07 | 1.4665e-06 | 0 | 1.4665e-06 | 1.4665e-06 | 0 | 1.4665e-06 | 0 | 1.3032e-06 | 2.8567e-06 | 0 | 2.8567e-06 | [17 empty] | 7.3.3.17.5 (Remote Grid) Updates to grid topology to minimize risk of ignition in HFTDs Remote GridWLDFRContaminationAggregated | WLDFR | HFTD - Distribution - Tier 2 - 3QU CoRE ¦ 4QU LoRE | Non-Red Flag Warning - Destructive Fires | Contamination | Aggregated | 2049 | 8.3216e-09 | 741.5879 | 6.1712e-06 | 2049 | Mitigation | 0.95 | 45 | 0 | esc | 0.00097009 | 8.0727e-12 | 0.00097009 | 8.0727e-12
[79 empty] | WLDFR | HFTD - Distribution - Zone 1 - 5QU CoRE ¦ 1QU LoRE | Non-Red Flag Warning - Destructive Fires | 2050 | 1.2712e-10 | 1.2712e-10 | 11536.0538 | 319.4911 | 11216.5626 | 0 | 0 | 0 | 2.0458e-07 | 1.4665e-06 | 0 | 1.4665e-06 | 1.4665e-06 | 0 | 1.4665e-06 | 0 | 1.3032e-06 | 2.8567e-06 | 0 | 2.8567e-06 | [17 empty] | 7.3.3.17.5 (Remote Grid) Updates to grid topology to minimize risk of ignition in HFTDs Remote GridWLDFRContaminationAggregated | WLDFR | HFTD - Distribution - Tier 2 - 3QU CoRE ¦ 4QU LoRE | Non-Red Flag Warning - Destructive Fires | Contamination | Aggregated | 2050 | 8.3216e-09 | 741.5879 | 6.1712e-06 | 2050 | Mitigation | 0.95 | 45 | 0 | esc | 0.00097009 | 8.0727e-12 | 0.00097009 | 8.0727e-12
[79 empty] | WLDFR | HFTD - Distribution - Zone 1 - 5QU CoRE ¦ 1QU LoRE | Non-Red Flag Warning - Destructive Fires | 2051 | 1.2712e-10 | 1.2712e-10 | 11536.0538 | 319.4911 | 11216.5626 | 0 | 0 | 0 | 2.0458e-07 | 1.4665e-06 | 0 | 1.4665e-06 | 1.4665e-06 | 0 | 1.4665e-06 | 0 | 1.3032e-06 | 2.8567e-06 | 0 | 2.8567e-06 | [17 empty] | 7.3.3.17.5 (Remote Grid) Updates to grid topology to minimize risk of ignition in HFTDs Remote GridWLDFRContaminationAggregated | WLDFR | HFTD - Distribution - Tier 2 - 3QU CoRE ¦ 4QU LoRE | Non-Red Flag Warning - Destructive Fires | Contamination | Aggregated | 2051 | 8.3216e-09 | 741.5879 | 6.1712e-06 | 2051 | Mitigation | 0.95 | 45 | 0 | esc | 0.00097009 | 8.0727e-12 | 0.00097009 | 8.0727e-12
[79 empty] | WLDFR | HFTD - Distribution - Zone 1 - 5QU CoRE ¦ 1QU LoRE | Non-Red Flag Warning - Destructive Fires | 2052 | 1.2712e-10 | 1.2712e-10 | 11536.0538 | 319.4911 | 11216.5626 | 0 | 0 | 0 | 2.0458e-07 | 1.4665e-06 | 0 | 1.4665e-06 | 1.4665e-06 | 0 | 1.4665e-06 | 0 | 1.3032e-06 | 2.8567e-06 | 0 | 2.8567e-06 | [17 empty] | 7.3.3.17.5 (Remote Grid) Updates to grid topology to minimize risk of ignition in HFTDs Remote GridWLDFRContaminationAggregated | WLDFR | HFTD - Distribution - Tier 2 - 3QU CoRE ¦ 4QU LoRE | Non-Red Flag Warning - Destructive Fires | Contamination | Aggregated | 2052 | 8.3216e-09 | 741.5879 | 6.1712e-06 | 2052 | Mitigation | 0.95 | 45 | 0 | esc | 0.00097009 | 8.0727e-12 | 0.00097009 | 8.0727e-12
[79 empty] | WLDFR | HFTD - Distribution - Zone 1 - 5QU CoRE ¦ 1QU LoRE | Non-Red Flag Warning - Destructive Fires | 2053 | 1.2712e-10 | 1.2712e-10 | 12097.6769 | 340.5356 | 11757.1413 | 0 | 0 | 0 | 2.0458e-07 | 1.5379e-06 | 0 | 1.5379e-06 | 1.5379e-06 | 0 | 1.5379e-06 | 0 | 1.3032e-06 | 2.8567e-06 | 0 | 2.8567e-06 | [17 empty] | 7.3.3.17.5 (Remote Grid) Updates to grid topology to minimize risk of ignition in HFTDs Remote GridWLDFRContaminationAggregated | WLDFR | HFTD - Distribution - Tier 2 - 3QU CoRE ¦ 4QU LoRE | Non-Red Flag Warning - Destructive Fires | Contamination | Aggregated | 2053 | 8.3216e-09 | 741.5879 | 6.1712e-06 | 2053 | Mitigation | 0.95 | 45 | 0 | esc | 0.00097009 | 8.0727e-12 | 0.00097009 | 8.0727e-12
[79 empty] | WLDFR | HFTD - Distribution - Zone 1 - 5QU CoRE ¦ 1QU LoRE | Non-Red Flag Warning - Destructive Fires | 2054 | 1.2712e-10 | 1.2712e-10 | 12097.6769 | 340.5356 | 11757.1413 | 0 | 0 | 0 | 2.0458e-07 | 1.5379e-06 | 0 | 1.5379e-06 | 1.5379e-06 | 0 | 1.5379e-06 | 0 | 1.3677e-06 | 2.9981e-06 | 0 | 2.9981e-06 | [17 empty] | 7.3.3.17.5 (Remote Grid) Updates to grid topology to minimize risk of ignition in HFTDs Remote GridWLDFRContaminationAggregated | WLDFR | HFTD - Distribution - Tier 2 - 3QU CoRE ¦ 4QU LoRE | Non-Red Flag Warning - Destructive Fires | Contamination | Aggregated | 2054 | 8.3216e-09 | 741.5879 | 6.1712e-06 | 2054 | Mitigation | 0.95 | 45 | 0 | esc | 0.00097009 | 8.0727e-12 | 0.00097009 | 8.0727e-12
[79 empty] | WLDFR | HFTD - Distribution - Zone 1 - 5QU CoRE ¦ 1QU LoRE | Non-Red Flag Warning - Destructive Fires | 2055 | 1.2712e-10 | 1.2712e-10 | 12097.6769 | 340.5356 | 11757.1413 | 0 | 0 | 0 | 2.0458e-07 | 1.5379e-06 | 0 | 1.5379e-06 | 1.5379e-06 | 0 | 1.5379e-06 | 0 | 1.3677e-06 | 2.9981e-06 | 0 | 2.9981e-06 | [17 empty] | 7.3.3.17.5 (Remote Grid) Updates to grid topology to minimize risk of ignition in HFTDs Remote GridWLDFRContaminationAggregated | WLDFR | HFTD - Distribution - Tier 2 - 3QU CoRE ¦ 4QU LoRE | Non-Red Flag Warning - Destructive Fires | Contamination | Aggregated | 2055 | 8.3216e-09 | 741.5879 | 6.1712e-06 | 2055 | Mitigation | 0.95 | 45 | 0 | esc | 0.00097009 | 8.0727e-12 | 0.00097009 | 8.0727e-12
[79 empty] | WLDFR | HFTD - Distribution - Zone 1 - 5QU CoRE ¦ 1QU LoRE | Non-Red Flag Warning - Destructive Fires | 2056 | 1.2712e-10 | 1.2712e-10 | 12097.6769 | 340.5356 | 11757.1413 | 0 | 0 | 0 | 2.0458e-07 | 1.5379e-06 | 0 | 1.5379e-06 | 1.5379e-06 | 0 | 1.5379e-06 | 0 | 1.3677e-06 | 2.9981e-06 | 0 | 2.9981e-06 | [17 empty] | 7.3.3.17.5 (Remote Grid) Updates to grid topology to minimize risk of ignition in HFTDs Remote GridWLDFRContaminationAggregated | WLDFR | HFTD - Distribution - Tier 2 - 3QU CoRE ¦ 4QU LoRE | Non-Red Flag Warning - Destructive Fires | Contamination | Aggregated | 2056 | 8.3216e-09 | 741.5879 | 6.1712e-06 | 2056 | Mitigation | 0.95 | 45 | 0 | esc | 0.00097009 | 8.0727e-12 | 0.00097009 | 8.0727e-12
[79 empty] | WLDFR | HFTD - Distribution - Zone 1 - 5QU CoRE ¦ 1QU LoRE | Non-Red Flag Warning - Destructive Fires | 2057 | 1.2712e-10 | 1.2712e-10 | 12097.6769 | 340.5356 | 11757.1413 | 0 | 0 | 0 | 2.0458e-07 | 1.5379e-06 | 0 | 1.5379e-06 | 1.5379e-06 | 0 | 1.5379e-06 | 0 | 1.3677e-06 | 2.9981e-06 | 0 | 2.9981e-06 | [17 empty] | 7.3.3.17.5 (Remote Grid) Updates to grid topology to minimize risk of ignition in HFTDs Remote GridWLDFRContaminationAggregated | WLDFR | HFTD - Distribution - Tier 2 - 3QU CoRE ¦ 4QU LoRE | Non-Red Flag Warning - Destructive Fires | Contamination | Aggregated | 2057 | 8.3216e-09 | 741.5879 | 6.1712e-06 | 2057 | Mitigation | 0.95 | 45 | 0 | esc | 0.00097009 | 8.0727e-12 | 0.00097009 | 8.0727e-12
[79 empty] | WLDFR | HFTD - Distribution - Zone 1 - 5QU CoRE ¦ 1QU LoRE | Non-Red Flag Warning - Destructive Fires | 2058 | 1.2712e-10 | 1.2712e-10 | 12670.1796 | 362.3049 | 12307.8747 | 0 | 0 | 0 | 2.0458e-07 | 1.6107e-06 | 0 | 1.6107e-06 | 1.6107e-06 | 0 | 1.6107e-06 | 0 | 1.3677e-06 | 2.9981e-06 | 0 | 2.9981e-06 | [17 empty] | 7.3.3.17.5 (Remote Grid) Updates to grid topology to minimize risk of ignition in HFTDs Remote GridWLDFRContaminationAggregated | WLDFR | HFTD - Distribution - Tier 2 - 3QU CoRE ¦ 4QU LoRE | Non-Red Flag Warning - Destructive Fires | Contamination | Aggregated | 2058 | 8.3216e-09 | 741.5879 | 6.1712e-06 | 2058 | Mitigation | 0.95 | 45 | 0 | esc | 0.00097009 | 8.0727e-12 | 0.00097009 | 8.0727e-12
[79 empty] | WLDFR | HFTD - Distribution - Zone 1 - 5QU CoRE ¦ 1QU LoRE | Non-Red Flag Warning - Destructive Fires | 2059 | 1.2712e-10 | 1.2712e-10 | 12670.1796 | 362.3049 | 12307.8747 | 0 | 0 | 0 | 2.0458e-07 | 1.6107e-06 | 0 | 1.6107e-06 | 1.6107e-06 | 0 | 1.6107e-06 | 0 | 1.4343e-06 | 3.144e-06 | 0 | 3.144e-06 | [17 empty] | 7.3.3.17.5 (Remote Grid) Updates to grid topology to minimize risk of ignition in HFTDs Remote GridWLDFRContaminationAggregated | WLDFR | HFTD - Distribution - Tier 2 - 3QU CoRE ¦ 4QU LoRE | Non-Red Flag Warning - Destructive Fires | Contamination | Aggregated | 2059 | 8.3216e-09 | 741.5879 | 6.1712e-06 | 2059 | Mitigation | 0.95 | 45 | 0 | esc | 0.00097009 | 8.0727e-12 | 0.00097009 | 8.0727e-12
[79 empty] | WLDFR | HFTD - Distribution - Zone 1 - 5QU CoRE ¦ 1QU LoRE | Non-Red Flag Warning - Destructive Fires | 2060 | 1.2712e-10 | 1.2712e-10 | 12670.1796 | 362.3049 | 12307.8747 | 0 | 0 | 0 | 2.0458e-07 | 1.6107e-06 | 0 | 1.6107e-06 | 1.6107e-06 | 0 | 1.6107e-06 | 0 | 1.4343e-06 | 3.144e-06 | 0 | 3.144e-06 | [17 empty] | 7.3.3.17.5 (Remote Grid) Updates to grid topology to minimize risk of ignition in HFTDs Remote GridWLDFRContaminationAggregated | WLDFR | HFTD - Distribution - Tier 2 - 3QU CoRE ¦ 4QU LoRE | Non-Red Flag Warning - Destructive Fires | Contamination | Aggregated | 2060 | 8.3216e-09 | 741.5879 | 6.1712e-06 | 2060 | Mitigation | 0.95 | 45 | 0 | esc | 0.00097009 | 8.0727e-12 | 0.00097009 | 8.0727e-12
[79 empty] | WLDFR | HFTD - Distribution - Zone 1 - 5QU CoRE ¦ 1QU LoRE | Non-Red Flag Warning - Destructive Fires | 2061 | 1.2712e-10 | 1.2712e-10 | 12670.1796 | 362.3049 | 12307.8747 | 0 | 0 | 0 | 2.0458e-07 | 1.6107e-06 | 0 | 1.6107e-06 | 1.6107e-06 | 0 | 1.6107e-06 | 0 | 1.4343e-06 | 3.144e-06 | 0 | 3.144e-06 | [17 empty] | 7.3.3.17.5 (Remote Grid) Updates to grid topology to minimize risk of ignition in HFTDs Remote GridWLDFRContaminationAggregated | WLDFR | HFTD - Distribution - Tier 2 - 3QU CoRE ¦ 4QU LoRE | Non-Red Flag Warning - Destructive Fires | Contamination | Aggregated | 2061 | 8.3216e-09 | 741.5879 | 6.1712e-06 | 2061 | Mitigation | 0.95 | 45 | 0 | esc | 0.00097009 | 8.0727e-12 | 0.00097009 | 8.0727e-12
[79 empty] | WLDFR | HFTD - Distribution - Zone 1 - 5QU CoRE ¦ 1QU LoRE | Non-Red Flag Warning - Destructive Fires | 2062 | 1.2712e-10 | 1.2712e-10 | 12670.1796 | 362.3049 | 12307.8747 | 0 | 0 | 0 | 2.0458e-07 | 1.6107e-06 | 0 | 1.6107e-06 | 1.6107e-06 | 0 | 1.6107e-06 | 0 | 1.4343e-06 | 3.144e-06 | 0 | 3.144e-06 | [17 empty] | 7.3.3.17.5 (Remote Grid) Updates to grid topology to minimize risk of ignition in HFTDs Remote GridWLDFRContaminationAggregated | WLDFR | HFTD - Distribution - Tier 2 - 3QU CoRE ¦ 4QU LoRE | Non-Red Flag Warning - Destructive Fires | Contamination | Aggregated | 2062 | 8.3216e-09 | 741.5879 | 6.1712e-06 | 2062 | Mitigation | 0.95 | 45 | 0 | esc | 0.00097009 | 8.0727e-12 | 0.00097009 | 8.0727e-12
[79 empty] | WLDFR | HFTD - Distribution - Zone 1 - 5QU CoRE ¦ 1QU LoRE | Non-Red Flag Warning - Destructive Fires | 2063 | 1.2712e-10 | 1.2712e-10 | 13246.6313 | 384.5316 | 12862.0997 | 0 | 0 | 0 | 2.0458e-07 | 1.684e-06 | 0 | 1.684e-06 | 1.684e-06 | 0 | 1.684e-06 | 0 | 1.4343e-06 | 3.144e-06 | 0 | 3.144e-06 | [17 empty] | 7.3.3.17.5 (Remote Grid) Updates to grid topology to minimize risk of ignition in HFTDs Remote GridWLDFRContaminationAggregated | WLDFR | HFTD - Distribution - Tier 2 - 3QU CoRE ¦ 4QU LoRE | Non-Red Flag Warning - Destructive Fires | Contamination | Aggregated | 2063 | 8.3216e-09 | 741.5879 | 6.1712e-06 | 2063 | Mitigation | 0.95 | 45 | 0 | esc | 0.00097009 | 8.0727e-12 | 0.00097009 | 8.0727e-12
[79 empty] | WLDFR | HFTD - Distribution - Zone 1 - 5QU CoRE ¦ 1QU LoRE | Non-Red Flag Warning - Destructive Fires | 2064 | 1.2712e-10 | 1.2712e-10 | 13246.6313 | 384.5316 | 12862.0997 | 0 | 0 | 0 | 2.0458e-07 | 1.684e-06 | 0 | 1.684e-06 | 1.684e-06 | 0 | 1.684e-06 | 0 | 1.5022e-06 | 3.2928e-06 | 0 | 3.2928e-06 | [17 empty] | 7.3.3.17.5 (Remote Grid) Updates to grid topology to minimize risk of ignition in HFTDs Remote GridWLDFRContaminationAggregated | WLDFR | HFTD - Distribution - Tier 2 - 3QU CoRE ¦ 4QU LoRE | Non-Red Flag Warning - Destructive Fires | Contamination | Aggregated | 2064 | 8.3216e-09 | 741.5879 | 6.1712e-06 | 2064 | Mitigation | 0.95 | 45 | 0 | esc | 0.00097009 | 8.0727e-12 | 0.00097009 | 8.0727e-12
[79 empty] | WLDFR | HFTD - Distribution - Zone 1 - 5QU CoRE ¦ 1QU LoRE | Non-Red Flag Warning - Destructive Fires | 2065 | 1.2712e-10 | 1.2712e-10 | 13246.6313 | 384.5316 | 12862.0997 | 0 | 0 | 0 | 2.0458e-07 | 1.684e-06 | 0 | 1.684e-06 | 1.684e-06 | 0 | 1.684e-06 | 0 | 1.5022e-06 | 3.2928e-06 | 0 | 3.2928e-06 | [17 empty] | 7.3.3.17.5 (Remote Grid) Updates to grid topology to minimize risk of ignition in HFTDs Remote GridWLDFRContaminationAggregated | WLDFR | HFTD - Distribution - Tier 2 - 3QU CoRE ¦ 4QU LoRE | Non-Red Flag Warning - Destructive Fires | Contamination | Aggregated | 2065 | 8.3216e-09 | 741.5879 | 6.1712e-06 | 2065 | Mitigation | 0.95 | 45 | 0 | esc | 0.00097009 | 8.0727e-12 | 0.00097009 | 8.0727e-12
[79 empty] | WLDFR | HFTD - Distribution - Zone 1 - 5QU CoRE ¦ 1QU LoRE | Non-Red Flag Warning - Destructive Fires | 2066 | 1.2712e-10 | 1.2712e-10 | 13246.6313 | 384.5316 | 12862.0997 | 0 | 0 | 0 | 2.0458e-07 | 1.684e-06 | 0 | 1.684e-06 | 1.684e-06 | 0 | 1.684e-06 | 0 | 1.5022e-06 | 3.2928e-06 | 0 | 3.2928e-06 | [17 empty] | 7.3.3.17.5 (Remote Grid) Updates to grid topology to minimize risk of ignition in HFTDs Remote GridWLDFRContaminationAggregated | WLDFR | HFTD - Distribution - Tier 2 - 3QU CoRE ¦ 4QU LoRE | Non-Red Flag Warning - Destructive Fires | Contamination | Aggregated | 2066 | 8.3216e-09 | 741.5879 | 6.1712e-06 | 2066 | Mitigation | 0.95 | 45 | 0 | esc | 0.00097009 | 8.0727e-12 | 0.00097009 | 8.0727e-12
[79 empty] | WLDFR | HFTD - Distribution - Zone 1 - 5QU CoRE ¦ 1QU LoRE | Non-Red Flag Warning - Destructive Fires | 2067 | 0 | 1.2712e-10 | 13246.6313 | 384.5316 | 12862.0997 | 0 | 0 | 0 | 2.0458e-07 | 0 | 0 | 0 | 1.684e-06 | 0 | 1.684e-06 | 0 | 1.5022e-06 | 3.2928e-06 | 0 | 3.2928e-06 | [17 empty] | 7.3.3.17.5 (Remote Grid) Updates to grid topology to minimize risk of ignition in HFTDs Remote GridWLDFRContaminationAggregated | WLDFR | HFTD - Distribution - Tier 2 - 3QU CoRE ¦ 4QU LoRE | Non-Red Flag Warning - Destructive Fires | Contamination | Aggregated | 2067 | 8.3216e-09 | 741.5879 | 6.1712e-06 | 2067 | Mitigation | 0.95 | 45 | 0 | esc | 0 | 0 | 0.00097009 | 8.0727e-12
[79 empty] | WLDFR | HFTD - Distribution - Zone 1 - 5QU CoRE ¦ 1QU LoRE | Non-Red Flag Warning - Large Fires | 2022 | 4.1123e-08 | 0 | 5.2406 | 0.69642 | 2.942 | 1.6022 | 0 | 0 | 5.5635e-05 | 2.1551e-07 | 0 | 2.1551e-07 | 0 | 0 | 0 | 0 | 1.5022e-06 | 3.2928e-06 | 0 | 3.2928e-06 | [17 empty] | 7.3.3.17.5 (Remote Grid) Updates to grid topology to minimize risk of ignition in HFTDs Remote GridWLDFREquipment / facility failureAggregated | WLDFR | HFTD - Distribution - Tier 2 - 3QU CoRE ¦ 4QU LoRE | Non-Red Flag Warning - Destructive Fires | Equipment / facility failure | Aggregated | 2022 | 1.2269e-07 | 741.5879 | 9.0984e-05 | 2022 | Mitigation | 0.95 | 45 | 0 | esc | 0.00097009 | 1.1902e-10 | 0 | 0
[79 empty] | WLDFR | HFTD - Distribution - Zone 1 - 5QU CoRE ¦ 1QU LoRE | Non-Red Flag Warning - Large Fires | 2023 | 4.1123e-08 | 4.1123e-08 | 5.475 | 0.71896 | 3.0715 | 1.6846 | 0 | 0 | 5.5635e-05 | 2.2515e-07 | 0 | 2.2515e-07 | 2.2515e-07 | 0 | 2.2515e-07 | 0 | 1.5705e-06 | 3.4426e-06 | 0 | 3.4426e-06 | [17 empty] | 7.3.3.17.5 (Remote Grid) Updates to grid topology to minimize risk of ignition in HFTDs Remote GridWLDFREquipment / facility failureAggregated | WLDFR | HFTD - Distribution - Tier 2 - 3QU CoRE ¦ 4QU LoRE | Non-Red Flag Warning - Destructive Fires | Equipment / facility failure | Aggregated | 2023 | 1.2269e-07 | 741.5879 | 9.0984e-05 | 2023 | Mitigation | 0.95 | 45 | 0 | esc | 0.00097009 | 1.1902e-10 | 0.00097009 | 1.1902e-10
[79 empty] | WLDFR | HFTD - Distribution - Zone 1 - 5QU CoRE ¦ 1QU LoRE | Non-Red Flag Warning - Large Fires | 2024 | 4.1123e-08 | 4.1123e-08 | 5.475 | 0.71896 | 3.0715 | 1.6846 | 0 | 0 | 5.5635e-05 | 2.2515e-07 | 0 | 2.2515e-07 | 2.2515e-07 | 0 | 2.2515e-07 | 0 | 1.5705e-06 | 3.4426e-06 | 0 | 3.4426e-06 | [17 empty] | 7.3.3.17.5 (Remote Grid) Updates to grid topology to minimize risk of ignition in HFTDs Remote GridWLDFREquipment / facility failureAggregated | WLDFR | HFTD - Distribution - Tier 2 - 3QU CoRE ¦ 4QU LoRE | Non-Red Flag Warning - Destructive Fires | Equipment / facility failure | Aggregated | 2024 | 1.2269e-07 | 741.5879 | 9.0984e-05 | 2024 | Mitigation | 0.95 | 45 | 0 | esc | 0.00097009 | 1.1902e-10 | 0.00097009 | 1.1902e-10
[79 empty] | WLDFR | HFTD - Distribution - Zone 1 - 5QU CoRE ¦ 1QU LoRE | Non-Red Flag Warning - Large Fires | 2025 | 4.1123e-08 | 4.1123e-08 | 5.475 | 0.71896 | 3.0715 | 1.6846 | 0 | 0 | 5.5635e-05 | 2.2515e-07 | 0 | 2.2515e-07 | 2.2515e-07 | 0 | 2.2515e-07 | 0 | 1.5705e-06 | 3.4426e-06 | 0 | 3.4426e-06 | [17 empty] | 7.3.3.17.5 (Remote Grid) Updates to grid topology to minimize risk of ignition in HFTDs Remote GridWLDFREquipment / facility failureAggregated | WLDFR | HFTD - Distribution - Tier 2 - 3QU CoRE ¦ 4QU LoRE | Non-Red Flag Warning - Destructive Fires | Equipment / facility failure | Aggregated | 2025 | 1.2269e-07 | 741.5879 | 9.0984e-05 | 2025 | Mitigation | 0.95 | 45 | 0 | esc | 0.00097009 | 1.1902e-10 | 0.00097009 | 1.1902e-10
[79 empty] | WLDFR | HFTD - Distribution - Zone 1 - 5QU CoRE ¦ 1QU LoRE | Non-Red Flag Warning - Large Fires | 2026 | 4.1123e-08 | 4.1123e-08 | 5.475 | 0.71896 | 3.0715 | 1.6846 | 0 | 0 | 5.5635e-05 | 2.2515e-07 | 0 | 2.2515e-07 | 2.2515e-07 | 0 | 2.2515e-07 | 0 | 1.5705e-06 | 3.4426e-06 | 0 | 3.4426e-06 | [17 empty] | 7.3.3.17.5 (Remote Grid) Updates to grid topology to minimize risk of ignition in HFTDs Remote GridWLDFREquipment / facility failureAggregated | WLDFR | HFTD - Distribution - Tier 2 - 3QU CoRE ¦ 4QU LoRE | Non-Red Flag Warning - Destructive Fires | Equipment / facility failure | Aggregated | 2026 | 1.2269e-07 | 741.5879 | 9.0984e-05 | 2026 | Mitigation | 0.95 | 45 | 0 | esc | 0.00097009 | 1.1902e-10 | 0.00097009 | 1.1902e-10
[79 empty] | WLDFR | HFTD - Distribution - Zone 1 - 5QU CoRE ¦ 1QU LoRE | Non-Red Flag Warning - Large Fires | 2027 | 4.1123e-08 | 4.1123e-08 | 5.475 | 0.71896 | 3.0715 | 1.6846 | 0 | 0 | 5.5635e-05 | 2.2515e-07 | 0 | 2.2515e-07 | 2.2515e-07 | 0 | 2.2515e-07 | 0 | 1.5705e-06 | 3.4426e-06 | 0 | 3.4426e-06 | [17 empty] | 7.3.3.17.5 (Remote Grid) Updates to grid topology to minimize risk of ignition in HFTDs Remote GridWLDFREquipment / facility failureAggregated | WLDFR | HFTD - Distribution - Tier 2 - 3QU CoRE ¦ 4QU LoRE | Non-Red Flag Warning - Destructive Fires | Equipment / facility failure | Aggregated | 2027 | 1.2269e-07 | 741.5879 | 9.0984e-05 | 2027 | Mitigation | 0.95 | 45 | 0 | esc | 0.00097009 | 1.1902e-10 | 0.00097009 | 1.1902e-10
[79 empty] | WLDFR | HFTD - Distribution - Zone 1 - 5QU CoRE ¦ 1QU LoRE | Non-Red Flag Warning - Large Fires | 2028 | 4.1123e-08 | 4.1123e-08 | 5.777 | 0.74734 | 3.238 | 1.7917 | 0 | 0 | 5.5635e-05 | 2.3757e-07 | 0 | 2.3757e-07 | 2.3757e-07 | 0 | 2.3757e-07 | 0 | 1.6385e-06 | 3.5917e-06 | 0 | 3.5917e-06 | [17 empty] | 7.3.3.17.5 (Remote Grid) Updates to grid topology to minimize risk of ignition in HFTDs Remote GridWLDFREquipment / facility failureAggregated | WLDFR | HFTD - Distribution - Tier 2 - 3QU CoRE ¦ 4QU LoRE | Non-Red Flag Warning - Destructive Fires | Equipment / facility failure | Aggregated | 2028 | 1.2269e-07 | 741.5879 | 9.0984e-05 | 2028 | Mitigation | 0.95 | 45 | 0 | esc | 0.00097009 | 1.1902e-10 | 0.00097009 | 1.1902e-10
[79 empty] | WLDFR | HFTD - Distribution - Zone 1 - 5QU CoRE ¦ 1QU LoRE | Non-Red Flag Warning - Large Fires | 2029 | 4.1123e-08 | 4.1123e-08 | 5.777 | 0.74734 | 3.238 | 1.7917 | 0 | 0 | 5.5635e-05 | 2.3757e-07 | 0 | 2.3757e-07 | 2.3757e-07 | 0 | 2.3757e-07 | 0 | 1.6385e-06 | 3.5917e-06 | 0 | 3.5917e-06 | [17 empty] | 7.3.3.17.5 (Remote Grid) Updates to grid topology to minimize risk of ignition in HFTDs Remote GridWLDFREquipment / facility failureAggregated | WLDFR | HFTD - Distribution - Tier 2 - 3QU CoRE ¦ 4QU LoRE | Non-Red Flag Warning - Destructive Fires | Equipment / facility failure | Aggregated | 2029 | 1.2269e-07 | 741.5879 | 9.0984e-05 | 2029 | Mitigation | 0.95 | 45 | 0 | esc | 0.00097009 | 1.1902e-10 | 0.00097009 | 1.1902e-10
[79 empty] | WLDFR | HFTD - Distribution - Zone 1 - 5QU CoRE ¦ 1QU LoRE | Non-Red Flag Warning - Large Fires | 2030 | 4.1123e-08 | 4.1123e-08 | 5.777 | 0.74734 | 3.238 | 1.7917 | 0 | 0 | 5.5635e-05 | 2.3757e-07 | 0 | 2.3757e-07 | 2.3757e-07 | 0 | 2.3757e-07 | 0 | 1.6385e-06 | 3.5917e-06 | 0 | 3.5917e-06 | [17 empty] | 7.3.3.17.5 (Remote Grid) Updates to grid topology to minimize risk of ignition in HFTDs Remote GridWLDFREquipment / facility failureAggregated | WLDFR | HFTD - Distribution - Tier 2 - 3QU CoRE ¦ 4QU LoRE | Non-Red Flag Warning - Destructive Fires | Equipment / facility failure | Aggregated | 2030 | 1.2269e-07 | 741.5879 | 9.0984e-05 | 2030 | Mitigation | 0.95 | 45 | 0 | esc | 0.00097009 | 1.1902e-10 | 0.00097009 | 1.1902e-10
[79 empty] | WLDFR | HFTD - Distribution - Zone 1 - 5QU CoRE ¦ 1QU LoRE | Non-Red Flag Warning - Large Fires | 2031 | 4.1123e-08 | 4.1123e-08 | 5.777 | 0.74734 | 3.238 | 1.7917 | 0 | 0 | 5.5635e-05 | 2.3757e-07 | 0 | 2.3757e-07 | 2.3757e-07 | 0 | 2.3757e-07 | 0 | 0 | 3.5917e-06 | 0 | 3.5917e-06 | [17 empty] | 7.3.3.17.5 (Remote Grid) Updates to grid topology to minimize risk of ignition in HFTDs Remote GridWLDFREquipment / facility failureAggregated | WLDFR | HFTD - Distribution - Tier 2 - 3QU CoRE ¦ 4QU LoRE | Non-Red Flag Warning - Destructive Fires | Equipment / facility failure | Aggregated | 2031 | 1.2269e-07 | 741.5879 | 9.0984e-05 | 2031 | Mitigation | 0.95 | 45 | 0 | esc | 0.00097009 | 1.1902e-10 | 0.00097009 | 1.1902e-10
[79 empty] | WLDFR | HFTD - Distribution - Zone 1 - 5QU CoRE ¦ 1QU LoRE | Non-Red Flag Warning - Large Fires | 2032 | 4.1123e-08 | 4.1123e-08 | 5.777 | 0.74734 | 3.238 | 1.7917 | 0 | 0 | 5.5635e-05 | 2.3757e-07 | 0 | 2.3757e-07 | 2.3757e-07 | 0 | 2.3757e-07 | 0 | 0 | 0 | 0 | 0 | [17 empty] | 7.3.3.17.5 (Remote Grid) Updates to grid topology to minimize risk of ignition in HFTDs Remote GridWLDFREquipment / facility failureAggregated | WLDFR | HFTD - Distribution - Tier 2 - 3QU CoRE ¦ 4QU LoRE | Non-Red Flag Warning - Destructive Fires | Equipment / facility failure | Aggregated | 2032 | 1.2269e-07 | 741.5879 | 9.0984e-05 | 2032 | Mitigation | 0.95 | 45 | 0 | esc | 0.00097009 | 1.1902e-10 | 0.00097009 | 1.1902e-10
[79 empty] | WLDFR | HFTD - Distribution - Zone 1 - 5QU CoRE ¦ 1QU LoRE | Non-Red Flag Warning - Large Fires | 2033 | 4.1123e-08 | 4.1123e-08 | 6.1205 | 0.77885 | 3.4265 | 1.9151 | 0 | 0 | 5.5635e-05 | 2.517e-07 | 0 | 2.517e-07 | 2.517e-07 | 0 | 2.517e-07 | 0 | 8.7427e-08 | 0 | 0 | 0 | [17 empty] | 7.3.3.17.5 (Remote Grid) Updates to grid topology to minimize risk of ignition in HFTDs Remote GridWLDFREquipment / facility failureAggregated | WLDFR | HFTD - Distribution - Tier 2 - 3QU CoRE ¦ 4QU LoRE | Non-Red Flag Warning - Destructive Fires | Equipment / facility failure | Aggregated | 2033 | 1.2269e-07 | 741.5879 | 9.0984e-05 | 2033 | Mitigation | 0.95 | 45 | 0 | esc | 0.00097009 | 1.1902e-10 | 0.00097009 | 1.1902e-10
[79 empty] | WLDFR | HFTD - Distribution - Zone 1 - 5QU CoRE ¦ 1QU LoRE | Non-Red Flag Warning - Large Fires | 2034 | 4.1123e-08 | 4.1123e-08 | 6.1205 | 0.77885 | 3.4265 | 1.9151 | 0 | 0 | 5.5635e-05 | 2.517e-07 | 0 | 2.517e-07 | 2.517e-07 | 0 | 2.517e-07 | 0 | 9.1338e-08 | 2.0022e-07 | 0 | 2.0022e-07 | [17 empty] | 7.3.3.17.5 (Remote Grid) Updates to grid topology to minimize risk of ignition in HFTDs Remote GridWLDFREquipment / facility failureAggregated | WLDFR | HFTD - Distribution - Tier 2 - 3QU CoRE ¦ 4QU LoRE | Non-Red Flag Warning - Destructive Fires | Equipment / facility failure | Aggregated | 2034 | 1.2269e-07 | 741.5879 | 9.0984e-05 | 2034 | Mitigation | 0.95 | 45 | 0 | esc | 0.00097009 | 1.1902e-10 | 0.00097009 | 1.1902e-10
[79 empty] | WLDFR | HFTD - Distribution - Zone 1 - 5QU CoRE ¦ 1QU LoRE | Non-Red Flag Warning - Large Fires | 2035 | 4.1123e-08 | 4.1123e-08 | 6.1205 | 0.77885 | 3.4265 | 1.9151 | 0 | 0 | 5.5635e-05 | 2.517e-07 | 0 | 2.517e-07 | 2.517e-07 | 0 | 2.517e-07 | 0 | 9.1338e-08 | 2.0022e-07 | 0 | 2.0022e-07 | [17 empty] | 7.3.3.17.5 (Remote Grid) Updates to grid topology to minimize risk of ignition in HFTDs Remote GridWLDFREquipment / facility failureAggregated | WLDFR | HFTD - Distribution - Tier 2 - 3QU CoRE ¦ 4QU LoRE | Non-Red Flag Warning - Destructive Fires | Equipment / facility failure | Aggregated | 2035 | 1.2269e-07 | 741.5879 | 9.0984e-05 | 2035 | Mitigation | 0.95 | 45 | 0 | esc | 0.00097009 | 1.1902e-10 | 0.00097009 | 1.1902e-10
[79 empty] | WLDFR | HFTD - Distribution - Zone 1 - 5QU CoRE ¦ 1QU LoRE | Non-Red Flag Warning - Large Fires | 2036 | 4.1123e-08 | 4.1123e-08 | 6.1205 | 0.77885 | 3.4265 | 1.9151 | 0 | 0 | 5.5635e-05 | 2.517e-07 | 0 | 2.517e-07 | 2.517e-07 | 0 | 2.517e-07 | 0 | 9.1338e-08 | 2.0022e-07 | 0 | 2.0022e-07 | [17 empty] | 7.3.3.17.5 (Remote Grid) Updates to grid topology to minimize risk of ignition in HFTDs Remote GridWLDFREquipment / facility failureAggregated | WLDFR | HFTD - Distribution - Tier 2 - 3QU CoRE ¦ 4QU LoRE | Non-Red Flag Warning - Destructive Fires | Equipment / facility failure | Aggregated | 2036 | 1.2269e-07 | 741.5879 | 9.0984e-05 | 2036 | Mitigation | 0.95 | 45 | 0 | esc | 0.00097009 | 1.1902e-10 | 0.00097009 | 1.1902e-10
[79 empty] | WLDFR | HFTD - Distribution - Zone 1 - 5QU CoRE ¦ 1QU LoRE | Non-Red Flag Warning - Large Fires | 2037 | 4.1123e-08 | 4.1123e-08 | 6.1205 | 0.77885 | 3.4265 | 1.9151 | 0 | 0 | 5.5635e-05 | 2.517e-07 | 0 | 2.517e-07 | 2.517e-07 | 0 | 2.517e-07 | 0 | 9.1338e-08 | 2.0022e-07 | 0 | 2.0022e-07 | [17 empty] | 7.3.3.17.5 (Remote Grid) Updates to grid topology to minimize risk of ignition in HFTDs Remote GridWLDFREquipment / facility failureAggregated | WLDFR | HFTD - Distribution - Tier 2 - 3QU CoRE ¦ 4QU LoRE | Non-Red Flag Warning - Destructive Fires | Equipment / facility failure | Aggregated | 2037 | 1.2269e-07 | 741.5879 | 9.0984e-05 | 2037 | Mitigation | 0.95 | 45 | 0 | esc | 0.00097009 | 1.1902e-10 | 0.00097009 | 1.1902e-10
[79 empty] | WLDFR | HFTD - Distribution - Zone 1 - 5QU CoRE ¦ 1QU LoRE | Non-Red Flag Warning - Large Fires | 2038 | 4.1123e-08 | 4.1123e-08 | 6.5028 | 0.81304 | 3.6355 | 2.0543 | 0 | 0 | 5.5635e-05 | 2.6742e-07 | 0 | 2.6742e-07 | 2.6742e-07 | 0 | 2.6742e-07 | 0 | 9.1338e-08 | 2.0022e-07 | 0 | 2.0022e-07 | [17 empty] | 7.3.3.17.5 (Remote Grid) Updates to grid topology to minimize risk of ignition in HFTDs Remote GridWLDFREquipment / facility failureAggregated | WLDFR | HFTD - Distribution - Tier 2 - 3QU CoRE ¦ 4QU LoRE | Non-Red Flag Warning - Destructive Fires | Equipment / facility failure | Aggregated | 2038 | 1.2269e-07 | 741.5879 | 9.0984e-05 | 2038 | Mitigation | 0.95 | 45 | 0 | esc | 0.00097009 | 1.1902e-10 | 0.00097009 | 1.1902e-10
[79 empty] | WLDFR | HFTD - Distribution - Zone 1 - 5QU CoRE ¦ 1QU LoRE | Non-Red Flag Warning - Large Fires | 2039 | 4.1123e-08 | 4.1123e-08 | 6.5028 | 0.81304 | 3.6355 | 2.0543 | 0 | 0 | 5.5635e-05 | 2.6742e-07 | 0 | 2.6742e-07 | 2.6742e-07 | 0 | 2.6742e-07 | 0 | 9.6376e-08 | 2.1126e-07 | 0 | 2.1126e-07 | [17 empty] | 7.3.3.17.5 (Remote Grid) Updates to grid topology to minimize risk of ignition in HFTDs Remote GridWLDFREquipment / facility failureAggregated | WLDFR | HFTD - Distribution - Tier 2 - 3QU CoRE ¦ 4QU LoRE | Non-Red Flag Warning - Destructive Fires | Equipment / facility failure | Aggregated | 2039 | 1.2269e-07 | 741.5879 | 9.0984e-05 | 2039 | Mitigation | 0.95 | 45 | 0 | esc | 0.00097009 | 1.1902e-10 | 0.00097009 | 1.1902e-10
[79 empty] | WLDFR | HFTD - Distribution - Zone 1 - 5QU CoRE ¦ 1QU LoRE | Non-Red Flag Warning - Large Fires | 2040 | 4.1123e-08 | 4.1123e-08 | 6.5028 | 0.81304 | 3.6355 | 2.0543 | 0 | 0 | 5.5635e-05 | 2.6742e-07 | 0 | 2.6742e-07 | 2.6742e-07 | 0 | 2.6742e-07 | 0 | 9.6376e-08 | 2.1126e-07 | 0 | 2.1126e-07 | [17 empty] | 7.3.3.17.5 (Remote Grid) Updates to grid topology to minimize risk of ignition in HFTDs Remote GridWLDFREquipment / facility failureAggregated | WLDFR | HFTD - Distribution - Tier 2 - 3QU CoRE ¦ 4QU LoRE | Non-Red Flag Warning - Destructive Fires | Equipment / facility failure | Aggregated | 2040 | 1.2269e-07 | 741.5879 | 9.0984e-05 | 2040 | Mitigation | 0.95 | 45 | 0 | esc | 0.00097009 | 1.1902e-10 | 0.00097009 | 1.1902e-10
[79 empty] | WLDFR | HFTD - Distribution - Zone 1 - 5QU CoRE ¦ 1QU LoRE | Non-Red Flag Warning - Large Fires | 2041 | 4.1123e-08 | 4.1123e-08 | 6.5028 | 0.81304 | 3.6355 | 2.0543 | 0 | 0 | 5.5635e-05 | 2.6742e-07 | 0 | 2.6742e-07 | 2.6742e-07 | 0 | 2.6742e-07 | 0 | 9.6376e-08 | 2.1126e-07 | 0 | 2.1126e-07 | [17 empty] | 7.3.3.17.5 (Remote Grid) Updates to grid topology to minimize risk of ignition in HFTDs Remote GridWLDFREquipment / facility failureAggregated | WLDFR | HFTD - Distribution - Tier 2 - 3QU CoRE ¦ 4QU LoRE | Non-Red Flag Warning - Destructive Fires | Equipment / facility failure | Aggregated | 2041 | 1.2269e-07 | 741.5879 | 9.0984e-05 | 2041 | Mitigation | 0.95 | 45 | 0 | esc | 0.00097009 | 1.1902e-10 | 0.00097009 | 1.1902e-10
[79 empty] | WLDFR | HFTD - Distribution - Zone 1 - 5QU CoRE ¦ 1QU LoRE | Non-Red Flag Warning - Large Fires | 2042 | 4.1123e-08 | 4.1123e-08 | 6.5028 | 0.81304 | 3.6355 | 2.0543 | 0 | 0 | 5.5635e-05 | 2.6742e-07 | 0 | 2.6742e-07 | 2.6742e-07 | 0 | 2.6742e-07 | 0 | 9.6376e-08 | 2.1126e-07 | 0 | 2.1126e-07 | [17 empty] | 7.3.3.17.5 (Remote Grid) Updates to grid topology to minimize risk of ignition in HFTDs Remote GridWLDFREquipment / facility failureAggregated | WLDFR | HFTD - Distribution - Tier 2 - 3QU CoRE ¦ 4QU LoRE | Non-Red Flag Warning - Destructive Fires | Equipment / facility failure | Aggregated | 2042 | 1.2269e-07 | 741.5879 | 9.0984e-05 | 2042 | Mitigation | 0.95 | 45 | 0 | esc | 0.00097009 | 1.1902e-10 | 0.00097009 | 1.1902e-10
[79 empty] | WLDFR | HFTD - Distribution - Zone 1 - 5QU CoRE ¦ 1QU LoRE | Non-Red Flag Warning - Large Fires | 2043 | 4.1123e-08 | 4.1123e-08 | 6.9209 | 0.84944 | 3.8632 | 2.2083 | 0 | 0 | 5.5635e-05 | 2.8461e-07 | 0 | 2.8461e-07 | 2.8461e-07 | 0 | 2.8461e-07 | 0 | 9.6376e-08 | 2.1126e-07 | 0 | 2.1126e-07 | [17 empty] | 7.3.3.17.5 (Remote Grid) Updates to grid topology to minimize risk of ignition in HFTDs Remote GridWLDFREquipment / facility failureAggregated | WLDFR | HFTD - Distribution - Tier 2 - 3QU CoRE ¦ 4QU LoRE | Non-Red Flag Warning - Destructive Fires | Equipment / facility failure | Aggregated | 2043 | 1.2269e-07 | 741.5879 | 9.0984e-05 | 2043 | Mitigation | 0.95 | 45 | 0 | esc | 0.00097009 | 1.1902e-10 | 0.00097009 | 1.1902e-10
[79 empty] | WLDFR | HFTD - Distribution - Zone 1 - 5QU CoRE ¦ 1QU LoRE | Non-Red Flag Warning - Large Fires | 2044 | 4.1123e-08 | 4.1123e-08 | 6.9209 | 0.84944 | 3.8632 | 2.2083 | 0 | 0 | 5.5635e-05 | 2.8461e-07 | 0 | 2.8461e-07 | 2.8461e-07 | 0 | 2.8461e-07 | 0 | 1.0211e-07 | 2.2382e-07 | 0 | 2.2382e-07 | [17 empty] | 7.3.3.17.5 (Remote Grid) Updates to grid topology to minimize risk of ignition in HFTDs Remote GridWLDFREquipment / facility failureAggregated | WLDFR | HFTD - Distribution - Tier 2 - 3QU CoRE ¦ 4QU LoRE | Non-Red Flag Warning - Destructive Fires | Equipment / facility failure | Aggregated | 2044 | 1.2269e-07 | 741.5879 | 9.0984e-05 | 2044 | Mitigation | 0.95 | 45 | 0 | esc | 0.00097009 | 1.1902e-10 | 0.00097009 | 1.1902e-10
[79 empty] | WLDFR | HFTD - Distribution - Zone 1 - 5QU CoRE ¦ 1QU LoRE | Non-Red Flag Warning - Large Fires | 2045 | 4.1123e-08 | 4.1123e-08 | 6.9209 | 0.84944 | 3.8632 | 2.2083 | 0 | 0 | 5.5635e-05 | 2.8461e-07 | 0 | 2.8461e-07 | 2.8461e-07 | 0 | 2.8461e-07 | 0 | 1.0211e-07 | 2.2382e-07 | 0 | 2.2382e-07 | [17 empty] | 7.3.3.17.5 (Remote Grid) Updates to grid topology to minimize risk of ignition in HFTDs Remote GridWLDFREquipment / facility failureAggregated | WLDFR | HFTD - Distribution - Tier 2 - 3QU CoRE ¦ 4QU LoRE | Non-Red Flag Warning - Destructive Fires | Equipment / facility failure | Aggregated | 2045 | 1.2269e-07 | 741.5879 | 9.0984e-05 | 2045 | Mitigation | 0.95 | 45 | 0 | esc | 0.00097009 | 1.1902e-10 | 0.00097009 | 1.1902e-10
[79 empty] | WLDFR | HFTD - Distribution - Zone 1 - 5QU CoRE ¦ 1QU LoRE | Non-Red Flag Warning - Large Fires | 2046 | 4.1123e-08 | 4.1123e-08 | 6.9209 | 0.84944 | 3.8632 | 2.2083 | 0 | 0 | 5.5635e-05 | 2.8461e-07 | 0 | 2.8461e-07 | 2.8461e-07 | 0 | 2.8461e-07 | 0 | 1.0211e-07 | 2.2382e-07 | 0 | 2.2382e-07 | [17 empty] | 7.3.3.17.5 (Remote Grid) Updates to grid topology to minimize risk of ignition in HFTDs Remote GridWLDFREquipment / facility failureAggregated | WLDFR | HFTD - Distribution - Tier 2 - 3QU CoRE ¦ 4QU LoRE | Non-Red Flag Warning - Destructive Fires | Equipment / facility failure | Aggregated | 2046 | 1.2269e-07 | 741.5879 | 9.0984e-05 | 2046 | Mitigation | 0.95 | 45 | 0 | esc | 0.00097009 | 1.1902e-10 | 0.00097009 | 1.1902e-10
[79 empty] | WLDFR | HFTD - Distribution - Zone 1 - 5QU CoRE ¦ 1QU LoRE | Non-Red Flag Warning - Large Fires | 2047 | 4.1123e-08 | 4.1123e-08 | 6.9209 | 0.84944 | 3.8632 | 2.2083 | 0 | 0 | 5.5635e-05 | 2.8461e-07 | 0 | 2.8461e-07 | 2.8461e-07 | 0 | 2.8461e-07 | 0 | 1.0211e-07 | 2.2382e-07 | 0 | 2.2382e-07 | [17 empty] | 7.3.3.17.5 (Remote Grid) Updates to grid topology to minimize risk of ignition in HFTDs Remote GridWLDFREquipment / facility failureAggregated | WLDFR | HFTD - Distribution - Tier 2 - 3QU CoRE ¦ 4QU LoRE | Non-Red Flag Warning - Destructive Fires | Equipment / facility failure | Aggregated | 2047 | 1.2269e-07 | 741.5879 | 9.0984e-05 | 2047 | Mitigation | 0.95 | 45 | 0 | esc | 0.00097009 | 1.1902e-10 | 0.00097009 | 1.1902e-10
[79 empty] | WLDFR | HFTD - Distribution - Zone 1 - 5QU CoRE ¦ 1QU LoRE | Non-Red Flag Warning - Large Fires | 2048 | 4.1123e-08 | 4.1123e-08 | 7.3713 | 0.88759 | 4.1075 | 2.3763 | 0 | 0 | 5.5635e-05 | 3.0313e-07 | 0 | 3.0313e-07 | 3.0313e-07 | 0 | 3.0313e-07 | 0 | 1.0211e-07 | 2.2382e-07 | 0 | 2.2382e-07 | [17 empty] | 7.3.3.17.5 (Remote Grid) Updates to grid topology to minimize risk of ignition in HFTDs Remote GridWLDFREquipment / facility failureAggregated | WLDFR | HFTD - Distribution - Tier 2 - 3QU CoRE ¦ 4QU LoRE | Non-Red Flag Warning - Destructive Fires | Equipment / facility failure | Aggregated | 2048 | 1.2269e-07 | 741.5879 | 9.0984e-05 | 2048 | Mitigation | 0.95 | 45 | 0 | esc | 0.00097009 | 1.1902e-10 | 0.00097009 | 1.1902e-10
[79 empty] | WLDFR | HFTD - Distribution - Zone 1 - 5QU CoRE ¦ 1QU LoRE | Non-Red Flag Warning - Large Fires | 2049 | 4.1123e-08 | 4.1123e-08 | 7.3713 | 0.88759 | 4.1075 | 2.3763 | 0 | 0 | 5.5635e-05 | 3.0313e-07 | 0 | 3.0313e-07 | 3.0313e-07 | 0 | 3.0313e-07 | 0 | 1.0848e-07 | 2.378e-07 | 0 | 2.378e-07 | [17 empty] | 7.3.3.17.5 (Remote Grid) Updates to grid topology to minimize risk of ignition in HFTDs Remote GridWLDFREquipment / facility failureAggregated | WLDFR | HFTD - Distribution - Tier 2 - 3QU CoRE ¦ 4QU LoRE | Non-Red Flag Warning - Destructive Fires | Equipment / facility failure | Aggregated | 2049 | 1.2269e-07 | 741.5879 | 9.0984e-05 | 2049 | Mitigation | 0.95 | 45 | 0 | esc | 0.00097009 | 1.1902e-10 | 0.00097009 | 1.1902e-10
[79 empty] | WLDFR | HFTD - Distribution - Zone 1 - 5QU CoRE ¦ 1QU LoRE | Non-Red Flag Warning - Large Fires | 2050 | 4.1123e-08 | 4.1123e-08 | 7.3713 | 0.88759 | 4.1075 | 2.3763 | 0 | 0 | 5.5635e-05 | 3.0313e-07 | 0 | 3.0313e-07 | 3.0313e-07 | 0 | 3.0313e-07 | 0 | 1.0848e-07 | 2.378e-07 | 0 | 2.378e-07 | [17 empty] | 7.3.3.17.5 (Remote Grid) Updates to grid topology to minimize risk of ignition in HFTDs Remote GridWLDFREquipment / facility failureAggregated | WLDFR | HFTD - Distribution - Tier 2 - 3QU CoRE ¦ 4QU LoRE | Non-Red Flag Warning - Destructive Fires | Equipment / facility failure | Aggregated | 2050 | 1.2269e-07 | 741.5879 | 9.0984e-05 | 2050 | Mitigation | 0.95 | 45 | 0 | esc | 0.00097009 | 1.1902e-10 | 0.00097009 | 1.1902e-10
[79 empty] | WLDFR | HFTD - Distribution - Zone 1 - 5QU CoRE ¦ 1QU LoRE | Non-Red Flag Warning - Large Fires | 2051 | 4.1123e-08 | 4.1123e-08 | 7.3713 | 0.88759 | 4.1075 | 2.3763 | 0 | 0 | 5.5635e-05 | 3.0313e-07 | 0 | 3.0313e-07 | 3.0313e-07 | 0 | 3.0313e-07 | 0 | 1.0848e-07 | 2.378e-07 | 0 | 2.378e-07 | [17 empty] | 7.3.3.17.5 (Remote Grid) Updates to grid topology to minimize risk of ignition in HFTDs Remote GridWLDFREquipment / facility failureAggregated | WLDFR | HFTD - Distribution - Tier 2 - 3QU CoRE ¦ 4QU LoRE | Non-Red Flag Warning - Destructive Fires | Equipment / facility failure | Aggregated | 2051 | 1.2269e-07 | 741.5879 | 9.0984e-05 | 2051 | Mitigation | 0.95 | 45 | 0 | esc | 0.00097009 | 1.1902e-10 | 0.00097009 | 1.1902e-10
[79 empty] | WLDFR | HFTD - Distribution - Zone 1 - 5QU CoRE ¦ 1QU LoRE | Non-Red Flag Warning - Large Fires | 2052 | 4.1123e-08 | 4.1123e-08 | 7.3713 | 0.88759 | 4.1075 | 2.3763 | 0 | 0 | 5.5635e-05 | 3.0313e-07 | 0 | 3.0313e-07 | 3.0313e-07 | 0 | 3.0313e-07 | 0 | 1.0848e-07 | 2.378e-07 | 0 | 2.378e-07 | [17 empty] | 7.3.3.17.5 (Remote Grid) Updates to grid topology to minimize risk of ignition in HFTDs Remote GridWLDFREquipment / facility failureAggregated | WLDFR | HFTD - Distribution - Tier 2 - 3QU CoRE ¦ 4QU LoRE | Non-Red Flag Warning - Destructive Fires | Equipment / facility failure | Aggregated | 2052 | 1.2269e-07 | 741.5879 | 9.0984e-05 | 2052 | Mitigation | 0.95 | 45 | 0 | esc | 0.00097009 | 1.1902e-10 | 0.00097009 | 1.1902e-10
[79 empty] | WLDFR | HFTD - Distribution - Zone 1 - 5QU CoRE ¦ 1QU LoRE | Non-Red Flag Warning - Large Fires | 2053 | 4.1123e-08 | 4.1123e-08 | 7.8503 | 0.92702 | 4.3664 | 2.5569 | 0 | 0 | 5.5635e-05 | 3.2283e-07 | 0 | 3.2283e-07 | 3.2283e-07 | 0 | 3.2283e-07 | 0 | 1.0848e-07 | 2.378e-07 | 0 | 2.378e-07 | [17 empty] | 7.3.3.17.5 (Remote Grid) Updates to grid topology to minimize risk of ignition in HFTDs Remote GridWLDFREquipment / facility failureAggregated | WLDFR | HFTD - Distribution - Tier 2 - 3QU CoRE ¦ 4QU LoRE | Non-Red Flag Warning - Destructive Fires | Equipment / facility failure | Aggregated | 2053 | 1.2269e-07 | 741.5879 | 9.0984e-05 | 2053 | Mitigation | 0.95 | 45 | 0 | esc | 0.00097009 | 1.1902e-10 | 0.00097009 | 1.1902e-10
[79 empty] | WLDFR | HFTD - Distribution - Zone 1 - 5QU CoRE ¦ 1QU LoRE | Non-Red Flag Warning - Large Fires | 2054 | 4.1123e-08 | 4.1123e-08 | 7.8503 | 0.92702 | 4.3664 | 2.5569 | 0 | 0 | 5.5635e-05 | 3.2283e-07 | 0 | 3.2283e-07 | 3.2283e-07 | 0 | 3.2283e-07 | 0 | 1.1546e-07 | 2.5309e-07 | 0 | 2.5309e-07 | [17 empty] | 7.3.3.17.5 (Remote Grid) Updates to grid topology to minimize risk of ignition in HFTDs Remote GridWLDFREquipment / facility failureAggregated | WLDFR | HFTD - Distribution - Tier 2 - 3QU CoRE ¦ 4QU LoRE | Non-Red Flag Warning - Destructive Fires | Equipment / facility failure | Aggregated | 2054 | 1.2269e-07 | 741.5879 | 9.0984e-05 | 2054 | Mitigation | 0.95 | 45 | 0 | esc | 0.00097009 | 1.1902e-10 | 0.00097009 | 1.1902e-10
[79 empty] | WLDFR | HFTD - Distribution - Zone 1 - 5QU CoRE ¦ 1QU LoRE | Non-Red Flag Warning - Large Fires | 2055 | 4.1123e-08 | 4.1123e-08 | 7.8503 | 0.92702 | 4.3664 | 2.5569 | 0 | 0 | 5.5635e-05 | 3.2283e-07 | 0 | 3.2283e-07 | 3.2283e-07 | 0 | 3.2283e-07 | 0 | 1.1546e-07 | 2.5309e-07 | 0 | 2.5309e-07 | [17 empty] | 7.3.3.17.5 (Remote Grid) Updates to grid topology to minimize risk of ignition in HFTDs Remote GridWLDFREquipment / facility failureAggregated | WLDFR | HFTD - Distribution - Tier 2 - 3QU CoRE ¦ 4QU LoRE | Non-Red Flag Warning - Destructive Fires | Equipment / facility failure | Aggregated | 2055 | 1.2269e-07 | 741.5879 | 9.0984e-05 | 2055 | Mitigation | 0.95 | 45 | 0 | esc | 0.00097009 | 1.1902e-10 | 0.00097009 | 1.1902e-10
[79 empty] | WLDFR | HFTD - Distribution - Zone 1 - 5QU CoRE ¦ 1QU LoRE | Non-Red Flag Warning - Large Fires | 2056 | 4.1123e-08 | 4.1123e-08 | 7.8503 | 0.92702 | 4.3664 | 2.5569 | 0 | 0 | 5.5635e-05 | 3.2283e-07 | 0 | 3.2283e-07 | 3.2283e-07 | 0 | 3.2283e-07 | 0 | 1.1546e-07 | 2.5309e-07 | 0 | 2.5309e-07 | [17 empty] | 7.3.3.17.5 (Remote Grid) Updates to grid topology to minimize risk of ignition in HFTDs Remote GridWLDFREquipment / facility failureAggregated | WLDFR | HFTD - Distribution - Tier 2 - 3QU CoRE ¦ 4QU LoRE | Non-Red Flag Warning - Destructive Fires | Equipment / facility failure | Aggregated | 2056 | 1.2269e-07 | 741.5879 | 9.0984e-05 | 2056 | Mitigation | 0.95 | 45 | 0 | esc | 0.00097009 | 1.1902e-10 | 0.00097009 | 1.1902e-10
[79 empty] | WLDFR | HFTD - Distribution - Zone 1 - 5QU CoRE ¦ 1QU LoRE | Non-Red Flag Warning - Large Fires | 2057 | 4.1123e-08 | 4.1123e-08 | 7.8503 | 0.92702 | 4.3664 | 2.5569 | 0 | 0 | 5.5635e-05 | 3.2283e-07 | 0 | 3.2283e-07 | 3.2283e-07 | 0 | 3.2283e-07 | 0 | 1.1546e-07 | 2.5309e-07 | 0 | 2.5309e-07 | [17 empty] | 7.3.3.17.5 (Remote Grid) Updates to grid topology to minimize risk of ignition in HFTDs Remote GridWLDFREquipment / facility failureAggregated | WLDFR | HFTD - Distribution - Tier 2 - 3QU CoRE ¦ 4QU LoRE | Non-Red Flag Warning - Destructive Fires | Equipment / facility failure | Aggregated | 2057 | 1.2269e-07 | 741.5879 | 9.0984e-05 | 2057 | Mitigation | 0.95 | 45 | 0 | esc | 0.00097009 | 1.1902e-10 | 0.00097009 | 1.1902e-10
[79 empty] | WLDFR | HFTD - Distribution - Zone 1 - 5QU CoRE ¦ 1QU LoRE | Non-Red Flag Warning - Large Fires | 2058 | 4.1123e-08 | 4.1123e-08 | 8.3524 | 0.96727 | 4.6367 | 2.7484 | 0 | 0 | 5.5635e-05 | 3.4348e-07 | 0 | 3.4348e-07 | 3.4348e-07 | 0 | 3.4348e-07 | 0 | 1.1546e-07 | 2.5309e-07 | 0 | 2.5309e-07 | [17 empty] | 7.3.3.17.5 (Remote Grid) Updates to grid topology to minimize risk of ignition in HFTDs Remote GridWLDFREquipment / facility failureAggregated | WLDFR | HFTD - Distribution - Tier 2 - 3QU CoRE ¦ 4QU LoRE | Non-Red Flag Warning - Destructive Fires | Equipment / facility failure | Aggregated | 2058 | 1.2269e-07 | 741.5879 | 9.0984e-05 | 2058 | Mitigation | 0.95 | 45 | 0 | esc | 0.00097009 | 1.1902e-10 | 0.00097009 | 1.1902e-10
[79 empty] | WLDFR | HFTD - Distribution - Zone 1 - 5QU CoRE ¦ 1QU LoRE | Non-Red Flag Warning - Large Fires | 2059 | 4.1123e-08 | 4.1123e-08 | 8.3524 | 0.96727 | 4.6367 | 2.7484 | 0 | 0 | 5.5635e-05 | 3.4348e-07 | 0 | 3.4348e-07 | 3.4348e-07 | 0 | 3.4348e-07 | 0 | 1.2297e-07 | 2.6956e-07 | 0 | 2.6956e-07 | [17 empty] | 7.3.3.17.5 (Remote Grid) Updates to grid topology to minimize risk of ignition in HFTDs Remote GridWLDFREquipment / facility failureAggregated | WLDFR | HFTD - Distribution - Tier 2 - 3QU CoRE ¦ 4QU LoRE | Non-Red Flag Warning - Destructive Fires | Equipment / facility failure | Aggregated | 2059 | 1.2269e-07 | 741.5879 | 9.0984e-05 | 2059 | Mitigation | 0.95 | 45 | 0 | esc | 0.00097009 | 1.1902e-10 | 0.00097009 | 1.1902e-10
[79 empty] | WLDFR | HFTD - Distribution - Zone 1 - 5QU CoRE ¦ 1QU LoRE | Non-Red Flag Warning - Large Fires | 2060 | 4.1123e-08 | 4.1123e-08 | 8.3524 | 0.96727 | 4.6367 | 2.7484 | 0 | 0 | 5.5635e-05 | 3.4348e-07 | 0 | 3.4348e-07 | 3.4348e-07 | 0 | 3.4348e-07 | 0 | 1.2297e-07 | 2.6956e-07 | 0 | 2.6956e-07 | [17 empty] | 7.3.3.17.5 (Remote Grid) Updates to grid topology to minimize risk of ignition in HFTDs Remote GridWLDFREquipment / facility failureAggregated | WLDFR | HFTD - Distribution - Tier 2 - 3QU CoRE ¦ 4QU LoRE | Non-Red Flag Warning - Destructive Fires | Equipment / facility failure | Aggregated | 2060 | 1.2269e-07 | 741.5879 | 9.0984e-05 | 2060 | Mitigation | 0.95 | 45 | 0 | esc | 0.00097009 | 1.1902e-10 | 0.00097009 | 1.1902e-10
[79 empty] | WLDFR | HFTD - Distribution - Zone 1 - 5QU CoRE ¦ 1QU LoRE | Non-Red Flag Warning - Large Fires | 2061 | 4.1123e-08 | 4.1123e-08 | 8.3524 | 0.96727 | 4.6367 | 2.7484 | 0 | 0 | 5.5635e-05 | 3.4348e-07 | 0 | 3.4348e-07 | 3.4348e-07 | 0 | 3.4348e-07 | 0 | 1.2297e-07 | 2.6956e-07 | 0 | 2.6956e-07 | [17 empty] | 7.3.3.17.5 (Remote Grid) Updates to grid topology to minimize risk of ignition in HFTDs Remote GridWLDFREquipment / facility failureAggregated | WLDFR | HFTD - Distribution - Tier 2 - 3QU CoRE ¦ 4QU LoRE | Non-Red Flag Warning - Destructive Fires | Equipment / facility failure | Aggregated | 2061 | 1.2269e-07 | 741.5879 | 9.0984e-05 | 2061 | Mitigation | 0.95 | 45 | 0 | esc | 0.00097009 | 1.1902e-10 | 0.00097009 | 1.1902e-10
[79 empty] | WLDFR | HFTD - Distribution - Zone 1 - 5QU CoRE ¦ 1QU LoRE | Non-Red Flag Warning - Large Fires | 2062 | 4.1123e-08 | 4.1123e-08 | 8.3524 | 0.96727 | 4.6367 | 2.7484 | 0 | 0 | 5.5635e-05 | 3.4348e-07 | 0 | 3.4348e-07 | 3.4348e-07 | 0 | 3.4348e-07 | 0 | 1.2297e-07 | 2.6956e-07 | 0 | 2.6956e-07 | [17 empty] | 7.3.3.17.5 (Remote Grid) Updates to grid topology to minimize risk of ignition in HFTDs Remote GridWLDFREquipment / facility failureAggregated | WLDFR | HFTD - Distribution - Tier 2 - 3QU CoRE ¦ 4QU LoRE | Non-Red Flag Warning - Destructive Fires | Equipment / facility failure | Aggregated | 2062 | 1.2269e-07 | 741.5879 | 9.0984e-05 | 2062 | Mitigation | 0.95 | 45 | 0 | esc | 0.00097009 | 1.1902e-10 | 0.00097009 | 1.1902e-10
[79 empty] | WLDFR | HFTD - Distribution - Zone 1 - 5QU CoRE ¦ 1QU LoRE | Non-Red Flag Warning - Large Fires | 2063 | 4.1123e-08 | 4.1123e-08 | 8.872 | 1.0079 | 4.9153 | 2.9488 | 0 | 0 | 5.5635e-05 | 3.6485e-07 | 0 | 3.6485e-07 | 3.6485e-07 | 0 | 3.6485e-07 | 0 | 1.2297e-07 | 2.6956e-07 | 0 | 2.6956e-07 | [17 empty] | 7.3.3.17.5 (Remote Grid) Updates to grid topology to minimize risk of ignition in HFTDs Remote GridWLDFREquipment / facility failureAggregated | WLDFR | HFTD - Distribution - Tier 2 - 3QU CoRE ¦ 4QU LoRE | Non-Red Flag Warning - Destructive Fires | Equipment / facility failure | Aggregated | 2063 | 1.2269e-07 | 741.5879 | 9.0984e-05 | 2063 | Mitigation | 0.95 | 45 | 0 | esc | 0.00097009 | 1.1902e-10 | 0.00097009 | 1.1902e-10
[79 empty] | WLDFR | HFTD - Distribution - Zone 1 - 5QU CoRE ¦ 1QU LoRE | Non-Red Flag Warning - Large Fires | 2064 | 4.1123e-08 | 4.1123e-08 | 8.872 | 1.0079 | 4.9153 | 2.9488 | 0 | 0 | 5.5635e-05 | 3.6485e-07 | 0 | 3.6485e-07 | 3.6485e-07 | 0 | 3.6485e-07 | 0 | 1.3096e-07 | 2.8708e-07 | 0 | 2.8708e-07 | [17 empty] | 7.3.3.17.5 (Remote Grid) Updates to grid topology to minimize risk of ignition in HFTDs Remote GridWLDFREquipment / facility failureAggregated | WLDFR | HFTD - Distribution - Tier 2 - 3QU CoRE ¦ 4QU LoRE | Non-Red Flag Warning - Destructive Fires | Equipment / facility failure | Aggregated | 2064 | 1.2269e-07 | 741.5879 | 9.0984e-05 | 2064 | Mitigation | 0.95 | 45 | 0 | esc | 0.00097009 | 1.1902e-10 | 0.00097009 | 1.1902e-10
[79 empty] | WLDFR | HFTD - Distribution - Zone 1 - 5QU CoRE ¦ 1QU LoRE | Non-Red Flag Warning - Large Fires | 2065 | 4.1123e-08 | 4.1123e-08 | 8.872 | 1.0079 | 4.9153 | 2.9488 | 0 | 0 | 5.5635e-05 | 3.6485e-07 | 0 | 3.6485e-07 | 3.6485e-07 | 0 | 3.6485e-07 | 0 | 1.3096e-07 | 2.8708e-07 | 0 | 2.8708e-07 | [17 empty] | 7.3.3.17.5 (Remote Grid) Updates to grid topology to minimize risk of ignition in HFTDs Remote GridWLDFREquipment / facility failureAggregated | WLDFR | HFTD - Distribution - Tier 2 - 3QU CoRE ¦ 4QU LoRE | Non-Red Flag Warning - Destructive Fires | Equipment / facility failure | Aggregated | 2065 | 1.2269e-07 | 741.5879 | 9.0984e-05 | 2065 | Mitigation | 0.95 | 45 | 0 | esc | 0.00097009 | 1.1902e-10 | 0.00097009 | 1.1902e-10
[79 empty] | WLDFR | HFTD - Distribution - Zone 1 - 5QU CoRE ¦ 1QU LoRE | Non-Red Flag Warning - Large Fires | 2066 | 4.1123e-08 | 4.1123e-08 | 8.872 | 1.0079 | 4.9153 | 2.9488 | 0 | 0 | 5.5635e-05 | 3.6485e-07 | 0 | 3.6485e-07 | 3.6485e-07 | 0 | 3.6485e-07 | 0 | 1.3096e-07 | 2.8708e-07 | 0 | 2.8708e-07 | [17 empty] | 7.3.3.17.5 (Remote Grid) Updates to grid topology to minimize risk of ignition in HFTDs Remote GridWLDFREquipment / facility failureAggregated | WLDFR | HFTD - Distribution - Tier 2 - 3QU CoRE ¦ 4QU LoRE | Non-Red Flag Warning - Destructive Fires | Equipment / facility failure | Aggregated | 2066 | 1.2269e-07 | 741.5879 | 9.0984e-05 | 2066 | Mitigation | 0.95 | 45 | 0 | esc | 0.00097009 | 1.1902e-10 | 0.00097009 | 1.1902e-10
[79 empty] | WLDFR | HFTD - Distribution - Zone 1 - 5QU CoRE ¦ 1QU LoRE | Non-Red Flag Warning - Large Fires | 2067 | 0 | 4.1123e-08 | 8.872 | 1.0079 | 4.9153 | 2.9488 | 0 | 0 | 5.5635e-05 | 0 | 0 | 0 | 3.6485e-07 | 0 | 3.6485e-07 | 0 | 1.3096e-07 | 2.8708e-07 | 0 | 2.8708e-07 | [17 empty] | 7.3.3.17.5 (Remote Grid) Updates to grid topology to minimize risk of ignition in HFTDs Remote GridWLDFREquipment / facility failureAggregated | WLDFR | HFTD - Distribution - Tier 2 - 3QU CoRE ¦ 4QU LoRE | Non-Red Flag Warning - Destructive Fires | Equipment / facility failure | Aggregated | 2067 | 1.2269e-07 | 741.5879 | 9.0984e-05 | 2067 | Mitigation | 0.95 | 45 | 0 | esc | 0 | 0 | 0.00097009 | 1.1902e-10
[79 empty] | WLDFR | HFTD - Distribution - Zone 1 - 5QU CoRE ¦ 1QU LoRE | Non-Red Flag Warning - Small Fires | 2022 | 1.7137e-05 | 0 | 0.077901 | 0.036425 | 0.0015809 | 0.039895 | 0 | 0 | 0.021083 | 1.335e-06 | 0 | 1.335e-06 | 0 | 0 | 0 | 0 | 1.3096e-07 | 2.8708e-07 | 0 | 2.8708e-07 | [17 empty] | 7.3.3.17.5 (Remote Grid) Updates to grid topology to minimize risk of ignition in HFTDs Remote GridWLDFRVegetation ContactAggregated | WLDFR | HFTD - Distribution - Tier 2 - 3QU CoRE ¦ 4QU LoRE | Non-Red Flag Warning - Destructive Fires | Vegetation Contact | Aggregated | 2022 | 4.0827e-07 | 741.5879 | 0.00030277 | 2022 | Mitigation | 0.95 | 45 | 0 | esc | 0.00097009 | 3.9606e-10 | 0 | 0
[79 empty] | WLDFR | HFTD - Distribution - Zone 1 - 5QU CoRE ¦ 1QU LoRE | Non-Red Flag Warning - Small Fires | 2023 | 1.7137e-05 | 1.7137e-05 | 0.080408 | 0.03759 | 0.0016314 | 0.041187 | 0 | 0 | 0.021083 | 1.378e-06 | 0 | 1.378e-06 | 1.378e-06 | 0 | 1.378e-06 | 0 | 1.3934e-07 | 3.0544e-07 | 0 | 3.0544e-07 | [17 empty] | 7.3.3.17.5 (Remote Grid) Updates to grid topology to minimize risk of ignition in HFTDs Remote GridWLDFRVegetation ContactAggregated | WLDFR | HFTD - Distribution - Tier 2 - 3QU CoRE ¦ 4QU LoRE | Non-Red Flag Warning - Destructive Fires | Vegetation Contact | Aggregated | 2023 | 4.0827e-07 | 741.5879 | 0.00030277 | 2023 | Mitigation | 0.95 | 45 | 0 | esc | 0.00097009 | 3.9606e-10 | 0.00097009 | 3.9606e-10
[79 empty] | WLDFR | HFTD - Distribution - Zone 1 - 5QU CoRE ¦ 1QU LoRE | Non-Red Flag Warning - Small Fires | 2024 | 1.7137e-05 | 1.7137e-05 | 0.080408 | 0.03759 | 0.0016314 | 0.041187 | 0 | 0 | 0.021083 | 1.378e-06 | 0 | 1.378e-06 | 1.378e-06 | 0 | 1.378e-06 | 0 | 1.3934e-07 | 3.0544e-07 | 0 | 3.0544e-07 | [17 empty] | 7.3.3.17.5 (Remote Grid) Updates to grid topology to minimize risk of ignition in HFTDs Remote GridWLDFRVegetation ContactAggregated | WLDFR | HFTD - Distribution - Tier 2 - 3QU CoRE ¦ 4QU LoRE | Non-Red Flag Warning - Destructive Fires | Vegetation Contact | Aggregated | 2024 | 4.0827e-07 | 741.5879 | 0.00030277 | 2024 | Mitigation | 0.95 | 45 | 0 | esc | 0.00097009 | 3.9606e-10 | 0.00097009 | 3.9606e-10
[79 empty] | WLDFR | HFTD - Distribution - Zone 1 - 5QU CoRE ¦ 1QU LoRE | Non-Red Flag Warning - Small Fires | 2025 | 1.7137e-05 | 1.7137e-05 | 0.080408 | 0.03759 | 0.0016314 | 0.041187 | 0 | 0 | 0.021083 | 1.378e-06 | 0 | 1.378e-06 | 1.378e-06 | 0 | 1.378e-06 | 0 | 1.3934e-07 | 3.0544e-07 | 0 | 3.0544e-07 | [17 empty] | 7.3.3.17.5 (Remote Grid) Updates to grid topology to minimize risk of ignition in HFTDs Remote GridWLDFRVegetation ContactAggregated | WLDFR | HFTD - Distribution - Tier 2 - 3QU CoRE ¦ 4QU LoRE | Non-Red Flag Warning - Destructive Fires | Vegetation Contact | Aggregated | 2025 | 4.0827e-07 | 741.5879 | 0.00030277 | 2025 | Mitigation | 0.95 | 45 | 0 | esc | 0.00097009 | 3.9606e-10 | 0.00097009 | 3.9606e-10
[79 empty] | WLDFR | HFTD - Distribution - Zone 1 - 5QU CoRE ¦ 1QU LoRE | Non-Red Flag Warning - Small Fires | 2026 | 1.7137e-05 | 1.7137e-05 | 0.080408 | 0.03759 | 0.0016314 | 0.041187 | 0 | 0 | 0.021083 | 1.378e-06 | 0 | 1.378e-06 | 1.378e-06 | 0 | 1.378e-06 | 0 | 1.3934e-07 | 3.0544e-07 | 0 | 3.0544e-07 | [17 empty] | 7.3.3.17.5 (Remote Grid) Updates to grid topology to minimize risk of ignition in HFTDs Remote GridWLDFRVegetation ContactAggregated | WLDFR | HFTD - Distribution - Tier 2 - 3QU CoRE ¦ 4QU LoRE | Non-Red Flag Warning - Destructive Fires | Vegetation Contact | Aggregated | 2026 | 4.0827e-07 | 741.5879 | 0.00030277 | 2026 | Mitigation | 0.95 | 45 | 0 | esc | 0.00097009 | 3.9606e-10 | 0.00097009 | 3.9606e-10
[79 empty] | WLDFR | HFTD - Distribution - Zone 1 - 5QU CoRE ¦ 1QU LoRE | Non-Red Flag Warning - Small Fires | 2027 | 1.7137e-05 | 1.7137e-05 | 0.080408 | 0.03759 | 0.0016314 | 0.041187 | 0 | 0 | 0.021083 | 1.378e-06 | 0 | 1.378e-06 | 1.378e-06 | 0 | 1.378e-06 | 0 | 1.3934e-07 | 3.0544e-07 | 0 | 3.0544e-07 | [17 empty] | 7.3.3.17.5 (Remote Grid) Updates to grid topology to minimize risk of ignition in HFTDs Remote GridWLDFRVegetation ContactAggregated | WLDFR | HFTD - Distribution - Tier 2 - 3QU CoRE ¦ 4QU LoRE | Non-Red Flag Warning - Destructive Fires | Vegetation Contact | Aggregated | 2027 | 4.0827e-07 | 741.5879 | 0.00030277 | 2027 | Mitigation | 0.95 | 45 | 0 | esc | 0.00097009 | 3.9606e-10 | 0.00097009 | 3.9606e-10
[79 empty] | WLDFR | HFTD - Distribution - Zone 1 - 5QU CoRE ¦ 1QU LoRE | Non-Red Flag Warning - Small Fires | 2028 | 1.7137e-05 | 1.7137e-05 | 0.083606 | 0.039055 | 0.001695 | 0.042856 | 0 | 0 | 0.021083 | 1.4328e-06 | 0 | 1.4328e-06 | 1.4328e-06 | 0 | 1.4328e-06 | 0 | 1.4801e-07 | 3.2444e-07 | 0 | 3.2444e-07 | [17 empty] | 7.3.3.17.5 (Remote Grid) Updates to grid topology to minimize risk of ignition in HFTDs Remote GridWLDFRVegetation ContactAggregated | WLDFR | HFTD - Distribution - Tier 2 - 3QU CoRE ¦ 4QU LoRE | Non-Red Flag Warning - Destructive Fires | Vegetation Contact | Aggregated | 2028 | 4.0827e-07 | 741.5879 | 0.00030277 | 2028 | Mitigation | 0.95 | 45 | 0 | esc | 0.00097009 | 3.9606e-10 | 0.00097009 | 3.9606e-10
[79 empty] | WLDFR | HFTD - Distribution - Zone 1 - 5QU CoRE ¦ 1QU LoRE | Non-Red Flag Warning - Small Fires | 2029 | 1.7137e-05 | 1.7137e-05 | 0.083606 | 0.039055 | 0.001695 | 0.042856 | 0 | 0 | 0.021083 | 1.4328e-06 | 0 | 1.4328e-06 | 1.4328e-06 | 0 | 1.4328e-06 | 0 | 1.4801e-07 | 3.2444e-07 | 0 | 3.2444e-07 | [17 empty] | 7.3.3.17.5 (Remote Grid) Updates to grid topology to minimize risk of ignition in HFTDs Remote GridWLDFRVegetation ContactAggregated | WLDFR | HFTD - Distribution - Tier 2 - 3QU CoRE ¦ 4QU LoRE | Non-Red Flag Warning - Destructive Fires | Vegetation Contact | Aggregated | 2029 | 4.0827e-07 | 741.5879 | 0.00030277 | 2029 | Mitigation | 0.95 | 45 | 0 | esc | 0.00097009 | 3.9606e-10 | 0.00097009 | 3.9606e-10
[79 empty] | WLDFR | HFTD - Distribution - Zone 1 - 5QU CoRE ¦ 1QU LoRE | Non-Red Flag Warning - Small Fires | 2030 | 1.7137e-05 | 1.7137e-05 | 0.083606 | 0.039055 | 0.001695 | 0.042856 | 0 | 0 | 0.021083 | 1.4328e-06 | 0 | 1.4328e-06 | 1.4328e-06 | 0 | 1.4328e-06 | 0 | 1.4801e-07 | 3.2444e-07 | 0 | 3.2444e-07 | [17 empty] | 7.3.3.17.5 (Remote Grid) Updates to grid topology to minimize risk of ignition in HFTDs Remote GridWLDFRVegetation ContactAggregated | WLDFR | HFTD - Distribution - Tier 2 - 3QU CoRE ¦ 4QU LoRE | Non-Red Flag Warning - Destructive Fires | Vegetation Contact | Aggregated | 2030 | 4.0827e-07 | 741.5879 | 0.00030277 | 2030 | Mitigation | 0.95 | 45 | 0 | esc | 0.00097009 | 3.9606e-10 | 0.00097009 | 3.9606e-10
[79 empty] | WLDFR | HFTD - Distribution - Zone 1 - 5QU CoRE ¦ 1QU LoRE | Non-Red Flag Warning - Small Fires | 2031 | 1.7137e-05 | 1.7137e-05 | 0.083606 | 0.039055 | 0.001695 | 0.042856 | 0 | 0 | 0.021083 | 1.4328e-06 | 0 | 1.4328e-06 | 1.4328e-06 | 0 | 1.4328e-06 | 0 | 1.4801e-07 | 3.2444e-07 | 0 | 3.2444e-07 | [17 empty] | 7.3.3.17.5 (Remote Grid) Updates to grid topology to minimize risk of ignition in HFTDs Remote GridWLDFRVegetation ContactAggregated | WLDFR | HFTD - Distribution - Tier 2 - 3QU CoRE ¦ 4QU LoRE | Non-Red Flag Warning - Destructive Fires | Vegetation Contact | Aggregated | 2031 | 4.0827e-07 | 741.5879 | 0.00030277 | 2031 | Mitigation | 0.95 | 45 | 0 | esc | 0.00097009 | 3.9606e-10 | 0.00097009 | 3.9606e-10
[79 empty] | WLDFR | HFTD - Distribution - Zone 1 - 5QU CoRE ¦ 1QU LoRE | Non-Red Flag Warning - Small Fires | 2032 | 1.7137e-05 | 1.7137e-05 | 0.083606 | 0.039055 | 0.001695 | 0.042856 | 0 | 0 | 0.021083 | 1.4328e-06 | 0 | 1.4328e-06 | 1.4328e-06 | 0 | 1.4328e-06 | 0 | 1.4801e-07 | 3.2444e-07 | 0 | 3.2444e-07 | [17 empty] | 7.3.3.17.5 (Remote Grid) Updates to grid topology to minimize risk of ignition in HFTDs Remote GridWLDFRVegetation ContactAggregated | WLDFR | HFTD - Distribution - Tier 2 - 3QU CoRE ¦ 4QU LoRE | Non-Red Flag Warning - Destructive Fires | Vegetation Contact | Aggregated | 2032 | 4.0827e-07 | 741.5879 | 0.00030277 | 2032 | Mitigation | 0.95 | 45 | 0 | esc | 0.00097009 | 3.9606e-10 | 0.00097009 | 3.9606e-10
[79 empty] | WLDFR | HFTD - Distribution - Zone 1 - 5QU CoRE ¦ 1QU LoRE | Non-Red Flag Warning - Small Fires | 2033 | 1.7137e-05 | 1.7137e-05 | 0.087211 | 0.040679 | 0.0017655 | 0.044766 | 0 | 0 | 0.021083 | 1.4946e-06 | 0 | 1.4946e-06 | 1.4946e-06 | 0 | 1.4946e-06 | 0 | 1.5687e-07 | 3.4387e-07 | 0 | 3.4387e-07 | [17 empty] | 7.3.3.17.5 (Remote Grid) Updates to grid topology to minimize risk of ignition in HFTDs Remote GridWLDFRVegetation ContactAggregated | WLDFR | HFTD - Distribution - Tier 2 - 3QU CoRE ¦ 4QU LoRE | Non-Red Flag Warning - Destructive Fires | Vegetation Contact | Aggregated | 2033 | 4.0827e-07 | 741.5879 | 0.00030277 | 2033 | Mitigation | 0.95 | 45 | 0 | esc | 0.00097009 | 3.9606e-10 | 0.00097009 | 3.9606e-10
[79 empty] | WLDFR | HFTD - Distribution - Zone 1 - 5QU CoRE ¦ 1QU LoRE | Non-Red Flag Warning - Small Fires | 2034 | 1.7137e-05 | 1.7137e-05 | 0.087211 | 0.040679 | 0.0017655 | 0.044766 | 0 | 0 | 0.021083 | 1.4946e-06 | 0 | 1.4946e-06 | 1.4946e-06 | 0 | 1.4946e-06 | 0 | 1.5687e-07 | 3.4387e-07 | 0 | 3.4387e-07 | [17 empty] | 7.3.3.17.5 (Remote Grid) Updates to grid topology to minimize risk of ignition in HFTDs Remote GridWLDFRVegetation ContactAggregated | WLDFR | HFTD - Distribution - Tier 2 - 3QU CoRE ¦ 4QU LoRE | Non-Red Flag Warning - Destructive Fires | Vegetation Contact | Aggregated | 2034 | 4.0827e-07 | 741.5879 | 0.00030277 | 2034 | Mitigation | 0.95 | 45 | 0 | esc | 0.00097009 | 3.9606e-10 | 0.00097009 | 3.9606e-10
[79 empty] | WLDFR | HFTD - Distribution - Zone 1 - 5QU CoRE ¦ 1QU LoRE | Non-Red Flag Warning - Small Fires | 2035 | 1.7137e-05 | 1.7137e-05 | 0.087211 | 0.040679 | 0.0017655 | 0.044766 | 0 | 0 | 0.021083 | 1.4946e-06 | 0 | 1.4946e-06 | 1.4946e-06 | 0 | 1.4946e-06 | 0 | 1.5687e-07 | 3.4387e-07 | 0 | 3.4387e-07 | [17 empty] | 7.3.3.17.5 (Remote Grid) Updates to grid topology to minimize risk of ignition in HFTDs Remote GridWLDFRVegetation ContactAggregated | WLDFR | HFTD - Distribution - Tier 2 - 3QU CoRE ¦ 4QU LoRE | Non-Red Flag Warning - Destructive Fires | Vegetation Contact | Aggregated | 2035 | 4.0827e-07 | 741.5879 | 0.00030277 | 2035 | Mitigation | 0.95 | 45 | 0 | esc | 0.00097009 | 3.9606e-10 | 0.00097009 | 3.9606e-10
[79 empty] | WLDFR | HFTD - Distribution - Zone 1 - 5QU CoRE ¦ 1QU LoRE | Non-Red Flag Warning - Small Fires | 2036 | 1.7137e-05 | 1.7137e-05 | 0.087211 | 0.040679 | 0.0017655 | 0.044766 | 0 | 0 | 0.021083 | 1.4946e-06 | 0 | 1.4946e-06 | 1.4946e-06 | 0 | 1.4946e-06 | 0 | 0 | 3.4387e-07 | 0 | 3.4387e-07 | [17 empty] | 7.3.3.17.5 (Remote Grid) Updates to grid topology to minimize risk of ignition in HFTDs Remote GridWLDFRVegetation ContactAggregated | WLDFR | HFTD - Distribution - Tier 2 - 3QU CoRE ¦ 4QU LoRE | Non-Red Flag Warning - Destructive Fires | Vegetation Contact | Aggregated | 2036 | 4.0827e-07 | 741.5879 | 0.00030277 | 2036 | Mitigation | 0.95 | 45 | 0 | esc | 0.00097009 | 3.9606e-10 | 0.00097009 | 3.9606e-10
[79 empty] | WLDFR | HFTD - Distribution - Zone 1 - 5QU CoRE ¦ 1QU LoRE | Non-Red Flag Warning - Small Fires | 2037 | 1.7137e-05 | 1.7137e-05 | 0.087211 | 0.040679 | 0.0017655 | 0.044766 | 0 | 0 | 0.021083 | 1.4946e-06 | 0 | 1.4946e-06 | 1.4946e-06 | 0 | 1.4946e-06 | 0 | 0 | 0 | 0 | 0 | [17 empty] | 7.3.3.17.5 (Remote Grid) Updates to grid topology to minimize risk of ignition in HFTDs Remote GridWLDFRVegetation ContactAggregated | WLDFR | HFTD - Distribution - Tier 2 - 3QU CoRE ¦ 4QU LoRE | Non-Red Flag Warning - Destructive Fires | Vegetation Contact | Aggregated | 2037 | 4.0827e-07 | 741.5879 | 0.00030277 | 2037 | Mitigation | 0.95 | 45 | 0 | esc | 0.00097009 | 3.9606e-10 | 0.00097009 | 3.9606e-10
[79 empty] | WLDFR | HFTD - Distribution - Zone 1 - 5QU CoRE ¦ 1QU LoRE | Non-Red Flag Warning - Small Fires | 2038 | 1.7137e-05 | 1.7137e-05 | 0.091184 | 0.042438 | 0.0018418 | 0.046905 | 0 | 0 | 0.021083 | 1.5627e-06 | 0 | 1.5627e-06 | 1.5627e-06 | 0 | 1.5627e-06 | 0 | 5.5781e-07 | 0 | 0 | 0 | [17 empty] | 7.3.3.17.5 (Remote Grid) Updates to grid topology to minimize risk of ignition in HFTDs Remote GridWLDFRVegetation ContactAggregated | WLDFR | HFTD - Distribution - Tier 2 - 3QU CoRE ¦ 4QU LoRE | Non-Red Flag Warning - Destructive Fires | Vegetation Contact | Aggregated | 2038 | 4.0827e-07 | 741.5879 | 0.00030277 | 2038 | Mitigation | 0.95 | 45 | 0 | esc | 0.00097009 | 3.9606e-10 | 0.00097009 | 3.9606e-10
[79 empty] | WLDFR | HFTD - Distribution - Zone 1 - 5QU CoRE ¦ 1QU LoRE | Non-Red Flag Warning - Small Fires | 2039 | 1.7137e-05 | 1.7137e-05 | 0.091184 | 0.042438 | 0.0018418 | 0.046905 | 0 | 0 | 0.021083 | 1.5627e-06 | 0 | 1.5627e-06 | 1.5627e-06 | 0 | 1.5627e-06 | 0 | 5.7577e-07 | 1.2621e-06 | 0 | 1.2621e-06 | [17 empty] | 7.3.3.17.5 (Remote Grid) Updates to grid topology to minimize risk of ignition in HFTDs Remote GridWLDFRVegetation ContactAggregated | WLDFR | HFTD - Distribution - Tier 2 - 3QU CoRE ¦ 4QU LoRE | Non-Red Flag Warning - Destructive Fires | Vegetation Contact | Aggregated | 2039 | 4.0827e-07 | 741.5879 | 0.00030277 | 2039 | Mitigation | 0.95 | 45 | 0 | esc | 0.00097009 | 3.9606e-10 | 0.00097009 | 3.9606e-10
[79 empty] | WLDFR | HFTD - Distribution - Zone 1 - 5QU CoRE ¦ 1QU LoRE | Non-Red Flag Warning - Small Fires | 2040 | 1.7137e-05 | 1.7137e-05 | 0.091184 | 0.042438 | 0.0018418 | 0.046905 | 0 | 0 | 0.021083 | 1.5627e-06 | 0 | 1.5627e-06 | 1.5627e-06 | 0 | 1.5627e-06 | 0 | 5.7577e-07 | 1.2621e-06 | 0 | 1.2621e-06 | [17 empty] | 7.3.3.17.5 (Remote Grid) Updates to grid topology to minimize risk of ignition in HFTDs Remote GridWLDFRVegetation ContactAggregated | WLDFR | HFTD - Distribution - Tier 2 - 3QU CoRE ¦ 4QU LoRE | Non-Red Flag Warning - Destructive Fires | Vegetation Contact | Aggregated | 2040 | 4.0827e-07 | 741.5879 | 0.00030277 | 2040 | Mitigation | 0.95 | 45 | 0 | esc | 0.00097009 | 3.9606e-10 | 0.00097009 | 3.9606e-10
[79 empty] | WLDFR | HFTD - Distribution - Zone 1 - 5QU CoRE ¦ 1QU LoRE | Non-Red Flag Warning - Small Fires | 2041 | 1.7137e-05 | 1.7137e-05 | 0.091184 | 0.042438 | 0.0018418 | 0.046905 | 0 | 0 | 0.021083 | 1.5627e-06 | 0 | 1.5627e-06 | 1.5627e-06 | 0 | 1.5627e-06 | 0 | 5.7577e-07 | 1.2621e-06 | 0 | 1.2621e-06 | [17 empty] | 7.3.3.17.5 (Remote Grid) Updates to grid topology to minimize risk of ignition in HFTDs Remote GridWLDFRVegetation ContactAggregated | WLDFR | HFTD - Distribution - Tier 2 - 3QU CoRE ¦ 4QU LoRE | Non-Red Flag Warning - Destructive Fires | Vegetation Contact | Aggregated | 2041 | 4.0827e-07 | 741.5879 | 0.00030277 | 2041 | Mitigation | 0.95 | 45 | 0 | esc | 0.00097009 | 3.9606e-10 | 0.00097009 | 3.9606e-10
[79 empty] | WLDFR | HFTD - Distribution - Zone 1 - 5QU CoRE ¦ 1QU LoRE | Non-Red Flag Warning - Small Fires | 2042 | 1.7137e-05 | 1.7137e-05 | 0.091184 | 0.042438 | 0.0018418 | 0.046905 | 0 | 0 | 0.021083 | 1.5627e-06 | 0 | 1.5627e-06 | 1.5627e-06 | 0 | 1.5627e-06 | 0 | 5.7577e-07 | 1.2621e-06 | 0 | 1.2621e-06 | [17 empty] | 7.3.3.17.5 (Remote Grid) Updates to grid topology to minimize risk of ignition in HFTDs Remote GridWLDFRVegetation ContactAggregated | WLDFR | HFTD - Distribution - Tier 2 - 3QU CoRE ¦ 4QU LoRE | Non-Red Flag Warning - Destructive Fires | Vegetation Contact | Aggregated | 2042 | 4.0827e-07 | 741.5879 | 0.00030277 | 2042 | Mitigation | 0.95 | 45 | 0 | esc | 0.00097009 | 3.9606e-10 | 0.00097009 | 3.9606e-10
[79 empty] | WLDFR | HFTD - Distribution - Zone 1 - 5QU CoRE ¦ 1QU LoRE | Non-Red Flag Warning - Small Fires | 2043 | 1.7137e-05 | 1.7137e-05 | 0.095486 | 0.044306 | 0.0019228 | 0.049257 | 0 | 0 | 0.021083 | 1.6364e-06 | 0 | 1.6364e-06 | 1.6364e-06 | 0 | 1.6364e-06 | 0 | 5.7577e-07 | 1.2621e-06 | 0 | 1.2621e-06 | [17 empty] | 7.3.3.17.5 (Remote Grid) Updates to grid topology to minimize risk of ignition in HFTDs Remote GridWLDFRVegetation ContactAggregated | WLDFR | HFTD - Distribution - Tier 2 - 3QU CoRE ¦ 4QU LoRE | Non-Red Flag Warning - Destructive Fires | Vegetation Contact | Aggregated | 2043 | 4.0827e-07 | 741.5879 | 0.00030277 | 2043 | Mitigation | 0.95 | 45 | 0 | esc | 0.00097009 | 3.9606e-10 | 0.00097009 | 3.9606e-10
[79 empty] | WLDFR | HFTD - Distribution - Zone 1 - 5QU CoRE ¦ 1QU LoRE | Non-Red Flag Warning - Small Fires | 2044 | 1.7137e-05 | 1.7137e-05 | 0.095486 | 0.044306 | 0.0019228 | 0.049257 | 0 | 0 | 0.021083 | 1.6364e-06 | 0 | 1.6364e-06 | 1.6364e-06 | 0 | 1.6364e-06 | 0 | 5.9867e-07 | 1.3123e-06 | 0 | 1.3123e-06 | [17 empty] | 7.3.3.17.5 (Remote Grid) Updates to grid topology to minimize risk of ignition in HFTDs Remote GridWLDFRVegetation ContactAggregated | WLDFR | HFTD - Distribution - Tier 2 - 3QU CoRE ¦ 4QU LoRE | Non-Red Flag Warning - Destructive Fires | Vegetation Contact | Aggregated | 2044 | 4.0827e-07 | 741.5879 | 0.00030277 | 2044 | Mitigation | 0.95 | 45 | 0 | esc | 0.00097009 | 3.9606e-10 | 0.00097009 | 3.9606e-10
[79 empty] | WLDFR | HFTD - Distribution - Zone 1 - 5QU CoRE ¦ 1QU LoRE | Non-Red Flag Warning - Small Fires | 2045 | 1.7137e-05 | 1.7137e-05 | 0.095486 | 0.044306 | 0.0019228 | 0.049257 | 0 | 0 | 0.021083 | 1.6364e-06 | 0 | 1.6364e-06 | 1.6364e-06 | 0 | 1.6364e-06 | 0 | 5.9867e-07 | 1.3123e-06 | 0 | 1.3123e-06 | [17 empty] | 7.3.3.17.5 (Remote Grid) Updates to grid topology to minimize risk of ignition in HFTDs Remote GridWLDFRVegetation ContactAggregated | WLDFR | HFTD - Distribution - Tier 2 - 3QU CoRE ¦ 4QU LoRE | Non-Red Flag Warning - Destructive Fires | Vegetation Contact | Aggregated | 2045 | 4.0827e-07 | 741.5879 | 0.00030277 | 2045 | Mitigation | 0.95 | 45 | 0 | esc | 0.00097009 | 3.9606e-10 | 0.00097009 | 3.9606e-10
[79 empty] | WLDFR | HFTD - Distribution - Zone 1 - 5QU CoRE ¦ 1QU LoRE | Non-Red Flag Warning - Small Fires | 2046 | 1.7137e-05 | 1.7137e-05 | 0.095486 | 0.044306 | 0.0019228 | 0.049257 | 0 | 0 | 0.021083 | 1.6364e-06 | 0 | 1.6364e-06 | 1.6364e-06 | 0 | 1.6364e-06 | 0 | 5.9867e-07 | 1.3123e-06 | 0 | 1.3123e-06 | [17 empty] | 7.3.3.17.5 (Remote Grid) Updates to grid topology to minimize risk of ignition in HFTDs Remote GridWLDFRVegetation ContactAggregated | WLDFR | HFTD - Distribution - Tier 2 - 3QU CoRE ¦ 4QU LoRE | Non-Red Flag Warning - Destructive Fires | Vegetation Contact | Aggregated | 2046 | 4.0827e-07 | 741.5879 | 0.00030277 | 2046 | Mitigation | 0.95 | 45 | 0 | esc | 0.00097009 | 3.9606e-10 | 0.00097009 | 3.9606e-10
[79 empty] | WLDFR | HFTD - Distribution - Zone 1 - 5QU CoRE ¦ 1QU LoRE | Non-Red Flag Warning - Small Fires | 2047 | 1.7137e-05 | 1.7137e-05 | 0.095486 | 0.044306 | 0.0019228 | 0.049257 | 0 | 0 | 0.021083 | 1.6364e-06 | 0 | 1.6364e-06 | 1.6364e-06 | 0 | 1.6364e-06 | 0 | 5.9867e-07 | 1.3123e-06 | 0 | 1.3123e-06 | [17 empty] | 7.3.3.17.5 (Remote Grid) Updates to grid topology to minimize risk of ignition in HFTDs Remote GridWLDFRVegetation ContactAggregated | WLDFR | HFTD - Distribution - Tier 2 - 3QU CoRE ¦ 4QU LoRE | Non-Red Flag Warning - Destructive Fires | Vegetation Contact | Aggregated | 2047 | 4.0827e-07 | 741.5879 | 0.00030277 | 2047 | Mitigation | 0.95 | 45 | 0 | esc | 0.00097009 | 3.9606e-10 | 0.00097009 | 3.9606e-10
[79 empty] | WLDFR | HFTD - Distribution - Zone 1 - 5QU CoRE ¦ 1QU LoRE | Non-Red Flag Warning - Small Fires | 2048 | 1.7137e-05 | 1.7137e-05 | 0.10007 | 0.04626 | 0.0020076 | 0.051804 | 0 | 0 | 0.021083 | 1.715e-06 | 0 | 1.715e-06 | 1.715e-06 | 0 | 1.715e-06 | 0 | 5.9867e-07 | 1.3123e-06 | 0 | 1.3123e-06 | [17 empty] | 7.3.3.17.5 (Remote Grid) Updates to grid topology to minimize risk of ignition in HFTDs Remote GridWLDFRVegetation ContactAggregated | WLDFR | HFTD - Distribution - Tier 2 - 3QU CoRE ¦ 4QU LoRE | Non-Red Flag Warning - Destructive Fires | Vegetation Contact | Aggregated | 2048 | 4.0827e-07 | 741.5879 | 0.00030277 | 2048 | Mitigation | 0.95 | 45 | 0 | esc | 0.00097009 | 3.9606e-10 | 0.00097009 | 3.9606e-10
[79 empty] | WLDFR | HFTD - Distribution - Zone 1 - 5QU CoRE ¦ 1QU LoRE | Non-Red Flag Warning - Small Fires | 2049 | 1.7137e-05 | 1.7137e-05 | 0.10007 | 0.04626 | 0.0020076 | 0.051804 | 0 | 0 | 0.021083 | 1.715e-06 | 0 | 1.715e-06 | 1.715e-06 | 0 | 1.715e-06 | 0 | 6.2448e-07 | 1.3689e-06 | 0 | 1.3689e-06 | [17 empty] | 7.3.3.17.5 (Remote Grid) Updates to grid topology to minimize risk of ignition in HFTDs Remote GridWLDFRVegetation ContactAggregated | WLDFR | HFTD - Distribution - Tier 2 - 3QU CoRE ¦ 4QU LoRE | Non-Red Flag Warning - Destructive Fires | Vegetation Contact | Aggregated | 2049 | 4.0827e-07 | 741.5879 | 0.00030277 | 2049 | Mitigation | 0.95 | 45 | 0 | esc | 0.00097009 | 3.9606e-10 | 0.00097009 | 3.9606e-10
[79 empty] | WLDFR | HFTD - Distribution - Zone 1 - 5QU CoRE ¦ 1QU LoRE | Non-Red Flag Warning - Small Fires | 2050 | 1.7137e-05 | 1.7137e-05 | 0.10007 | 0.04626 | 0.0020076 | 0.051804 | 0 | 0 | 0.021083 | 1.715e-06 | 0 | 1.715e-06 | 1.715e-06 | 0 | 1.715e-06 | 0 | 6.2448e-07 | 1.3689e-06 | 0 | 1.3689e-06 | [17 empty] | 7.3.3.17.5 (Remote Grid) Updates to grid topology to minimize risk of ignition in HFTDs Remote GridWLDFRVegetation ContactAggregated | WLDFR | HFTD - Distribution - Tier 2 - 3QU CoRE ¦ 4QU LoRE | Non-Red Flag Warning - Destructive Fires | Vegetation Contact | Aggregated | 2050 | 4.0827e-07 | 741.5879 | 0.00030277 | 2050 | Mitigation | 0.95 | 45 | 0 | esc | 0.00097009 | 3.9606e-10 | 0.00097009 | 3.9606e-10
[79 empty] | WLDFR | HFTD - Distribution - Zone 1 - 5QU CoRE ¦ 1QU LoRE | Non-Red Flag Warning - Small Fires | 2051 | 1.7137e-05 | 1.7137e-05 | 0.10007 | 0.04626 | 0.0020076 | 0.051804 | 0 | 0 | 0.021083 | 1.715e-06 | 0 | 1.715e-06 | 1.715e-06 | 0 | 1.715e-06 | 0 | 6.2448e-07 | 1.3689e-06 | 0 | 1.3689e-06 | [17 empty] | 7.3.3.17.5 (Remote Grid) Updates to grid topology to minimize risk of ignition in HFTDs Remote GridWLDFRVegetation ContactAggregated | WLDFR | HFTD - Distribution - Tier 2 - 3QU CoRE ¦ 4QU LoRE | Non-Red Flag Warning - Destructive Fires | Vegetation Contact | Aggregated | 2051 | 4.0827e-07 | 741.5879 | 0.00030277 | 2051 | Mitigation | 0.95 | 45 | 0 | esc | 0.00097009 | 3.9606e-10 | 0.00097009 | 3.9606e-10
[79 empty] | WLDFR | HFTD - Distribution - Zone 1 - 5QU CoRE ¦ 1QU LoRE | Non-Red Flag Warning - Small Fires | 2052 | 1.7137e-05 | 1.7137e-05 | 0.10007 | 0.04626 | 0.0020076 | 0.051804 | 0 | 0 | 0.021083 | 1.715e-06 | 0 | 1.715e-06 | 1.715e-06 | 0 | 1.715e-06 | 0 | 6.2448e-07 | 1.3689e-06 | 0 | 1.3689e-06 | [17 empty] | 7.3.3.17.5 (Remote Grid) Updates to grid topology to minimize risk of ignition in HFTDs Remote GridWLDFRVegetation ContactAggregated | WLDFR | HFTD - Distribution - Tier 2 - 3QU CoRE ¦ 4QU LoRE | Non-Red Flag Warning - Destructive Fires | Vegetation Contact | Aggregated | 2052 | 4.0827e-07 | 741.5879 | 0.00030277 | 2052 | Mitigation | 0.95 | 45 | 0 | esc | 0.00097009 | 3.9606e-10 | 0.00097009 | 3.9606e-10
[79 empty] | WLDFR | HFTD - Distribution - Zone 1 - 5QU CoRE ¦ 1QU LoRE | Non-Red Flag Warning - Small Fires | 2053 | 1.7137e-05 | 1.7137e-05 | 0.10489 | 0.048274 | 0.002095 | 0.054525 | 0 | 0 | 0.021083 | 1.7976e-06 | 0 | 1.7976e-06 | 1.7976e-06 | 0 | 1.7976e-06 | 0 | 6.2448e-07 | 1.3689e-06 | 0 | 1.3689e-06 | [17 empty] | 7.3.3.17.5 (Remote Grid) Updates to grid topology to minimize risk of ignition in HFTDs Remote GridWLDFRVegetation ContactAggregated | WLDFR | HFTD - Distribution - Tier 2 - 3QU CoRE ¦ 4QU LoRE | Non-Red Flag Warning - Destructive Fires | Vegetation Contact | Aggregated | 2053 | 4.0827e-07 | 741.5879 | 0.00030277 | 2053 | Mitigation | 0.95 | 45 | 0 | esc | 0.00097009 | 3.9606e-10 | 0.00097009 | 3.9606e-10
[79 empty] | WLDFR | HFTD - Distribution - Zone 1 - 5QU CoRE ¦ 1QU LoRE | Non-Red Flag Warning - Small Fires | 2054 | 1.7137e-05 | 1.7137e-05 | 0.10489 | 0.048274 | 0.002095 | 0.054525 | 0 | 0 | 0.021083 | 1.7976e-06 | 0 | 1.7976e-06 | 1.7976e-06 | 0 | 1.7976e-06 | 0 | 6.5293e-07 | 1.4312e-06 | 0 | 1.4312e-06 | [17 empty] | 7.3.3.17.5 (Remote Grid) Updates to grid topology to minimize risk of ignition in HFTDs Remote GridWLDFRVegetation ContactAggregated | WLDFR | HFTD - Distribution - Tier 2 - 3QU CoRE ¦ 4QU LoRE | Non-Red Flag Warning - Destructive Fires | Vegetation Contact | Aggregated | 2054 | 4.0827e-07 | 741.5879 | 0.00030277 | 2054 | Mitigation | 0.95 | 45 | 0 | esc | 0.00097009 | 3.9606e-10 | 0.00097009 | 3.9606e-10
[79 empty] | WLDFR | HFTD - Distribution - Zone 1 - 5QU CoRE ¦ 1QU LoRE | Non-Red Flag Warning - Small Fires | 2055 | 1.7137e-05 | 1.7137e-05 | 0.10489 | 0.048274 | 0.002095 | 0.054525 | 0 | 0 | 0.021083 | 1.7976e-06 | 0 | 1.7976e-06 | 1.7976e-06 | 0 | 1.7976e-06 | 0 | 6.5293e-07 | 1.4312e-06 | 0 | 1.4312e-06 | [17 empty] | 7.3.3.17.5 (Remote Grid) Updates to grid topology to minimize risk of ignition in HFTDs Remote GridWLDFRVegetation ContactAggregated | WLDFR | HFTD - Distribution - Tier 2 - 3QU CoRE ¦ 4QU LoRE | Non-Red Flag Warning - Destructive Fires | Vegetation Contact | Aggregated | 2055 | 4.0827e-07 | 741.5879 | 0.00030277 | 2055 | Mitigation | 0.95 | 45 | 0 | esc | 0.00097009 | 3.9606e-10 | 0.00097009 | 3.9606e-10
[79 empty] | WLDFR | HFTD - Distribution - Zone 1 - 5QU CoRE ¦ 1QU LoRE | Non-Red Flag Warning - Small Fires | 2056 | 1.7137e-05 | 1.7137e-05 | 0.10489 | 0.048274 | 0.002095 | 0.054525 | 0 | 0 | 0.021083 | 1.7976e-06 | 0 | 1.7976e-06 | 1.7976e-06 | 0 | 1.7976e-06 | 0 | 6.5293e-07 | 1.4312e-06 | 0 | 1.4312e-06 | [17 empty] | 7.3.3.17.5 (Remote Grid) Updates to grid topology to minimize risk of ignition in HFTDs Remote GridWLDFRVegetation ContactAggregated | WLDFR | HFTD - Distribution - Tier 2 - 3QU CoRE ¦ 4QU LoRE | Non-Red Flag Warning - Destructive Fires | Vegetation Contact | Aggregated | 2056 | 4.0827e-07 | 741.5879 | 0.00030277 | 2056 | Mitigation | 0.95 | 45 | 0 | esc | 0.00097009 | 3.9606e-10 | 0.00097009 | 3.9606e-10
[79 empty] | WLDFR | HFTD - Distribution - Zone 1 - 5QU CoRE ¦ 1QU LoRE | Non-Red Flag Warning - Small Fires | 2057 | 1.7137e-05 | 1.7137e-05 | 0.10489 | 0.048274 | 0.002095 | 0.054525 | 0 | 0 | 0.021083 | 1.7976e-06 | 0 | 1.7976e-06 | 1.7976e-06 | 0 | 1.7976e-06 | 0 | 6.5293e-07 | 1.4312e-06 | 0 | 1.4312e-06 | [17 empty] | 7.3.3.17.5 (Remote Grid) Updates to grid topology to minimize risk of ignition in HFTDs Remote GridWLDFRVegetation ContactAggregated | WLDFR | HFTD - Distribution - Tier 2 - 3QU CoRE ¦ 4QU LoRE | Non-Red Flag Warning - Destructive Fires | Vegetation Contact | Aggregated | 2057 | 4.0827e-07 | 741.5879 | 0.00030277 | 2057 | Mitigation | 0.95 | 45 | 0 | esc | 0.00097009 | 3.9606e-10 | 0.00097009 | 3.9606e-10
[79 empty] | WLDFR | HFTD - Distribution - Zone 1 - 5QU CoRE ¦ 1QU LoRE | Non-Red Flag Warning - Small Fires | 2058 | 1.7137e-05 | 1.7137e-05 | 0.1099 | 0.050325 | 0.0021839 | 0.057393 | 0 | 0 | 0.021083 | 1.8834e-06 | 0 | 1.8834e-06 | 1.8834e-06 | 0 | 1.8834e-06 | 0 | 6.5293e-07 | 1.4312e-06 | 0 | 1.4312e-06 | [17 empty] | 7.3.3.17.5 (Remote Grid) Updates to grid topology to minimize risk of ignition in HFTDs Remote GridWLDFRVegetation ContactAggregated | WLDFR | HFTD - Distribution - Tier 2 - 3QU CoRE ¦ 4QU LoRE | Non-Red Flag Warning - Destructive Fires | Vegetation Contact | Aggregated | 2058 | 4.0827e-07 | 741.5879 | 0.00030277 | 2058 | Mitigation | 0.95 | 45 | 0 | esc | 0.00097009 | 3.9606e-10 | 0.00097009 | 3.9606e-10
[79 empty] | WLDFR | HFTD - Distribution - Zone 1 - 5QU CoRE ¦ 1QU LoRE | Non-Red Flag Warning - Small Fires | 2059 | 1.7137e-05 | 1.7137e-05 | 0.1099 | 0.050325 | 0.0021839 | 0.057393 | 0 | 0 | 0.021083 | 1.8834e-06 | 0 | 1.8834e-06 | 1.8834e-06 | 0 | 1.8834e-06 | 0 | 6.8373e-07 | 1.4988e-06 | 0 | 1.4988e-06 | [17 empty] | 7.3.3.17.5 (Remote Grid) Updates to grid topology to minimize risk of ignition in HFTDs Remote GridWLDFRVegetation ContactAggregated | WLDFR | HFTD - Distribution - Tier 2 - 3QU CoRE ¦ 4QU LoRE | Non-Red Flag Warning - Destructive Fires | Vegetation Contact | Aggregated | 2059 | 4.0827e-07 | 741.5879 | 0.00030277 | 2059 | Mitigation | 0.95 | 45 | 0 | esc | 0.00097009 | 3.9606e-10 | 0.00097009 | 3.9606e-10
[79 empty] | WLDFR | HFTD - Distribution - Zone 1 - 5QU CoRE ¦ 1QU LoRE | Non-Red Flag Warning - Small Fires | 2060 | 1.7137e-05 | 1.7137e-05 | 0.1099 | 0.050325 | 0.0021839 | 0.057393 | 0 | 0 | 0.021083 | 1.8834e-06 | 0 | 1.8834e-06 | 1.8834e-06 | 0 | 1.8834e-06 | 0 | 6.8373e-07 | 1.4988e-06 | 0 | 1.4988e-06 | [17 empty] | 7.3.3.17.5 (Remote Grid) Updates to grid topology to minimize risk of ignition in HFTDs Remote GridWLDFRVegetation ContactAggregated | WLDFR | HFTD - Distribution - Tier 2 - 3QU CoRE ¦ 4QU LoRE | Non-Red Flag Warning - Destructive Fires | Vegetation Contact | Aggregated | 2060 | 4.0827e-07 | 741.5879 | 0.00030277 | 2060 | Mitigation | 0.95 | 45 | 0 | esc | 0.00097009 | 3.9606e-10 | 0.00097009 | 3.9606e-10
[79 empty] | WLDFR | HFTD - Distribution - Zone 1 - 5QU CoRE ¦ 1QU LoRE | Non-Red Flag Warning - Small Fires | 2061 | 1.7137e-05 | 1.7137e-05 | 0.1099 | 0.050325 | 0.0021839 | 0.057393 | 0 | 0 | 0.021083 | 1.8834e-06 | 0 | 1.8834e-06 | 1.8834e-06 | 0 | 1.8834e-06 | 0 | 6.8373e-07 | 1.4988e-06 | 0 | 1.4988e-06 | [17 empty] | 7.3.3.17.5 (Remote Grid) Updates to grid topology to minimize risk of ignition in HFTDs Remote GridWLDFRVegetation ContactAggregated | WLDFR | HFTD - Distribution - Tier 2 - 3QU CoRE ¦ 4QU LoRE | Non-Red Flag Warning - Destructive Fires | Vegetation Contact | Aggregated | 2061 | 4.0827e-07 | 741.5879 | 0.00030277 | 2061 | Mitigation | 0.95 | 45 | 0 | esc | 0.00097009 | 3.9606e-10 | 0.00097009 | 3.9606e-10
[79 empty] | WLDFR | HFTD - Distribution - Zone 1 - 5QU CoRE ¦ 1QU LoRE | Non-Red Flag Warning - Small Fires | 2062 | 1.7137e-05 | 1.7137e-05 | 0.1099 | 0.050325 | 0.0021839 | 0.057393 | 0 | 0 | 0.021083 | 1.8834e-06 | 0 | 1.8834e-06 | 1.8834e-06 | 0 | 1.8834e-06 | 0 | 6.8373e-07 | 1.4988e-06 | 0 | 1.4988e-06 | [17 empty] | 7.3.3.17.5 (Remote Grid) Updates to grid topology to minimize risk of ignition in HFTDs Remote GridWLDFRVegetation ContactAggregated | WLDFR | HFTD - Distribution - Tier 2 - 3QU CoRE ¦ 4QU LoRE | Non-Red Flag Warning - Destructive Fires | Vegetation Contact | Aggregated | 2062 | 4.0827e-07 | 741.5879 | 0.00030277 | 2062 | Mitigation | 0.95 | 45 | 0 | esc | 0.00097009 | 3.9606e-10 | 0.00097009 | 3.9606e-10
[79 empty] | WLDFR | HFTD - Distribution - Zone 1 - 5QU CoRE ¦ 1QU LoRE | Non-Red Flag Warning - Small Fires | 2063 | 1.7137e-05 | 1.7137e-05 | 0.11504 | 0.052388 | 0.0022734 | 0.060377 | 0 | 0 | 0.021083 | 1.9715e-06 | 0 | 1.9715e-06 | 1.9715e-06 | 0 | 1.9715e-06 | 0 | 6.8373e-07 | 1.4988e-06 | 0 | 1.4988e-06 | [17 empty] | 7.3.3.17.5 (Remote Grid) Updates to grid topology to minimize risk of ignition in HFTDs Remote GridWLDFRVegetation ContactAggregated | WLDFR | HFTD - Distribution - Tier 2 - 3QU CoRE ¦ 4QU LoRE | Non-Red Flag Warning - Destructive Fires | Vegetation Contact | Aggregated | 2063 | 4.0827e-07 | 741.5879 | 0.00030277 | 2063 | Mitigation | 0.95 | 45 | 0 | esc | 0.00097009 | 3.9606e-10 | 0.00097009 | 3.9606e-10
[79 empty] | WLDFR | HFTD - Distribution - Zone 1 - 5QU CoRE ¦ 1QU LoRE | Non-Red Flag Warning - Small Fires | 2064 | 1.7137e-05 | 1.7137e-05 | 0.11504 | 0.052388 | 0.0022734 | 0.060377 | 0 | 0 | 0.021083 | 1.9715e-06 | 0 | 1.9715e-06 | 1.9715e-06 | 0 | 1.9715e-06 | 0 | 7.1657e-07 | 1.5707e-06 | 0 | 1.5707e-06 | [17 empty] | 7.3.3.17.5 (Remote Grid) Updates to grid topology to minimize risk of ignition in HFTDs Remote GridWLDFRVegetation ContactAggregated | WLDFR | HFTD - Distribution - Tier 2 - 3QU CoRE ¦ 4QU LoRE | Non-Red Flag Warning - Destructive Fires | Vegetation Contact | Aggregated | 2064 | 4.0827e-07 | 741.5879 | 0.00030277 | 2064 | Mitigation | 0.95 | 45 | 0 | esc | 0.00097009 | 3.9606e-10 | 0.00097009 | 3.9606e-10
[79 empty] | WLDFR | HFTD - Distribution - Zone 1 - 5QU CoRE ¦ 1QU LoRE | Non-Red Flag Warning - Small Fires | 2065 | 1.7137e-05 | 1.7137e-05 | 0.11504 | 0.052388 | 0.0022734 | 0.060377 | 0 | 0 | 0.021083 | 1.9715e-06 | 0 | 1.9715e-06 | 1.9715e-06 | 0 | 1.9715e-06 | 0 | 7.1657e-07 | 1.5707e-06 | 0 | 1.5707e-06 | [17 empty] | 7.3.3.17.5 (Remote Grid) Updates to grid topology to minimize risk of ignition in HFTDs Remote GridWLDFRVegetation ContactAggregated | WLDFR | HFTD - Distribution - Tier 2 - 3QU CoRE ¦ 4QU LoRE | Non-Red Flag Warning - Destructive Fires | Vegetation Contact | Aggregated | 2065 | 4.0827e-07 | 741.5879 | 0.00030277 | 2065 | Mitigation | 0.95 | 45 | 0 | esc | 0.00097009 | 3.9606e-10 | 0.00097009 | 3.9606e-10
[79 empty] | WLDFR | HFTD - Distribution - Zone 1 - 5QU CoRE ¦ 1QU LoRE | Non-Red Flag Warning - Small Fires | 2066 | 1.7137e-05 | 1.7137e-05 | 0.11504 | 0.052388 | 0.0022734 | 0.060377 | 0 | 0 | 0.021083 | 1.9715e-06 | 0 | 1.9715e-06 | 1.9715e-06 | 0 | 1.9715e-06 | 0 | 7.1657e-07 | 1.5707e-06 | 0 | 1.5707e-06 | [17 empty] | 7.3.3.17.5 (Remote Grid) Updates to grid topology to minimize risk of ignition in HFTDs Remote GridWLDFRVegetation ContactAggregated | WLDFR | HFTD - Distribution - Tier 2 - 3QU CoRE ¦ 4QU LoRE | Non-Red Flag Warning - Destructive Fires | Vegetation Contact | Aggregated | 2066 | 4.0827e-07 | 741.5879 | 0.00030277 | 2066 | Mitigation | 0.95 | 45 | 0 | esc | 0.00097009 | 3.9606e-10 | 0.00097009 | 3.9606e-10
[79 empty] | WLDFR | HFTD - Distribution - Zone 1 - 5QU CoRE ¦ 1QU LoRE | Non-Red Flag Warning - Small Fires | 2067 | 0 | 1.7137e-05 | 0.11504 | 0.052388 | 0.0022734 | 0.060377 | 0 | 0 | 0.021083 | 0 | 0 | 0 | 1.9715e-06 | 0 | 1.9715e-06 | 0 | 7.1657e-07 | 1.5707e-06 | 0 | 1.5707e-06 | [17 empty] | 7.3.3.17.5 (Remote Grid) Updates to grid topology to minimize risk of ignition in HFTDs Remote GridWLDFRVegetation ContactAggregated | WLDFR | HFTD - Distribution - Tier 2 - 3QU CoRE ¦ 4QU LoRE | Non-Red Flag Warning - Destructive Fires | Vegetation Contact | Aggregated | 2067 | 4.0827e-07 | 741.5879 | 0.00030277 | 2067 | Mitigation | 0.95 | 45 | 0 | esc | 0 | 0 | 0.00097009 | 3.9606e-10
[79 empty] | WLDFR | HFTD - Distribution - Zone 1 - 5QU CoRE ¦ 1QU LoRE | Red Flag Warning - Catastrophic Fires | 2022 | 2.807e-10 | 0 | 14146.1306 | 222.2294 | 8585.7228 | 5338.1784 | 0 | 0 | 2.8936e-07 | 3.9708e-06 | 0 | 3.9708e-06 | 0 | 0 | 0 | 0 | 7.1657e-07 | 1.5707e-06 | 0 | 1.5707e-06 | [17 empty] | 7.3.3.17.5 (Remote Grid) Updates to grid topology to minimize risk of ignition in HFTDs Remote GridWLDFRWire-to-wire contactAggregated | WLDFR | HFTD - Distribution - Tier 2 - 3QU CoRE ¦ 4QU LoRE | Non-Red Flag Warning - Destructive Fires | Wire-to-wire contact | Aggregated | 2022 | 2.0796e-07 | 741.5879 | 0.00015422 | 2022 | Mitigation | 0.95 | 45 | 0 | esc | 0.00097009 | 2.0174e-10 | 0 | 0
[79 empty] | WLDFR | HFTD - Distribution - Zone 1 - 5QU CoRE ¦ 1QU LoRE | Red Flag Warning - Catastrophic Fires | 2023 | 2.807e-10 | 2.807e-10 | 14664.6376 | 233.2301 | 8896.516 | 5534.8915 | 0 | 0 | 2.8936e-07 | 4.1164e-06 | 0 | 4.1164e-06 | 4.1164e-06 | 0 | 4.1164e-06 | 0 | 7.511e-07 | 1.6464e-06 | 0 | 1.6464e-06 | [17 empty] | 7.3.3.17.5 (Remote Grid) Updates to grid topology to minimize risk of ignition in HFTDs Remote GridWLDFRWire-to-wire contactAggregated | WLDFR | HFTD - Distribution - Tier 2 - 3QU CoRE ¦ 4QU LoRE | Non-Red Flag Warning - Destructive Fires | Wire-to-wire contact | Aggregated | 2023 | 2.0796e-07 | 741.5879 | 0.00015422 | 2023 | Mitigation | 0.95 | 45 | 0 | esc | 0.00097009 | 2.0174e-10 | 0.00097009 | 2.0174e-10
[79 empty] | WLDFR | HFTD - Distribution - Zone 1 - 5QU CoRE ¦ 1QU LoRE | Red Flag Warning - Catastrophic Fires | 2024 | 2.807e-10 | 2.807e-10 | 14664.6376 | 233.2301 | 8896.516 | 5534.8915 | 0 | 0 | 2.8936e-07 | 4.1164e-06 | 0 | 4.1164e-06 | 4.1164e-06 | 0 | 4.1164e-06 | 0 | 7.511e-07 | 1.6464e-06 | 0 | 1.6464e-06 | [17 empty] | 7.3.3.17.5 (Remote Grid) Updates to grid topology to minimize risk of ignition in HFTDs Remote GridWLDFRWire-to-wire contactAggregated | WLDFR | HFTD - Distribution - Tier 2 - 3QU CoRE ¦ 4QU LoRE | Non-Red Flag Warning - Destructive Fires | Wire-to-wire contact | Aggregated | 2024 | 2.0796e-07 | 741.5879 | 0.00015422 | 2024 | Mitigation | 0.95 | 45 | 0 | esc | 0.00097009 | 2.0174e-10 | 0.00097009 | 2.0174e-10
[79 empty] | WLDFR | HFTD - Distribution - Zone 1 - 5QU CoRE ¦ 1QU LoRE | Red Flag Warning - Catastrophic Fires | 2025 | 2.807e-10 | 2.807e-10 | 14664.6376 | 233.2301 | 8896.516 | 5534.8915 | 0 | 0 | 2.8936e-07 | 4.1164e-06 | 0 | 4.1164e-06 | 4.1164e-06 | 0 | 4.1164e-06 | 0 | 7.511e-07 | 1.6464e-06 | 0 | 1.6464e-06 | [17 empty] | 7.3.3.17.5 (Remote Grid) Updates to grid topology to minimize risk of ignition in HFTDs Remote GridWLDFRWire-to-wire contactAggregated | WLDFR | HFTD - Distribution - Tier 2 - 3QU CoRE ¦ 4QU LoRE | Non-Red Flag Warning - Destructive Fires | Wire-to-wire contact | Aggregated | 2025 | 2.0796e-07 | 741.5879 | 0.00015422 | 2025 | Mitigation | 0.95 | 45 | 0 | esc | 0.00097009 | 2.0174e-10 | 0.00097009 | 2.0174e-10
[79 empty] | WLDFR | HFTD - Distribution - Zone 1 - 5QU CoRE ¦ 1QU LoRE | Red Flag Warning - Catastrophic Fires | 2026 | 2.807e-10 | 2.807e-10 | 14664.6376 | 233.2301 | 8896.516 | 5534.8915 | 0 | 0 | 2.8936e-07 | 4.1164e-06 | 0 | 4.1164e-06 | 4.1164e-06 | 0 | 4.1164e-06 | 0 | 7.511e-07 | 1.6464e-06 | 0 | 1.6464e-06 | [17 empty] | 7.3.3.17.5 (Remote Grid) Updates to grid topology to minimize risk of ignition in HFTDs Remote GridWLDFRWire-to-wire contactAggregated | WLDFR | HFTD - Distribution - Tier 2 - 3QU CoRE ¦ 4QU LoRE | Non-Red Flag Warning - Destructive Fires | Wire-to-wire contact | Aggregated | 2026 | 2.0796e-07 | 741.5879 | 0.00015422 | 2026 | Mitigation | 0.95 | 45 | 0 | esc | 0.00097009 | 2.0174e-10 | 0.00097009 | 2.0174e-10
[79 empty] | WLDFR | HFTD - Distribution - Zone 1 - 5QU CoRE ¦ 1QU LoRE | Red Flag Warning - Catastrophic Fires | 2027 | 2.807e-10 | 2.807e-10 | 14664.6376 | 233.2301 | 8896.516 | 5534.8915 | 0 | 0 | 2.8936e-07 | 4.1164e-06 | 0 | 4.1164e-06 | 4.1164e-06 | 0 | 4.1164e-06 | 0 | 7.511e-07 | 1.6464e-06 | 0 | 1.6464e-06 | [17 empty] | 7.3.3.17.5 (Remote Grid) Updates to grid topology to minimize risk of ignition in HFTDs Remote GridWLDFRWire-to-wire contactAggregated | WLDFR | HFTD - Distribution - Tier 2 - 3QU CoRE ¦ 4QU LoRE | Non-Red Flag Warning - Destructive Fires | Wire-to-wire contact | Aggregated | 2027 | 2.0796e-07 | 741.5879 | 0.00015422 | 2027 | Mitigation | 0.95 | 45 | 0 | esc | 0.00097009 | 2.0174e-10 | 0.00097009 | 2.0174e-10
[79 empty] | WLDFR | HFTD - Distribution - Zone 1 - 5QU CoRE ¦ 1QU LoRE | Red Flag Warning - Catastrophic Fires | 2028 | 2.807e-10 | 2.807e-10 | 15317.9909 | 247.273 | 9287.6491 | 5783.0689 | 0 | 0 | 2.8936e-07 | 4.2998e-06 | 0 | 4.2998e-06 | 4.2998e-06 | 0 | 4.2998e-06 | 0 | 7.8696e-07 | 1.725e-06 | 0 | 1.725e-06 | [17 empty] | 7.3.3.17.5 (Remote Grid) Updates to grid topology to minimize risk of ignition in HFTDs Remote GridWLDFRWire-to-wire contactAggregated | WLDFR | HFTD - Distribution - Tier 2 - 3QU CoRE ¦ 4QU LoRE | Non-Red Flag Warning - Destructive Fires | Wire-to-wire contact | Aggregated | 2028 | 2.0796e-07 | 741.5879 | 0.00015422 | 2028 | Mitigation | 0.95 | 45 | 0 | esc | 0.00097009 | 2.0174e-10 | 0.00097009 | 2.0174e-10
[79 empty] | WLDFR | HFTD - Distribution - Zone 1 - 5QU CoRE ¦ 1QU LoRE | Red Flag Warning - Catastrophic Fires | 2029 | 2.807e-10 | 2.807e-10 | 15317.9909 | 247.273 | 9287.6491 | 5783.0689 | 0 | 0 | 2.8936e-07 | 4.2998e-06 | 0 | 4.2998e-06 | 4.2998e-06 | 0 | 4.2998e-06 | 0 | 7.8696e-07 | 1.725e-06 | 0 | 1.725e-06 | [17 empty] | 7.3.3.17.5 (Remote Grid) Updates to grid topology to minimize risk of ignition in HFTDs Remote GridWLDFRWire-to-wire contactAggregated | WLDFR | HFTD - Distribution - Tier 2 - 3QU CoRE ¦ 4QU LoRE | Non-Red Flag Warning - Destructive Fires | Wire-to-wire contact | Aggregated | 2029 | 2.0796e-07 | 741.5879 | 0.00015422 | 2029 | Mitigation | 0.95 | 45 | 0 | esc | 0.00097009 | 2.0174e-10 | 0.00097009 | 2.0174e-10
[79 empty] | WLDFR | HFTD - Distribution - Zone 1 - 5QU CoRE ¦ 1QU LoRE | Red Flag Warning - Catastrophic Fires | 2030 | 2.807e-10 | 2.807e-10 | 15317.9909 | 247.273 | 9287.6491 | 5783.0689 | 0 | 0 | 2.8936e-07 | 4.2998e-06 | 0 | 4.2998e-06 | 4.2998e-06 | 0 | 4.2998e-06 | 0 | 7.8696e-07 | 1.725e-06 | 0 | 1.725e-06 | [17 empty] | 7.3.3.17.5 (Remote Grid) Updates to grid topology to minimize risk of ignition in HFTDs Remote GridWLDFRWire-to-wire contactAggregated | WLDFR | HFTD - Distribution - Tier 2 - 3QU CoRE ¦ 4QU LoRE | Non-Red Flag Warning - Destructive Fires | Wire-to-wire contact | Aggregated | 2030 | 2.0796e-07 | 741.5879 | 0.00015422 | 2030 | Mitigation | 0.95 | 45 | 0 | esc | 0.00097009 | 2.0174e-10 | 0.00097009 | 2.0174e-10
[79 empty] | WLDFR | HFTD - Distribution - Zone 1 - 5QU CoRE ¦ 1QU LoRE | Red Flag Warning - Catastrophic Fires | 2031 | 2.807e-10 | 2.807e-10 | 15317.9909 | 247.273 | 9287.6491 | 5783.0689 | 0 | 0 | 2.8936e-07 | 4.2998e-06 | 0 | 4.2998e-06 | 4.2998e-06 | 0 | 4.2998e-06 | 0 | 7.8696e-07 | 1.725e-06 | 0 | 1.725e-06 | [17 empty] | 7.3.3.17.5 (Remote Grid) Updates to grid topology to minimize risk of ignition in HFTDs Remote GridWLDFRWire-to-wire contactAggregated | WLDFR | HFTD - Distribution - Tier 2 - 3QU CoRE ¦ 4QU LoRE | Non-Red Flag Warning - Destructive Fires | Wire-to-wire contact | Aggregated | 2031 | 2.0796e-07 | 741.5879 | 0.00015422 | 2031 | Mitigation | 0.95 | 45 | 0 | esc | 0.00097009 | 2.0174e-10 | 0.00097009 | 2.0174e-10
[79 empty] | WLDFR | HFTD - Distribution - Zone 1 - 5QU CoRE ¦ 1QU LoRE | Red Flag Warning - Catastrophic Fires | 2032 | 2.807e-10 | 2.807e-10 | 15317.9909 | 247.273 | 9287.6491 | 5783.0689 | 0 | 0 | 2.8936e-07 | 4.2998e-06 | 0 | 4.2998e-06 | 4.2998e-06 | 0 | 4.2998e-06 | 0 | 7.8696e-07 | 1.725e-06 | 0 | 1.725e-06 | [17 empty] | 7.3.3.17.5 (Remote Grid) Updates to grid topology to minimize risk of ignition in HFTDs Remote GridWLDFRWire-to-wire contactAggregated | WLDFR | HFTD - Distribution - Tier 2 - 3QU CoRE ¦ 4QU LoRE | Non-Red Flag Warning - Destructive Fires | Wire-to-wire contact | Aggregated | 2032 | 2.0796e-07 | 741.5879 | 0.00015422 | 2032 | Mitigation | 0.95 | 45 | 0 | esc | 0.00097009 | 2.0174e-10 | 0.00097009 | 2.0174e-10
[79 empty] | WLDFR | HFTD - Distribution - Zone 1 - 5QU CoRE ¦ 1QU LoRE | Red Flag Warning - Catastrophic Fires | 2033 | 2.807e-10 | 2.807e-10 | 16044.1264 | 263.1074 | 9721.74 | 6059.2791 | 0 | 0 | 2.8936e-07 | 4.5036e-06 | 0 | 4.5036e-06 | 4.5036e-06 | 0 | 4.5036e-06 | 0 | 8.2374e-07 | 1.8057e-06 | 0 | 1.8057e-06 | [17 empty] | 7.3.3.17.5 (Remote Grid) Updates to grid topology to minimize risk of ignition in HFTDs Remote GridWLDFRWire-to-wire contactAggregated | WLDFR | HFTD - Distribution - Tier 2 - 3QU CoRE ¦ 4QU LoRE | Non-Red Flag Warning - Destructive Fires | Wire-to-wire contact | Aggregated | 2033 | 2.0796e-07 | 741.5879 | 0.00015422 | 2033 | Mitigation | 0.95 | 45 | 0 | esc | 0.00097009 | 2.0174e-10 | 0.00097009 | 2.0174e-10
[79 empty] | WLDFR | HFTD - Distribution - Zone 1 - 5QU CoRE ¦ 1QU LoRE | Red Flag Warning - Catastrophic Fires | 2034 | 2.807e-10 | 2.807e-10 | 16044.1264 | 263.1074 | 9721.74 | 6059.2791 | 0 | 0 | 2.8936e-07 | 4.5036e-06 | 0 | 4.5036e-06 | 4.5036e-06 | 0 | 4.5036e-06 | 0 | 8.2374e-07 | 1.8057e-06 | 0 | 1.8057e-06 | [17 empty] | 7.3.3.17.5 (Remote Grid) Updates to grid topology to minimize risk of ignition in HFTDs Remote GridWLDFRWire-to-wire contactAggregated | WLDFR | HFTD - Distribution - Tier 2 - 3QU CoRE ¦ 4QU LoRE | Non-Red Flag Warning - Destructive Fires | Wire-to-wire contact | Aggregated | 2034 | 2.0796e-07 | 741.5879 | 0.00015422 | 2034 | Mitigation | 0.95 | 45 | 0 | esc | 0.00097009 | 2.0174e-10 | 0.00097009 | 2.0174e-10
[79 empty] | WLDFR | HFTD - Distribution - Zone 1 - 5QU CoRE ¦ 1QU LoRE | Red Flag Warning - Catastrophic Fires | 2035 | 2.807e-10 | 2.807e-10 | 16044.1264 | 263.1074 | 9721.74 | 6059.2791 | 0 | 0 | 2.8936e-07 | 4.5036e-06 | 0 | 4.5036e-06 | 4.5036e-06 | 0 | 4.5036e-06 | 0 | 8.2374e-07 | 1.8057e-06 | 0 | 1.8057e-06 | [17 empty] | 7.3.3.17.5 (Remote Grid) Updates to grid topology to minimize risk of ignition in HFTDs Remote GridWLDFRWire-to-wire contactAggregated | WLDFR | HFTD - Distribution - Tier 2 - 3QU CoRE ¦ 4QU LoRE | Non-Red Flag Warning - Destructive Fires | Wire-to-wire contact | Aggregated | 2035 | 2.0796e-07 | 741.5879 | 0.00015422 | 2035 | Mitigation | 0.95 | 45 | 0 | esc | 0.00097009 | 2.0174e-10 | 0.00097009 | 2.0174e-10
[79 empty] | WLDFR | HFTD - Distribution - Zone 1 - 5QU CoRE ¦ 1QU LoRE | Red Flag Warning - Catastrophic Fires | 2036 | 2.807e-10 | 2.807e-10 | 16044.1264 | 263.1074 | 9721.74 | 6059.2791 | 0 | 0 | 2.8936e-07 | 4.5036e-06 | 0 | 4.5036e-06 | 4.5036e-06 | 0 | 4.5036e-06 | 0 | 8.2374e-07 | 1.8057e-06 | 0 | 1.8057e-06 | [17 empty] | 7.3.3.17.5 (Remote Grid) Updates to grid topology to minimize risk of ignition in HFTDs Remote GridWLDFRWire-to-wire contactAggregated | WLDFR | HFTD - Distribution - Tier 2 - 3QU CoRE ¦ 4QU LoRE | Non-Red Flag Warning - Destructive Fires | Wire-to-wire contact | Aggregated | 2036 | 2.0796e-07 | 741.5879 | 0.00015422 | 2036 | Mitigation | 0.95 | 45 | 0 | esc | 0.00097009 | 2.0174e-10 | 0.00097009 | 2.0174e-10
[79 empty] | WLDFR | HFTD - Distribution - Zone 1 - 5QU CoRE ¦ 1QU LoRE | Red Flag Warning - Catastrophic Fires | 2037 | 2.807e-10 | 2.807e-10 | 16044.1264 | 263.1074 | 9721.74 | 6059.2791 | 0 | 0 | 2.8936e-07 | 4.5036e-06 | 0 | 4.5036e-06 | 4.5036e-06 | 0 | 4.5036e-06 | 0 | 8.2374e-07 | 1.8057e-06 | 0 | 1.8057e-06 | [17 empty] | 7.3.3.17.5 (Remote Grid) Updates to grid topology to minimize risk of ignition in HFTDs Remote GridWLDFRWire-to-wire contactAggregated | WLDFR | HFTD - Distribution - Tier 2 - 3QU CoRE ¦ 4QU LoRE | Non-Red Flag Warning - Destructive Fires | Wire-to-wire contact | Aggregated | 2037 | 2.0796e-07 | 741.5879 | 0.00015422 | 2037 | Mitigation | 0.95 | 45 | 0 | esc | 0.00097009 | 2.0174e-10 | 0.00097009 | 2.0174e-10
[79 empty] | WLDFR | HFTD - Distribution - Zone 1 - 5QU CoRE ¦ 1QU LoRE | Red Flag Warning - Catastrophic Fires | 2038 | 2.807e-10 | 2.807e-10 | 16832.3912 | 280.5544 | 10192.2718 | 6359.5651 | 0 | 0 | 2.8936e-07 | 4.7249e-06 | 0 | 4.7249e-06 | 4.7249e-06 | 0 | 4.7249e-06 | 0 | 8.61e-07 | 1.8873e-06 | 0 | 1.8873e-06 | [17 empty] | 7.3.3.17.5 (Remote Grid) Updates to grid topology to minimize risk of ignition in HFTDs Remote GridWLDFRWire-to-wire contactAggregated | WLDFR | HFTD - Distribution - Tier 2 - 3QU CoRE ¦ 4QU LoRE | Non-Red Flag Warning - Destructive Fires | Wire-to-wire contact | Aggregated | 2038 | 2.0796e-07 | 741.5879 | 0.00015422 | 2038 | Mitigation | 0.95 | 45 | 0 | esc | 0.00097009 | 2.0174e-10 | 0.00097009 | 2.0174e-10
[79 empty] | WLDFR | HFTD - Distribution - Zone 1 - 5QU CoRE ¦ 1QU LoRE | Red Flag Warning - Catastrophic Fires | 2039 | 2.807e-10 | 2.807e-10 | 16832.3912 | 280.5544 | 10192.2718 | 6359.5651 | 0 | 0 | 2.8936e-07 | 4.7249e-06 | 0 | 4.7249e-06 | 4.7249e-06 | 0 | 4.7249e-06 | 0 | 8.61e-07 | 1.8873e-06 | 0 | 1.8873e-06 | [17 empty] | 7.3.3.17.5 (Remote Grid) Updates to grid topology to minimize risk of ignition in HFTDs Remote GridWLDFRWire-to-wire contactAggregated | WLDFR | HFTD - Distribution - Tier 2 - 3QU CoRE ¦ 4QU LoRE | Non-Red Flag Warning - Destructive Fires | Wire-to-wire contact | Aggregated | 2039 | 2.0796e-07 | 741.5879 | 0.00015422 | 2039 | Mitigation | 0.95 | 45 | 0 | esc | 0.00097009 | 2.0174e-10 | 0.00097009 | 2.0174e-10
[79 empty] | WLDFR | HFTD - Distribution - Zone 1 - 5QU CoRE ¦ 1QU LoRE | Red Flag Warning - Catastrophic Fires | 2040 | 2.807e-10 | 2.807e-10 | 16832.3912 | 280.5544 | 10192.2718 | 6359.5651 | 0 | 0 | 2.8936e-07 | 4.7249e-06 | 0 | 4.7249e-06 | 4.7249e-06 | 0 | 4.7249e-06 | 0 | 8.61e-07 | 1.8873e-06 | 0 | 1.8873e-06 | [17 empty] | 7.3.3.17.5 (Remote Grid) Updates to grid topology to minimize risk of ignition in HFTDs Remote GridWLDFRWire-to-wire contactAggregated | WLDFR | HFTD - Distribution - Tier 2 - 3QU CoRE ¦ 4QU LoRE | Non-Red Flag Warning - Destructive Fires | Wire-to-wire contact | Aggregated | 2040 | 2.0796e-07 | 741.5879 | 0.00015422 | 2040 | Mitigation | 0.95 | 45 | 0 | esc | 0.00097009 | 2.0174e-10 | 0.00097009 | 2.0174e-10
[79 empty] | WLDFR | HFTD - Distribution - Zone 1 - 5QU CoRE ¦ 1QU LoRE | Red Flag Warning - Catastrophic Fires | 2041 | 2.807e-10 | 2.807e-10 | 16832.3912 | 280.5544 | 10192.2718 | 6359.5651 | 0 | 0 | 2.8936e-07 | 4.7249e-06 | 0 | 4.7249e-06 | 4.7249e-06 | 0 | 4.7249e-06 | 0 | 0 | 1.8873e-06 | 0 | 1.8873e-06 | [17 empty] | 7.3.3.17.5 (Remote Grid) Updates to grid topology to minimize risk of ignition in HFTDs Remote GridWLDFRWire-to-wire contactAggregated | WLDFR | HFTD - Distribution - Tier 2 - 3QU CoRE ¦ 4QU LoRE | Non-Red Flag Warning - Destructive Fires | Wire-to-wire contact | Aggregated | 2041 | 2.0796e-07 | 741.5879 | 0.00015422 | 2041 | Mitigation | 0.95 | 45 | 0 | esc | 0.00097009 | 2.0174e-10 | 0.00097009 | 2.0174e-10
[79 empty] | WLDFR | HFTD - Distribution - Zone 1 - 5QU CoRE ¦ 1QU LoRE | Red Flag Warning - Catastrophic Fires | 2042 | 2.807e-10 | 2.807e-10 | 16832.3912 | 280.5544 | 10192.2718 | 6359.5651 | 0 | 0 | 2.8936e-07 | 4.7249e-06 | 0 | 4.7249e-06 | 4.7249e-06 | 0 | 4.7249e-06 | 0 | 0 | 0 | 0 | 0 | [17 empty] | 7.3.3.17.5 (Remote Grid) Updates to grid topology to minimize risk of ignition in HFTDs Remote GridWLDFRWire-to-wire contactAggregated | WLDFR | HFTD - Distribution - Tier 2 - 3QU CoRE ¦ 4QU LoRE | Non-Red Flag Warning - Destructive Fires | Wire-to-wire contact | Aggregated | 2042 | 2.0796e-07 | 741.5879 | 0.00015422 | 2042 | Mitigation | 0.95 | 45 | 0 | esc | 0.00097009 | 2.0174e-10 | 0.00097009 | 2.0174e-10
[79 empty] | WLDFR | HFTD - Distribution - Zone 1 - 5QU CoRE ¦ 1QU LoRE | Red Flag Warning - Catastrophic Fires | 2043 | 2.807e-10 | 2.807e-10 | 17672.0852 | 299.42 | 10692.7362 | 6679.929 | 0 | 0 | 2.8936e-07 | 4.9606e-06 | 0 | 4.9606e-06 | 4.9606e-06 | 0 | 4.9606e-06 | 0 | 3.3146e-05 | 0 | 0 | 0 | [17 empty] | 7.3.3.17.5 (Remote Grid) Updates to grid topology to minimize risk of ignition in HFTDs Remote GridWLDFRWire-to-wire contactAggregated | WLDFR | HFTD - Distribution - Tier 2 - 3QU CoRE ¦ 4QU LoRE | Non-Red Flag Warning - Destructive Fires | Wire-to-wire contact | Aggregated | 2043 | 2.0796e-07 | 741.5879 | 0.00015422 | 2043 | Mitigation | 0.95 | 45 | 0 | esc | 0.00097009 | 2.0174e-10 | 0.00097009 | 2.0174e-10
[79 empty] | WLDFR | HFTD - Distribution - Zone 1 - 5QU CoRE ¦ 1QU LoRE | Red Flag Warning - Catastrophic Fires | 2044 | 2.807e-10 | 2.807e-10 | 17672.0852 | 299.42 | 10692.7362 | 6679.929 | 0 | 0 | 2.8936e-07 | 4.9606e-06 | 0 | 4.9606e-06 | 4.9606e-06 | 0 | 4.9606e-06 | 0 | 3.4361e-05 | 7.532e-05 | 0 | 7.532e-05 | [17 empty] | 7.3.3.17.5 (Remote Grid) Updates to grid topology to minimize risk of ignition in HFTDs Remote GridWLDFRWire-to-wire contactAggregated | WLDFR | HFTD - Distribution - Tier 2 - 3QU CoRE ¦ 4QU LoRE | Non-Red Flag Warning - Destructive Fires | Wire-to-wire contact | Aggregated | 2044 | 2.0796e-07 | 741.5879 | 0.00015422 | 2044 | Mitigation | 0.95 | 45 | 0 | esc | 0.00097009 | 2.0174e-10 | 0.00097009 | 2.0174e-10
[79 empty] | WLDFR | HFTD - Distribution - Zone 1 - 5QU CoRE ¦ 1QU LoRE | Red Flag Warning - Catastrophic Fires | 2045 | 2.807e-10 | 2.807e-10 | 17672.0852 | 299.42 | 10692.7362 | 6679.929 | 0 | 0 | 2.8936e-07 | 4.9606e-06 | 0 | 4.9606e-06 | 4.9606e-06 | 0 | 4.9606e-06 | 0 | 3.4361e-05 | 7.532e-05 | 0 | 7.532e-05 | [17 empty] | 7.3.3.17.5 (Remote Grid) Updates to grid topology to minimize risk of ignition in HFTDs Remote GridWLDFRWire-to-wire contactAggregated | WLDFR | HFTD - Distribution - Tier 2 - 3QU CoRE ¦ 4QU LoRE | Non-Red Flag Warning - Destructive Fires | Wire-to-wire contact | Aggregated | 2045 | 2.0796e-07 | 741.5879 | 0.00015422 | 2045 | Mitigation | 0.95 | 45 | 0 | esc | 0.00097009 | 2.0174e-10 | 0.00097009 | 2.0174e-10
[79 empty] | WLDFR | HFTD - Distribution - Zone 1 - 5QU CoRE ¦ 1QU LoRE | Red Flag Warning - Catastrophic Fires | 2046 | 2.807e-10 | 2.807e-10 | 17672.0852 | 299.42 | 10692.7362 | 6679.929 | 0 | 0 | 2.8936e-07 | 4.9606e-06 | 0 | 4.9606e-06 | 4.9606e-06 | 0 | 4.9606e-06 | 0 | 3.4361e-05 | 7.532e-05 | 0 | 7.532e-05 | [17 empty] | 7.3.3.17.5 (Remote Grid) Updates to grid topology to minimize risk of ignition in HFTDs Remote GridWLDFRWire-to-wire contactAggregated | WLDFR | HFTD - Distribution - Tier 2 - 3QU CoRE ¦ 4QU LoRE | Non-Red Flag Warning - Destructive Fires | Wire-to-wire contact | Aggregated | 2046 | 2.0796e-07 | 741.5879 | 0.00015422 | 2046 | Mitigation | 0.95 | 45 | 0 | esc | 0.00097009 | 2.0174e-10 | 0.00097009 | 2.0174e-10
[79 empty] | WLDFR | HFTD - Distribution - Zone 1 - 5QU CoRE ¦ 1QU LoRE | Red Flag Warning - Catastrophic Fires | 2047 | 2.807e-10 | 2.807e-10 | 17672.0852 | 299.42 | 10692.7362 | 6679.929 | 0 | 0 | 2.8936e-07 | 4.9606e-06 | 0 | 4.9606e-06 | 4.9606e-06 | 0 | 4.9606e-06 | 0 | 3.4361e-05 | 7.532e-05 | 0 | 7.532e-05 | [17 empty] | 7.3.3.17.5 (Remote Grid) Updates to grid topology to minimize risk of ignition in HFTDs Remote GridWLDFRWire-to-wire contactAggregated | WLDFR | HFTD - Distribution - Tier 2 - 3QU CoRE ¦ 4QU LoRE | Non-Red Flag Warning - Destructive Fires | Wire-to-wire contact | Aggregated | 2047 | 2.0796e-07 | 741.5879 | 0.00015422 | 2047 | Mitigation | 0.95 | 45 | 0 | esc | 0.00097009 | 2.0174e-10 | 0.00097009 | 2.0174e-10
[79 empty] | WLDFR | HFTD - Distribution - Zone 1 - 5QU CoRE ¦ 1QU LoRE | Red Flag Warning - Catastrophic Fires | 2048 | 2.807e-10 | 2.807e-10 | 18552.3348 | 319.4911 | 11216.5626 | 7016.281 | 0 | 0 | 2.8936e-07 | 5.2077e-06 | 0 | 5.2077e-06 | 5.2077e-06 | 0 | 5.2077e-06 | 0 | 3.4361e-05 | 7.532e-05 | 0 | 7.532e-05 | [17 empty] | 7.3.3.17.5 (Remote Grid) Updates to grid topology to minimize risk of ignition in HFTDs Remote GridWLDFRWire-to-wire contactAggregated | WLDFR | HFTD - Distribution - Tier 2 - 3QU CoRE ¦ 4QU LoRE | Non-Red Flag Warning - Destructive Fires | Wire-to-wire contact | Aggregated | 2048 | 2.0796e-07 | 741.5879 | 0.00015422 | 2048 | Mitigation | 0.95 | 45 | 0 | esc | 0.00097009 | 2.0174e-10 | 0.00097009 | 2.0174e-10
[79 empty] | WLDFR | HFTD - Distribution - Zone 1 - 5QU CoRE ¦ 1QU LoRE | Red Flag Warning - Catastrophic Fires | 2049 | 2.807e-10 | 2.807e-10 | 18552.3348 | 319.4911 | 11216.5626 | 7016.281 | 0 | 0 | 2.8936e-07 | 5.2077e-06 | 0 | 5.2077e-06 | 5.2077e-06 | 0 | 5.2077e-06 | 0 | 3.5892e-05 | 7.8676e-05 | 0 | 7.8676e-05 | [17 empty] | 7.3.3.17.5 (Remote Grid) Updates to grid topology to minimize risk of ignition in HFTDs Remote GridWLDFRWire-to-wire contactAggregated | WLDFR | HFTD - Distribution - Tier 2 - 3QU CoRE ¦ 4QU LoRE | Non-Red Flag Warning - Destructive Fires | Wire-to-wire contact | Aggregated | 2049 | 2.0796e-07 | 741.5879 | 0.00015422 | 2049 | Mitigation | 0.95 | 45 | 0 | esc | 0.00097009 | 2.0174e-10 | 0.00097009 | 2.0174e-10
[79 empty] | WLDFR | HFTD - Distribution - Zone 1 - 5QU CoRE ¦ 1QU LoRE | Red Flag Warning - Catastrophic Fires | 2050 | 2.807e-10 | 2.807e-10 | 18552.3348 | 319.4911 | 11216.5626 | 7016.281 | 0 | 0 | 2.8936e-07 | 5.2077e-06 | 0 | 5.2077e-06 | 5.2077e-06 | 0 | 5.2077e-06 | 0 | 3.5892e-05 | 7.8676e-05 | 0 | 7.8676e-05 | [17 empty] | 7.3.3.17.5 (Remote Grid) Updates to grid topology to minimize risk of ignition in HFTDs Remote GridWLDFRWire-to-wire contactAggregated | WLDFR | HFTD - Distribution - Tier 2 - 3QU CoRE ¦ 4QU LoRE | Non-Red Flag Warning - Destructive Fires | Wire-to-wire contact | Aggregated | 2050 | 2.0796e-07 | 741.5879 | 0.00015422 | 2050 | Mitigation | 0.95 | 45 | 0 | esc | 0.00097009 | 2.0174e-10 | 0.00097009 | 2.0174e-10
[79 empty] | WLDFR | HFTD - Distribution - Zone 1 - 5QU CoRE ¦ 1QU LoRE | Red Flag Warning - Catastrophic Fires | 2051 | 2.807e-10 | 2.807e-10 | 18552.3348 | 319.4911 | 11216.5626 | 7016.281 | 0 | 0 | 2.8936e-07 | 5.2077e-06 | 0 | 5.2077e-06 | 5.2077e-06 | 0 | 5.2077e-06 | 0 | 3.5892e-05 | 7.8676e-05 | 0 | 7.8676e-05 | [17 empty] | 7.3.3.17.5 (Remote Grid) Updates to grid topology to minimize risk of ignition in HFTDs Remote GridWLDFRWire-to-wire contactAggregated | WLDFR | HFTD - Distribution - Tier 2 - 3QU CoRE ¦ 4QU LoRE | Non-Red Flag Warning - Destructive Fires | Wire-to-wire contact | Aggregated | 2051 | 2.0796e-07 | 741.5879 | 0.00015422 | 2051 | Mitigation | 0.95 | 45 | 0 | esc | 0.00097009 | 2.0174e-10 | 0.00097009 | 2.0174e-10
[79 empty] | WLDFR | HFTD - Distribution - Zone 1 - 5QU CoRE ¦ 1QU LoRE | Red Flag Warning - Catastrophic Fires | 2052 | 2.807e-10 | 2.807e-10 | 18552.3348 | 319.4911 | 11216.5626 | 7016.281 | 0 | 0 | 2.8936e-07 | 5.2077e-06 | 0 | 5.2077e-06 | 5.2077e-06 | 0 | 5.2077e-06 | 0 | 3.5892e-05 | 7.8676e-05 | 0 | 7.8676e-05 | [17 empty] | 7.3.3.17.5 (Remote Grid) Updates to grid topology to minimize risk of ignition in HFTDs Remote GridWLDFRWire-to-wire contactAggregated | WLDFR | HFTD - Distribution - Tier 2 - 3QU CoRE ¦ 4QU LoRE | Non-Red Flag Warning - Destructive Fires | Wire-to-wire contact | Aggregated | 2052 | 2.0796e-07 | 741.5879 | 0.00015422 | 2052 | Mitigation | 0.95 | 45 | 0 | esc | 0.00097009 | 2.0174e-10 | 0.00097009 | 2.0174e-10
[79 empty] | WLDFR | HFTD - Distribution - Zone 1 - 5QU CoRE ¦ 1QU LoRE | Red Flag Warning - Catastrophic Fires | 2053 | 2.807e-10 | 2.807e-10 | 19462.1283 | 340.5356 | 11757.1413 | 7364.4514 | 0 | 0 | 2.8936e-07 | 5.463e-06 | 0 | 5.463e-06 | 5.463e-06 | 0 | 5.463e-06 | 0 | 3.5892e-05 | 7.8676e-05 | 0 | 7.8676e-05 | [17 empty] | 7.3.3.17.5 (Remote Grid) Updates to grid topology to minimize risk of ignition in HFTDs Remote GridWLDFRWire-to-wire contactAggregated | WLDFR | HFTD - Distribution - Tier 2 - 3QU CoRE ¦ 4QU LoRE | Non-Red Flag Warning - Destructive Fires | Wire-to-wire contact | Aggregated | 2053 | 2.0796e-07 | 741.5879 | 0.00015422 | 2053 | Mitigation | 0.95 | 45 | 0 | esc | 0.00097009 | 2.0174e-10 | 0.00097009 | 2.0174e-10
[79 empty] | WLDFR | HFTD - Distribution - Zone 1 - 5QU CoRE ¦ 1QU LoRE | Red Flag Warning - Catastrophic Fires | 2054 | 2.807e-10 | 2.807e-10 | 19462.1283 | 340.5356 | 11757.1413 | 7364.4514 | 0 | 0 | 2.8936e-07 | 5.463e-06 | 0 | 5.463e-06 | 5.463e-06 | 0 | 5.463e-06 | 0 | 3.7593e-05 | 8.2405e-05 | 0 | 8.2405e-05 | [17 empty] | 7.3.3.17.5 (Remote Grid) Updates to grid topology to minimize risk of ignition in HFTDs Remote GridWLDFRWire-to-wire contactAggregated | WLDFR | HFTD - Distribution - Tier 2 - 3QU CoRE ¦ 4QU LoRE | Non-Red Flag Warning - Destructive Fires | Wire-to-wire contact | Aggregated | 2054 | 2.0796e-07 | 741.5879 | 0.00015422 | 2054 | Mitigation | 0.95 | 45 | 0 | esc | 0.00097009 | 2.0174e-10 | 0.00097009 | 2.0174e-10
[79 empty] | WLDFR | HFTD - Distribution - Zone 1 - 5QU CoRE ¦ 1QU LoRE | Red Flag Warning - Catastrophic Fires | 2055 | 2.807e-10 | 2.807e-10 | 19462.1283 | 340.5356 | 11757.1413 | 7364.4514 | 0 | 0 | 2.8936e-07 | 5.463e-06 | 0 | 5.463e-06 | 5.463e-06 | 0 | 5.463e-06 | 0 | 3.7593e-05 | 8.2405e-05 | 0 | 8.2405e-05 | [17 empty] | 7.3.3.17.5 (Remote Grid) Updates to grid topology to minimize risk of ignition in HFTDs Remote GridWLDFRWire-to-wire contactAggregated | WLDFR | HFTD - Distribution - Tier 2 - 3QU CoRE ¦ 4QU LoRE | Non-Red Flag Warning - Destructive Fires | Wire-to-wire contact | Aggregated | 2055 | 2.0796e-07 | 741.5879 | 0.00015422 | 2055 | Mitigation | 0.95 | 45 | 0 | esc | 0.00097009 | 2.0174e-10 | 0.00097009 | 2.0174e-10
[79 empty] | WLDFR | HFTD - Distribution - Zone 1 - 5QU CoRE ¦ 1QU LoRE | Red Flag Warning - Catastrophic Fires | 2056 | 2.807e-10 | 2.807e-10 | 19462.1283 | 340.5356 | 11757.1413 | 7364.4514 | 0 | 0 | 2.8936e-07 | 5.463e-06 | 0 | 5.463e-06 | 5.463e-06 | 0 | 5.463e-06 | 0 | 3.7593e-05 | 8.2405e-05 | 0 | 8.2405e-05 | [17 empty] | 7.3.3.17.5 (Remote Grid) Updates to grid topology to minimize risk of ignition in HFTDs Remote GridWLDFRWire-to-wire contactAggregated | WLDFR | HFTD - Distribution - Tier 2 - 3QU CoRE ¦ 4QU LoRE | Non-Red Flag Warning - Destructive Fires | Wire-to-wire contact | Aggregated | 2056 | 2.0796e-07 | 741.5879 | 0.00015422 | 2056 | Mitigation | 0.95 | 45 | 0 | esc | 0.00097009 | 2.0174e-10 | 0.00097009 | 2.0174e-10
[79 empty] | WLDFR | HFTD - Distribution - Zone 1 - 5QU CoRE ¦ 1QU LoRE | Red Flag Warning - Catastrophic Fires | 2057 | 2.807e-10 | 2.807e-10 | 19462.1283 | 340.5356 | 11757.1413 | 7364.4514 | 0 | 0 | 2.8936e-07 | 5.463e-06 | 0 | 5.463e-06 | 5.463e-06 | 0 | 5.463e-06 | 0 | 3.7593e-05 | 8.2405e-05 | 0 | 8.2405e-05 | [17 empty] | 7.3.3.17.5 (Remote Grid) Updates to grid topology to minimize risk of ignition in HFTDs Remote GridWLDFRWire-to-wire contactAggregated | WLDFR | HFTD - Distribution - Tier 2 - 3QU CoRE ¦ 4QU LoRE | Non-Red Flag Warning - Destructive Fires | Wire-to-wire contact | Aggregated | 2057 | 2.0796e-07 | 741.5879 | 0.00015422 | 2057 | Mitigation | 0.95 | 45 | 0 | esc | 0.00097009 | 2.0174e-10 | 0.00097009 | 2.0174e-10
[79 empty] | WLDFR | HFTD - Distribution - Zone 1 - 5QU CoRE ¦ 1QU LoRE | Red Flag Warning - Catastrophic Fires | 2058 | 2.807e-10 | 2.807e-10 | 20390.4035 | 362.3049 | 12307.8747 | 7720.2238 | 0 | 0 | 2.8936e-07 | 5.7236e-06 | 0 | 5.7236e-06 | 5.7236e-06 | 0 | 5.7236e-06 | 0 | 3.7593e-05 | 8.2405e-05 | 0 | 8.2405e-05 | [17 empty] | 7.3.3.17.5 (Remote Grid) Updates to grid topology to minimize risk of ignition in HFTDs Remote GridWLDFRWire-to-wire contactAggregated | WLDFR | HFTD - Distribution - Tier 2 - 3QU CoRE ¦ 4QU LoRE | Non-Red Flag Warning - Destructive Fires | Wire-to-wire contact | Aggregated | 2058 | 2.0796e-07 | 741.5879 | 0.00015422 | 2058 | Mitigation | 0.95 | 45 | 0 | esc | 0.00097009 | 2.0174e-10 | 0.00097009 | 2.0174e-10
[79 empty] | WLDFR | HFTD - Distribution - Zone 1 - 5QU CoRE ¦ 1QU LoRE | Red Flag Warning - Catastrophic Fires | 2059 | 2.807e-10 | 2.807e-10 | 20390.4035 | 362.3049 | 12307.8747 | 7720.2238 | 0 | 0 | 2.8936e-07 | 5.7236e-06 | 0 | 5.7236e-06 | 5.7236e-06 | 0 | 5.7236e-06 | 0 | 3.944e-05 | 8.6454e-05 | 0 | 8.6454e-05 | [17 empty] | 7.3.3.17.5 (Remote Grid) Updates to grid topology to minimize risk of ignition in HFTDs Remote GridWLDFRWire-to-wire contactAggregated | WLDFR | HFTD - Distribution - Tier 2 - 3QU CoRE ¦ 4QU LoRE | Non-Red Flag Warning - Destructive Fires | Wire-to-wire contact | Aggregated | 2059 | 2.0796e-07 | 741.5879 | 0.00015422 | 2059 | Mitigation | 0.95 | 45 | 0 | esc | 0.00097009 | 2.0174e-10 | 0.00097009 | 2.0174e-10
[79 empty] | WLDFR | HFTD - Distribution - Zone 1 - 5QU CoRE ¦ 1QU LoRE | Red Flag Warning - Catastrophic Fires | 2060 | 2.807e-10 | 2.807e-10 | 20390.4035 | 362.3049 | 12307.8747 | 7720.2238 | 0 | 0 | 2.8936e-07 | 5.7236e-06 | 0 | 5.7236e-06 | 5.7236e-06 | 0 | 5.7236e-06 | 0 | 3.944e-05 | 8.6454e-05 | 0 | 8.6454e-05 | [17 empty] | 7.3.3.17.5 (Remote Grid) Updates to grid topology to minimize risk of ignition in HFTDs Remote GridWLDFRWire-to-wire contactAggregated | WLDFR | HFTD - Distribution - Tier 2 - 3QU CoRE ¦ 4QU LoRE | Non-Red Flag Warning - Destructive Fires | Wire-to-wire contact | Aggregated | 2060 | 2.0796e-07 | 741.5879 | 0.00015422 | 2060 | Mitigation | 0.95 | 45 | 0 | esc | 0.00097009 | 2.0174e-10 | 0.00097009 | 2.0174e-10
[79 empty] | WLDFR | HFTD - Distribution - Zone 1 - 5QU CoRE ¦ 1QU LoRE | Red Flag Warning - Catastrophic Fires | 2061 | 2.807e-10 | 2.807e-10 | 20390.4035 | 362.3049 | 12307.8747 | 7720.2238 | 0 | 0 | 2.8936e-07 | 5.7236e-06 | 0 | 5.7236e-06 | 5.7236e-06 | 0 | 5.7236e-06 | 0 | 3.944e-05 | 8.6454e-05 | 0 | 8.6454e-05 | [17 empty] | 7.3.3.17.5 (Remote Grid) Updates to grid topology to minimize risk of ignition in HFTDs Remote GridWLDFRWire-to-wire contactAggregated | WLDFR | HFTD - Distribution - Tier 2 - 3QU CoRE ¦ 4QU LoRE | Non-Red Flag Warning - Destructive Fires | Wire-to-wire contact | Aggregated | 2061 | 2.0796e-07 | 741.5879 | 0.00015422 | 2061 | Mitigation | 0.95 | 45 | 0 | esc | 0.00097009 | 2.0174e-10 | 0.00097009 | 2.0174e-10
[79 empty] | WLDFR | HFTD - Distribution - Zone 1 - 5QU CoRE ¦ 1QU LoRE | Red Flag Warning - Catastrophic Fires | 2062 | 2.807e-10 | 2.807e-10 | 20390.4035 | 362.3049 | 12307.8747 | 7720.2238 | 0 | 0 | 2.8936e-07 | 5.7236e-06 | 0 | 5.7236e-06 | 5.7236e-06 | 0 | 5.7236e-06 | 0 | 3.944e-05 | 8.6454e-05 | 0 | 8.6454e-05 | [17 empty] | 7.3.3.17.5 (Remote Grid) Updates to grid topology to minimize risk of ignition in HFTDs Remote GridWLDFRWire-to-wire contactAggregated | WLDFR | HFTD - Distribution - Tier 2 - 3QU CoRE ¦ 4QU LoRE | Non-Red Flag Warning - Destructive Fires | Wire-to-wire contact | Aggregated | 2062 | 2.0796e-07 | 741.5879 | 0.00015422 | 2062 | Mitigation | 0.95 | 45 | 0 | esc | 0.00097009 | 2.0174e-10 | 0.00097009 | 2.0174e-10
[79 empty] | WLDFR | HFTD - Distribution - Zone 1 - 5QU CoRE ¦ 1QU LoRE | Red Flag Warning - Catastrophic Fires | 2063 | 2.807e-10 | 2.807e-10 | 21325.9188 | 384.5316 | 12862.0997 | 8079.2876 | 0 | 0 | 2.8936e-07 | 5.9862e-06 | 0 | 5.9862e-06 | 5.9862e-06 | 0 | 5.9862e-06 | 0 | 3.944e-05 | 8.6454e-05 | 0 | 8.6454e-05 | [17 empty] | 7.3.3.17.5 (Remote Grid) Updates to grid topology to minimize risk of ignition in HFTDs Remote GridWLDFRWire-to-wire contactAggregated | WLDFR | HFTD - Distribution - Tier 2 - 3QU CoRE ¦ 4QU LoRE | Non-Red Flag Warning - Destructive Fires | Wire-to-wire contact | Aggregated | 2063 | 2.0796e-07 | 741.5879 | 0.00015422 | 2063 | Mitigation | 0.95 | 45 | 0 | esc | 0.00097009 | 2.0174e-10 | 0.00097009 | 2.0174e-10
[79 empty] | WLDFR | HFTD - Distribution - Zone 1 - 5QU CoRE ¦ 1QU LoRE | Red Flag Warning - Catastrophic Fires | 2064 | 2.807e-10 | 2.807e-10 | 21325.9188 | 384.5316 | 12862.0997 | 8079.2876 | 0 | 0 | 2.8936e-07 | 5.9862e-06 | 0 | 5.9862e-06 | 5.9862e-06 | 0 | 5.9862e-06 | 0 | 4.1408e-05 | 9.0767e-05 | 0 | 9.0767e-05 | [17 empty] | 7.3.3.17.5 (Remote Grid) Updates to grid topology to minimize risk of ignition in HFTDs Remote GridWLDFRWire-to-wire contactAggregated | WLDFR | HFTD - Distribution - Tier 2 - 3QU CoRE ¦ 4QU LoRE | Non-Red Flag Warning - Destructive Fires | Wire-to-wire contact | Aggregated | 2064 | 2.0796e-07 | 741.5879 | 0.00015422 | 2064 | Mitigation | 0.95 | 45 | 0 | esc | 0.00097009 | 2.0174e-10 | 0.00097009 | 2.0174e-10
[79 empty] | WLDFR | HFTD - Distribution - Zone 1 - 5QU CoRE ¦ 1QU LoRE | Red Flag Warning - Catastrophic Fires | 2065 | 2.807e-10 | 2.807e-10 | 21325.9188 | 384.5316 | 12862.0997 | 8079.2876 | 0 | 0 | 2.8936e-07 | 5.9862e-06 | 0 | 5.9862e-06 | 5.9862e-06 | 0 | 5.9862e-06 | 0 | 4.1408e-05 | 9.0767e-05 | 0 | 9.0767e-05 | [17 empty] | 7.3.3.17.5 (Remote Grid) Updates to grid topology to minimize risk of ignition in HFTDs Remote GridWLDFRWire-to-wire contactAggregated | WLDFR | HFTD - Distribution - Tier 2 - 3QU CoRE ¦ 4QU LoRE | Non-Red Flag Warning - Destructive Fires | Wire-to-wire contact | Aggregated | 2065 | 2.0796e-07 | 741.5879 | 0.00015422 | 2065 | Mitigation | 0.95 | 45 | 0 | esc | 0.00097009 | 2.0174e-10 | 0.00097009 | 2.0174e-10
[79 empty] | WLDFR | HFTD - Distribution - Zone 1 - 5QU CoRE ¦ 1QU LoRE | Red Flag Warning - Catastrophic Fires | 2066 | 2.807e-10 | 2.807e-10 | 21325.9188 | 384.5316 | 12862.0997 | 8079.2876 | 0 | 0 | 2.8936e-07 | 5.9862e-06 | 0 | 5.9862e-06 | 5.9862e-06 | 0 | 5.9862e-06 | 0 | 4.1408e-05 | 9.0767e-05 | 0 | 9.0767e-05 | [17 empty] | 7.3.3.17.5 (Remote Grid) Updates to grid topology to minimize risk of ignition in HFTDs Remote GridWLDFRWire-to-wire contactAggregated | WLDFR | HFTD - Distribution - Tier 2 - 3QU CoRE ¦ 4QU LoRE | Non-Red Flag Warning - Destructive Fires | Wire-to-wire contact | Aggregated | 2066 | 2.0796e-07 | 741.5879 | 0.00015422 | 2066 | Mitigation | 0.95 | 45 | 0 | esc | 0.00097009 | 2.0174e-10 | 0.00097009 | 2.0174e-10
[79 empty] | WLDFR | HFTD - Distribution - Zone 1 - 5QU CoRE ¦ 1QU LoRE | Red Flag Warning - Catastrophic Fires | 2067 | 0 | 2.807e-10 | 21325.9188 | 384.5316 | 12862.0997 | 8079.2876 | 0 | 0 | 2.8936e-07 | 0 | 0 | 0 | 5.9862e-06 | 0 | 5.9862e-06 | 0 | 4.1408e-05 | 9.0767e-05 | 0 | 9.0767e-05 | [17 empty] | 7.3.3.17.5 (Remote Grid) Updates to grid topology to minimize risk of ignition in HFTDs Remote GridWLDFRWire-to-wire contactAggregated | WLDFR | HFTD - Distribution - Tier 2 - 3QU CoRE ¦ 4QU LoRE | Non-Red Flag Warning - Destructive Fires | Wire-to-wire contact | Aggregated | 2067 | 2.0796e-07 | 741.5879 | 0.00015422 | 2067 | Mitigation | 0.95 | 45 | 0 | esc | 0 | 0 | 0.00097009 | 2.0174e-10
[79 empty] | WLDFR | HFTD - Distribution - Zone 1 - 5QU CoRE ¦ 1QU LoRE | Red Flag Warning - Destructive Fires | 2022 | 1.2275e-10 | 0 | 8807.9522 | 222.2294 | 8585.7228 | 0 | 0 | 0 | 1.2653e-07 | 1.0812e-06 | 0 | 1.0812e-06 | 0 | 0 | 0 | 0 | 4.1408e-05 | 9.0767e-05 | 0 | 9.0767e-05 | [17 empty] | 7.3.3.17.5 (Remote Grid) Updates to grid topology to minimize risk of ignition in HFTDs Remote GridWLDFRContact from objectAggregated | WLDFR | HFTD - Distribution - Tier 2 - 3QU CoRE ¦ 4QU LoRE | Non-Red Flag Warning - Large Fires | Contact from object | Aggregated | 2022 | 6.5507e-06 | 741.5879 | 0.004858 | 2022 | Mitigation | 0.95 | 45 | 0 | esc | 0.00097009 | 6.3548e-09 | 0 | 0
[79 empty] | WLDFR | HFTD - Distribution - Zone 1 - 5QU CoRE ¦ 1QU LoRE | Red Flag Warning - Destructive Fires | 2023 | 1.2275e-10 | 1.2275e-10 | 9129.7461 | 233.2301 | 8896.516 | 0 | 0 | 0 | 1.2653e-07 | 1.1207e-06 | 0 | 1.1207e-06 | 1.1207e-06 | 0 | 1.1207e-06 | 0 | 4.347e-05 | 9.5288e-05 | 0 | 9.5288e-05 | [17 empty] | 7.3.3.17.5 (Remote Grid) Updates to grid topology to minimize risk of ignition in HFTDs Remote GridWLDFRContact from objectAggregated | WLDFR | HFTD - Distribution - Tier 2 - 3QU CoRE ¦ 4QU LoRE | Non-Red Flag Warning - Large Fires | Contact from object | Aggregated | 2023 | 6.5507e-06 | 741.5879 | 0.004858 | 2023 | Mitigation | 0.95 | 45 | 0 | esc | 0.00097009 | 6.3548e-09 | 0.00097009 | 6.3548e-09
[79 empty] | WLDFR | HFTD - Distribution - Zone 1 - 5QU CoRE ¦ 1QU LoRE | Red Flag Warning - Destructive Fires | 2024 | 1.2275e-10 | 1.2275e-10 | 9129.7461 | 233.2301 | 8896.516 | 0 | 0 | 0 | 1.2653e-07 | 1.1207e-06 | 0 | 1.1207e-06 | 1.1207e-06 | 0 | 1.1207e-06 | 0 | 4.347e-05 | 9.5288e-05 | 0 | 9.5288e-05 | [17 empty] | 7.3.3.17.5 (Remote Grid) Updates to grid topology to minimize risk of ignition in HFTDs Remote GridWLDFRContact from objectAggregated | WLDFR | HFTD - Distribution - Tier 2 - 3QU CoRE ¦ 4QU LoRE | Non-Red Flag Warning - Large Fires | Contact from object | Aggregated | 2024 | 6.5507e-06 | 741.5879 | 0.004858 | 2024 | Mitigation | 0.95 | 45 | 0 | esc | 0.00097009 | 6.3548e-09 | 0.00097009 | 6.3548e-09
[79 empty] | WLDFR | HFTD - Distribution - Zone 1 - 5QU CoRE ¦ 1QU LoRE | Red Flag Warning - Destructive Fires | 2025 | 1.2275e-10 | 1.2275e-10 | 9129.7461 | 233.2301 | 8896.516 | 0 | 0 | 0 | 1.2653e-07 | 1.1207e-06 | 0 | 1.1207e-06 | 1.1207e-06 | 0 | 1.1207e-06 | 0 | 4.347e-05 | 9.5288e-05 | 0 | 9.5288e-05 | [17 empty] | 7.3.3.17.5 (Remote Grid) Updates to grid topology to minimize risk of ignition in HFTDs Remote GridWLDFRContact from objectAggregated | WLDFR | HFTD - Distribution - Tier 2 - 3QU CoRE ¦ 4QU LoRE | Non-Red Flag Warning - Large Fires | Contact from object | Aggregated | 2025 | 6.5507e-06 | 741.5879 | 0.004858 | 2025 | Mitigation | 0.95 | 45 | 0 | esc | 0.00097009 | 6.3548e-09 | 0.00097009 | 6.3548e-09
[79 empty] | WLDFR | HFTD - Distribution - Zone 1 - 5QU CoRE ¦ 1QU LoRE | Red Flag Warning - Destructive Fires | 2026 | 1.2275e-10 | 1.2275e-10 | 9129.7461 | 233.2301 | 8896.516 | 0 | 0 | 0 | 1.2653e-07 | 1.1207e-06 | 0 | 1.1207e-06 | 1.1207e-06 | 0 | 1.1207e-06 | 0 | 4.347e-05 | 9.5288e-05 | 0 | 9.5288e-05 | [17 empty] | 7.3.3.17.5 (Remote Grid) Updates to grid topology to minimize risk of ignition in HFTDs Remote GridWLDFRContact from objectAggregated | WLDFR | HFTD - Distribution - Tier 2 - 3QU CoRE ¦ 4QU LoRE | Non-Red Flag Warning - Large Fires | Contact from object | Aggregated | 2026 | 6.5507e-06 | 741.5879 | 0.004858 | 2026 | Mitigation | 0.95 | 45 | 0 | esc | 0.00097009 | 6.3548e-09 | 0.00097009 | 6.3548e-09
[79 empty] | WLDFR | HFTD - Distribution - Zone 1 - 5QU CoRE ¦ 1QU LoRE | Red Flag Warning - Destructive Fires | 2027 | 1.2275e-10 | 1.2275e-10 | 9129.7461 | 233.2301 | 8896.516 | 0 | 0 | 0 | 1.2653e-07 | 1.1207e-06 | 0 | 1.1207e-06 | 1.1207e-06 | 0 | 1.1207e-06 | 0 | 4.347e-05 | 9.5288e-05 | 0 | 9.5288e-05 | [17 empty] | 7.3.3.17.5 (Remote Grid) Updates to grid topology to minimize risk of ignition in HFTDs Remote GridWLDFRContact from objectAggregated | WLDFR | HFTD - Distribution - Tier 2 - 3QU CoRE ¦ 4QU LoRE | Non-Red Flag Warning - Large Fires | Contact from object | Aggregated | 2027 | 6.5507e-06 | 741.5879 | 0.004858 | 2027 | Mitigation | 0.95 | 45 | 0 | esc | 0.00097009 | 6.3548e-09 | 0.00097009 | 6.3548e-09
[79 empty] | WLDFR | HFTD - Distribution - Zone 1 - 5QU CoRE ¦ 1QU LoRE | Red Flag Warning - Destructive Fires | 2028 | 1.2275e-10 | 1.2275e-10 | 9534.9221 | 247.273 | 9287.6491 | 0 | 0 | 0 | 1.2653e-07 | 1.1704e-06 | 0 | 1.1704e-06 | 1.1704e-06 | 0 | 1.1704e-06 | 0 | 4.5602e-05 | 9.9961e-05 | 0 | 9.9961e-05 | [17 empty] | 7.3.3.17.5 (Remote Grid) Updates to grid topology to minimize risk of ignition in HFTDs Remote GridWLDFRContact from objectAggregated | WLDFR | HFTD - Distribution - Tier 2 - 3QU CoRE ¦ 4QU LoRE | Non-Red Flag Warning - Large Fires | Contact from object | Aggregated | 2028 | 6.5507e-06 | 741.5879 | 0.004858 | 2028 | Mitigation | 0.95 | 45 | 0 | esc | 0.00097009 | 6.3548e-09 | 0.00097009 | 6.3548e-09
[79 empty] | WLDFR | HFTD - Distribution - Zone 1 - 5QU CoRE ¦ 1QU LoRE | Red Flag Warning - Destructive Fires | 2029 | 1.2275e-10 | 1.2275e-10 | 9534.9221 | 247.273 | 9287.6491 | 0 | 0 | 0 | 1.2653e-07 | 1.1704e-06 | 0 | 1.1704e-06 | 1.1704e-06 | 0 | 1.1704e-06 | 0 | 4.5602e-05 | 9.9961e-05 | 0 | 9.9961e-05 | [17 empty] | 7.3.3.17.5 (Remote Grid) Updates to grid topology to minimize risk of ignition in HFTDs Remote GridWLDFRContact from objectAggregated | WLDFR | HFTD - Distribution - Tier 2 - 3QU CoRE ¦ 4QU LoRE | Non-Red Flag Warning - Large Fires | Contact from object | Aggregated | 2029 | 6.5507e-06 | 741.5879 | 0.004858 | 2029 | Mitigation | 0.95 | 45 | 0 | esc | 0.00097009 | 6.3548e-09 | 0.00097009 | 6.3548e-09
[79 empty] | WLDFR | HFTD - Distribution - Zone 1 - 5QU CoRE ¦ 1QU LoRE | Red Flag Warning - Destructive Fires | 2030 | 1.2275e-10 | 1.2275e-10 | 9534.9221 | 247.273 | 9287.6491 | 0 | 0 | 0 | 1.2653e-07 | 1.1704e-06 | 0 | 1.1704e-06 | 1.1704e-06 | 0 | 1.1704e-06 | 0 | 4.5602e-05 | 9.9961e-05 | 0 | 9.9961e-05 | [17 empty] | 7.3.3.17.5 (Remote Grid) Updates to grid topology to minimize risk of ignition in HFTDs Remote GridWLDFRContact from objectAggregated | WLDFR | HFTD - Distribution - Tier 2 - 3QU CoRE ¦ 4QU LoRE | Non-Red Flag Warning - Large Fires | Contact from object | Aggregated | 2030 | 6.5507e-06 | 741.5879 | 0.004858 | 2030 | Mitigation | 0.95 | 45 | 0 | esc | 0.00097009 | 6.3548e-09 | 0.00097009 | 6.3548e-09
[79 empty] | WLDFR | HFTD - Distribution - Zone 1 - 5QU CoRE ¦ 1QU LoRE | Red Flag Warning - Destructive Fires | 2031 | 1.2275e-10 | 1.2275e-10 | 9534.9221 | 247.273 | 9287.6491 | 0 | 0 | 0 | 1.2653e-07 | 1.1704e-06 | 0 | 1.1704e-06 | 1.1704e-06 | 0 | 1.1704e-06 | 0 | 4.5602e-05 | 9.9961e-05 | 0 | 9.9961e-05 | [17 empty] | 7.3.3.17.5 (Remote Grid) Updates to grid topology to minimize risk of ignition in HFTDs Remote GridWLDFRContact from objectAggregated | WLDFR | HFTD - Distribution - Tier 2 - 3QU CoRE ¦ 4QU LoRE | Non-Red Flag Warning - Large Fires | Contact from object | Aggregated | 2031 | 6.5507e-06 | 741.5879 | 0.004858 | 2031 | Mitigation | 0.95 | 45 | 0 | esc | 0.00097009 | 6.3548e-09 | 0.00097009 | 6.3548e-09
[79 empty] | WLDFR | HFTD - Distribution - Zone 1 - 5QU CoRE ¦ 1QU LoRE | Red Flag Warning - Destructive Fires | 2032 | 1.2275e-10 | 1.2275e-10 | 9534.9221 | 247.273 | 9287.6491 | 0 | 0 | 0 | 1.2653e-07 | 1.1704e-06 | 0 | 1.1704e-06 | 1.1704e-06 | 0 | 1.1704e-06 | 0 | 4.5602e-05 | 9.9961e-05 | 0 | 9.9961e-05 | [17 empty] | 7.3.3.17.5 (Remote Grid) Updates to grid topology to minimize risk of ignition in HFTDs Remote GridWLDFRContact from objectAggregated | WLDFR | HFTD - Distribution - Tier 2 - 3QU CoRE ¦ 4QU LoRE | Non-Red Flag Warning - Large Fires | Contact from object | Aggregated | 2032 | 6.5507e-06 | 741.5879 | 0.004858 | 2032 | Mitigation | 0.95 | 45 | 0 | esc | 0.00097009 | 6.3548e-09 | 0.00097009 | 6.3548e-09
[79 empty] | WLDFR | HFTD - Distribution - Zone 1 - 5QU CoRE ¦ 1QU LoRE | Red Flag Warning - Destructive Fires | 2033 | 1.2275e-10 | 1.2275e-10 | 9984.8474 | 263.1074 | 9721.74 | 0 | 0 | 0 | 1.2653e-07 | 1.2256e-06 | 0 | 1.2256e-06 | 1.2256e-06 | 0 | 1.2256e-06 | 0 | 4.7777e-05 | 0.00010473 | 0 | 0.00010473 | [17 empty] | 7.3.3.17.5 (Remote Grid) Updates to grid topology to minimize risk of ignition in HFTDs Remote GridWLDFRContact from objectAggregated | WLDFR | HFTD - Distribution - Tier 2 - 3QU CoRE ¦ 4QU LoRE | Non-Red Flag Warning - Large Fires | Contact from object | Aggregated | 2033 | 6.5507e-06 | 741.5879 | 0.004858 | 2033 | Mitigation | 0.95 | 45 | 0 | esc | 0.00097009 | 6.3548e-09 | 0.00097009 | 6.3548e-09
[79 empty] | WLDFR | HFTD - Distribution - Zone 1 - 5QU CoRE ¦ 1QU LoRE | Red Flag Warning - Destructive Fires | 2034 | 1.2275e-10 | 1.2275e-10 | 9984.8474 | 263.1074 | 9721.74 | 0 | 0 | 0 | 1.2653e-07 | 1.2256e-06 | 0 | 1.2256e-06 | 1.2256e-06 | 0 | 1.2256e-06 | 0 | 4.7777e-05 | 0.00010473 | 0 | 0.00010473 | [17 empty] | 7.3.3.17.5 (Remote Grid) Updates to grid topology to minimize risk of ignition in HFTDs Remote GridWLDFRContact from objectAggregated | WLDFR | HFTD - Distribution - Tier 2 - 3QU CoRE ¦ 4QU LoRE | Non-Red Flag Warning - Large Fires | Contact from object | Aggregated | 2034 | 6.5507e-06 | 741.5879 | 0.004858 | 2034 | Mitigation | 0.95 | 45 | 0 | esc | 0.00097009 | 6.3548e-09 | 0.00097009 | 6.3548e-09
[79 empty] | WLDFR | HFTD - Distribution - Zone 1 - 5QU CoRE ¦ 1QU LoRE | Red Flag Warning - Destructive Fires | 2035 | 1.2275e-10 | 1.2275e-10 | 9984.8474 | 263.1074 | 9721.74 | 0 | 0 | 0 | 1.2653e-07 | 1.2256e-06 | 0 | 1.2256e-06 | 1.2256e-06 | 0 | 1.2256e-06 | 0 | 4.7777e-05 | 0.00010473 | 0 | 0.00010473 | [17 empty] | 7.3.3.17.5 (Remote Grid) Updates to grid topology to minimize risk of ignition in HFTDs Remote GridWLDFRContact from objectAggregated | WLDFR | HFTD - Distribution - Tier 2 - 3QU CoRE ¦ 4QU LoRE | Non-Red Flag Warning - Large Fires | Contact from object | Aggregated | 2035 | 6.5507e-06 | 741.5879 | 0.004858 | 2035 | Mitigation | 0.95 | 45 | 0 | esc | 0.00097009 | 6.3548e-09 | 0.00097009 | 6.3548e-09
[79 empty] | WLDFR | HFTD - Distribution - Zone 1 - 5QU CoRE ¦ 1QU LoRE | Red Flag Warning - Destructive Fires | 2036 | 1.2275e-10 | 1.2275e-10 | 9984.8474 | 263.1074 | 9721.74 | 0 | 0 | 0 | 1.2653e-07 | 1.2256e-06 | 0 | 1.2256e-06 | 1.2256e-06 | 0 | 1.2256e-06 | 0 | 4.7777e-05 | 0.00010473 | 0 | 0.00010473 | [17 empty] | 7.3.3.17.5 (Remote Grid) Updates to grid topology to minimize risk of ignition in HFTDs Remote GridWLDFRContact from objectAggregated | WLDFR | HFTD - Distribution - Tier 2 - 3QU CoRE ¦ 4QU LoRE | Non-Red Flag Warning - Large Fires | Contact from object | Aggregated | 2036 | 6.5507e-06 | 741.5879 | 0.004858 | 2036 | Mitigation | 0.95 | 45 | 0 | esc | 0.00097009 | 6.3548e-09 | 0.00097009 | 6.3548e-09
[79 empty] | WLDFR | HFTD - Distribution - Zone 1 - 5QU CoRE ¦ 1QU LoRE | Red Flag Warning - Destructive Fires | 2037 | 1.2275e-10 | 1.2275e-10 | 9984.8474 | 263.1074 | 9721.74 | 0 | 0 | 0 | 1.2653e-07 | 1.2256e-06 | 0 | 1.2256e-06 | 1.2256e-06 | 0 | 1.2256e-06 | 0 | 4.7777e-05 | 0.00010473 | 0 | 0.00010473 | [17 empty] | 7.3.3.17.5 (Remote Grid) Updates to grid topology to minimize risk of ignition in HFTDs Remote GridWLDFRContact from objectAggregated | WLDFR | HFTD - Distribution - Tier 2 - 3QU CoRE ¦ 4QU LoRE | Non-Red Flag Warning - Large Fires | Contact from object | Aggregated | 2037 | 6.5507e-06 | 741.5879 | 0.004858 | 2037 | Mitigation | 0.95 | 45 | 0 | esc | 0.00097009 | 6.3548e-09 | 0.00097009 | 6.3548e-09
[79 empty] | WLDFR | HFTD - Distribution - Zone 1 - 5QU CoRE ¦ 1QU LoRE | Red Flag Warning - Destructive Fires | 2038 | 1.2275e-10 | 1.2275e-10 | 10472.8261 | 280.5544 | 10192.2718 | 0 | 0 | 0 | 1.2653e-07 | 1.2855e-06 | 0 | 1.2855e-06 | 1.2855e-06 | 0 | 1.2855e-06 | 0 | 4.9969e-05 | 0.00010953 | 0 | 0.00010953 | [17 empty] | 7.3.3.17.5 (Remote Grid) Updates to grid topology to minimize risk of ignition in HFTDs Remote GridWLDFRContact from objectAggregated | WLDFR | HFTD - Distribution - Tier 2 - 3QU CoRE ¦ 4QU LoRE | Non-Red Flag Warning - Large Fires | Contact from object | Aggregated | 2038 | 6.5507e-06 | 741.5879 | 0.004858 | 2038 | Mitigation | 0.95 | 45 | 0 | esc | 0.00097009 | 6.3548e-09 | 0.00097009 | 6.3548e-09
[79 empty] | WLDFR | HFTD - Distribution - Zone 1 - 5QU CoRE ¦ 1QU LoRE | Red Flag Warning - Destructive Fires | 2039 | 1.2275e-10 | 1.2275e-10 | 10472.8261 | 280.5544 | 10192.2718 | 0 | 0 | 0 | 1.2653e-07 | 1.2855e-06 | 0 | 1.2855e-06 | 1.2855e-06 | 0 | 1.2855e-06 | 0 | 4.9969e-05 | 0.00010953 | 0 | 0.00010953 | [17 empty] | 7.3.3.17.5 (Remote Grid) Updates to grid topology to minimize risk of ignition in HFTDs Remote GridWLDFRContact from objectAggregated | WLDFR | HFTD - Distribution - Tier 2 - 3QU CoRE ¦ 4QU LoRE | Non-Red Flag Warning - Large Fires | Contact from object | Aggregated | 2039 | 6.5507e-06 | 741.5879 | 0.004858 | 2039 | Mitigation | 0.95 | 45 | 0 | esc | 0.00097009 | 6.3548e-09 | 0.00097009 | 6.3548e-09
[79 empty] | WLDFR | HFTD - Distribution - Zone 1 - 5QU CoRE ¦ 1QU LoRE | Red Flag Warning - Destructive Fires | 2040 | 1.2275e-10 | 1.2275e-10 | 10472.8261 | 280.5544 | 10192.2718 | 0 | 0 | 0 | 1.2653e-07 | 1.2855e-06 | 0 | 1.2855e-06 | 1.2855e-06 | 0 | 1.2855e-06 | 0 | 4.9969e-05 | 0.00010953 | 0 | 0.00010953 | [17 empty] | 7.3.3.17.5 (Remote Grid) Updates to grid topology to minimize risk of ignition in HFTDs Remote GridWLDFRContact from objectAggregated | WLDFR | HFTD - Distribution - Tier 2 - 3QU CoRE ¦ 4QU LoRE | Non-Red Flag Warning - Large Fires | Contact from object | Aggregated | 2040 | 6.5507e-06 | 741.5879 | 0.004858 | 2040 | Mitigation | 0.95 | 45 | 0 | esc | 0.00097009 | 6.3548e-09 | 0.00097009 | 6.3548e-09
[79 empty] | WLDFR | HFTD - Distribution - Zone 1 - 5QU CoRE ¦ 1QU LoRE | Red Flag Warning - Destructive Fires | 2041 | 1.2275e-10 | 1.2275e-10 | 10472.8261 | 280.5544 | 10192.2718 | 0 | 0 | 0 | 1.2653e-07 | 1.2855e-06 | 0 | 1.2855e-06 | 1.2855e-06 | 0 | 1.2855e-06 | 0 | 4.9969e-05 | 0.00010953 | 0 | 0.00010953 | [17 empty] | 7.3.3.17.5 (Remote Grid) Updates to grid topology to minimize risk of ignition in HFTDs Remote GridWLDFRContact from objectAggregated | WLDFR | HFTD - Distribution - Tier 2 - 3QU CoRE ¦ 4QU LoRE | Non-Red Flag Warning - Large Fires | Contact from object | Aggregated | 2041 | 6.5507e-06 | 741.5879 | 0.004858 | 2041 | Mitigation | 0.95 | 45 | 0 | esc | 0.00097009 | 6.3548e-09 | 0.00097009 | 6.3548e-09
[79 empty] | WLDFR | HFTD - Distribution - Zone 1 - 5QU CoRE ¦ 1QU LoRE | Red Flag Warning - Destructive Fires | 2042 | 1.2275e-10 | 1.2275e-10 | 10472.8261 | 280.5544 | 10192.2718 | 0 | 0 | 0 | 1.2653e-07 | 1.2855e-06 | 0 | 1.2855e-06 | 1.2855e-06 | 0 | 1.2855e-06 | 0 | 4.9969e-05 | 0.00010953 | 0 | 0.00010953 | [17 empty] | 7.3.3.17.5 (Remote Grid) Updates to grid topology to minimize risk of ignition in HFTDs Remote GridWLDFRContact from objectAggregated | WLDFR | HFTD - Distribution - Tier 2 - 3QU CoRE ¦ 4QU LoRE | Non-Red Flag Warning - Large Fires | Contact from object | Aggregated | 2042 | 6.5507e-06 | 741.5879 | 0.004858 | 2042 | Mitigation | 0.95 | 45 | 0 | esc | 0.00097009 | 6.3548e-09 | 0.00097009 | 6.3548e-09
[79 empty] | WLDFR | HFTD - Distribution - Zone 1 - 5QU CoRE ¦ 1QU LoRE | Red Flag Warning - Destructive Fires | 2043 | 1.2275e-10 | 1.2275e-10 | 10992.1562 | 299.42 | 10692.7362 | 0 | 0 | 0 | 1.2653e-07 | 1.3493e-06 | 0 | 1.3493e-06 | 1.3493e-06 | 0 | 1.3493e-06 | 0 | 5.2152e-05 | 0.00011432 | 0 | 0.00011432 | [17 empty] | 7.3.3.17.5 (Remote Grid) Updates to grid topology to minimize risk of ignition in HFTDs Remote GridWLDFRContact from objectAggregated | WLDFR | HFTD - Distribution - Tier 2 - 3QU CoRE ¦ 4QU LoRE | Non-Red Flag Warning - Large Fires | Contact from object | Aggregated | 2043 | 6.5507e-06 | 741.5879 | 0.004858 | 2043 | Mitigation | 0.95 | 45 | 0 | esc | 0.00097009 | 6.3548e-09 | 0.00097009 | 6.3548e-09
[79 empty] | WLDFR | HFTD - Distribution - Zone 1 - 5QU CoRE ¦ 1QU LoRE | Red Flag Warning - Destructive Fires | 2044 | 1.2275e-10 | 1.2275e-10 | 10992.1562 | 299.42 | 10692.7362 | 0 | 0 | 0 | 1.2653e-07 | 1.3493e-06 | 0 | 1.3493e-06 | 1.3493e-06 | 0 | 1.3493e-06 | 0 | 5.2152e-05 | 0.00011432 | 0 | 0.00011432 | [17 empty] | 7.3.3.17.5 (Remote Grid) Updates to grid topology to minimize risk of ignition in HFTDs Remote GridWLDFRContact from objectAggregated | WLDFR | HFTD - Distribution - Tier 2 - 3QU CoRE ¦ 4QU LoRE | Non-Red Flag Warning - Large Fires | Contact from object | Aggregated | 2044 | 6.5507e-06 | 741.5879 | 0.004858 | 2044 | Mitigation | 0.95 | 45 | 0 | esc | 0.00097009 | 6.3548e-09 | 0.00097009 | 6.3548e-09
[79 empty] | WLDFR | HFTD - Distribution - Zone 1 - 5QU CoRE ¦ 1QU LoRE | Red Flag Warning - Destructive Fires | 2045 | 1.2275e-10 | 1.2275e-10 | 10992.1562 | 299.42 | 10692.7362 | 0 | 0 | 0 | 1.2653e-07 | 1.3493e-06 | 0 | 1.3493e-06 | 1.3493e-06 | 0 | 1.3493e-06 | 0 | 5.2152e-05 | 0.00011432 | 0 | 0.00011432 | [17 empty] | 7.3.3.17.5 (Remote Grid) Updates to grid topology to minimize risk of ignition in HFTDs Remote GridWLDFRContact from objectAggregated | WLDFR | HFTD - Distribution - Tier 2 - 3QU CoRE ¦ 4QU LoRE | Non-Red Flag Warning - Large Fires | Contact from object | Aggregated | 2045 | 6.5507e-06 | 741.5879 | 0.004858 | 2045 | Mitigation | 0.95 | 45 | 0 | esc | 0.00097009 | 6.3548e-09 | 0.00097009 | 6.3548e-09
[79 empty] | WLDFR | HFTD - Distribution - Zone 1 - 5QU CoRE ¦ 1QU LoRE | Red Flag Warning - Destructive Fires | 2046 | 1.2275e-10 | 1.2275e-10 | 10992.1562 | 299.42 | 10692.7362 | 0 | 0 | 0 | 1.2653e-07 | 1.3493e-06 | 0 | 1.3493e-06 | 1.3493e-06 | 0 | 1.3493e-06 | 0 | 0 | 0.00011432 | 0 | 0.00011432 | [17 empty] | 7.3.3.17.5 (Remote Grid) Updates to grid topology to minimize risk of ignition in HFTDs Remote GridWLDFRContact from objectAggregated | WLDFR | HFTD - Distribution - Tier 2 - 3QU CoRE ¦ 4QU LoRE | Non-Red Flag Warning - Large Fires | Contact from object | Aggregated | 2046 | 6.5507e-06 | 741.5879 | 0.004858 | 2046 | Mitigation | 0.95 | 45 | 0 | esc | 0.00097009 | 6.3548e-09 | 0.00097009 | 6.3548e-09
[79 empty] | WLDFR | HFTD - Distribution - Zone 1 - 5QU CoRE ¦ 1QU LoRE | Red Flag Warning - Destructive Fires | 2047 | 1.2275e-10 | 1.2275e-10 | 10992.1562 | 299.42 | 10692.7362 | 0 | 0 | 0 | 1.2653e-07 | 1.3493e-06 | 0 | 1.3493e-06 | 1.3493e-06 | 0 | 1.3493e-06 | 0 | 0 | 0 | 0 | 0 | [17 empty] | 7.3.3.17.5 (Remote Grid) Updates to grid topology to minimize risk of ignition in HFTDs Remote GridWLDFRContact from objectAggregated | WLDFR | HFTD - Distribution - Tier 2 - 3QU CoRE ¦ 4QU LoRE | Non-Red Flag Warning - Large Fires | Contact from object | Aggregated | 2047 | 6.5507e-06 | 741.5879 | 0.004858 | 2047 | Mitigation | 0.95 | 45 | 0 | esc | 0.00097009 | 6.3548e-09 | 0.00097009 | 6.3548e-09
[79 empty] | WLDFR | HFTD - Distribution - Zone 1 - 5QU CoRE ¦ 1QU LoRE | Red Flag Warning - Destructive Fires | 2048 | 1.2275e-10 | 1.2275e-10 | 11536.0538 | 319.4911 | 11216.5626 | 0 | 0 | 0 | 1.2653e-07 | 1.416e-06 | 0 | 1.416e-06 | 1.416e-06 | 0 | 1.416e-06 | 0 | 3.3321e-06 | 0 | 0 | 0 | [17 empty] | 7.3.3.17.5 (Remote Grid) Updates to grid topology to minimize risk of ignition in HFTDs Remote GridWLDFRContact from objectAggregated | WLDFR | HFTD - Distribution - Tier 2 - 3QU CoRE ¦ 4QU LoRE | Non-Red Flag Warning - Large Fires | Contact from object | Aggregated | 2048 | 6.5507e-06 | 741.5879 | 0.004858 | 2048 | Mitigation | 0.95 | 45 | 0 | esc | 0.00097009 | 6.3548e-09 | 0.00097009 | 6.3548e-09
[79 empty] | WLDFR | HFTD - Distribution - Zone 1 - 5QU CoRE ¦ 1QU LoRE | Red Flag Warning - Destructive Fires | 2049 | 1.2275e-10 | 1.2275e-10 | 11536.0538 | 319.4911 | 11216.5626 | 0 | 0 | 0 | 1.2653e-07 | 1.416e-06 | 0 | 1.416e-06 | 1.416e-06 | 0 | 1.416e-06 | 0 | 3.4539e-06 | 7.5709e-06 | 0 | 7.5709e-06 | [17 empty] | 7.3.3.17.5 (Remote Grid) Updates to grid topology to minimize risk of ignition in HFTDs Remote GridWLDFRContact from objectAggregated | WLDFR | HFTD - Distribution - Tier 2 - 3QU CoRE ¦ 4QU LoRE | Non-Red Flag Warning - Large Fires | Contact from object | Aggregated | 2049 | 6.5507e-06 | 741.5879 | 0.004858 | 2049 | Mitigation | 0.95 | 45 | 0 | esc | 0.00097009 | 6.3548e-09 | 0.00097009 | 6.3548e-09
[79 empty] | WLDFR | HFTD - Distribution - Zone 1 - 5QU CoRE ¦ 1QU LoRE | Red Flag Warning - Destructive Fires | 2050 | 1.2275e-10 | 1.2275e-10 | 11536.0538 | 319.4911 | 11216.5626 | 0 | 0 | 0 | 1.2653e-07 | 1.416e-06 | 0 | 1.416e-06 | 1.416e-06 | 0 | 1.416e-06 | 0 | 3.4539e-06 | 7.5709e-06 | 0 | 7.5709e-06 | [17 empty] | 7.3.3.17.5 (Remote Grid) Updates to grid topology to minimize risk of ignition in HFTDs Remote GridWLDFRContact from objectAggregated | WLDFR | HFTD - Distribution - Tier 2 - 3QU CoRE ¦ 4QU LoRE | Non-Red Flag Warning - Large Fires | Contact from object | Aggregated | 2050 | 6.5507e-06 | 741.5879 | 0.004858 | 2050 | Mitigation | 0.95 | 45 | 0 | esc | 0.00097009 | 6.3548e-09 | 0.00097009 | 6.3548e-09
[79 empty] | WLDFR | HFTD - Distribution - Zone 1 - 5QU CoRE ¦ 1QU LoRE | Red Flag Warning - Destructive Fires | 2051 | 1.2275e-10 | 1.2275e-10 | 11536.0538 | 319.4911 | 11216.5626 | 0 | 0 | 0 | 1.2653e-07 | 1.416e-06 | 0 | 1.416e-06 | 1.416e-06 | 0 | 1.416e-06 | 0 | 3.4539e-06 | 7.5709e-06 | 0 | 7.5709e-06 | [17 empty] | 7.3.3.17.5 (Remote Grid) Updates to grid topology to minimize risk of ignition in HFTDs Remote GridWLDFRContact from objectAggregated | WLDFR | HFTD - Distribution - Tier 2 - 3QU CoRE ¦ 4QU LoRE | Non-Red Flag Warning - Large Fires | Contact from object | Aggregated | 2051 | 6.5507e-06 | 741.5879 | 0.004858 | 2051 | Mitigation | 0.95 | 45 | 0 | esc | 0.00097009 | 6.3548e-09 | 0.00097009 | 6.3548e-09
[79 empty] | WLDFR | HFTD - Distribution - Zone 1 - 5QU CoRE ¦ 1QU LoRE | Red Flag Warning - Destructive Fires | 2052 | 1.2275e-10 | 1.2275e-10 | 11536.0538 | 319.4911 | 11216.5626 | 0 | 0 | 0 | 1.2653e-07 | 1.416e-06 | 0 | 1.416e-06 | 1.416e-06 | 0 | 1.416e-06 | 0 | 3.4539e-06 | 7.5709e-06 | 0 | 7.5709e-06 | [17 empty] | 7.3.3.17.5 (Remote Grid) Updates to grid topology to minimize risk of ignition in HFTDs Remote GridWLDFRContact from objectAggregated | WLDFR | HFTD - Distribution - Tier 2 - 3QU CoRE ¦ 4QU LoRE | Non-Red Flag Warning - Large Fires | Contact from object | Aggregated | 2052 | 6.5507e-06 | 741.5879 | 0.004858 | 2052 | Mitigation | 0.95 | 45 | 0 | esc | 0.00097009 | 6.3548e-09 | 0.00097009 | 6.3548e-09
[79 empty] | WLDFR | HFTD - Distribution - Zone 1 - 5QU CoRE ¦ 1QU LoRE | Red Flag Warning - Destructive Fires | 2053 | 1.2275e-10 | 1.2275e-10 | 12097.6769 | 340.5356 | 11757.1413 | 0 | 0 | 0 | 1.2653e-07 | 1.485e-06 | 0 | 1.485e-06 | 1.485e-06 | 0 | 1.485e-06 | 0 | 3.4539e-06 | 7.5709e-06 | 0 | 7.5709e-06 | [17 empty] | 7.3.3.17.5 (Remote Grid) Updates to grid topology to minimize risk of ignition in HFTDs Remote GridWLDFRContact from objectAggregated | WLDFR | HFTD - Distribution - Tier 2 - 3QU CoRE ¦ 4QU LoRE | Non-Red Flag Warning - Large Fires | Contact from object | Aggregated | 2053 | 6.5507e-06 | 741.5879 | 0.004858 | 2053 | Mitigation | 0.95 | 45 | 0 | esc | 0.00097009 | 6.3548e-09 | 0.00097009 | 6.3548e-09
[79 empty] | WLDFR | HFTD - Distribution - Zone 1 - 5QU CoRE ¦ 1QU LoRE | Red Flag Warning - Destructive Fires | 2054 | 1.2275e-10 | 1.2275e-10 | 12097.6769 | 340.5356 | 11757.1413 | 0 | 0 | 0 | 1.2653e-07 | 1.485e-06 | 0 | 1.485e-06 | 1.485e-06 | 0 | 1.485e-06 | 0 | 3.6071e-06 | 7.9069e-06 | 0 | 7.9069e-06 | [17 empty] | 7.3.3.17.5 (Remote Grid) Updates to grid topology to minimize risk of ignition in HFTDs Remote GridWLDFRContact from objectAggregated | WLDFR | HFTD - Distribution - Tier 2 - 3QU CoRE ¦ 4QU LoRE | Non-Red Flag Warning - Large Fires | Contact from object | Aggregated | 2054 | 6.5507e-06 | 741.5879 | 0.004858 | 2054 | Mitigation | 0.95 | 45 | 0 | esc | 0.00097009 | 6.3548e-09 | 0.00097009 | 6.3548e-09
[79 empty] | WLDFR | HFTD - Distribution - Zone 1 - 5QU CoRE ¦ 1QU LoRE | Red Flag Warning - Destructive Fires | 2055 | 1.2275e-10 | 1.2275e-10 | 12097.6769 | 340.5356 | 11757.1413 | 0 | 0 | 0 | 1.2653e-07 | 1.485e-06 | 0 | 1.485e-06 | 1.485e-06 | 0 | 1.485e-06 | 0 | 3.6071e-06 | 7.9069e-06 | 0 | 7.9069e-06 | [17 empty] | 7.3.3.17.5 (Remote Grid) Updates to grid topology to minimize risk of ignition in HFTDs Remote GridWLDFRContact from objectAggregated | WLDFR | HFTD - Distribution - Tier 2 - 3QU CoRE ¦ 4QU LoRE | Non-Red Flag Warning - Large Fires | Contact from object | Aggregated | 2055 | 6.5507e-06 | 741.5879 | 0.004858 | 2055 | Mitigation | 0.95 | 45 | 0 | esc | 0.00097009 | 6.3548e-09 | 0.00097009 | 6.3548e-09
[79 empty] | WLDFR | HFTD - Distribution - Zone 1 - 5QU CoRE ¦ 1QU LoRE | Red Flag Warning - Destructive Fires | 2056 | 1.2275e-10 | 1.2275e-10 | 12097.6769 | 340.5356 | 11757.1413 | 0 | 0 | 0 | 1.2653e-07 | 1.485e-06 | 0 | 1.485e-06 | 1.485e-06 | 0 | 1.485e-06 | 0 | 3.6071e-06 | 7.9069e-06 | 0 | 7.9069e-06 | [17 empty] | 7.3.3.17.5 (Remote Grid) Updates to grid topology to minimize risk of ignition in HFTDs Remote GridWLDFRContact from objectAggregated | WLDFR | HFTD - Distribution - Tier 2 - 3QU CoRE ¦ 4QU LoRE | Non-Red Flag Warning - Large Fires | Contact from object | Aggregated | 2056 | 6.5507e-06 | 741.5879 | 0.004858 | 2056 | Mitigation | 0.95 | 45 | 0 | esc | 0.00097009 | 6.3548e-09 | 0.00097009 | 6.3548e-09
[79 empty] | WLDFR | HFTD - Distribution - Zone 1 - 5QU CoRE ¦ 1QU LoRE | Red Flag Warning - Destructive Fires | 2057 | 1.2275e-10 | 1.2275e-10 | 12097.6769 | 340.5356 | 11757.1413 | 0 | 0 | 0 | 1.2653e-07 | 1.485e-06 | 0 | 1.485e-06 | 1.485e-06 | 0 | 1.485e-06 | 0 | 3.6071e-06 | 7.9069e-06 | 0 | 7.9069e-06 | [17 empty] | 7.3.3.17.5 (Remote Grid) Updates to grid topology to minimize risk of ignition in HFTDs Remote GridWLDFRContact from objectAggregated | WLDFR | HFTD - Distribution - Tier 2 - 3QU CoRE ¦ 4QU LoRE | Non-Red Flag Warning - Large Fires | Contact from object | Aggregated | 2057 | 6.5507e-06 | 741.5879 | 0.004858 | 2057 | Mitigation | 0.95 | 45 | 0 | esc | 0.00097009 | 6.3548e-09 | 0.00097009 | 6.3548e-09
[79 empty] | WLDFR | HFTD - Distribution - Zone 1 - 5QU CoRE ¦ 1QU LoRE | Red Flag Warning - Destructive Fires | 2058 | 1.2275e-10 | 1.2275e-10 | 12670.1796 | 362.3049 | 12307.8747 | 0 | 0 | 0 | 1.2653e-07 | 1.5552e-06 | 0 | 1.5552e-06 | 1.5552e-06 | 0 | 1.5552e-06 | 0 | 3.6071e-06 | 7.9069e-06 | 0 | 7.9069e-06 | [17 empty] | 7.3.3.17.5 (Remote Grid) Updates to grid topology to minimize risk of ignition in HFTDs Remote GridWLDFRContact from objectAggregated | WLDFR | HFTD - Distribution - Tier 2 - 3QU CoRE ¦ 4QU LoRE | Non-Red Flag Warning - Large Fires | Contact from object | Aggregated | 2058 | 6.5507e-06 | 741.5879 | 0.004858 | 2058 | Mitigation | 0.95 | 45 | 0 | esc | 0.00097009 | 6.3548e-09 | 0.00097009 | 6.3548e-09
[79 empty] | WLDFR | HFTD - Distribution - Zone 1 - 5QU CoRE ¦ 1QU LoRE | Red Flag Warning - Destructive Fires | 2059 | 1.2275e-10 | 1.2275e-10 | 12670.1796 | 362.3049 | 12307.8747 | 0 | 0 | 0 | 1.2653e-07 | 1.5552e-06 | 0 | 1.5552e-06 | 1.5552e-06 | 0 | 1.5552e-06 | 0 | 3.7773e-06 | 8.28e-06 | 0 | 8.28e-06 | [17 empty] | 7.3.3.17.5 (Remote Grid) Updates to grid topology to minimize risk of ignition in HFTDs Remote GridWLDFRContact from objectAggregated | WLDFR | HFTD - Distribution - Tier 2 - 3QU CoRE ¦ 4QU LoRE | Non-Red Flag Warning - Large Fires | Contact from object | Aggregated | 2059 | 6.5507e-06 | 741.5879 | 0.004858 | 2059 | Mitigation | 0.95 | 45 | 0 | esc | 0.00097009 | 6.3548e-09 | 0.00097009 | 6.3548e-09
[79 empty] | WLDFR | HFTD - Distribution - Zone 1 - 5QU CoRE ¦ 1QU LoRE | Red Flag Warning - Destructive Fires | 2060 | 1.2275e-10 | 1.2275e-10 | 12670.1796 | 362.3049 | 12307.8747 | 0 | 0 | 0 | 1.2653e-07 | 1.5552e-06 | 0 | 1.5552e-06 | 1.5552e-06 | 0 | 1.5552e-06 | 0 | 3.7773e-06 | 8.28e-06 | 0 | 8.28e-06 | [17 empty] | 7.3.3.17.5 (Remote Grid) Updates to grid topology to minimize risk of ignition in HFTDs Remote GridWLDFRContact from objectAggregated | WLDFR | HFTD - Distribution - Tier 2 - 3QU CoRE ¦ 4QU LoRE | Non-Red Flag Warning - Large Fires | Contact from object | Aggregated | 2060 | 6.5507e-06 | 741.5879 | 0.004858 | 2060 | Mitigation | 0.95 | 45 | 0 | esc | 0.00097009 | 6.3548e-09 | 0.00097009 | 6.3548e-09
[79 empty] | WLDFR | HFTD - Distribution - Zone 1 - 5QU CoRE ¦ 1QU LoRE | Red Flag Warning - Destructive Fires | 2061 | 1.2275e-10 | 1.2275e-10 | 12670.1796 | 362.3049 | 12307.8747 | 0 | 0 | 0 | 1.2653e-07 | 1.5552e-06 | 0 | 1.5552e-06 | 1.5552e-06 | 0 | 1.5552e-06 | 0 | 3.7773e-06 | 8.28e-06 | 0 | 8.28e-06 | [17 empty] | 7.3.3.17.5 (Remote Grid) Updates to grid topology to minimize risk of ignition in HFTDs Remote GridWLDFRContact from objectAggregated | WLDFR | HFTD - Distribution - Tier 2 - 3QU CoRE ¦ 4QU LoRE | Non-Red Flag Warning - Large Fires | Contact from object | Aggregated | 2061 | 6.5507e-06 | 741.5879 | 0.004858 | 2061 | Mitigation | 0.95 | 45 | 0 | esc | 0.00097009 | 6.3548e-09 | 0.00097009 | 6.3548e-09
[79 empty] | WLDFR | HFTD - Distribution - Zone 1 - 5QU CoRE ¦ 1QU LoRE | Red Flag Warning - Destructive Fires | 2062 | 1.2275e-10 | 1.2275e-10 | 12670.1796 | 362.3049 | 12307.8747 | 0 | 0 | 0 | 1.2653e-07 | 1.5552e-06 | 0 | 1.5552e-06 | 1.5552e-06 | 0 | 1.5552e-06 | 0 | 3.7773e-06 | 8.28e-06 | 0 | 8.28e-06 | [17 empty] | 7.3.3.17.5 (Remote Grid) Updates to grid topology to minimize risk of ignition in HFTDs Remote GridWLDFRContact from objectAggregated | WLDFR | HFTD - Distribution - Tier 2 - 3QU CoRE ¦ 4QU LoRE | Non-Red Flag Warning - Large Fires | Contact from object | Aggregated | 2062 | 6.5507e-06 | 741.5879 | 0.004858 | 2062 | Mitigation | 0.95 | 45 | 0 | esc | 0.00097009 | 6.3548e-09 | 0.00097009 | 6.3548e-09
[79 empty] | WLDFR | HFTD - Distribution - Zone 1 - 5QU CoRE ¦ 1QU LoRE | Red Flag Warning - Destructive Fires | 2063 | 1.2275e-10 | 1.2275e-10 | 13246.6313 | 384.5316 | 12862.0997 | 0 | 0 | 0 | 1.2653e-07 | 1.626e-06 | 0 | 1.626e-06 | 1.626e-06 | 0 | 1.626e-06 | 0 | 3.7773e-06 | 8.28e-06 | 0 | 8.28e-06 | [17 empty] | 7.3.3.17.5 (Remote Grid) Updates to grid topology to minimize risk of ignition in HFTDs Remote GridWLDFRContact from objectAggregated | WLDFR | HFTD - Distribution - Tier 2 - 3QU CoRE ¦ 4QU LoRE | Non-Red Flag Warning - Large Fires | Contact from object | Aggregated | 2063 | 6.5507e-06 | 741.5879 | 0.004858 | 2063 | Mitigation | 0.95 | 45 | 0 | esc | 0.00097009 | 6.3548e-09 | 0.00097009 | 6.3548e-09
[79 empty] | WLDFR | HFTD - Distribution - Zone 1 - 5QU CoRE ¦ 1QU LoRE | Red Flag Warning - Destructive Fires | 2064 | 1.2275e-10 | 1.2275e-10 | 13246.6313 | 384.5316 | 12862.0997 | 0 | 0 | 0 | 1.2653e-07 | 1.626e-06 | 0 | 1.626e-06 | 1.626e-06 | 0 | 1.626e-06 | 0 | 3.9619e-06 | 8.6847e-06 | 0 | 8.6847e-06 | [17 empty] | 7.3.3.17.5 (Remote Grid) Updates to grid topology to minimize risk of ignition in HFTDs Remote GridWLDFRContact from objectAggregated | WLDFR | HFTD - Distribution - Tier 2 - 3QU CoRE ¦ 4QU LoRE | Non-Red Flag Warning - Large Fires | Contact from object | Aggregated | 2064 | 6.5507e-06 | 741.5879 | 0.004858 | 2064 | Mitigation | 0.95 | 45 | 0 | esc | 0.00097009 | 6.3548e-09 | 0.00097009 | 6.3548e-09
[79 empty] | WLDFR | HFTD - Distribution - Zone 1 - 5QU CoRE ¦ 1QU LoRE | Red Flag Warning - Destructive Fires | 2065 | 1.2275e-10 | 1.2275e-10 | 13246.6313 | 384.5316 | 12862.0997 | 0 | 0 | 0 | 1.2653e-07 | 1.626e-06 | 0 | 1.626e-06 | 1.626e-06 | 0 | 1.626e-06 | 0 | 3.9619e-06 | 8.6847e-06 | 0 | 8.6847e-06 | [17 empty] | 7.3.3.17.5 (Remote Grid) Updates to grid topology to minimize risk of ignition in HFTDs Remote GridWLDFRContact from objectAggregated | WLDFR | HFTD - Distribution - Tier 2 - 3QU CoRE ¦ 4QU LoRE | Non-Red Flag Warning - Large Fires | Contact from object | Aggregated | 2065 | 6.5507e-06 | 741.5879 | 0.004858 | 2065 | Mitigation | 0.95 | 45 | 0 | esc | 0.00097009 | 6.3548e-09 | 0.00097009 | 6.3548e-09
[79 empty] | WLDFR | HFTD - Distribution - Zone 1 - 5QU CoRE ¦ 1QU LoRE | Red Flag Warning - Destructive Fires | 2066 | 1.2275e-10 | 1.2275e-10 | 13246.6313 | 384.5316 | 12862.0997 | 0 | 0 | 0 | 1.2653e-07 | 1.626e-06 | 0 | 1.626e-06 | 1.626e-06 | 0 | 1.626e-06 | 0 | 3.9619e-06 | 8.6847e-06 | 0 | 8.6847e-06 | [17 empty] | 7.3.3.17.5 (Remote Grid) Updates to grid topology to minimize risk of ignition in HFTDs Remote GridWLDFRContact from objectAggregated | WLDFR | HFTD - Distribution - Tier 2 - 3QU CoRE ¦ 4QU LoRE | Non-Red Flag Warning - Large Fires | Contact from object | Aggregated | 2066 | 6.5507e-06 | 741.5879 | 0.004858 | 2066 | Mitigation | 0.95 | 45 | 0 | esc | 0.00097009 | 6.3548e-09 | 0.00097009 | 6.3548e-09
[79 empty] | WLDFR | HFTD - Distribution - Zone 1 - 5QU CoRE ¦ 1QU LoRE | Red Flag Warning - Destructive Fires | 2067 | 0 | 1.2275e-10 | 13246.6313 | 384.5316 | 12862.0997 | 0 | 0 | 0 | 1.2653e-07 | 0 | 0 | 0 | 1.626e-06 | 0 | 1.626e-06 | 0 | 3.9619e-06 | 8.6847e-06 | 0 | 8.6847e-06 | [17 empty] | 7.3.3.17.5 (Remote Grid) Updates to grid topology to minimize risk of ignition in HFTDs Remote GridWLDFRContact from objectAggregated | WLDFR | HFTD - Distribution - Tier 2 - 3QU CoRE ¦ 4QU LoRE | Non-Red Flag Warning - Large Fires | Contact from object | Aggregated | 2067 | 6.5507e-06 | 741.5879 | 0.004858 | 2067 | Mitigation | 0.95 | 45 | 0 | esc | 0 | 0 | 0.00097009 | 6.3548e-09
[79 empty] | WLDFR | HFTD - Distribution - Zone 1 - 5QU CoRE ¦ 1QU LoRE | Red Flag Warning - Large Fires | 2022 | 1.296e-07 | 0 | 5.2406 | 0.69642 | 2.942 | 1.6022 | 0 | 0 | 0.0001336 | 6.7917e-07 | 0 | 6.7917e-07 | 0 | 0 | 0 | 0 | 3.9619e-06 | 8.6847e-06 | 0 | 8.6847e-06 | [17 empty] | 7.3.3.17.5 (Remote Grid) Updates to grid topology to minimize risk of ignition in HFTDs Remote GridWLDFRContaminationAggregated | WLDFR | HFTD - Distribution - Tier 2 - 3QU CoRE ¦ 4QU LoRE | Non-Red Flag Warning - Large Fires | Contamination | Aggregated | 2022 | 1.3188e-07 | 741.5879 | 9.7797e-05 | 2022 | Mitigation | 0.95 | 45 | 0 | esc | 0.00097009 | 1.2793e-10 | 0 | 0
[79 empty] | WLDFR | HFTD - Distribution - Zone 1 - 5QU CoRE ¦ 1QU LoRE | Red Flag Warning - Large Fires | 2023 | 1.296e-07 | 1.296e-07 | 5.475 | 0.71896 | 3.0715 | 1.6846 | 0 | 0 | 0.0001336 | 7.0956e-07 | 0 | 7.0956e-07 | 7.0956e-07 | 0 | 7.0956e-07 | 0 | 4.1584e-06 | 9.1153e-06 | 0 | 9.1153e-06 | [17 empty] | 7.3.3.17.5 (Remote Grid) Updates to grid topology to minimize risk of ignition in HFTDs Remote GridWLDFRContaminationAggregated | WLDFR | HFTD - Distribution - Tier 2 - 3QU CoRE ¦ 4QU LoRE | Non-Red Flag Warning - Large Fires | Contamination | Aggregated | 2023 | 1.3188e-07 | 741.5879 | 9.7797e-05 | 2023 | Mitigation | 0.95 | 45 | 0 | esc | 0.00097009 | 1.2793e-10 | 0.00097009 | 1.2793e-10
[79 empty] | WLDFR | HFTD - Distribution - Zone 1 - 5QU CoRE ¦ 1QU LoRE | Red Flag Warning - Large Fires | 2024 | 1.296e-07 | 1.296e-07 | 5.475 | 0.71896 | 3.0715 | 1.6846 | 0 | 0 | 0.0001336 | 7.0956e-07 | 0 | 7.0956e-07 | 7.0956e-07 | 0 | 7.0956e-07 | 0 | 4.1584e-06 | 9.1153e-06 | 0 | 9.1153e-06 | [17 empty] | 7.3.3.17.5 (Remote Grid) Updates to grid topology to minimize risk of ignition in HFTDs Remote GridWLDFRContaminationAggregated | WLDFR | HFTD - Distribution - Tier 2 - 3QU CoRE ¦ 4QU LoRE | Non-Red Flag Warning - Large Fires | Contamination | Aggregated | 2024 | 1.3188e-07 | 741.5879 | 9.7797e-05 | 2024 | Mitigation | 0.95 | 45 | 0 | esc | 0.00097009 | 1.2793e-10 | 0.00097009 | 1.2793e-10
[79 empty] | WLDFR | HFTD - Distribution - Zone 1 - 5QU CoRE ¦ 1QU LoRE | Red Flag Warning - Large Fires | 2025 | 1.296e-07 | 1.296e-07 | 5.475 | 0.71896 | 3.0715 | 1.6846 | 0 | 0 | 0.0001336 | 7.0956e-07 | 0 | 7.0956e-07 | 7.0956e-07 | 0 | 7.0956e-07 | 0 | 4.1584e-06 | 9.1153e-06 | 0 | 9.1153e-06 | [17 empty] | 7.3.3.17.5 (Remote Grid) Updates to grid topology to minimize risk of ignition in HFTDs Remote GridWLDFRContaminationAggregated | WLDFR | HFTD - Distribution - Tier 2 - 3QU CoRE ¦ 4QU LoRE | Non-Red Flag Warning - Large Fires | Contamination | Aggregated | 2025 | 1.3188e-07 | 741.5879 | 9.7797e-05 | 2025 | Mitigation | 0.95 | 45 | 0 | esc | 0.00097009 | 1.2793e-10 | 0.00097009 | 1.2793e-10
[79 empty] | WLDFR | HFTD - Distribution - Zone 1 - 5QU CoRE ¦ 1QU LoRE | Red Flag Warning - Large Fires | 2026 | 1.296e-07 | 1.296e-07 | 5.475 | 0.71896 | 3.0715 | 1.6846 | 0 | 0 | 0.0001336 | 7.0956e-07 | 0 | 7.0956e-07 | 7.0956e-07 | 0 | 7.0956e-07 | 0 | 4.1584e-06 | 9.1153e-06 | 0 | 9.1153e-06 | [17 empty] | 7.3.3.17.5 (Remote Grid) Updates to grid topology to minimize risk of ignition in HFTDs Remote GridWLDFRContaminationAggregated | WLDFR | HFTD - Distribution - Tier 2 - 3QU CoRE ¦ 4QU LoRE | Non-Red Flag Warning - Large Fires | Contamination | Aggregated | 2026 | 1.3188e-07 | 741.5879 | 9.7797e-05 | 2026 | Mitigation | 0.95 | 45 | 0 | esc | 0.00097009 | 1.2793e-10 | 0.00097009 | 1.2793e-10
[79 empty] | WLDFR | HFTD - Distribution - Zone 1 - 5QU CoRE ¦ 1QU LoRE | Red Flag Warning - Large Fires | 2027 | 1.296e-07 | 1.296e-07 | 5.475 | 0.71896 | 3.0715 | 1.6846 | 0 | 0 | 0.0001336 | 7.0956e-07 | 0 | 7.0956e-07 | 7.0956e-07 | 0 | 7.0956e-07 | 0 | 4.1584e-06 | 9.1153e-06 | 0 | 9.1153e-06 | [17 empty] | 7.3.3.17.5 (Remote Grid) Updates to grid topology to minimize risk of ignition in HFTDs Remote GridWLDFRContaminationAggregated | WLDFR | HFTD - Distribution - Tier 2 - 3QU CoRE ¦ 4QU LoRE | Non-Red Flag Warning - Large Fires | Contamination | Aggregated | 2027 | 1.3188e-07 | 741.5879 | 9.7797e-05 | 2027 | Mitigation | 0.95 | 45 | 0 | esc | 0.00097009 | 1.2793e-10 | 0.00097009 | 1.2793e-10
[79 empty] | WLDFR | HFTD - Distribution - Zone 1 - 5QU CoRE ¦ 1QU LoRE | Red Flag Warning - Large Fires | 2028 | 1.296e-07 | 1.296e-07 | 5.777 | 0.74734 | 3.238 | 1.7917 | 0 | 0 | 0.0001336 | 7.487e-07 | 0 | 7.487e-07 | 7.487e-07 | 0 | 7.487e-07 | 0 | 4.3642e-06 | 9.5664e-06 | 0 | 9.5664e-06 | [17 empty] | 7.3.3.17.5 (Remote Grid) Updates to grid topology to minimize risk of ignition in HFTDs Remote GridWLDFRContaminationAggregated | WLDFR | HFTD - Distribution - Tier 2 - 3QU CoRE ¦ 4QU LoRE | Non-Red Flag Warning - Large Fires | Contamination | Aggregated | 2028 | 1.3188e-07 | 741.5879 | 9.7797e-05 | 2028 | Mitigation | 0.95 | 45 | 0 | esc | 0.00097009 | 1.2793e-10 | 0.00097009 | 1.2793e-10
[79 empty] | WLDFR | HFTD - Distribution - Zone 1 - 5QU CoRE ¦ 1QU LoRE | Red Flag Warning - Large Fires | 2029 | 1.296e-07 | 1.296e-07 | 5.777 | 0.74734 | 3.238 | 1.7917 | 0 | 0 | 0.0001336 | 7.487e-07 | 0 | 7.487e-07 | 7.487e-07 | 0 | 7.487e-07 | 0 | 4.3642e-06 | 9.5664e-06 | 0 | 9.5664e-06 | [17 empty] | 7.3.3.17.5 (Remote Grid) Updates to grid topology to minimize risk of ignition in HFTDs Remote GridWLDFRContaminationAggregated | WLDFR | HFTD - Distribution - Tier 2 - 3QU CoRE ¦ 4QU LoRE | Non-Red Flag Warning - Large Fires | Contamination | Aggregated | 2029 | 1.3188e-07 | 741.5879 | 9.7797e-05 | 2029 | Mitigation | 0.95 | 45 | 0 | esc | 0.00097009 | 1.2793e-10 | 0.00097009 | 1.2793e-10
[79 empty] | WLDFR | HFTD - Distribution - Zone 1 - 5QU CoRE ¦ 1QU LoRE | Red Flag Warning - Large Fires | 2030 | 1.296e-07 | 1.296e-07 | 5.777 | 0.74734 | 3.238 | 1.7917 | 0 | 0 | 0.0001336 | 7.487e-07 | 0 | 7.487e-07 | 7.487e-07 | 0 | 7.487e-07 | 0 | 4.3642e-06 | 9.5664e-06 | 0 | 9.5664e-06 | [17 empty] | 7.3.3.17.5 (Remote Grid) Updates to grid topology to minimize risk of ignition in HFTDs Remote GridWLDFRContaminationAggregated | WLDFR | HFTD - Distribution - Tier 2 - 3QU CoRE ¦ 4QU LoRE | Non-Red Flag Warning - Large Fires | Contamination | Aggregated | 2030 | 1.3188e-07 | 741.5879 | 9.7797e-05 | 2030 | Mitigation | 0.95 | 45 | 0 | esc | 0.00097009 | 1.2793e-10 | 0.00097009 | 1.2793e-10
[79 empty] | WLDFR | HFTD - Distribution - Zone 1 - 5QU CoRE ¦ 1QU LoRE | Red Flag Warning - Large Fires | 2031 | 1.296e-07 | 1.296e-07 | 5.777 | 0.74734 | 3.238 | 1.7917 | 0 | 0 | 0.0001336 | 7.487e-07 | 0 | 7.487e-07 | 7.487e-07 | 0 | 7.487e-07 | 0 | 4.3642e-06 | 9.5664e-06 | 0 | 9.5664e-06 | [17 empty] | 7.3.3.17.5 (Remote Grid) Updates to grid topology to minimize risk of ignition in HFTDs Remote GridWLDFRContaminationAggregated | WLDFR | HFTD - Distribution - Tier 2 - 3QU CoRE ¦ 4QU LoRE | Non-Red Flag Warning - Large Fires | Contamination | Aggregated | 2031 | 1.3188e-07 | 741.5879 | 9.7797e-05 | 2031 | Mitigation | 0.95 | 45 | 0 | esc | 0.00097009 | 1.2793e-10 | 0.00097009 | 1.2793e-10
[79 empty] | WLDFR | HFTD - Distribution - Zone 1 - 5QU CoRE ¦ 1QU LoRE | Red Flag Warning - Large Fires | 2032 | 1.296e-07 | 1.296e-07 | 5.777 | 0.74734 | 3.238 | 1.7917 | 0 | 0 | 0.0001336 | 7.487e-07 | 0 | 7.487e-07 | 7.487e-07 | 0 | 7.487e-07 | 0 | 4.3642e-06 | 9.5664e-06 | 0 | 9.5664e-06 | [17 empty] | 7.3.3.17.5 (Remote Grid) Updates to grid topology to minimize risk of ignition in HFTDs Remote GridWLDFRContaminationAggregated | WLDFR | HFTD - Distribution - Tier 2 - 3QU CoRE ¦ 4QU LoRE | Non-Red Flag Warning - Large Fires | Contamination | Aggregated | 2032 | 1.3188e-07 | 741.5879 | 9.7797e-05 | 2032 | Mitigation | 0.95 | 45 | 0 | esc | 0.00097009 | 1.2793e-10 | 0.00097009 | 1.2793e-10
[79 empty] | WLDFR | HFTD - Distribution - Zone 1 - 5QU CoRE ¦ 1QU LoRE | Red Flag Warning - Large Fires | 2033 | 1.296e-07 | 1.296e-07 | 6.1205 | 0.77885 | 3.4265 | 1.9151 | 0 | 0 | 0.0001336 | 7.9322e-07 | 0 | 7.9322e-07 | 7.9322e-07 | 0 | 7.9322e-07 | 0 | 4.5766e-06 | 1.0032e-05 | 0 | 1.0032e-05 | [17 empty] | 7.3.3.17.5 (Remote Grid) Updates to grid topology to minimize risk of ignition in HFTDs Remote GridWLDFRContaminationAggregated | WLDFR | HFTD - Distribution - Tier 2 - 3QU CoRE ¦ 4QU LoRE | Non-Red Flag Warning - Large Fires | Contamination | Aggregated | 2033 | 1.3188e-07 | 741.5879 | 9.7797e-05 | 2033 | Mitigation | 0.95 | 45 | 0 | esc | 0.00097009 | 1.2793e-10 | 0.00097009 | 1.2793e-10
[79 empty] | WLDFR | HFTD - Distribution - Zone 1 - 5QU CoRE ¦ 1QU LoRE | Red Flag Warning - Large Fires | 2034 | 1.296e-07 | 1.296e-07 | 6.1205 | 0.77885 | 3.4265 | 1.9151 | 0 | 0 | 0.0001336 | 7.9322e-07 | 0 | 7.9322e-07 | 7.9322e-07 | 0 | 7.9322e-07 | 0 | 4.5766e-06 | 1.0032e-05 | 0 | 1.0032e-05 | [17 empty] | 7.3.3.17.5 (Remote Grid) Updates to grid topology to minimize risk of ignition in HFTDs Remote GridWLDFRContaminationAggregated | WLDFR | HFTD - Distribution - Tier 2 - 3QU CoRE ¦ 4QU LoRE | Non-Red Flag Warning - Large Fires | Contamination | Aggregated | 2034 | 1.3188e-07 | 741.5879 | 9.7797e-05 | 2034 | Mitigation | 0.95 | 45 | 0 | esc | 0.00097009 | 1.2793e-10 | 0.00097009 | 1.2793e-10
[79 empty] | WLDFR | HFTD - Distribution - Zone 1 - 5QU CoRE ¦ 1QU LoRE | Red Flag Warning - Large Fires | 2035 | 1.296e-07 | 1.296e-07 | 6.1205 | 0.77885 | 3.4265 | 1.9151 | 0 | 0 | 0.0001336 | 7.9322e-07 | 0 | 7.9322e-07 | 7.9322e-07 | 0 | 7.9322e-07 | 0 | 4.5766e-06 | 1.0032e-05 | 0 | 1.0032e-05 | [17 empty] | 7.3.3.17.5 (Remote Grid) Updates to grid topology to minimize risk of ignition in HFTDs Remote GridWLDFRContaminationAggregated | WLDFR | HFTD - Distribution - Tier 2 - 3QU CoRE ¦ 4QU LoRE | Non-Red Flag Warning - Large Fires | Contamination | Aggregated | 2035 | 1.3188e-07 | 741.5879 | 9.7797e-05 | 2035 | Mitigation | 0.95 | 45 | 0 | esc | 0.00097009 | 1.2793e-10 | 0.00097009 | 1.2793e-10
[79 empty] | WLDFR | HFTD - Distribution - Zone 1 - 5QU CoRE ¦ 1QU LoRE | Red Flag Warning - Large Fires | 2036 | 1.296e-07 | 1.296e-07 | 6.1205 | 0.77885 | 3.4265 | 1.9151 | 0 | 0 | 0.0001336 | 7.9322e-07 | 0 | 7.9322e-07 | 7.9322e-07 | 0 | 7.9322e-07 | 0 | 4.5766e-06 | 1.0032e-05 | 0 | 1.0032e-05 | [17 empty] | 7.3.3.17.5 (Remote Grid) Updates to grid topology to minimize risk of ignition in HFTDs Remote GridWLDFRContaminationAggregated | WLDFR | HFTD - Distribution - Tier 2 - 3QU CoRE ¦ 4QU LoRE | Non-Red Flag Warning - Large Fires | Contamination | Aggregated | 2036 | 1.3188e-07 | 741.5879 | 9.7797e-05 | 2036 | Mitigation | 0.95 | 45 | 0 | esc | 0.00097009 | 1.2793e-10 | 0.00097009 | 1.2793e-10
[79 empty] | WLDFR | HFTD - Distribution - Zone 1 - 5QU CoRE ¦ 1QU LoRE | Red Flag Warning - Large Fires | 2037 | 1.296e-07 | 1.296e-07 | 6.1205 | 0.77885 | 3.4265 | 1.9151 | 0 | 0 | 0.0001336 | 7.9322e-07 | 0 | 7.9322e-07 | 7.9322e-07 | 0 | 7.9322e-07 | 0 | 4.5766e-06 | 1.0032e-05 | 0 | 1.0032e-05 | [17 empty] | 7.3.3.17.5 (Remote Grid) Updates to grid topology to minimize risk of ignition in HFTDs Remote GridWLDFRContaminationAggregated | WLDFR | HFTD - Distribution - Tier 2 - 3QU CoRE ¦ 4QU LoRE | Non-Red Flag Warning - Large Fires | Contamination | Aggregated | 2037 | 1.3188e-07 | 741.5879 | 9.7797e-05 | 2037 | Mitigation | 0.95 | 45 | 0 | esc | 0.00097009 | 1.2793e-10 | 0.00097009 | 1.2793e-10
[79 empty] | WLDFR | HFTD - Distribution - Zone 1 - 5QU CoRE ¦ 1QU LoRE | Red Flag Warning - Large Fires | 2038 | 1.296e-07 | 1.296e-07 | 6.5028 | 0.81304 | 3.6355 | 2.0543 | 0 | 0 | 0.0001336 | 8.4276e-07 | 0 | 8.4276e-07 | 8.4276e-07 | 0 | 8.4276e-07 | 0 | 4.7932e-06 | 1.0507e-05 | 0 | 1.0507e-05 | [17 empty] | 7.3.3.17.5 (Remote Grid) Updates to grid topology to minimize risk of ignition in HFTDs Remote GridWLDFRContaminationAggregated | WLDFR | HFTD - Distribution - Tier 2 - 3QU CoRE ¦ 4QU LoRE | Non-Red Flag Warning - Large Fires | Contamination | Aggregated | 2038 | 1.3188e-07 | 741.5879 | 9.7797e-05 | 2038 | Mitigation | 0.95 | 45 | 0 | esc | 0.00097009 | 1.2793e-10 | 0.00097009 | 1.2793e-10
[79 empty] | WLDFR | HFTD - Distribution - Zone 1 - 5QU CoRE ¦ 1QU LoRE | Red Flag Warning - Large Fires | 2039 | 1.296e-07 | 1.296e-07 | 6.5028 | 0.81304 | 3.6355 | 2.0543 | 0 | 0 | 0.0001336 | 8.4276e-07 | 0 | 8.4276e-07 | 8.4276e-07 | 0 | 8.4276e-07 | 0 | 4.7932e-06 | 1.0507e-05 | 0 | 1.0507e-05 | [17 empty] | 7.3.3.17.5 (Remote Grid) Updates to grid topology to minimize risk of ignition in HFTDs Remote GridWLDFRContaminationAggregated | WLDFR | HFTD - Distribution - Tier 2 - 3QU CoRE ¦ 4QU LoRE | Non-Red Flag Warning - Large Fires | Contamination | Aggregated | 2039 | 1.3188e-07 | 741.5879 | 9.7797e-05 | 2039 | Mitigation | 0.95 | 45 | 0 | esc | 0.00097009 | 1.2793e-10 | 0.00097009 | 1.2793e-10
[79 empty] | WLDFR | HFTD - Distribution - Zone 1 - 5QU CoRE ¦ 1QU LoRE | Red Flag Warning - Large Fires | 2040 | 1.296e-07 | 1.296e-07 | 6.5028 | 0.81304 | 3.6355 | 2.0543 | 0 | 0 | 0.0001336 | 8.4276e-07 | 0 | 8.4276e-07 | 8.4276e-07 | 0 | 8.4276e-07 | 0 | 4.7932e-06 | 1.0507e-05 | 0 | 1.0507e-05 | [17 empty] | 7.3.3.17.5 (Remote Grid) Updates to grid topology to minimize risk of ignition in HFTDs Remote GridWLDFRContaminationAggregated | WLDFR | HFTD - Distribution - Tier 2 - 3QU CoRE ¦ 4QU LoRE | Non-Red Flag Warning - Large Fires | Contamination | Aggregated | 2040 | 1.3188e-07 | 741.5879 | 9.7797e-05 | 2040 | Mitigation | 0.95 | 45 | 0 | esc | 0.00097009 | 1.2793e-10 | 0.00097009 | 1.2793e-10
[79 empty] | WLDFR | HFTD - Distribution - Zone 1 - 5QU CoRE ¦ 1QU LoRE | Red Flag Warning - Large Fires | 2041 | 1.296e-07 | 1.296e-07 | 6.5028 | 0.81304 | 3.6355 | 2.0543 | 0 | 0 | 0.0001336 | 8.4276e-07 | 0 | 8.4276e-07 | 8.4276e-07 | 0 | 8.4276e-07 | 0 | 4.7932e-06 | 1.0507e-05 | 0 | 1.0507e-05 | [17 empty] | 7.3.3.17.5 (Remote Grid) Updates to grid topology to minimize risk of ignition in HFTDs Remote GridWLDFRContaminationAggregated | WLDFR | HFTD - Distribution - Tier 2 - 3QU CoRE ¦ 4QU LoRE | Non-Red Flag Warning - Large Fires | Contamination | Aggregated | 2041 | 1.3188e-07 | 741.5879 | 9.7797e-05 | 2041 | Mitigation | 0.95 | 45 | 0 | esc | 0.00097009 | 1.2793e-10 | 0.00097009 | 1.2793e-10
[79 empty] | WLDFR | HFTD - Distribution - Zone 1 - 5QU CoRE ¦ 1QU LoRE | Red Flag Warning - Large Fires | 2042 | 1.296e-07 | 1.296e-07 | 6.5028 | 0.81304 | 3.6355 | 2.0543 | 0 | 0 | 0.0001336 | 8.4276e-07 | 0 | 8.4276e-07 | 8.4276e-07 | 0 | 8.4276e-07 | 0 | 4.7932e-06 | 1.0507e-05 | 0 | 1.0507e-05 | [17 empty] | 7.3.3.17.5 (Remote Grid) Updates to grid topology to minimize risk of ignition in HFTDs Remote GridWLDFRContaminationAggregated | WLDFR | HFTD - Distribution - Tier 2 - 3QU CoRE ¦ 4QU LoRE | Non-Red Flag Warning - Large Fires | Contamination | Aggregated | 2042 | 1.3188e-07 | 741.5879 | 9.7797e-05 | 2042 | Mitigation | 0.95 | 45 | 0 | esc | 0.00097009 | 1.2793e-10 | 0.00097009 | 1.2793e-10
[79 empty] | WLDFR | HFTD - Distribution - Zone 1 - 5QU CoRE ¦ 1QU LoRE | Red Flag Warning - Large Fires | 2043 | 1.296e-07 | 1.296e-07 | 6.9209 | 0.84944 | 3.8632 | 2.2083 | 0 | 0 | 0.0001336 | 8.9695e-07 | 0 | 8.9695e-07 | 8.9695e-07 | 0 | 8.9695e-07 | 0 | 5.0113e-06 | 1.0985e-05 | 0 | 1.0985e-05 | [17 empty] | 7.3.3.17.5 (Remote Grid) Updates to grid topology to minimize risk of ignition in HFTDs Remote GridWLDFRContaminationAggregated | WLDFR | HFTD - Distribution - Tier 2 - 3QU CoRE ¦ 4QU LoRE | Non-Red Flag Warning - Large Fires | Contamination | Aggregated | 2043 | 1.3188e-07 | 741.5879 | 9.7797e-05 | 2043 | Mitigation | 0.95 | 45 | 0 | esc | 0.00097009 | 1.2793e-10 | 0.00097009 | 1.2793e-10
[79 empty] | WLDFR | HFTD - Distribution - Zone 1 - 5QU CoRE ¦ 1QU LoRE | Red Flag Warning - Large Fires | 2044 | 1.296e-07 | 1.296e-07 | 6.9209 | 0.84944 | 3.8632 | 2.2083 | 0 | 0 | 0.0001336 | 8.9695e-07 | 0 | 8.9695e-07 | 8.9695e-07 | 0 | 8.9695e-07 | 0 | 5.0113e-06 | 1.0985e-05 | 0 | 1.0985e-05 | [17 empty] | 7.3.3.17.5 (Remote Grid) Updates to grid topology to minimize risk of ignition in HFTDs Remote GridWLDFRContaminationAggregated | WLDFR | HFTD - Distribution - Tier 2 - 3QU CoRE ¦ 4QU LoRE | Non-Red Flag Warning - Large Fires | Contamination | Aggregated | 2044 | 1.3188e-07 | 741.5879 | 9.7797e-05 | 2044 | Mitigation | 0.95 | 45 | 0 | esc | 0.00097009 | 1.2793e-10 | 0.00097009 | 1.2793e-10
[79 empty] | WLDFR | HFTD - Distribution - Zone 1 - 5QU CoRE ¦ 1QU LoRE | Red Flag Warning - Large Fires | 2045 | 1.296e-07 | 1.296e-07 | 6.9209 | 0.84944 | 3.8632 | 2.2083 | 0 | 0 | 0.0001336 | 8.9695e-07 | 0 | 8.9695e-07 | 8.9695e-07 | 0 | 8.9695e-07 | 0 | 5.0113e-06 | 1.0985e-05 | 0 | 1.0985e-05 | [17 empty] | 7.3.3.17.5 (Remote Grid) Updates to grid topology to minimize risk of ignition in HFTDs Remote GridWLDFRContaminationAggregated | WLDFR | HFTD - Distribution - Tier 2 - 3QU CoRE ¦ 4QU LoRE | Non-Red Flag Warning - Large Fires | Contamination | Aggregated | 2045 | 1.3188e-07 | 741.5879 | 9.7797e-05 | 2045 | Mitigation | 0.95 | 45 | 0 | esc | 0.00097009 | 1.2793e-10 | 0.00097009 | 1.2793e-10
[79 empty] | WLDFR | HFTD - Distribution - Zone 1 - 5QU CoRE ¦ 1QU LoRE | Red Flag Warning - Large Fires | 2046 | 1.296e-07 | 1.296e-07 | 6.9209 | 0.84944 | 3.8632 | 2.2083 | 0 | 0 | 0.0001336 | 8.9695e-07 | 0 | 8.9695e-07 | 8.9695e-07 | 0 | 8.9695e-07 | 0 | 5.0113e-06 | 1.0985e-05 | 0 | 1.0985e-05 | [17 empty] | 7.3.3.17.5 (Remote Grid) Updates to grid topology to minimize risk of ignition in HFTDs Remote GridWLDFRContaminationAggregated | WLDFR | HFTD - Distribution - Tier 2 - 3QU CoRE ¦ 4QU LoRE | Non-Red Flag Warning - Large Fires | Contamination | Aggregated | 2046 | 1.3188e-07 | 741.5879 | 9.7797e-05 | 2046 | Mitigation | 0.95 | 45 | 0 | esc | 0.00097009 | 1.2793e-10 | 0.00097009 | 1.2793e-10
[79 empty] | WLDFR | HFTD - Distribution - Zone 1 - 5QU CoRE ¦ 1QU LoRE | Red Flag Warning - Large Fires | 2047 | 1.296e-07 | 1.296e-07 | 6.9209 | 0.84944 | 3.8632 | 2.2083 | 0 | 0 | 0.0001336 | 8.9695e-07 | 0 | 8.9695e-07 | 8.9695e-07 | 0 | 8.9695e-07 | 0 | 5.0113e-06 | 1.0985e-05 | 0 | 1.0985e-05 | [17 empty] | 7.3.3.17.5 (Remote Grid) Updates to grid topology to minimize risk of ignition in HFTDs Remote GridWLDFRContaminationAggregated | WLDFR | HFTD - Distribution - Tier 2 - 3QU CoRE ¦ 4QU LoRE | Non-Red Flag Warning - Large Fires | Contamination | Aggregated | 2047 | 1.3188e-07 | 741.5879 | 9.7797e-05 | 2047 | Mitigation | 0.95 | 45 | 0 | esc | 0.00097009 | 1.2793e-10 | 0.00097009 | 1.2793e-10
[79 empty] | WLDFR | HFTD - Distribution - Zone 1 - 5QU CoRE ¦ 1QU LoRE | Red Flag Warning - Large Fires | 2048 | 1.296e-07 | 1.296e-07 | 7.3713 | 0.88759 | 4.1075 | 2.3763 | 0 | 0 | 0.0001336 | 9.5532e-07 | 0 | 9.5532e-07 | 9.5532e-07 | 0 | 9.5532e-07 | 0 | 5.2283e-06 | 1.146e-05 | 0 | 1.146e-05 | [17 empty] | 7.3.3.17.5 (Remote Grid) Updates to grid topology to minimize risk of ignition in HFTDs Remote GridWLDFRContaminationAggregated | WLDFR | HFTD - Distribution - Tier 2 - 3QU CoRE ¦ 4QU LoRE | Non-Red Flag Warning - Large Fires | Contamination | Aggregated | 2048 | 1.3188e-07 | 741.5879 | 9.7797e-05 | 2048 | Mitigation | 0.95 | 45 | 0 | esc | 0.00097009 | 1.2793e-10 | 0.00097009 | 1.2793e-10
[79 empty] | WLDFR | HFTD - Distribution - Zone 1 - 5QU CoRE ¦ 1QU LoRE | Red Flag Warning - Large Fires | 2049 | 1.296e-07 | 1.296e-07 | 7.3713 | 0.88759 | 4.1075 | 2.3763 | 0 | 0 | 0.0001336 | 9.5532e-07 | 0 | 9.5532e-07 | 9.5532e-07 | 0 | 9.5532e-07 | 0 | 5.2283e-06 | 1.146e-05 | 0 | 1.146e-05 | [17 empty] | 7.3.3.17.5 (Remote Grid) Updates to grid topology to minimize risk of ignition in HFTDs Remote GridWLDFRContaminationAggregated | WLDFR | HFTD - Distribution - Tier 2 - 3QU CoRE ¦ 4QU LoRE | Non-Red Flag Warning - Large Fires | Contamination | Aggregated | 2049 | 1.3188e-07 | 741.5879 | 9.7797e-05 | 2049 | Mitigation | 0.95 | 45 | 0 | esc | 0.00097009 | 1.2793e-10 | 0.00097009 | 1.2793e-10
[79 empty] | WLDFR | HFTD - Distribution - Zone 1 - 5QU CoRE ¦ 1QU LoRE | Red Flag Warning - Large Fires | 2050 | 1.296e-07 | 1.296e-07 | 7.3713 | 0.88759 | 4.1075 | 2.3763 | 0 | 0 | 0.0001336 | 9.5532e-07 | 0 | 9.5532e-07 | 9.5532e-07 | 0 | 9.5532e-07 | 0 | 5.2283e-06 | 1.146e-05 | 0 | 1.146e-05 | [17 empty] | 7.3.3.17.5 (Remote Grid) Updates to grid topology to minimize risk of ignition in HFTDs Remote GridWLDFRContaminationAggregated | WLDFR | HFTD - Distribution - Tier 2 - 3QU CoRE ¦ 4QU LoRE | Non-Red Flag Warning - Large Fires | Contamination | Aggregated | 2050 | 1.3188e-07 | 741.5879 | 9.7797e-05 | 2050 | Mitigation | 0.95 | 45 | 0 | esc | 0.00097009 | 1.2793e-10 | 0.00097009 | 1.2793e-10
[79 empty] | WLDFR | HFTD - Distribution - Zone 1 - 5QU CoRE ¦ 1QU LoRE | Red Flag Warning - Large Fires | 2051 | 1.296e-07 | 1.296e-07 | 7.3713 | 0.88759 | 4.1075 | 2.3763 | 0 | 0 | 0.0001336 | 9.5532e-07 | 0 | 9.5532e-07 | 9.5532e-07 | 0 | 9.5532e-07 | 0 | 0 | 1.146e-05 | 0 | 1.146e-05 | [17 empty] | 7.3.3.17.5 (Remote Grid) Updates to grid topology to minimize risk of ignition in HFTDs Remote GridWLDFRContaminationAggregated | WLDFR | HFTD - Distribution - Tier 2 - 3QU CoRE ¦ 4QU LoRE | Non-Red Flag Warning - Large Fires | Contamination | Aggregated | 2051 | 1.3188e-07 | 741.5879 | 9.7797e-05 | 2051 | Mitigation | 0.95 | 45 | 0 | esc | 0.00097009 | 1.2793e-10 | 0.00097009 | 1.2793e-10
[79 empty] | WLDFR | HFTD - Distribution - Zone 1 - 5QU CoRE ¦ 1QU LoRE | Red Flag Warning - Large Fires | 2052 | 1.296e-07 | 1.296e-07 | 7.3713 | 0.88759 | 4.1075 | 2.3763 | 0 | 0 | 0.0001336 | 9.5532e-07 | 0 | 9.5532e-07 | 9.5532e-07 | 0 | 9.5532e-07 | 0 | 0 | 0 | 0 | 0 | [17 empty] | 7.3.3.17.5 (Remote Grid) Updates to grid topology to minimize risk of ignition in HFTDs Remote GridWLDFRContaminationAggregated | WLDFR | HFTD - Distribution - Tier 2 - 3QU CoRE ¦ 4QU LoRE | Non-Red Flag Warning - Large Fires | Contamination | Aggregated | 2052 | 1.3188e-07 | 741.5879 | 9.7797e-05 | 2052 | Mitigation | 0.95 | 45 | 0 | esc | 0.00097009 | 1.2793e-10 | 0.00097009 | 1.2793e-10
[79 empty] | WLDFR | HFTD - Distribution - Zone 1 - 5QU CoRE ¦ 1QU LoRE | Red Flag Warning - Large Fires | 2053 | 1.296e-07 | 1.296e-07 | 7.8503 | 0.92702 | 4.3664 | 2.5569 | 0 | 0 | 0.0001336 | 1.0174e-06 | 0 | 1.0174e-06 | 1.0174e-06 | 0 | 1.0174e-06 | 0 | 1.8696e-07 | 0 | 0 | 0 | [17 empty] | 7.3.3.17.5 (Remote Grid) Updates to grid topology to minimize risk of ignition in HFTDs Remote GridWLDFRContaminationAggregated | WLDFR | HFTD - Distribution - Tier 2 - 3QU CoRE ¦ 4QU LoRE | Non-Red Flag Warning - Large Fires | Contamination | Aggregated | 2053 | 1.3188e-07 | 741.5879 | 9.7797e-05 | 2053 | Mitigation | 0.95 | 45 | 0 | esc | 0.00097009 | 1.2793e-10 | 0.00097009 | 1.2793e-10
[79 empty] | WLDFR | HFTD - Distribution - Zone 1 - 5QU CoRE ¦ 1QU LoRE | Red Flag Warning - Large Fires | 2054 | 1.296e-07 | 1.296e-07 | 7.8503 | 0.92702 | 4.3664 | 2.5569 | 0 | 0 | 0.0001336 | 1.0174e-06 | 0 | 1.0174e-06 | 1.0174e-06 | 0 | 1.0174e-06 | 0 | 1.9532e-07 | 4.2815e-07 | 0 | 4.2815e-07 | [17 empty] | 7.3.3.17.5 (Remote Grid) Updates to grid topology to minimize risk of ignition in HFTDs Remote GridWLDFRContaminationAggregated | WLDFR | HFTD - Distribution - Tier 2 - 3QU CoRE ¦ 4QU LoRE | Non-Red Flag Warning - Large Fires | Contamination | Aggregated | 2054 | 1.3188e-07 | 741.5879 | 9.7797e-05 | 2054 | Mitigation | 0.95 | 45 | 0 | esc | 0.00097009 | 1.2793e-10 | 0.00097009 | 1.2793e-10
[79 empty] | WLDFR | HFTD - Distribution - Zone 1 - 5QU CoRE ¦ 1QU LoRE | Red Flag Warning - Large Fires | 2055 | 1.296e-07 | 1.296e-07 | 7.8503 | 0.92702 | 4.3664 | 2.5569 | 0 | 0 | 0.0001336 | 1.0174e-06 | 0 | 1.0174e-06 | 1.0174e-06 | 0 | 1.0174e-06 | 0 | 1.9532e-07 | 4.2815e-07 | 0 | 4.2815e-07 | [17 empty] | 7.3.3.17.5 (Remote Grid) Updates to grid topology to minimize risk of ignition in HFTDs Remote GridWLDFRContaminationAggregated | WLDFR | HFTD - Distribution - Tier 2 - 3QU CoRE ¦ 4QU LoRE | Non-Red Flag Warning - Large Fires | Contamination | Aggregated | 2055 | 1.3188e-07 | 741.5879 | 9.7797e-05 | 2055 | Mitigation | 0.95 | 45 | 0 | esc | 0.00097009 | 1.2793e-10 | 0.00097009 | 1.2793e-10
[79 empty] | WLDFR | HFTD - Distribution - Zone 1 - 5QU CoRE ¦ 1QU LoRE | Red Flag Warning - Large Fires | 2056 | 1.296e-07 | 1.296e-07 | 7.8503 | 0.92702 | 4.3664 | 2.5569 | 0 | 0 | 0.0001336 | 1.0174e-06 | 0 | 1.0174e-06 | 1.0174e-06 | 0 | 1.0174e-06 | 0 | 1.9532e-07 | 4.2815e-07 | 0 | 4.2815e-07 | [17 empty] | 7.3.3.17.5 (Remote Grid) Updates to grid topology to minimize risk of ignition in HFTDs Remote GridWLDFRContaminationAggregated | WLDFR | HFTD - Distribution - Tier 2 - 3QU CoRE ¦ 4QU LoRE | Non-Red Flag Warning - Large Fires | Contamination | Aggregated | 2056 | 1.3188e-07 | 741.5879 | 9.7797e-05 | 2056 | Mitigation | 0.95 | 45 | 0 | esc | 0.00097009 | 1.2793e-10 | 0.00097009 | 1.2793e-10
[79 empty] | WLDFR | HFTD - Distribution - Zone 1 - 5QU CoRE ¦ 1QU LoRE | Red Flag Warning - Large Fires | 2057 | 1.296e-07 | 1.296e-07 | 7.8503 | 0.92702 | 4.3664 | 2.5569 | 0 | 0 | 0.0001336 | 1.0174e-06 | 0 | 1.0174e-06 | 1.0174e-06 | 0 | 1.0174e-06 | 0 | 1.9532e-07 | 4.2815e-07 | 0 | 4.2815e-07 | [17 empty] | 7.3.3.17.5 (Remote Grid) Updates to grid topology to minimize risk of ignition in HFTDs Remote GridWLDFRContaminationAggregated | WLDFR | HFTD - Distribution - Tier 2 - 3QU CoRE ¦ 4QU LoRE | Non-Red Flag Warning - Large Fires | Contamination | Aggregated | 2057 | 1.3188e-07 | 741.5879 | 9.7797e-05 | 2057 | Mitigation | 0.95 | 45 | 0 | esc | 0.00097009 | 1.2793e-10 | 0.00097009 | 1.2793e-10
[79 empty] | WLDFR | HFTD - Distribution - Zone 1 - 5QU CoRE ¦ 1QU LoRE | Red Flag Warning - Large Fires | 2058 | 1.296e-07 | 1.296e-07 | 8.3524 | 0.96727 | 4.6367 | 2.7484 | 0 | 0 | 0.0001336 | 1.0825e-06 | 0 | 1.0825e-06 | 1.0825e-06 | 0 | 1.0825e-06 | 0 | 1.9532e-07 | 4.2815e-07 | 0 | 4.2815e-07 | [17 empty] | 7.3.3.17.5 (Remote Grid) Updates to grid topology to minimize risk of ignition in HFTDs Remote GridWLDFRContaminationAggregated | WLDFR | HFTD - Distribution - Tier 2 - 3QU CoRE ¦ 4QU LoRE | Non-Red Flag Warning - Large Fires | Contamination | Aggregated | 2058 | 1.3188e-07 | 741.5879 | 9.7797e-05 | 2058 | Mitigation | 0.95 | 45 | 0 | esc | 0.00097009 | 1.2793e-10 | 0.00097009 | 1.2793e-10
[79 empty] | WLDFR | HFTD - Distribution - Zone 1 - 5QU CoRE ¦ 1QU LoRE | Red Flag Warning - Large Fires | 2059 | 1.296e-07 | 1.296e-07 | 8.3524 | 0.96727 | 4.6367 | 2.7484 | 0 | 0 | 0.0001336 | 1.0825e-06 | 0 | 1.0825e-06 | 1.0825e-06 | 0 | 1.0825e-06 | 0 | 2.0609e-07 | 4.5176e-07 | 0 | 4.5176e-07 | [17 empty] | 7.3.3.17.5 (Remote Grid) Updates to grid topology to minimize risk of ignition in HFTDs Remote GridWLDFRContaminationAggregated | WLDFR | HFTD - Distribution - Tier 2 - 3QU CoRE ¦ 4QU LoRE | Non-Red Flag Warning - Large Fires | Contamination | Aggregated | 2059 | 1.3188e-07 | 741.5879 | 9.7797e-05 | 2059 | Mitigation | 0.95 | 45 | 0 | esc | 0.00097009 | 1.2793e-10 | 0.00097009 | 1.2793e-10
[79 empty] | WLDFR | HFTD - Distribution - Zone 1 - 5QU CoRE ¦ 1QU LoRE | Red Flag Warning - Large Fires | 2060 | 1.296e-07 | 1.296e-07 | 8.3524 | 0.96727 | 4.6367 | 2.7484 | 0 | 0 | 0.0001336 | 1.0825e-06 | 0 | 1.0825e-06 | 1.0825e-06 | 0 | 1.0825e-06 | 0 | 2.0609e-07 | 4.5176e-07 | 0 | 4.5176e-07 | [17 empty] | 7.3.3.17.5 (Remote Grid) Updates to grid topology to minimize risk of ignition in HFTDs Remote GridWLDFRContaminationAggregated | WLDFR | HFTD - Distribution - Tier 2 - 3QU CoRE ¦ 4QU LoRE | Non-Red Flag Warning - Large Fires | Contamination | Aggregated | 2060 | 1.3188e-07 | 741.5879 | 9.7797e-05 | 2060 | Mitigation | 0.95 | 45 | 0 | esc | 0.00097009 | 1.2793e-10 | 0.00097009 | 1.2793e-10
[79 empty] | WLDFR | HFTD - Distribution - Zone 1 - 5QU CoRE ¦ 1QU LoRE | Red Flag Warning - Large Fires | 2061 | 1.296e-07 | 1.296e-07 | 8.3524 | 0.96727 | 4.6367 | 2.7484 | 0 | 0 | 0.0001336 | 1.0825e-06 | 0 | 1.0825e-06 | 1.0825e-06 | 0 | 1.0825e-06 | 0 | 2.0609e-07 | 4.5176e-07 | 0 | 4.5176e-07 | [17 empty] | 7.3.3.17.5 (Remote Grid) Updates to grid topology to minimize risk of ignition in HFTDs Remote GridWLDFRContaminationAggregated | WLDFR | HFTD - Distribution - Tier 2 - 3QU CoRE ¦ 4QU LoRE | Non-Red Flag Warning - Large Fires | Contamination | Aggregated | 2061 | 1.3188e-07 | 741.5879 | 9.7797e-05 | 2061 | Mitigation | 0.95 | 45 | 0 | esc | 0.00097009 | 1.2793e-10 | 0.00097009 | 1.2793e-10
[79 empty] | WLDFR | HFTD - Distribution - Zone 1 - 5QU CoRE ¦ 1QU LoRE | Red Flag Warning - Large Fires | 2062 | 1.296e-07 | 1.296e-07 | 8.3524 | 0.96727 | 4.6367 | 2.7484 | 0 | 0 | 0.0001336 | 1.0825e-06 | 0 | 1.0825e-06 | 1.0825e-06 | 0 | 1.0825e-06 | 0 | 2.0609e-07 | 4.5176e-07 | 0 | 4.5176e-07 | [17 empty] | 7.3.3.17.5 (Remote Grid) Updates to grid topology to minimize risk of ignition in HFTDs Remote GridWLDFRContaminationAggregated | WLDFR | HFTD - Distribution - Tier 2 - 3QU CoRE ¦ 4QU LoRE | Non-Red Flag Warning - Large Fires | Contamination | Aggregated | 2062 | 1.3188e-07 | 741.5879 | 9.7797e-05 | 2062 | Mitigation | 0.95 | 45 | 0 | esc | 0.00097009 | 1.2793e-10 | 0.00097009 | 1.2793e-10
[79 empty] | WLDFR | HFTD - Distribution - Zone 1 - 5QU CoRE ¦ 1QU LoRE | Red Flag Warning - Large Fires | 2063 | 1.296e-07 | 1.296e-07 | 8.872 | 1.0079 | 4.9153 | 2.9488 | 0 | 0 | 0.0001336 | 1.1498e-06 | 0 | 1.1498e-06 | 1.1498e-06 | 0 | 1.1498e-06 | 0 | 2.0609e-07 | 4.5176e-07 | 0 | 4.5176e-07 | [17 empty] | 7.3.3.17.5 (Remote Grid) Updates to grid topology to minimize risk of ignition in HFTDs Remote GridWLDFRContaminationAggregated | WLDFR | HFTD - Distribution - Tier 2 - 3QU CoRE ¦ 4QU LoRE | Non-Red Flag Warning - Large Fires | Contamination | Aggregated | 2063 | 1.3188e-07 | 741.5879 | 9.7797e-05 | 2063 | Mitigation | 0.95 | 45 | 0 | esc | 0.00097009 | 1.2793e-10 | 0.00097009 | 1.2793e-10
[79 empty] | WLDFR | HFTD - Distribution - Zone 1 - 5QU CoRE ¦ 1QU LoRE | Red Flag Warning - Large Fires | 2064 | 1.296e-07 | 1.296e-07 | 8.872 | 1.0079 | 4.9153 | 2.9488 | 0 | 0 | 0.0001336 | 1.1498e-06 | 0 | 1.1498e-06 | 1.1498e-06 | 0 | 1.1498e-06 | 0 | 2.1835e-07 | 4.7863e-07 | 0 | 4.7863e-07 | [17 empty] | 7.3.3.17.5 (Remote Grid) Updates to grid topology to minimize risk of ignition in HFTDs Remote GridWLDFRContaminationAggregated | WLDFR | HFTD - Distribution - Tier 2 - 3QU CoRE ¦ 4QU LoRE | Non-Red Flag Warning - Large Fires | Contamination | Aggregated | 2064 | 1.3188e-07 | 741.5879 | 9.7797e-05 | 2064 | Mitigation | 0.95 | 45 | 0 | esc | 0.00097009 | 1.2793e-10 | 0.00097009 | 1.2793e-10
[79 empty] | WLDFR | HFTD - Distribution - Zone 1 - 5QU CoRE ¦ 1QU LoRE | Red Flag Warning - Large Fires | 2065 | 1.296e-07 | 1.296e-07 | 8.872 | 1.0079 | 4.9153 | 2.9488 | 0 | 0 | 0.0001336 | 1.1498e-06 | 0 | 1.1498e-06 | 1.1498e-06 | 0 | 1.1498e-06 | 0 | 2.1835e-07 | 4.7863e-07 | 0 | 4.7863e-07 | [17 empty] | 7.3.3.17.5 (Remote Grid) Updates to grid topology to minimize risk of ignition in HFTDs Remote GridWLDFRContaminationAggregated | WLDFR | HFTD - Distribution - Tier 2 - 3QU CoRE ¦ 4QU LoRE | Non-Red Flag Warning - Large Fires | Contamination | Aggregated | 2065 | 1.3188e-07 | 741.5879 | 9.7797e-05 | 2065 | Mitigation | 0.95 | 45 | 0 | esc | 0.00097009 | 1.2793e-10 | 0.00097009 | 1.2793e-10
[79 empty] | WLDFR | HFTD - Distribution - Zone 1 - 5QU CoRE ¦ 1QU LoRE | Red Flag Warning - Large Fires | 2066 | 1.296e-07 | 1.296e-07 | 8.872 | 1.0079 | 4.9153 | 2.9488 | 0 | 0 | 0.0001336 | 1.1498e-06 | 0 | 1.1498e-06 | 1.1498e-06 | 0 | 1.1498e-06 | 0 | 2.1835e-07 | 4.7863e-07 | 0 | 4.7863e-07 | [17 empty] | 7.3.3.17.5 (Remote Grid) Updates to grid topology to minimize risk of ignition in HFTDs Remote GridWLDFRContaminationAggregated | WLDFR | HFTD - Distribution - Tier 2 - 3QU CoRE ¦ 4QU LoRE | Non-Red Flag Warning - Large Fires | Contamination | Aggregated | 2066 | 1.3188e-07 | 741.5879 | 9.7797e-05 | 2066 | Mitigation | 0.95 | 45 | 0 | esc | 0.00097009 | 1.2793e-10 | 0.00097009 | 1.2793e-10
[79 empty] | WLDFR | HFTD - Distribution - Zone 1 - 5QU CoRE ¦ 1QU LoRE | Red Flag Warning - Large Fires | 2067 | 0 | 1.296e-07 | 8.872 | 1.0079 | 4.9153 | 2.9488 | 0 | 0 | 0.0001336 | 0 | 0 | 0 | 1.1498e-06 | 0 | 1.1498e-06 | 0 | 2.1835e-07 | 4.7863e-07 | 0 | 4.7863e-07 | [17 empty] | 7.3.3.17.5 (Remote Grid) Updates to grid topology to minimize risk of ignition in HFTDs Remote GridWLDFRContaminationAggregated | WLDFR | HFTD - Distribution - Tier 2 - 3QU CoRE ¦ 4QU LoRE | Non-Red Flag Warning - Large Fires | Contamination | Aggregated | 2067 | 1.3188e-07 | 741.5879 | 9.7797e-05 | 2067 | Mitigation | 0.95 | 45 | 0 | esc | 0 | 0 | 0.00097009 | 1.2793e-10
[79 empty] | WLDFR | HFTD - Distribution - Zone 1 - 5QU CoRE ¦ 1QU LoRE | Red Flag Warning - Small Fires | 2022 | 1.9094e-06 | 0 | 0.077901 | 0.036425 | 0.0015809 | 0.039895 | 0 | 0 | 0.0021144 | 1.4874e-07 | 0 | 1.4874e-07 | 0 | 0 | 0 | 0 | 2.1835e-07 | 4.7863e-07 | 0 | 4.7863e-07 | [17 empty] | 7.3.3.17.5 (Remote Grid) Updates to grid topology to minimize risk of ignition in HFTDs Remote GridWLDFREquipment / facility failureAggregated | WLDFR | HFTD - Distribution - Tier 2 - 3QU CoRE ¦ 4QU LoRE | Non-Red Flag Warning - Large Fires | Equipment / facility failure | Aggregated | 2022 | 2.4956e-06 | 741.5879 | 0.0018507 | 2022 | Mitigation | 0.95 | 45 | 0 | esc | 0.00097009 | 2.421e-09 | 0 | 0
[79 empty] | WLDFR | HFTD - Distribution - Zone 1 - 5QU CoRE ¦ 1QU LoRE | Red Flag Warning - Small Fires | 2023 | 1.9094e-06 | 1.9094e-06 | 0.080408 | 0.03759 | 0.0016314 | 0.041187 | 0 | 0 | 0.0021144 | 1.5353e-07 | 0 | 1.5353e-07 | 1.5353e-07 | 0 | 1.5353e-07 | 0 | 2.3199e-07 | 5.0852e-07 | 0 | 5.0852e-07 | [17 empty] | 7.3.3.17.5 (Remote Grid) Updates to grid topology to minimize risk of ignition in HFTDs Remote GridWLDFREquipment / facility failureAggregated | WLDFR | HFTD - Distribution - Tier 2 - 3QU CoRE ¦ 4QU LoRE | Non-Red Flag Warning - Large Fires | Equipment / facility failure | Aggregated | 2023 | 2.4956e-06 | 741.5879 | 0.0018507 | 2023 | Mitigation | 0.95 | 45 | 0 | esc | 0.00097009 | 2.421e-09 | 0.00097009 | 2.421e-09
[79 empty] | WLDFR | HFTD - Distribution - Zone 1 - 5QU CoRE ¦ 1QU LoRE | Red Flag Warning - Small Fires | 2024 | 1.9094e-06 | 1.9094e-06 | 0.080408 | 0.03759 | 0.0016314 | 0.041187 | 0 | 0 | 0.0021144 | 1.5353e-07 | 0 | 1.5353e-07 | 1.5353e-07 | 0 | 1.5353e-07 | 0 | 2.3199e-07 | 5.0852e-07 | 0 | 5.0852e-07 | [17 empty] | 7.3.3.17.5 (Remote Grid) Updates to grid topology to minimize risk of ignition in HFTDs Remote GridWLDFREquipment / facility failureAggregated | WLDFR | HFTD - Distribution - Tier 2 - 3QU CoRE ¦ 4QU LoRE | Non-Red Flag Warning - Large Fires | Equipment / facility failure | Aggregated | 2024 | 2.4956e-06 | 741.5879 | 0.0018507 | 2024 | Mitigation | 0.95 | 45 | 0 | esc | 0.00097009 | 2.421e-09 | 0.00097009 | 2.421e-09
[79 empty] | WLDFR | HFTD - Distribution - Zone 1 - 5QU CoRE ¦ 1QU LoRE | Red Flag Warning - Small Fires | 2025 | 1.9094e-06 | 1.9094e-06 | 0.080408 | 0.03759 | 0.0016314 | 0.041187 | 0 | 0 | 0.0021144 | 1.5353e-07 | 0 | 1.5353e-07 | 1.5353e-07 | 0 | 1.5353e-07 | 0 | 2.3199e-07 | 5.0852e-07 | 0 | 5.0852e-07 | [17 empty] | 7.3.3.17.5 (Remote Grid) Updates to grid topology to minimize risk of ignition in HFTDs Remote GridWLDFREquipment / facility failureAggregated | WLDFR | HFTD - Distribution - Tier 2 - 3QU CoRE ¦ 4QU LoRE | Non-Red Flag Warning - Large Fires | Equipment / facility failure | Aggregated | 2025 | 2.4956e-06 | 741.5879 | 0.0018507 | 2025 | Mitigation | 0.95 | 45 | 0 | esc | 0.00097009 | 2.421e-09 | 0.00097009 | 2.421e-09
[79 empty] | WLDFR | HFTD - Distribution - Zone 1 - 5QU CoRE ¦ 1QU LoRE | Red Flag Warning - Small Fires | 2026 | 1.9094e-06 | 1.9094e-06 | 0.080408 | 0.03759 | 0.0016314 | 0.041187 | 0 | 0 | 0.0021144 | 1.5353e-07 | 0 | 1.5353e-07 | 1.5353e-07 | 0 | 1.5353e-07 | 0 | 2.3199e-07 | 5.0852e-07 | 0 | 5.0852e-07 | [17 empty] | 7.3.3.17.5 (Remote Grid) Updates to grid topology to minimize risk of ignition in HFTDs Remote GridWLDFREquipment / facility failureAggregated | WLDFR | HFTD - Distribution - Tier 2 - 3QU CoRE ¦ 4QU LoRE | Non-Red Flag Warning - Large Fires | Equipment / facility failure | Aggregated | 2026 | 2.4956e-06 | 741.5879 | 0.0018507 | 2026 | Mitigation | 0.95 | 45 | 0 | esc | 0.00097009 | 2.421e-09 | 0.00097009 | 2.421e-09
[79 empty] | WLDFR | HFTD - Distribution - Zone 1 - 5QU CoRE ¦ 1QU LoRE | Red Flag Warning - Small Fires | 2027 | 1.9094e-06 | 1.9094e-06 | 0.080408 | 0.03759 | 0.0016314 | 0.041187 | 0 | 0 | 0.0021144 | 1.5353e-07 | 0 | 1.5353e-07 | 1.5353e-07 | 0 | 1.5353e-07 | 0 | 2.3199e-07 | 5.0852e-07 | 0 | 5.0852e-07 | [17 empty] | 7.3.3.17.5 (Remote Grid) Updates to grid topology to minimize risk of ignition in HFTDs Remote GridWLDFREquipment / facility failureAggregated | WLDFR | HFTD - Distribution - Tier 2 - 3QU CoRE ¦ 4QU LoRE | Non-Red Flag Warning - Large Fires | Equipment / facility failure | Aggregated | 2027 | 2.4956e-06 | 741.5879 | 0.0018507 | 2027 | Mitigation | 0.95 | 45 | 0 | esc | 0.00097009 | 2.421e-09 | 0.00097009 | 2.421e-09
[79 empty] | WLDFR | HFTD - Distribution - Zone 1 - 5QU CoRE ¦ 1QU LoRE | Red Flag Warning - Small Fires | 2028 | 1.9094e-06 | 1.9094e-06 | 0.083606 | 0.039055 | 0.001695 | 0.042856 | 0 | 0 | 0.0021144 | 1.5964e-07 | 0 | 1.5964e-07 | 1.5964e-07 | 0 | 1.5964e-07 | 0 | 2.469e-07 | 5.4122e-07 | 0 | 5.4122e-07 | [17 empty] | 7.3.3.17.5 (Remote Grid) Updates to grid topology to minimize risk of ignition in HFTDs Remote GridWLDFREquipment / facility failureAggregated | WLDFR | HFTD - Distribution - Tier 2 - 3QU CoRE ¦ 4QU LoRE | Non-Red Flag Warning - Large Fires | Equipment / facility failure | Aggregated | 2028 | 2.4956e-06 | 741.5879 | 0.0018507 | 2028 | Mitigation | 0.95 | 45 | 0 | esc | 0.00097009 | 2.421e-09 | 0.00097009 | 2.421e-09
[79 empty] | WLDFR | HFTD - Distribution - Zone 1 - 5QU CoRE ¦ 1QU LoRE | Red Flag Warning - Small Fires | 2029 | 1.9094e-06 | 1.9094e-06 | 0.083606 | 0.039055 | 0.001695 | 0.042856 | 0 | 0 | 0.0021144 | 1.5964e-07 | 0 | 1.5964e-07 | 1.5964e-07 | 0 | 1.5964e-07 | 0 | 2.469e-07 | 5.4122e-07 | 0 | 5.4122e-07 | [17 empty] | 7.3.3.17.5 (Remote Grid) Updates to grid topology to minimize risk of ignition in HFTDs Remote GridWLDFREquipment / facility failureAggregated | WLDFR | HFTD - Distribution - Tier 2 - 3QU CoRE ¦ 4QU LoRE | Non-Red Flag Warning - Large Fires | Equipment / facility failure | Aggregated | 2029 | 2.4956e-06 | 741.5879 | 0.0018507 | 2029 | Mitigation | 0.95 | 45 | 0 | esc | 0.00097009 | 2.421e-09 | 0.00097009 | 2.421e-09
[79 empty] | WLDFR | HFTD - Distribution - Zone 1 - 5QU CoRE ¦ 1QU LoRE | Red Flag Warning - Small Fires | 2030 | 1.9094e-06 | 1.9094e-06 | 0.083606 | 0.039055 | 0.001695 | 0.042856 | 0 | 0 | 0.0021144 | 1.5964e-07 | 0 | 1.5964e-07 | 1.5964e-07 | 0 | 1.5964e-07 | 0 | 2.469e-07 | 5.4122e-07 | 0 | 5.4122e-07 | [17 empty] | 7.3.3.17.5 (Remote Grid) Updates to grid topology to minimize risk of ignition in HFTDs Remote GridWLDFREquipment / facility failureAggregated | WLDFR | HFTD - Distribution - Tier 2 - 3QU CoRE ¦ 4QU LoRE | Non-Red Flag Warning - Large Fires | Equipment / facility failure | Aggregated | 2030 | 2.4956e-06 | 741.5879 | 0.0018507 | 2030 | Mitigation | 0.95 | 45 | 0 | esc | 0.00097009 | 2.421e-09 | 0.00097009 | 2.421e-09
[79 empty] | WLDFR | HFTD - Distribution - Zone 1 - 5QU CoRE ¦ 1QU LoRE | Red Flag Warning - Small Fires | 2031 | 1.9094e-06 | 1.9094e-06 | 0.083606 | 0.039055 | 0.001695 | 0.042856 | 0 | 0 | 0.0021144 | 1.5964e-07 | 0 | 1.5964e-07 | 1.5964e-07 | 0 | 1.5964e-07 | 0 | 2.469e-07 | 5.4122e-07 | 0 | 5.4122e-07 | [17 empty] | 7.3.3.17.5 (Remote Grid) Updates to grid topology to minimize risk of ignition in HFTDs Remote GridWLDFREquipment / facility failureAggregated | WLDFR | HFTD - Distribution - Tier 2 - 3QU CoRE ¦ 4QU LoRE | Non-Red Flag Warning - Large Fires | Equipment / facility failure | Aggregated | 2031 | 2.4956e-06 | 741.5879 | 0.0018507 | 2031 | Mitigation | 0.95 | 45 | 0 | esc | 0.00097009 | 2.421e-09 | 0.00097009 | 2.421e-09
[79 empty] | WLDFR | HFTD - Distribution - Zone 1 - 5QU CoRE ¦ 1QU LoRE | Red Flag Warning - Small Fires | 2032 | 1.9094e-06 | 1.9094e-06 | 0.083606 | 0.039055 | 0.001695 | 0.042856 | 0 | 0 | 0.0021144 | 1.5964e-07 | 0 | 1.5964e-07 | 1.5964e-07 | 0 | 1.5964e-07 | 0 | 2.469e-07 | 5.4122e-07 | 0 | 5.4122e-07 | [17 empty] | 7.3.3.17.5 (Remote Grid) Updates to grid topology to minimize risk of ignition in HFTDs Remote GridWLDFREquipment / facility failureAggregated | WLDFR | HFTD - Distribution - Tier 2 - 3QU CoRE ¦ 4QU LoRE | Non-Red Flag Warning - Large Fires | Equipment / facility failure | Aggregated | 2032 | 2.4956e-06 | 741.5879 | 0.0018507 | 2032 | Mitigation | 0.95 | 45 | 0 | esc | 0.00097009 | 2.421e-09 | 0.00097009 | 2.421e-09
[79 empty] | WLDFR | HFTD - Distribution - Zone 1 - 5QU CoRE ¦ 1QU LoRE | Red Flag Warning - Small Fires | 2033 | 1.9094e-06 | 1.9094e-06 | 0.087211 | 0.040679 | 0.0017655 | 0.044766 | 0 | 0 | 0.0021144 | 1.6652e-07 | 0 | 1.6652e-07 | 1.6652e-07 | 0 | 1.6652e-07 | 0 | 2.6297e-07 | 5.7644e-07 | 0 | 5.7644e-07 | [17 empty] | 7.3.3.17.5 (Remote Grid) Updates to grid topology to minimize risk of ignition in HFTDs Remote GridWLDFREquipment / facility failureAggregated | WLDFR | HFTD - Distribution - Tier 2 - 3QU CoRE ¦ 4QU LoRE | Non-Red Flag Warning - Large Fires | Equipment / facility failure | Aggregated | 2033 | 2.4956e-06 | 741.5879 | 0.0018507 | 2033 | Mitigation | 0.95 | 45 | 0 | esc | 0.00097009 | 2.421e-09 | 0.00097009 | 2.421e-09
[79 empty] | WLDFR | HFTD - Distribution - Zone 1 - 5QU CoRE ¦ 1QU LoRE | Red Flag Warning - Small Fires | 2034 | 1.9094e-06 | 1.9094e-06 | 0.087211 | 0.040679 | 0.0017655 | 0.044766 | 0 | 0 | 0.0021144 | 1.6652e-07 | 0 | 1.6652e-07 | 1.6652e-07 | 0 | 1.6652e-07 | 0 | 2.6297e-07 | 5.7644e-07 | 0 | 5.7644e-07 | [17 empty] | 7.3.3.17.5 (Remote Grid) Updates to grid topology to minimize risk of ignition in HFTDs Remote GridWLDFREquipment / facility failureAggregated | WLDFR | HFTD - Distribution - Tier 2 - 3QU CoRE ¦ 4QU LoRE | Non-Red Flag Warning - Large Fires | Equipment / facility failure | Aggregated | 2034 | 2.4956e-06 | 741.5879 | 0.0018507 | 2034 | Mitigation | 0.95 | 45 | 0 | esc | 0.00097009 | 2.421e-09 | 0.00097009 | 2.421e-09
[79 empty] | WLDFR | HFTD - Distribution - Zone 1 - 5QU CoRE ¦ 1QU LoRE | Red Flag Warning - Small Fires | 2035 | 1.9094e-06 | 1.9094e-06 | 0.087211 | 0.040679 | 0.0017655 | 0.044766 | 0 | 0 | 0.0021144 | 1.6652e-07 | 0 | 1.6652e-07 | 1.6652e-07 | 0 | 1.6652e-07 | 0 | 2.6297e-07 | 5.7644e-07 | 0 | 5.7644e-07 | [17 empty] | 7.3.3.17.5 (Remote Grid) Updates to grid topology to minimize risk of ignition in HFTDs Remote GridWLDFREquipment / facility failureAggregated | WLDFR | HFTD - Distribution - Tier 2 - 3QU CoRE ¦ 4QU LoRE | Non-Red Flag Warning - Large Fires | Equipment / facility failure | Aggregated | 2035 | 2.4956e-06 | 741.5879 | 0.0018507 | 2035 | Mitigation | 0.95 | 45 | 0 | esc | 0.00097009 | 2.421e-09 | 0.00097009 | 2.421e-09
[79 empty] | WLDFR | HFTD - Distribution - Zone 1 - 5QU CoRE ¦ 1QU LoRE | Red Flag Warning - Small Fires | 2036 | 1.9094e-06 | 1.9094e-06 | 0.087211 | 0.040679 | 0.0017655 | 0.044766 | 0 | 0 | 0.0021144 | 1.6652e-07 | 0 | 1.6652e-07 | 1.6652e-07 | 0 | 1.6652e-07 | 0 | 2.6297e-07 | 5.7644e-07 | 0 | 5.7644e-07 | [17 empty] | 7.3.3.17.5 (Remote Grid) Updates to grid topology to minimize risk of ignition in HFTDs Remote GridWLDFREquipment / facility failureAggregated | WLDFR | HFTD - Distribution - Tier 2 - 3QU CoRE ¦ 4QU LoRE | Non-Red Flag Warning - Large Fires | Equipment / facility failure | Aggregated | 2036 | 2.4956e-06 | 741.5879 | 0.0018507 | 2036 | Mitigation | 0.95 | 45 | 0 | esc | 0.00097009 | 2.421e-09 | 0.00097009 | 2.421e-09
[79 empty] | WLDFR | HFTD - Distribution - Zone 1 - 5QU CoRE ¦ 1QU LoRE | Red Flag Warning - Small Fires | 2037 | 1.9094e-06 | 1.9094e-06 | 0.087211 | 0.040679 | 0.0017655 | 0.044766 | 0 | 0 | 0.0021144 | 1.6652e-07 | 0 | 1.6652e-07 | 1.6652e-07 | 0 | 1.6652e-07 | 0 | 2.6297e-07 | 5.7644e-07 | 0 | 5.7644e-07 | [17 empty] | 7.3.3.17.5 (Remote Grid) Updates to grid topology to minimize risk of ignition in HFTDs Remote GridWLDFREquipment / facility failureAggregated | WLDFR | HFTD - Distribution - Tier 2 - 3QU CoRE ¦ 4QU LoRE | Non-Red Flag Warning - Large Fires | Equipment / facility failure | Aggregated | 2037 | 2.4956e-06 | 741.5879 | 0.0018507 | 2037 | Mitigation | 0.95 | 45 | 0 | esc | 0.00097009 | 2.421e-09 | 0.00097009 | 2.421e-09
[79 empty] | WLDFR | HFTD - Distribution - Zone 1 - 5QU CoRE ¦ 1QU LoRE | Red Flag Warning - Small Fires | 2038 | 1.9094e-06 | 1.9094e-06 | 0.091184 | 0.042438 | 0.0018418 | 0.046905 | 0 | 0 | 0.0021144 | 1.7411e-07 | 0 | 1.7411e-07 | 1.7411e-07 | 0 | 1.7411e-07 | 0 | 2.8006e-07 | 6.139e-07 | 0 | 6.139e-07 | [17 empty] | 7.3.3.17.5 (Remote Grid) Updates to grid topology to minimize risk of ignition in HFTDs Remote GridWLDFREquipment / facility failureAggregated | WLDFR | HFTD - Distribution - Tier 2 - 3QU CoRE ¦ 4QU LoRE | Non-Red Flag Warning - Large Fires | Equipment / facility failure | Aggregated | 2038 | 2.4956e-06 | 741.5879 | 0.0018507 | 2038 | Mitigation | 0.95 | 45 | 0 | esc | 0.00097009 | 2.421e-09 | 0.00097009 | 2.421e-09
[79 empty] | WLDFR | HFTD - Distribution - Zone 1 - 5QU CoRE ¦ 1QU LoRE | Red Flag Warning - Small Fires | 2039 | 1.9094e-06 | 1.9094e-06 | 0.091184 | 0.042438 | 0.0018418 | 0.046905 | 0 | 0 | 0.0021144 | 1.7411e-07 | 0 | 1.7411e-07 | 1.7411e-07 | 0 | 1.7411e-07 | 0 | 2.8006e-07 | 6.139e-07 | 0 | 6.139e-07 | [17 empty] | 7.3.3.17.5 (Remote Grid) Updates to grid topology to minimize risk of ignition in HFTDs Remote GridWLDFREquipment / facility failureAggregated | WLDFR | HFTD - Distribution - Tier 2 - 3QU CoRE ¦ 4QU LoRE | Non-Red Flag Warning - Large Fires | Equipment / facility failure | Aggregated | 2039 | 2.4956e-06 | 741.5879 | 0.0018507 | 2039 | Mitigation | 0.95 | 45 | 0 | esc | 0.00097009 | 2.421e-09 | 0.00097009 | 2.421e-09
[79 empty] | WLDFR | HFTD - Distribution - Zone 1 - 5QU CoRE ¦ 1QU LoRE | Red Flag Warning - Small Fires | 2040 | 1.9094e-06 | 1.9094e-06 | 0.091184 | 0.042438 | 0.0018418 | 0.046905 | 0 | 0 | 0.0021144 | 1.7411e-07 | 0 | 1.7411e-07 | 1.7411e-07 | 0 | 1.7411e-07 | 0 | 2.8006e-07 | 6.139e-07 | 0 | 6.139e-07 | [17 empty] | 7.3.3.17.5 (Remote Grid) Updates to grid topology to minimize risk of ignition in HFTDs Remote GridWLDFREquipment / facility failureAggregated | WLDFR | HFTD - Distribution - Tier 2 - 3QU CoRE ¦ 4QU LoRE | Non-Red Flag Warning - Large Fires | Equipment / facility failure | Aggregated | 2040 | 2.4956e-06 | 741.5879 | 0.0018507 | 2040 | Mitigation | 0.95 | 45 | 0 | esc | 0.00097009 | 2.421e-09 | 0.00097009 | 2.421e-09
[79 empty] | WLDFR | HFTD - Distribution - Zone 1 - 5QU CoRE ¦ 1QU LoRE | Red Flag Warning - Small Fires | 2041 | 1.9094e-06 | 1.9094e-06 | 0.091184 | 0.042438 | 0.0018418 | 0.046905 | 0 | 0 | 0.0021144 | 1.7411e-07 | 0 | 1.7411e-07 | 1.7411e-07 | 0 | 1.7411e-07 | 0 | 2.8006e-07 | 6.139e-07 | 0 | 6.139e-07 | [17 empty] | 7.3.3.17.5 (Remote Grid) Updates to grid topology to minimize risk of ignition in HFTDs Remote GridWLDFREquipment / facility failureAggregated | WLDFR | HFTD - Distribution - Tier 2 - 3QU CoRE ¦ 4QU LoRE | Non-Red Flag Warning - Large Fires | Equipment / facility failure | Aggregated | 2041 | 2.4956e-06 | 741.5879 | 0.0018507 | 2041 | Mitigation | 0.95 | 45 | 0 | esc | 0.00097009 | 2.421e-09 | 0.00097009 | 2.421e-09
[79 empty] | WLDFR | HFTD - Distribution - Zone 1 - 5QU CoRE ¦ 1QU LoRE | Red Flag Warning - Small Fires | 2042 | 1.9094e-06 | 1.9094e-06 | 0.091184 | 0.042438 | 0.0018418 | 0.046905 | 0 | 0 | 0.0021144 | 1.7411e-07 | 0 | 1.7411e-07 | 1.7411e-07 | 0 | 1.7411e-07 | 0 | 2.8006e-07 | 6.139e-07 | 0 | 6.139e-07 | [17 empty] | 7.3.3.17.5 (Remote Grid) Updates to grid topology to minimize risk of ignition in HFTDs Remote GridWLDFREquipment / facility failureAggregated | WLDFR | HFTD - Distribution - Tier 2 - 3QU CoRE ¦ 4QU LoRE | Non-Red Flag Warning - Large Fires | Equipment / facility failure | Aggregated | 2042 | 2.4956e-06 | 741.5879 | 0.0018507 | 2042 | Mitigation | 0.95 | 45 | 0 | esc | 0.00097009 | 2.421e-09 | 0.00097009 | 2.421e-09
[79 empty] | WLDFR | HFTD - Distribution - Zone 1 - 5QU CoRE ¦ 1QU LoRE | Red Flag Warning - Small Fires | 2043 | 1.9094e-06 | 1.9094e-06 | 0.095486 | 0.044306 | 0.0019228 | 0.049257 | 0 | 0 | 0.0021144 | 1.8232e-07 | 0 | 1.8232e-07 | 1.8232e-07 | 0 | 1.8232e-07 | 0 | 2.9797e-07 | 6.5316e-07 | 0 | 6.5316e-07 | [17 empty] | 7.3.3.17.5 (Remote Grid) Updates to grid topology to minimize risk of ignition in HFTDs Remote GridWLDFREquipment / facility failureAggregated | WLDFR | HFTD - Distribution - Tier 2 - 3QU CoRE ¦ 4QU LoRE | Non-Red Flag Warning - Large Fires | Equipment / facility failure | Aggregated | 2043 | 2.4956e-06 | 741.5879 | 0.0018507 | 2043 | Mitigation | 0.95 | 45 | 0 | esc | 0.00097009 | 2.421e-09 | 0.00097009 | 2.421e-09
[79 empty] | WLDFR | HFTD - Distribution - Zone 1 - 5QU CoRE ¦ 1QU LoRE | Red Flag Warning - Small Fires | 2044 | 1.9094e-06 | 1.9094e-06 | 0.095486 | 0.044306 | 0.0019228 | 0.049257 | 0 | 0 | 0.0021144 | 1.8232e-07 | 0 | 1.8232e-07 | 1.8232e-07 | 0 | 1.8232e-07 | 0 | 2.9797e-07 | 6.5316e-07 | 0 | 6.5316e-07 | [17 empty] | 7.3.3.17.5 (Remote Grid) Updates to grid topology to minimize risk of ignition in HFTDs Remote GridWLDFREquipment / facility failureAggregated | WLDFR | HFTD - Distribution - Tier 2 - 3QU CoRE ¦ 4QU LoRE | Non-Red Flag Warning - Large Fires | Equipment / facility failure | Aggregated | 2044 | 2.4956e-06 | 741.5879 | 0.0018507 | 2044 | Mitigation | 0.95 | 45 | 0 | esc | 0.00097009 | 2.421e-09 | 0.00097009 | 2.421e-09
[79 empty] | WLDFR | HFTD - Distribution - Zone 1 - 5QU CoRE ¦ 1QU LoRE | Red Flag Warning - Small Fires | 2045 | 1.9094e-06 | 1.9094e-06 | 0.095486 | 0.044306 | 0.0019228 | 0.049257 | 0 | 0 | 0.0021144 | 1.8232e-07 | 0 | 1.8232e-07 | 1.8232e-07 | 0 | 1.8232e-07 | 0 | 2.9797e-07 | 6.5316e-07 | 0 | 6.5316e-07 | [17 empty] | 7.3.3.17.5 (Remote Grid) Updates to grid topology to minimize risk of ignition in HFTDs Remote GridWLDFREquipment / facility failureAggregated | WLDFR | HFTD - Distribution - Tier 2 - 3QU CoRE ¦ 4QU LoRE | Non-Red Flag Warning - Large Fires | Equipment / facility failure | Aggregated | 2045 | 2.4956e-06 | 741.5879 | 0.0018507 | 2045 | Mitigation | 0.95 | 45 | 0 | esc | 0.00097009 | 2.421e-09 | 0.00097009 | 2.421e-09
[79 empty] | WLDFR | HFTD - Distribution - Zone 1 - 5QU CoRE ¦ 1QU LoRE | Red Flag Warning - Small Fires | 2046 | 1.9094e-06 | 1.9094e-06 | 0.095486 | 0.044306 | 0.0019228 | 0.049257 | 0 | 0 | 0.0021144 | 1.8232e-07 | 0 | 1.8232e-07 | 1.8232e-07 | 0 | 1.8232e-07 | 0 | 2.9797e-07 | 6.5316e-07 | 0 | 6.5316e-07 | [17 empty] | 7.3.3.17.5 (Remote Grid) Updates to grid topology to minimize risk of ignition in HFTDs Remote GridWLDFREquipment / facility failureAggregated | WLDFR | HFTD - Distribution - Tier 2 - 3QU CoRE ¦ 4QU LoRE | Non-Red Flag Warning - Large Fires | Equipment / facility failure | Aggregated | 2046 | 2.4956e-06 | 741.5879 | 0.0018507 | 2046 | Mitigation | 0.95 | 45 | 0 | esc | 0.00097009 | 2.421e-09 | 0.00097009 | 2.421e-09
[79 empty] | WLDFR | HFTD - Distribution - Zone 1 - 5QU CoRE ¦ 1QU LoRE | Red Flag Warning - Small Fires | 2047 | 1.9094e-06 | 1.9094e-06 | 0.095486 | 0.044306 | 0.0019228 | 0.049257 | 0 | 0 | 0.0021144 | 1.8232e-07 | 0 | 1.8232e-07 | 1.8232e-07 | 0 | 1.8232e-07 | 0 | 2.9797e-07 | 6.5316e-07 | 0 | 6.5316e-07 | [17 empty] | 7.3.3.17.5 (Remote Grid) Updates to grid topology to minimize risk of ignition in HFTDs Remote GridWLDFREquipment / facility failureAggregated | WLDFR | HFTD - Distribution - Tier 2 - 3QU CoRE ¦ 4QU LoRE | Non-Red Flag Warning - Large Fires | Equipment / facility failure | Aggregated | 2047 | 2.4956e-06 | 741.5879 | 0.0018507 | 2047 | Mitigation | 0.95 | 45 | 0 | esc | 0.00097009 | 2.421e-09 | 0.00097009 | 2.421e-09
[79 empty] | WLDFR | HFTD - Distribution - Zone 1 - 5QU CoRE ¦ 1QU LoRE | Red Flag Warning - Small Fires | 2048 | 1.9094e-06 | 1.9094e-06 | 0.10007 | 0.04626 | 0.0020076 | 0.051804 | 0 | 0 | 0.0021144 | 1.9108e-07 | 0 | 1.9108e-07 | 1.9108e-07 | 0 | 1.9108e-07 | 0 | 3.1651e-07 | 6.9379e-07 | 0 | 6.9379e-07 | [17 empty] | 7.3.3.17.5 (Remote Grid) Updates to grid topology to minimize risk of ignition in HFTDs Remote GridWLDFREquipment / facility failureAggregated | WLDFR | HFTD - Distribution - Tier 2 - 3QU CoRE ¦ 4QU LoRE | Non-Red Flag Warning - Large Fires | Equipment / facility failure | Aggregated | 2048 | 2.4956e-06 | 741.5879 | 0.0018507 | 2048 | Mitigation | 0.95 | 45 | 0 | esc | 0.00097009 | 2.421e-09 | 0.00097009 | 2.421e-09
[79 empty] | WLDFR | HFTD - Distribution - Zone 1 - 5QU CoRE ¦ 1QU LoRE | Red Flag Warning - Small Fires | 2049 | 1.9094e-06 | 1.9094e-06 | 0.10007 | 0.04626 | 0.0020076 | 0.051804 | 0 | 0 | 0.0021144 | 1.9108e-07 | 0 | 1.9108e-07 | 1.9108e-07 | 0 | 1.9108e-07 | 0 | 3.1651e-07 | 6.9379e-07 | 0 | 6.9379e-07 | [17 empty] | 7.3.3.17.5 (Remote Grid) Updates to grid topology to minimize risk of ignition in HFTDs Remote GridWLDFREquipment / facility failureAggregated | WLDFR | HFTD - Distribution - Tier 2 - 3QU CoRE ¦ 4QU LoRE | Non-Red Flag Warning - Large Fires | Equipment / facility failure | Aggregated | 2049 | 2.4956e-06 | 741.5879 | 0.0018507 | 2049 | Mitigation | 0.95 | 45 | 0 | esc | 0.00097009 | 2.421e-09 | 0.00097009 | 2.421e-09
[79 empty] | WLDFR | HFTD - Distribution - Zone 1 - 5QU CoRE ¦ 1QU LoRE | Red Flag Warning - Small Fires | 2050 | 1.9094e-06 | 1.9094e-06 | 0.10007 | 0.04626 | 0.0020076 | 0.051804 | 0 | 0 | 0.0021144 | 1.9108e-07 | 0 | 1.9108e-07 | 1.9108e-07 | 0 | 1.9108e-07 | 0 | 3.1651e-07 | 6.9379e-07 | 0 | 6.9379e-07 | [17 empty] | 7.3.3.17.5 (Remote Grid) Updates to grid topology to minimize risk of ignition in HFTDs Remote GridWLDFREquipment / facility failureAggregated | WLDFR | HFTD - Distribution - Tier 2 - 3QU CoRE ¦ 4QU LoRE | Non-Red Flag Warning - Large Fires | Equipment / facility failure | Aggregated | 2050 | 2.4956e-06 | 741.5879 | 0.0018507 | 2050 | Mitigation | 0.95 | 45 | 0 | esc | 0.00097009 | 2.421e-09 | 0.00097009 | 2.421e-09
[79 empty] | WLDFR | HFTD - Distribution - Zone 1 - 5QU CoRE ¦ 1QU LoRE | Red Flag Warning - Small Fires | 2051 | 1.9094e-06 | 1.9094e-06 | 0.10007 | 0.04626 | 0.0020076 | 0.051804 | 0 | 0 | 0.0021144 | 1.9108e-07 | 0 | 1.9108e-07 | 1.9108e-07 | 0 | 1.9108e-07 | 0 | 3.1651e-07 | 6.9379e-07 | 0 | 6.9379e-07 | [17 empty] | 7.3.3.17.5 (Remote Grid) Updates to grid topology to minimize risk of ignition in HFTDs Remote GridWLDFREquipment / facility failureAggregated | WLDFR | HFTD - Distribution - Tier 2 - 3QU CoRE ¦ 4QU LoRE | Non-Red Flag Warning - Large Fires | Equipment / facility failure | Aggregated | 2051 | 2.4956e-06 | 741.5879 | 0.0018507 | 2051 | Mitigation | 0.95 | 45 | 0 | esc | 0.00097009 | 2.421e-09 | 0.00097009 | 2.421e-09
[79 empty] | WLDFR | HFTD - Distribution - Zone 1 - 5QU CoRE ¦ 1QU LoRE | Red Flag Warning - Small Fires | 2052 | 1.9094e-06 | 1.9094e-06 | 0.10007 | 0.04626 | 0.0020076 | 0.051804 | 0 | 0 | 0.0021144 | 1.9108e-07 | 0 | 1.9108e-07 | 1.9108e-07 | 0 | 1.9108e-07 | 0 | 3.1651e-07 | 6.9379e-07 | 0 | 6.9379e-07 | [17 empty] | 7.3.3.17.5 (Remote Grid) Updates to grid topology to minimize risk of ignition in HFTDs Remote GridWLDFREquipment / facility failureAggregated | WLDFR | HFTD - Distribution - Tier 2 - 3QU CoRE ¦ 4QU LoRE | Non-Red Flag Warning - Large Fires | Equipment / facility failure | Aggregated | 2052 | 2.4956e-06 | 741.5879 | 0.0018507 | 2052 | Mitigation | 0.95 | 45 | 0 | esc | 0.00097009 | 2.421e-09 | 0.00097009 | 2.421e-09
[79 empty] | WLDFR | HFTD - Distribution - Zone 1 - 5QU CoRE ¦ 1QU LoRE | Red Flag Warning - Small Fires | 2053 | 1.9094e-06 | 1.9094e-06 | 0.10489 | 0.048274 | 0.002095 | 0.054525 | 0 | 0 | 0.0021144 | 2.0028e-07 | 0 | 2.0028e-07 | 2.0028e-07 | 0 | 2.0028e-07 | 0 | 3.3546e-07 | 7.3534e-07 | 0 | 7.3534e-07 | [17 empty] | 7.3.3.17.5 (Remote Grid) Updates to grid topology to minimize risk of ignition in HFTDs Remote GridWLDFREquipment / facility failureAggregated | WLDFR | HFTD - Distribution - Tier 2 - 3QU CoRE ¦ 4QU LoRE | Non-Red Flag Warning - Large Fires | Equipment / facility failure | Aggregated | 2053 | 2.4956e-06 | 741.5879 | 0.0018507 | 2053 | Mitigation | 0.95 | 45 | 0 | esc | 0.00097009 | 2.421e-09 | 0.00097009 | 2.421e-09
[79 empty] | WLDFR | HFTD - Distribution - Zone 1 - 5QU CoRE ¦ 1QU LoRE | Red Flag Warning - Small Fires | 2054 | 1.9094e-06 | 1.9094e-06 | 0.10489 | 0.048274 | 0.002095 | 0.054525 | 0 | 0 | 0.0021144 | 2.0028e-07 | 0 | 2.0028e-07 | 2.0028e-07 | 0 | 2.0028e-07 | 0 | 3.3546e-07 | 7.3534e-07 | 0 | 7.3534e-07 | [17 empty] | 7.3.3.17.5 (Remote Grid) Updates to grid topology to minimize risk of ignition in HFTDs Remote GridWLDFREquipment / facility failureAggregated | WLDFR | HFTD - Distribution - Tier 2 - 3QU CoRE ¦ 4QU LoRE | Non-Red Flag Warning - Large Fires | Equipment / facility failure | Aggregated | 2054 | 2.4956e-06 | 741.5879 | 0.0018507 | 2054 | Mitigation | 0.95 | 45 | 0 | esc | 0.00097009 | 2.421e-09 | 0.00097009 | 2.421e-09
[79 empty] | WLDFR | HFTD - Distribution - Zone 1 - 5QU CoRE ¦ 1QU LoRE | Red Flag Warning - Small Fires | 2055 | 1.9094e-06 | 1.9094e-06 | 0.10489 | 0.048274 | 0.002095 | 0.054525 | 0 | 0 | 0.0021144 | 2.0028e-07 | 0 | 2.0028e-07 | 2.0028e-07 | 0 | 2.0028e-07 | 0 | 3.3546e-07 | 7.3534e-07 | 0 | 7.3534e-07 | [17 empty] | 7.3.3.17.5 (Remote Grid) Updates to grid topology to minimize risk of ignition in HFTDs Remote GridWLDFREquipment / facility failureAggregated | WLDFR | HFTD - Distribution - Tier 2 - 3QU CoRE ¦ 4QU LoRE | Non-Red Flag Warning - Large Fires | Equipment / facility failure | Aggregated | 2055 | 2.4956e-06 | 741.5879 | 0.0018507 | 2055 | Mitigation | 0.95 | 45 | 0 | esc | 0.00097009 | 2.421e-09 | 0.00097009 | 2.421e-09
[79 empty] | WLDFR | HFTD - Distribution - Zone 1 - 5QU CoRE ¦ 1QU LoRE | Red Flag Warning - Small Fires | 2056 | 1.9094e-06 | 1.9094e-06 | 0.10489 | 0.048274 | 0.002095 | 0.054525 | 0 | 0 | 0.0021144 | 2.0028e-07 | 0 | 2.0028e-07 | 2.0028e-07 | 0 | 2.0028e-07 | 0 | 0 | 7.3534e-07 | 0 | 7.3534e-07 | [17 empty] | 7.3.3.17.5 (Remote Grid) Updates to grid topology to minimize risk of ignition in HFTDs Remote GridWLDFREquipment / facility failureAggregated | WLDFR | HFTD - Distribution - Tier 2 - 3QU CoRE ¦ 4QU LoRE | Non-Red Flag Warning - Large Fires | Equipment / facility failure | Aggregated | 2056 | 2.4956e-06 | 741.5879 | 0.0018507 | 2056 | Mitigation | 0.95 | 45 | 0 | esc | 0.00097009 | 2.421e-09 | 0.00097009 | 2.421e-09
[79 empty] | WLDFR | HFTD - Distribution - Zone 1 - 5QU CoRE ¦ 1QU LoRE | Red Flag Warning - Small Fires | 2057 | 1.9094e-06 | 1.9094e-06 | 0.10489 | 0.048274 | 0.002095 | 0.054525 | 0 | 0 | 0.0021144 | 2.0028e-07 | 0 | 2.0028e-07 | 2.0028e-07 | 0 | 2.0028e-07 | 0 | 0 | 0 | 0 | 0 | [17 empty] | 7.3.3.17.5 (Remote Grid) Updates to grid topology to minimize risk of ignition in HFTDs Remote GridWLDFREquipment / facility failureAggregated | WLDFR | HFTD - Distribution - Tier 2 - 3QU CoRE ¦ 4QU LoRE | Non-Red Flag Warning - Large Fires | Equipment / facility failure | Aggregated | 2057 | 2.4956e-06 | 741.5879 | 0.0018507 | 2057 | Mitigation | 0.95 | 45 | 0 | esc | 0.00097009 | 2.421e-09 | 0.00097009 | 2.421e-09
[79 empty] | WLDFR | HFTD - Distribution - Zone 1 - 5QU CoRE ¦ 1QU LoRE | Red Flag Warning - Small Fires | 2058 | 1.9094e-06 | 1.9094e-06 | 0.1099 | 0.050325 | 0.0021839 | 0.057393 | 0 | 0 | 0.0021144 | 2.0985e-07 | 0 | 2.0985e-07 | 2.0985e-07 | 0 | 2.0985e-07 | 0 | 8.0459e-08 | 0 | 0 | 0 | [17 empty] | 7.3.3.17.5 (Remote Grid) Updates to grid topology to minimize risk of ignition in HFTDs Remote GridWLDFREquipment / facility failureAggregated | WLDFR | HFTD - Distribution - Tier 2 - 3QU CoRE ¦ 4QU LoRE | Non-Red Flag Warning - Large Fires | Equipment / facility failure | Aggregated | 2058 | 2.4956e-06 | 741.5879 | 0.0018507 | 2058 | Mitigation | 0.95 | 45 | 0 | esc | 0.00097009 | 2.421e-09 | 0.00097009 | 2.421e-09
[79 empty] | WLDFR | HFTD - Distribution - Zone 1 - 5QU CoRE ¦ 1QU LoRE | Red Flag Warning - Small Fires | 2059 | 1.9094e-06 | 1.9094e-06 | 0.1099 | 0.050325 | 0.0021839 | 0.057393 | 0 | 0 | 0.0021144 | 2.0985e-07 | 0 | 2.0985e-07 | 2.0985e-07 | 0 | 2.0985e-07 | 0 | 8.305e-08 | 1.8205e-07 | 0 | 1.8205e-07 | [17 empty] | 7.3.3.17.5 (Remote Grid) Updates to grid topology to minimize risk of ignition in HFTDs Remote GridWLDFREquipment / facility failureAggregated | WLDFR | HFTD - Distribution - Tier 2 - 3QU CoRE ¦ 4QU LoRE | Non-Red Flag Warning - Large Fires | Equipment / facility failure | Aggregated | 2059 | 2.4956e-06 | 741.5879 | 0.0018507 | 2059 | Mitigation | 0.95 | 45 | 0 | esc | 0.00097009 | 2.421e-09 | 0.00097009 | 2.421e-09
[79 empty] | WLDFR | HFTD - Distribution - Zone 1 - 5QU CoRE ¦ 1QU LoRE | Red Flag Warning - Small Fires | 2060 | 1.9094e-06 | 1.9094e-06 | 0.1099 | 0.050325 | 0.0021839 | 0.057393 | 0 | 0 | 0.0021144 | 2.0985e-07 | 0 | 2.0985e-07 | 2.0985e-07 | 0 | 2.0985e-07 | 0 | 8.305e-08 | 1.8205e-07 | 0 | 1.8205e-07 | [17 empty] | 7.3.3.17.5 (Remote Grid) Updates to grid topology to minimize risk of ignition in HFTDs Remote GridWLDFREquipment / facility failureAggregated | WLDFR | HFTD - Distribution - Tier 2 - 3QU CoRE ¦ 4QU LoRE | Non-Red Flag Warning - Large Fires | Equipment / facility failure | Aggregated | 2060 | 2.4956e-06 | 741.5879 | 0.0018507 | 2060 | Mitigation | 0.95 | 45 | 0 | esc | 0.00097009 | 2.421e-09 | 0.00097009 | 2.421e-09
[79 empty] | WLDFR | HFTD - Distribution - Zone 1 - 5QU CoRE ¦ 1QU LoRE | Red Flag Warning - Small Fires | 2061 | 1.9094e-06 | 1.9094e-06 | 0.1099 | 0.050325 | 0.0021839 | 0.057393 | 0 | 0 | 0.0021144 | 2.0985e-07 | 0 | 2.0985e-07 | 2.0985e-07 | 0 | 2.0985e-07 | 0 | 8.305e-08 | 1.8205e-07 | 0 | 1.8205e-07 | [17 empty] | 7.3.3.17.5 (Remote Grid) Updates to grid topology to minimize risk of ignition in HFTDs Remote GridWLDFREquipment / facility failureAggregated | WLDFR | HFTD - Distribution - Tier 2 - 3QU CoRE ¦ 4QU LoRE | Non-Red Flag Warning - Large Fires | Equipment / facility failure | Aggregated | 2061 | 2.4956e-06 | 741.5879 | 0.0018507 | 2061 | Mitigation | 0.95 | 45 | 0 | esc | 0.00097009 | 2.421e-09 | 0.00097009 | 2.421e-09
[79 empty] | WLDFR | HFTD - Distribution - Zone 1 - 5QU CoRE ¦ 1QU LoRE | Red Flag Warning - Small Fires | 2062 | 1.9094e-06 | 1.9094e-06 | 0.1099 | 0.050325 | 0.0021839 | 0.057393 | 0 | 0 | 0.0021144 | 2.0985e-07 | 0 | 2.0985e-07 | 2.0985e-07 | 0 | 2.0985e-07 | 0 | 8.305e-08 | 1.8205e-07 | 0 | 1.8205e-07 | [17 empty] | 7.3.3.17.5 (Remote Grid) Updates to grid topology to minimize risk of ignition in HFTDs Remote GridWLDFREquipment / facility failureAggregated | WLDFR | HFTD - Distribution - Tier 2 - 3QU CoRE ¦ 4QU LoRE | Non-Red Flag Warning - Large Fires | Equipment / facility failure | Aggregated | 2062 | 2.4956e-06 | 741.5879 | 0.0018507 | 2062 | Mitigation | 0.95 | 45 | 0 | esc | 0.00097009 | 2.421e-09 | 0.00097009 | 2.421e-09
[79 empty] | WLDFR | HFTD - Distribution - Zone 1 - 5QU CoRE ¦ 1QU LoRE | Red Flag Warning - Small Fires | 2063 | 1.9094e-06 | 1.9094e-06 | 0.11504 | 0.052388 | 0.0022734 | 0.060377 | 0 | 0 | 0.0021144 | 2.1965e-07 | 0 | 2.1965e-07 | 2.1965e-07 | 0 | 2.1965e-07 | 0 | 8.305e-08 | 1.8205e-07 | 0 | 1.8205e-07 | [17 empty] | 7.3.3.17.5 (Remote Grid) Updates to grid topology to minimize risk of ignition in HFTDs Remote GridWLDFREquipment / facility failureAggregated | WLDFR | HFTD - Distribution - Tier 2 - 3QU CoRE ¦ 4QU LoRE | Non-Red Flag Warning - Large Fires | Equipment / facility failure | Aggregated | 2063 | 2.4956e-06 | 741.5879 | 0.0018507 | 2063 | Mitigation | 0.95 | 45 | 0 | esc | 0.00097009 | 2.421e-09 | 0.00097009 | 2.421e-09
[79 empty] | WLDFR | HFTD - Distribution - Zone 1 - 5QU CoRE ¦ 1QU LoRE | Red Flag Warning - Small Fires | 2064 | 1.9094e-06 | 1.9094e-06 | 0.11504 | 0.052388 | 0.0022734 | 0.060377 | 0 | 0 | 0.0021144 | 2.1965e-07 | 0 | 2.1965e-07 | 2.1965e-07 | 0 | 2.1965e-07 | 0 | 8.6353e-08 | 1.8929e-07 | 0 | 1.8929e-07 | [17 empty] | 7.3.3.17.5 (Remote Grid) Updates to grid topology to minimize risk of ignition in HFTDs Remote GridWLDFREquipment / facility failureAggregated | WLDFR | HFTD - Distribution - Tier 2 - 3QU CoRE ¦ 4QU LoRE | Non-Red Flag Warning - Large Fires | Equipment / facility failure | Aggregated | 2064 | 2.4956e-06 | 741.5879 | 0.0018507 | 2064 | Mitigation | 0.95 | 45 | 0 | esc | 0.00097009 | 2.421e-09 | 0.00097009 | 2.421e-09
[79 empty] | WLDFR | HFTD - Distribution - Zone 1 - 5QU CoRE ¦ 1QU LoRE | Red Flag Warning - Small Fires | 2065 | 1.9094e-06 | 1.9094e-06 | 0.11504 | 0.052388 | 0.0022734 | 0.060377 | 0 | 0 | 0.0021144 | 2.1965e-07 | 0 | 2.1965e-07 | 2.1965e-07 | 0 | 2.1965e-07 | 0 | 8.6353e-08 | 1.8929e-07 | 0 | 1.8929e-07 | [17 empty] | 7.3.3.17.5 (Remote Grid) Updates to grid topology to minimize risk of ignition in HFTDs Remote GridWLDFREquipment / facility failureAggregated | WLDFR | HFTD - Distribution - Tier 2 - 3QU CoRE ¦ 4QU LoRE | Non-Red Flag Warning - Large Fires | Equipment / facility failure | Aggregated | 2065 | 2.4956e-06 | 741.5879 | 0.0018507 | 2065 | Mitigation | 0.95 | 45 | 0 | esc | 0.00097009 | 2.421e-09 | 0.00097009 | 2.421e-09
[79 empty] | WLDFR | HFTD - Distribution - Zone 1 - 5QU CoRE ¦ 1QU LoRE | Red Flag Warning - Small Fires | 2066 | 1.9094e-06 | 1.9094e-06 | 0.11504 | 0.052388 | 0.0022734 | 0.060377 | 0 | 0 | 0.0021144 | 2.1965e-07 | 0 | 2.1965e-07 | 2.1965e-07 | 0 | 2.1965e-07 | 0 | 8.6353e-08 | 1.8929e-07 | 0 | 1.8929e-07 | [17 empty] | 7.3.3.17.5 (Remote Grid) Updates to grid topology to minimize risk of ignition in HFTDs Remote GridWLDFREquipment / facility failureAggregated | WLDFR | HFTD - Distribution - Tier 2 - 3QU CoRE ¦ 4QU LoRE | Non-Red Flag Warning - Large Fires | Equipment / facility failure | Aggregated | 2066 | 2.4956e-06 | 741.5879 | 0.0018507 | 2066 | Mitigation | 0.95 | 45 | 0 | esc | 0.00097009 | 2.421e-09 | 0.00097009 | 2.421e-09
[79 empty] | WLDFR | HFTD - Distribution - Zone 1 - 5QU CoRE ¦ 1QU LoRE | Red Flag Warning - Small Fires | 2067 | 0 | 1.9094e-06 | 0.11504 | 0.052388 | 0.0022734 | 0.060377 | 0 | 0 | 0.0021144 | 0 | 0 | 0 | 2.1965e-07 | 0 | 2.1965e-07 | 0 | 8.6353e-08 | 1.8929e-07 | 0 | 1.8929e-07 | [17 empty] | 7.3.3.17.5 (Remote Grid) Updates to grid topology to minimize risk of ignition in HFTDs Remote GridWLDFREquipment / facility failureAggregated | WLDFR | HFTD - Distribution - Tier 2 - 3QU CoRE ¦ 4QU LoRE | Non-Red Flag Warning - Large Fires | Equipment / facility failure | Aggregated | 2067 | 2.4956e-06 | 741.5879 | 0.0018507 | 2067 | Mitigation | 0.95 | 45 | 0 | esc | 0 | 0 | 0.00097009 | 2.421e-09
[79 empty] | WLDFR | HFTD - Distribution - Zone 1 - 5QU CoRE ¦ 4QU LoRE | Non-Red Flag Warning - Large Fires | 2022 | 1.367e-08 | 0 | 5.2406 | 0.69642 | 2.942 | 1.6022 | 0 | 0 | 1.4091e-05 | 7.1636e-08 | 0 | 7.1636e-08 | 0 | 0 | 0 | 0 | 8.6353e-08 | 1.8929e-07 | 0 | 1.8929e-07 | [17 empty] | 7.3.3.17.5 (Remote Grid) Updates to grid topology to minimize risk of ignition in HFTDs Remote GridWLDFRVegetation ContactAggregated | WLDFR | HFTD - Distribution - Tier 2 - 3QU CoRE ¦ 4QU LoRE | Non-Red Flag Warning - Large Fires | Vegetation Contact | Aggregated | 2022 | 7.2994e-06 | 741.5879 | 0.0054131 | 2022 | Mitigation | 0.95 | 45 | 0 | esc | 0.00097009 | 7.081e-09 | 0 | 0
[79 empty] | WLDFR | HFTD - Distribution - Zone 1 - 5QU CoRE ¦ 4QU LoRE | Non-Red Flag Warning - Large Fires | 2023 | 1.367e-08 | 1.367e-08 | 5.475 | 0.71896 | 3.0715 | 1.6846 | 0 | 0 | 1.4091e-05 | 7.4842e-08 | 0 | 7.4842e-08 | 7.4842e-08 | 0 | 7.4842e-08 | 0 | 9.0076e-08 | 1.9745e-07 | 0 | 1.9745e-07 | [17 empty] | 7.3.3.17.5 (Remote Grid) Updates to grid topology to minimize risk of ignition in HFTDs Remote GridWLDFRVegetation ContactAggregated | WLDFR | HFTD - Distribution - Tier 2 - 3QU CoRE ¦ 4QU LoRE | Non-Red Flag Warning - Large Fires | Vegetation Contact | Aggregated | 2023 | 7.2994e-06 | 741.5879 | 0.0054131 | 2023 | Mitigation | 0.95 | 45 | 0 | esc | 0.00097009 | 7.081e-09 | 0.00097009 | 7.081e-09
[79 empty] | WLDFR | HFTD - Distribution - Zone 1 - 5QU CoRE ¦ 4QU LoRE | Non-Red Flag Warning - Large Fires | 2024 | 1.367e-08 | 1.367e-08 | 5.475 | 0.71896 | 3.0715 | 1.6846 | 0 | 0 | 1.4091e-05 | 7.4842e-08 | 0 | 7.4842e-08 | 7.4842e-08 | 0 | 7.4842e-08 | 0 | 9.0076e-08 | 1.9745e-07 | 0 | 1.9745e-07 | [17 empty] | 7.3.3.17.5 (Remote Grid) Updates to grid topology to minimize risk of ignition in HFTDs Remote GridWLDFRVegetation ContactAggregated | WLDFR | HFTD - Distribution - Tier 2 - 3QU CoRE ¦ 4QU LoRE | Non-Red Flag Warning - Large Fires | Vegetation Contact | Aggregated | 2024 | 7.2994e-06 | 741.5879 | 0.0054131 | 2024 | Mitigation | 0.95 | 45 | 0 | esc | 0.00097009 | 7.081e-09 | 0.00097009 | 7.081e-09
[79 empty] | WLDFR | HFTD - Distribution - Zone 1 - 5QU CoRE ¦ 4QU LoRE | Non-Red Flag Warning - Large Fires | 2025 | 1.367e-08 | 1.367e-08 | 5.475 | 0.71896 | 3.0715 | 1.6846 | 0 | 0 | 1.4091e-05 | 7.4842e-08 | 0 | 7.4842e-08 | 7.4842e-08 | 0 | 7.4842e-08 | 0 | 9.0076e-08 | 1.9745e-07 | 0 | 1.9745e-07 | [17 empty] | 7.3.3.17.5 (Remote Grid) Updates to grid topology to minimize risk of ignition in HFTDs Remote GridWLDFRVegetation ContactAggregated | WLDFR | HFTD - Distribution - Tier 2 - 3QU CoRE ¦ 4QU LoRE | Non-Red Flag Warning - Large Fires | Vegetation Contact | Aggregated | 2025 | 7.2994e-06 | 741.5879 | 0.0054131 | 2025 | Mitigation | 0.95 | 45 | 0 | esc | 0.00097009 | 7.081e-09 | 0.00097009 | 7.081e-09
[79 empty] | WLDFR | HFTD - Distribution - Zone 1 - 5QU CoRE ¦ 4QU LoRE | Non-Red Flag Warning - Large Fires | 2026 | 1.367e-08 | 1.367e-08 | 5.475 | 0.71896 | 3.0715 | 1.6846 | 0 | 0 | 1.4091e-05 | 7.4842e-08 | 0 | 7.4842e-08 | 7.4842e-08 | 0 | 7.4842e-08 | 0 | 9.0076e-08 | 1.9745e-07 | 0 | 1.9745e-07 | [17 empty] | 7.3.3.17.5 (Remote Grid) Updates to grid topology to minimize risk of ignition in HFTDs Remote GridWLDFRVegetation ContactAggregated | WLDFR | HFTD - Distribution - Tier 2 - 3QU CoRE ¦ 4QU LoRE | Non-Red Flag Warning - Large Fires | Vegetation Contact | Aggregated | 2026 | 7.2994e-06 | 741.5879 | 0.0054131 | 2026 | Mitigation | 0.95 | 45 | 0 | esc | 0.00097009 | 7.081e-09 | 0.00097009 | 7.081e-09
[79 empty] | WLDFR | HFTD - Distribution - Zone 1 - 5QU CoRE ¦ 4QU LoRE | Non-Red Flag Warning - Large Fires | 2027 | 1.367e-08 | 1.367e-08 | 5.475 | 0.71896 | 3.0715 | 1.6846 | 0 | 0 | 1.4091e-05 | 7.4842e-08 | 0 | 7.4842e-08 | 7.4842e-08 | 0 | 7.4842e-08 | 0 | 9.0076e-08 | 1.9745e-07 | 0 | 1.9745e-07 | [17 empty] | 7.3.3.17.5 (Remote Grid) Updates to grid topology to minimize risk of ignition in HFTDs Remote GridWLDFRVegetation ContactAggregated | WLDFR | HFTD - Distribution - Tier 2 - 3QU CoRE ¦ 4QU LoRE | Non-Red Flag Warning - Large Fires | Vegetation Contact | Aggregated | 2027 | 7.2994e-06 | 741.5879 | 0.0054131 | 2027 | Mitigation | 0.95 | 45 | 0 | esc | 0.00097009 | 7.081e-09 | 0.00097009 | 7.081e-09
[79 empty] | WLDFR | HFTD - Distribution - Zone 1 - 5QU CoRE ¦ 4QU LoRE | Non-Red Flag Warning - Large Fires | 2028 | 1.367e-08 | 1.367e-08 | 5.777 | 0.74734 | 3.238 | 1.7917 | 0 | 0 | 1.4091e-05 | 7.897e-08 | 0 | 7.897e-08 | 7.897e-08 | 0 | 7.897e-08 | 0 | 9.4179e-08 | 2.0644e-07 | 0 | 2.0644e-07 | [17 empty] | 7.3.3.17.5 (Remote Grid) Updates to grid topology to minimize risk of ignition in HFTDs Remote GridWLDFRVegetation ContactAggregated | WLDFR | HFTD - Distribution - Tier 2 - 3QU CoRE ¦ 4QU LoRE | Non-Red Flag Warning - Large Fires | Vegetation Contact | Aggregated | 2028 | 7.2994e-06 | 741.5879 | 0.0054131 | 2028 | Mitigation | 0.95 | 45 | 0 | esc | 0.00097009 | 7.081e-09 | 0.00097009 | 7.081e-09
[79 empty] | WLDFR | HFTD - Distribution - Zone 1 - 5QU CoRE ¦ 4QU LoRE | Non-Red Flag Warning - Large Fires | 2029 | 1.367e-08 | 1.367e-08 | 5.777 | 0.74734 | 3.238 | 1.7917 | 0 | 0 | 1.4091e-05 | 7.897e-08 | 0 | 7.897e-08 | 7.897e-08 | 0 | 7.897e-08 | 0 | 9.4179e-08 | 2.0644e-07 | 0 | 2.0644e-07 | [17 empty] | 7.3.3.17.5 (Remote Grid) Updates to grid topology to minimize risk of ignition in HFTDs Remote GridWLDFRVegetation ContactAggregated | WLDFR | HFTD - Distribution - Tier 2 - 3QU CoRE ¦ 4QU LoRE | Non-Red Flag Warning - Large Fires | Vegetation Contact | Aggregated | 2029 | 7.2994e-06 | 741.5879 | 0.0054131 | 2029 | Mitigation | 0.95 | 45 | 0 | esc | 0.00097009 | 7.081e-09 | 0.00097009 | 7.081e-09
[79 empty] | WLDFR | HFTD - Distribution - Zone 1 - 5QU CoRE ¦ 4QU LoRE | Non-Red Flag Warning - Large Fires | 2030 | 1.367e-08 | 1.367e-08 | 5.777 | 0.74734 | 3.238 | 1.7917 | 0 | 0 | 1.4091e-05 | 7.897e-08 | 0 | 7.897e-08 | 7.897e-08 | 0 | 7.897e-08 | 0 | 9.4179e-08 | 2.0644e-07 | 0 | 2.0644e-07 | [17 empty] | 7.3.3.17.5 (Remote Grid) Updates to grid topology to minimize risk of ignition in HFTDs Remote GridWLDFRVegetation ContactAggregated | WLDFR | HFTD - Distribution - Tier 2 - 3QU CoRE ¦ 4QU LoRE | Non-Red Flag Warning - Large Fires | Vegetation Contact | Aggregated | 2030 | 7.2994e-06 | 741.5879 | 0.0054131 | 2030 | Mitigation | 0.95 | 45 | 0 | esc | 0.00097009 | 7.081e-09 | 0.00097009 | 7.081e-09
[79 empty] | WLDFR | HFTD - Distribution - Zone 1 - 5QU CoRE ¦ 4QU LoRE | Non-Red Flag Warning - Large Fires | 2031 | 1.367e-08 | 1.367e-08 | 5.777 | 0.74734 | 3.238 | 1.7917 | 0 | 0 | 1.4091e-05 | 7.897e-08 | 0 | 7.897e-08 | 7.897e-08 | 0 | 7.897e-08 | 0 | 9.4179e-08 | 2.0644e-07 | 0 | 2.0644e-07 | [17 empty] | 7.3.3.17.5 (Remote Grid) Updates to grid topology to minimize risk of ignition in HFTDs Remote GridWLDFRVegetation ContactAggregated | WLDFR | HFTD - Distribution - Tier 2 - 3QU CoRE ¦ 4QU LoRE | Non-Red Flag Warning - Large Fires | Vegetation Contact | Aggregated | 2031 | 7.2994e-06 | 741.5879 | 0.0054131 | 2031 | Mitigation | 0.95 | 45 | 0 | esc | 0.00097009 | 7.081e-09 | 0.00097009 | 7.081e-09
[79 empty] | WLDFR | HFTD - Distribution - Zone 1 - 5QU CoRE ¦ 4QU LoRE | Non-Red Flag Warning - Large Fires | 2032 | 1.367e-08 | 1.367e-08 | 5.777 | 0.74734 | 3.238 | 1.7917 | 0 | 0 | 1.4091e-05 | 7.897e-08 | 0 | 7.897e-08 | 7.897e-08 | 0 | 7.897e-08 | 0 | 9.4179e-08 | 2.0644e-07 | 0 | 2.0644e-07 | [17 empty] | 7.3.3.17.5 (Remote Grid) Updates to grid topology to minimize risk of ignition in HFTDs Remote GridWLDFRVegetation ContactAggregated | WLDFR | HFTD - Distribution - Tier 2 - 3QU CoRE ¦ 4QU LoRE | Non-Red Flag Warning - Large Fires | Vegetation Contact | Aggregated | 2032 | 7.2994e-06 | 741.5879 | 0.0054131 | 2032 | Mitigation | 0.95 | 45 | 0 | esc | 0.00097009 | 7.081e-09 | 0.00097009 | 7.081e-09
[79 empty] | WLDFR | HFTD - Distribution - Zone 1 - 5QU CoRE ¦ 4QU LoRE | Non-Red Flag Warning - Large Fires | 2033 | 1.367e-08 | 1.367e-08 | 6.1205 | 0.77885 | 3.4265 | 1.9151 | 0 | 0 | 1.4091e-05 | 8.3665e-08 | 0 | 8.3665e-08 | 8.3665e-08 | 0 | 8.3665e-08 | 0 | 9.8622e-08 | 2.1618e-07 | 0 | 2.1618e-07 | [17 empty] | 7.3.3.17.5 (Remote Grid) Updates to grid topology to minimize risk of ignition in HFTDs Remote GridWLDFRVegetation ContactAggregated | WLDFR | HFTD - Distribution - Tier 2 - 3QU CoRE ¦ 4QU LoRE | Non-Red Flag Warning - Large Fires | Vegetation Contact | Aggregated | 2033 | 7.2994e-06 | 741.5879 | 0.0054131 | 2033 | Mitigation | 0.95 | 45 | 0 | esc | 0.00097009 | 7.081e-09 | 0.00097009 | 7.081e-09
[79 empty] | WLDFR | HFTD - Distribution - Zone 1 - 5QU CoRE ¦ 4QU LoRE | Non-Red Flag Warning - Large Fires | 2034 | 1.367e-08 | 1.367e-08 | 6.1205 | 0.77885 | 3.4265 | 1.9151 | 0 | 0 | 1.4091e-05 | 8.3665e-08 | 0 | 8.3665e-08 | 8.3665e-08 | 0 | 8.3665e-08 | 0 | 9.8622e-08 | 2.1618e-07 | 0 | 2.1618e-07 | [17 empty] | 7.3.3.17.5 (Remote Grid) Updates to grid topology to minimize risk of ignition in HFTDs Remote GridWLDFRVegetation ContactAggregated | WLDFR | HFTD - Distribution - Tier 2 - 3QU CoRE ¦ 4QU LoRE | Non-Red Flag Warning - Large Fires | Vegetation Contact | Aggregated | 2034 | 7.2994e-06 | 741.5879 | 0.0054131 | 2034 | Mitigation | 0.95 | 45 | 0 | esc | 0.00097009 | 7.081e-09 | 0.00097009 | 7.081e-09
[79 empty] | WLDFR | HFTD - Distribution - Zone 1 - 5QU CoRE ¦ 4QU LoRE | Non-Red Flag Warning - Large Fires | 2035 | 1.367e-08 | 1.367e-08 | 6.1205 | 0.77885 | 3.4265 | 1.9151 | 0 | 0 | 1.4091e-05 | 8.3665e-08 | 0 | 8.3665e-08 | 8.3665e-08 | 0 | 8.3665e-08 | 0 | 9.8622e-08 | 2.1618e-07 | 0 | 2.1618e-07 | [17 empty] | 7.3.3.17.5 (Remote Grid) Updates to grid topology to minimize risk of ignition in HFTDs Remote GridWLDFRVegetation ContactAggregated | WLDFR | HFTD - Distribution - Tier 2 - 3QU CoRE ¦ 4QU LoRE | Non-Red Flag Warning - Large Fires | Vegetation Contact | Aggregated | 2035 | 7.2994e-06 | 741.5879 | 0.0054131 | 2035 | Mitigation | 0.95 | 45 | 0 | esc | 0.00097009 | 7.081e-09 | 0.00097009 | 7.081e-09
[79 empty] | WLDFR | HFTD - Distribution - Zone 1 - 5QU CoRE ¦ 4QU LoRE | Non-Red Flag Warning - Large Fires | 2036 | 1.367e-08 | 1.367e-08 | 6.1205 | 0.77885 | 3.4265 | 1.9151 | 0 | 0 | 1.4091e-05 | 8.3665e-08 | 0 | 8.3665e-08 | 8.3665e-08 | 0 | 8.3665e-08 | 0 | 9.8622e-08 | 2.1618e-07 | 0 | 2.1618e-07 | [17 empty] | 7.3.3.17.5 (Remote Grid) Updates to grid topology to minimize risk of ignition in HFTDs Remote GridWLDFRVegetation ContactAggregated | WLDFR | HFTD - Distribution - Tier 2 - 3QU CoRE ¦ 4QU LoRE | Non-Red Flag Warning - Large Fires | Vegetation Contact | Aggregated | 2036 | 7.2994e-06 | 741.5879 | 0.0054131 | 2036 | Mitigation | 0.95 | 45 | 0 | esc | 0.00097009 | 7.081e-09 | 0.00097009 | 7.081e-09
[79 empty] | WLDFR | HFTD - Distribution - Zone 1 - 5QU CoRE ¦ 4QU LoRE | Non-Red Flag Warning - Large Fires | 2037 | 1.367e-08 | 1.367e-08 | 6.1205 | 0.77885 | 3.4265 | 1.9151 | 0 | 0 | 1.4091e-05 | 8.3665e-08 | 0 | 8.3665e-08 | 8.3665e-08 | 0 | 8.3665e-08 | 0 | 9.8622e-08 | 2.1618e-07 | 0 | 2.1618e-07 | [17 empty] | 7.3.3.17.5 (Remote Grid) Updates to grid topology to minimize risk of ignition in HFTDs Remote GridWLDFRVegetation ContactAggregated | WLDFR | HFTD - Distribution - Tier 2 - 3QU CoRE ¦ 4QU LoRE | Non-Red Flag Warning - Large Fires | Vegetation Contact | Aggregated | 2037 | 7.2994e-06 | 741.5879 | 0.0054131 | 2037 | Mitigation | 0.95 | 45 | 0 | esc | 0.00097009 | 7.081e-09 | 0.00097009 | 7.081e-09
[79 empty] | WLDFR | HFTD - Distribution - Zone 1 - 5QU CoRE ¦ 4QU LoRE | Non-Red Flag Warning - Large Fires | 2038 | 1.367e-08 | 1.367e-08 | 6.5028 | 0.81304 | 3.6355 | 2.0543 | 0 | 0 | 1.4091e-05 | 8.8891e-08 | 0 | 8.8891e-08 | 8.8891e-08 | 0 | 8.8891e-08 | 0 | 1.0336e-07 | 2.2657e-07 | 0 | 2.2657e-07 | [17 empty] | 7.3.3.17.5 (Remote Grid) Updates to grid topology to minimize risk of ignition in HFTDs Remote GridWLDFRVegetation ContactAggregated | WLDFR | HFTD - Distribution - Tier 2 - 3QU CoRE ¦ 4QU LoRE | Non-Red Flag Warning - Large Fires | Vegetation Contact | Aggregated | 2038 | 7.2994e-06 | 741.5879 | 0.0054131 | 2038 | Mitigation | 0.95 | 45 | 0 | esc | 0.00097009 | 7.081e-09 | 0.00097009 | 7.081e-09
[79 empty] | WLDFR | HFTD - Distribution - Zone 1 - 5QU CoRE ¦ 4QU LoRE | Non-Red Flag Warning - Large Fires | 2039 | 1.367e-08 | 1.367e-08 | 6.5028 | 0.81304 | 3.6355 | 2.0543 | 0 | 0 | 1.4091e-05 | 8.8891e-08 | 0 | 8.8891e-08 | 8.8891e-08 | 0 | 8.8891e-08 | 0 | 1.0336e-07 | 2.2657e-07 | 0 | 2.2657e-07 | [17 empty] | 7.3.3.17.5 (Remote Grid) Updates to grid topology to minimize risk of ignition in HFTDs Remote GridWLDFRVegetation ContactAggregated | WLDFR | HFTD - Distribution - Tier 2 - 3QU CoRE ¦ 4QU LoRE | Non-Red Flag Warning - Large Fires | Vegetation Contact | Aggregated | 2039 | 7.2994e-06 | 741.5879 | 0.0054131 | 2039 | Mitigation | 0.95 | 45 | 0 | esc | 0.00097009 | 7.081e-09 | 0.00097009 | 7.081e-09
[79 empty] | WLDFR | HFTD - Distribution - Zone 1 - 5QU CoRE ¦ 4QU LoRE | Non-Red Flag Warning - Large Fires | 2040 | 1.367e-08 | 1.367e-08 | 6.5028 | 0.81304 | 3.6355 | 2.0543 | 0 | 0 | 1.4091e-05 | 8.8891e-08 | 0 | 8.8891e-08 | 8.8891e-08 | 0 | 8.8891e-08 | 0 | 1.0336e-07 | 2.2657e-07 | 0 | 2.2657e-07 | [17 empty] | 7.3.3.17.5 (Remote Grid) Updates to grid topology to minimize risk of ignition in HFTDs Remote GridWLDFRVegetation ContactAggregated | WLDFR | HFTD - Distribution - Tier 2 - 3QU CoRE ¦ 4QU LoRE | Non-Red Flag Warning - Large Fires | Vegetation Contact | Aggregated | 2040 | 7.2994e-06 | 741.5879 | 0.0054131 | 2040 | Mitigation | 0.95 | 45 | 0 | esc | 0.00097009 | 7.081e-09 | 0.00097009 | 7.081e-09
[79 empty] | WLDFR | HFTD - Distribution - Zone 1 - 5QU CoRE ¦ 4QU LoRE | Non-Red Flag Warning - Large Fires | 2041 | 1.367e-08 | 1.367e-08 | 6.5028 | 0.81304 | 3.6355 | 2.0543 | 0 | 0 | 1.4091e-05 | 8.8891e-08 | 0 | 8.8891e-08 | 8.8891e-08 | 0 | 8.8891e-08 | 0 | 1.0336e-07 | 2.2657e-07 | 0 | 2.2657e-07 | [17 empty] | 7.3.3.17.5 (Remote Grid) Updates to grid topology to minimize risk of ignition in HFTDs Remote GridWLDFRVegetation ContactAggregated | WLDFR | HFTD - Distribution - Tier 2 - 3QU CoRE ¦ 4QU LoRE | Non-Red Flag Warning - Large Fires | Vegetation Contact | Aggregated | 2041 | 7.2994e-06 | 741.5879 | 0.0054131 | 2041 | Mitigation | 0.95 | 45 | 0 | esc | 0.00097009 | 7.081e-09 | 0.00097009 | 7.081e-09
[79 empty] | WLDFR | HFTD - Distribution - Zone 1 - 5QU CoRE ¦ 4QU LoRE | Non-Red Flag Warning - Large Fires | 2042 | 1.367e-08 | 1.367e-08 | 6.5028 | 0.81304 | 3.6355 | 2.0543 | 0 | 0 | 1.4091e-05 | 8.8891e-08 | 0 | 8.8891e-08 | 8.8891e-08 | 0 | 8.8891e-08 | 0 | 1.0336e-07 | 2.2657e-07 | 0 | 2.2657e-07 | [17 empty] | 7.3.3.17.5 (Remote Grid) Updates to grid topology to minimize risk of ignition in HFTDs Remote GridWLDFRVegetation ContactAggregated | WLDFR | HFTD - Distribution - Tier 2 - 3QU CoRE ¦ 4QU LoRE | Non-Red Flag Warning - Large Fires | Vegetation Contact | Aggregated | 2042 | 7.2994e-06 | 741.5879 | 0.0054131 | 2042 | Mitigation | 0.95 | 45 | 0 | esc | 0.00097009 | 7.081e-09 | 0.00097009 | 7.081e-09
[79 empty] | WLDFR | HFTD - Distribution - Zone 1 - 5QU CoRE ¦ 4QU LoRE | Non-Red Flag Warning - Large Fires | 2043 | 1.367e-08 | 1.367e-08 | 6.9209 | 0.84944 | 3.8632 | 2.2083 | 0 | 0 | 1.4091e-05 | 9.4607e-08 | 0 | 9.4607e-08 | 9.4607e-08 | 0 | 9.4607e-08 | 0 | 1.0834e-07 | 2.3748e-07 | 0 | 2.3748e-07 | [17 empty] | 7.3.3.17.5 (Remote Grid) Updates to grid topology to minimize risk of ignition in HFTDs Remote GridWLDFRVegetation ContactAggregated | WLDFR | HFTD - Distribution - Tier 2 - 3QU CoRE ¦ 4QU LoRE | Non-Red Flag Warning - Large Fires | Vegetation Contact | Aggregated | 2043 | 7.2994e-06 | 741.5879 | 0.0054131 | 2043 | Mitigation | 0.95 | 45 | 0 | esc | 0.00097009 | 7.081e-09 | 0.00097009 | 7.081e-09
[79 empty] | WLDFR | HFTD - Distribution - Zone 1 - 5QU CoRE ¦ 4QU LoRE | Non-Red Flag Warning - Large Fires | 2044 | 1.367e-08 | 1.367e-08 | 6.9209 | 0.84944 | 3.8632 | 2.2083 | 0 | 0 | 1.4091e-05 | 9.4607e-08 | 0 | 9.4607e-08 | 9.4607e-08 | 0 | 9.4607e-08 | 0 | 1.0834e-07 | 2.3748e-07 | 0 | 2.3748e-07 | [17 empty] | 7.3.3.17.5 (Remote Grid) Updates to grid topology to minimize risk of ignition in HFTDs Remote GridWLDFRVegetation ContactAggregated | WLDFR | HFTD - Distribution - Tier 2 - 3QU CoRE ¦ 4QU LoRE | Non-Red Flag Warning - Large Fires | Vegetation Contact | Aggregated | 2044 | 7.2994e-06 | 741.5879 | 0.0054131 | 2044 | Mitigation | 0.95 | 45 | 0 | esc | 0.00097009 | 7.081e-09 | 0.00097009 | 7.081e-09
[79 empty] | WLDFR | HFTD - Distribution - Zone 1 - 5QU CoRE ¦ 4QU LoRE | Non-Red Flag Warning - Large Fires | 2045 | 1.367e-08 | 1.367e-08 | 6.9209 | 0.84944 | 3.8632 | 2.2083 | 0 | 0 | 1.4091e-05 | 9.4607e-08 | 0 | 9.4607e-08 | 9.4607e-08 | 0 | 9.4607e-08 | 0 | 1.0834e-07 | 2.3748e-07 | 0 | 2.3748e-07 | [17 empty] | 7.3.3.17.5 (Remote Grid) Updates to grid topology to minimize risk of ignition in HFTDs Remote GridWLDFRVegetation ContactAggregated | WLDFR | HFTD - Distribution - Tier 2 - 3QU CoRE ¦ 4QU LoRE | Non-Red Flag Warning - Large Fires | Vegetation Contact | Aggregated | 2045 | 7.2994e-06 | 741.5879 | 0.0054131 | 2045 | Mitigation | 0.95 | 45 | 0 | esc | 0.00097009 | 7.081e-09 | 0.00097009 | 7.081e-09
[79 empty] | WLDFR | HFTD - Distribution - Zone 1 - 5QU CoRE ¦ 4QU LoRE | Non-Red Flag Warning - Large Fires | 2046 | 1.367e-08 | 1.367e-08 | 6.9209 | 0.84944 | 3.8632 | 2.2083 | 0 | 0 | 1.4091e-05 | 9.4607e-08 | 0 | 9.4607e-08 | 9.4607e-08 | 0 | 9.4607e-08 | 0 | 1.0834e-07 | 2.3748e-07 | 0 | 2.3748e-07 | [17 empty] | 7.3.3.17.5 (Remote Grid) Updates to grid topology to minimize risk of ignition in HFTDs Remote GridWLDFRVegetation ContactAggregated | WLDFR | HFTD - Distribution - Tier 2 - 3QU CoRE ¦ 4QU LoRE | Non-Red Flag Warning - Large Fires | Vegetation Contact | Aggregated | 2046 | 7.2994e-06 | 741.5879 | 0.0054131 | 2046 | Mitigation | 0.95 | 45 | 0 | esc | 0.00097009 | 7.081e-09 | 0.00097009 | 7.081e-09
[79 empty] | WLDFR | HFTD - Distribution - Zone 1 - 5QU CoRE ¦ 4QU LoRE | Non-Red Flag Warning - Large Fires | 2047 | 1.367e-08 | 1.367e-08 | 6.9209 | 0.84944 | 3.8632 | 2.2083 | 0 | 0 | 1.4091e-05 | 9.4607e-08 | 0 | 9.4607e-08 | 9.4607e-08 | 0 | 9.4607e-08 | 0 | 1.0834e-07 | 2.3748e-07 | 0 | 2.3748e-07 | [17 empty] | 7.3.3.17.5 (Remote Grid) Updates to grid topology to minimize risk of ignition in HFTDs Remote GridWLDFRVegetation ContactAggregated | WLDFR | HFTD - Distribution - Tier 2 - 3QU CoRE ¦ 4QU LoRE | Non-Red Flag Warning - Large Fires | Vegetation Contact | Aggregated | 2047 | 7.2994e-06 | 741.5879 | 0.0054131 | 2047 | Mitigation | 0.95 | 45 | 0 | esc | 0.00097009 | 7.081e-09 | 0.00097009 | 7.081e-09
[79 empty] | WLDFR | HFTD - Distribution - Zone 1 - 5QU CoRE ¦ 4QU LoRE | Non-Red Flag Warning - Large Fires | 2048 | 1.367e-08 | 1.367e-08 | 7.3713 | 0.88759 | 4.1075 | 2.3763 | 0 | 0 | 1.4091e-05 | 1.0076e-07 | 0 | 1.0076e-07 | 1.0076e-07 | 0 | 1.0076e-07 | 0 | 1.1351e-07 | 2.4882e-07 | 0 | 2.4882e-07 | [17 empty] | 7.3.3.17.5 (Remote Grid) Updates to grid topology to minimize risk of ignition in HFTDs Remote GridWLDFRVegetation ContactAggregated | WLDFR | HFTD - Distribution - Tier 2 - 3QU CoRE ¦ 4QU LoRE | Non-Red Flag Warning - Large Fires | Vegetation Contact | Aggregated | 2048 | 7.2994e-06 | 741.5879 | 0.0054131 | 2048 | Mitigation | 0.95 | 45 | 0 | esc | 0.00097009 | 7.081e-09 | 0.00097009 | 7.081e-09
[79 empty] | WLDFR | HFTD - Distribution - Zone 1 - 5QU CoRE ¦ 4QU LoRE | Non-Red Flag Warning - Large Fires | 2049 | 1.367e-08 | 1.367e-08 | 7.3713 | 0.88759 | 4.1075 | 2.3763 | 0 | 0 | 1.4091e-05 | 1.0076e-07 | 0 | 1.0076e-07 | 1.0076e-07 | 0 | 1.0076e-07 | 0 | 1.1351e-07 | 2.4882e-07 | 0 | 2.4882e-07 | [17 empty] | 7.3.3.17.5 (Remote Grid) Updates to grid topology to minimize risk of ignition in HFTDs Remote GridWLDFRVegetation ContactAggregated | WLDFR | HFTD - Distribution - Tier 2 - 3QU CoRE ¦ 4QU LoRE | Non-Red Flag Warning - Large Fires | Vegetation Contact | Aggregated | 2049 | 7.2994e-06 | 741.5879 | 0.0054131 | 2049 | Mitigation | 0.95 | 45 | 0 | esc | 0.00097009 | 7.081e-09 | 0.00097009 | 7.081e-09
[79 empty] | WLDFR | HFTD - Distribution - Zone 1 - 5QU CoRE ¦ 4QU LoRE | Non-Red Flag Warning - Large Fires | 2050 | 1.367e-08 | 1.367e-08 | 7.3713 | 0.88759 | 4.1075 | 2.3763 | 0 | 0 | 1.4091e-05 | 1.0076e-07 | 0 | 1.0076e-07 | 1.0076e-07 | 0 | 1.0076e-07 | 0 | 1.1351e-07 | 2.4882e-07 | 0 | 2.4882e-07 | [17 empty] | 7.3.3.17.5 (Remote Grid) Updates to grid topology to minimize risk of ignition in HFTDs Remote GridWLDFRVegetation ContactAggregated | WLDFR | HFTD - Distribution - Tier 2 - 3QU CoRE ¦ 4QU LoRE | Non-Red Flag Warning - Large Fires | Vegetation Contact | Aggregated | 2050 | 7.2994e-06 | 741.5879 | 0.0054131 | 2050 | Mitigation | 0.95 | 45 | 0 | esc | 0.00097009 | 7.081e-09 | 0.00097009 | 7.081e-09
[79 empty] | WLDFR | HFTD - Distribution - Zone 1 - 5QU CoRE ¦ 4QU LoRE | Non-Red Flag Warning - Large Fires | 2051 | 1.367e-08 | 1.367e-08 | 7.3713 | 0.88759 | 4.1075 | 2.3763 | 0 | 0 | 1.4091e-05 | 1.0076e-07 | 0 | 1.0076e-07 | 1.0076e-07 | 0 | 1.0076e-07 | 0 | 1.1351e-07 | 2.4882e-07 | 0 | 2.4882e-07 | [17 empty] | 7.3.3.17.5 (Remote Grid) Updates to grid topology to minimize risk of ignition in HFTDs Remote GridWLDFRVegetation ContactAggregated | WLDFR | HFTD - Distribution - Tier 2 - 3QU CoRE ¦ 4QU LoRE | Non-Red Flag Warning - Large Fires | Vegetation Contact | Aggregated | 2051 | 7.2994e-06 | 741.5879 | 0.0054131 | 2051 | Mitigation | 0.95 | 45 | 0 | esc | 0.00097009 | 7.081e-09 | 0.00097009 | 7.081e-09
[79 empty] | WLDFR | HFTD - Distribution - Zone 1 - 5QU CoRE ¦ 4QU LoRE | Non-Red Flag Warning - Large Fires | 2052 | 1.367e-08 | 1.367e-08 | 7.3713 | 0.88759 | 4.1075 | 2.3763 | 0 | 0 | 1.4091e-05 | 1.0076e-07 | 0 | 1.0076e-07 | 1.0076e-07 | 0 | 1.0076e-07 | 0 | 1.1351e-07 | 2.4882e-07 | 0 | 2.4882e-07 | [17 empty] | 7.3.3.17.5 (Remote Grid) Updates to grid topology to minimize risk of ignition in HFTDs Remote GridWLDFRVegetation ContactAggregated | WLDFR | HFTD - Distribution - Tier 2 - 3QU CoRE ¦ 4QU LoRE | Non-Red Flag Warning - Large Fires | Vegetation Contact | Aggregated | 2052 | 7.2994e-06 | 741.5879 | 0.0054131 | 2052 | Mitigation | 0.95 | 45 | 0 | esc | 0.00097009 | 7.081e-09 | 0.00097009 | 7.081e-09
[79 empty] | WLDFR | HFTD - Distribution - Zone 1 - 5QU CoRE ¦ 4QU LoRE | Non-Red Flag Warning - Large Fires | 2053 | 1.367e-08 | 1.367e-08 | 7.8503 | 0.92702 | 4.3664 | 2.5569 | 0 | 0 | 1.4091e-05 | 1.0731e-07 | 0 | 1.0731e-07 | 1.0731e-07 | 0 | 1.0731e-07 | 0 | 1.1882e-07 | 2.6045e-07 | 0 | 2.6045e-07 | [17 empty] | 7.3.3.17.5 (Remote Grid) Updates to grid topology to minimize risk of ignition in HFTDs Remote GridWLDFRVegetation ContactAggregated | WLDFR | HFTD - Distribution - Tier 2 - 3QU CoRE ¦ 4QU LoRE | Non-Red Flag Warning - Large Fires | Vegetation Contact | Aggregated | 2053 | 7.2994e-06 | 741.5879 | 0.0054131 | 2053 | Mitigation | 0.95 | 45 | 0 | esc | 0.00097009 | 7.081e-09 | 0.00097009 | 7.081e-09
[79 empty] | WLDFR | HFTD - Distribution - Zone 1 - 5QU CoRE ¦ 4QU LoRE | Non-Red Flag Warning - Large Fires | 2054 | 1.367e-08 | 1.367e-08 | 7.8503 | 0.92702 | 4.3664 | 2.5569 | 0 | 0 | 1.4091e-05 | 1.0731e-07 | 0 | 1.0731e-07 | 1.0731e-07 | 0 | 1.0731e-07 | 0 | 1.1882e-07 | 2.6045e-07 | 0 | 2.6045e-07 | [17 empty] | 7.3.3.17.5 (Remote Grid) Updates to grid topology to minimize risk of ignition in HFTDs Remote GridWLDFRVegetation ContactAggregated | WLDFR | HFTD - Distribution - Tier 2 - 3QU CoRE ¦ 4QU LoRE | Non-Red Flag Warning - Large Fires | Vegetation Contact | Aggregated | 2054 | 7.2994e-06 | 741.5879 | 0.0054131 | 2054 | Mitigation | 0.95 | 45 | 0 | esc | 0.00097009 | 7.081e-09 | 0.00097009 | 7.081e-09
[79 empty] | WLDFR | HFTD - Distribution - Zone 1 - 5QU CoRE ¦ 4QU LoRE | Non-Red Flag Warning - Large Fires | 2055 | 1.367e-08 | 1.367e-08 | 7.8503 | 0.92702 | 4.3664 | 2.5569 | 0 | 0 | 1.4091e-05 | 1.0731e-07 | 0 | 1.0731e-07 | 1.0731e-07 | 0 | 1.0731e-07 | 0 | 1.1882e-07 | 2.6045e-07 | 0 | 2.6045e-07 | [17 empty] | 7.3.3.17.5 (Remote Grid) Updates to grid topology to minimize risk of ignition in HFTDs Remote GridWLDFRVegetation ContactAggregated | WLDFR | HFTD - Distribution - Tier 2 - 3QU CoRE ¦ 4QU LoRE | Non-Red Flag Warning - Large Fires | Vegetation Contact | Aggregated | 2055 | 7.2994e-06 | 741.5879 | 0.0054131 | 2055 | Mitigation | 0.95 | 45 | 0 | esc | 0.00097009 | 7.081e-09 | 0.00097009 | 7.081e-09
[79 empty] | WLDFR | HFTD - Distribution - Zone 1 - 5QU CoRE ¦ 4QU LoRE | Non-Red Flag Warning - Large Fires | 2056 | 1.367e-08 | 1.367e-08 | 7.8503 | 0.92702 | 4.3664 | 2.5569 | 0 | 0 | 1.4091e-05 | 1.0731e-07 | 0 | 1.0731e-07 | 1.0731e-07 | 0 | 1.0731e-07 | 0 | 1.1882e-07 | 2.6045e-07 | 0 | 2.6045e-07 | [17 empty] | 7.3.3.17.5 (Remote Grid) Updates to grid topology to minimize risk of ignition in HFTDs Remote GridWLDFRVegetation ContactAggregated | WLDFR | HFTD - Distribution - Tier 2 - 3QU CoRE ¦ 4QU LoRE | Non-Red Flag Warning - Large Fires | Vegetation Contact | Aggregated | 2056 | 7.2994e-06 | 741.5879 | 0.0054131 | 2056 | Mitigation | 0.95 | 45 | 0 | esc | 0.00097009 | 7.081e-09 | 0.00097009 | 7.081e-09
[79 empty] | WLDFR | HFTD - Distribution - Zone 1 - 5QU CoRE ¦ 4QU LoRE | Non-Red Flag Warning - Large Fires | 2057 | 1.367e-08 | 1.367e-08 | 7.8503 | 0.92702 | 4.3664 | 2.5569 | 0 | 0 | 1.4091e-05 | 1.0731e-07 | 0 | 1.0731e-07 | 1.0731e-07 | 0 | 1.0731e-07 | 0 | 1.1882e-07 | 2.6045e-07 | 0 | 2.6045e-07 | [17 empty] | 7.3.3.17.5 (Remote Grid) Updates to grid topology to minimize risk of ignition in HFTDs Remote GridWLDFRVegetation ContactAggregated | WLDFR | HFTD - Distribution - Tier 2 - 3QU CoRE ¦ 4QU LoRE | Non-Red Flag Warning - Large Fires | Vegetation Contact | Aggregated | 2057 | 7.2994e-06 | 741.5879 | 0.0054131 | 2057 | Mitigation | 0.95 | 45 | 0 | esc | 0.00097009 | 7.081e-09 | 0.00097009 | 7.081e-09
[79 empty] | WLDFR | HFTD - Distribution - Zone 1 - 5QU CoRE ¦ 4QU LoRE | Non-Red Flag Warning - Large Fires | 2058 | 1.367e-08 | 1.367e-08 | 8.3524 | 0.96727 | 4.6367 | 2.7484 | 0 | 0 | 1.4091e-05 | 1.1417e-07 | 0 | 1.1417e-07 | 1.1417e-07 | 0 | 1.1417e-07 | 0 | 1.2419e-07 | 2.7223e-07 | 0 | 2.7223e-07 | [17 empty] | 7.3.3.17.5 (Remote Grid) Updates to grid topology to minimize risk of ignition in HFTDs Remote GridWLDFRVegetation ContactAggregated | WLDFR | HFTD - Distribution - Tier 2 - 3QU CoRE ¦ 4QU LoRE | Non-Red Flag Warning - Large Fires | Vegetation Contact | Aggregated | 2058 | 7.2994e-06 | 741.5879 | 0.0054131 | 2058 | Mitigation | 0.95 | 45 | 0 | esc | 0.00097009 | 7.081e-09 | 0.00097009 | 7.081e-09
[79 empty] | WLDFR | HFTD - Distribution - Zone 1 - 5QU CoRE ¦ 4QU LoRE | Non-Red Flag Warning - Large Fires | 2059 | 1.367e-08 | 1.367e-08 | 8.3524 | 0.96727 | 4.6367 | 2.7484 | 0 | 0 | 1.4091e-05 | 1.1417e-07 | 0 | 1.1417e-07 | 1.1417e-07 | 0 | 1.1417e-07 | 0 | 1.2419e-07 | 2.7223e-07 | 0 | 2.7223e-07 | [17 empty] | 7.3.3.17.5 (Remote Grid) Updates to grid topology to minimize risk of ignition in HFTDs Remote GridWLDFRVegetation ContactAggregated | WLDFR | HFTD - Distribution - Tier 2 - 3QU CoRE ¦ 4QU LoRE | Non-Red Flag Warning - Large Fires | Vegetation Contact | Aggregated | 2059 | 7.2994e-06 | 741.5879 | 0.0054131 | 2059 | Mitigation | 0.95 | 45 | 0 | esc | 0.00097009 | 7.081e-09 | 0.00097009 | 7.081e-09
[79 empty] | WLDFR | HFTD - Distribution - Zone 1 - 5QU CoRE ¦ 4QU LoRE | Non-Red Flag Warning - Large Fires | 2060 | 1.367e-08 | 1.367e-08 | 8.3524 | 0.96727 | 4.6367 | 2.7484 | 0 | 0 | 1.4091e-05 | 1.1417e-07 | 0 | 1.1417e-07 | 1.1417e-07 | 0 | 1.1417e-07 | 0 | 1.2419e-07 | 2.7223e-07 | 0 | 2.7223e-07 | [17 empty] | 7.3.3.17.5 (Remote Grid) Updates to grid topology to minimize risk of ignition in HFTDs Remote GridWLDFRVegetation ContactAggregated | WLDFR | HFTD - Distribution - Tier 2 - 3QU CoRE ¦ 4QU LoRE | Non-Red Flag Warning - Large Fires | Vegetation Contact | Aggregated | 2060 | 7.2994e-06 | 741.5879 | 0.0054131 | 2060 | Mitigation | 0.95 | 45 | 0 | esc | 0.00097009 | 7.081e-09 | 0.00097009 | 7.081e-09
[79 empty] | WLDFR | HFTD - Distribution - Zone 1 - 5QU CoRE ¦ 4QU LoRE | Non-Red Flag Warning - Large Fires | 2061 | 1.367e-08 | 1.367e-08 | 8.3524 | 0.96727 | 4.6367 | 2.7484 | 0 | 0 | 1.4091e-05 | 1.1417e-07 | 0 | 1.1417e-07 | 1.1417e-07 | 0 | 1.1417e-07 | 0 | 0 | 2.7223e-07 | 0 | 2.7223e-07 | [17 empty] | 7.3.3.17.5 (Remote Grid) Updates to grid topology to minimize risk of ignition in HFTDs Remote GridWLDFRVegetation ContactAggregated | WLDFR | HFTD - Distribution - Tier 2 - 3QU CoRE ¦ 4QU LoRE | Non-Red Flag Warning - Large Fires | Vegetation Contact | Aggregated | 2061 | 7.2994e-06 | 741.5879 | 0.0054131 | 2061 | Mitigation | 0.95 | 45 | 0 | esc | 0.00097009 | 7.081e-09 | 0.00097009 | 7.081e-09
[79 empty] | WLDFR | HFTD - Distribution - Zone 1 - 5QU CoRE ¦ 4QU LoRE | Non-Red Flag Warning - Large Fires | 2062 | 1.367e-08 | 1.367e-08 | 8.3524 | 0.96727 | 4.6367 | 2.7484 | 0 | 0 | 1.4091e-05 | 1.1417e-07 | 0 | 1.1417e-07 | 1.1417e-07 | 0 | 1.1417e-07 | 0 | 0 | 0 | 0 | 0 | [17 empty] | 7.3.3.17.5 (Remote Grid) Updates to grid topology to minimize risk of ignition in HFTDs Remote GridWLDFRVegetation ContactAggregated | WLDFR | HFTD - Distribution - Tier 2 - 3QU CoRE ¦ 4QU LoRE | Non-Red Flag Warning - Large Fires | Vegetation Contact | Aggregated | 2062 | 7.2994e-06 | 741.5879 | 0.0054131 | 2062 | Mitigation | 0.95 | 45 | 0 | esc | 0.00097009 | 7.081e-09 | 0.00097009 | 7.081e-09
[79 empty] | WLDFR | HFTD - Distribution - Zone 1 - 5QU CoRE ¦ 4QU LoRE | Non-Red Flag Warning - Large Fires | 2063 | 1.367e-08 | 1.367e-08 | 8.872 | 1.0079 | 4.9153 | 2.9488 | 0 | 0 | 1.4091e-05 | 1.2128e-07 | 0 | 1.2128e-07 | 1.2128e-07 | 0 | 1.2128e-07 | 0 | 1.9669e-06 | 0 | 0 | 0 | [17 empty] | 7.3.3.17.5 (Remote Grid) Updates to grid topology to minimize risk of ignition in HFTDs Remote GridWLDFRVegetation ContactAggregated | WLDFR | HFTD - Distribution - Tier 2 - 3QU CoRE ¦ 4QU LoRE | Non-Red Flag Warning - Large Fires | Vegetation Contact | Aggregated | 2063 | 7.2994e-06 | 741.5879 | 0.0054131 | 2063 | Mitigation | 0.95 | 45 | 0 | esc | 0.00097009 | 7.081e-09 | 0.00097009 | 7.081e-09
[79 empty] | WLDFR | HFTD - Distribution - Zone 1 - 5QU CoRE ¦ 4QU LoRE | Non-Red Flag Warning - Large Fires | 2064 | 1.367e-08 | 1.367e-08 | 8.872 | 1.0079 | 4.9153 | 2.9488 | 0 | 0 | 1.4091e-05 | 1.2128e-07 | 0 | 1.2128e-07 | 1.2128e-07 | 0 | 1.2128e-07 | 0 | 2.039e-06 | 4.4696e-06 | 0 | 4.4696e-06 | [17 empty] | 7.3.3.17.5 (Remote Grid) Updates to grid topology to minimize risk of ignition in HFTDs Remote GridWLDFRVegetation ContactAggregated | WLDFR | HFTD - Distribution - Tier 2 - 3QU CoRE ¦ 4QU LoRE | Non-Red Flag Warning - Large Fires | Vegetation Contact | Aggregated | 2064 | 7.2994e-06 | 741.5879 | 0.0054131 | 2064 | Mitigation | 0.95 | 45 | 0 | esc | 0.00097009 | 7.081e-09 | 0.00097009 | 7.081e-09
[79 empty] | WLDFR | HFTD - Distribution - Zone 1 - 5QU CoRE ¦ 4QU LoRE | Non-Red Flag Warning - Large Fires | 2065 | 1.367e-08 | 1.367e-08 | 8.872 | 1.0079 | 4.9153 | 2.9488 | 0 | 0 | 1.4091e-05 | 1.2128e-07 | 0 | 1.2128e-07 | 1.2128e-07 | 0 | 1.2128e-07 | 0 | 2.039e-06 | 4.4696e-06 | 0 | 4.4696e-06 | [17 empty] | 7.3.3.17.5 (Remote Grid) Updates to grid topology to minimize risk of ignition in HFTDs Remote GridWLDFRVegetation ContactAggregated | WLDFR | HFTD - Distribution - Tier 2 - 3QU CoRE ¦ 4QU LoRE | Non-Red Flag Warning - Large Fires | Vegetation Contact | Aggregated | 2065 | 7.2994e-06 | 741.5879 | 0.0054131 | 2065 | Mitigation | 0.95 | 45 | 0 | esc | 0.00097009 | 7.081e-09 | 0.00097009 | 7.081e-09
[79 empty] | WLDFR | HFTD - Distribution - Zone 1 - 5QU CoRE ¦ 4QU LoRE | Non-Red Flag Warning - Large Fires | 2066 | 1.367e-08 | 1.367e-08 | 8.872 | 1.0079 | 4.9153 | 2.9488 | 0 | 0 | 1.4091e-05 | 1.2128e-07 | 0 | 1.2128e-07 | 1.2128e-07 | 0 | 1.2128e-07 | 0 | 2.039e-06 | 4.4696e-06 | 0 | 4.4696e-06 | [17 empty] | 7.3.3.17.5 (Remote Grid) Updates to grid topology to minimize risk of ignition in HFTDs Remote GridWLDFRVegetation ContactAggregated | WLDFR | HFTD - Distribution - Tier 2 - 3QU CoRE ¦ 4QU LoRE | Non-Red Flag Warning - Large Fires | Vegetation Contact | Aggregated | 2066 | 7.2994e-06 | 741.5879 | 0.0054131 | 2066 | Mitigation | 0.95 | 45 | 0 | esc | 0.00097009 | 7.081e-09 | 0.00097009 | 7.081e-09
[79 empty] | WLDFR | HFTD - Distribution - Zone 1 - 5QU CoRE ¦ 4QU LoRE | Non-Red Flag Warning - Large Fires | 2067 | 0 | 1.367e-08 | 8.872 | 1.0079 | 4.9153 | 2.9488 | 0 | 0 | 1.4091e-05 | 0 | 0 | 0 | 1.2128e-07 | 0 | 1.2128e-07 | 0 | 2.039e-06 | 4.4696e-06 | 0 | 4.4696e-06 | [17 empty] | 7.3.3.17.5 (Remote Grid) Updates to grid topology to minimize risk of ignition in HFTDs Remote GridWLDFRVegetation ContactAggregated | WLDFR | HFTD - Distribution - Tier 2 - 3QU CoRE ¦ 4QU LoRE | Non-Red Flag Warning - Large Fires | Vegetation Contact | Aggregated | 2067 | 7.2994e-06 | 741.5879 | 0.0054131 | 2067 | Mitigation | 0.95 | 45 | 0 | esc | 0 | 0 | 0.00097009 | 7.081e-09
[79 empty] | WLDFR | HFTD - Distribution - Zone 1 - 5QU CoRE ¦ 4QU LoRE | Non-Red Flag Warning - Small Fires | 2022 | 4.039e-06 | 0 | 0.077901 | 0.036425 | 0.0015809 | 0.039895 | 0 | 0 | 0.0041636 | 3.1464e-07 | 0 | 3.1464e-07 | 0 | 0 | 0 | 0 | 2.039e-06 | 4.4696e-06 | 0 | 4.4696e-06 | [17 empty] | 7.3.3.17.5 (Remote Grid) Updates to grid topology to minimize risk of ignition in HFTDs Remote GridWLDFRWire-to-wire contactAggregated | WLDFR | HFTD - Distribution - Tier 2 - 3QU CoRE ¦ 4QU LoRE | Non-Red Flag Warning - Large Fires | Wire-to-wire contact | Aggregated | 2022 | 3.1276e-06 | 741.5879 | 0.0023194 | 2022 | Mitigation | 0.95 | 45 | 0 | esc | 0.00097009 | 3.034e-09 | 0 | 0
[79 empty] | WLDFR | HFTD - Distribution - Zone 1 - 5QU CoRE ¦ 4QU LoRE | Non-Red Flag Warning - Small Fires | 2023 | 4.039e-06 | 4.039e-06 | 0.080408 | 0.03759 | 0.0016314 | 0.041187 | 0 | 0 | 0.0041636 | 3.2477e-07 | 0 | 3.2477e-07 | 3.2477e-07 | 0 | 3.2477e-07 | 0 | 2.1299e-06 | 4.6687e-06 | 0 | 4.6687e-06 | [17 empty] | 7.3.3.17.5 (Remote Grid) Updates to grid topology to minimize risk of ignition in HFTDs Remote GridWLDFRWire-to-wire contactAggregated | WLDFR | HFTD - Distribution - Tier 2 - 3QU CoRE ¦ 4QU LoRE | Non-Red Flag Warning - Large Fires | Wire-to-wire contact | Aggregated | 2023 | 3.1276e-06 | 741.5879 | 0.0023194 | 2023 | Mitigation | 0.95 | 45 | 0 | esc | 0.00097009 | 3.034e-09 | 0.00097009 | 3.034e-09
[79 empty] | WLDFR | HFTD - Distribution - Zone 1 - 5QU CoRE ¦ 4QU LoRE | Non-Red Flag Warning - Small Fires | 2024 | 4.039e-06 | 4.039e-06 | 0.080408 | 0.03759 | 0.0016314 | 0.041187 | 0 | 0 | 0.0041636 | 3.2477e-07 | 0 | 3.2477e-07 | 3.2477e-07 | 0 | 3.2477e-07 | 0 | 2.1299e-06 | 4.6687e-06 | 0 | 4.6687e-06 | [17 empty] | 7.3.3.17.5 (Remote Grid) Updates to grid topology to minimize risk of ignition in HFTDs Remote GridWLDFRWire-to-wire contactAggregated | WLDFR | HFTD - Distribution - Tier 2 - 3QU CoRE ¦ 4QU LoRE | Non-Red Flag Warning - Large Fires | Wire-to-wire contact | Aggregated | 2024 | 3.1276e-06 | 741.5879 | 0.0023194 | 2024 | Mitigation | 0.95 | 45 | 0 | esc | 0.00097009 | 3.034e-09 | 0.00097009 | 3.034e-09
[79 empty] | WLDFR | HFTD - Distribution - Zone 1 - 5QU CoRE ¦ 4QU LoRE | Non-Red Flag Warning - Small Fires | 2025 | 4.039e-06 | 4.039e-06 | 0.080408 | 0.03759 | 0.0016314 | 0.041187 | 0 | 0 | 0.0041636 | 3.2477e-07 | 0 | 3.2477e-07 | 3.2477e-07 | 0 | 3.2477e-07 | 0 | 2.1299e-06 | 4.6687e-06 | 0 | 4.6687e-06 | [17 empty] | 7.3.3.17.5 (Remote Grid) Updates to grid topology to minimize risk of ignition in HFTDs Remote GridWLDFRWire-to-wire contactAggregated | WLDFR | HFTD - Distribution - Tier 2 - 3QU CoRE ¦ 4QU LoRE | Non-Red Flag Warning - Large Fires | Wire-to-wire contact | Aggregated | 2025 | 3.1276e-06 | 741.5879 | 0.0023194 | 2025 | Mitigation | 0.95 | 45 | 0 | esc | 0.00097009 | 3.034e-09 | 0.00097009 | 3.034e-09
[79 empty] | WLDFR | HFTD - Distribution - Zone 1 - 5QU CoRE ¦ 4QU LoRE | Non-Red Flag Warning - Small Fires | 2026 | 4.039e-06 | 4.039e-06 | 0.080408 | 0.03759 | 0.0016314 | 0.041187 | 0 | 0 | 0.0041636 | 3.2477e-07 | 0 | 3.2477e-07 | 3.2477e-07 | 0 | 3.2477e-07 | 0 | 2.1299e-06 | 4.6687e-06 | 0 | 4.6687e-06 | [17 empty] | 7.3.3.17.5 (Remote Grid) Updates to grid topology to minimize risk of ignition in HFTDs Remote GridWLDFRWire-to-wire contactAggregated | WLDFR | HFTD - Distribution - Tier 2 - 3QU CoRE ¦ 4QU LoRE | Non-Red Flag Warning - Large Fires | Wire-to-wire contact | Aggregated | 2026 | 3.1276e-06 | 741.5879 | 0.0023194 | 2026 | Mitigation | 0.95 | 45 | 0 | esc | 0.00097009 | 3.034e-09 | 0.00097009 | 3.034e-09
[79 empty] | WLDFR | HFTD - Distribution - Zone 1 - 5QU CoRE ¦ 4QU LoRE | Non-Red Flag Warning - Small Fires | 2027 | 4.039e-06 | 4.039e-06 | 0.080408 | 0.03759 | 0.0016314 | 0.041187 | 0 | 0 | 0.0041636 | 3.2477e-07 | 0 | 3.2477e-07 | 3.2477e-07 | 0 | 3.2477e-07 | 0 | 2.1299e-06 | 4.6687e-06 | 0 | 4.6687e-06 | [17 empty] | 7.3.3.17.5 (Remote Grid) Updates to grid topology to minimize risk of ignition in HFTDs Remote GridWLDFRWire-to-wire contactAggregated | WLDFR | HFTD - Distribution - Tier 2 - 3QU CoRE ¦ 4QU LoRE | Non-Red Flag Warning - Large Fires | Wire-to-wire contact | Aggregated | 2027 | 3.1276e-06 | 741.5879 | 0.0023194 | 2027 | Mitigation | 0.95 | 45 | 0 | esc | 0.00097009 | 3.034e-09 | 0.00097009 | 3.034e-09
[79 empty] | WLDFR | HFTD - Distribution - Zone 1 - 5QU CoRE ¦ 4QU LoRE | Non-Red Flag Warning - Small Fires | 2028 | 4.039e-06 | 4.039e-06 | 0.083606 | 0.039055 | 0.001695 | 0.042856 | 0 | 0 | 0.0041636 | 3.3769e-07 | 0 | 3.3769e-07 | 3.3769e-07 | 0 | 3.3769e-07 | 0 | 2.2308e-06 | 4.89e-06 | 0 | 4.89e-06 | [17 empty] | 7.3.3.17.5 (Remote Grid) Updates to grid topology to minimize risk of ignition in HFTDs Remote GridWLDFRWire-to-wire contactAggregated | WLDFR | HFTD - Distribution - Tier 2 - 3QU CoRE ¦ 4QU LoRE | Non-Red Flag Warning - Large Fires | Wire-to-wire contact | Aggregated | 2028 | 3.1276e-06 | 741.5879 | 0.0023194 | 2028 | Mitigation | 0.95 | 45 | 0 | esc | 0.00097009 | 3.034e-09 | 0.00097009 | 3.034e-09
[79 empty] | WLDFR | HFTD - Distribution - Zone 1 - 5QU CoRE ¦ 4QU LoRE | Non-Red Flag Warning - Small Fires | 2029 | 4.039e-06 | 4.039e-06 | 0.083606 | 0.039055 | 0.001695 | 0.042856 | 0 | 0 | 0.0041636 | 3.3769e-07 | 0 | 3.3769e-07 | 3.3769e-07 | 0 | 3.3769e-07 | 0 | 2.2308e-06 | 4.89e-06 | 0 | 4.89e-06 | [17 empty] | 7.3.3.17.5 (Remote Grid) Updates to grid topology to minimize risk of ignition in HFTDs Remote GridWLDFRWire-to-wire contactAggregated | WLDFR | HFTD - Distribution - Tier 2 - 3QU CoRE ¦ 4QU LoRE | Non-Red Flag Warning - Large Fires | Wire-to-wire contact | Aggregated | 2029 | 3.1276e-06 | 741.5879 | 0.0023194 | 2029 | Mitigation | 0.95 | 45 | 0 | esc | 0.00097009 | 3.034e-09 | 0.00097009 | 3.034e-09
[79 empty] | WLDFR | HFTD - Distribution - Zone 1 - 5QU CoRE ¦ 4QU LoRE | Non-Red Flag Warning - Small Fires | 2030 | 4.039e-06 | 4.039e-06 | 0.083606 | 0.039055 | 0.001695 | 0.042856 | 0 | 0 | 0.0041636 | 3.3769e-07 | 0 | 3.3769e-07 | 3.3769e-07 | 0 | 3.3769e-07 | 0 | 2.2308e-06 | 4.89e-06 | 0 | 4.89e-06 | [17 empty] | 7.3.3.17.5 (Remote Grid) Updates to grid topology to minimize risk of ignition in HFTDs Remote GridWLDFRWire-to-wire contactAggregated | WLDFR | HFTD - Distribution - Tier 2 - 3QU CoRE ¦ 4QU LoRE | Non-Red Flag Warning - Large Fires | Wire-to-wire contact | Aggregated | 2030 | 3.1276e-06 | 741.5879 | 0.0023194 | 2030 | Mitigation | 0.95 | 45 | 0 | esc | 0.00097009 | 3.034e-09 | 0.00097009 | 3.034e-09
[79 empty] | WLDFR | HFTD - Distribution - Zone 1 - 5QU CoRE ¦ 4QU LoRE | Non-Red Flag Warning - Small Fires | 2031 | 4.039e-06 | 4.039e-06 | 0.083606 | 0.039055 | 0.001695 | 0.042856 | 0 | 0 | 0.0041636 | 3.3769e-07 | 0 | 3.3769e-07 | 3.3769e-07 | 0 | 3.3769e-07 | 0 | 2.2308e-06 | 4.89e-06 | 0 | 4.89e-06 | [17 empty] | 7.3.3.17.5 (Remote Grid) Updates to grid topology to minimize risk of ignition in HFTDs Remote GridWLDFRWire-to-wire contactAggregated | WLDFR | HFTD - Distribution - Tier 2 - 3QU CoRE ¦ 4QU LoRE | Non-Red Flag Warning - Large Fires | Wire-to-wire contact | Aggregated | 2031 | 3.1276e-06 | 741.5879 | 0.0023194 | 2031 | Mitigation | 0.95 | 45 | 0 | esc | 0.00097009 | 3.034e-09 | 0.00097009 | 3.034e-09
[79 empty] | WLDFR | HFTD - Distribution - Zone 1 - 5QU CoRE ¦ 4QU LoRE | Non-Red Flag Warning - Small Fires | 2032 | 4.039e-06 | 4.039e-06 | 0.083606 | 0.039055 | 0.001695 | 0.042856 | 0 | 0 | 0.0041636 | 3.3769e-07 | 0 | 3.3769e-07 | 3.3769e-07 | 0 | 3.3769e-07 | 0 | 2.2308e-06 | 4.89e-06 | 0 | 4.89e-06 | [17 empty] | 7.3.3.17.5 (Remote Grid) Updates to grid topology to minimize risk of ignition in HFTDs Remote GridWLDFRWire-to-wire contactAggregated | WLDFR | HFTD - Distribution - Tier 2 - 3QU CoRE ¦ 4QU LoRE | Non-Red Flag Warning - Large Fires | Wire-to-wire contact | Aggregated | 2032 | 3.1276e-06 | 741.5879 | 0.0023194 | 2032 | Mitigation | 0.95 | 45 | 0 | esc | 0.00097009 | 3.034e-09 | 0.00097009 | 3.034e-09
[79 empty] | WLDFR | HFTD - Distribution - Zone 1 - 5QU CoRE ¦ 4QU LoRE | Non-Red Flag Warning - Small Fires | 2033 | 4.039e-06 | 4.039e-06 | 0.087211 | 0.040679 | 0.0017655 | 0.044766 | 0 | 0 | 0.0041636 | 3.5225e-07 | 0 | 3.5225e-07 | 3.5225e-07 | 0 | 3.5225e-07 | 0 | 2.3404e-06 | 5.1303e-06 | 0 | 5.1303e-06 | [17 empty] | 7.3.3.17.5 (Remote Grid) Updates to grid topology to minimize risk of ignition in HFTDs Remote GridWLDFRWire-to-wire contactAggregated | WLDFR | HFTD - Distribution - Tier 2 - 3QU CoRE ¦ 4QU LoRE | Non-Red Flag Warning - Large Fires | Wire-to-wire contact | Aggregated | 2033 | 3.1276e-06 | 741.5879 | 0.0023194 | 2033 | Mitigation | 0.95 | 45 | 0 | esc | 0.00097009 | 3.034e-09 | 0.00097009 | 3.034e-09
[79 empty] | WLDFR | HFTD - Distribution - Zone 1 - 5QU CoRE ¦ 4QU LoRE | Non-Red Flag Warning - Small Fires | 2034 | 4.039e-06 | 4.039e-06 | 0.087211 | 0.040679 | 0.0017655 | 0.044766 | 0 | 0 | 0.0041636 | 3.5225e-07 | 0 | 3.5225e-07 | 3.5225e-07 | 0 | 3.5225e-07 | 0 | 2.3404e-06 | 5.1303e-06 | 0 | 5.1303e-06 | [17 empty] | 7.3.3.17.5 (Remote Grid) Updates to grid topology to minimize risk of ignition in HFTDs Remote GridWLDFRWire-to-wire contactAggregated | WLDFR | HFTD - Distribution - Tier 2 - 3QU CoRE ¦ 4QU LoRE | Non-Red Flag Warning - Large Fires | Wire-to-wire contact | Aggregated | 2034 | 3.1276e-06 | 741.5879 | 0.0023194 | 2034 | Mitigation | 0.95 | 45 | 0 | esc | 0.00097009 | 3.034e-09 | 0.00097009 | 3.034e-09
[79 empty] | WLDFR | HFTD - Distribution - Zone 1 - 5QU CoRE ¦ 4QU LoRE | Non-Red Flag Warning - Small Fires | 2035 | 4.039e-06 | 4.039e-06 | 0.087211 | 0.040679 | 0.0017655 | 0.044766 | 0 | 0 | 0.0041636 | 3.5225e-07 | 0 | 3.5225e-07 | 3.5225e-07 | 0 | 3.5225e-07 | 0 | 2.3404e-06 | 5.1303e-06 | 0 | 5.1303e-06 | [17 empty] | 7.3.3.17.5 (Remote Grid) Updates to grid topology to minimize risk of ignition in HFTDs Remote GridWLDFRWire-to-wire contactAggregated | WLDFR | HFTD - Distribution - Tier 2 - 3QU CoRE ¦ 4QU LoRE | Non-Red Flag Warning - Large Fires | Wire-to-wire contact | Aggregated | 2035 | 3.1276e-06 | 741.5879 | 0.0023194 | 2035 | Mitigation | 0.95 | 45 | 0 | esc | 0.00097009 | 3.034e-09 | 0.00097009 | 3.034e-09
[79 empty] | WLDFR | HFTD - Distribution - Zone 1 - 5QU CoRE ¦ 4QU LoRE | Non-Red Flag Warning - Small Fires | 2036 | 4.039e-06 | 4.039e-06 | 0.087211 | 0.040679 | 0.0017655 | 0.044766 | 0 | 0 | 0.0041636 | 3.5225e-07 | 0 | 3.5225e-07 | 3.5225e-07 | 0 | 3.5225e-07 | 0 | 2.3404e-06 | 5.1303e-06 | 0 | 5.1303e-06 | [17 empty] | 7.3.3.17.5 (Remote Grid) Updates to grid topology to minimize risk of ignition in HFTDs Remote GridWLDFRWire-to-wire contactAggregated | WLDFR | HFTD - Distribution - Tier 2 - 3QU CoRE ¦ 4QU LoRE | Non-Red Flag Warning - Large Fires | Wire-to-wire contact | Aggregated | 2036 | 3.1276e-06 | 741.5879 | 0.0023194 | 2036 | Mitigation | 0.95 | 45 | 0 | esc | 0.00097009 | 3.034e-09 | 0.00097009 | 3.034e-09
[79 empty] | WLDFR | HFTD - Distribution - Zone 1 - 5QU CoRE ¦ 4QU LoRE | Non-Red Flag Warning - Small Fires | 2037 | 4.039e-06 | 4.039e-06 | 0.087211 | 0.040679 | 0.0017655 | 0.044766 | 0 | 0 | 0.0041636 | 3.5225e-07 | 0 | 3.5225e-07 | 3.5225e-07 | 0 | 3.5225e-07 | 0 | 2.3404e-06 | 5.1303e-06 | 0 | 5.1303e-06 | [17 empty] | 7.3.3.17.5 (Remote Grid) Updates to grid topology to minimize risk of ignition in HFTDs Remote GridWLDFRWire-to-wire contactAggregated | WLDFR | HFTD - Distribution - Tier 2 - 3QU CoRE ¦ 4QU LoRE | Non-Red Flag Warning - Large Fires | Wire-to-wire contact | Aggregated | 2037 | 3.1276e-06 | 741.5879 | 0.0023194 | 2037 | Mitigation | 0.95 | 45 | 0 | esc | 0.00097009 | 3.034e-09 | 0.00097009 | 3.034e-09
[79 empty] | WLDFR | HFTD - Distribution - Zone 1 - 5QU CoRE ¦ 4QU LoRE | Non-Red Flag Warning - Small Fires | 2038 | 4.039e-06 | 4.039e-06 | 0.091184 | 0.042438 | 0.0018418 | 0.046905 | 0 | 0 | 0.0041636 | 3.683e-07 | 0 | 3.683e-07 | 3.683e-07 | 0 | 3.683e-07 | 0 | 2.4572e-06 | 5.3862e-06 | 0 | 5.3862e-06 | [17 empty] | 7.3.3.17.5 (Remote Grid) Updates to grid topology to minimize risk of ignition in HFTDs Remote GridWLDFRWire-to-wire contactAggregated | WLDFR | HFTD - Distribution - Tier 2 - 3QU CoRE ¦ 4QU LoRE | Non-Red Flag Warning - Large Fires | Wire-to-wire contact | Aggregated | 2038 | 3.1276e-06 | 741.5879 | 0.0023194 | 2038 | Mitigation | 0.95 | 45 | 0 | esc | 0.00097009 | 3.034e-09 | 0.00097009 | 3.034e-09
[79 empty] | WLDFR | HFTD - Distribution - Zone 1 - 5QU CoRE ¦ 4QU LoRE | Non-Red Flag Warning - Small Fires | 2039 | 4.039e-06 | 4.039e-06 | 0.091184 | 0.042438 | 0.0018418 | 0.046905 | 0 | 0 | 0.0041636 | 3.683e-07 | 0 | 3.683e-07 | 3.683e-07 | 0 | 3.683e-07 | 0 | 2.4572e-06 | 5.3862e-06 | 0 | 5.3862e-06 | [17 empty] | 7.3.3.17.5 (Remote Grid) Updates to grid topology to minimize risk of ignition in HFTDs Remote GridWLDFRWire-to-wire contactAggregated | WLDFR | HFTD - Distribution - Tier 2 - 3QU CoRE ¦ 4QU LoRE | Non-Red Flag Warning - Large Fires | Wire-to-wire contact | Aggregated | 2039 | 3.1276e-06 | 741.5879 | 0.0023194 | 2039 | Mitigation | 0.95 | 45 | 0 | esc | 0.00097009 | 3.034e-09 | 0.00097009 | 3.034e-09
[79 empty] | WLDFR | HFTD - Distribution - Zone 1 - 5QU CoRE ¦ 4QU LoRE | Non-Red Flag Warning - Small Fires | 2040 | 4.039e-06 | 4.039e-06 | 0.091184 | 0.042438 | 0.0018418 | 0.046905 | 0 | 0 | 0.0041636 | 3.683e-07 | 0 | 3.683e-07 | 3.683e-07 | 0 | 3.683e-07 | 0 | 2.4572e-06 | 5.3862e-06 | 0 | 5.3862e-06 | [17 empty] | 7.3.3.17.5 (Remote Grid) Updates to grid topology to minimize risk of ignition in HFTDs Remote GridWLDFRWire-to-wire contactAggregated | WLDFR | HFTD - Distribution - Tier 2 - 3QU CoRE ¦ 4QU LoRE | Non-Red Flag Warning - Large Fires | Wire-to-wire contact | Aggregated | 2040 | 3.1276e-06 | 741.5879 | 0.0023194 | 2040 | Mitigation | 0.95 | 45 | 0 | esc | 0.00097009 | 3.034e-09 | 0.00097009 | 3.034e-09
[79 empty] | WLDFR | HFTD - Distribution - Zone 1 - 5QU CoRE ¦ 4QU LoRE | Non-Red Flag Warning - Small Fires | 2041 | 4.039e-06 | 4.039e-06 | 0.091184 | 0.042438 | 0.0018418 | 0.046905 | 0 | 0 | 0.0041636 | 3.683e-07 | 0 | 3.683e-07 | 3.683e-07 | 0 | 3.683e-07 | 0 | 2.4572e-06 | 5.3862e-06 | 0 | 5.3862e-06 | [17 empty] | 7.3.3.17.5 (Remote Grid) Updates to grid topology to minimize risk of ignition in HFTDs Remote GridWLDFRWire-to-wire contactAggregated | WLDFR | HFTD - Distribution - Tier 2 - 3QU CoRE ¦ 4QU LoRE | Non-Red Flag Warning - Large Fires | Wire-to-wire contact | Aggregated | 2041 | 3.1276e-06 | 741.5879 | 0.0023194 | 2041 | Mitigation | 0.95 | 45 | 0 | esc | 0.00097009 | 3.034e-09 | 0.00097009 | 3.034e-09
[79 empty] | WLDFR | HFTD - Distribution - Zone 1 - 5QU CoRE ¦ 4QU LoRE | Non-Red Flag Warning - Small Fires | 2042 | 4.039e-06 | 4.039e-06 | 0.091184 | 0.042438 | 0.0018418 | 0.046905 | 0 | 0 | 0.0041636 | 3.683e-07 | 0 | 3.683e-07 | 3.683e-07 | 0 | 3.683e-07 | 0 | 2.4572e-06 | 5.3862e-06 | 0 | 5.3862e-06 | [17 empty] | 7.3.3.17.5 (Remote Grid) Updates to grid topology to minimize risk of ignition in HFTDs Remote GridWLDFRWire-to-wire contactAggregated | WLDFR | HFTD - Distribution - Tier 2 - 3QU CoRE ¦ 4QU LoRE | Non-Red Flag Warning - Large Fires | Wire-to-wire contact | Aggregated | 2042 | 3.1276e-06 | 741.5879 | 0.0023194 | 2042 | Mitigation | 0.95 | 45 | 0 | esc | 0.00097009 | 3.034e-09 | 0.00097009 | 3.034e-09
[79 empty] | WLDFR | HFTD - Distribution - Zone 1 - 5QU CoRE ¦ 4QU LoRE | Non-Red Flag Warning - Small Fires | 2043 | 4.039e-06 | 4.039e-06 | 0.095486 | 0.044306 | 0.0019228 | 0.049257 | 0 | 0 | 0.0041636 | 3.8567e-07 | 0 | 3.8567e-07 | 3.8567e-07 | 0 | 3.8567e-07 | 0 | 2.5796e-06 | 5.6545e-06 | 0 | 5.6545e-06 | [17 empty] | 7.3.3.17.5 (Remote Grid) Updates to grid topology to minimize risk of ignition in HFTDs Remote GridWLDFRWire-to-wire contactAggregated | WLDFR | HFTD - Distribution - Tier 2 - 3QU CoRE ¦ 4QU LoRE | Non-Red Flag Warning - Large Fires | Wire-to-wire contact | Aggregated | 2043 | 3.1276e-06 | 741.5879 | 0.0023194 | 2043 | Mitigation | 0.95 | 45 | 0 | esc | 0.00097009 | 3.034e-09 | 0.00097009 | 3.034e-09
[79 empty] | WLDFR | HFTD - Distribution - Zone 1 - 5QU CoRE ¦ 4QU LoRE | Non-Red Flag Warning - Small Fires | 2044 | 4.039e-06 | 4.039e-06 | 0.095486 | 0.044306 | 0.0019228 | 0.049257 | 0 | 0 | 0.0041636 | 3.8567e-07 | 0 | 3.8567e-07 | 3.8567e-07 | 0 | 3.8567e-07 | 0 | 2.5796e-06 | 5.6545e-06 | 0 | 5.6545e-06 | [17 empty] | 7.3.3.17.5 (Remote Grid) Updates to grid topology to minimize risk of ignition in HFTDs Remote GridWLDFRWire-to-wire contactAggregated | WLDFR | HFTD - Distribution - Tier 2 - 3QU CoRE ¦ 4QU LoRE | Non-Red Flag Warning - Large Fires | Wire-to-wire contact | Aggregated | 2044 | 3.1276e-06 | 741.5879 | 0.0023194 | 2044 | Mitigation | 0.95 | 45 | 0 | esc | 0.00097009 | 3.034e-09 | 0.00097009 | 3.034e-09
[79 empty] | WLDFR | HFTD - Distribution - Zone 1 - 5QU CoRE ¦ 4QU LoRE | Non-Red Flag Warning - Small Fires | 2045 | 4.039e-06 | 4.039e-06 | 0.095486 | 0.044306 | 0.0019228 | 0.049257 | 0 | 0 | 0.0041636 | 3.8567e-07 | 0 | 3.8567e-07 | 3.8567e-07 | 0 | 3.8567e-07 | 0 | 2.5796e-06 | 5.6545e-06 | 0 | 5.6545e-06 | [17 empty] | 7.3.3.17.5 (Remote Grid) Updates to grid topology to minimize risk of ignition in HFTDs Remote GridWLDFRWire-to-wire contactAggregated | WLDFR | HFTD - Distribution - Tier 2 - 3QU CoRE ¦ 4QU LoRE | Non-Red Flag Warning - Large Fires | Wire-to-wire contact | Aggregated | 2045 | 3.1276e-06 | 741.5879 | 0.0023194 | 2045 | Mitigation | 0.95 | 45 | 0 | esc | 0.00097009 | 3.034e-09 | 0.00097009 | 3.034e-09
[79 empty] | WLDFR | HFTD - Distribution - Zone 1 - 5QU CoRE ¦ 4QU LoRE | Non-Red Flag Warning - Small Fires | 2046 | 4.039e-06 | 4.039e-06 | 0.095486 | 0.044306 | 0.0019228 | 0.049257 | 0 | 0 | 0.0041636 | 3.8567e-07 | 0 | 3.8567e-07 | 3.8567e-07 | 0 | 3.8567e-07 | 0 | 2.5796e-06 | 5.6545e-06 | 0 | 5.6545e-06 | [17 empty] | 7.3.3.17.5 (Remote Grid) Updates to grid topology to minimize risk of ignition in HFTDs Remote GridWLDFRWire-to-wire contactAggregated | WLDFR | HFTD - Distribution - Tier 2 - 3QU CoRE ¦ 4QU LoRE | Non-Red Flag Warning - Large Fires | Wire-to-wire contact | Aggregated | 2046 | 3.1276e-06 | 741.5879 | 0.0023194 | 2046 | Mitigation | 0.95 | 45 | 0 | esc | 0.00097009 | 3.034e-09 | 0.00097009 | 3.034e-09
[79 empty] | WLDFR | HFTD - Distribution - Zone 1 - 5QU CoRE ¦ 4QU LoRE | Non-Red Flag Warning - Small Fires | 2047 | 4.039e-06 | 4.039e-06 | 0.095486 | 0.044306 | 0.0019228 | 0.049257 | 0 | 0 | 0.0041636 | 3.8567e-07 | 0 | 3.8567e-07 | 3.8567e-07 | 0 | 3.8567e-07 | 0 | 2.5796e-06 | 5.6545e-06 | 0 | 5.6545e-06 | [17 empty] | 7.3.3.17.5 (Remote Grid) Updates to grid topology to minimize risk of ignition in HFTDs Remote GridWLDFRWire-to-wire contactAggregated | WLDFR | HFTD - Distribution - Tier 2 - 3QU CoRE ¦ 4QU LoRE | Non-Red Flag Warning - Large Fires | Wire-to-wire contact | Aggregated | 2047 | 3.1276e-06 | 741.5879 | 0.0023194 | 2047 | Mitigation | 0.95 | 45 | 0 | esc | 0.00097009 | 3.034e-09 | 0.00097009 | 3.034e-09
[79 empty] | WLDFR | HFTD - Distribution - Zone 1 - 5QU CoRE ¦ 4QU LoRE | Non-Red Flag Warning - Small Fires | 2048 | 4.039e-06 | 4.039e-06 | 0.10007 | 0.04626 | 0.0020076 | 0.051804 | 0 | 0 | 0.0041636 | 4.0419e-07 | 0 | 4.0419e-07 | 4.0419e-07 | 0 | 4.0419e-07 | 0 | 2.7061e-06 | 5.9318e-06 | 0 | 5.9318e-06 | [17 empty] | 7.3.3.17.5 (Remote Grid) Updates to grid topology to minimize risk of ignition in HFTDs Remote GridWLDFRWire-to-wire contactAggregated | WLDFR | HFTD - Distribution - Tier 2 - 3QU CoRE ¦ 4QU LoRE | Non-Red Flag Warning - Large Fires | Wire-to-wire contact | Aggregated | 2048 | 3.1276e-06 | 741.5879 | 0.0023194 | 2048 | Mitigation | 0.95 | 45 | 0 | esc | 0.00097009 | 3.034e-09 | 0.00097009 | 3.034e-09
[79 empty] | WLDFR | HFTD - Distribution - Zone 1 - 5QU CoRE ¦ 4QU LoRE | Non-Red Flag Warning - Small Fires | 2049 | 4.039e-06 | 4.039e-06 | 0.10007 | 0.04626 | 0.0020076 | 0.051804 | 0 | 0 | 0.0041636 | 4.0419e-07 | 0 | 4.0419e-07 | 4.0419e-07 | 0 | 4.0419e-07 | 0 | 2.7061e-06 | 5.9318e-06 | 0 | 5.9318e-06 | [17 empty] | 7.3.3.17.5 (Remote Grid) Updates to grid topology to minimize risk of ignition in HFTDs Remote GridWLDFRWire-to-wire contactAggregated | WLDFR | HFTD - Distribution - Tier 2 - 3QU CoRE ¦ 4QU LoRE | Non-Red Flag Warning - Large Fires | Wire-to-wire contact | Aggregated | 2049 | 3.1276e-06 | 741.5879 | 0.0023194 | 2049 | Mitigation | 0.95 | 45 | 0 | esc | 0.00097009 | 3.034e-09 | 0.00097009 | 3.034e-09
[79 empty] | WLDFR | HFTD - Distribution - Zone 1 - 5QU CoRE ¦ 4QU LoRE | Non-Red Flag Warning - Small Fires | 2050 | 4.039e-06 | 4.039e-06 | 0.10007 | 0.04626 | 0.0020076 | 0.051804 | 0 | 0 | 0.0041636 | 4.0419e-07 | 0 | 4.0419e-07 | 4.0419e-07 | 0 | 4.0419e-07 | 0 | 2.7061e-06 | 5.9318e-06 | 0 | 5.9318e-06 | [17 empty] | 7.3.3.17.5 (Remote Grid) Updates to grid topology to minimize risk of ignition in HFTDs Remote GridWLDFRWire-to-wire contactAggregated | WLDFR | HFTD - Distribution - Tier 2 - 3QU CoRE ¦ 4QU LoRE | Non-Red Flag Warning - Large Fires | Wire-to-wire contact | Aggregated | 2050 | 3.1276e-06 | 741.5879 | 0.0023194 | 2050 | Mitigation | 0.95 | 45 | 0 | esc | 0.00097009 | 3.034e-09 | 0.00097009 | 3.034e-09
[79 empty] | WLDFR | HFTD - Distribution - Zone 1 - 5QU CoRE ¦ 4QU LoRE | Non-Red Flag Warning - Small Fires | 2051 | 4.039e-06 | 4.039e-06 | 0.10007 | 0.04626 | 0.0020076 | 0.051804 | 0 | 0 | 0.0041636 | 4.0419e-07 | 0 | 4.0419e-07 | 4.0419e-07 | 0 | 4.0419e-07 | 0 | 2.7061e-06 | 5.9318e-06 | 0 | 5.9318e-06 | [17 empty] | 7.3.3.17.5 (Remote Grid) Updates to grid topology to minimize risk of ignition in HFTDs Remote GridWLDFRWire-to-wire contactAggregated | WLDFR | HFTD - Distribution - Tier 2 - 3QU CoRE ¦ 4QU LoRE | Non-Red Flag Warning - Large Fires | Wire-to-wire contact | Aggregated | 2051 | 3.1276e-06 | 741.5879 | 0.0023194 | 2051 | Mitigation | 0.95 | 45 | 0 | esc | 0.00097009 | 3.034e-09 | 0.00097009 | 3.034e-09
[79 empty] | WLDFR | HFTD - Distribution - Zone 1 - 5QU CoRE ¦ 4QU LoRE | Non-Red Flag Warning - Small Fires | 2052 | 4.039e-06 | 4.039e-06 | 0.10007 | 0.04626 | 0.0020076 | 0.051804 | 0 | 0 | 0.0041636 | 4.0419e-07 | 0 | 4.0419e-07 | 4.0419e-07 | 0 | 4.0419e-07 | 0 | 2.7061e-06 | 5.9318e-06 | 0 | 5.9318e-06 | [17 empty] | 7.3.3.17.5 (Remote Grid) Updates to grid topology to minimize risk of ignition in HFTDs Remote GridWLDFRWire-to-wire contactAggregated | WLDFR | HFTD - Distribution - Tier 2 - 3QU CoRE ¦ 4QU LoRE | Non-Red Flag Warning - Large Fires | Wire-to-wire contact | Aggregated | 2052 | 3.1276e-06 | 741.5879 | 0.0023194 | 2052 | Mitigation | 0.95 | 45 | 0 | esc | 0.00097009 | 3.034e-09 | 0.00097009 | 3.034e-09
[79 empty] | WLDFR | HFTD - Distribution - Zone 1 - 5QU CoRE ¦ 4QU LoRE | Non-Red Flag Warning - Small Fires | 2053 | 4.039e-06 | 4.039e-06 | 0.10489 | 0.048274 | 0.002095 | 0.054525 | 0 | 0 | 0.0041636 | 4.2367e-07 | 0 | 4.2367e-07 | 4.2367e-07 | 0 | 4.2367e-07 | 0 | 2.8351e-06 | 6.2147e-06 | 0 | 6.2147e-06 | [17 empty] | 7.3.3.17.5 (Remote Grid) Updates to grid topology to minimize risk of ignition in HFTDs Remote GridWLDFRWire-to-wire contactAggregated | WLDFR | HFTD - Distribution - Tier 2 - 3QU CoRE ¦ 4QU LoRE | Non-Red Flag Warning - Large Fires | Wire-to-wire contact | Aggregated | 2053 | 3.1276e-06 | 741.5879 | 0.0023194 | 2053 | Mitigation | 0.95 | 45 | 0 | esc | 0.00097009 | 3.034e-09 | 0.00097009 | 3.034e-09
[79 empty] | WLDFR | HFTD - Distribution - Zone 1 - 5QU CoRE ¦ 4QU LoRE | Non-Red Flag Warning - Small Fires | 2054 | 4.039e-06 | 4.039e-06 | 0.10489 | 0.048274 | 0.002095 | 0.054525 | 0 | 0 | 0.0041636 | 4.2367e-07 | 0 | 4.2367e-07 | 4.2367e-07 | 0 | 4.2367e-07 | 0 | 2.8351e-06 | 6.2147e-06 | 0 | 6.2147e-06 | [17 empty] | 7.3.3.17.5 (Remote Grid) Updates to grid topology to minimize risk of ignition in HFTDs Remote GridWLDFRWire-to-wire contactAggregated | WLDFR | HFTD - Distribution - Tier 2 - 3QU CoRE ¦ 4QU LoRE | Non-Red Flag Warning - Large Fires | Wire-to-wire contact | Aggregated | 2054 | 3.1276e-06 | 741.5879 | 0.0023194 | 2054 | Mitigation | 0.95 | 45 | 0 | esc | 0.00097009 | 3.034e-09 | 0.00097009 | 3.034e-09
[79 empty] | WLDFR | HFTD - Distribution - Zone 1 - 5QU CoRE ¦ 4QU LoRE | Non-Red Flag Warning - Small Fires | 2055 | 4.039e-06 | 4.039e-06 | 0.10489 | 0.048274 | 0.002095 | 0.054525 | 0 | 0 | 0.0041636 | 4.2367e-07 | 0 | 4.2367e-07 | 4.2367e-07 | 0 | 4.2367e-07 | 0 | 2.8351e-06 | 6.2147e-06 | 0 | 6.2147e-06 | [17 empty] | 7.3.3.17.5 (Remote Grid) Updates to grid topology to minimize risk of ignition in HFTDs Remote GridWLDFRWire-to-wire contactAggregated | WLDFR | HFTD - Distribution - Tier 2 - 3QU CoRE ¦ 4QU LoRE | Non-Red Flag Warning - Large Fires | Wire-to-wire contact | Aggregated | 2055 | 3.1276e-06 | 741.5879 | 0.0023194 | 2055 | Mitigation | 0.95 | 45 | 0 | esc | 0.00097009 | 3.034e-09 | 0.00097009 | 3.034e-09
[79 empty] | WLDFR | HFTD - Distribution - Zone 1 - 5QU CoRE ¦ 4QU LoRE | Non-Red Flag Warning - Small Fires | 2056 | 4.039e-06 | 4.039e-06 | 0.10489 | 0.048274 | 0.002095 | 0.054525 | 0 | 0 | 0.0041636 | 4.2367e-07 | 0 | 4.2367e-07 | 4.2367e-07 | 0 | 4.2367e-07 | 0 | 2.8351e-06 | 6.2147e-06 | 0 | 6.2147e-06 | [17 empty] | 7.3.3.17.5 (Remote Grid) Updates to grid topology to minimize risk of ignition in HFTDs Remote GridWLDFRWire-to-wire contactAggregated | WLDFR | HFTD - Distribution - Tier 2 - 3QU CoRE ¦ 4QU LoRE | Non-Red Flag Warning - Large Fires | Wire-to-wire contact | Aggregated | 2056 | 3.1276e-06 | 741.5879 | 0.0023194 | 2056 | Mitigation | 0.95 | 45 | 0 | esc | 0.00097009 | 3.034e-09 | 0.00097009 | 3.034e-09
[79 empty] | WLDFR | HFTD - Distribution - Zone 1 - 5QU CoRE ¦ 4QU LoRE | Non-Red Flag Warning - Small Fires | 2057 | 4.039e-06 | 4.039e-06 | 0.10489 | 0.048274 | 0.002095 | 0.054525 | 0 | 0 | 0.0041636 | 4.2367e-07 | 0 | 4.2367e-07 | 4.2367e-07 | 0 | 4.2367e-07 | 0 | 2.8351e-06 | 6.2147e-06 | 0 | 6.2147e-06 | [17 empty] | 7.3.3.17.5 (Remote Grid) Updates to grid topology to minimize risk of ignition in HFTDs Remote GridWLDFRWire-to-wire contactAggregated | WLDFR | HFTD - Distribution - Tier 2 - 3QU CoRE ¦ 4QU LoRE | Non-Red Flag Warning - Large Fires | Wire-to-wire contact | Aggregated | 2057 | 3.1276e-06 | 741.5879 | 0.0023194 | 2057 | Mitigation | 0.95 | 45 | 0 | esc | 0.00097009 | 3.034e-09 | 0.00097009 | 3.034e-09
[79 empty] | WLDFR | HFTD - Distribution - Zone 1 - 5QU CoRE ¦ 4QU LoRE | Non-Red Flag Warning - Small Fires | 2058 | 4.039e-06 | 4.039e-06 | 0.1099 | 0.050325 | 0.0021839 | 0.057393 | 0 | 0 | 0.0041636 | 4.439e-07 | 0 | 4.439e-07 | 4.439e-07 | 0 | 4.439e-07 | 0 | 2.9652e-06 | 6.4998e-06 | 0 | 6.4998e-06 | [17 empty] | 7.3.3.17.5 (Remote Grid) Updates to grid topology to minimize risk of ignition in HFTDs Remote GridWLDFRWire-to-wire contactAggregated | WLDFR | HFTD - Distribution - Tier 2 - 3QU CoRE ¦ 4QU LoRE | Non-Red Flag Warning - Large Fires | Wire-to-wire contact | Aggregated | 2058 | 3.1276e-06 | 741.5879 | 0.0023194 | 2058 | Mitigation | 0.95 | 45 | 0 | esc | 0.00097009 | 3.034e-09 | 0.00097009 | 3.034e-09
[79 empty] | WLDFR | HFTD - Distribution - Zone 1 - 5QU CoRE ¦ 4QU LoRE | Non-Red Flag Warning - Small Fires | 2059 | 4.039e-06 | 4.039e-06 | 0.1099 | 0.050325 | 0.0021839 | 0.057393 | 0 | 0 | 0.0041636 | 4.439e-07 | 0 | 4.439e-07 | 4.439e-07 | 0 | 4.439e-07 | 0 | 2.9652e-06 | 6.4998e-06 | 0 | 6.4998e-06 | [17 empty] | 7.3.3.17.5 (Remote Grid) Updates to grid topology to minimize risk of ignition in HFTDs Remote GridWLDFRWire-to-wire contactAggregated | WLDFR | HFTD - Distribution - Tier 2 - 3QU CoRE ¦ 4QU LoRE | Non-Red Flag Warning - Large Fires | Wire-to-wire contact | Aggregated | 2059 | 3.1276e-06 | 741.5879 | 0.0023194 | 2059 | Mitigation | 0.95 | 45 | 0 | esc | 0.00097009 | 3.034e-09 | 0.00097009 | 3.034e-09
[79 empty] | WLDFR | HFTD - Distribution - Zone 1 - 5QU CoRE ¦ 4QU LoRE | Non-Red Flag Warning - Small Fires | 2060 | 4.039e-06 | 4.039e-06 | 0.1099 | 0.050325 | 0.0021839 | 0.057393 | 0 | 0 | 0.0041636 | 4.439e-07 | 0 | 4.439e-07 | 4.439e-07 | 0 | 4.439e-07 | 0 | 2.9652e-06 | 6.4998e-06 | 0 | 6.4998e-06 | [17 empty] | 7.3.3.17.5 (Remote Grid) Updates to grid topology to minimize risk of ignition in HFTDs Remote GridWLDFRWire-to-wire contactAggregated | WLDFR | HFTD - Distribution - Tier 2 - 3QU CoRE ¦ 4QU LoRE | Non-Red Flag Warning - Large Fires | Wire-to-wire contact | Aggregated | 2060 | 3.1276e-06 | 741.5879 | 0.0023194 | 2060 | Mitigation | 0.95 | 45 | 0 | esc | 0.00097009 | 3.034e-09 | 0.00097009 | 3.034e-09
[79 empty] | WLDFR | HFTD - Distribution - Zone 1 - 5QU CoRE ¦ 4QU LoRE | Non-Red Flag Warning - Small Fires | 2061 | 4.039e-06 | 4.039e-06 | 0.1099 | 0.050325 | 0.0021839 | 0.057393 | 0 | 0 | 0.0041636 | 4.439e-07 | 0 | 4.439e-07 | 4.439e-07 | 0 | 4.439e-07 | 0 | 2.9652e-06 | 6.4998e-06 | 0 | 6.4998e-06 | [17 empty] | 7.3.3.17.5 (Remote Grid) Updates to grid topology to minimize risk of ignition in HFTDs Remote GridWLDFRWire-to-wire contactAggregated | WLDFR | HFTD - Distribution - Tier 2 - 3QU CoRE ¦ 4QU LoRE | Non-Red Flag Warning - Large Fires | Wire-to-wire contact | Aggregated | 2061 | 3.1276e-06 | 741.5879 | 0.0023194 | 2061 | Mitigation | 0.95 | 45 | 0 | esc | 0.00097009 | 3.034e-09 | 0.00097009 | 3.034e-09
[79 empty] | WLDFR | HFTD - Distribution - Zone 1 - 5QU CoRE ¦ 4QU LoRE | Non-Red Flag Warning - Small Fires | 2062 | 4.039e-06 | 4.039e-06 | 0.1099 | 0.050325 | 0.0021839 | 0.057393 | 0 | 0 | 0.0041636 | 4.439e-07 | 0 | 4.439e-07 | 4.439e-07 | 0 | 4.439e-07 | 0 | 2.9652e-06 | 6.4998e-06 | 0 | 6.4998e-06 | [17 empty] | 7.3.3.17.5 (Remote Grid) Updates to grid topology to minimize risk of ignition in HFTDs Remote GridWLDFRWire-to-wire contactAggregated | WLDFR | HFTD - Distribution - Tier 2 - 3QU CoRE ¦ 4QU LoRE | Non-Red Flag Warning - Large Fires | Wire-to-wire contact | Aggregated | 2062 | 3.1276e-06 | 741.5879 | 0.0023194 | 2062 | Mitigation | 0.95 | 45 | 0 | esc | 0.00097009 | 3.034e-09 | 0.00097009 | 3.034e-09
[79 empty] | WLDFR | HFTD - Distribution - Zone 1 - 5QU CoRE ¦ 4QU LoRE | Non-Red Flag Warning - Small Fires | 2063 | 4.039e-06 | 4.039e-06 | 0.11504 | 0.052388 | 0.0022734 | 0.060377 | 0 | 0 | 0.0041636 | 4.6464e-07 | 0 | 4.6464e-07 | 4.6464e-07 | 0 | 4.6464e-07 | 0 | 3.0947e-06 | 6.7838e-06 | 0 | 6.7838e-06 | [17 empty] | 7.3.3.17.5 (Remote Grid) Updates to grid topology to minimize risk of ignition in HFTDs Remote GridWLDFRWire-to-wire contactAggregated | WLDFR | HFTD - Distribution - Tier 2 - 3QU CoRE ¦ 4QU LoRE | Non-Red Flag Warning - Large Fires | Wire-to-wire contact | Aggregated | 2063 | 3.1276e-06 | 741.5879 | 0.0023194 | 2063 | Mitigation | 0.95 | 45 | 0 | esc | 0.00097009 | 3.034e-09 | 0.00097009 | 3.034e-09
[79 empty] | WLDFR | HFTD - Distribution - Zone 1 - 5QU CoRE ¦ 4QU LoRE | Non-Red Flag Warning - Small Fires | 2064 | 4.039e-06 | 4.039e-06 | 0.11504 | 0.052388 | 0.0022734 | 0.060377 | 0 | 0 | 0.0041636 | 4.6464e-07 | 0 | 4.6464e-07 | 4.6464e-07 | 0 | 4.6464e-07 | 0 | 3.0947e-06 | 6.7838e-06 | 0 | 6.7838e-06 | [17 empty] | 7.3.3.17.5 (Remote Grid) Updates to grid topology to minimize risk of ignition in HFTDs Remote GridWLDFRWire-to-wire contactAggregated | WLDFR | HFTD - Distribution - Tier 2 - 3QU CoRE ¦ 4QU LoRE | Non-Red Flag Warning - Large Fires | Wire-to-wire contact | Aggregated | 2064 | 3.1276e-06 | 741.5879 | 0.0023194 | 2064 | Mitigation | 0.95 | 45 | 0 | esc | 0.00097009 | 3.034e-09 | 0.00097009 | 3.034e-09
[79 empty] | WLDFR | HFTD - Distribution - Zone 1 - 5QU CoRE ¦ 4QU LoRE | Non-Red Flag Warning - Small Fires | 2065 | 4.039e-06 | 4.039e-06 | 0.11504 | 0.052388 | 0.0022734 | 0.060377 | 0 | 0 | 0.0041636 | 4.6464e-07 | 0 | 4.6464e-07 | 4.6464e-07 | 0 | 4.6464e-07 | 0 | 3.0947e-06 | 6.7838e-06 | 0 | 6.7838e-06 | [17 empty] | 7.3.3.17.5 (Remote Grid) Updates to grid topology to minimize risk of ignition in HFTDs Remote GridWLDFRWire-to-wire contactAggregated | WLDFR | HFTD - Distribution - Tier 2 - 3QU CoRE ¦ 4QU LoRE | Non-Red Flag Warning - Large Fires | Wire-to-wire contact | Aggregated | 2065 | 3.1276e-06 | 741.5879 | 0.0023194 | 2065 | Mitigation | 0.95 | 45 | 0 | esc | 0.00097009 | 3.034e-09 | 0.00097009 | 3.034e-09
[79 empty] | WLDFR | HFTD - Distribution - Zone 1 - 5QU CoRE ¦ 4QU LoRE | Non-Red Flag Warning - Small Fires | 2066 | 4.039e-06 | 4.039e-06 | 0.11504 | 0.052388 | 0.0022734 | 0.060377 | 0 | 0 | 0.0041636 | 4.6464e-07 | 0 | 4.6464e-07 | 4.6464e-07 | 0 | 4.6464e-07 | 0 | 0 | 6.7838e-06 | 0 | 6.7838e-06 | [17 empty] | 7.3.3.17.5 (Remote Grid) Updates to grid topology to minimize risk of ignition in HFTDs Remote GridWLDFRWire-to-wire contactAggregated | WLDFR | HFTD - Distribution - Tier 2 - 3QU CoRE ¦ 4QU LoRE | Non-Red Flag Warning - Large Fires | Wire-to-wire contact | Aggregated | 2066 | 3.1276e-06 | 741.5879 | 0.0023194 | 2066 | Mitigation | 0.95 | 45 | 0 | esc | 0.00097009 | 3.034e-09 | 0.00097009 | 3.034e-09
[79 empty] | WLDFR | HFTD - Distribution - Zone 1 - 5QU CoRE ¦ 4QU LoRE | Non-Red Flag Warning - Small Fires | 2067 | 0 | 4.039e-06 | 0.11504 | 0.052388 | 0.0022734 | 0.060377 | 0 | 0 | 0.0041636 | 0 | 0 | 0 | 4.6464e-07 | 0 | 4.6464e-07 | 0 | 0 | 0 | 0 | 0 | [17 empty] | 7.3.3.17.5 (Remote Grid) Updates to grid topology to minimize risk of ignition in HFTDs Remote GridWLDFRWire-to-wire contactAggregated | WLDFR | HFTD - Distribution - Tier 2 - 3QU CoRE ¦ 4QU LoRE | Non-Red Flag Warning - Large Fires | Wire-to-wire contact | Aggregated | 2067 | 3.1276e-06 | 741.5879 | 0.0023194 | 2067 | Mitigation | 0.95 | 45 | 0 | esc | 0 | 0 | 0.00097009 | 3.034e-09
[79 empty] | WLDFR | HFTD - Distribution - Zone 1 - 5QU CoRE ¦ 4QU LoRE | Red Flag Warning - Large Fires | 2022 | 2.5315e-09 | 0 | 5.2406 | 0.69642 | 2.942 | 1.6022 | 0 | 0 | 2.6095e-06 | 1.3266e-08 | 0 | 1.3266e-08 | 0 | 0 | 0 | 0 | 1.3304e-06 | 0 | 0 | 0 | [17 empty] | 7.3.3.17.5 (Remote Grid) Updates to grid topology to minimize risk of ignition in HFTDs Remote GridWLDFRContact from objectAggregated | WLDFR | HFTD - Distribution - Tier 2 - 3QU CoRE ¦ 4QU LoRE | Non-Red Flag Warning - Small Fires | Contact from object | Aggregated | 2022 | 0.0006142 | 741.5879 | 0.45548 | 2022 | Mitigation | 0.95 | 45 | 0 | esc | 0.00097009 | 5.9582e-07 | 0 | 0
[79 empty] | WLDFR | HFTD - Distribution - Zone 1 - 5QU CoRE ¦ 4QU LoRE | Red Flag Warning - Large Fires | 2023 | 2.5315e-09 | 2.5315e-09 | 5.475 | 0.71896 | 3.0715 | 1.6846 | 0 | 0 | 2.6095e-06 | 1.386e-08 | 0 | 1.386e-08 | 1.386e-08 | 0 | 1.386e-08 | 0 | 1.379e-06 | 3.0227e-06 | 0 | 3.0227e-06 | [17 empty] | 7.3.3.17.5 (Remote Grid) Updates to grid topology to minimize risk of ignition in HFTDs Remote GridWLDFRContact from objectAggregated | WLDFR | HFTD - Distribution - Tier 2 - 3QU CoRE ¦ 4QU LoRE | Non-Red Flag Warning - Small Fires | Contact from object | Aggregated | 2023 | 0.0006142 | 741.5879 | 0.45548 | 2023 | Mitigation | 0.95 | 45 | 0 | esc | 0.00097009 | 5.9582e-07 | 0.00097009 | 5.9582e-07
[79 empty] | WLDFR | HFTD - Distribution - Zone 1 - 5QU CoRE ¦ 4QU LoRE | Red Flag Warning - Large Fires | 2024 | 2.5315e-09 | 2.5315e-09 | 5.475 | 0.71896 | 3.0715 | 1.6846 | 0 | 0 | 2.6095e-06 | 1.386e-08 | 0 | 1.386e-08 | 1.386e-08 | 0 | 1.386e-08 | 0 | 1.379e-06 | 3.0227e-06 | 0 | 3.0227e-06 | [17 empty] | 7.3.3.17.5 (Remote Grid) Updates to grid topology to minimize risk of ignition in HFTDs Remote GridWLDFRContact from objectAggregated | WLDFR | HFTD - Distribution - Tier 2 - 3QU CoRE ¦ 4QU LoRE | Non-Red Flag Warning - Small Fires | Contact from object | Aggregated | 2024 | 0.0006142 | 741.5879 | 0.45548 | 2024 | Mitigation | 0.95 | 45 | 0 | esc | 0.00097009 | 5.9582e-07 | 0.00097009 | 5.9582e-07
[79 empty] | WLDFR | HFTD - Distribution - Zone 1 - 5QU CoRE ¦ 4QU LoRE | Red Flag Warning - Large Fires | 2025 | 2.5315e-09 | 2.5315e-09 | 5.475 | 0.71896 | 3.0715 | 1.6846 | 0 | 0 | 2.6095e-06 | 1.386e-08 | 0 | 1.386e-08 | 1.386e-08 | 0 | 1.386e-08 | 0 | 1.379e-06 | 3.0227e-06 | 0 | 3.0227e-06 | [17 empty] | 7.3.3.17.5 (Remote Grid) Updates to grid topology to minimize risk of ignition in HFTDs Remote GridWLDFRContact from objectAggregated | WLDFR | HFTD - Distribution - Tier 2 - 3QU CoRE ¦ 4QU LoRE | Non-Red Flag Warning - Small Fires | Contact from object | Aggregated | 2025 | 0.0006142 | 741.5879 | 0.45548 | 2025 | Mitigation | 0.95 | 45 | 0 | esc | 0.00097009 | 5.9582e-07 | 0.00097009 | 5.9582e-07
[79 empty] | WLDFR | HFTD - Distribution - Zone 1 - 5QU CoRE ¦ 4QU LoRE | Red Flag Warning - Large Fires | 2026 | 2.5315e-09 | 2.5315e-09 | 5.475 | 0.71896 | 3.0715 | 1.6846 | 0 | 0 | 2.6095e-06 | 1.386e-08 | 0 | 1.386e-08 | 1.386e-08 | 0 | 1.386e-08 | 0 | 1.379e-06 | 3.0227e-06 | 0 | 3.0227e-06 | [17 empty] | 7.3.3.17.5 (Remote Grid) Updates to grid topology to minimize risk of ignition in HFTDs Remote GridWLDFRContact from objectAggregated | WLDFR | HFTD - Distribution - Tier 2 - 3QU CoRE ¦ 4QU LoRE | Non-Red Flag Warning - Small Fires | Contact from object | Aggregated | 2026 | 0.0006142 | 741.5879 | 0.45548 | 2026 | Mitigation | 0.95 | 45 | 0 | esc | 0.00097009 | 5.9582e-07 | 0.00097009 | 5.9582e-07
[79 empty] | WLDFR | HFTD - Distribution - Zone 1 - 5QU CoRE ¦ 4QU LoRE | Red Flag Warning - Large Fires | 2027 | 2.5315e-09 | 2.5315e-09 | 5.475 | 0.71896 | 3.0715 | 1.6846 | 0 | 0 | 2.6095e-06 | 1.386e-08 | 0 | 1.386e-08 | 1.386e-08 | 0 | 1.386e-08 | 0 | 1.379e-06 | 3.0227e-06 | 0 | 3.0227e-06 | [17 empty] | 7.3.3.17.5 (Remote Grid) Updates to grid topology to minimize risk of ignition in HFTDs Remote GridWLDFRContact from objectAggregated | WLDFR | HFTD - Distribution - Tier 2 - 3QU CoRE ¦ 4QU LoRE | Non-Red Flag Warning - Small Fires | Contact from object | Aggregated | 2027 | 0.0006142 | 741.5879 | 0.45548 | 2027 | Mitigation | 0.95 | 45 | 0 | esc | 0.00097009 | 5.9582e-07 | 0.00097009 | 5.9582e-07
[79 empty] | WLDFR | HFTD - Distribution - Zone 1 - 5QU CoRE ¦ 4QU LoRE | Red Flag Warning - Large Fires | 2028 | 2.5315e-09 | 2.5315e-09 | 5.777 | 0.74734 | 3.238 | 1.7917 | 0 | 0 | 2.6095e-06 | 1.4624e-08 | 0 | 1.4624e-08 | 1.4624e-08 | 0 | 1.4624e-08 | 0 | 1.4402e-06 | 3.1569e-06 | 0 | 3.1569e-06 | [17 empty] | 7.3.3.17.5 (Remote Grid) Updates to grid topology to minimize risk of ignition in HFTDs Remote GridWLDFRContact from objectAggregated | WLDFR | HFTD - Distribution - Tier 2 - 3QU CoRE ¦ 4QU LoRE | Non-Red Flag Warning - Small Fires | Contact from object | Aggregated | 2028 | 0.0006142 | 741.5879 | 0.45548 | 2028 | Mitigation | 0.95 | 45 | 0 | esc | 0.00097009 | 5.9582e-07 | 0.00097009 | 5.9582e-07
[79 empty] | WLDFR | HFTD - Distribution - Zone 1 - 5QU CoRE ¦ 4QU LoRE | Red Flag Warning - Large Fires | 2029 | 2.5315e-09 | 2.5315e-09 | 5.777 | 0.74734 | 3.238 | 1.7917 | 0 | 0 | 2.6095e-06 | 1.4624e-08 | 0 | 1.4624e-08 | 1.4624e-08 | 0 | 1.4624e-08 | 0 | 1.4402e-06 | 3.1569e-06 | 0 | 3.1569e-06 | [17 empty] | 7.3.3.17.5 (Remote Grid) Updates to grid topology to minimize risk of ignition in HFTDs Remote GridWLDFRContact from objectAggregated | WLDFR | HFTD - Distribution - Tier 2 - 3QU CoRE ¦ 4QU LoRE | Non-Red Flag Warning - Small Fires | Contact from object | Aggregated | 2029 | 0.0006142 | 741.5879 | 0.45548 | 2029 | Mitigation | 0.95 | 45 | 0 | esc | 0.00097009 | 5.9582e-07 | 0.00097009 | 5.9582e-07
[79 empty] | WLDFR | HFTD - Distribution - Zone 1 - 5QU CoRE ¦ 4QU LoRE | Red Flag Warning - Large Fires | 2030 | 2.5315e-09 | 2.5315e-09 | 5.777 | 0.74734 | 3.238 | 1.7917 | 0 | 0 | 2.6095e-06 | 1.4624e-08 | 0 | 1.4624e-08 | 1.4624e-08 | 0 | 1.4624e-08 | 0 | 1.4402e-06 | 3.1569e-06 | 0 | 3.1569e-06 | [17 empty] | 7.3.3.17.5 (Remote Grid) Updates to grid topology to minimize risk of ignition in HFTDs Remote GridWLDFRContact from objectAggregated | WLDFR | HFTD - Distribution - Tier 2 - 3QU CoRE ¦ 4QU LoRE | Non-Red Flag Warning - Small Fires | Contact from object | Aggregated | 2030 | 0.0006142 | 741.5879 | 0.45548 | 2030 | Mitigation | 0.95 | 45 | 0 | esc | 0.00097009 | 5.9582e-07 | 0.00097009 | 5.9582e-07
[79 empty] | WLDFR | HFTD - Distribution - Zone 1 - 5QU CoRE ¦ 4QU LoRE | Red Flag Warning - Large Fires | 2031 | 2.5315e-09 | 2.5315e-09 | 5.777 | 0.74734 | 3.238 | 1.7917 | 0 | 0 | 2.6095e-06 | 1.4624e-08 | 0 | 1.4624e-08 | 1.4624e-08 | 0 | 1.4624e-08 | 0 | 1.4402e-06 | 3.1569e-06 | 0 | 3.1569e-06 | [17 empty] | 7.3.3.17.5 (Remote Grid) Updates to grid topology to minimize risk of ignition in HFTDs Remote GridWLDFRContact from objectAggregated | WLDFR | HFTD - Distribution - Tier 2 - 3QU CoRE ¦ 4QU LoRE | Non-Red Flag Warning - Small Fires | Contact from object | Aggregated | 2031 | 0.0006142 | 741.5879 | 0.45548 | 2031 | Mitigation | 0.95 | 45 | 0 | esc | 0.00097009 | 5.9582e-07 | 0.00097009 | 5.9582e-07
[79 empty] | WLDFR | HFTD - Distribution - Zone 1 - 5QU CoRE ¦ 4QU LoRE | Red Flag Warning - Large Fires | 2032 | 2.5315e-09 | 2.5315e-09 | 5.777 | 0.74734 | 3.238 | 1.7917 | 0 | 0 | 2.6095e-06 | 1.4624e-08 | 0 | 1.4624e-08 | 1.4624e-08 | 0 | 1.4624e-08 | 0 | 1.4402e-06 | 3.1569e-06 | 0 | 3.1569e-06 | [17 empty] | 7.3.3.17.5 (Remote Grid) Updates to grid topology to minimize risk of ignition in HFTDs Remote GridWLDFRContact from objectAggregated | WLDFR | HFTD - Distribution - Tier 2 - 3QU CoRE ¦ 4QU LoRE | Non-Red Flag Warning - Small Fires | Contact from object | Aggregated | 2032 | 0.0006142 | 741.5879 | 0.45548 | 2032 | Mitigation | 0.95 | 45 | 0 | esc | 0.00097009 | 5.9582e-07 | 0.00097009 | 5.9582e-07
[79 empty] | WLDFR | HFTD - Distribution - Zone 1 - 5QU CoRE ¦ 4QU LoRE | Red Flag Warning - Large Fires | 2033 | 2.5315e-09 | 2.5315e-09 | 6.1205 | 0.77885 | 3.4265 | 1.9151 | 0 | 0 | 2.6095e-06 | 1.5494e-08 | 0 | 1.5494e-08 | 1.5494e-08 | 0 | 1.5494e-08 | 0 | 1.5081e-06 | 3.3058e-06 | 0 | 3.3058e-06 | [17 empty] | 7.3.3.17.5 (Remote Grid) Updates to grid topology to minimize risk of ignition in HFTDs Remote GridWLDFRContact from objectAggregated | WLDFR | HFTD - Distribution - Tier 2 - 3QU CoRE ¦ 4QU LoRE | Non-Red Flag Warning - Small Fires | Contact from object | Aggregated | 2033 | 0.0006142 | 741.5879 | 0.45548 | 2033 | Mitigation | 0.95 | 45 | 0 | esc | 0.00097009 | 5.9582e-07 | 0.00097009 | 5.9582e-07
[79 empty] | WLDFR | HFTD - Distribution - Zone 1 - 5QU CoRE ¦ 4QU LoRE | Red Flag Warning - Large Fires | 2034 | 2.5315e-09 | 2.5315e-09 | 6.1205 | 0.77885 | 3.4265 | 1.9151 | 0 | 0 | 2.6095e-06 | 1.5494e-08 | 0 | 1.5494e-08 | 1.5494e-08 | 0 | 1.5494e-08 | 0 | 1.5081e-06 | 3.3058e-06 | 0 | 3.3058e-06 | [17 empty] | 7.3.3.17.5 (Remote Grid) Updates to grid topology to minimize risk of ignition in HFTDs Remote GridWLDFRContact from objectAggregated | WLDFR | HFTD - Distribution - Tier 2 - 3QU CoRE ¦ 4QU LoRE | Non-Red Flag Warning - Small Fires | Contact from object | Aggregated | 2034 | 0.0006142 | 741.5879 | 0.45548 | 2034 | Mitigation | 0.95 | 45 | 0 | esc | 0.00097009 | 5.9582e-07 | 0.00097009 | 5.9582e-07
[79 empty] | WLDFR | HFTD - Distribution - Zone 1 - 5QU CoRE ¦ 4QU LoRE | Red Flag Warning - Large Fires | 2035 | 2.5315e-09 | 2.5315e-09 | 6.1205 | 0.77885 | 3.4265 | 1.9151 | 0 | 0 | 2.6095e-06 | 1.5494e-08 | 0 | 1.5494e-08 | 1.5494e-08 | 0 | 1.5494e-08 | 0 | 1.5081e-06 | 3.3058e-06 | 0 | 3.3058e-06 | [17 empty] | 7.3.3.17.5 (Remote Grid) Updates to grid topology to minimize risk of ignition in HFTDs Remote GridWLDFRContact from objectAggregated | WLDFR | HFTD - Distribution - Tier 2 - 3QU CoRE ¦ 4QU LoRE | Non-Red Flag Warning - Small Fires | Contact from object | Aggregated | 2035 | 0.0006142 | 741.5879 | 0.45548 | 2035 | Mitigation | 0.95 | 45 | 0 | esc | 0.00097009 | 5.9582e-07 | 0.00097009 | 5.9582e-07
[79 empty] | WLDFR | HFTD - Distribution - Zone 1 - 5QU CoRE ¦ 4QU LoRE | Red Flag Warning - Large Fires | 2036 | 2.5315e-09 | 2.5315e-09 | 6.1205 | 0.77885 | 3.4265 | 1.9151 | 0 | 0 | 2.6095e-06 | 1.5494e-08 | 0 | 1.5494e-08 | 1.5494e-08 | 0 | 1.5494e-08 | 0 | 1.5081e-06 | 3.3058e-06 | 0 | 3.3058e-06 | [17 empty] | 7.3.3.17.5 (Remote Grid) Updates to grid topology to minimize risk of ignition in HFTDs Remote GridWLDFRContact from objectAggregated | WLDFR | HFTD - Distribution - Tier 2 - 3QU CoRE ¦ 4QU LoRE | Non-Red Flag Warning - Small Fires | Contact from object | Aggregated | 2036 | 0.0006142 | 741.5879 | 0.45548 | 2036 | Mitigation | 0.95 | 45 | 0 | esc | 0.00097009 | 5.9582e-07 | 0.00097009 | 5.9582e-07
[79 empty] | WLDFR | HFTD - Distribution - Zone 1 - 5QU CoRE ¦ 4QU LoRE | Red Flag Warning - Large Fires | 2037 | 2.5315e-09 | 2.5315e-09 | 6.1205 | 0.77885 | 3.4265 | 1.9151 | 0 | 0 | 2.6095e-06 | 1.5494e-08 | 0 | 1.5494e-08 | 1.5494e-08 | 0 | 1.5494e-08 | 0 | 1.5081e-06 | 3.3058e-06 | 0 | 3.3058e-06 | [17 empty] | 7.3.3.17.5 (Remote Grid) Updates to grid topology to minimize risk of ignition in HFTDs Remote GridWLDFRContact from objectAggregated | WLDFR | HFTD - Distribution - Tier 2 - 3QU CoRE ¦ 4QU LoRE | Non-Red Flag Warning - Small Fires | Contact from object | Aggregated | 2037 | 0.0006142 | 741.5879 | 0.45548 | 2037 | Mitigation | 0.95 | 45 | 0 | esc | 0.00097009 | 5.9582e-07 | 0.00097009 | 5.9582e-07
[79 empty] | WLDFR | HFTD - Distribution - Zone 1 - 5QU CoRE ¦ 4QU LoRE | Red Flag Warning - Large Fires | 2038 | 2.5315e-09 | 2.5315e-09 | 6.5028 | 0.81304 | 3.6355 | 2.0543 | 0 | 0 | 2.6095e-06 | 1.6462e-08 | 0 | 1.6462e-08 | 1.6462e-08 | 0 | 1.6462e-08 | 0 | 1.5818e-06 | 3.4674e-06 | 0 | 3.4674e-06 | [17 empty] | 7.3.3.17.5 (Remote Grid) Updates to grid topology to minimize risk of ignition in HFTDs Remote GridWLDFRContact from objectAggregated | WLDFR | HFTD - Distribution - Tier 2 - 3QU CoRE ¦ 4QU LoRE | Non-Red Flag Warning - Small Fires | Contact from object | Aggregated | 2038 | 0.0006142 | 741.5879 | 0.45548 | 2038 | Mitigation | 0.95 | 45 | 0 | esc | 0.00097009 | 5.9582e-07 | 0.00097009 | 5.9582e-07
[79 empty] | WLDFR | HFTD - Distribution - Zone 1 - 5QU CoRE ¦ 4QU LoRE | Red Flag Warning - Large Fires | 2039 | 2.5315e-09 | 2.5315e-09 | 6.5028 | 0.81304 | 3.6355 | 2.0543 | 0 | 0 | 2.6095e-06 | 1.6462e-08 | 0 | 1.6462e-08 | 1.6462e-08 | 0 | 1.6462e-08 | 0 | 1.5818e-06 | 3.4674e-06 | 0 | 3.4674e-06 | [17 empty] | 7.3.3.17.5 (Remote Grid) Updates to grid topology to minimize risk of ignition in HFTDs Remote GridWLDFRContact from objectAggregated | WLDFR | HFTD - Distribution - Tier 2 - 3QU CoRE ¦ 4QU LoRE | Non-Red Flag Warning - Small Fires | Contact from object | Aggregated | 2039 | 0.0006142 | 741.5879 | 0.45548 | 2039 | Mitigation | 0.95 | 45 | 0 | esc | 0.00097009 | 5.9582e-07 | 0.00097009 | 5.9582e-07
[79 empty] | WLDFR | HFTD - Distribution - Zone 1 - 5QU CoRE ¦ 4QU LoRE | Red Flag Warning - Large Fires | 2040 | 2.5315e-09 | 2.5315e-09 | 6.5028 | 0.81304 | 3.6355 | 2.0543 | 0 | 0 | 2.6095e-06 | 1.6462e-08 | 0 | 1.6462e-08 | 1.6462e-08 | 0 | 1.6462e-08 | 0 | 1.5818e-06 | 3.4674e-06 | 0 | 3.4674e-06 | [17 empty] | 7.3.3.17.5 (Remote Grid) Updates to grid topology to minimize risk of ignition in HFTDs Remote GridWLDFRContact from objectAggregated | WLDFR | HFTD - Distribution - Tier 2 - 3QU CoRE ¦ 4QU LoRE | Non-Red Flag Warning - Small Fires | Contact from object | Aggregated | 2040 | 0.0006142 | 741.5879 | 0.45548 | 2040 | Mitigation | 0.95 | 45 | 0 | esc | 0.00097009 | 5.9582e-07 | 0.00097009 | 5.9582e-07
[79 empty] | WLDFR | HFTD - Distribution - Zone 1 - 5QU CoRE ¦ 4QU LoRE | Red Flag Warning - Large Fires | 2041 | 2.5315e-09 | 2.5315e-09 | 6.5028 | 0.81304 | 3.6355 | 2.0543 | 0 | 0 | 2.6095e-06 | 1.6462e-08 | 0 | 1.6462e-08 | 1.6462e-08 | 0 | 1.6462e-08 | 0 | 1.5818e-06 | 3.4674e-06 | 0 | 3.4674e-06 | [17 empty] | 7.3.3.17.5 (Remote Grid) Updates to grid topology to minimize risk of ignition in HFTDs Remote GridWLDFRContact from objectAggregated | WLDFR | HFTD - Distribution - Tier 2 - 3QU CoRE ¦ 4QU LoRE | Non-Red Flag Warning - Small Fires | Contact from object | Aggregated | 2041 | 0.0006142 | 741.5879 | 0.45548 | 2041 | Mitigation | 0.95 | 45 | 0 | esc | 0.00097009 | 5.9582e-07 | 0.00097009 | 5.9582e-07
[79 empty] | WLDFR | HFTD - Distribution - Zone 1 - 5QU CoRE ¦ 4QU LoRE | Red Flag Warning - Large Fires | 2042 | 2.5315e-09 | 2.5315e-09 | 6.5028 | 0.81304 | 3.6355 | 2.0543 | 0 | 0 | 2.6095e-06 | 1.6462e-08 | 0 | 1.6462e-08 | 1.6462e-08 | 0 | 1.6462e-08 | 0 | 1.5818e-06 | 3.4674e-06 | 0 | 3.4674e-06 | [17 empty] | 7.3.3.17.5 (Remote Grid) Updates to grid topology to minimize risk of ignition in HFTDs Remote GridWLDFRContact from objectAggregated | WLDFR | HFTD - Distribution - Tier 2 - 3QU CoRE ¦ 4QU LoRE | Non-Red Flag Warning - Small Fires | Contact from object | Aggregated | 2042 | 0.0006142 | 741.5879 | 0.45548 | 2042 | Mitigation | 0.95 | 45 | 0 | esc | 0.00097009 | 5.9582e-07 | 0.00097009 | 5.9582e-07
[79 empty] | WLDFR | HFTD - Distribution - Zone 1 - 5QU CoRE ¦ 4QU LoRE | Red Flag Warning - Large Fires | 2043 | 2.5315e-09 | 2.5315e-09 | 6.9209 | 0.84944 | 3.8632 | 2.2083 | 0 | 0 | 2.6095e-06 | 1.752e-08 | 0 | 1.752e-08 | 1.752e-08 | 0 | 1.752e-08 | 0 | 1.6603e-06 | 3.6393e-06 | 0 | 3.6393e-06 | [17 empty] | 7.3.3.17.5 (Remote Grid) Updates to grid topology to minimize risk of ignition in HFTDs Remote GridWLDFRContact from objectAggregated | WLDFR | HFTD - Distribution - Tier 2 - 3QU CoRE ¦ 4QU LoRE | Non-Red Flag Warning - Small Fires | Contact from object | Aggregated | 2043 | 0.0006142 | 741.5879 | 0.45548 | 2043 | Mitigation | 0.95 | 45 | 0 | esc | 0.00097009 | 5.9582e-07 | 0.00097009 | 5.9582e-07
[79 empty] | WLDFR | HFTD - Distribution - Zone 1 - 5QU CoRE ¦ 4QU LoRE | Red Flag Warning - Large Fires | 2044 | 2.5315e-09 | 2.5315e-09 | 6.9209 | 0.84944 | 3.8632 | 2.2083 | 0 | 0 | 2.6095e-06 | 1.752e-08 | 0 | 1.752e-08 | 1.752e-08 | 0 | 1.752e-08 | 0 | 1.6603e-06 | 3.6393e-06 | 0 | 3.6393e-06 | [17 empty] | 7.3.3.17.5 (Remote Grid) Updates to grid topology to minimize risk of ignition in HFTDs Remote GridWLDFRContact from objectAggregated | WLDFR | HFTD - Distribution - Tier 2 - 3QU CoRE ¦ 4QU LoRE | Non-Red Flag Warning - Small Fires | Contact from object | Aggregated | 2044 | 0.0006142 | 741.5879 | 0.45548 | 2044 | Mitigation | 0.95 | 45 | 0 | esc | 0.00097009 | 5.9582e-07 | 0.00097009 | 5.9582e-07
[79 empty] | WLDFR | HFTD - Distribution - Zone 1 - 5QU CoRE ¦ 4QU LoRE | Red Flag Warning - Large Fires | 2045 | 2.5315e-09 | 2.5315e-09 | 6.9209 | 0.84944 | 3.8632 | 2.2083 | 0 | 0 | 2.6095e-06 | 1.752e-08 | 0 | 1.752e-08 | 1.752e-08 | 0 | 1.752e-08 | 0 | 1.6603e-06 | 3.6393e-06 | 0 | 3.6393e-06 | [17 empty] | 7.3.3.17.5 (Remote Grid) Updates to grid topology to minimize risk of ignition in HFTDs Remote GridWLDFRContact from objectAggregated | WLDFR | HFTD - Distribution - Tier 2 - 3QU CoRE ¦ 4QU LoRE | Non-Red Flag Warning - Small Fires | Contact from object | Aggregated | 2045 | 0.0006142 | 741.5879 | 0.45548 | 2045 | Mitigation | 0.95 | 45 | 0 | esc | 0.00097009 | 5.9582e-07 | 0.00097009 | 5.9582e-07
[79 empty] | WLDFR | HFTD - Distribution - Zone 1 - 5QU CoRE ¦ 4QU LoRE | Red Flag Warning - Large Fires | 2046 | 2.5315e-09 | 2.5315e-09 | 6.9209 | 0.84944 | 3.8632 | 2.2083 | 0 | 0 | 2.6095e-06 | 1.752e-08 | 0 | 1.752e-08 | 1.752e-08 | 0 | 1.752e-08 | 0 | 1.6603e-06 | 3.6393e-06 | 0 | 3.6393e-06 | [17 empty] | 7.3.3.17.5 (Remote Grid) Updates to grid topology to minimize risk of ignition in HFTDs Remote GridWLDFRContact from objectAggregated | WLDFR | HFTD - Distribution - Tier 2 - 3QU CoRE ¦ 4QU LoRE | Non-Red Flag Warning - Small Fires | Contact from object | Aggregated | 2046 | 0.0006142 | 741.5879 | 0.45548 | 2046 | Mitigation | 0.95 | 45 | 0 | esc | 0.00097009 | 5.9582e-07 | 0.00097009 | 5.9582e-07
[79 empty] | WLDFR | HFTD - Distribution - Zone 1 - 5QU CoRE ¦ 4QU LoRE | Red Flag Warning - Large Fires | 2047 | 2.5315e-09 | 2.5315e-09 | 6.9209 | 0.84944 | 3.8632 | 2.2083 | 0 | 0 | 2.6095e-06 | 1.752e-08 | 0 | 1.752e-08 | 1.752e-08 | 0 | 1.752e-08 | 0 | 1.6603e-06 | 3.6393e-06 | 0 | 3.6393e-06 | [17 empty] | 7.3.3.17.5 (Remote Grid) Updates to grid topology to minimize risk of ignition in HFTDs Remote GridWLDFRContact from objectAggregated | WLDFR | HFTD - Distribution - Tier 2 - 3QU CoRE ¦ 4QU LoRE | Non-Red Flag Warning - Small Fires | Contact from object | Aggregated | 2047 | 0.0006142 | 741.5879 | 0.45548 | 2047 | Mitigation | 0.95 | 45 | 0 | esc | 0.00097009 | 5.9582e-07 | 0.00097009 | 5.9582e-07
[79 empty] | WLDFR | HFTD - Distribution - Zone 1 - 5QU CoRE ¦ 4QU LoRE | Red Flag Warning - Large Fires | 2048 | 2.5315e-09 | 2.5315e-09 | 7.3713 | 0.88759 | 4.1075 | 2.3763 | 0 | 0 | 2.6095e-06 | 1.866e-08 | 0 | 1.866e-08 | 1.866e-08 | 0 | 1.866e-08 | 0 | 1.7424e-06 | 3.8194e-06 | 0 | 3.8194e-06 | [17 empty] | 7.3.3.17.5 (Remote Grid) Updates to grid topology to minimize risk of ignition in HFTDs Remote GridWLDFRContact from objectAggregated | WLDFR | HFTD - Distribution - Tier 2 - 3QU CoRE ¦ 4QU LoRE | Non-Red Flag Warning - Small Fires | Contact from object | Aggregated | 2048 | 0.0006142 | 741.5879 | 0.45548 | 2048 | Mitigation | 0.95 | 45 | 0 | esc | 0.00097009 | 5.9582e-07 | 0.00097009 | 5.9582e-07
[79 empty] | WLDFR | HFTD - Distribution - Zone 1 - 5QU CoRE ¦ 4QU LoRE | Red Flag Warning - Large Fires | 2049 | 2.5315e-09 | 2.5315e-09 | 7.3713 | 0.88759 | 4.1075 | 2.3763 | 0 | 0 | 2.6095e-06 | 1.866e-08 | 0 | 1.866e-08 | 1.866e-08 | 0 | 1.866e-08 | 0 | 1.7424e-06 | 3.8194e-06 | 0 | 3.8194e-06 | [17 empty] | 7.3.3.17.5 (Remote Grid) Updates to grid topology to minimize risk of ignition in HFTDs Remote GridWLDFRContact from objectAggregated | WLDFR | HFTD - Distribution - Tier 2 - 3QU CoRE ¦ 4QU LoRE | Non-Red Flag Warning - Small Fires | Contact from object | Aggregated | 2049 | 0.0006142 | 741.5879 | 0.45548 | 2049 | Mitigation | 0.95 | 45 | 0 | esc | 0.00097009 | 5.9582e-07 | 0.00097009 | 5.9582e-07
[79 empty] | WLDFR | HFTD - Distribution - Zone 1 - 5QU CoRE ¦ 4QU LoRE | Red Flag Warning - Large Fires | 2050 | 2.5315e-09 | 2.5315e-09 | 7.3713 | 0.88759 | 4.1075 | 2.3763 | 0 | 0 | 2.6095e-06 | 1.866e-08 | 0 | 1.866e-08 | 1.866e-08 | 0 | 1.866e-08 | 0 | 1.7424e-06 | 3.8194e-06 | 0 | 3.8194e-06 | [17 empty] | 7.3.3.17.5 (Remote Grid) Updates to grid topology to minimize risk of ignition in HFTDs Remote GridWLDFRContact from objectAggregated | WLDFR | HFTD - Distribution - Tier 2 - 3QU CoRE ¦ 4QU LoRE | Non-Red Flag Warning - Small Fires | Contact from object | Aggregated | 2050 | 0.0006142 | 741.5879 | 0.45548 | 2050 | Mitigation | 0.95 | 45 | 0 | esc | 0.00097009 | 5.9582e-07 | 0.00097009 | 5.9582e-07
[79 empty] | WLDFR | HFTD - Distribution - Zone 1 - 5QU CoRE ¦ 4QU LoRE | Red Flag Warning - Large Fires | 2051 | 2.5315e-09 | 2.5315e-09 | 7.3713 | 0.88759 | 4.1075 | 2.3763 | 0 | 0 | 2.6095e-06 | 1.866e-08 | 0 | 1.866e-08 | 1.866e-08 | 0 | 1.866e-08 | 0 | 1.7424e-06 | 3.8194e-06 | 0 | 3.8194e-06 | [17 empty] | 7.3.3.17.5 (Remote Grid) Updates to grid topology to minimize risk of ignition in HFTDs Remote GridWLDFRContact from objectAggregated | WLDFR | HFTD - Distribution - Tier 2 - 3QU CoRE ¦ 4QU LoRE | Non-Red Flag Warning - Small Fires | Contact from object | Aggregated | 2051 | 0.0006142 | 741.5879 | 0.45548 | 2051 | Mitigation | 0.95 | 45 | 0 | esc | 0.00097009 | 5.9582e-07 | 0.00097009 | 5.9582e-07
[79 empty] | WLDFR | HFTD - Distribution - Zone 1 - 5QU CoRE ¦ 4QU LoRE | Red Flag Warning - Large Fires | 2052 | 2.5315e-09 | 2.5315e-09 | 7.3713 | 0.88759 | 4.1075 | 2.3763 | 0 | 0 | 2.6095e-06 | 1.866e-08 | 0 | 1.866e-08 | 1.866e-08 | 0 | 1.866e-08 | 0 | 1.7424e-06 | 3.8194e-06 | 0 | 3.8194e-06 | [17 empty] | 7.3.3.17.5 (Remote Grid) Updates to grid topology to minimize risk of ignition in HFTDs Remote GridWLDFRContact from objectAggregated | WLDFR | HFTD - Distribution - Tier 2 - 3QU CoRE ¦ 4QU LoRE | Non-Red Flag Warning - Small Fires | Contact from object | Aggregated | 2052 | 0.0006142 | 741.5879 | 0.45548 | 2052 | Mitigation | 0.95 | 45 | 0 | esc | 0.00097009 | 5.9582e-07 | 0.00097009 | 5.9582e-07
[79 empty] | WLDFR | HFTD - Distribution - Zone 1 - 5QU CoRE ¦ 4QU LoRE | Red Flag Warning - Large Fires | 2053 | 2.5315e-09 | 2.5315e-09 | 7.8503 | 0.92702 | 4.3664 | 2.5569 | 0 | 0 | 2.6095e-06 | 1.9873e-08 | 0 | 1.9873e-08 | 1.9873e-08 | 0 | 1.9873e-08 | 0 | 1.8272e-06 | 4.0054e-06 | 0 | 4.0054e-06 | [17 empty] | 7.3.3.17.5 (Remote Grid) Updates to grid topology to minimize risk of ignition in HFTDs Remote GridWLDFRContact from objectAggregated | WLDFR | HFTD - Distribution - Tier 2 - 3QU CoRE ¦ 4QU LoRE | Non-Red Flag Warning - Small Fires | Contact from object | Aggregated | 2053 | 0.0006142 | 741.5879 | 0.45548 | 2053 | Mitigation | 0.95 | 45 | 0 | esc | 0.00097009 | 5.9582e-07 | 0.00097009 | 5.9582e-07
[79 empty] | WLDFR | HFTD - Distribution - Zone 1 - 5QU CoRE ¦ 4QU LoRE | Red Flag Warning - Large Fires | 2054 | 2.5315e-09 | 2.5315e-09 | 7.8503 | 0.92702 | 4.3664 | 2.5569 | 0 | 0 | 2.6095e-06 | 1.9873e-08 | 0 | 1.9873e-08 | 1.9873e-08 | 0 | 1.9873e-08 | 0 | 1.8272e-06 | 4.0054e-06 | 0 | 4.0054e-06 | [17 empty] | 7.3.3.17.5 (Remote Grid) Updates to grid topology to minimize risk of ignition in HFTDs Remote GridWLDFRContact from objectAggregated | WLDFR | HFTD - Distribution - Tier 2 - 3QU CoRE ¦ 4QU LoRE | Non-Red Flag Warning - Small Fires | Contact from object | Aggregated | 2054 | 0.0006142 | 741.5879 | 0.45548 | 2054 | Mitigation | 0.95 | 45 | 0 | esc | 0.00097009 | 5.9582e-07 | 0.00097009 | 5.9582e-07
[79 empty] | WLDFR | HFTD - Distribution - Zone 1 - 5QU CoRE ¦ 4QU LoRE | Red Flag Warning - Large Fires | 2055 | 2.5315e-09 | 2.5315e-09 | 7.8503 | 0.92702 | 4.3664 | 2.5569 | 0 | 0 | 2.6095e-06 | 1.9873e-08 | 0 | 1.9873e-08 | 1.9873e-08 | 0 | 1.9873e-08 | 0 | 1.8272e-06 | 4.0054e-06 | 0 | 4.0054e-06 | [17 empty] | 7.3.3.17.5 (Remote Grid) Updates to grid topology to minimize risk of ignition in HFTDs Remote GridWLDFRContact from objectAggregated | WLDFR | HFTD - Distribution - Tier 2 - 3QU CoRE ¦ 4QU LoRE | Non-Red Flag Warning - Small Fires | Contact from object | Aggregated | 2055 | 0.0006142 | 741.5879 | 0.45548 | 2055 | Mitigation | 0.95 | 45 | 0 | esc | 0.00097009 | 5.9582e-07 | 0.00097009 | 5.9582e-07
[79 empty] | WLDFR | HFTD - Distribution - Zone 1 - 5QU CoRE ¦ 4QU LoRE | Red Flag Warning - Large Fires | 2056 | 2.5315e-09 | 2.5315e-09 | 7.8503 | 0.92702 | 4.3664 | 2.5569 | 0 | 0 | 2.6095e-06 | 1.9873e-08 | 0 | 1.9873e-08 | 1.9873e-08 | 0 | 1.9873e-08 | 0 | 1.8272e-06 | 4.0054e-06 | 0 | 4.0054e-06 | [17 empty] | 7.3.3.17.5 (Remote Grid) Updates to grid topology to minimize risk of ignition in HFTDs Remote GridWLDFRContact from objectAggregated | WLDFR | HFTD - Distribution - Tier 2 - 3QU CoRE ¦ 4QU LoRE | Non-Red Flag Warning - Small Fires | Contact from object | Aggregated | 2056 | 0.0006142 | 741.5879 | 0.45548 | 2056 | Mitigation | 0.95 | 45 | 0 | esc | 0.00097009 | 5.9582e-07 | 0.00097009 | 5.9582e-07
[79 empty] | WLDFR | HFTD - Distribution - Zone 1 - 5QU CoRE ¦ 4QU LoRE | Red Flag Warning - Large Fires | 2057 | 2.5315e-09 | 2.5315e-09 | 7.8503 | 0.92702 | 4.3664 | 2.5569 | 0 | 0 | 2.6095e-06 | 1.9873e-08 | 0 | 1.9873e-08 | 1.9873e-08 | 0 | 1.9873e-08 | 0 | 1.8272e-06 | 4.0054e-06 | 0 | 4.0054e-06 | [17 empty] | 7.3.3.17.5 (Remote Grid) Updates to grid topology to minimize risk of ignition in HFTDs Remote GridWLDFRContact from objectAggregated | WLDFR | HFTD - Distribution - Tier 2 - 3QU CoRE ¦ 4QU LoRE | Non-Red Flag Warning - Small Fires | Contact from object | Aggregated | 2057 | 0.0006142 | 741.5879 | 0.45548 | 2057 | Mitigation | 0.95 | 45 | 0 | esc | 0.00097009 | 5.9582e-07 | 0.00097009 | 5.9582e-07
[79 empty] | WLDFR | HFTD - Distribution - Zone 1 - 5QU CoRE ¦ 4QU LoRE | Red Flag Warning - Large Fires | 2058 | 2.5315e-09 | 2.5315e-09 | 8.3524 | 0.96727 | 4.6367 | 2.7484 | 0 | 0 | 2.6095e-06 | 2.1144e-08 | 0 | 2.1144e-08 | 2.1144e-08 | 0 | 2.1144e-08 | 0 | 1.9137e-06 | 4.1949e-06 | 0 | 4.1949e-06 | [17 empty] | 7.3.3.17.5 (Remote Grid) Updates to grid topology to minimize risk of ignition in HFTDs Remote GridWLDFRContact from objectAggregated | WLDFR | HFTD - Distribution - Tier 2 - 3QU CoRE ¦ 4QU LoRE | Non-Red Flag Warning - Small Fires | Contact from object | Aggregated | 2058 | 0.0006142 | 741.5879 | 0.45548 | 2058 | Mitigation | 0.95 | 45 | 0 | esc | 0.00097009 | 5.9582e-07 | 0.00097009 | 5.9582e-07
[79 empty] | WLDFR | HFTD - Distribution - Zone 1 - 5QU CoRE ¦ 4QU LoRE | Red Flag Warning - Large Fires | 2059 | 2.5315e-09 | 2.5315e-09 | 8.3524 | 0.96727 | 4.6367 | 2.7484 | 0 | 0 | 2.6095e-06 | 2.1144e-08 | 0 | 2.1144e-08 | 2.1144e-08 | 0 | 2.1144e-08 | 0 | 1.9137e-06 | 4.1949e-06 | 0 | 4.1949e-06 | [17 empty] | 7.3.3.17.5 (Remote Grid) Updates to grid topology to minimize risk of ignition in HFTDs Remote GridWLDFRContact from objectAggregated | WLDFR | HFTD - Distribution - Tier 2 - 3QU CoRE ¦ 4QU LoRE | Non-Red Flag Warning - Small Fires | Contact from object | Aggregated | 2059 | 0.0006142 | 741.5879 | 0.45548 | 2059 | Mitigation | 0.95 | 45 | 0 | esc | 0.00097009 | 5.9582e-07 | 0.00097009 | 5.9582e-07
[79 empty] | WLDFR | HFTD - Distribution - Zone 1 - 5QU CoRE ¦ 4QU LoRE | Red Flag Warning - Large Fires | 2060 | 2.5315e-09 | 2.5315e-09 | 8.3524 | 0.96727 | 4.6367 | 2.7484 | 0 | 0 | 2.6095e-06 | 2.1144e-08 | 0 | 2.1144e-08 | 2.1144e-08 | 0 | 2.1144e-08 | 0 | 1.9137e-06 | 4.1949e-06 | 0 | 4.1949e-06 | [17 empty] | 7.3.3.17.5 (Remote Grid) Updates to grid topology to minimize risk of ignition in HFTDs Remote GridWLDFRContact from objectAggregated | WLDFR | HFTD - Distribution - Tier 2 - 3QU CoRE ¦ 4QU LoRE | Non-Red Flag Warning - Small Fires | Contact from object | Aggregated | 2060 | 0.0006142 | 741.5879 | 0.45548 | 2060 | Mitigation | 0.95 | 45 | 0 | esc | 0.00097009 | 5.9582e-07 | 0.00097009 | 5.9582e-07
[79 empty] | WLDFR | HFTD - Distribution - Zone 1 - 5QU CoRE ¦ 4QU LoRE | Red Flag Warning - Large Fires | 2061 | 2.5315e-09 | 2.5315e-09 | 8.3524 | 0.96727 | 4.6367 | 2.7484 | 0 | 0 | 2.6095e-06 | 2.1144e-08 | 0 | 2.1144e-08 | 2.1144e-08 | 0 | 2.1144e-08 | 0 | 1.9137e-06 | 4.1949e-06 | 0 | 4.1949e-06 | [17 empty] | 7.3.3.17.5 (Remote Grid) Updates to grid topology to minimize risk of ignition in HFTDs Remote GridWLDFRContact from objectAggregated | WLDFR | HFTD - Distribution - Tier 2 - 3QU CoRE ¦ 4QU LoRE | Non-Red Flag Warning - Small Fires | Contact from object | Aggregated | 2061 | 0.0006142 | 741.5879 | 0.45548 | 2061 | Mitigation | 0.95 | 45 | 0 | esc | 0.00097009 | 5.9582e-07 | 0.00097009 | 5.9582e-07
[79 empty] | WLDFR | HFTD - Distribution - Zone 1 - 5QU CoRE ¦ 4QU LoRE | Red Flag Warning - Large Fires | 2062 | 2.5315e-09 | 2.5315e-09 | 8.3524 | 0.96727 | 4.6367 | 2.7484 | 0 | 0 | 2.6095e-06 | 2.1144e-08 | 0 | 2.1144e-08 | 2.1144e-08 | 0 | 2.1144e-08 | 0 | 1.9137e-06 | 4.1949e-06 | 0 | 4.1949e-06 | [17 empty] | 7.3.3.17.5 (Remote Grid) Updates to grid topology to minimize risk of ignition in HFTDs Remote GridWLDFRContact from objectAggregated | WLDFR | HFTD - Distribution - Tier 2 - 3QU CoRE ¦ 4QU LoRE | Non-Red Flag Warning - Small Fires | Contact from object | Aggregated | 2062 | 0.0006142 | 741.5879 | 0.45548 | 2062 | Mitigation | 0.95 | 45 | 0 | esc | 0.00097009 | 5.9582e-07 | 0.00097009 | 5.9582e-07
[79 empty] | WLDFR | HFTD - Distribution - Zone 1 - 5QU CoRE ¦ 4QU LoRE | Red Flag Warning - Large Fires | 2063 | 2.5315e-09 | 2.5315e-09 | 8.872 | 1.0079 | 4.9153 | 2.9488 | 0 | 0 | 2.6095e-06 | 2.2459e-08 | 0 | 2.2459e-08 | 2.2459e-08 | 0 | 2.2459e-08 | 0 | 2.0008e-06 | 4.3858e-06 | 0 | 4.3858e-06 | [17 empty] | 7.3.3.17.5 (Remote Grid) Updates to grid topology to minimize risk of ignition in HFTDs Remote GridWLDFRContact from objectAggregated | WLDFR | HFTD - Distribution - Tier 2 - 3QU CoRE ¦ 4QU LoRE | Non-Red Flag Warning - Small Fires | Contact from object | Aggregated | 2063 | 0.0006142 | 741.5879 | 0.45548 | 2063 | Mitigation | 0.95 | 45 | 0 | esc | 0.00097009 | 5.9582e-07 | 0.00097009 | 5.9582e-07
[79 empty] | WLDFR | HFTD - Distribution - Zone 1 - 5QU CoRE ¦ 4QU LoRE | Red Flag Warning - Large Fires | 2064 | 2.5315e-09 | 2.5315e-09 | 8.872 | 1.0079 | 4.9153 | 2.9488 | 0 | 0 | 2.6095e-06 | 2.2459e-08 | 0 | 2.2459e-08 | 2.2459e-08 | 0 | 2.2459e-08 | 0 | 2.0008e-06 | 4.3858e-06 | 0 | 4.3858e-06 | [17 empty] | 7.3.3.17.5 (Remote Grid) Updates to grid topology to minimize risk of ignition in HFTDs Remote GridWLDFRContact from objectAggregated | WLDFR | HFTD - Distribution - Tier 2 - 3QU CoRE ¦ 4QU LoRE | Non-Red Flag Warning - Small Fires | Contact from object | Aggregated | 2064 | 0.0006142 | 741.5879 | 0.45548 | 2064 | Mitigation | 0.95 | 45 | 0 | esc | 0.00097009 | 5.9582e-07 | 0.00097009 | 5.9582e-07
[79 empty] | WLDFR | HFTD - Distribution - Zone 1 - 5QU CoRE ¦ 4QU LoRE | Red Flag Warning - Large Fires | 2065 | 2.5315e-09 | 2.5315e-09 | 8.872 | 1.0079 | 4.9153 | 2.9488 | 0 | 0 | 2.6095e-06 | 2.2459e-08 | 0 | 2.2459e-08 | 2.2459e-08 | 0 | 2.2459e-08 | 0 | 2.0008e-06 | 4.3858e-06 | 0 | 4.3858e-06 | [17 empty] | 7.3.3.17.5 (Remote Grid) Updates to grid topology to minimize risk of ignition in HFTDs Remote GridWLDFRContact from objectAggregated | WLDFR | HFTD - Distribution - Tier 2 - 3QU CoRE ¦ 4QU LoRE | Non-Red Flag Warning - Small Fires | Contact from object | Aggregated | 2065 | 0.0006142 | 741.5879 | 0.45548 | 2065 | Mitigation | 0.95 | 45 | 0 | esc | 0.00097009 | 5.9582e-07 | 0.00097009 | 5.9582e-07
[79 empty] | WLDFR | HFTD - Distribution - Zone 1 - 5QU CoRE ¦ 4QU LoRE | Red Flag Warning - Large Fires | 2066 | 2.5315e-09 | 2.5315e-09 | 8.872 | 1.0079 | 4.9153 | 2.9488 | 0 | 0 | 2.6095e-06 | 2.2459e-08 | 0 | 2.2459e-08 | 2.2459e-08 | 0 | 2.2459e-08 | 0 | 2.0008e-06 | 4.3858e-06 | 0 | 4.3858e-06 | [17 empty] | 7.3.3.17.5 (Remote Grid) Updates to grid topology to minimize risk of ignition in HFTDs Remote GridWLDFRContact from objectAggregated | WLDFR | HFTD - Distribution - Tier 2 - 3QU CoRE ¦ 4QU LoRE | Non-Red Flag Warning - Small Fires | Contact from object | Aggregated | 2066 | 0.0006142 | 741.5879 | 0.45548 | 2066 | Mitigation | 0.95 | 45 | 0 | esc | 0.00097009 | 5.9582e-07 | 0.00097009 | 5.9582e-07
[79 empty] | WLDFR | HFTD - Distribution - Zone 1 - 5QU CoRE ¦ 4QU LoRE | Red Flag Warning - Large Fires | 2067 | 0 | 2.5315e-09 | 8.872 | 1.0079 | 4.9153 | 2.9488 | 0 | 0 | 2.6095e-06 | 0 | 0 | 0 | 2.2459e-08 | 0 | 2.2459e-08 | 0 | 2.0008e-06 | 4.3858e-06 | 0 | 4.3858e-06 | [17 empty] | 7.3.3.17.5 (Remote Grid) Updates to grid topology to minimize risk of ignition in HFTDs Remote GridWLDFRContact from objectAggregated | WLDFR | HFTD - Distribution - Tier 2 - 3QU CoRE ¦ 4QU LoRE | Non-Red Flag Warning - Small Fires | Contact from object | Aggregated | 2067 | 0.0006142 | 741.5879 | 0.45548 | 2067 | Mitigation | 0.95 | 45 | 0 | esc | 0 | 0 | 0.00097009 | 5.9582e-07
[79 empty] | WLDFR | HFTD - Distribution - Zone 1 - 5QU CoRE ¦ 4QU LoRE | Red Flag Warning - Small Fires | 2022 | 1.2419e-07 | 0 | 0.077901 | 0.036425 | 0.0015809 | 0.039895 | 0 | 0 | 0.00012802 | 9.6746e-09 | 0 | 9.6746e-09 | 0 | 0 | 0 | 0 | 2.0874e-06 | 4.5756e-06 | 0 | 4.5756e-06 | [17 empty] | 7.3.3.17.5 (Remote Grid) Updates to grid topology to minimize risk of ignition in HFTDs Remote GridWLDFRContaminationAggregated | WLDFR | HFTD - Distribution - Tier 2 - 3QU CoRE ¦ 4QU LoRE | Non-Red Flag Warning - Small Fires | Contamination | Aggregated | 2022 | 1.3499e-05 | 741.5879 | 0.010011 | 2022 | Mitigation | 0.95 | 45 | 0 | esc | 0.00097009 | 1.3096e-08 | 0 | 0
[79 empty] | WLDFR | HFTD - Distribution - Zone 1 - 5QU CoRE ¦ 4QU LoRE | Red Flag Warning - Small Fires | 2023 | 1.2419e-07 | 1.2419e-07 | 0.080408 | 0.03759 | 0.0016314 | 0.041187 | 0 | 0 | 0.00012802 | 9.986e-09 | 0 | 9.986e-09 | 9.986e-09 | 0 | 9.986e-09 | 0 | 2.0874e-06 | 4.5756e-06 | 0 | 4.5756e-06 | [17 empty] | 7.3.3.17.5 (Remote Grid) Updates to grid topology to minimize risk of ignition in HFTDs Remote GridWLDFRContaminationAggregated | WLDFR | HFTD - Distribution - Tier 2 - 3QU CoRE ¦ 4QU LoRE | Non-Red Flag Warning - Small Fires | Contamination | Aggregated | 2023 | 1.3499e-05 | 741.5879 | 0.010011 | 2023 | Mitigation | 0.95 | 45 | 0 | esc | 0.00097009 | 1.3096e-08 | 0.00097009 | 1.3096e-08
[79 empty] | WLDFR | HFTD - Distribution - Zone 1 - 5QU CoRE ¦ 4QU LoRE | Red Flag Warning - Small Fires | 2024 | 1.2419e-07 | 1.2419e-07 | 0.080408 | 0.03759 | 0.0016314 | 0.041187 | 0 | 0 | 0.00012802 | 9.986e-09 | 0 | 9.986e-09 | 9.986e-09 | 0 | 9.986e-09 | 0 | 2.0874e-06 | 4.5756e-06 | 0 | 4.5756e-06 | [17 empty] | 7.3.3.17.5 (Remote Grid) Updates to grid topology to minimize risk of ignition in HFTDs Remote GridWLDFRContaminationAggregated | WLDFR | HFTD - Distribution - Tier 2 - 3QU CoRE ¦ 4QU LoRE | Non-Red Flag Warning - Small Fires | Contamination | Aggregated | 2024 | 1.3499e-05 | 741.5879 | 0.010011 | 2024 | Mitigation | 0.95 | 45 | 0 | esc | 0.00097009 | 1.3096e-08 | 0.00097009 | 1.3096e-08
[79 empty] | WLDFR | HFTD - Distribution - Zone 1 - 5QU CoRE ¦ 4QU LoRE | Red Flag Warning - Small Fires | 2025 | 1.2419e-07 | 1.2419e-07 | 0.080408 | 0.03759 | 0.0016314 | 0.041187 | 0 | 0 | 0.00012802 | 9.986e-09 | 0 | 9.986e-09 | 9.986e-09 | 0 | 9.986e-09 | 0 | 0 | 4.5756e-06 | 0 | 4.5756e-06 | [17 empty] | 7.3.3.17.5 (Remote Grid) Updates to grid topology to minimize risk of ignition in HFTDs Remote GridWLDFRContaminationAggregated | WLDFR | HFTD - Distribution - Tier 2 - 3QU CoRE ¦ 4QU LoRE | Non-Red Flag Warning - Small Fires | Contamination | Aggregated | 2025 | 1.3499e-05 | 741.5879 | 0.010011 | 2025 | Mitigation | 0.95 | 45 | 0 | esc | 0.00097009 | 1.3096e-08 | 0.00097009 | 1.3096e-08
[79 empty] | WLDFR | HFTD - Distribution - Zone 1 - 5QU CoRE ¦ 4QU LoRE | Red Flag Warning - Small Fires | 2026 | 1.2419e-07 | 1.2419e-07 | 0.080408 | 0.03759 | 0.0016314 | 0.041187 | 0 | 0 | 0.00012802 | 9.986e-09 | 0 | 9.986e-09 | 9.986e-09 | 0 | 9.986e-09 | 0 | 0 | 0 | 0 | 0 | [17 empty] | 7.3.3.17.5 (Remote Grid) Updates to grid topology to minimize risk of ignition in HFTDs Remote GridWLDFRContaminationAggregated | WLDFR | HFTD - Distribution - Tier 2 - 3QU CoRE ¦ 4QU LoRE | Non-Red Flag Warning - Small Fires | Contamination | Aggregated | 2026 | 1.3499e-05 | 741.5879 | 0.010011 | 2026 | Mitigation | 0.95 | 45 | 0 | esc | 0.00097009 | 1.3096e-08 | 0.00097009 | 1.3096e-08
[79 empty] | WLDFR | HFTD - Distribution - Zone 1 - 5QU CoRE ¦ 4QU LoRE | Red Flag Warning - Small Fires | 2027 | 1.2419e-07 | 1.2419e-07 | 0.080408 | 0.03759 | 0.0016314 | 0.041187 | 0 | 0 | 0.00012802 | 9.986e-09 | 0 | 9.986e-09 | 9.986e-09 | 0 | 9.986e-09 | 0 | 7.2379e-08 | 0 | 0 | 0 | [17 empty] | 7.3.3.17.5 (Remote Grid) Updates to grid topology to minimize risk of ignition in HFTDs Remote GridWLDFRContaminationAggregated | WLDFR | HFTD - Distribution - Tier 2 - 3QU CoRE ¦ 4QU LoRE | Non-Red Flag Warning - Small Fires | Contamination | Aggregated | 2027 | 1.3499e-05 | 741.5879 | 0.010011 | 2027 | Mitigation | 0.95 | 45 | 0 | esc | 0.00097009 | 1.3096e-08 | 0.00097009 | 1.3096e-08
[79 empty] | WLDFR | HFTD - Distribution - Zone 1 - 5QU CoRE ¦ 4QU LoRE | Red Flag Warning - Small Fires | 2028 | 1.2419e-07 | 1.2419e-07 | 0.083606 | 0.039055 | 0.001695 | 0.042856 | 0 | 0 | 0.00012802 | 1.0383e-08 | 0 | 1.0383e-08 | 1.0383e-08 | 0 | 1.0383e-08 | 0 | 7.5617e-08 | 1.6575e-07 | 0 | 1.6575e-07 | [17 empty] | 7.3.3.17.5 (Remote Grid) Updates to grid topology to minimize risk of ignition in HFTDs Remote GridWLDFRContaminationAggregated | WLDFR | HFTD - Distribution - Tier 2 - 3QU CoRE ¦ 4QU LoRE | Non-Red Flag Warning - Small Fires | Contamination | Aggregated | 2028 | 1.3499e-05 | 741.5879 | 0.010011 | 2028 | Mitigation | 0.95 | 45 | 0 | esc | 0.00097009 | 1.3096e-08 | 0.00097009 | 1.3096e-08
[79 empty] | WLDFR | HFTD - Distribution - Zone 1 - 5QU CoRE ¦ 4QU LoRE | Red Flag Warning - Small Fires | 2029 | 1.2419e-07 | 1.2419e-07 | 0.083606 | 0.039055 | 0.001695 | 0.042856 | 0 | 0 | 0.00012802 | 1.0383e-08 | 0 | 1.0383e-08 | 1.0383e-08 | 0 | 1.0383e-08 | 0 | 7.5617e-08 | 1.6575e-07 | 0 | 1.6575e-07 | [17 empty] | 7.3.3.17.5 (Remote Grid) Updates to grid topology to minimize risk of ignition in HFTDs Remote GridWLDFRContaminationAggregated | WLDFR | HFTD - Distribution - Tier 2 - 3QU CoRE ¦ 4QU LoRE | Non-Red Flag Warning - Small Fires | Contamination | Aggregated | 2029 | 1.3499e-05 | 741.5879 | 0.010011 | 2029 | Mitigation | 0.95 | 45 | 0 | esc | 0.00097009 | 1.3096e-08 | 0.00097009 | 1.3096e-08
[79 empty] | WLDFR | HFTD - Distribution - Zone 1 - 5QU CoRE ¦ 4QU LoRE | Red Flag Warning - Small Fires | 2030 | 1.2419e-07 | 1.2419e-07 | 0.083606 | 0.039055 | 0.001695 | 0.042856 | 0 | 0 | 0.00012802 | 1.0383e-08 | 0 | 1.0383e-08 | 1.0383e-08 | 0 | 1.0383e-08 | 0 | 7.5617e-08 | 1.6575e-07 | 0 | 1.6575e-07 | [17 empty] | 7.3.3.17.5 (Remote Grid) Updates to grid topology to minimize risk of ignition in HFTDs Remote GridWLDFRContaminationAggregated | WLDFR | HFTD - Distribution - Tier 2 - 3QU CoRE ¦ 4QU LoRE | Non-Red Flag Warning - Small Fires | Contamination | Aggregated | 2030 | 1.3499e-05 | 741.5879 | 0.010011 | 2030 | Mitigation | 0.95 | 45 | 0 | esc | 0.00097009 | 1.3096e-08 | 0.00097009 | 1.3096e-08
[79 empty] | WLDFR | HFTD - Distribution - Zone 1 - 5QU CoRE ¦ 4QU LoRE | Red Flag Warning - Small Fires | 2031 | 1.2419e-07 | 1.2419e-07 | 0.083606 | 0.039055 | 0.001695 | 0.042856 | 0 | 0 | 0.00012802 | 1.0383e-08 | 0 | 1.0383e-08 | 1.0383e-08 | 0 | 1.0383e-08 | 0 | 7.5617e-08 | 1.6575e-07 | 0 | 1.6575e-07 | [17 empty] | 7.3.3.17.5 (Remote Grid) Updates to grid topology to minimize risk of ignition in HFTDs Remote GridWLDFRContaminationAggregated | WLDFR | HFTD - Distribution - Tier 2 - 3QU CoRE ¦ 4QU LoRE | Non-Red Flag Warning - Small Fires | Contamination | Aggregated | 2031 | 1.3499e-05 | 741.5879 | 0.010011 | 2031 | Mitigation | 0.95 | 45 | 0 | esc | 0.00097009 | 1.3096e-08 | 0.00097009 | 1.3096e-08
[79 empty] | WLDFR | HFTD - Distribution - Zone 1 - 5QU CoRE ¦ 4QU LoRE | Red Flag Warning - Small Fires | 2032 | 1.2419e-07 | 1.2419e-07 | 0.083606 | 0.039055 | 0.001695 | 0.042856 | 0 | 0 | 0.00012802 | 1.0383e-08 | 0 | 1.0383e-08 | 1.0383e-08 | 0 | 1.0383e-08 | 0 | 7.5617e-08 | 1.6575e-07 | 0 | 1.6575e-07 | [17 empty] | 7.3.3.17.5 (Remote Grid) Updates to grid topology to minimize risk of ignition in HFTDs Remote GridWLDFRContaminationAggregated | WLDFR | HFTD - Distribution - Tier 2 - 3QU CoRE ¦ 4QU LoRE | Non-Red Flag Warning - Small Fires | Contamination | Aggregated | 2032 | 1.3499e-05 | 741.5879 | 0.010011 | 2032 | Mitigation | 0.95 | 45 | 0 | esc | 0.00097009 | 1.3096e-08 | 0.00097009 | 1.3096e-08
[79 empty] | WLDFR | HFTD - Distribution - Zone 1 - 5QU CoRE ¦ 4QU LoRE | Red Flag Warning - Small Fires | 2033 | 1.2419e-07 | 1.2419e-07 | 0.087211 | 0.040679 | 0.0017655 | 0.044766 | 0 | 0 | 0.00012802 | 1.0831e-08 | 0 | 1.0831e-08 | 1.0831e-08 | 0 | 1.0831e-08 | 0 | 7.9788e-08 | 1.749e-07 | 0 | 1.749e-07 | [17 empty] | 7.3.3.17.5 (Remote Grid) Updates to grid topology to minimize risk of ignition in HFTDs Remote GridWLDFRContaminationAggregated | WLDFR | HFTD - Distribution - Tier 2 - 3QU CoRE ¦ 4QU LoRE | Non-Red Flag Warning - Small Fires | Contamination | Aggregated | 2033 | 1.3499e-05 | 741.5879 | 0.010011 | 2033 | Mitigation | 0.95 | 45 | 0 | esc | 0.00097009 | 1.3096e-08 | 0.00097009 | 1.3096e-08
[79 empty] | WLDFR | HFTD - Distribution - Zone 1 - 5QU CoRE ¦ 4QU LoRE | Red Flag Warning - Small Fires | 2034 | 1.2419e-07 | 1.2419e-07 | 0.087211 | 0.040679 | 0.0017655 | 0.044766 | 0 | 0 | 0.00012802 | 1.0831e-08 | 0 | 1.0831e-08 | 1.0831e-08 | 0 | 1.0831e-08 | 0 | 7.9788e-08 | 1.749e-07 | 0 | 1.749e-07 | [17 empty] | 7.3.3.17.5 (Remote Grid) Updates to grid topology to minimize risk of ignition in HFTDs Remote GridWLDFRContaminationAggregated | WLDFR | HFTD - Distribution - Tier 2 - 3QU CoRE ¦ 4QU LoRE | Non-Red Flag Warning - Small Fires | Contamination | Aggregated | 2034 | 1.3499e-05 | 741.5879 | 0.010011 | 2034 | Mitigation | 0.95 | 45 | 0 | esc | 0.00097009 | 1.3096e-08 | 0.00097009 | 1.3096e-08
[79 empty] | WLDFR | HFTD - Distribution - Zone 1 - 5QU CoRE ¦ 4QU LoRE | Red Flag Warning - Small Fires | 2035 | 1.2419e-07 | 1.2419e-07 | 0.087211 | 0.040679 | 0.0017655 | 0.044766 | 0 | 0 | 0.00012802 | 1.0831e-08 | 0 | 1.0831e-08 | 1.0831e-08 | 0 | 1.0831e-08 | 0 | 7.9788e-08 | 1.749e-07 | 0 | 1.749e-07 | [17 empty] | 7.3.3.17.5 (Remote Grid) Updates to grid topology to minimize risk of ignition in HFTDs Remote GridWLDFRContaminationAggregated | WLDFR | HFTD - Distribution - Tier 2 - 3QU CoRE ¦ 4QU LoRE | Non-Red Flag Warning - Small Fires | Contamination | Aggregated | 2035 | 1.3499e-05 | 741.5879 | 0.010011 | 2035 | Mitigation | 0.95 | 45 | 0 | esc | 0.00097009 | 1.3096e-08 | 0.00097009 | 1.3096e-08
[79 empty] | WLDFR | HFTD - Distribution - Zone 1 - 5QU CoRE ¦ 4QU LoRE | Red Flag Warning - Small Fires | 2036 | 1.2419e-07 | 1.2419e-07 | 0.087211 | 0.040679 | 0.0017655 | 0.044766 | 0 | 0 | 0.00012802 | 1.0831e-08 | 0 | 1.0831e-08 | 1.0831e-08 | 0 | 1.0831e-08 | 0 | 7.9788e-08 | 1.749e-07 | 0 | 1.749e-07 | [17 empty] | 7.3.3.17.5 (Remote Grid) Updates to grid topology to minimize risk of ignition in HFTDs Remote GridWLDFRContaminationAggregated | WLDFR | HFTD - Distribution - Tier 2 - 3QU CoRE ¦ 4QU LoRE | Non-Red Flag Warning - Small Fires | Contamination | Aggregated | 2036 | 1.3499e-05 | 741.5879 | 0.010011 | 2036 | Mitigation | 0.95 | 45 | 0 | esc | 0.00097009 | 1.3096e-08 | 0.00097009 | 1.3096e-08
[79 empty] | WLDFR | HFTD - Distribution - Zone 1 - 5QU CoRE ¦ 4QU LoRE | Red Flag Warning - Small Fires | 2037 | 1.2419e-07 | 1.2419e-07 | 0.087211 | 0.040679 | 0.0017655 | 0.044766 | 0 | 0 | 0.00012802 | 1.0831e-08 | 0 | 1.0831e-08 | 1.0831e-08 | 0 | 1.0831e-08 | 0 | 7.9788e-08 | 1.749e-07 | 0 | 1.749e-07 | [17 empty] | 7.3.3.17.5 (Remote Grid) Updates to grid topology to minimize risk of ignition in HFTDs Remote GridWLDFRContaminationAggregated | WLDFR | HFTD - Distribution - Tier 2 - 3QU CoRE ¦ 4QU LoRE | Non-Red Flag Warning - Small Fires | Contamination | Aggregated | 2037 | 1.3499e-05 | 741.5879 | 0.010011 | 2037 | Mitigation | 0.95 | 45 | 0 | esc | 0.00097009 | 1.3096e-08 | 0.00097009 | 1.3096e-08
[79 empty] | WLDFR | HFTD - Distribution - Zone 1 - 5QU CoRE ¦ 4QU LoRE | Red Flag Warning - Small Fires | 2038 | 1.2419e-07 | 1.2419e-07 | 0.091184 | 0.042438 | 0.0018418 | 0.046905 | 0 | 0 | 0.00012802 | 1.1324e-08 | 0 | 1.1324e-08 | 1.1324e-08 | 0 | 1.1324e-08 | 0 | 8.4532e-08 | 1.853e-07 | 0 | 1.853e-07 | [17 empty] | 7.3.3.17.5 (Remote Grid) Updates to grid topology to minimize risk of ignition in HFTDs Remote GridWLDFRContaminationAggregated | WLDFR | HFTD - Distribution - Tier 2 - 3QU CoRE ¦ 4QU LoRE | Non-Red Flag Warning - Small Fires | Contamination | Aggregated | 2038 | 1.3499e-05 | 741.5879 | 0.010011 | 2038 | Mitigation | 0.95 | 45 | 0 | esc | 0.00097009 | 1.3096e-08 | 0.00097009 | 1.3096e-08
[79 empty] | WLDFR | HFTD - Distribution - Zone 1 - 5QU CoRE ¦ 4QU LoRE | Red Flag Warning - Small Fires | 2039 | 1.2419e-07 | 1.2419e-07 | 0.091184 | 0.042438 | 0.0018418 | 0.046905 | 0 | 0 | 0.00012802 | 1.1324e-08 | 0 | 1.1324e-08 | 1.1324e-08 | 0 | 1.1324e-08 | 0 | 8.4532e-08 | 1.853e-07 | 0 | 1.853e-07 | [17 empty] | 7.3.3.17.5 (Remote Grid) Updates to grid topology to minimize risk of ignition in HFTDs Remote GridWLDFRContaminationAggregated | WLDFR | HFTD - Distribution - Tier 2 - 3QU CoRE ¦ 4QU LoRE | Non-Red Flag Warning - Small Fires | Contamination | Aggregated | 2039 | 1.3499e-05 | 741.5879 | 0.010011 | 2039 | Mitigation | 0.95 | 45 | 0 | esc | 0.00097009 | 1.3096e-08 | 0.00097009 | 1.3096e-08
[79 empty] | WLDFR | HFTD - Distribution - Zone 1 - 5QU CoRE ¦ 4QU LoRE | Red Flag Warning - Small Fires | 2040 | 1.2419e-07 | 1.2419e-07 | 0.091184 | 0.042438 | 0.0018418 | 0.046905 | 0 | 0 | 0.00012802 | 1.1324e-08 | 0 | 1.1324e-08 | 1.1324e-08 | 0 | 1.1324e-08 | 0 | 8.4532e-08 | 1.853e-07 | 0 | 1.853e-07 | [17 empty] | 7.3.3.17.5 (Remote Grid) Updates to grid topology to minimize risk of ignition in HFTDs Remote GridWLDFRContaminationAggregated | WLDFR | HFTD - Distribution - Tier 2 - 3QU CoRE ¦ 4QU LoRE | Non-Red Flag Warning - Small Fires | Contamination | Aggregated | 2040 | 1.3499e-05 | 741.5879 | 0.010011 | 2040 | Mitigation | 0.95 | 45 | 0 | esc | 0.00097009 | 1.3096e-08 | 0.00097009 | 1.3096e-08
[79 empty] | WLDFR | HFTD - Distribution - Zone 1 - 5QU CoRE ¦ 4QU LoRE | Red Flag Warning - Small Fires | 2041 | 1.2419e-07 | 1.2419e-07 | 0.091184 | 0.042438 | 0.0018418 | 0.046905 | 0 | 0 | 0.00012802 | 1.1324e-08 | 0 | 1.1324e-08 | 1.1324e-08 | 0 | 1.1324e-08 | 0 | 8.4532e-08 | 1.853e-07 | 0 | 1.853e-07 | [17 empty] | 7.3.3.17.5 (Remote Grid) Updates to grid topology to minimize risk of ignition in HFTDs Remote GridWLDFRContaminationAggregated | WLDFR | HFTD - Distribution - Tier 2 - 3QU CoRE ¦ 4QU LoRE | Non-Red Flag Warning - Small Fires | Contamination | Aggregated | 2041 | 1.3499e-05 | 741.5879 | 0.010011 | 2041 | Mitigation | 0.95 | 45 | 0 | esc | 0.00097009 | 1.3096e-08 | 0.00097009 | 1.3096e-08
[79 empty] | WLDFR | HFTD - Distribution - Zone 1 - 5QU CoRE ¦ 4QU LoRE | Red Flag Warning - Small Fires | 2042 | 1.2419e-07 | 1.2419e-07 | 0.091184 | 0.042438 | 0.0018418 | 0.046905 | 0 | 0 | 0.00012802 | 1.1324e-08 | 0 | 1.1324e-08 | 1.1324e-08 | 0 | 1.1324e-08 | 0 | 8.4532e-08 | 1.853e-07 | 0 | 1.853e-07 | [17 empty] | 7.3.3.17.5 (Remote Grid) Updates to grid topology to minimize risk of ignition in HFTDs Remote GridWLDFRContaminationAggregated | WLDFR | HFTD - Distribution - Tier 2 - 3QU CoRE ¦ 4QU LoRE | Non-Red Flag Warning - Small Fires | Contamination | Aggregated | 2042 | 1.3499e-05 | 741.5879 | 0.010011 | 2042 | Mitigation | 0.95 | 45 | 0 | esc | 0.00097009 | 1.3096e-08 | 0.00097009 | 1.3096e-08
[79 empty] | WLDFR | HFTD - Distribution - Zone 1 - 5QU CoRE ¦ 4QU LoRE | Red Flag Warning - Small Fires | 2043 | 1.2419e-07 | 1.2419e-07 | 0.095486 | 0.044306 | 0.0019228 | 0.049257 | 0 | 0 | 0.00012802 | 1.1858e-08 | 0 | 1.1858e-08 | 1.1858e-08 | 0 | 1.1858e-08 | 0 | 8.9812e-08 | 1.9687e-07 | 0 | 1.9687e-07 | [17 empty] | 7.3.3.17.5 (Remote Grid) Updates to grid topology to minimize risk of ignition in HFTDs Remote GridWLDFRContaminationAggregated | WLDFR | HFTD - Distribution - Tier 2 - 3QU CoRE ¦ 4QU LoRE | Non-Red Flag Warning - Small Fires | Contamination | Aggregated | 2043 | 1.3499e-05 | 741.5879 | 0.010011 | 2043 | Mitigation | 0.95 | 45 | 0 | esc | 0.00097009 | 1.3096e-08 | 0.00097009 | 1.3096e-08
[79 empty] | WLDFR | HFTD - Distribution - Zone 1 - 5QU CoRE ¦ 4QU LoRE | Red Flag Warning - Small Fires | 2044 | 1.2419e-07 | 1.2419e-07 | 0.095486 | 0.044306 | 0.0019228 | 0.049257 | 0 | 0 | 0.00012802 | 1.1858e-08 | 0 | 1.1858e-08 | 1.1858e-08 | 0 | 1.1858e-08 | 0 | 8.9812e-08 | 1.9687e-07 | 0 | 1.9687e-07 | [17 empty] | 7.3.3.17.5 (Remote Grid) Updates to grid topology to minimize risk of ignition in HFTDs Remote GridWLDFRContaminationAggregated | WLDFR | HFTD - Distribution - Tier 2 - 3QU CoRE ¦ 4QU LoRE | Non-Red Flag Warning - Small Fires | Contamination | Aggregated | 2044 | 1.3499e-05 | 741.5879 | 0.010011 | 2044 | Mitigation | 0.95 | 45 | 0 | esc | 0.00097009 | 1.3096e-08 | 0.00097009 | 1.3096e-08
[79 empty] | WLDFR | HFTD - Distribution - Zone 1 - 5QU CoRE ¦ 4QU LoRE | Red Flag Warning - Small Fires | 2045 | 1.2419e-07 | 1.2419e-07 | 0.095486 | 0.044306 | 0.0019228 | 0.049257 | 0 | 0 | 0.00012802 | 1.1858e-08 | 0 | 1.1858e-08 | 1.1858e-08 | 0 | 1.1858e-08 | 0 | 8.9812e-08 | 1.9687e-07 | 0 | 1.9687e-07 | [17 empty] | 7.3.3.17.5 (Remote Grid) Updates to grid topology to minimize risk of ignition in HFTDs Remote GridWLDFRContaminationAggregated | WLDFR | HFTD - Distribution - Tier 2 - 3QU CoRE ¦ 4QU LoRE | Non-Red Flag Warning - Small Fires | Contamination | Aggregated | 2045 | 1.3499e-05 | 741.5879 | 0.010011 | 2045 | Mitigation | 0.95 | 45 | 0 | esc | 0.00097009 | 1.3096e-08 | 0.00097009 | 1.3096e-08
[79 empty] | WLDFR | HFTD - Distribution - Zone 1 - 5QU CoRE ¦ 4QU LoRE | Red Flag Warning - Small Fires | 2046 | 1.2419e-07 | 1.2419e-07 | 0.095486 | 0.044306 | 0.0019228 | 0.049257 | 0 | 0 | 0.00012802 | 1.1858e-08 | 0 | 1.1858e-08 | 1.1858e-08 | 0 | 1.1858e-08 | 0 | 8.9812e-08 | 1.9687e-07 | 0 | 1.9687e-07 | [17 empty] | 7.3.3.17.5 (Remote Grid) Updates to grid topology to minimize risk of ignition in HFTDs Remote GridWLDFRContaminationAggregated | WLDFR | HFTD - Distribution - Tier 2 - 3QU CoRE ¦ 4QU LoRE | Non-Red Flag Warning - Small Fires | Contamination | Aggregated | 2046 | 1.3499e-05 | 741.5879 | 0.010011 | 2046 | Mitigation | 0.95 | 45 | 0 | esc | 0.00097009 | 1.3096e-08 | 0.00097009 | 1.3096e-08
[79 empty] | WLDFR | HFTD - Distribution - Zone 1 - 5QU CoRE ¦ 4QU LoRE | Red Flag Warning - Small Fires | 2047 | 1.2419e-07 | 1.2419e-07 | 0.095486 | 0.044306 | 0.0019228 | 0.049257 | 0 | 0 | 0.00012802 | 1.1858e-08 | 0 | 1.1858e-08 | 1.1858e-08 | 0 | 1.1858e-08 | 0 | 8.9812e-08 | 1.9687e-07 | 0 | 1.9687e-07 | [17 empty] | 7.3.3.17.5 (Remote Grid) Updates to grid topology to minimize risk of ignition in HFTDs Remote GridWLDFRContaminationAggregated | WLDFR | HFTD - Distribution - Tier 2 - 3QU CoRE ¦ 4QU LoRE | Non-Red Flag Warning - Small Fires | Contamination | Aggregated | 2047 | 1.3499e-05 | 741.5879 | 0.010011 | 2047 | Mitigation | 0.95 | 45 | 0 | esc | 0.00097009 | 1.3096e-08 | 0.00097009 | 1.3096e-08
[79 empty] | WLDFR | HFTD - Distribution - Zone 1 - 5QU CoRE ¦ 4QU LoRE | Red Flag Warning - Small Fires | 2048 | 1.2419e-07 | 1.2419e-07 | 0.10007 | 0.04626 | 0.0020076 | 0.051804 | 0 | 0 | 0.00012802 | 1.2428e-08 | 0 | 1.2428e-08 | 1.2428e-08 | 0 | 1.2428e-08 | 0 | 9.5587e-08 | 2.0953e-07 | 0 | 2.0953e-07 | [17 empty] | 7.3.3.17.5 (Remote Grid) Updates to grid topology to minimize risk of ignition in HFTDs Remote GridWLDFRContaminationAggregated | WLDFR | HFTD - Distribution - Tier 2 - 3QU CoRE ¦ 4QU LoRE | Non-Red Flag Warning - Small Fires | Contamination | Aggregated | 2048 | 1.3499e-05 | 741.5879 | 0.010011 | 2048 | Mitigation | 0.95 | 45 | 0 | esc | 0.00097009 | 1.3096e-08 | 0.00097009 | 1.3096e-08
[79 empty] | WLDFR | HFTD - Distribution - Zone 1 - 5QU CoRE ¦ 4QU LoRE | Red Flag Warning - Small Fires | 2049 | 1.2419e-07 | 1.2419e-07 | 0.10007 | 0.04626 | 0.0020076 | 0.051804 | 0 | 0 | 0.00012802 | 1.2428e-08 | 0 | 1.2428e-08 | 1.2428e-08 | 0 | 1.2428e-08 | 0 | 9.5587e-08 | 2.0953e-07 | 0 | 2.0953e-07 | [17 empty] | 7.3.3.17.5 (Remote Grid) Updates to grid topology to minimize risk of ignition in HFTDs Remote GridWLDFRContaminationAggregated | WLDFR | HFTD - Distribution - Tier 2 - 3QU CoRE ¦ 4QU LoRE | Non-Red Flag Warning - Small Fires | Contamination | Aggregated | 2049 | 1.3499e-05 | 741.5879 | 0.010011 | 2049 | Mitigation | 0.95 | 45 | 0 | esc | 0.00097009 | 1.3096e-08 | 0.00097009 | 1.3096e-08
[79 empty] | WLDFR | HFTD - Distribution - Zone 1 - 5QU CoRE ¦ 4QU LoRE | Red Flag Warning - Small Fires | 2050 | 1.2419e-07 | 1.2419e-07 | 0.10007 | 0.04626 | 0.0020076 | 0.051804 | 0 | 0 | 0.00012802 | 1.2428e-08 | 0 | 1.2428e-08 | 1.2428e-08 | 0 | 1.2428e-08 | 0 | 9.5587e-08 | 2.0953e-07 | 0 | 2.0953e-07 | [17 empty] | 7.3.3.17.5 (Remote Grid) Updates to grid topology to minimize risk of ignition in HFTDs Remote GridWLDFRContaminationAggregated | WLDFR | HFTD - Distribution - Tier 2 - 3QU CoRE ¦ 4QU LoRE | Non-Red Flag Warning - Small Fires | Contamination | Aggregated | 2050 | 1.3499e-05 | 741.5879 | 0.010011 | 2050 | Mitigation | 0.95 | 45 | 0 | esc | 0.00097009 | 1.3096e-08 | 0.00097009 | 1.3096e-08
[79 empty] | WLDFR | HFTD - Distribution - Zone 1 - 5QU CoRE ¦ 4QU LoRE | Red Flag Warning - Small Fires | 2051 | 1.2419e-07 | 1.2419e-07 | 0.10007 | 0.04626 | 0.0020076 | 0.051804 | 0 | 0 | 0.00012802 | 1.2428e-08 | 0 | 1.2428e-08 | 1.2428e-08 | 0 | 1.2428e-08 | 0 | 9.5587e-08 | 2.0953e-07 | 0 | 2.0953e-07 | [17 empty] | 7.3.3.17.5 (Remote Grid) Updates to grid topology to minimize risk of ignition in HFTDs Remote GridWLDFRContaminationAggregated | WLDFR | HFTD - Distribution - Tier 2 - 3QU CoRE ¦ 4QU LoRE | Non-Red Flag Warning - Small Fires | Contamination | Aggregated | 2051 | 1.3499e-05 | 741.5879 | 0.010011 | 2051 | Mitigation | 0.95 | 45 | 0 | esc | 0.00097009 | 1.3096e-08 | 0.00097009 | 1.3096e-08
[79 empty] | WLDFR | HFTD - Distribution - Zone 1 - 5QU CoRE ¦ 4QU LoRE | Red Flag Warning - Small Fires | 2052 | 1.2419e-07 | 1.2419e-07 | 0.10007 | 0.04626 | 0.0020076 | 0.051804 | 0 | 0 | 0.00012802 | 1.2428e-08 | 0 | 1.2428e-08 | 1.2428e-08 | 0 | 1.2428e-08 | 0 | 9.5587e-08 | 2.0953e-07 | 0 | 2.0953e-07 | [17 empty] | 7.3.3.17.5 (Remote Grid) Updates to grid topology to minimize risk of ignition in HFTDs Remote GridWLDFRContaminationAggregated | WLDFR | HFTD - Distribution - Tier 2 - 3QU CoRE ¦ 4QU LoRE | Non-Red Flag Warning - Small Fires | Contamination | Aggregated | 2052 | 1.3499e-05 | 741.5879 | 0.010011 | 2052 | Mitigation | 0.95 | 45 | 0 | esc | 0.00097009 | 1.3096e-08 | 0.00097009 | 1.3096e-08
[79 empty] | WLDFR | HFTD - Distribution - Zone 1 - 5QU CoRE ¦ 4QU LoRE | Red Flag Warning - Small Fires | 2053 | 1.2419e-07 | 1.2419e-07 | 0.10489 | 0.048274 | 0.002095 | 0.054525 | 0 | 0 | 0.00012802 | 1.3027e-08 | 0 | 1.3027e-08 | 1.3027e-08 | 0 | 1.3027e-08 | 0 | 1.0181e-07 | 2.2316e-07 | 0 | 2.2316e-07 | [17 empty] | 7.3.3.17.5 (Remote Grid) Updates to grid topology to minimize risk of ignition in HFTDs Remote GridWLDFRContaminationAggregated | WLDFR | HFTD - Distribution - Tier 2 - 3QU CoRE ¦ 4QU LoRE | Non-Red Flag Warning - Small Fires | Contamination | Aggregated | 2053 | 1.3499e-05 | 741.5879 | 0.010011 | 2053 | Mitigation | 0.95 | 45 | 0 | esc | 0.00097009 | 1.3096e-08 | 0.00097009 | 1.3096e-08
[79 empty] | WLDFR | HFTD - Distribution - Zone 1 - 5QU CoRE ¦ 4QU LoRE | Red Flag Warning - Small Fires | 2054 | 1.2419e-07 | 1.2419e-07 | 0.10489 | 0.048274 | 0.002095 | 0.054525 | 0 | 0 | 0.00012802 | 1.3027e-08 | 0 | 1.3027e-08 | 1.3027e-08 | 0 | 1.3027e-08 | 0 | 1.0181e-07 | 2.2316e-07 | 0 | 2.2316e-07 | [17 empty] | 7.3.3.17.5 (Remote Grid) Updates to grid topology to minimize risk of ignition in HFTDs Remote GridWLDFRContaminationAggregated | WLDFR | HFTD - Distribution - Tier 2 - 3QU CoRE ¦ 4QU LoRE | Non-Red Flag Warning - Small Fires | Contamination | Aggregated | 2054 | 1.3499e-05 | 741.5879 | 0.010011 | 2054 | Mitigation | 0.95 | 45 | 0 | esc | 0.00097009 | 1.3096e-08 | 0.00097009 | 1.3096e-08
[79 empty] | WLDFR | HFTD - Distribution - Zone 1 - 5QU CoRE ¦ 4QU LoRE | Red Flag Warning - Small Fires | 2055 | 1.2419e-07 | 1.2419e-07 | 0.10489 | 0.048274 | 0.002095 | 0.054525 | 0 | 0 | 0.00012802 | 1.3027e-08 | 0 | 1.3027e-08 | 1.3027e-08 | 0 | 1.3027e-08 | 0 | 1.0181e-07 | 2.2316e-07 | 0 | 2.2316e-07 | [17 empty] | 7.3.3.17.5 (Remote Grid) Updates to grid topology to minimize risk of ignition in HFTDs Remote GridWLDFRContaminationAggregated | WLDFR | HFTD - Distribution - Tier 2 - 3QU CoRE ¦ 4QU LoRE | Non-Red Flag Warning - Small Fires | Contamination | Aggregated | 2055 | 1.3499e-05 | 741.5879 | 0.010011 | 2055 | Mitigation | 0.95 | 45 | 0 | esc | 0.00097009 | 1.3096e-08 | 0.00097009 | 1.3096e-08
[79 empty] | WLDFR | HFTD - Distribution - Zone 1 - 5QU CoRE ¦ 4QU LoRE | Red Flag Warning - Small Fires | 2056 | 1.2419e-07 | 1.2419e-07 | 0.10489 | 0.048274 | 0.002095 | 0.054525 | 0 | 0 | 0.00012802 | 1.3027e-08 | 0 | 1.3027e-08 | 1.3027e-08 | 0 | 1.3027e-08 | 0 | 1.0181e-07 | 2.2316e-07 | 0 | 2.2316e-07 | [17 empty] | 7.3.3.17.5 (Remote Grid) Updates to grid topology to minimize risk of ignition in HFTDs Remote GridWLDFRContaminationAggregated | WLDFR | HFTD - Distribution - Tier 2 - 3QU CoRE ¦ 4QU LoRE | Non-Red Flag Warning - Small Fires | Contamination | Aggregated | 2056 | 1.3499e-05 | 741.5879 | 0.010011 | 2056 | Mitigation | 0.95 | 45 | 0 | esc | 0.00097009 | 1.3096e-08 | 0.00097009 | 1.3096e-08
[79 empty] | WLDFR | HFTD - Distribution - Zone 1 - 5QU CoRE ¦ 4QU LoRE | Red Flag Warning - Small Fires | 2057 | 1.2419e-07 | 1.2419e-07 | 0.10489 | 0.048274 | 0.002095 | 0.054525 | 0 | 0 | 0.00012802 | 1.3027e-08 | 0 | 1.3027e-08 | 1.3027e-08 | 0 | 1.3027e-08 | 0 | 1.0181e-07 | 2.2316e-07 | 0 | 2.2316e-07 | [17 empty] | 7.3.3.17.5 (Remote Grid) Updates to grid topology to minimize risk of ignition in HFTDs Remote GridWLDFRContaminationAggregated | WLDFR | HFTD - Distribution - Tier 2 - 3QU CoRE ¦ 4QU LoRE | Non-Red Flag Warning - Small Fires | Contamination | Aggregated | 2057 | 1.3499e-05 | 741.5879 | 0.010011 | 2057 | Mitigation | 0.95 | 45 | 0 | esc | 0.00097009 | 1.3096e-08 | 0.00097009 | 1.3096e-08
[79 empty] | WLDFR | HFTD - Distribution - Zone 1 - 5QU CoRE ¦ 4QU LoRE | Red Flag Warning - Small Fires | 2058 | 1.2419e-07 | 1.2419e-07 | 0.1099 | 0.050325 | 0.0021839 | 0.057393 | 0 | 0 | 0.00012802 | 1.3649e-08 | 0 | 1.3649e-08 | 1.3649e-08 | 0 | 1.3649e-08 | 0 | 1.0842e-07 | 2.3767e-07 | 0 | 2.3767e-07 | [17 empty] | 7.3.3.17.5 (Remote Grid) Updates to grid topology to minimize risk of ignition in HFTDs Remote GridWLDFRContaminationAggregated | WLDFR | HFTD - Distribution - Tier 2 - 3QU CoRE ¦ 4QU LoRE | Non-Red Flag Warning - Small Fires | Contamination | Aggregated | 2058 | 1.3499e-05 | 741.5879 | 0.010011 | 2058 | Mitigation | 0.95 | 45 | 0 | esc | 0.00097009 | 1.3096e-08 | 0.00097009 | 1.3096e-08
[79 empty] | WLDFR | HFTD - Distribution - Zone 1 - 5QU CoRE ¦ 4QU LoRE | Red Flag Warning - Small Fires | 2059 | 1.2419e-07 | 1.2419e-07 | 0.1099 | 0.050325 | 0.0021839 | 0.057393 | 0 | 0 | 0.00012802 | 1.3649e-08 | 0 | 1.3649e-08 | 1.3649e-08 | 0 | 1.3649e-08 | 0 | 1.0842e-07 | 2.3767e-07 | 0 | 2.3767e-07 | [17 empty] | 7.3.3.17.5 (Remote Grid) Updates to grid topology to minimize risk of ignition in HFTDs Remote GridWLDFRContaminationAggregated | WLDFR | HFTD - Distribution - Tier 2 - 3QU CoRE ¦ 4QU LoRE | Non-Red Flag Warning - Small Fires | Contamination | Aggregated | 2059 | 1.3499e-05 | 741.5879 | 0.010011 | 2059 | Mitigation | 0.95 | 45 | 0 | esc | 0.00097009 | 1.3096e-08 | 0.00097009 | 1.3096e-08
[79 empty] | WLDFR | HFTD - Distribution - Zone 1 - 5QU CoRE ¦ 4QU LoRE | Red Flag Warning - Small Fires | 2060 | 1.2419e-07 | 1.2419e-07 | 0.1099 | 0.050325 | 0.0021839 | 0.057393 | 0 | 0 | 0.00012802 | 1.3649e-08 | 0 | 1.3649e-08 | 1.3649e-08 | 0 | 1.3649e-08 | 0 | 1.0842e-07 | 2.3767e-07 | 0 | 2.3767e-07 | [17 empty] | 7.3.3.17.5 (Remote Grid) Updates to grid topology to minimize risk of ignition in HFTDs Remote GridWLDFRContaminationAggregated | WLDFR | HFTD - Distribution - Tier 2 - 3QU CoRE ¦ 4QU LoRE | Non-Red Flag Warning - Small Fires | Contamination | Aggregated | 2060 | 1.3499e-05 | 741.5879 | 0.010011 | 2060 | Mitigation | 0.95 | 45 | 0 | esc | 0.00097009 | 1.3096e-08 | 0.00097009 | 1.3096e-08
[79 empty] | WLDFR | HFTD - Distribution - Zone 1 - 5QU CoRE ¦ 4QU LoRE | Red Flag Warning - Small Fires | 2061 | 1.2419e-07 | 1.2419e-07 | 0.1099 | 0.050325 | 0.0021839 | 0.057393 | 0 | 0 | 0.00012802 | 1.3649e-08 | 0 | 1.3649e-08 | 1.3649e-08 | 0 | 1.3649e-08 | 0 | 1.0842e-07 | 2.3767e-07 | 0 | 2.3767e-07 | [17 empty] | 7.3.3.17.5 (Remote Grid) Updates to grid topology to minimize risk of ignition in HFTDs Remote GridWLDFRContaminationAggregated | WLDFR | HFTD - Distribution - Tier 2 - 3QU CoRE ¦ 4QU LoRE | Non-Red Flag Warning - Small Fires | Contamination | Aggregated | 2061 | 1.3499e-05 | 741.5879 | 0.010011 | 2061 | Mitigation | 0.95 | 45 | 0 | esc | 0.00097009 | 1.3096e-08 | 0.00097009 | 1.3096e-08
[79 empty] | WLDFR | HFTD - Distribution - Zone 1 - 5QU CoRE ¦ 4QU LoRE | Red Flag Warning - Small Fires | 2062 | 1.2419e-07 | 1.2419e-07 | 0.1099 | 0.050325 | 0.0021839 | 0.057393 | 0 | 0 | 0.00012802 | 1.3649e-08 | 0 | 1.3649e-08 | 1.3649e-08 | 0 | 1.3649e-08 | 0 | 1.0842e-07 | 2.3767e-07 | 0 | 2.3767e-07 | [17 empty] | 7.3.3.17.5 (Remote Grid) Updates to grid topology to minimize risk of ignition in HFTDs Remote GridWLDFRContaminationAggregated | WLDFR | HFTD - Distribution - Tier 2 - 3QU CoRE ¦ 4QU LoRE | Non-Red Flag Warning - Small Fires | Contamination | Aggregated | 2062 | 1.3499e-05 | 741.5879 | 0.010011 | 2062 | Mitigation | 0.95 | 45 | 0 | esc | 0.00097009 | 1.3096e-08 | 0.00097009 | 1.3096e-08
[79 empty] | WLDFR | HFTD - Distribution - Zone 1 - 5QU CoRE ¦ 4QU LoRE | Red Flag Warning - Small Fires | 2063 | 1.2419e-07 | 1.2419e-07 | 0.11504 | 0.052388 | 0.0022734 | 0.060377 | 0 | 0 | 0.00012802 | 1.4287e-08 | 0 | 1.4287e-08 | 1.4287e-08 | 0 | 1.4287e-08 | 0 | 1.1536e-07 | 2.5286e-07 | 0 | 2.5286e-07 | [17 empty] | 7.3.3.17.5 (Remote Grid) Updates to grid topology to minimize risk of ignition in HFTDs Remote GridWLDFRContaminationAggregated | WLDFR | HFTD - Distribution - Tier 2 - 3QU CoRE ¦ 4QU LoRE | Non-Red Flag Warning - Small Fires | Contamination | Aggregated | 2063 | 1.3499e-05 | 741.5879 | 0.010011 | 2063 | Mitigation | 0.95 | 45 | 0 | esc | 0.00097009 | 1.3096e-08 | 0.00097009 | 1.3096e-08
[79 empty] | WLDFR | HFTD - Distribution - Zone 1 - 5QU CoRE ¦ 4QU LoRE | Red Flag Warning - Small Fires | 2064 | 1.2419e-07 | 1.2419e-07 | 0.11504 | 0.052388 | 0.0022734 | 0.060377 | 0 | 0 | 0.00012802 | 1.4287e-08 | 0 | 1.4287e-08 | 1.4287e-08 | 0 | 1.4287e-08 | 0 | 1.1536e-07 | 2.5286e-07 | 0 | 2.5286e-07 | [17 empty] | 7.3.3.17.5 (Remote Grid) Updates to grid topology to minimize risk of ignition in HFTDs Remote GridWLDFRContaminationAggregated | WLDFR | HFTD - Distribution - Tier 2 - 3QU CoRE ¦ 4QU LoRE | Non-Red Flag Warning - Small Fires | Contamination | Aggregated | 2064 | 1.3499e-05 | 741.5879 | 0.010011 | 2064 | Mitigation | 0.95 | 45 | 0 | esc | 0.00097009 | 1.3096e-08 | 0.00097009 | 1.3096e-08
[79 empty] | WLDFR | HFTD - Distribution - Zone 1 - 5QU CoRE ¦ 4QU LoRE | Red Flag Warning - Small Fires | 2065 | 1.2419e-07 | 1.2419e-07 | 0.11504 | 0.052388 | 0.0022734 | 0.060377 | 0 | 0 | 0.00012802 | 1.4287e-08 | 0 | 1.4287e-08 | 1.4287e-08 | 0 | 1.4287e-08 | 0 | 1.1536e-07 | 2.5286e-07 | 0 | 2.5286e-07 | [17 empty] | 7.3.3.17.5 (Remote Grid) Updates to grid topology to minimize risk of ignition in HFTDs Remote GridWLDFRContaminationAggregated | WLDFR | HFTD - Distribution - Tier 2 - 3QU CoRE ¦ 4QU LoRE | Non-Red Flag Warning - Small Fires | Contamination | Aggregated | 2065 | 1.3499e-05 | 741.5879 | 0.010011 | 2065 | Mitigation | 0.95 | 45 | 0 | esc | 0.00097009 | 1.3096e-08 | 0.00097009 | 1.3096e-08
[79 empty] | WLDFR | HFTD - Distribution - Zone 1 - 5QU CoRE ¦ 4QU LoRE | Red Flag Warning - Small Fires | 2066 | 1.2419e-07 | 1.2419e-07 | 0.11504 | 0.052388 | 0.0022734 | 0.060377 | 0 | 0 | 0.00012802 | 1.4287e-08 | 0 | 1.4287e-08 | 1.4287e-08 | 0 | 1.4287e-08 | 0 | 1.1536e-07 | 2.5286e-07 | 0 | 2.5286e-07 | [17 empty] | 7.3.3.17.5 (Remote Grid) Updates to grid topology to minimize risk of ignition in HFTDs Remote GridWLDFRContaminationAggregated | WLDFR | HFTD - Distribution - Tier 2 - 3QU CoRE ¦ 4QU LoRE | Non-Red Flag Warning - Small Fires | Contamination | Aggregated | 2066 | 1.3499e-05 | 741.5879 | 0.010011 | 2066 | Mitigation | 0.95 | 45 | 0 | esc | 0.00097009 | 1.3096e-08 | 0.00097009 | 1.3096e-08
[79 empty] | WLDFR | HFTD - Distribution - Zone 1 - 5QU CoRE ¦ 4QU LoRE | Red Flag Warning - Small Fires | 2067 | 0 | 1.2419e-07 | 0.11504 | 0.052388 | 0.0022734 | 0.060377 | 0 | 0 | 0.00012802 | 0 | 0 | 0 | 1.4287e-08 | 0 | 1.4287e-08 | 0 | 1.1536e-07 | 2.5286e-07 | 0 | 2.5286e-07 | [17 empty] | 7.3.3.17.5 (Remote Grid) Updates to grid topology to minimize risk of ignition in HFTDs Remote GridWLDFRContaminationAggregated | WLDFR | HFTD - Distribution - Tier 2 - 3QU CoRE ¦ 4QU LoRE | Non-Red Flag Warning - Small Fires | Contamination | Aggregated | 2067 | 1.3499e-05 | 741.5879 | 0.010011 | 2067 | Mitigation | 0.95 | 45 | 0 | esc | 0 | 0 | 0.00097009 | 1.3096e-08
[79 empty] | WLDFR | HFTD - Distribution - Tier 3 - 4QU CoRE ¦ 3QU LoRE | Seismic - Red Flag Warning - Catastrophic Fires | 2037 | 5.4331e-12 | 23835.2641 | 480.9649 | 15187.7294 | 8166.5698 | 0 | 1.4875e-08 | 1.295e-07 | 0 | 1.295e-07 | 1.5706e-06 | 1.5035e-08 | 0 | 1.5035e-08 | 1.2253e-07 | 0 | 1.2253e-07 | 2.686e-07 | 0 | 2.686e-07 | [17 empty] | 7.3.3.17.5 (Remote Grid) Updates to grid topology to minimize risk of ignition in HFTDs Remote GridWLDFREquipment / facility failureAggregated | WLDFR | HFTD - Distribution - Tier 2 - 3QU CoRE ¦ 4QU LoRE | Non-Red Flag Warning - Small Fires | Equipment / facility failure | Aggregated | 2022 | 0.00078593 | 741.5879 | 0.58284 | 2022 | Mitigation | 0.95 | 45 | 0 | esc | 0.00097009 | 7.6242e-07 | 0 | 0
[79 empty] | WLDFR | HFTD - Distribution - Tier 3 - 4QU CoRE ¦ 3QU LoRE | Seismic - Red Flag Warning - Catastrophic Fires | 2038 | 5.4331e-12 | 24976.6418 | 511.3745 | 15898.8237 | 8566.4437 | 0 | 1.4875e-08 | 1.357e-07 | 0 | 1.357e-07 | 1.6473e-06 | 1.5035e-08 | 0 | 1.5035e-08 | 1.2253e-07 | 0 | 1.2253e-07 | 2.686e-07 | 0 | 2.686e-07 | [17 empty] | 7.3.3.17.5 (Remote Grid) Updates to grid topology to minimize risk of ignition in HFTDs Remote GridWLDFREquipment / facility failureAggregated | WLDFR | HFTD - Distribution - Tier 2 - 3QU CoRE ¦ 4QU LoRE | Non-Red Flag Warning - Small Fires | Equipment / facility failure | Aggregated | 2023 | 0.00078593 | 741.5879 | 0.58284 | 2023 | Mitigation | 0.95 | 45 | 0 | esc | 0.00097009 | 7.6242e-07 | 0.00097009 | 7.6242e-07
[79 empty] | WLDFR | HFTD - Distribution - Tier 3 - 4QU CoRE ¦ 3QU LoRE | Seismic - Red Flag Warning - Catastrophic Fires | 2039 | 5.4331e-12 | 24976.6418 | 511.3745 | 15898.8237 | 8566.4437 | 0 | 1.4875e-08 | 1.357e-07 | 0 | 1.357e-07 | 1.6473e-06 | 1.5035e-08 | 0 | 1.5035e-08 | 1.2253e-07 | 0 | 1.2253e-07 | 2.686e-07 | 0 | 2.686e-07 | [17 empty] | 7.3.3.17.5 (Remote Grid) Updates to grid topology to minimize risk of ignition in HFTDs Remote GridWLDFREquipment / facility failureAggregated | WLDFR | HFTD - Distribution - Tier 2 - 3QU CoRE ¦ 4QU LoRE | Non-Red Flag Warning - Small Fires | Equipment / facility failure | Aggregated | 2024 | 0.00078593 | 741.5879 | 0.58284 | 2024 | Mitigation | 0.95 | 45 | 0 | esc | 0.00097009 | 7.6242e-07 | 0.00097009 | 7.6242e-07
[79 empty] | WLDFR | HFTD - Distribution - Tier 3 - 4QU CoRE ¦ 3QU LoRE | Seismic - Red Flag Warning - Catastrophic Fires | 2040 | 5.4331e-12 | 24976.6418 | 511.3745 | 15898.8237 | 8566.4437 | 0 | 1.4875e-08 | 1.357e-07 | 0 | 1.357e-07 | 1.6473e-06 | 1.5035e-08 | 0 | 1.5035e-08 | 1.2253e-07 | 0 | 1.2253e-07 | 2.686e-07 | 0 | 2.686e-07 | [17 empty] | 7.3.3.17.5 (Remote Grid) Updates to grid topology to minimize risk of ignition in HFTDs Remote GridWLDFREquipment / facility failureAggregated | WLDFR | HFTD - Distribution - Tier 2 - 3QU CoRE ¦ 4QU LoRE | Non-Red Flag Warning - Small Fires | Equipment / facility failure | Aggregated | 2025 | 0.00078593 | 741.5879 | 0.58284 | 2025 | Mitigation | 0.95 | 45 | 0 | esc | 0.00097009 | 7.6242e-07 | 0.00097009 | 7.6242e-07
[79 empty] | WLDFR | HFTD - Distribution - Tier 3 - 4QU CoRE ¦ 3QU LoRE | Seismic - Red Flag Warning - Catastrophic Fires | 2041 | 5.4331e-12 | 24976.6418 | 511.3745 | 15898.8237 | 8566.4437 | 0 | 1.4875e-08 | 1.357e-07 | 0 | 1.357e-07 | 1.6473e-06 | 1.5035e-08 | 0 | 1.5035e-08 | 1.2253e-07 | 0 | 1.2253e-07 | 2.686e-07 | 0 | 2.686e-07 | [17 empty] | 7.3.3.17.5 (Remote Grid) Updates to grid topology to minimize risk of ignition in HFTDs Remote GridWLDFREquipment / facility failureAggregated | WLDFR | HFTD - Distribution - Tier 2 - 3QU CoRE ¦ 4QU LoRE | Non-Red Flag Warning - Small Fires | Equipment / facility failure | Aggregated | 2026 | 0.00078593 | 741.5879 | 0.58284 | 2026 | Mitigation | 0.95 | 45 | 0 | esc | 0.00097009 | 7.6242e-07 | 0.00097009 | 7.6242e-07
[79 empty] | WLDFR | HFTD - Distribution - Tier 3 - 4QU CoRE ¦ 3QU LoRE | Seismic - Red Flag Warning - Catastrophic Fires | 2042 | 5.4331e-12 | 24976.6418 | 511.3745 | 15898.8237 | 8566.4437 | 0 | 1.4875e-08 | 1.357e-07 | 0 | 1.357e-07 | 1.6473e-06 | 1.5935e-08 | 0 | 1.5935e-08 | 1.2987e-07 | 0 | 1.2987e-07 | 2.8468e-07 | 0 | 2.8468e-07 | [17 empty] | 7.3.3.17.5 (Remote Grid) Updates to grid topology to minimize risk of ignition in HFTDs Remote GridWLDFREquipment / facility failureAggregated | WLDFR | HFTD - Distribution - Tier 2 - 3QU CoRE ¦ 4QU LoRE | Non-Red Flag Warning - Small Fires | Equipment / facility failure | Aggregated | 2027 | 0.00078593 | 741.5879 | 0.58284 | 2027 | Mitigation | 0.95 | 45 | 0 | esc | 0.00097009 | 7.6242e-07 | 0.00097009 | 7.6242e-07
[79 empty] | WLDFR | HFTD - Distribution - Tier 3 - 4QU CoRE ¦ 3QU LoRE | Seismic - Red Flag Warning - Catastrophic Fires | 2043 | 5.4331e-12 | 26191.7278 | 544.1291 | 16654.7414 | 8992.8573 | 0 | 1.4875e-08 | 1.423e-07 | 0 | 1.423e-07 | 1.729e-06 | 1.5935e-08 | 0 | 1.5935e-08 | 1.2987e-07 | 0 | 1.2987e-07 | 2.8468e-07 | 0 | 2.8468e-07 | [17 empty] | 7.3.3.17.5 (Remote Grid) Updates to grid topology to minimize risk of ignition in HFTDs Remote GridWLDFREquipment / facility failureAggregated | WLDFR | HFTD - Distribution - Tier 2 - 3QU CoRE ¦ 4QU LoRE | Non-Red Flag Warning - Small Fires | Equipment / facility failure | Aggregated | 2028 | 0.00078593 | 741.5879 | 0.58284 | 2028 | Mitigation | 0.95 | 45 | 0 | esc | 0.00097009 | 7.6242e-07 | 0.00097009 | 7.6242e-07
[79 empty] | WLDFR | HFTD - Distribution - Tier 3 - 4QU CoRE ¦ 3QU LoRE | Seismic - Red Flag Warning - Catastrophic Fires | 2044 | 5.4331e-12 | 26191.7278 | 544.1291 | 16654.7414 | 8992.8573 | 0 | 1.4875e-08 | 1.423e-07 | 0 | 1.423e-07 | 1.729e-06 | 0 | 0 | 0 | 1.2987e-07 | 0 | 1.2987e-07 | 2.8468e-07 | 0 | 2.8468e-07 | [17 empty] | 7.3.3.17.5 (Remote Grid) Updates to grid topology to minimize risk of ignition in HFTDs Remote GridWLDFREquipment / facility failureAggregated | WLDFR | HFTD - Distribution - Tier 2 - 3QU CoRE ¦ 4QU LoRE | Non-Red Flag Warning - Small Fires | Equipment / facility failure | Aggregated | 2029 | 0.00078593 | 741.5879 | 0.58284 | 2029 | Mitigation | 0.95 | 45 | 0 | esc | 0.00097009 | 7.6242e-07 | 0.00097009 | 7.6242e-07
[79 empty] | WLDFR | HFTD - Distribution - Tier 3 - 4QU CoRE ¦ 3QU LoRE | Seismic - Red Flag Warning - Catastrophic Fires | 2045 | 5.4331e-12 | 26191.7278 | 544.1291 | 16654.7414 | 8992.8573 | 0 | 1.4875e-08 | 1.423e-07 | 0 | 1.423e-07 | 1.729e-06 | 0 | 0 | 0 | 0 | 0 | 0 | 2.8468e-07 | 0 | 2.8468e-07 | [17 empty] | 7.3.3.17.5 (Remote Grid) Updates to grid topology to minimize risk of ignition in HFTDs Remote GridWLDFREquipment / facility failureAggregated | WLDFR | HFTD - Distribution - Tier 2 - 3QU CoRE ¦ 4QU LoRE | Non-Red Flag Warning - Small Fires | Equipment / facility failure | Aggregated | 2030 | 0.00078593 | 741.5879 | 0.58284 | 2030 | Mitigation | 0.95 | 45 | 0 | esc | 0.00097009 | 7.6242e-07 | 0.00097009 | 7.6242e-07
[79 empty] | WLDFR | HFTD - Distribution - Tier 3 - 4QU CoRE ¦ 3QU LoRE | Seismic - Red Flag Warning - Catastrophic Fires | 2046 | 5.4331e-12 | 26191.7278 | 544.1291 | 16654.7414 | 8992.8573 | 0 | 1.4875e-08 | 1.423e-07 | 0 | 1.423e-07 | 1.729e-06 | 5.5319e-08 | 0 | 5.5319e-08 | 0 | 0 | 0 | 0 | 0 | 0 | [17 empty] | 7.3.3.17.5 (Remote Grid) Updates to grid topology to minimize risk of ignition in HFTDs Remote GridWLDFREquipment / facility failureAggregated | WLDFR | HFTD - Distribution - Tier 2 - 3QU CoRE ¦ 4QU LoRE | Non-Red Flag Warning - Small Fires | Equipment / facility failure | Aggregated | 2031 | 0.00078593 | 741.5879 | 0.58284 | 2031 | Mitigation | 0.95 | 45 | 0 | esc | 0.00097009 | 7.6242e-07 | 0.00097009 | 7.6242e-07
[79 empty] | WLDFR | HFTD - Distribution - Tier 3 - 4QU CoRE ¦ 3QU LoRE | Seismic - Red Flag Warning - Catastrophic Fires | 2047 | 5.4331e-12 | 26191.7278 | 544.1291 | 16654.7414 | 8992.8573 | 0 | 1.4875e-08 | 1.423e-07 | 0 | 1.423e-07 | 1.729e-06 | 5.4178e-08 | 0 | 5.4178e-08 | 4.4155e-07 | 0 | 4.4155e-07 | 0 | 0 | 0 | [17 empty] | 7.3.3.17.5 (Remote Grid) Updates to grid topology to minimize risk of ignition in HFTDs Remote GridWLDFREquipment / facility failureAggregated | WLDFR | HFTD - Distribution - Tier 2 - 3QU CoRE ¦ 4QU LoRE | Non-Red Flag Warning - Small Fires | Equipment / facility failure | Aggregated | 2032 | 0.00078593 | 741.5879 | 0.58284 | 2032 | Mitigation | 0.95 | 45 | 0 | esc | 0.00097009 | 7.6242e-07 | 0.00097009 | 7.6242e-07
[79 empty] | WLDFR | HFTD - Distribution - Tier 3 - 4QU CoRE ¦ 3QU LoRE | Seismic - Red Flag Warning - Catastrophic Fires | 2048 | 5.4331e-12 | 27464.7227 | 578.8407 | 17445.538 | 9440.3441 | 0 | 1.4875e-08 | 1.4922e-07 | 0 | 1.4922e-07 | 1.8146e-06 | 5.5922e-08 | 0 | 5.5922e-08 | 4.5576e-07 | 0 | 4.5576e-07 | 9.9904e-07 | 0 | 9.9904e-07 | [17 empty] | 7.3.3.17.5 (Remote Grid) Updates to grid topology to minimize risk of ignition in HFTDs Remote GridWLDFREquipment / facility failureAggregated | WLDFR | HFTD - Distribution - Tier 2 - 3QU CoRE ¦ 4QU LoRE | Non-Red Flag Warning - Small Fires | Equipment / facility failure | Aggregated | 2033 | 0.00078593 | 741.5879 | 0.58284 | 2033 | Mitigation | 0.95 | 45 | 0 | esc | 0.00097009 | 7.6242e-07 | 0.00097009 | 7.6242e-07
[79 empty] | WLDFR | HFTD - Distribution - Tier 3 - 4QU CoRE ¦ 3QU LoRE | Seismic - Red Flag Warning - Catastrophic Fires | 2049 | 5.4331e-12 | 27464.7227 | 578.8407 | 17445.538 | 9440.3441 | 0 | 1.4875e-08 | 1.4922e-07 | 0 | 1.4922e-07 | 1.8146e-06 | 5.5922e-08 | 0 | 5.5922e-08 | 4.5576e-07 | 0 | 4.5576e-07 | 9.9904e-07 | 0 | 9.9904e-07 | [17 empty] | 7.3.3.17.5 (Remote Grid) Updates to grid topology to minimize risk of ignition in HFTDs Remote GridWLDFREquipment / facility failureAggregated | WLDFR | HFTD - Distribution - Tier 2 - 3QU CoRE ¦ 4QU LoRE | Non-Red Flag Warning - Small Fires | Equipment / facility failure | Aggregated | 2034 | 0.00078593 | 741.5879 | 0.58284 | 2034 | Mitigation | 0.95 | 45 | 0 | esc | 0.00097009 | 7.6242e-07 | 0.00097009 | 7.6242e-07
[79 empty] | WLDFR | HFTD - Distribution - Tier 3 - 4QU CoRE ¦ 3QU LoRE | Seismic - Red Flag Warning - Catastrophic Fires | 2050 | 5.4331e-12 | 27464.7227 | 578.8407 | 17445.538 | 9440.3441 | 0 | 1.4875e-08 | 1.4922e-07 | 0 | 1.4922e-07 | 1.8146e-06 | 5.5922e-08 | 0 | 5.5922e-08 | 4.5576e-07 | 0 | 4.5576e-07 | 9.9904e-07 | 0 | 9.9904e-07 | [17 empty] | 7.3.3.17.5 (Remote Grid) Updates to grid topology to minimize risk of ignition in HFTDs Remote GridWLDFREquipment / facility failureAggregated | WLDFR | HFTD - Distribution - Tier 2 - 3QU CoRE ¦ 4QU LoRE | Non-Red Flag Warning - Small Fires | Equipment / facility failure | Aggregated | 2035 | 0.00078593 | 741.5879 | 0.58284 | 2035 | Mitigation | 0.95 | 45 | 0 | esc | 0.00097009 | 7.6242e-07 | 0.00097009 | 7.6242e-07
[79 empty] | WLDFR | HFTD - Distribution - Tier 3 - 4QU CoRE ¦ 3QU LoRE | Seismic - Red Flag Warning - Catastrophic Fires | 2051 | 5.4331e-12 | 27464.7227 | 578.8407 | 17445.538 | 9440.3441 | 0 | 1.4875e-08 | 1.4922e-07 | 0 | 1.4922e-07 | 1.8146e-06 | 5.5922e-08 | 0 | 5.5922e-08 | 4.5576e-07 | 0 | 4.5576e-07 | 9.9904e-07 | 0 | 9.9904e-07 | [17 empty] | 7.3.3.17.5 (Remote Grid) Updates to grid topology to minimize risk of ignition in HFTDs Remote GridWLDFREquipment / facility failureAggregated | WLDFR | HFTD - Distribution - Tier 2 - 3QU CoRE ¦ 4QU LoRE | Non-Red Flag Warning - Small Fires | Equipment / facility failure | Aggregated | 2036 | 0.00078593 | 741.5879 | 0.58284 | 2036 | Mitigation | 0.95 | 45 | 0 | esc | 0.00097009 | 7.6242e-07 | 0.00097009 | 7.6242e-07
[79 empty] | WLDFR | HFTD - Distribution - Tier 3 - 4QU CoRE ¦ 3QU LoRE | Seismic - Red Flag Warning - Catastrophic Fires | 2052 | 5.4331e-12 | 27464.7227 | 578.8407 | 17445.538 | 9440.3441 | 0 | 1.4875e-08 | 1.4922e-07 | 0 | 1.4922e-07 | 1.8146e-06 | 5.5922e-08 | 0 | 5.5922e-08 | 4.5576e-07 | 0 | 4.5576e-07 | 9.9904e-07 | 0 | 9.9904e-07 | [17 empty] | 7.3.3.17.5 (Remote Grid) Updates to grid topology to minimize risk of ignition in HFTDs Remote GridWLDFREquipment / facility failureAggregated | WLDFR | HFTD - Distribution - Tier 2 - 3QU CoRE ¦ 4QU LoRE | Non-Red Flag Warning - Small Fires | Equipment / facility failure | Aggregated | 2037 | 0.00078593 | 741.5879 | 0.58284 | 2037 | Mitigation | 0.95 | 45 | 0 | esc | 0.00097009 | 7.6242e-07 | 0.00097009 | 7.6242e-07
[79 empty] | WLDFR | HFTD - Distribution - Tier 3 - 4QU CoRE ¦ 3QU LoRE | Seismic - Red Flag Warning - Catastrophic Fires | 2053 | 5.4331e-12 | 28779.6694 | 615.0952 | 18261.2327 | 9903.3415 | 0 | 1.4875e-08 | 1.5636e-07 | 0 | 1.5636e-07 | 1.9029e-06 | 5.8146e-08 | 0 | 5.8146e-08 | 4.7389e-07 | 0 | 4.7389e-07 | 1.0388e-06 | 0 | 1.0388e-06 | [17 empty] | 7.3.3.17.5 (Remote Grid) Updates to grid topology to minimize risk of ignition in HFTDs Remote GridWLDFREquipment / facility failureAggregated | WLDFR | HFTD - Distribution - Tier 2 - 3QU CoRE ¦ 4QU LoRE | Non-Red Flag Warning - Small Fires | Equipment / facility failure | Aggregated | 2038 | 0.00078593 | 741.5879 | 0.58284 | 2038 | Mitigation | 0.95 | 45 | 0 | esc | 0.00097009 | 7.6242e-07 | 0.00097009 | 7.6242e-07
[79 empty] | WLDFR | HFTD - Distribution - Tier 3 - 4QU CoRE ¦ 3QU LoRE | Seismic - Red Flag Warning - Catastrophic Fires | 2054 | 5.4331e-12 | 28779.6694 | 615.0952 | 18261.2327 | 9903.3415 | 0 | 1.4875e-08 | 1.5636e-07 | 0 | 1.5636e-07 | 1.9029e-06 | 5.8146e-08 | 0 | 5.8146e-08 | 4.7389e-07 | 0 | 4.7389e-07 | 1.0388e-06 | 0 | 1.0388e-06 | [17 empty] | 7.3.3.17.5 (Remote Grid) Updates to grid topology to minimize risk of ignition in HFTDs Remote GridWLDFREquipment / facility failureAggregated | WLDFR | HFTD - Distribution - Tier 2 - 3QU CoRE ¦ 4QU LoRE | Non-Red Flag Warning - Small Fires | Equipment / facility failure | Aggregated | 2039 | 0.00078593 | 741.5879 | 0.58284 | 2039 | Mitigation | 0.95 | 45 | 0 | esc | 0.00097009 | 7.6242e-07 | 0.00097009 | 7.6242e-07
[79 empty] | WLDFR | HFTD - Distribution - Tier 3 - 4QU CoRE ¦ 3QU LoRE | Seismic - Red Flag Warning - Catastrophic Fires | 2055 | 5.4331e-12 | 28779.6694 | 615.0952 | 18261.2327 | 9903.3415 | 0 | 1.4875e-08 | 1.5636e-07 | 0 | 1.5636e-07 | 1.9029e-06 | 5.8146e-08 | 0 | 5.8146e-08 | 4.7389e-07 | 0 | 4.7389e-07 | 1.0388e-06 | 0 | 1.0388e-06 | [17 empty] | 7.3.3.17.5 (Remote Grid) Updates to grid topology to minimize risk of ignition in HFTDs Remote GridWLDFREquipment / facility failureAggregated | WLDFR | HFTD - Distribution - Tier 2 - 3QU CoRE ¦ 4QU LoRE | Non-Red Flag Warning - Small Fires | Equipment / facility failure | Aggregated | 2040 | 0.00078593 | 741.5879 | 0.58284 | 2040 | Mitigation | 0.95 | 45 | 0 | esc | 0.00097009 | 7.6242e-07 | 0.00097009 | 7.6242e-07
[79 empty] | WLDFR | HFTD - Distribution - Tier 3 - 4QU CoRE ¦ 3QU LoRE | Seismic - Red Flag Warning - Catastrophic Fires | 2056 | 5.4331e-12 | 28779.6694 | 615.0952 | 18261.2327 | 9903.3415 | 0 | 1.4875e-08 | 1.5636e-07 | 0 | 1.5636e-07 | 1.9029e-06 | 5.8146e-08 | 0 | 5.8146e-08 | 4.7389e-07 | 0 | 4.7389e-07 | 1.0388e-06 | 0 | 1.0388e-06 | [17 empty] | 7.3.3.17.5 (Remote Grid) Updates to grid topology to minimize risk of ignition in HFTDs Remote GridWLDFREquipment / facility failureAggregated | WLDFR | HFTD - Distribution - Tier 2 - 3QU CoRE ¦ 4QU LoRE | Non-Red Flag Warning - Small Fires | Equipment / facility failure | Aggregated | 2041 | 0.00078593 | 741.5879 | 0.58284 | 2041 | Mitigation | 0.95 | 45 | 0 | esc | 0.00097009 | 7.6242e-07 | 0.00097009 | 7.6242e-07
[79 empty] | WLDFR | HFTD - Distribution - Tier 3 - 4QU CoRE ¦ 3QU LoRE | Seismic - Red Flag Warning - Catastrophic Fires | 2057 | 5.4331e-12 | 28779.6694 | 615.0952 | 18261.2327 | 9903.3415 | 0 | 1.4875e-08 | 1.5636e-07 | 0 | 1.5636e-07 | 1.9029e-06 | 5.8146e-08 | 0 | 5.8146e-08 | 4.7389e-07 | 0 | 4.7389e-07 | 1.0388e-06 | 0 | 1.0388e-06 | [17 empty] | 7.3.3.17.5 (Remote Grid) Updates to grid topology to minimize risk of ignition in HFTDs Remote GridWLDFREquipment / facility failureAggregated | WLDFR | HFTD - Distribution - Tier 2 - 3QU CoRE ¦ 4QU LoRE | Non-Red Flag Warning - Small Fires | Equipment / facility failure | Aggregated | 2042 | 0.00078593 | 741.5879 | 0.58284 | 2042 | Mitigation | 0.95 | 45 | 0 | esc | 0.00097009 | 7.6242e-07 | 0.00097009 | 7.6242e-07
[79 empty] | WLDFR | HFTD - Distribution - Tier 3 - 4QU CoRE ¦ 3QU LoRE | Seismic - Red Flag Warning - Catastrophic Fires | 2058 | 5.4331e-12 | 30120.5761 | 652.457 | 19091.8834 | 10376.2358 | 0 | 1.4875e-08 | 1.6365e-07 | 0 | 1.6365e-07 | 1.9929e-06 | 6.0653e-08 | 0 | 6.0653e-08 | 4.9432e-07 | 0 | 4.9432e-07 | 1.0836e-06 | 0 | 1.0836e-06 | [17 empty] | 7.3.3.17.5 (Remote Grid) Updates to grid topology to minimize risk of ignition in HFTDs Remote GridWLDFREquipment / facility failureAggregated | WLDFR | HFTD - Distribution - Tier 2 - 3QU CoRE ¦ 4QU LoRE | Non-Red Flag Warning - Small Fires | Equipment / facility failure | Aggregated | 2043 | 0.00078593 | 741.5879 | 0.58284 | 2043 | Mitigation | 0.95 | 45 | 0 | esc | 0.00097009 | 7.6242e-07 | 0.00097009 | 7.6242e-07
[79 empty] | WLDFR | HFTD - Distribution - Tier 3 - 4QU CoRE ¦ 3QU LoRE | Seismic - Red Flag Warning - Catastrophic Fires | 2059 | 5.4331e-12 | 30120.5761 | 652.457 | 19091.8834 | 10376.2358 | 0 | 1.4875e-08 | 1.6365e-07 | 0 | 1.6365e-07 | 1.9929e-06 | 6.0653e-08 | 0 | 6.0653e-08 | 4.9432e-07 | 0 | 4.9432e-07 | 1.0836e-06 | 0 | 1.0836e-06 | [17 empty] | 7.3.3.17.5 (Remote Grid) Updates to grid topology to minimize risk of ignition in HFTDs Remote GridWLDFREquipment / facility failureAggregated | WLDFR | HFTD - Distribution - Tier 2 - 3QU CoRE ¦ 4QU LoRE | Non-Red Flag Warning - Small Fires | Equipment / facility failure | Aggregated | 2044 | 0.00078593 | 741.5879 | 0.58284 | 2044 | Mitigation | 0.95 | 45 | 0 | esc | 0.00097009 | 7.6242e-07 | 0.00097009 | 7.6242e-07
[79 empty] | WLDFR | HFTD - Distribution - Tier 3 - 4QU CoRE ¦ 3QU LoRE | Seismic - Red Flag Warning - Catastrophic Fires | 2060 | 5.4331e-12 | 30120.5761 | 652.457 | 19091.8834 | 10376.2358 | 0 | 1.4875e-08 | 1.6365e-07 | 0 | 1.6365e-07 | 1.9929e-06 | 6.0653e-08 | 0 | 6.0653e-08 | 4.9432e-07 | 0 | 4.9432e-07 | 1.0836e-06 | 0 | 1.0836e-06 | [17 empty] | 7.3.3.17.5 (Remote Grid) Updates to grid topology to minimize risk of ignition in HFTDs Remote GridWLDFREquipment / facility failureAggregated | WLDFR | HFTD - Distribution - Tier 2 - 3QU CoRE ¦ 4QU LoRE | Non-Red Flag Warning - Small Fires | Equipment / facility failure | Aggregated | 2045 | 0.00078593 | 741.5879 | 0.58284 | 2045 | Mitigation | 0.95 | 45 | 0 | esc | 0.00097009 | 7.6242e-07 | 0.00097009 | 7.6242e-07
[79 empty] | WLDFR | HFTD - Distribution - Tier 3 - 4QU CoRE ¦ 3QU LoRE | Seismic - Red Flag Warning - Catastrophic Fires | 2061 | 5.4331e-12 | 30120.5761 | 652.457 | 19091.8834 | 10376.2358 | 0 | 1.4875e-08 | 1.6365e-07 | 0 | 1.6365e-07 | 1.9929e-06 | 6.0653e-08 | 0 | 6.0653e-08 | 4.9432e-07 | 0 | 4.9432e-07 | 1.0836e-06 | 0 | 1.0836e-06 | [17 empty] | 7.3.3.17.5 (Remote Grid) Updates to grid topology to minimize risk of ignition in HFTDs Remote GridWLDFREquipment / facility failureAggregated | WLDFR | HFTD - Distribution - Tier 2 - 3QU CoRE ¦ 4QU LoRE | Non-Red Flag Warning - Small Fires | Equipment / facility failure | Aggregated | 2046 | 0.00078593 | 741.5879 | 0.58284 | 2046 | Mitigation | 0.95 | 45 | 0 | esc | 0.00097009 | 7.6242e-07 | 0.00097009 | 7.6242e-07
[79 empty] | WLDFR | HFTD - Distribution - Tier 3 - 4QU CoRE ¦ 3QU LoRE | Seismic - Red Flag Warning - Catastrophic Fires | 2062 | 5.4331e-12 | 30120.5761 | 652.457 | 19091.8834 | 10376.2358 | 0 | 1.4875e-08 | 1.6365e-07 | 0 | 1.6365e-07 | 1.9929e-06 | 6.0653e-08 | 0 | 6.0653e-08 | 4.9432e-07 | 0 | 4.9432e-07 | 1.0836e-06 | 0 | 1.0836e-06 | [17 empty] | 7.3.3.17.5 (Remote Grid) Updates to grid topology to minimize risk of ignition in HFTDs Remote GridWLDFREquipment / facility failureAggregated | WLDFR | HFTD - Distribution - Tier 2 - 3QU CoRE ¦ 4QU LoRE | Non-Red Flag Warning - Small Fires | Equipment / facility failure | Aggregated | 2047 | 0.00078593 | 741.5879 | 0.58284 | 2047 | Mitigation | 0.95 | 45 | 0 | esc | 0.00097009 | 7.6242e-07 | 0.00097009 | 7.6242e-07
[79 empty] | WLDFR | HFTD - Distribution - Tier 3 - 4QU CoRE ¦ 3QU LoRE | Seismic - Red Flag Warning - Catastrophic Fires | 2063 | 5.4331e-12 | 31471.2268 | 690.4653 | 19927.4643 | 10853.2973 | 0 | 1.4875e-08 | 1.7099e-07 | 0 | 1.7099e-07 | 2.0836e-06 | 6.3416e-08 | 0 | 6.3416e-08 | 5.1684e-07 | 0 | 5.1684e-07 | 1.1329e-06 | 0 | 1.1329e-06 | [17 empty] | 7.3.3.17.5 (Remote Grid) Updates to grid topology to minimize risk of ignition in HFTDs Remote GridWLDFREquipment / facility failureAggregated | WLDFR | HFTD - Distribution - Tier 2 - 3QU CoRE ¦ 4QU LoRE | Non-Red Flag Warning - Small Fires | Equipment / facility failure | Aggregated | 2048 | 0.00078593 | 741.5879 | 0.58284 | 2048 | Mitigation | 0.95 | 45 | 0 | esc | 0.00097009 | 7.6242e-07 | 0.00097009 | 7.6242e-07
[79 empty] | WLDFR | HFTD - Distribution - Tier 3 - 4QU CoRE ¦ 3QU LoRE | Seismic - Red Flag Warning - Catastrophic Fires | 2064 | 5.4331e-12 | 31471.2268 | 690.4653 | 19927.4643 | 10853.2973 | 0 | 1.4875e-08 | 1.7099e-07 | 0 | 1.7099e-07 | 2.0836e-06 | 6.3416e-08 | 0 | 6.3416e-08 | 5.1684e-07 | 0 | 5.1684e-07 | 1.1329e-06 | 0 | 1.1329e-06 | [17 empty] | 7.3.3.17.5 (Remote Grid) Updates to grid topology to minimize risk of ignition in HFTDs Remote GridWLDFREquipment / facility failureAggregated | WLDFR | HFTD - Distribution - Tier 2 - 3QU CoRE ¦ 4QU LoRE | Non-Red Flag Warning - Small Fires | Equipment / facility failure | Aggregated | 2049 | 0.00078593 | 741.5879 | 0.58284 | 2049 | Mitigation | 0.95 | 45 | 0 | esc | 0.00097009 | 7.6242e-07 | 0.00097009 | 7.6242e-07
[79 empty] | WLDFR | HFTD - Distribution - Tier 3 - 4QU CoRE ¦ 3QU LoRE | Seismic - Red Flag Warning - Catastrophic Fires | 2065 | 5.4331e-12 | 31471.2268 | 690.4653 | 19927.4643 | 10853.2973 | 0 | 1.4875e-08 | 1.7099e-07 | 0 | 1.7099e-07 | 2.0836e-06 | 6.3416e-08 | 0 | 6.3416e-08 | 5.1684e-07 | 0 | 5.1684e-07 | 1.1329e-06 | 0 | 1.1329e-06 | [17 empty] | 7.3.3.17.5 (Remote Grid) Updates to grid topology to minimize risk of ignition in HFTDs Remote GridWLDFREquipment / facility failureAggregated | WLDFR | HFTD - Distribution - Tier 2 - 3QU CoRE ¦ 4QU LoRE | Non-Red Flag Warning - Small Fires | Equipment / facility failure | Aggregated | 2050 | 0.00078593 | 741.5879 | 0.58284 | 2050 | Mitigation | 0.95 | 45 | 0 | esc | 0.00097009 | 7.6242e-07 | 0.00097009 | 7.6242e-07
[79 empty] | WLDFR | HFTD - Distribution - Tier 3 - 4QU CoRE ¦ 3QU LoRE | Seismic - Red Flag Warning - Catastrophic Fires | 2066 | 5.4331e-12 | 31471.2268 | 690.4653 | 19927.4643 | 10853.2973 | 0 | 1.4875e-08 | 1.7099e-07 | 0 | 1.7099e-07 | 2.0836e-06 | 6.3416e-08 | 0 | 6.3416e-08 | 5.1684e-07 | 0 | 5.1684e-07 | 1.1329e-06 | 0 | 1.1329e-06 | [17 empty] | 7.3.3.17.5 (Remote Grid) Updates to grid topology to minimize risk of ignition in HFTDs Remote GridWLDFREquipment / facility failureAggregated | WLDFR | HFTD - Distribution - Tier 2 - 3QU CoRE ¦ 4QU LoRE | Non-Red Flag Warning - Small Fires | Equipment / facility failure | Aggregated | 2051 | 0.00078593 | 741.5879 | 0.58284 | 2051 | Mitigation | 0.95 | 45 | 0 | esc | 0.00097009 | 7.6242e-07 | 0.00097009 | 7.6242e-07
[79 empty] | WLDFR | HFTD - Distribution - Tier 3 - 4QU CoRE ¦ 4QU LoRE | Non-Red Flag Warning - Catastrophic Fires | 2022 | 1.3391e-10 | 14146.1306 | 222.2294 | 8585.7228 | 5338.1784 | 0 | 3.6662e-07 | 1.8943e-06 | 0 | 1.8943e-06 | 1.7614e-08 | 6.3416e-08 | 0 | 6.3416e-08 | 5.1684e-07 | 0 | 5.1684e-07 | 1.1329e-06 | 0 | 1.1329e-06 | [17 empty] | 7.3.3.17.5 (Remote Grid) Updates to grid topology to minimize risk of ignition in HFTDs Remote GridWLDFREquipment / facility failureAggregated | WLDFR | HFTD - Distribution - Tier 2 - 3QU CoRE ¦ 4QU LoRE | Non-Red Flag Warning - Small Fires | Equipment / facility failure | Aggregated | 2052 | 0.00078593 | 741.5879 | 0.58284 | 2052 | Mitigation | 0.95 | 45 | 0 | esc | 0.00097009 | 7.6242e-07 | 0.00097009 | 7.6242e-07
[79 empty] | WLDFR | HFTD - Distribution - Tier 3 - 4QU CoRE ¦ 4QU LoRE | Non-Red Flag Warning - Catastrophic Fires | 2023 | 1.3391e-10 | 14664.6376 | 233.2301 | 8896.516 | 5534.8915 | 0 | 3.6662e-07 | 1.9637e-06 | 0 | 1.9637e-06 | 1.8402e-08 | 6.6407e-08 | 0 | 6.6407e-08 | 5.4122e-07 | 0 | 5.4122e-07 | 1.1864e-06 | 0 | 1.1864e-06 | [17 empty] | 7.3.3.17.5 (Remote Grid) Updates to grid topology to minimize risk of ignition in HFTDs Remote GridWLDFREquipment / facility failureAggregated | WLDFR | HFTD - Distribution - Tier 2 - 3QU CoRE ¦ 4QU LoRE | Non-Red Flag Warning - Small Fires | Equipment / facility failure | Aggregated | 2053 | 0.00078593 | 741.5879 | 0.58284 | 2053 | Mitigation | 0.95 | 45 | 0 | esc | 0.00097009 | 7.6242e-07 | 0.00097009 | 7.6242e-07
[79 empty] | WLDFR | HFTD - Distribution - Tier 3 - 4QU CoRE ¦ 4QU LoRE | Non-Red Flag Warning - Catastrophic Fires | 2024 | 1.3391e-10 | 14664.6376 | 233.2301 | 8896.516 | 5534.8915 | 0 | 3.6662e-07 | 1.9637e-06 | 0 | 1.9637e-06 | 1.8402e-08 | 6.6407e-08 | 0 | 6.6407e-08 | 5.4122e-07 | 0 | 5.4122e-07 | 1.1864e-06 | 0 | 1.1864e-06 | [17 empty] | 7.3.3.17.5 (Remote Grid) Updates to grid topology to minimize risk of ignition in HFTDs Remote GridWLDFREquipment / facility failureAggregated | WLDFR | HFTD - Distribution - Tier 2 - 3QU CoRE ¦ 4QU LoRE | Non-Red Flag Warning - Small Fires | Equipment / facility failure | Aggregated | 2054 | 0.00078593 | 741.5879 | 0.58284 | 2054 | Mitigation | 0.95 | 45 | 0 | esc | 0.00097009 | 7.6242e-07 | 0.00097009 | 7.6242e-07
[79 empty] | WLDFR | HFTD - Distribution - Tier 3 - 4QU CoRE ¦ 4QU LoRE | Non-Red Flag Warning - Catastrophic Fires | 2025 | 1.3391e-10 | 14664.6376 | 233.2301 | 8896.516 | 5534.8915 | 0 | 3.6662e-07 | 1.9637e-06 | 0 | 1.9637e-06 | 1.8402e-08 | 6.6407e-08 | 0 | 6.6407e-08 | 5.4122e-07 | 0 | 5.4122e-07 | 1.1864e-06 | 0 | 1.1864e-06 | [17 empty] | 7.3.3.17.5 (Remote Grid) Updates to grid topology to minimize risk of ignition in HFTDs Remote GridWLDFREquipment / facility failureAggregated | WLDFR | HFTD - Distribution - Tier 2 - 3QU CoRE ¦ 4QU LoRE | Non-Red Flag Warning - Small Fires | Equipment / facility failure | Aggregated | 2055 | 0.00078593 | 741.5879 | 0.58284 | 2055 | Mitigation | 0.95 | 45 | 0 | esc | 0.00097009 | 7.6242e-07 | 0.00097009 | 7.6242e-07
[79 empty] | WLDFR | HFTD - Distribution - Tier 3 - 4QU CoRE ¦ 4QU LoRE | Non-Red Flag Warning - Catastrophic Fires | 2026 | 1.3391e-10 | 14664.6376 | 233.2301 | 8896.516 | 5534.8915 | 0 | 3.6662e-07 | 1.9637e-06 | 0 | 1.9637e-06 | 1.8402e-08 | 6.6407e-08 | 0 | 6.6407e-08 | 5.4122e-07 | 0 | 5.4122e-07 | 1.1864e-06 | 0 | 1.1864e-06 | [17 empty] | 7.3.3.17.5 (Remote Grid) Updates to grid topology to minimize risk of ignition in HFTDs Remote GridWLDFREquipment / facility failureAggregated | WLDFR | HFTD - Distribution - Tier 2 - 3QU CoRE ¦ 4QU LoRE | Non-Red Flag Warning - Small Fires | Equipment / facility failure | Aggregated | 2056 | 0.00078593 | 741.5879 | 0.58284 | 2056 | Mitigation | 0.95 | 45 | 0 | esc | 0.00097009 | 7.6242e-07 | 0.00097009 | 7.6242e-07
[79 empty] | WLDFR | HFTD - Distribution - Tier 3 - 4QU CoRE ¦ 4QU LoRE | Non-Red Flag Warning - Catastrophic Fires | 2027 | 1.3391e-10 | 14664.6376 | 233.2301 | 8896.516 | 5534.8915 | 0 | 3.6662e-07 | 1.9637e-06 | 0 | 1.9637e-06 | 1.8402e-08 | 6.6407e-08 | 0 | 6.6407e-08 | 5.4122e-07 | 0 | 5.4122e-07 | 1.1864e-06 | 0 | 1.1864e-06 | [17 empty] | 7.3.3.17.5 (Remote Grid) Updates to grid topology to minimize risk of ignition in HFTDs Remote GridWLDFREquipment / facility failureAggregated | WLDFR | HFTD - Distribution - Tier 2 - 3QU CoRE ¦ 4QU LoRE | Non-Red Flag Warning - Small Fires | Equipment / facility failure | Aggregated | 2057 | 0.00078593 | 741.5879 | 0.58284 | 2057 | Mitigation | 0.95 | 45 | 0 | esc | 0.00097009 | 7.6242e-07 | 0.00097009 | 7.6242e-07
[79 empty] | WLDFR | HFTD - Distribution - Tier 3 - 4QU CoRE ¦ 4QU LoRE | Non-Red Flag Warning - Catastrophic Fires | 2028 | 1.3391e-10 | 15317.9909 | 247.273 | 9287.6491 | 5783.0689 | 0 | 3.6662e-07 | 2.0512e-06 | 0 | 2.0512e-06 | 1.9417e-08 | 6.9597e-08 | 0 | 6.9597e-08 | 5.6721e-07 | 0 | 5.6721e-07 | 1.2433e-06 | 0 | 1.2433e-06 | [17 empty] | 7.3.3.17.5 (Remote Grid) Updates to grid topology to minimize risk of ignition in HFTDs Remote GridWLDFREquipment / facility failureAggregated | WLDFR | HFTD - Distribution - Tier 2 - 3QU CoRE ¦ 4QU LoRE | Non-Red Flag Warning - Small Fires | Equipment / facility failure | Aggregated | 2058 | 0.00078593 | 741.5879 | 0.58284 | 2058 | Mitigation | 0.95 | 45 | 0 | esc | 0.00097009 | 7.6242e-07 | 0.00097009 | 7.6242e-07
[79 empty] | WLDFR | HFTD - Distribution - Tier 3 - 4QU CoRE ¦ 4QU LoRE | Non-Red Flag Warning - Catastrophic Fires | 2029 | 1.3391e-10 | 15317.9909 | 247.273 | 9287.6491 | 5783.0689 | 0 | 3.6662e-07 | 2.0512e-06 | 0 | 2.0512e-06 | 1.9417e-08 | 6.9597e-08 | 0 | 6.9597e-08 | 5.6721e-07 | 0 | 5.6721e-07 | 1.2433e-06 | 0 | 1.2433e-06 | [17 empty] | 7.3.3.17.5 (Remote Grid) Updates to grid topology to minimize risk of ignition in HFTDs Remote GridWLDFREquipment / facility failureAggregated | WLDFR | HFTD - Distribution - Tier 2 - 3QU CoRE ¦ 4QU LoRE | Non-Red Flag Warning - Small Fires | Equipment / facility failure | Aggregated | 2059 | 0.00078593 | 741.5879 | 0.58284 | 2059 | Mitigation | 0.95 | 45 | 0 | esc | 0.00097009 | 7.6242e-07 | 0.00097009 | 7.6242e-07
[79 empty] | WLDFR | HFTD - Distribution - Tier 3 - 4QU CoRE ¦ 4QU LoRE | Non-Red Flag Warning - Catastrophic Fires | 2030 | 1.3391e-10 | 15317.9909 | 247.273 | 9287.6491 | 5783.0689 | 0 | 3.6662e-07 | 2.0512e-06 | 0 | 2.0512e-06 | 1.9417e-08 | 6.9597e-08 | 0 | 6.9597e-08 | 5.6721e-07 | 0 | 5.6721e-07 | 1.2433e-06 | 0 | 1.2433e-06 | [17 empty] | 7.3.3.17.5 (Remote Grid) Updates to grid topology to minimize risk of ignition in HFTDs Remote GridWLDFREquipment / facility failureAggregated | WLDFR | HFTD - Distribution - Tier 2 - 3QU CoRE ¦ 4QU LoRE | Non-Red Flag Warning - Small Fires | Equipment / facility failure | Aggregated | 2060 | 0.00078593 | 741.5879 | 0.58284 | 2060 | Mitigation | 0.95 | 45 | 0 | esc | 0.00097009 | 7.6242e-07 | 0.00097009 | 7.6242e-07
[79 empty] | WLDFR | HFTD - Distribution - Tier 3 - 4QU CoRE ¦ 4QU LoRE | Non-Red Flag Warning - Catastrophic Fires | 2031 | 1.3391e-10 | 15317.9909 | 247.273 | 9287.6491 | 5783.0689 | 0 | 3.6662e-07 | 2.0512e-06 | 0 | 2.0512e-06 | 1.9417e-08 | 6.9597e-08 | 0 | 6.9597e-08 | 5.6721e-07 | 0 | 5.6721e-07 | 1.2433e-06 | 0 | 1.2433e-06 | [17 empty] | 7.3.3.17.5 (Remote Grid) Updates to grid topology to minimize risk of ignition in HFTDs Remote GridWLDFREquipment / facility failureAggregated | WLDFR | HFTD - Distribution - Tier 2 - 3QU CoRE ¦ 4QU LoRE | Non-Red Flag Warning - Small Fires | Equipment / facility failure | Aggregated | 2061 | 0.00078593 | 741.5879 | 0.58284 | 2061 | Mitigation | 0.95 | 45 | 0 | esc | 0.00097009 | 7.6242e-07 | 0.00097009 | 7.6242e-07
[79 empty] | WLDFR | HFTD - Distribution - Tier 3 - 4QU CoRE ¦ 4QU LoRE | Non-Red Flag Warning - Catastrophic Fires | 2032 | 1.3391e-10 | 15317.9909 | 247.273 | 9287.6491 | 5783.0689 | 0 | 3.6662e-07 | 2.0512e-06 | 0 | 2.0512e-06 | 1.9417e-08 | 6.9597e-08 | 0 | 6.9597e-08 | 5.6721e-07 | 0 | 5.6721e-07 | 1.2433e-06 | 0 | 1.2433e-06 | [17 empty] | 7.3.3.17.5 (Remote Grid) Updates to grid topology to minimize risk of ignition in HFTDs Remote GridWLDFREquipment / facility failureAggregated | WLDFR | HFTD - Distribution - Tier 2 - 3QU CoRE ¦ 4QU LoRE | Non-Red Flag Warning - Small Fires | Equipment / facility failure | Aggregated | 2062 | 0.00078593 | 741.5879 | 0.58284 | 2062 | Mitigation | 0.95 | 45 | 0 | esc | 0.00097009 | 7.6242e-07 | 0.00097009 | 7.6242e-07
[79 empty] | WLDFR | HFTD - Distribution - Tier 3 - 4QU CoRE ¦ 4QU LoRE | Non-Red Flag Warning - Catastrophic Fires | 2033 | 1.3391e-10 | 16044.1264 | 263.1074 | 9721.74 | 6059.2791 | 0 | 3.6662e-07 | 2.1485e-06 | 0 | 2.1485e-06 | 2.0571e-08 | 7.2951e-08 | 0 | 7.2951e-08 | 5.9455e-07 | 0 | 5.9455e-07 | 1.3033e-06 | 0 | 1.3033e-06 | [17 empty] | 7.3.3.17.5 (Remote Grid) Updates to grid topology to minimize risk of ignition in HFTDs Remote GridWLDFREquipment / facility failureAggregated | WLDFR | HFTD - Distribution - Tier 2 - 3QU CoRE ¦ 4QU LoRE | Non-Red Flag Warning - Small Fires | Equipment / facility failure | Aggregated | 2063 | 0.00078593 | 741.5879 | 0.58284 | 2063 | Mitigation | 0.95 | 45 | 0 | esc | 0.00097009 | 7.6242e-07 | 0.00097009 | 7.6242e-07
[79 empty] | WLDFR | HFTD - Distribution - Tier 3 - 4QU CoRE ¦ 4QU LoRE | Non-Red Flag Warning - Catastrophic Fires | 2034 | 1.3391e-10 | 16044.1264 | 263.1074 | 9721.74 | 6059.2791 | 0 | 3.6662e-07 | 2.1485e-06 | 0 | 2.1485e-06 | 2.0571e-08 | 7.2951e-08 | 0 | 7.2951e-08 | 5.9455e-07 | 0 | 5.9455e-07 | 1.3033e-06 | 0 | 1.3033e-06 | [17 empty] | 7.3.3.17.5 (Remote Grid) Updates to grid topology to minimize risk of ignition in HFTDs Remote GridWLDFREquipment / facility failureAggregated | WLDFR | HFTD - Distribution - Tier 2 - 3QU CoRE ¦ 4QU LoRE | Non-Red Flag Warning - Small Fires | Equipment / facility failure | Aggregated | 2064 | 0.00078593 | 741.5879 | 0.58284 | 2064 | Mitigation | 0.95 | 45 | 0 | esc | 0.00097009 | 7.6242e-07 | 0.00097009 | 7.6242e-07
[79 empty] | WLDFR | HFTD - Distribution - Tier 3 - 4QU CoRE ¦ 4QU LoRE | Non-Red Flag Warning - Catastrophic Fires | 2035 | 1.3391e-10 | 16044.1264 | 263.1074 | 9721.74 | 6059.2791 | 0 | 3.6662e-07 | 2.1485e-06 | 0 | 2.1485e-06 | 2.0571e-08 | 7.2951e-08 | 0 | 7.2951e-08 | 5.9455e-07 | 0 | 5.9455e-07 | 1.3033e-06 | 0 | 1.3033e-06 | [17 empty] | 7.3.3.17.5 (Remote Grid) Updates to grid topology to minimize risk of ignition in HFTDs Remote GridWLDFREquipment / facility failureAggregated | WLDFR | HFTD - Distribution - Tier 2 - 3QU CoRE ¦ 4QU LoRE | Non-Red Flag Warning - Small Fires | Equipment / facility failure | Aggregated | 2065 | 0.00078593 | 741.5879 | 0.58284 | 2065 | Mitigation | 0.95 | 45 | 0 | esc | 0.00097009 | 7.6242e-07 | 0.00097009 | 7.6242e-07
[79 empty] | WLDFR | HFTD - Distribution - Tier 3 - 4QU CoRE ¦ 4QU LoRE | Non-Red Flag Warning - Catastrophic Fires | 2036 | 1.3391e-10 | 16044.1264 | 263.1074 | 9721.74 | 6059.2791 | 0 | 3.6662e-07 | 2.1485e-06 | 0 | 2.1485e-06 | 2.0571e-08 | 7.2951e-08 | 0 | 7.2951e-08 | 5.9455e-07 | 0 | 5.9455e-07 | 1.3033e-06 | 0 | 1.3033e-06 | [17 empty] | 7.3.3.17.5 (Remote Grid) Updates to grid topology to minimize risk of ignition in HFTDs Remote GridWLDFREquipment / facility failureAggregated | WLDFR | HFTD - Distribution - Tier 2 - 3QU CoRE ¦ 4QU LoRE | Non-Red Flag Warning - Small Fires | Equipment / facility failure | Aggregated | 2066 | 0.00078593 | 741.5879 | 0.58284 | 2066 | Mitigation | 0.95 | 45 | 0 | esc | 0.00097009 | 7.6242e-07 | 0.00097009 | 7.6242e-07
[79 empty] | WLDFR | HFTD - Distribution - Tier 3 - 4QU CoRE ¦ 4QU LoRE | Non-Red Flag Warning - Catastrophic Fires | 2037 | 1.3391e-10 | 16044.1264 | 263.1074 | 9721.74 | 6059.2791 | 0 | 3.6662e-07 | 2.1485e-06 | 0 | 2.1485e-06 | 2.0571e-08 | 7.2951e-08 | 0 | 7.2951e-08 | 5.9455e-07 | 0 | 5.9455e-07 | 1.3033e-06 | 0 | 1.3033e-06 | [17 empty] | 7.3.3.17.5 (Remote Grid) Updates to grid topology to minimize risk of ignition in HFTDs Remote GridWLDFREquipment / facility failureAggregated | WLDFR | HFTD - Distribution - Tier 2 - 3QU CoRE ¦ 4QU LoRE | Non-Red Flag Warning - Small Fires | Equipment / facility failure | Aggregated | 2067 | 0.00078593 | 741.5879 | 0.58284 | 2067 | Mitigation | 0.95 | 45 | 0 | esc | 0 | 0 | 0.00097009 | 7.6242e-07
[79 empty] | WLDFR | HFTD - Distribution - Tier 3 - 4QU CoRE ¦ 4QU LoRE | Non-Red Flag Warning - Catastrophic Fires | 2038 | 1.3391e-10 | 16832.3912 | 280.5544 | 10192.2718 | 6359.5651 | 0 | 3.6662e-07 | 2.254e-06 | 0 | 2.254e-06 | 2.1856e-08 | 7.6434e-08 | 0 | 7.6434e-08 | 6.2294e-07 | 0 | 6.2294e-07 | 1.3655e-06 | 0 | 1.3655e-06 | [17 empty] | 7.3.3.17.5 (Remote Grid) Updates to grid topology to minimize risk of ignition in HFTDs Remote GridWLDFRVegetation ContactAggregated | WLDFR | HFTD - Distribution - Tier 2 - 3QU CoRE ¦ 4QU LoRE | Non-Red Flag Warning - Small Fires | Vegetation Contact | Aggregated | 2022 | 0.0012952 | 741.5879 | 0.96051 | 2022 | Mitigation | 0.95 | 45 | 0 | esc | 0.00097009 | 1.2565e-06 | 0 | 0
[79 empty] | WLDFR | HFTD - Distribution - Tier 3 - 4QU CoRE ¦ 4QU LoRE | Non-Red Flag Warning - Catastrophic Fires | 2039 | 1.3391e-10 | 16832.3912 | 280.5544 | 10192.2718 | 6359.5651 | 0 | 3.6662e-07 | 2.254e-06 | 0 | 2.254e-06 | 2.1856e-08 | 7.6434e-08 | 0 | 7.6434e-08 | 6.2294e-07 | 0 | 6.2294e-07 | 1.3655e-06 | 0 | 1.3655e-06 | [17 empty] | 7.3.3.17.5 (Remote Grid) Updates to grid topology to minimize risk of ignition in HFTDs Remote GridWLDFRVegetation ContactAggregated | WLDFR | HFTD - Distribution - Tier 2 - 3QU CoRE ¦ 4QU LoRE | Non-Red Flag Warning - Small Fires | Vegetation Contact | Aggregated | 2023 | 0.0012952 | 741.5879 | 0.96051 | 2023 | Mitigation | 0.95 | 45 | 0 | esc | 0.00097009 | 1.2565e-06 | 0.00097009 | 1.2565e-06
[79 empty] | WLDFR | HFTD - Distribution - Tier 3 - 4QU CoRE ¦ 4QU LoRE | Non-Red Flag Warning - Catastrophic Fires | 2040 | 1.3391e-10 | 16832.3912 | 280.5544 | 10192.2718 | 6359.5651 | 0 | 3.6662e-07 | 2.254e-06 | 0 | 2.254e-06 | 2.1856e-08 | 7.6434e-08 | 0 | 7.6434e-08 | 6.2294e-07 | 0 | 6.2294e-07 | 1.3655e-06 | 0 | 1.3655e-06 | [17 empty] | 7.3.3.17.5 (Remote Grid) Updates to grid topology to minimize risk of ignition in HFTDs Remote GridWLDFRVegetation ContactAggregated | WLDFR | HFTD - Distribution - Tier 2 - 3QU CoRE ¦ 4QU LoRE | Non-Red Flag Warning - Small Fires | Vegetation Contact | Aggregated | 2024 | 0.0012952 | 741.5879 | 0.96051 | 2024 | Mitigation | 0.95 | 45 | 0 | esc | 0.00097009 | 1.2565e-06 | 0.00097009 | 1.2565e-06
[79 empty] | WLDFR | HFTD - Distribution - Tier 3 - 4QU CoRE ¦ 4QU LoRE | Non-Red Flag Warning - Catastrophic Fires | 2041 | 1.3391e-10 | 16832.3912 | 280.5544 | 10192.2718 | 6359.5651 | 0 | 3.6662e-07 | 2.254e-06 | 0 | 2.254e-06 | 2.1856e-08 | 7.6434e-08 | 0 | 7.6434e-08 | 6.2294e-07 | 0 | 6.2294e-07 | 1.3655e-06 | 0 | 1.3655e-06 | [17 empty] | 7.3.3.17.5 (Remote Grid) Updates to grid topology to minimize risk of ignition in HFTDs Remote GridWLDFRVegetation ContactAggregated | WLDFR | HFTD - Distribution - Tier 2 - 3QU CoRE ¦ 4QU LoRE | Non-Red Flag Warning - Small Fires | Vegetation Contact | Aggregated | 2025 | 0.0012952 | 741.5879 | 0.96051 | 2025 | Mitigation | 0.95 | 45 | 0 | esc | 0.00097009 | 1.2565e-06 | 0.00097009 | 1.2565e-06
[79 empty] | WLDFR | HFTD - Distribution - Tier 3 - 4QU CoRE ¦ 4QU LoRE | Non-Red Flag Warning - Catastrophic Fires | 2042 | 1.3391e-10 | 16832.3912 | 280.5544 | 10192.2718 | 6359.5651 | 0 | 3.6662e-07 | 2.254e-06 | 0 | 2.254e-06 | 2.1856e-08 | 7.6434e-08 | 0 | 7.6434e-08 | 6.2294e-07 | 0 | 6.2294e-07 | 1.3655e-06 | 0 | 1.3655e-06 | [17 empty] | 7.3.3.17.5 (Remote Grid) Updates to grid topology to minimize risk of ignition in HFTDs Remote GridWLDFRVegetation ContactAggregated | WLDFR | HFTD - Distribution - Tier 2 - 3QU CoRE ¦ 4QU LoRE | Non-Red Flag Warning - Small Fires | Vegetation Contact | Aggregated | 2026 | 0.0012952 | 741.5879 | 0.96051 | 2026 | Mitigation | 0.95 | 45 | 0 | esc | 0.00097009 | 1.2565e-06 | 0.00097009 | 1.2565e-06
[79 empty] | WLDFR | HFTD - Distribution - Tier 3 - 4QU CoRE ¦ 4QU LoRE | Non-Red Flag Warning - Catastrophic Fires | 2043 | 1.3391e-10 | 17672.0852 | 299.42 | 10692.7362 | 6679.929 | 0 | 3.6662e-07 | 2.3665e-06 | 0 | 2.3665e-06 | 2.3262e-08 | 8.0006e-08 | 0 | 8.0006e-08 | 6.5205e-07 | 0 | 6.5205e-07 | 1.4293e-06 | 0 | 1.4293e-06 | [17 empty] | 7.3.3.17.5 (Remote Grid) Updates to grid topology to minimize risk of ignition in HFTDs Remote GridWLDFRVegetation ContactAggregated | WLDFR | HFTD - Distribution - Tier 2 - 3QU CoRE ¦ 4QU LoRE | Non-Red Flag Warning - Small Fires | Vegetation Contact | Aggregated | 2027 | 0.0012952 | 741.5879 | 0.96051 | 2027 | Mitigation | 0.95 | 45 | 0 | esc | 0.00097009 | 1.2565e-06 | 0.00097009 | 1.2565e-06
[79 empty] | WLDFR | HFTD - Distribution - Tier 3 - 4QU CoRE ¦ 4QU LoRE | Non-Red Flag Warning - Catastrophic Fires | 2044 | 1.3391e-10 | 17672.0852 | 299.42 | 10692.7362 | 6679.929 | 0 | 3.6662e-07 | 2.3665e-06 | 0 | 2.3665e-06 | 2.3262e-08 | 8.0006e-08 | 0 | 8.0006e-08 | 6.5205e-07 | 0 | 6.5205e-07 | 1.4293e-06 | 0 | 1.4293e-06 | [17 empty] | 7.3.3.17.5 (Remote Grid) Updates to grid topology to minimize risk of ignition in HFTDs Remote GridWLDFRVegetation ContactAggregated | WLDFR | HFTD - Distribution - Tier 2 - 3QU CoRE ¦ 4QU LoRE | Non-Red Flag Warning - Small Fires | Vegetation Contact | Aggregated | 2028 | 0.0012952 | 741.5879 | 0.96051 | 2028 | Mitigation | 0.95 | 45 | 0 | esc | 0.00097009 | 1.2565e-06 | 0.00097009 | 1.2565e-06
[79 empty] | WLDFR | HFTD - Distribution - Tier 3 - 4QU CoRE ¦ 4QU LoRE | Non-Red Flag Warning - Catastrophic Fires | 2045 | 1.3391e-10 | 17672.0852 | 299.42 | 10692.7362 | 6679.929 | 0 | 3.6662e-07 | 2.3665e-06 | 0 | 2.3665e-06 | 2.3262e-08 | 8.0006e-08 | 0 | 8.0006e-08 | 6.5205e-07 | 0 | 6.5205e-07 | 1.4293e-06 | 0 | 1.4293e-06 | [17 empty] | 7.3.3.17.5 (Remote Grid) Updates to grid topology to minimize risk of ignition in HFTDs Remote GridWLDFRVegetation ContactAggregated | WLDFR | HFTD - Distribution - Tier 2 - 3QU CoRE ¦ 4QU LoRE | Non-Red Flag Warning - Small Fires | Vegetation Contact | Aggregated | 2029 | 0.0012952 | 741.5879 | 0.96051 | 2029 | Mitigation | 0.95 | 45 | 0 | esc | 0.00097009 | 1.2565e-06 | 0.00097009 | 1.2565e-06
[79 empty] | WLDFR | HFTD - Distribution - Tier 3 - 4QU CoRE ¦ 4QU LoRE | Non-Red Flag Warning - Catastrophic Fires | 2046 | 1.3391e-10 | 17672.0852 | 299.42 | 10692.7362 | 6679.929 | 0 | 3.6662e-07 | 2.3665e-06 | 0 | 2.3665e-06 | 2.3262e-08 | 8.0006e-08 | 0 | 8.0006e-08 | 6.5205e-07 | 0 | 6.5205e-07 | 1.4293e-06 | 0 | 1.4293e-06 | [17 empty] | 7.3.3.17.5 (Remote Grid) Updates to grid topology to minimize risk of ignition in HFTDs Remote GridWLDFRVegetation ContactAggregated | WLDFR | HFTD - Distribution - Tier 2 - 3QU CoRE ¦ 4QU LoRE | Non-Red Flag Warning - Small Fires | Vegetation Contact | Aggregated | 2030 | 0.0012952 | 741.5879 | 0.96051 | 2030 | Mitigation | 0.95 | 45 | 0 | esc | 0.00097009 | 1.2565e-06 | 0.00097009 | 1.2565e-06
[79 empty] | WLDFR | HFTD - Distribution - Tier 3 - 4QU CoRE ¦ 4QU LoRE | Non-Red Flag Warning - Catastrophic Fires | 2047 | 1.3391e-10 | 17672.0852 | 299.42 | 10692.7362 | 6679.929 | 0 | 3.6662e-07 | 2.3665e-06 | 0 | 2.3665e-06 | 2.3262e-08 | 8.0006e-08 | 0 | 8.0006e-08 | 6.5205e-07 | 0 | 6.5205e-07 | 1.4293e-06 | 0 | 1.4293e-06 | [17 empty] | 7.3.3.17.5 (Remote Grid) Updates to grid topology to minimize risk of ignition in HFTDs Remote GridWLDFRVegetation ContactAggregated | WLDFR | HFTD - Distribution - Tier 2 - 3QU CoRE ¦ 4QU LoRE | Non-Red Flag Warning - Small Fires | Vegetation Contact | Aggregated | 2031 | 0.0012952 | 741.5879 | 0.96051 | 2031 | Mitigation | 0.95 | 45 | 0 | esc | 0.00097009 | 1.2565e-06 | 0.00097009 | 1.2565e-06
[79 empty] | WLDFR | HFTD - Distribution - Tier 3 - 4QU CoRE ¦ 4QU LoRE | Non-Red Flag Warning - Catastrophic Fires | 2048 | 1.3391e-10 | 18552.3348 | 319.4911 | 11216.5626 | 7016.281 | 0 | 3.6662e-07 | 2.4843e-06 | 0 | 2.4843e-06 | 2.4776e-08 | 8.3624e-08 | 0 | 8.3624e-08 | 6.8154e-07 | 0 | 6.8154e-07 | 1.4939e-06 | 0 | 1.4939e-06 | [17 empty] | 7.3.3.17.5 (Remote Grid) Updates to grid topology to minimize risk of ignition in HFTDs Remote GridWLDFRVegetation ContactAggregated | WLDFR | HFTD - Distribution - Tier 2 - 3QU CoRE ¦ 4QU LoRE | Non-Red Flag Warning - Small Fires | Vegetation Contact | Aggregated | 2032 | 0.0012952 | 741.5879 | 0.96051 | 2032 | Mitigation | 0.95 | 45 | 0 | esc | 0.00097009 | 1.2565e-06 | 0.00097009 | 1.2565e-06
[79 empty] | WLDFR | HFTD - Distribution - Tier 3 - 4QU CoRE ¦ 4QU LoRE | Non-Red Flag Warning - Catastrophic Fires | 2049 | 1.3391e-10 | 18552.3348 | 319.4911 | 11216.5626 | 7016.281 | 0 | 3.6662e-07 | 2.4843e-06 | 0 | 2.4843e-06 | 2.4776e-08 | 8.3624e-08 | 0 | 8.3624e-08 | 6.8154e-07 | 0 | 6.8154e-07 | 1.4939e-06 | 0 | 1.4939e-06 | [17 empty] | 7.3.3.17.5 (Remote Grid) Updates to grid topology to minimize risk of ignition in HFTDs Remote GridWLDFRVegetation ContactAggregated | WLDFR | HFTD - Distribution - Tier 2 - 3QU CoRE ¦ 4QU LoRE | Non-Red Flag Warning - Small Fires | Vegetation Contact | Aggregated | 2033 | 0.0012952 | 741.5879 | 0.96051 | 2033 | Mitigation | 0.95 | 45 | 0 | esc | 0.00097009 | 1.2565e-06 | 0.00097009 | 1.2565e-06
[79 empty] | WLDFR | HFTD - Distribution - Tier 3 - 4QU CoRE ¦ 4QU LoRE | Non-Red Flag Warning - Catastrophic Fires | 2050 | 1.3391e-10 | 18552.3348 | 319.4911 | 11216.5626 | 7016.281 | 0 | 3.6662e-07 | 2.4843e-06 | 0 | 2.4843e-06 | 2.4776e-08 | 0 | 0 | 0 | 6.8154e-07 | 0 | 6.8154e-07 | 1.4939e-06 | 0 | 1.4939e-06 | [17 empty] | 7.3.3.17.5 (Remote Grid) Updates to grid topology to minimize risk of ignition in HFTDs Remote GridWLDFRVegetation ContactAggregated | WLDFR | HFTD - Distribution - Tier 2 - 3QU CoRE ¦ 4QU LoRE | Non-Red Flag Warning - Small Fires | Vegetation Contact | Aggregated | 2034 | 0.0012952 | 741.5879 | 0.96051 | 2034 | Mitigation | 0.95 | 45 | 0 | esc | 0.00097009 | 1.2565e-06 | 0.00097009 | 1.2565e-06
[79 empty] | WLDFR | HFTD - Distribution - Tier 3 - 4QU CoRE ¦ 4QU LoRE | Non-Red Flag Warning - Catastrophic Fires | 2051 | 1.3391e-10 | 18552.3348 | 319.4911 | 11216.5626 | 7016.281 | 0 | 3.6662e-07 | 2.4843e-06 | 0 | 2.4843e-06 | 2.4776e-08 | 0 | 0 | 0 | 0 | 0 | 0 | 1.4939e-06 | 0 | 1.4939e-06 | [17 empty] | 7.3.3.17.5 (Remote Grid) Updates to grid topology to minimize risk of ignition in HFTDs Remote GridWLDFRVegetation ContactAggregated | WLDFR | HFTD - Distribution - Tier 2 - 3QU CoRE ¦ 4QU LoRE | Non-Red Flag Warning - Small Fires | Vegetation Contact | Aggregated | 2035 | 0.0012952 | 741.5879 | 0.96051 | 2035 | Mitigation | 0.95 | 45 | 0 | esc | 0.00097009 | 1.2565e-06 | 0.00097009 | 1.2565e-06
[79 empty] | WLDFR | HFTD - Distribution - Tier 3 - 4QU CoRE ¦ 4QU LoRE | Non-Red Flag Warning - Catastrophic Fires | 2052 | 1.3391e-10 | 18552.3348 | 319.4911 | 11216.5626 | 7016.281 | 0 | 3.6662e-07 | 2.4843e-06 | 0 | 2.4843e-06 | 2.4776e-08 | 4.8349e-06 | 0 | 4.8349e-06 | 0 | 0 | 0 | 0 | 0 | 0 | [17 empty] | 7.3.3.17.5 (Remote Grid) Updates to grid topology to minimize risk of ignition in HFTDs Remote GridWLDFRVegetation ContactAggregated | WLDFR | HFTD - Distribution - Tier 2 - 3QU CoRE ¦ 4QU LoRE | Non-Red Flag Warning - Small Fires | Vegetation Contact | Aggregated | 2036 | 0.0012952 | 741.5879 | 0.96051 | 2036 | Mitigation | 0.95 | 45 | 0 | esc | 0.00097009 | 1.2565e-06 | 0.00097009 | 1.2565e-06
[79 empty] | WLDFR | HFTD - Distribution - Tier 3 - 4QU CoRE ¦ 4QU LoRE | Non-Red Flag Warning - Catastrophic Fires | 2053 | 1.3391e-10 | 19462.1283 | 340.5356 | 11757.1413 | 7364.4514 | 0 | 3.6662e-07 | 2.6062e-06 | 0 | 2.6062e-06 | 2.6385e-08 | 4.3568e-06 | 0 | 4.3568e-06 | 3.5508e-05 | 0 | 3.5508e-05 | 0 | 0 | 0 | [17 empty] | 7.3.3.17.5 (Remote Grid) Updates to grid topology to minimize risk of ignition in HFTDs Remote GridWLDFRVegetation ContactAggregated | WLDFR | HFTD - Distribution - Tier 2 - 3QU CoRE ¦ 4QU LoRE | Non-Red Flag Warning - Small Fires | Vegetation Contact | Aggregated | 2037 | 0.0012952 | 741.5879 | 0.96051 | 2037 | Mitigation | 0.95 | 45 | 0 | esc | 0.00097009 | 1.2565e-06 | 0.00097009 | 1.2565e-06
[79 empty] | WLDFR | HFTD - Distribution - Tier 3 - 4QU CoRE ¦ 4QU LoRE | Non-Red Flag Warning - Catastrophic Fires | 2054 | 1.3391e-10 | 19462.1283 | 340.5356 | 11757.1413 | 7364.4514 | 0 | 3.6662e-07 | 2.6062e-06 | 0 | 2.6062e-06 | 2.6385e-08 | 4.5165e-06 | 0 | 4.5165e-06 | 3.6809e-05 | 0 | 3.6809e-05 | 8.0686e-05 | 0 | 8.0686e-05 | [17 empty] | 7.3.3.17.5 (Remote Grid) Updates to grid topology to minimize risk of ignition in HFTDs Remote GridWLDFRVegetation ContactAggregated | WLDFR | HFTD - Distribution - Tier 2 - 3QU CoRE ¦ 4QU LoRE | Non-Red Flag Warning - Small Fires | Vegetation Contact | Aggregated | 2038 | 0.0012952 | 741.5879 | 0.96051 | 2038 | Mitigation | 0.95 | 45 | 0 | esc | 0.00097009 | 1.2565e-06 | 0.00097009 | 1.2565e-06
[79 empty] | WLDFR | HFTD - Distribution - Tier 3 - 4QU CoRE ¦ 4QU LoRE | Non-Red Flag Warning - Catastrophic Fires | 2055 | 1.3391e-10 | 19462.1283 | 340.5356 | 11757.1413 | 7364.4514 | 0 | 3.6662e-07 | 2.6062e-06 | 0 | 2.6062e-06 | 2.6385e-08 | 4.5165e-06 | 0 | 4.5165e-06 | 3.6809e-05 | 0 | 3.6809e-05 | 8.0686e-05 | 0 | 8.0686e-05 | [17 empty] | 7.3.3.17.5 (Remote Grid) Updates to grid topology to minimize risk of ignition in HFTDs Remote GridWLDFRVegetation ContactAggregated | WLDFR | HFTD - Distribution - Tier 2 - 3QU CoRE ¦ 4QU LoRE | Non-Red Flag Warning - Small Fires | Vegetation Contact | Aggregated | 2039 | 0.0012952 | 741.5879 | 0.96051 | 2039 | Mitigation | 0.95 | 45 | 0 | esc | 0.00097009 | 1.2565e-06 | 0.00097009 | 1.2565e-06
[79 empty] | WLDFR | HFTD - Distribution - Tier 3 - 4QU CoRE ¦ 4QU LoRE | Non-Red Flag Warning - Catastrophic Fires | 2056 | 1.3391e-10 | 19462.1283 | 340.5356 | 11757.1413 | 7364.4514 | 0 | 3.6662e-07 | 2.6062e-06 | 0 | 2.6062e-06 | 2.6385e-08 | 4.5165e-06 | 0 | 4.5165e-06 | 3.6809e-05 | 0 | 3.6809e-05 | 8.0686e-05 | 0 | 8.0686e-05 | [17 empty] | 7.3.3.17.5 (Remote Grid) Updates to grid topology to minimize risk of ignition in HFTDs Remote GridWLDFRVegetation ContactAggregated | WLDFR | HFTD - Distribution - Tier 2 - 3QU CoRE ¦ 4QU LoRE | Non-Red Flag Warning - Small Fires | Vegetation Contact | Aggregated | 2040 | 0.0012952 | 741.5879 | 0.96051 | 2040 | Mitigation | 0.95 | 45 | 0 | esc | 0.00097009 | 1.2565e-06 | 0.00097009 | 1.2565e-06
[79 empty] | WLDFR | HFTD - Distribution - Tier 3 - 4QU CoRE ¦ 4QU LoRE | Non-Red Flag Warning - Catastrophic Fires | 2057 | 1.3391e-10 | 19462.1283 | 340.5356 | 11757.1413 | 7364.4514 | 0 | 3.6662e-07 | 2.6062e-06 | 0 | 2.6062e-06 | 2.6385e-08 | 4.5165e-06 | 0 | 4.5165e-06 | 3.6809e-05 | 0 | 3.6809e-05 | 8.0686e-05 | 0 | 8.0686e-05 | [17 empty] | 7.3.3.17.5 (Remote Grid) Updates to grid topology to minimize risk of ignition in HFTDs Remote GridWLDFRVegetation ContactAggregated | WLDFR | HFTD - Distribution - Tier 2 - 3QU CoRE ¦ 4QU LoRE | Non-Red Flag Warning - Small Fires | Vegetation Contact | Aggregated | 2041 | 0.0012952 | 741.5879 | 0.96051 | 2041 | Mitigation | 0.95 | 45 | 0 | esc | 0.00097009 | 1.2565e-06 | 0.00097009 | 1.2565e-06
[79 empty] | WLDFR | HFTD - Distribution - Tier 3 - 4QU CoRE ¦ 4QU LoRE | Non-Red Flag Warning - Catastrophic Fires | 2058 | 1.3391e-10 | 20390.4035 | 362.3049 | 12307.8747 | 7720.2238 | 0 | 3.6662e-07 | 2.7305e-06 | 0 | 2.7305e-06 | 2.8073e-08 | 4.5165e-06 | 0 | 4.5165e-06 | 3.6809e-05 | 0 | 3.6809e-05 | 8.0686e-05 | 0 | 8.0686e-05 | [17 empty] | 7.3.3.17.5 (Remote Grid) Updates to grid topology to minimize risk of ignition in HFTDs Remote GridWLDFRVegetation ContactAggregated | WLDFR | HFTD - Distribution - Tier 2 - 3QU CoRE ¦ 4QU LoRE | Non-Red Flag Warning - Small Fires | Vegetation Contact | Aggregated | 2042 | 0.0012952 | 741.5879 | 0.96051 | 2042 | Mitigation | 0.95 | 45 | 0 | esc | 0.00097009 | 1.2565e-06 | 0.00097009 | 1.2565e-06
[79 empty] | WLDFR | HFTD - Distribution - Tier 3 - 4QU CoRE ¦ 4QU LoRE | Non-Red Flag Warning - Catastrophic Fires | 2059 | 1.3391e-10 | 20390.4035 | 362.3049 | 12307.8747 | 7720.2238 | 0 | 3.6662e-07 | 2.7305e-06 | 0 | 2.7305e-06 | 2.8073e-08 | 4.7177e-06 | 0 | 4.7177e-06 | 3.8449e-05 | 0 | 3.8449e-05 | 8.4281e-05 | 0 | 8.4281e-05 | [17 empty] | 7.3.3.17.5 (Remote Grid) Updates to grid topology to minimize risk of ignition in HFTDs Remote GridWLDFRVegetation ContactAggregated | WLDFR | HFTD - Distribution - Tier 2 - 3QU CoRE ¦ 4QU LoRE | Non-Red Flag Warning - Small Fires | Vegetation Contact | Aggregated | 2043 | 0.0012952 | 741.5879 | 0.96051 | 2043 | Mitigation | 0.95 | 45 | 0 | esc | 0.00097009 | 1.2565e-06 | 0.00097009 | 1.2565e-06
[79 empty] | WLDFR | HFTD - Distribution - Tier 3 - 4QU CoRE ¦ 4QU LoRE | Non-Red Flag Warning - Catastrophic Fires | 2060 | 1.3391e-10 | 20390.4035 | 362.3049 | 12307.8747 | 7720.2238 | 0 | 3.6662e-07 | 2.7305e-06 | 0 | 2.7305e-06 | 2.8073e-08 | 4.7177e-06 | 0 | 4.7177e-06 | 3.8449e-05 | 0 | 3.8449e-05 | 8.4281e-05 | 0 | 8.4281e-05 | [17 empty] | 7.3.3.17.5 (Remote Grid) Updates to grid topology to minimize risk of ignition in HFTDs Remote GridWLDFRVegetation ContactAggregated | WLDFR | HFTD - Distribution - Tier 2 - 3QU CoRE ¦ 4QU LoRE | Non-Red Flag Warning - Small Fires | Vegetation Contact | Aggregated | 2044 | 0.0012952 | 741.5879 | 0.96051 | 2044 | Mitigation | 0.95 | 45 | 0 | esc | 0.00097009 | 1.2565e-06 | 0.00097009 | 1.2565e-06
[79 empty] | WLDFR | HFTD - Distribution - Tier 3 - 4QU CoRE ¦ 4QU LoRE | Non-Red Flag Warning - Catastrophic Fires | 2061 | 1.3391e-10 | 20390.4035 | 362.3049 | 12307.8747 | 7720.2238 | 0 | 3.6662e-07 | 2.7305e-06 | 0 | 2.7305e-06 | 2.8073e-08 | 4.7177e-06 | 0 | 4.7177e-06 | 3.8449e-05 | 0 | 3.8449e-05 | 8.4281e-05 | 0 | 8.4281e-05 | [17 empty] | 7.3.3.17.5 (Remote Grid) Updates to grid topology to minimize risk of ignition in HFTDs Remote GridWLDFRVegetation ContactAggregated | WLDFR | HFTD - Distribution - Tier 2 - 3QU CoRE ¦ 4QU LoRE | Non-Red Flag Warning - Small Fires | Vegetation Contact | Aggregated | 2045 | 0.0012952 | 741.5879 | 0.96051 | 2045 | Mitigation | 0.95 | 45 | 0 | esc | 0.00097009 | 1.2565e-06 | 0.00097009 | 1.2565e-06
[79 empty] | WLDFR | HFTD - Distribution - Tier 3 - 4QU CoRE ¦ 4QU LoRE | Non-Red Flag Warning - Catastrophic Fires | 2062 | 1.3391e-10 | 20390.4035 | 362.3049 | 12307.8747 | 7720.2238 | 0 | 3.6662e-07 | 2.7305e-06 | 0 | 2.7305e-06 | 2.8073e-08 | 4.7177e-06 | 0 | 4.7177e-06 | 3.8449e-05 | 0 | 3.8449e-05 | 8.4281e-05 | 0 | 8.4281e-05 | [17 empty] | 7.3.3.17.5 (Remote Grid) Updates to grid topology to minimize risk of ignition in HFTDs Remote GridWLDFRVegetation ContactAggregated | WLDFR | HFTD - Distribution - Tier 2 - 3QU CoRE ¦ 4QU LoRE | Non-Red Flag Warning - Small Fires | Vegetation Contact | Aggregated | 2046 | 0.0012952 | 741.5879 | 0.96051 | 2046 | Mitigation | 0.95 | 45 | 0 | esc | 0.00097009 | 1.2565e-06 | 0.00097009 | 1.2565e-06
[79 empty] | WLDFR | HFTD - Distribution - Tier 3 - 4QU CoRE ¦ 4QU LoRE | Non-Red Flag Warning - Catastrophic Fires | 2063 | 1.3391e-10 | 21325.9188 | 384.5316 | 12862.0997 | 8079.2876 | 0 | 3.6662e-07 | 2.8558e-06 | 0 | 2.8558e-06 | 2.9819e-08 | 4.7177e-06 | 0 | 4.7177e-06 | 3.8449e-05 | 0 | 3.8449e-05 | 8.4281e-05 | 0 | 8.4281e-05 | [17 empty] | 7.3.3.17.5 (Remote Grid) Updates to grid topology to minimize risk of ignition in HFTDs Remote GridWLDFRVegetation ContactAggregated | WLDFR | HFTD - Distribution - Tier 2 - 3QU CoRE ¦ 4QU LoRE | Non-Red Flag Warning - Small Fires | Vegetation Contact | Aggregated | 2047 | 0.0012952 | 741.5879 | 0.96051 | 2047 | Mitigation | 0.95 | 45 | 0 | esc | 0.00097009 | 1.2565e-06 | 0.00097009 | 1.2565e-06
[79 empty] | WLDFR | HFTD - Distribution - Tier 3 - 4QU CoRE ¦ 4QU LoRE | Non-Red Flag Warning - Catastrophic Fires | 2064 | 1.3391e-10 | 21325.9188 | 384.5316 | 12862.0997 | 8079.2876 | 0 | 3.6662e-07 | 2.8558e-06 | 0 | 2.8558e-06 | 2.9819e-08 | 4.9413e-06 | 0 | 4.9413e-06 | 4.0272e-05 | 0 | 4.0272e-05 | 8.8277e-05 | 0 | 8.8277e-05 | [17 empty] | 7.3.3.17.5 (Remote Grid) Updates to grid topology to minimize risk of ignition in HFTDs Remote GridWLDFRVegetation ContactAggregated | WLDFR | HFTD - Distribution - Tier 2 - 3QU CoRE ¦ 4QU LoRE | Non-Red Flag Warning - Small Fires | Vegetation Contact | Aggregated | 2048 | 0.0012952 | 741.5879 | 0.96051 | 2048 | Mitigation | 0.95 | 45 | 0 | esc | 0.00097009 | 1.2565e-06 | 0.00097009 | 1.2565e-06
[79 empty] | WLDFR | HFTD - Distribution - Tier 3 - 4QU CoRE ¦ 4QU LoRE | Non-Red Flag Warning - Catastrophic Fires | 2065 | 1.3391e-10 | 21325.9188 | 384.5316 | 12862.0997 | 8079.2876 | 0 | 3.6662e-07 | 2.8558e-06 | 0 | 2.8558e-06 | 2.9819e-08 | 4.9413e-06 | 0 | 4.9413e-06 | 4.0272e-05 | 0 | 4.0272e-05 | 8.8277e-05 | 0 | 8.8277e-05 | [17 empty] | 7.3.3.17.5 (Remote Grid) Updates to grid topology to minimize risk of ignition in HFTDs Remote GridWLDFRVegetation ContactAggregated | WLDFR | HFTD - Distribution - Tier 2 - 3QU CoRE ¦ 4QU LoRE | Non-Red Flag Warning - Small Fires | Vegetation Contact | Aggregated | 2049 | 0.0012952 | 741.5879 | 0.96051 | 2049 | Mitigation | 0.95 | 45 | 0 | esc | 0.00097009 | 1.2565e-06 | 0.00097009 | 1.2565e-06
[79 empty] | WLDFR | HFTD - Distribution - Tier 3 - 4QU CoRE ¦ 4QU LoRE | Non-Red Flag Warning - Catastrophic Fires | 2066 | 1.3391e-10 | 21325.9188 | 384.5316 | 12862.0997 | 8079.2876 | 0 | 3.6662e-07 | 2.8558e-06 | 0 | 2.8558e-06 | 2.9819e-08 | 4.9413e-06 | 0 | 4.9413e-06 | 4.0272e-05 | 0 | 4.0272e-05 | 8.8277e-05 | 0 | 8.8277e-05 | [17 empty] | 7.3.3.17.5 (Remote Grid) Updates to grid topology to minimize risk of ignition in HFTDs Remote GridWLDFRVegetation ContactAggregated | WLDFR | HFTD - Distribution - Tier 2 - 3QU CoRE ¦ 4QU LoRE | Non-Red Flag Warning - Small Fires | Vegetation Contact | Aggregated | 2050 | 0.0012952 | 741.5879 | 0.96051 | 2050 | Mitigation | 0.95 | 45 | 0 | esc | 0.00097009 | 1.2565e-06 | 0.00097009 | 1.2565e-06
[79 empty] | WLDFR | HFTD - Distribution - Tier 3 - 4QU CoRE ¦ 4QU LoRE | Non-Red Flag Warning - Destructive Fires | 2022 | 1.5854e-10 | 8807.9522 | 222.2294 | 8585.7228 | 0 | 0 | 4.3406e-07 | 1.3964e-06 | 0 | 1.3964e-06 | 1.0363e-07 | 4.9413e-06 | 0 | 4.9413e-06 | 4.0272e-05 | 0 | 4.0272e-05 | 8.8277e-05 | 0 | 8.8277e-05 | [17 empty] | 7.3.3.17.5 (Remote Grid) Updates to grid topology to minimize risk of ignition in HFTDs Remote GridWLDFRVegetation ContactAggregated | WLDFR | HFTD - Distribution - Tier 2 - 3QU CoRE ¦ 4QU LoRE | Non-Red Flag Warning - Small Fires | Vegetation Contact | Aggregated | 2051 | 0.0012952 | 741.5879 | 0.96051 | 2051 | Mitigation | 0.95 | 45 | 0 | esc | 0.00097009 | 1.2565e-06 | 0.00097009 | 1.2565e-06
[79 empty] | WLDFR | HFTD - Distribution - Tier 3 - 4QU CoRE ¦ 4QU LoRE | Non-Red Flag Warning - Destructive Fires | 2023 | 1.5854e-10 | 9129.7461 | 233.2301 | 8896.516 | 0 | 0 | 4.3406e-07 | 1.4474e-06 | 0 | 1.4474e-06 | 1.0696e-07 | 4.9413e-06 | 0 | 4.9413e-06 | 4.0272e-05 | 0 | 4.0272e-05 | 8.8277e-05 | 0 | 8.8277e-05 | [17 empty] | 7.3.3.17.5 (Remote Grid) Updates to grid topology to minimize risk of ignition in HFTDs Remote GridWLDFRVegetation ContactAggregated | WLDFR | HFTD - Distribution - Tier 2 - 3QU CoRE ¦ 4QU LoRE | Non-Red Flag Warning - Small Fires | Vegetation Contact | Aggregated | 2052 | 0.0012952 | 741.5879 | 0.96051 | 2052 | Mitigation | 0.95 | 45 | 0 | esc | 0.00097009 | 1.2565e-06 | 0.00097009 | 1.2565e-06
[79 empty] | WLDFR | HFTD - Distribution - Tier 3 - 4QU CoRE ¦ 4QU LoRE | Non-Red Flag Warning - Destructive Fires | 2024 | 1.5854e-10 | 9129.7461 | 233.2301 | 8896.516 | 0 | 0 | 4.3406e-07 | 1.4474e-06 | 0 | 1.4474e-06 | 1.0696e-07 | 5.1841e-06 | 0 | 5.1841e-06 | 4.225e-05 | 0 | 4.225e-05 | 9.2614e-05 | 0 | 9.2614e-05 | [17 empty] | 7.3.3.17.5 (Remote Grid) Updates to grid topology to minimize risk of ignition in HFTDs Remote GridWLDFRVegetation ContactAggregated | WLDFR | HFTD - Distribution - Tier 2 - 3QU CoRE ¦ 4QU LoRE | Non-Red Flag Warning - Small Fires | Vegetation Contact | Aggregated | 2053 | 0.0012952 | 741.5879 | 0.96051 | 2053 | Mitigation | 0.95 | 45 | 0 | esc | 0.00097009 | 1.2565e-06 | 0.00097009 | 1.2565e-06
[79 empty] | WLDFR | HFTD - Distribution - Tier 3 - 4QU CoRE ¦ 4QU LoRE | Non-Red Flag Warning - Destructive Fires | 2025 | 1.5854e-10 | 9129.7461 | 233.2301 | 8896.516 | 0 | 0 | 4.3406e-07 | 1.4474e-06 | 0 | 1.4474e-06 | 1.0696e-07 | 5.1841e-06 | 0 | 5.1841e-06 | 4.225e-05 | 0 | 4.225e-05 | 9.2614e-05 | 0 | 9.2614e-05 | [17 empty] | 7.3.3.17.5 (Remote Grid) Updates to grid topology to minimize risk of ignition in HFTDs Remote GridWLDFRVegetation ContactAggregated | WLDFR | HFTD - Distribution - Tier 2 - 3QU CoRE ¦ 4QU LoRE | Non-Red Flag Warning - Small Fires | Vegetation Contact | Aggregated | 2054 | 0.0012952 | 741.5879 | 0.96051 | 2054 | Mitigation | 0.95 | 45 | 0 | esc | 0.00097009 | 1.2565e-06 | 0.00097009 | 1.2565e-06
[79 empty] | WLDFR | HFTD - Distribution - Tier 3 - 4QU CoRE ¦ 4QU LoRE | Non-Red Flag Warning - Destructive Fires | 2026 | 1.5854e-10 | 9129.7461 | 233.2301 | 8896.516 | 0 | 0 | 4.3406e-07 | 1.4474e-06 | 0 | 1.4474e-06 | 1.0696e-07 | 5.1841e-06 | 0 | 5.1841e-06 | 4.225e-05 | 0 | 4.225e-05 | 9.2614e-05 | 0 | 9.2614e-05 | [17 empty] | 7.3.3.17.5 (Remote Grid) Updates to grid topology to minimize risk of ignition in HFTDs Remote GridWLDFRVegetation ContactAggregated | WLDFR | HFTD - Distribution - Tier 2 - 3QU CoRE ¦ 4QU LoRE | Non-Red Flag Warning - Small Fires | Vegetation Contact | Aggregated | 2055 | 0.0012952 | 741.5879 | 0.96051 | 2055 | Mitigation | 0.95 | 45 | 0 | esc | 0.00097009 | 1.2565e-06 | 0.00097009 | 1.2565e-06
[79 empty] | WLDFR | HFTD - Distribution - Tier 3 - 4QU CoRE ¦ 4QU LoRE | Non-Red Flag Warning - Destructive Fires | 2027 | 1.5854e-10 | 9129.7461 | 233.2301 | 8896.516 | 0 | 0 | 4.3406e-07 | 1.4474e-06 | 0 | 1.4474e-06 | 1.0696e-07 | 5.1841e-06 | 0 | 5.1841e-06 | 4.225e-05 | 0 | 4.225e-05 | 9.2614e-05 | 0 | 9.2614e-05 | [17 empty] | 7.3.3.17.5 (Remote Grid) Updates to grid topology to minimize risk of ignition in HFTDs Remote GridWLDFRVegetation ContactAggregated | WLDFR | HFTD - Distribution - Tier 2 - 3QU CoRE ¦ 4QU LoRE | Non-Red Flag Warning - Small Fires | Vegetation Contact | Aggregated | 2056 | 0.0012952 | 741.5879 | 0.96051 | 2056 | Mitigation | 0.95 | 45 | 0 | esc | 0.00097009 | 1.2565e-06 | 0.00097009 | 1.2565e-06
[79 empty] | WLDFR | HFTD - Distribution - Tier 3 - 4QU CoRE ¦ 4QU LoRE | Non-Red Flag Warning - Destructive Fires | 2028 | 1.5854e-10 | 9534.9221 | 247.273 | 9287.6491 | 0 | 0 | 4.3406e-07 | 1.5117e-06 | 0 | 1.5117e-06 | 1.1122e-07 | 5.1841e-06 | 0 | 5.1841e-06 | 4.225e-05 | 0 | 4.225e-05 | 9.2614e-05 | 0 | 9.2614e-05 | [17 empty] | 7.3.3.17.5 (Remote Grid) Updates to grid topology to minimize risk of ignition in HFTDs Remote GridWLDFRVegetation ContactAggregated | WLDFR | HFTD - Distribution - Tier 2 - 3QU CoRE ¦ 4QU LoRE | Non-Red Flag Warning - Small Fires | Vegetation Contact | Aggregated | 2057 | 0.0012952 | 741.5879 | 0.96051 | 2057 | Mitigation | 0.95 | 45 | 0 | esc | 0.00097009 | 1.2565e-06 | 0.00097009 | 1.2565e-06
[79 empty] | WLDFR | HFTD - Distribution - Tier 3 - 4QU CoRE ¦ 4QU LoRE | Non-Red Flag Warning - Destructive Fires | 2029 | 1.5854e-10 | 9534.9221 | 247.273 | 9287.6491 | 0 | 0 | 4.3406e-07 | 1.5117e-06 | 0 | 1.5117e-06 | 1.1122e-07 | 5.4427e-06 | 0 | 5.4427e-06 | 4.4358e-05 | 0 | 4.4358e-05 | 9.7234e-05 | 0 | 9.7234e-05 | [17 empty] | 7.3.3.17.5 (Remote Grid) Updates to grid topology to minimize risk of ignition in HFTDs Remote GridWLDFRVegetation ContactAggregated | WLDFR | HFTD - Distribution - Tier 2 - 3QU CoRE ¦ 4QU LoRE | Non-Red Flag Warning - Small Fires | Vegetation Contact | Aggregated | 2058 | 0.0012952 | 741.5879 | 0.96051 | 2058 | Mitigation | 0.95 | 45 | 0 | esc | 0.00097009 | 1.2565e-06 | 0.00097009 | 1.2565e-06
[79 empty] | WLDFR | HFTD - Distribution - Tier 3 - 4QU CoRE ¦ 4QU LoRE | Non-Red Flag Warning - Destructive Fires | 2030 | 1.5854e-10 | 9534.9221 | 247.273 | 9287.6491 | 0 | 0 | 4.3406e-07 | 1.5117e-06 | 0 | 1.5117e-06 | 1.1122e-07 | 5.4427e-06 | 0 | 5.4427e-06 | 4.4358e-05 | 0 | 4.4358e-05 | 9.7234e-05 | 0 | 9.7234e-05 | [17 empty] | 7.3.3.17.5 (Remote Grid) Updates to grid topology to minimize risk of ignition in HFTDs Remote GridWLDFRVegetation ContactAggregated | WLDFR | HFTD - Distribution - Tier 2 - 3QU CoRE ¦ 4QU LoRE | Non-Red Flag Warning - Small Fires | Vegetation Contact | Aggregated | 2059 | 0.0012952 | 741.5879 | 0.96051 | 2059 | Mitigation | 0.95 | 45 | 0 | esc | 0.00097009 | 1.2565e-06 | 0.00097009 | 1.2565e-06
[79 empty] | WLDFR | HFTD - Distribution - Tier 3 - 4QU CoRE ¦ 4QU LoRE | Non-Red Flag Warning - Destructive Fires | 2031 | 1.5854e-10 | 9534.9221 | 247.273 | 9287.6491 | 0 | 0 | 4.3406e-07 | 1.5117e-06 | 0 | 1.5117e-06 | 1.1122e-07 | 5.4427e-06 | 0 | 5.4427e-06 | 4.4358e-05 | 0 | 4.4358e-05 | 9.7234e-05 | 0 | 9.7234e-05 | [17 empty] | 7.3.3.17.5 (Remote Grid) Updates to grid topology to minimize risk of ignition in HFTDs Remote GridWLDFRVegetation ContactAggregated | WLDFR | HFTD - Distribution - Tier 2 - 3QU CoRE ¦ 4QU LoRE | Non-Red Flag Warning - Small Fires | Vegetation Contact | Aggregated | 2060 | 0.0012952 | 741.5879 | 0.96051 | 2060 | Mitigation | 0.95 | 45 | 0 | esc | 0.00097009 | 1.2565e-06 | 0.00097009 | 1.2565e-06
[79 empty] | WLDFR | HFTD - Distribution - Tier 3 - 4QU CoRE ¦ 4QU LoRE | Non-Red Flag Warning - Destructive Fires | 2032 | 1.5854e-10 | 9534.9221 | 247.273 | 9287.6491 | 0 | 0 | 4.3406e-07 | 1.5117e-06 | 0 | 1.5117e-06 | 1.1122e-07 | 5.4427e-06 | 0 | 5.4427e-06 | 4.4358e-05 | 0 | 4.4358e-05 | 9.7234e-05 | 0 | 9.7234e-05 | [17 empty] | 7.3.3.17.5 (Remote Grid) Updates to grid topology to minimize risk of ignition in HFTDs Remote GridWLDFRVegetation ContactAggregated | WLDFR | HFTD - Distribution - Tier 2 - 3QU CoRE ¦ 4QU LoRE | Non-Red Flag Warning - Small Fires | Vegetation Contact | Aggregated | 2061 | 0.0012952 | 741.5879 | 0.96051 | 2061 | Mitigation | 0.95 | 45 | 0 | esc | 0.00097009 | 1.2565e-06 | 0.00097009 | 1.2565e-06
[79 empty] | WLDFR | HFTD - Distribution - Tier 3 - 4QU CoRE ¦ 4QU LoRE | Non-Red Flag Warning - Destructive Fires | 2033 | 1.5854e-10 | 9984.8474 | 263.1074 | 9721.74 | 0 | 0 | 4.3406e-07 | 1.583e-06 | 0 | 1.583e-06 | 1.1601e-07 | 5.4427e-06 | 0 | 5.4427e-06 | 4.4358e-05 | 0 | 4.4358e-05 | 9.7234e-05 | 0 | 9.7234e-05 | [17 empty] | 7.3.3.17.5 (Remote Grid) Updates to grid topology to minimize risk of ignition in HFTDs Remote GridWLDFRVegetation ContactAggregated | WLDFR | HFTD - Distribution - Tier 2 - 3QU CoRE ¦ 4QU LoRE | Non-Red Flag Warning - Small Fires | Vegetation Contact | Aggregated | 2062 | 0.0012952 | 741.5879 | 0.96051 | 2062 | Mitigation | 0.95 | 45 | 0 | esc | 0.00097009 | 1.2565e-06 | 0.00097009 | 1.2565e-06
[79 empty] | WLDFR | HFTD - Distribution - Tier 3 - 4QU CoRE ¦ 4QU LoRE | Non-Red Flag Warning - Destructive Fires | 2034 | 1.5854e-10 | 9984.8474 | 263.1074 | 9721.74 | 0 | 0 | 4.3406e-07 | 1.583e-06 | 0 | 1.583e-06 | 1.1601e-07 | 5.7138e-06 | 0 | 5.7138e-06 | 4.6567e-05 | 0 | 4.6567e-05 | 0.00010208 | 0 | 0.00010208 | [17 empty] | 7.3.3.17.5 (Remote Grid) Updates to grid topology to minimize risk of ignition in HFTDs Remote GridWLDFRVegetation ContactAggregated | WLDFR | HFTD - Distribution - Tier 2 - 3QU CoRE ¦ 4QU LoRE | Non-Red Flag Warning - Small Fires | Vegetation Contact | Aggregated | 2063 | 0.0012952 | 741.5879 | 0.96051 | 2063 | Mitigation | 0.95 | 45 | 0 | esc | 0.00097009 | 1.2565e-06 | 0.00097009 | 1.2565e-06
[79 empty] | WLDFR | HFTD - Distribution - Tier 3 - 4QU CoRE ¦ 4QU LoRE | Non-Red Flag Warning - Destructive Fires | 2035 | 1.5854e-10 | 9984.8474 | 263.1074 | 9721.74 | 0 | 0 | 4.3406e-07 | 1.583e-06 | 0 | 1.583e-06 | 1.1601e-07 | 5.7138e-06 | 0 | 5.7138e-06 | 4.6567e-05 | 0 | 4.6567e-05 | 0.00010208 | 0 | 0.00010208 | [17 empty] | 7.3.3.17.5 (Remote Grid) Updates to grid topology to minimize risk of ignition in HFTDs Remote GridWLDFRVegetation ContactAggregated | WLDFR | HFTD - Distribution - Tier 2 - 3QU CoRE ¦ 4QU LoRE | Non-Red Flag Warning - Small Fires | Vegetation Contact | Aggregated | 2064 | 0.0012952 | 741.5879 | 0.96051 | 2064 | Mitigation | 0.95 | 45 | 0 | esc | 0.00097009 | 1.2565e-06 | 0.00097009 | 1.2565e-06
[79 empty] | WLDFR | HFTD - Distribution - Tier 3 - 4QU CoRE ¦ 4QU LoRE | Non-Red Flag Warning - Destructive Fires | 2036 | 1.5854e-10 | 9984.8474 | 263.1074 | 9721.74 | 0 | 0 | 4.3406e-07 | 1.583e-06 | 0 | 1.583e-06 | 1.1601e-07 | 5.7138e-06 | 0 | 5.7138e-06 | 4.6567e-05 | 0 | 4.6567e-05 | 0.00010208 | 0 | 0.00010208 | [17 empty] | 7.3.3.17.5 (Remote Grid) Updates to grid topology to minimize risk of ignition in HFTDs Remote GridWLDFRVegetation ContactAggregated | WLDFR | HFTD - Distribution - Tier 2 - 3QU CoRE ¦ 4QU LoRE | Non-Red Flag Warning - Small Fires | Vegetation Contact | Aggregated | 2065 | 0.0012952 | 741.5879 | 0.96051 | 2065 | Mitigation | 0.95 | 45 | 0 | esc | 0.00097009 | 1.2565e-06 | 0.00097009 | 1.2565e-06
[79 empty] | WLDFR | HFTD - Distribution - Tier 3 - 4QU CoRE ¦ 4QU LoRE | Non-Red Flag Warning - Destructive Fires | 2037 | 1.5854e-10 | 9984.8474 | 263.1074 | 9721.74 | 0 | 0 | 4.3406e-07 | 1.583e-06 | 0 | 1.583e-06 | 1.1601e-07 | 5.7138e-06 | 0 | 5.7138e-06 | 4.6567e-05 | 0 | 4.6567e-05 | 0.00010208 | 0 | 0.00010208 | [17 empty] | 7.3.3.17.5 (Remote Grid) Updates to grid topology to minimize risk of ignition in HFTDs Remote GridWLDFRVegetation ContactAggregated | WLDFR | HFTD - Distribution - Tier 2 - 3QU CoRE ¦ 4QU LoRE | Non-Red Flag Warning - Small Fires | Vegetation Contact | Aggregated | 2066 | 0.0012952 | 741.5879 | 0.96051 | 2066 | Mitigation | 0.95 | 45 | 0 | esc | 0.00097009 | 1.2565e-06 | 0.00097009 | 1.2565e-06
[79 empty] | WLDFR | HFTD - Distribution - Tier 3 - 4QU CoRE ¦ 4QU LoRE | Non-Red Flag Warning - Destructive Fires | 2038 | 1.5854e-10 | 10472.8261 | 280.5544 | 10192.2718 | 0 | 0 | 4.3406e-07 | 1.6604e-06 | 0 | 1.6604e-06 | 1.213e-07 | 5.7138e-06 | 0 | 5.7138e-06 | 4.6567e-05 | 0 | 4.6567e-05 | 0.00010208 | 0 | 0.00010208 | [17 empty] | 7.3.3.17.5 (Remote Grid) Updates to grid topology to minimize risk of ignition in HFTDs Remote GridWLDFRVegetation ContactAggregated | WLDFR | HFTD - Distribution - Tier 2 - 3QU CoRE ¦ 4QU LoRE | Non-Red Flag Warning - Small Fires | Vegetation Contact | Aggregated | 2067 | 0.0012952 | 741.5879 | 0.96051 | 2067 | Mitigation | 0.95 | 45 | 0 | esc | 0 | 0 | 0.00097009 | 1.2565e-06
[79 empty] | WLDFR | HFTD - Distribution - Tier 3 - 4QU CoRE ¦ 4QU LoRE | Non-Red Flag Warning - Destructive Fires | 2039 | 1.5854e-10 | 10472.8261 | 280.5544 | 10192.2718 | 0 | 0 | 4.3406e-07 | 1.6604e-06 | 0 | 1.6604e-06 | 1.213e-07 | 5.994e-06 | 0 | 5.994e-06 | 4.8851e-05 | 0 | 4.8851e-05 | 0.00010708 | 0 | 0.00010708 | [17 empty] | 7.3.3.17.5 (Remote Grid) Updates to grid topology to minimize risk of ignition in HFTDs Remote GridWLDFRWire-to-wire contactAggregated | WLDFR | HFTD - Distribution - Tier 2 - 3QU CoRE ¦ 4QU LoRE | Non-Red Flag Warning - Small Fires | Wire-to-wire contact | Aggregated | 2022 | 0.00028361 | 741.5879 | 0.21032 | 2022 | Mitigation | 0.95 | 45 | 0 | esc | 0.00097009 | 2.7512e-07 | 0 | 0
[79 empty] | WLDFR | HFTD - Distribution - Tier 3 - 4QU CoRE ¦ 4QU LoRE | Non-Red Flag Warning - Destructive Fires | 2040 | 1.5854e-10 | 10472.8261 | 280.5544 | 10192.2718 | 0 | 0 | 4.3406e-07 | 1.6604e-06 | 0 | 1.6604e-06 | 1.213e-07 | 5.994e-06 | 0 | 5.994e-06 | 4.8851e-05 | 0 | 4.8851e-05 | 0.00010708 | 0 | 0.00010708 | [17 empty] | 7.3.3.17.5 (Remote Grid) Updates to grid topology to minimize risk of ignition in HFTDs Remote GridWLDFRWire-to-wire contactAggregated | WLDFR | HFTD - Distribution - Tier 2 - 3QU CoRE ¦ 4QU LoRE | Non-Red Flag Warning - Small Fires | Wire-to-wire contact | Aggregated | 2023 | 0.00028361 | 741.5879 | 0.21032 | 2023 | Mitigation | 0.95 | 45 | 0 | esc | 0.00097009 | 2.7512e-07 | 0.00097009 | 2.7512e-07
[79 empty] | WLDFR | HFTD - Distribution - Tier 3 - 4QU CoRE ¦ 4QU LoRE | Non-Red Flag Warning - Destructive Fires | 2041 | 1.5854e-10 | 10472.8261 | 280.5544 | 10192.2718 | 0 | 0 | 4.3406e-07 | 1.6604e-06 | 0 | 1.6604e-06 | 1.213e-07 | 5.994e-06 | 0 | 5.994e-06 | 4.8851e-05 | 0 | 4.8851e-05 | 0.00010708 | 0 | 0.00010708 | [17 empty] | 7.3.3.17.5 (Remote Grid) Updates to grid topology to minimize risk of ignition in HFTDs Remote GridWLDFRWire-to-wire contactAggregated | WLDFR | HFTD - Distribution - Tier 2 - 3QU CoRE ¦ 4QU LoRE | Non-Red Flag Warning - Small Fires | Wire-to-wire contact | Aggregated | 2024 | 0.00028361 | 741.5879 | 0.21032 | 2024 | Mitigation | 0.95 | 45 | 0 | esc | 0.00097009 | 2.7512e-07 | 0.00097009 | 2.7512e-07
[79 empty] | WLDFR | HFTD - Distribution - Tier 3 - 4QU CoRE ¦ 4QU LoRE | Non-Red Flag Warning - Destructive Fires | 2042 | 1.5854e-10 | 10472.8261 | 280.5544 | 10192.2718 | 0 | 0 | 4.3406e-07 | 1.6604e-06 | 0 | 1.6604e-06 | 1.213e-07 | 5.994e-06 | 0 | 5.994e-06 | 4.8851e-05 | 0 | 4.8851e-05 | 0.00010708 | 0 | 0.00010708 | [17 empty] | 7.3.3.17.5 (Remote Grid) Updates to grid topology to minimize risk of ignition in HFTDs Remote GridWLDFRWire-to-wire contactAggregated | WLDFR | HFTD - Distribution - Tier 2 - 3QU CoRE ¦ 4QU LoRE | Non-Red Flag Warning - Small Fires | Wire-to-wire contact | Aggregated | 2025 | 0.00028361 | 741.5879 | 0.21032 | 2025 | Mitigation | 0.95 | 45 | 0 | esc | 0.00097009 | 2.7512e-07 | 0.00097009 | 2.7512e-07
[79 empty] | WLDFR | HFTD - Distribution - Tier 3 - 4QU CoRE ¦ 4QU LoRE | Non-Red Flag Warning - Destructive Fires | 2043 | 1.5854e-10 | 10992.1562 | 299.42 | 10692.7362 | 0 | 0 | 4.3406e-07 | 1.7427e-06 | 0 | 1.7427e-06 | 1.2702e-07 | 5.994e-06 | 0 | 5.994e-06 | 4.8851e-05 | 0 | 4.8851e-05 | 0.00010708 | 0 | 0.00010708 | [17 empty] | 7.3.3.17.5 (Remote Grid) Updates to grid topology to minimize risk of ignition in HFTDs Remote GridWLDFRWire-to-wire contactAggregated | WLDFR | HFTD - Distribution - Tier 2 - 3QU CoRE ¦ 4QU LoRE | Non-Red Flag Warning - Small Fires | Wire-to-wire contact | Aggregated | 2026 | 0.00028361 | 741.5879 | 0.21032 | 2026 | Mitigation | 0.95 | 45 | 0 | esc | 0.00097009 | 2.7512e-07 | 0.00097009 | 2.7512e-07
[79 empty] | WLDFR | HFTD - Distribution - Tier 3 - 4QU CoRE ¦ 4QU LoRE | Non-Red Flag Warning - Destructive Fires | 2044 | 1.5854e-10 | 10992.1562 | 299.42 | 10692.7362 | 0 | 0 | 4.3406e-07 | 1.7427e-06 | 0 | 1.7427e-06 | 1.2702e-07 | 6.2799e-06 | 0 | 6.2799e-06 | 5.1181e-05 | 0 | 5.1181e-05 | 0.00011219 | 0 | 0.00011219 | [17 empty] | 7.3.3.17.5 (Remote Grid) Updates to grid topology to minimize risk of ignition in HFTDs Remote GridWLDFRWire-to-wire contactAggregated | WLDFR | HFTD - Distribution - Tier 2 - 3QU CoRE ¦ 4QU LoRE | Non-Red Flag Warning - Small Fires | Wire-to-wire contact | Aggregated | 2027 | 0.00028361 | 741.5879 | 0.21032 | 2027 | Mitigation | 0.95 | 45 | 0 | esc | 0.00097009 | 2.7512e-07 | 0.00097009 | 2.7512e-07
[79 empty] | WLDFR | HFTD - Distribution - Tier 3 - 4QU CoRE ¦ 4QU LoRE | Non-Red Flag Warning - Destructive Fires | 2045 | 1.5854e-10 | 10992.1562 | 299.42 | 10692.7362 | 0 | 0 | 4.3406e-07 | 1.7427e-06 | 0 | 1.7427e-06 | 1.2702e-07 | 6.2799e-06 | 0 | 6.2799e-06 | 5.1181e-05 | 0 | 5.1181e-05 | 0.00011219 | 0 | 0.00011219 | [17 empty] | 7.3.3.17.5 (Remote Grid) Updates to grid topology to minimize risk of ignition in HFTDs Remote GridWLDFRWire-to-wire contactAggregated | WLDFR | HFTD - Distribution - Tier 2 - 3QU CoRE ¦ 4QU LoRE | Non-Red Flag Warning - Small Fires | Wire-to-wire contact | Aggregated | 2028 | 0.00028361 | 741.5879 | 0.21032 | 2028 | Mitigation | 0.95 | 45 | 0 | esc | 0.00097009 | 2.7512e-07 | 0.00097009 | 2.7512e-07
[79 empty] | WLDFR | HFTD - Distribution - Tier 3 - 4QU CoRE ¦ 4QU LoRE | Non-Red Flag Warning - Destructive Fires | 2046 | 1.5854e-10 | 10992.1562 | 299.42 | 10692.7362 | 0 | 0 | 4.3406e-07 | 1.7427e-06 | 0 | 1.7427e-06 | 1.2702e-07 | 6.2799e-06 | 0 | 6.2799e-06 | 5.1181e-05 | 0 | 5.1181e-05 | 0.00011219 | 0 | 0.00011219 | [17 empty] | 7.3.3.17.5 (Remote Grid) Updates to grid topology to minimize risk of ignition in HFTDs Remote GridWLDFRWire-to-wire contactAggregated | WLDFR | HFTD - Distribution - Tier 2 - 3QU CoRE ¦ 4QU LoRE | Non-Red Flag Warning - Small Fires | Wire-to-wire contact | Aggregated | 2029 | 0.00028361 | 741.5879 | 0.21032 | 2029 | Mitigation | 0.95 | 45 | 0 | esc | 0.00097009 | 2.7512e-07 | 0.00097009 | 2.7512e-07
[79 empty] | WLDFR | HFTD - Distribution - Tier 3 - 4QU CoRE ¦ 4QU LoRE | Non-Red Flag Warning - Destructive Fires | 2047 | 1.5854e-10 | 10992.1562 | 299.42 | 10692.7362 | 0 | 0 | 4.3406e-07 | 1.7427e-06 | 0 | 1.7427e-06 | 1.2702e-07 | 6.2799e-06 | 0 | 6.2799e-06 | 5.1181e-05 | 0 | 5.1181e-05 | 0.00011219 | 0 | 0.00011219 | [17 empty] | 7.3.3.17.5 (Remote Grid) Updates to grid topology to minimize risk of ignition in HFTDs Remote GridWLDFRWire-to-wire contactAggregated | WLDFR | HFTD - Distribution - Tier 2 - 3QU CoRE ¦ 4QU LoRE | Non-Red Flag Warning - Small Fires | Wire-to-wire contact | Aggregated | 2030 | 0.00028361 | 741.5879 | 0.21032 | 2030 | Mitigation | 0.95 | 45 | 0 | esc | 0.00097009 | 2.7512e-07 | 0.00097009 | 2.7512e-07
[79 empty] | WLDFR | HFTD - Distribution - Tier 3 - 4QU CoRE ¦ 4QU LoRE | Non-Red Flag Warning - Destructive Fires | 2048 | 1.5854e-10 | 11536.0538 | 319.4911 | 11216.5626 | 0 | 0 | 4.3406e-07 | 1.8289e-06 | 0 | 1.8289e-06 | 1.3312e-07 | 6.2799e-06 | 0 | 6.2799e-06 | 5.1181e-05 | 0 | 5.1181e-05 | 0.00011219 | 0 | 0.00011219 | [17 empty] | 7.3.3.17.5 (Remote Grid) Updates to grid topology to minimize risk of ignition in HFTDs Remote GridWLDFRWire-to-wire contactAggregated | WLDFR | HFTD - Distribution - Tier 2 - 3QU CoRE ¦ 4QU LoRE | Non-Red Flag Warning - Small Fires | Wire-to-wire contact | Aggregated | 2031 | 0.00028361 | 741.5879 | 0.21032 | 2031 | Mitigation | 0.95 | 45 | 0 | esc | 0.00097009 | 2.7512e-07 | 0.00097009 | 2.7512e-07
[79 empty] | WLDFR | HFTD - Distribution - Tier 3 - 4QU CoRE ¦ 4QU LoRE | Non-Red Flag Warning - Destructive Fires | 2049 | 1.5854e-10 | 11536.0538 | 319.4911 | 11216.5626 | 0 | 0 | 4.3406e-07 | 1.8289e-06 | 0 | 1.8289e-06 | 1.3312e-07 | 6.568e-06 | 0 | 6.568e-06 | 5.3529e-05 | 0 | 5.3529e-05 | 0.00011734 | 0 | 0.00011734 | [17 empty] | 7.3.3.17.5 (Remote Grid) Updates to grid topology to minimize risk of ignition in HFTDs Remote GridWLDFRWire-to-wire contactAggregated | WLDFR | HFTD - Distribution - Tier 2 - 3QU CoRE ¦ 4QU LoRE | Non-Red Flag Warning - Small Fires | Wire-to-wire contact | Aggregated | 2032 | 0.00028361 | 741.5879 | 0.21032 | 2032 | Mitigation | 0.95 | 45 | 0 | esc | 0.00097009 | 2.7512e-07 | 0.00097009 | 2.7512e-07
[79 empty] | WLDFR | HFTD - Distribution - Tier 3 - 4QU CoRE ¦ 4QU LoRE | Non-Red Flag Warning - Destructive Fires | 2050 | 1.5854e-10 | 11536.0538 | 319.4911 | 11216.5626 | 0 | 0 | 4.3406e-07 | 1.8289e-06 | 0 | 1.8289e-06 | 1.3312e-07 | 6.568e-06 | 0 | 6.568e-06 | 5.3529e-05 | 0 | 5.3529e-05 | 0.00011734 | 0 | 0.00011734 | [17 empty] | 7.3.3.17.5 (Remote Grid) Updates to grid topology to minimize risk of ignition in HFTDs Remote GridWLDFRWire-to-wire contactAggregated | WLDFR | HFTD - Distribution - Tier 2 - 3QU CoRE ¦ 4QU LoRE | Non-Red Flag Warning - Small Fires | Wire-to-wire contact | Aggregated | 2033 | 0.00028361 | 741.5879 | 0.21032 | 2033 | Mitigation | 0.95 | 45 | 0 | esc | 0.00097009 | 2.7512e-07 | 0.00097009 | 2.7512e-07
[79 empty] | WLDFR | HFTD - Distribution - Tier 3 - 4QU CoRE ¦ 4QU LoRE | Non-Red Flag Warning - Destructive Fires | 2051 | 1.5854e-10 | 11536.0538 | 319.4911 | 11216.5626 | 0 | 0 | 4.3406e-07 | 1.8289e-06 | 0 | 1.8289e-06 | 1.3312e-07 | 6.568e-06 | 0 | 6.568e-06 | 5.3529e-05 | 0 | 5.3529e-05 | 0.00011734 | 0 | 0.00011734 | [17 empty] | 7.3.3.17.5 (Remote Grid) Updates to grid topology to minimize risk of ignition in HFTDs Remote GridWLDFRWire-to-wire contactAggregated | WLDFR | HFTD - Distribution - Tier 2 - 3QU CoRE ¦ 4QU LoRE | Non-Red Flag Warning - Small Fires | Wire-to-wire contact | Aggregated | 2034 | 0.00028361 | 741.5879 | 0.21032 | 2034 | Mitigation | 0.95 | 45 | 0 | esc | 0.00097009 | 2.7512e-07 | 0.00097009 | 2.7512e-07
[79 empty] | WLDFR | HFTD - Distribution - Tier 3 - 4QU CoRE ¦ 4QU LoRE | Non-Red Flag Warning - Destructive Fires | 2052 | 1.5854e-10 | 11536.0538 | 319.4911 | 11216.5626 | 0 | 0 | 4.3406e-07 | 1.8289e-06 | 0 | 1.8289e-06 | 1.3312e-07 | 6.568e-06 | 0 | 6.568e-06 | 5.3529e-05 | 0 | 5.3529e-05 | 0.00011734 | 0 | 0.00011734 | [17 empty] | 7.3.3.17.5 (Remote Grid) Updates to grid topology to minimize risk of ignition in HFTDs Remote GridWLDFRWire-to-wire contactAggregated | WLDFR | HFTD - Distribution - Tier 2 - 3QU CoRE ¦ 4QU LoRE | Non-Red Flag Warning - Small Fires | Wire-to-wire contact | Aggregated | 2035 | 0.00028361 | 741.5879 | 0.21032 | 2035 | Mitigation | 0.95 | 45 | 0 | esc | 0.00097009 | 2.7512e-07 | 0.00097009 | 2.7512e-07
[79 empty] | WLDFR | HFTD - Distribution - Tier 3 - 4QU CoRE ¦ 4QU LoRE | Non-Red Flag Warning - Destructive Fires | 2053 | 1.5854e-10 | 12097.6769 | 340.5356 | 11757.1413 | 0 | 0 | 4.3406e-07 | 1.918e-06 | 0 | 1.918e-06 | 1.3954e-07 | 6.568e-06 | 0 | 6.568e-06 | 5.3529e-05 | 0 | 5.3529e-05 | 0.00011734 | 0 | 0.00011734 | [17 empty] | 7.3.3.17.5 (Remote Grid) Updates to grid topology to minimize risk of ignition in HFTDs Remote GridWLDFRWire-to-wire contactAggregated | WLDFR | HFTD - Distribution - Tier 2 - 3QU CoRE ¦ 4QU LoRE | Non-Red Flag Warning - Small Fires | Wire-to-wire contact | Aggregated | 2036 | 0.00028361 | 741.5879 | 0.21032 | 2036 | Mitigation | 0.95 | 45 | 0 | esc | 0.00097009 | 2.7512e-07 | 0.00097009 | 2.7512e-07
[79 empty] | WLDFR | HFTD - Distribution - Tier 3 - 4QU CoRE ¦ 4QU LoRE | Non-Red Flag Warning - Destructive Fires | 2054 | 1.5854e-10 | 12097.6769 | 340.5356 | 11757.1413 | 0 | 0 | 4.3406e-07 | 1.918e-06 | 0 | 1.918e-06 | 1.3954e-07 | 6.8549e-06 | 0 | 6.8549e-06 | 5.5867e-05 | 0 | 5.5867e-05 | 0.00012246 | 0 | 0.00012246 | [17 empty] | 7.3.3.17.5 (Remote Grid) Updates to grid topology to minimize risk of ignition in HFTDs Remote GridWLDFRWire-to-wire contactAggregated | WLDFR | HFTD - Distribution - Tier 2 - 3QU CoRE ¦ 4QU LoRE | Non-Red Flag Warning - Small Fires | Wire-to-wire contact | Aggregated | 2037 | 0.00028361 | 741.5879 | 0.21032 | 2037 | Mitigation | 0.95 | 45 | 0 | esc | 0.00097009 | 2.7512e-07 | 0.00097009 | 2.7512e-07
[79 empty] | WLDFR | HFTD - Distribution - Tier 3 - 4QU CoRE ¦ 4QU LoRE | Non-Red Flag Warning - Destructive Fires | 2055 | 1.5854e-10 | 12097.6769 | 340.5356 | 11757.1413 | 0 | 0 | 4.3406e-07 | 1.918e-06 | 0 | 1.918e-06 | 1.3954e-07 | 6.8549e-06 | 0 | 6.8549e-06 | 5.5867e-05 | 0 | 5.5867e-05 | 0.00012246 | 0 | 0.00012246 | [17 empty] | 7.3.3.17.5 (Remote Grid) Updates to grid topology to minimize risk of ignition in HFTDs Remote GridWLDFRWire-to-wire contactAggregated | WLDFR | HFTD - Distribution - Tier 2 - 3QU CoRE ¦ 4QU LoRE | Non-Red Flag Warning - Small Fires | Wire-to-wire contact | Aggregated | 2038 | 0.00028361 | 741.5879 | 0.21032 | 2038 | Mitigation | 0.95 | 45 | 0 | esc | 0.00097009 | 2.7512e-07 | 0.00097009 | 2.7512e-07
[79 empty] | WLDFR | HFTD - Distribution - Tier 3 - 4QU CoRE ¦ 4QU LoRE | Non-Red Flag Warning - Destructive Fires | 2056 | 1.5854e-10 | 12097.6769 | 340.5356 | 11757.1413 | 0 | 0 | 4.3406e-07 | 1.918e-06 | 0 | 1.918e-06 | 1.3954e-07 | 0 | 0 | 0 | 5.5867e-05 | 0 | 5.5867e-05 | 0.00012246 | 0 | 0.00012246 | [17 empty] | 7.3.3.17.5 (Remote Grid) Updates to grid topology to minimize risk of ignition in HFTDs Remote GridWLDFRWire-to-wire contactAggregated | WLDFR | HFTD - Distribution - Tier 2 - 3QU CoRE ¦ 4QU LoRE | Non-Red Flag Warning - Small Fires | Wire-to-wire contact | Aggregated | 2039 | 0.00028361 | 741.5879 | 0.21032 | 2039 | Mitigation | 0.95 | 45 | 0 | esc | 0.00097009 | 2.7512e-07 | 0.00097009 | 2.7512e-07
[79 empty] | WLDFR | HFTD - Distribution - Tier 3 - 4QU CoRE ¦ 4QU LoRE | Non-Red Flag Warning - Destructive Fires | 2057 | 1.5854e-10 | 12097.6769 | 340.5356 | 11757.1413 | 0 | 0 | 4.3406e-07 | 1.918e-06 | 0 | 1.918e-06 | 1.3954e-07 | 0 | 0 | 0 | 0 | 0 | 0 | 0.00012246 | 0 | 0.00012246 | [17 empty] | 7.3.3.17.5 (Remote Grid) Updates to grid topology to minimize risk of ignition in HFTDs Remote GridWLDFRWire-to-wire contactAggregated | WLDFR | HFTD - Distribution - Tier 2 - 3QU CoRE ¦ 4QU LoRE | Non-Red Flag Warning - Small Fires | Wire-to-wire contact | Aggregated | 2040 | 0.00028361 | 741.5879 | 0.21032 | 2040 | Mitigation | 0.95 | 45 | 0 | esc | 0.00097009 | 2.7512e-07 | 0.00097009 | 2.7512e-07
[79 empty] | WLDFR | HFTD - Distribution - Tier 3 - 4QU CoRE ¦ 4QU LoRE | Non-Red Flag Warning - Destructive Fires | 2058 | 1.5854e-10 | 12670.1796 | 362.3049 | 12307.8747 | 0 | 0 | 4.3406e-07 | 2.0087e-06 | 0 | 2.0087e-06 | 1.462e-07 | 4.9326e-07 | 0 | 4.9326e-07 | 0 | 0 | 0 | 0 | 0 | 0 | [17 empty] | 7.3.3.17.5 (Remote Grid) Updates to grid topology to minimize risk of ignition in HFTDs Remote GridWLDFRWire-to-wire contactAggregated | WLDFR | HFTD - Distribution - Tier 2 - 3QU CoRE ¦ 4QU LoRE | Non-Red Flag Warning - Small Fires | Wire-to-wire contact | Aggregated | 2041 | 0.00028361 | 741.5879 | 0.21032 | 2041 | Mitigation | 0.95 | 45 | 0 | esc | 0.00097009 | 2.7512e-07 | 0.00097009 | 2.7512e-07
[79 empty] | WLDFR | HFTD - Distribution - Tier 3 - 4QU CoRE ¦ 4QU LoRE | Non-Red Flag Warning - Destructive Fires | 2059 | 1.5854e-10 | 12670.1796 | 362.3049 | 12307.8747 | 0 | 0 | 4.3406e-07 | 2.0087e-06 | 0 | 2.0087e-06 | 1.462e-07 | 4.3572e-07 | 0 | 4.3572e-07 | 3.5511e-06 | 0 | 3.5511e-06 | 0 | 0 | 0 | [17 empty] | 7.3.3.17.5 (Remote Grid) Updates to grid topology to minimize risk of ignition in HFTDs Remote GridWLDFRWire-to-wire contactAggregated | WLDFR | HFTD - Distribution - Tier 2 - 3QU CoRE ¦ 4QU LoRE | Non-Red Flag Warning - Small Fires | Wire-to-wire contact | Aggregated | 2042 | 0.00028361 | 741.5879 | 0.21032 | 2042 | Mitigation | 0.95 | 45 | 0 | esc | 0.00097009 | 2.7512e-07 | 0.00097009 | 2.7512e-07
[79 empty] | WLDFR | HFTD - Distribution - Tier 3 - 4QU CoRE ¦ 4QU LoRE | Non-Red Flag Warning - Destructive Fires | 2060 | 1.5854e-10 | 12670.1796 | 362.3049 | 12307.8747 | 0 | 0 | 4.3406e-07 | 2.0087e-06 | 0 | 2.0087e-06 | 1.462e-07 | 4.5164e-07 | 0 | 4.5164e-07 | 3.6808e-06 | 0 | 3.6808e-06 | 8.0685e-06 | 0 | 8.0685e-06 | [17 empty] | 7.3.3.17.5 (Remote Grid) Updates to grid topology to minimize risk of ignition in HFTDs Remote GridWLDFRWire-to-wire contactAggregated | WLDFR | HFTD - Distribution - Tier 2 - 3QU CoRE ¦ 4QU LoRE | Non-Red Flag Warning - Small Fires | Wire-to-wire contact | Aggregated | 2043 | 0.00028361 | 741.5879 | 0.21032 | 2043 | Mitigation | 0.95 | 45 | 0 | esc | 0.00097009 | 2.7512e-07 | 0.00097009 | 2.7512e-07
[79 empty] | WLDFR | HFTD - Distribution - Tier 3 - 4QU CoRE ¦ 4QU LoRE | Non-Red Flag Warning - Destructive Fires | 2061 | 1.5854e-10 | 12670.1796 | 362.3049 | 12307.8747 | 0 | 0 | 4.3406e-07 | 2.0087e-06 | 0 | 2.0087e-06 | 1.462e-07 | 4.5164e-07 | 0 | 4.5164e-07 | 3.6808e-06 | 0 | 3.6808e-06 | 8.0685e-06 | 0 | 8.0685e-06 | [17 empty] | 7.3.3.17.5 (Remote Grid) Updates to grid topology to minimize risk of ignition in HFTDs Remote GridWLDFRWire-to-wire contactAggregated | WLDFR | HFTD - Distribution - Tier 2 - 3QU CoRE ¦ 4QU LoRE | Non-Red Flag Warning - Small Fires | Wire-to-wire contact | Aggregated | 2044 | 0.00028361 | 741.5879 | 0.21032 | 2044 | Mitigation | 0.95 | 45 | 0 | esc | 0.00097009 | 2.7512e-07 | 0.00097009 | 2.7512e-07
[79 empty] | WLDFR | HFTD - Distribution - Tier 3 - 4QU CoRE ¦ 4QU LoRE | Non-Red Flag Warning - Destructive Fires | 2062 | 1.5854e-10 | 12670.1796 | 362.3049 | 12307.8747 | 0 | 0 | 4.3406e-07 | 2.0087e-06 | 0 | 2.0087e-06 | 1.462e-07 | 4.5164e-07 | 0 | 4.5164e-07 | 3.6808e-06 | 0 | 3.6808e-06 | 8.0685e-06 | 0 | 8.0685e-06 | [17 empty] | 7.3.3.17.5 (Remote Grid) Updates to grid topology to minimize risk of ignition in HFTDs Remote GridWLDFRWire-to-wire contactAggregated | WLDFR | HFTD - Distribution - Tier 2 - 3QU CoRE ¦ 4QU LoRE | Non-Red Flag Warning - Small Fires | Wire-to-wire contact | Aggregated | 2045 | 0.00028361 | 741.5879 | 0.21032 | 2045 | Mitigation | 0.95 | 45 | 0 | esc | 0.00097009 | 2.7512e-07 | 0.00097009 | 2.7512e-07
[79 empty] | WLDFR | HFTD - Distribution - Tier 3 - 4QU CoRE ¦ 4QU LoRE | Non-Red Flag Warning - Destructive Fires | 2063 | 1.5854e-10 | 13246.6313 | 384.5316 | 12862.0997 | 0 | 0 | 4.3406e-07 | 2.1001e-06 | 0 | 2.1001e-06 | 1.5303e-07 | 4.5164e-07 | 0 | 4.5164e-07 | 3.6808e-06 | 0 | 3.6808e-06 | 8.0685e-06 | 0 | 8.0685e-06 | [17 empty] | 7.3.3.17.5 (Remote Grid) Updates to grid topology to minimize risk of ignition in HFTDs Remote GridWLDFRWire-to-wire contactAggregated | WLDFR | HFTD - Distribution - Tier 2 - 3QU CoRE ¦ 4QU LoRE | Non-Red Flag Warning - Small Fires | Wire-to-wire contact | Aggregated | 2046 | 0.00028361 | 741.5879 | 0.21032 | 2046 | Mitigation | 0.95 | 45 | 0 | esc | 0.00097009 | 2.7512e-07 | 0.00097009 | 2.7512e-07
[79 empty] | WLDFR | HFTD - Distribution - Tier 3 - 4QU CoRE ¦ 4QU LoRE | Non-Red Flag Warning - Destructive Fires | 2064 | 1.5854e-10 | 13246.6313 | 384.5316 | 12862.0997 | 0 | 0 | 4.3406e-07 | 2.1001e-06 | 0 | 2.1001e-06 | 1.5303e-07 | 4.5164e-07 | 0 | 4.5164e-07 | 3.6808e-06 | 0 | 3.6808e-06 | 8.0685e-06 | 0 | 8.0685e-06 | [17 empty] | 7.3.3.17.5 (Remote Grid) Updates to grid topology to minimize risk of ignition in HFTDs Remote GridWLDFRWire-to-wire contactAggregated | WLDFR | HFTD - Distribution - Tier 2 - 3QU CoRE ¦ 4QU LoRE | Non-Red Flag Warning - Small Fires | Wire-to-wire contact | Aggregated | 2047 | 0.00028361 | 741.5879 | 0.21032 | 2047 | Mitigation | 0.95 | 45 | 0 | esc | 0.00097009 | 2.7512e-07 | 0.00097009 | 2.7512e-07
[79 empty] | WLDFR | HFTD - Distribution - Tier 3 - 4QU CoRE ¦ 4QU LoRE | Non-Red Flag Warning - Destructive Fires | 2065 | 1.5854e-10 | 13246.6313 | 384.5316 | 12862.0997 | 0 | 0 | 4.3406e-07 | 2.1001e-06 | 0 | 2.1001e-06 | 1.5303e-07 | 4.7168e-07 | 0 | 4.7168e-07 | 3.8442e-06 | 0 | 3.8442e-06 | 8.4266e-06 | 0 | 8.4266e-06 | [17 empty] | 7.3.3.17.5 (Remote Grid) Updates to grid topology to minimize risk of ignition in HFTDs Remote GridWLDFRWire-to-wire contactAggregated | WLDFR | HFTD - Distribution - Tier 2 - 3QU CoRE ¦ 4QU LoRE | Non-Red Flag Warning - Small Fires | Wire-to-wire contact | Aggregated | 2048 | 0.00028361 | 741.5879 | 0.21032 | 2048 | Mitigation | 0.95 | 45 | 0 | esc | 0.00097009 | 2.7512e-07 | 0.00097009 | 2.7512e-07
[79 empty] | WLDFR | HFTD - Distribution - Tier 3 - 4QU CoRE ¦ 4QU LoRE | Non-Red Flag Warning - Destructive Fires | 2066 | 1.5854e-10 | 13246.6313 | 384.5316 | 12862.0997 | 0 | 0 | 4.3406e-07 | 2.1001e-06 | 0 | 2.1001e-06 | 1.5303e-07 | 4.7168e-07 | 0 | 4.7168e-07 | 3.8442e-06 | 0 | 3.8442e-06 | 8.4266e-06 | 0 | 8.4266e-06 | [17 empty] | 7.3.3.17.5 (Remote Grid) Updates to grid topology to minimize risk of ignition in HFTDs Remote GridWLDFRWire-to-wire contactAggregated | WLDFR | HFTD - Distribution - Tier 2 - 3QU CoRE ¦ 4QU LoRE | Non-Red Flag Warning - Small Fires | Wire-to-wire contact | Aggregated | 2049 | 0.00028361 | 741.5879 | 0.21032 | 2049 | Mitigation | 0.95 | 45 | 0 | esc | 0.00097009 | 2.7512e-07 | 0.00097009 | 2.7512e-07
[79 empty] | WLDFR | HFTD - Distribution - Tier 3 - 4QU CoRE ¦ 4QU LoRE | Non-Red Flag Warning - Large Fires | 2022 | 3.2361e-09 | 5.2406 | 0.69642 | 2.942 | 1.6022 | 0 | 8.8597e-06 | 1.6959e-08 | 0 | 1.6959e-08 | 4.2417e-05 | 4.7168e-07 | 0 | 4.7168e-07 | 3.8442e-06 | 0 | 3.8442e-06 | 8.4266e-06 | 0 | 8.4266e-06 | [17 empty] | 7.3.3.17.5 (Remote Grid) Updates to grid topology to minimize risk of ignition in HFTDs Remote GridWLDFRWire-to-wire contactAggregated | WLDFR | HFTD - Distribution - Tier 2 - 3QU CoRE ¦ 4QU LoRE | Non-Red Flag Warning - Small Fires | Wire-to-wire contact | Aggregated | 2050 | 0.00028361 | 741.5879 | 0.21032 | 2050 | Mitigation | 0.95 | 45 | 0 | esc | 0.00097009 | 2.7512e-07 | 0.00097009 | 2.7512e-07
[79 empty] | WLDFR | HFTD - Distribution - Tier 3 - 4QU CoRE ¦ 4QU LoRE | Non-Red Flag Warning - Large Fires | 2023 | 3.2361e-09 | 5.475 | 0.71896 | 3.0715 | 1.6846 | 0 | 8.8597e-06 | 1.7718e-08 | 0 | 1.7718e-08 | 4.3972e-05 | 4.7168e-07 | 0 | 4.7168e-07 | 3.8442e-06 | 0 | 3.8442e-06 | 8.4266e-06 | 0 | 8.4266e-06 | [17 empty] | 7.3.3.17.5 (Remote Grid) Updates to grid topology to minimize risk of ignition in HFTDs Remote GridWLDFRWire-to-wire contactAggregated | WLDFR | HFTD - Distribution - Tier 2 - 3QU CoRE ¦ 4QU LoRE | Non-Red Flag Warning - Small Fires | Wire-to-wire contact | Aggregated | 2051 | 0.00028361 | 741.5879 | 0.21032 | 2051 | Mitigation | 0.95 | 45 | 0 | esc | 0.00097009 | 2.7512e-07 | 0.00097009 | 2.7512e-07
[79 empty] | WLDFR | HFTD - Distribution - Tier 3 - 4QU CoRE ¦ 4QU LoRE | Non-Red Flag Warning - Large Fires | 2024 | 3.2361e-09 | 5.475 | 0.71896 | 3.0715 | 1.6846 | 0 | 8.8597e-06 | 1.7718e-08 | 0 | 1.7718e-08 | 4.3972e-05 | 4.7168e-07 | 0 | 4.7168e-07 | 3.8442e-06 | 0 | 3.8442e-06 | 8.4266e-06 | 0 | 8.4266e-06 | [17 empty] | 7.3.3.17.5 (Remote Grid) Updates to grid topology to minimize risk of ignition in HFTDs Remote GridWLDFRWire-to-wire contactAggregated | WLDFR | HFTD - Distribution - Tier 2 - 3QU CoRE ¦ 4QU LoRE | Non-Red Flag Warning - Small Fires | Wire-to-wire contact | Aggregated | 2052 | 0.00028361 | 741.5879 | 0.21032 | 2052 | Mitigation | 0.95 | 45 | 0 | esc | 0.00097009 | 2.7512e-07 | 0.00097009 | 2.7512e-07
[79 empty] | WLDFR | HFTD - Distribution - Tier 3 - 4QU CoRE ¦ 4QU LoRE | Non-Red Flag Warning - Large Fires | 2025 | 3.2361e-09 | 5.475 | 0.71896 | 3.0715 | 1.6846 | 0 | 8.8597e-06 | 1.7718e-08 | 0 | 1.7718e-08 | 4.3972e-05 | 4.9394e-07 | 0 | 4.9394e-07 | 4.0256e-06 | 0 | 4.0256e-06 | 8.8242e-06 | 0 | 8.8242e-06 | [17 empty] | 7.3.3.17.5 (Remote Grid) Updates to grid topology to minimize risk of ignition in HFTDs Remote GridWLDFRWire-to-wire contactAggregated | WLDFR | HFTD - Distribution - Tier 2 - 3QU CoRE ¦ 4QU LoRE | Non-Red Flag Warning - Small Fires | Wire-to-wire contact | Aggregated | 2053 | 0.00028361 | 741.5879 | 0.21032 | 2053 | Mitigation | 0.95 | 45 | 0 | esc | 0.00097009 | 2.7512e-07 | 0.00097009 | 2.7512e-07
[79 empty] | WLDFR | HFTD - Distribution - Tier 3 - 4QU CoRE ¦ 4QU LoRE | Non-Red Flag Warning - Large Fires | 2026 | 3.2361e-09 | 5.475 | 0.71896 | 3.0715 | 1.6846 | 0 | 8.8597e-06 | 1.7718e-08 | 0 | 1.7718e-08 | 4.3972e-05 | 4.9394e-07 | 0 | 4.9394e-07 | 4.0256e-06 | 0 | 4.0256e-06 | 8.8242e-06 | 0 | 8.8242e-06 | [17 empty] | 7.3.3.17.5 (Remote Grid) Updates to grid topology to minimize risk of ignition in HFTDs Remote GridWLDFRWire-to-wire contactAggregated | WLDFR | HFTD - Distribution - Tier 2 - 3QU CoRE ¦ 4QU LoRE | Non-Red Flag Warning - Small Fires | Wire-to-wire contact | Aggregated | 2054 | 0.00028361 | 741.5879 | 0.21032 | 2054 | Mitigation | 0.95 | 45 | 0 | esc | 0.00097009 | 2.7512e-07 | 0.00097009 | 2.7512e-07
[79 empty] | WLDFR | HFTD - Distribution - Tier 3 - 4QU CoRE ¦ 4QU LoRE | Non-Red Flag Warning - Large Fires | 2027 | 3.2361e-09 | 5.475 | 0.71896 | 3.0715 | 1.6846 | 0 | 8.8597e-06 | 1.7718e-08 | 0 | 1.7718e-08 | 4.3972e-05 | 4.9394e-07 | 0 | 4.9394e-07 | 4.0256e-06 | 0 | 4.0256e-06 | 8.8242e-06 | 0 | 8.8242e-06 | [17 empty] | 7.3.3.17.5 (Remote Grid) Updates to grid topology to minimize risk of ignition in HFTDs Remote GridWLDFRWire-to-wire contactAggregated | WLDFR | HFTD - Distribution - Tier 2 - 3QU CoRE ¦ 4QU LoRE | Non-Red Flag Warning - Small Fires | Wire-to-wire contact | Aggregated | 2055 | 0.00028361 | 741.5879 | 0.21032 | 2055 | Mitigation | 0.95 | 45 | 0 | esc | 0.00097009 | 2.7512e-07 | 0.00097009 | 2.7512e-07
[79 empty] | WLDFR | HFTD - Distribution - Tier 3 - 4QU CoRE ¦ 4QU LoRE | Non-Red Flag Warning - Large Fires | 2028 | 3.2361e-09 | 5.777 | 0.74734 | 3.238 | 1.7917 | 0 | 8.8597e-06 | 1.8695e-08 | 0 | 1.8695e-08 | 4.5931e-05 | 4.9394e-07 | 0 | 4.9394e-07 | 4.0256e-06 | 0 | 4.0256e-06 | 8.8242e-06 | 0 | 8.8242e-06 | [17 empty] | 7.3.3.17.5 (Remote Grid) Updates to grid topology to minimize risk of ignition in HFTDs Remote GridWLDFRWire-to-wire contactAggregated | WLDFR | HFTD - Distribution - Tier 2 - 3QU CoRE ¦ 4QU LoRE | Non-Red Flag Warning - Small Fires | Wire-to-wire contact | Aggregated | 2056 | 0.00028361 | 741.5879 | 0.21032 | 2056 | Mitigation | 0.95 | 45 | 0 | esc | 0.00097009 | 2.7512e-07 | 0.00097009 | 2.7512e-07
[79 empty] | WLDFR | HFTD - Distribution - Tier 3 - 4QU CoRE ¦ 4QU LoRE | Non-Red Flag Warning - Large Fires | 2029 | 3.2361e-09 | 5.777 | 0.74734 | 3.238 | 1.7917 | 0 | 8.8597e-06 | 1.8695e-08 | 0 | 1.8695e-08 | 4.5931e-05 | 4.9394e-07 | 0 | 4.9394e-07 | 4.0256e-06 | 0 | 4.0256e-06 | 8.8242e-06 | 0 | 8.8242e-06 | [17 empty] | 7.3.3.17.5 (Remote Grid) Updates to grid topology to minimize risk of ignition in HFTDs Remote GridWLDFRWire-to-wire contactAggregated | WLDFR | HFTD - Distribution - Tier 2 - 3QU CoRE ¦ 4QU LoRE | Non-Red Flag Warning - Small Fires | Wire-to-wire contact | Aggregated | 2057 | 0.00028361 | 741.5879 | 0.21032 | 2057 | Mitigation | 0.95 | 45 | 0 | esc | 0.00097009 | 2.7512e-07 | 0.00097009 | 2.7512e-07
[79 empty] | WLDFR | HFTD - Distribution - Tier 3 - 4QU CoRE ¦ 4QU LoRE | Non-Red Flag Warning - Large Fires | 2030 | 3.2361e-09 | 5.777 | 0.74734 | 3.238 | 1.7917 | 0 | 8.8597e-06 | 1.8695e-08 | 0 | 1.8695e-08 | 4.5931e-05 | 5.1808e-07 | 0 | 5.1808e-07 | 4.2223e-06 | 0 | 4.2223e-06 | 9.2555e-06 | 0 | 9.2555e-06 | [17 empty] | 7.3.3.17.5 (Remote Grid) Updates to grid topology to minimize risk of ignition in HFTDs Remote GridWLDFRWire-to-wire contactAggregated | WLDFR | HFTD - Distribution - Tier 2 - 3QU CoRE ¦ 4QU LoRE | Non-Red Flag Warning - Small Fires | Wire-to-wire contact | Aggregated | 2058 | 0.00028361 | 741.5879 | 0.21032 | 2058 | Mitigation | 0.95 | 45 | 0 | esc | 0.00097009 | 2.7512e-07 | 0.00097009 | 2.7512e-07
[79 empty] | WLDFR | HFTD - Distribution - Tier 3 - 4QU CoRE ¦ 4QU LoRE | Non-Red Flag Warning - Large Fires | 2031 | 3.2361e-09 | 5.777 | 0.74734 | 3.238 | 1.7917 | 0 | 8.8597e-06 | 1.8695e-08 | 0 | 1.8695e-08 | 4.5931e-05 | 5.1808e-07 | 0 | 5.1808e-07 | 4.2223e-06 | 0 | 4.2223e-06 | 9.2555e-06 | 0 | 9.2555e-06 | [17 empty] | 7.3.3.17.5 (Remote Grid) Updates to grid topology to minimize risk of ignition in HFTDs Remote GridWLDFRWire-to-wire contactAggregated | WLDFR | HFTD - Distribution - Tier 2 - 3QU CoRE ¦ 4QU LoRE | Non-Red Flag Warning - Small Fires | Wire-to-wire contact | Aggregated | 2059 | 0.00028361 | 741.5879 | 0.21032 | 2059 | Mitigation | 0.95 | 45 | 0 | esc | 0.00097009 | 2.7512e-07 | 0.00097009 | 2.7512e-07
[79 empty] | WLDFR | HFTD - Distribution - Tier 3 - 4QU CoRE ¦ 4QU LoRE | Non-Red Flag Warning - Large Fires | 2032 | 3.2361e-09 | 5.777 | 0.74734 | 3.238 | 1.7917 | 0 | 8.8597e-06 | 1.8695e-08 | 0 | 1.8695e-08 | 4.5931e-05 | 5.1808e-07 | 0 | 5.1808e-07 | 4.2223e-06 | 0 | 4.2223e-06 | 9.2555e-06 | 0 | 9.2555e-06 | [17 empty] | 7.3.3.17.5 (Remote Grid) Updates to grid topology to minimize risk of ignition in HFTDs Remote GridWLDFRWire-to-wire contactAggregated | WLDFR | HFTD - Distribution - Tier 2 - 3QU CoRE ¦ 4QU LoRE | Non-Red Flag Warning - Small Fires | Wire-to-wire contact | Aggregated | 2060 | 0.00028361 | 741.5879 | 0.21032 | 2060 | Mitigation | 0.95 | 45 | 0 | esc | 0.00097009 | 2.7512e-07 | 0.00097009 | 2.7512e-07
[79 empty] | WLDFR | HFTD - Distribution - Tier 3 - 4QU CoRE ¦ 4QU LoRE | Non-Red Flag Warning - Large Fires | 2033 | 3.2361e-09 | 6.1205 | 0.77885 | 3.4265 | 1.9151 | 0 | 8.8597e-06 | 1.9806e-08 | 0 | 1.9806e-08 | 4.8108e-05 | 5.1808e-07 | 0 | 5.1808e-07 | 4.2223e-06 | 0 | 4.2223e-06 | 9.2555e-06 | 0 | 9.2555e-06 | [17 empty] | 7.3.3.17.5 (Remote Grid) Updates to grid topology to minimize risk of ignition in HFTDs Remote GridWLDFRWire-to-wire contactAggregated | WLDFR | HFTD - Distribution - Tier 2 - 3QU CoRE ¦ 4QU LoRE | Non-Red Flag Warning - Small Fires | Wire-to-wire contact | Aggregated | 2061 | 0.00028361 | 741.5879 | 0.21032 | 2061 | Mitigation | 0.95 | 45 | 0 | esc | 0.00097009 | 2.7512e-07 | 0.00097009 | 2.7512e-07
[79 empty] | WLDFR | HFTD - Distribution - Tier 3 - 4QU CoRE ¦ 4QU LoRE | Non-Red Flag Warning - Large Fires | 2034 | 3.2361e-09 | 6.1205 | 0.77885 | 3.4265 | 1.9151 | 0 | 8.8597e-06 | 1.9806e-08 | 0 | 1.9806e-08 | 4.8108e-05 | 5.1808e-07 | 0 | 5.1808e-07 | 4.2223e-06 | 0 | 4.2223e-06 | 9.2555e-06 | 0 | 9.2555e-06 | [17 empty] | 7.3.3.17.5 (Remote Grid) Updates to grid topology to minimize risk of ignition in HFTDs Remote GridWLDFRWire-to-wire contactAggregated | WLDFR | HFTD - Distribution - Tier 2 - 3QU CoRE ¦ 4QU LoRE | Non-Red Flag Warning - Small Fires | Wire-to-wire contact | Aggregated | 2062 | 0.00028361 | 741.5879 | 0.21032 | 2062 | Mitigation | 0.95 | 45 | 0 | esc | 0.00097009 | 2.7512e-07 | 0.00097009 | 2.7512e-07
[79 empty] | WLDFR | HFTD - Distribution - Tier 3 - 4QU CoRE ¦ 4QU LoRE | Non-Red Flag Warning - Large Fires | 2035 | 3.2361e-09 | 6.1205 | 0.77885 | 3.4265 | 1.9151 | 0 | 8.8597e-06 | 1.9806e-08 | 0 | 1.9806e-08 | 4.8108e-05 | 5.4377e-07 | 0 | 5.4377e-07 | 4.4317e-06 | 0 | 4.4317e-06 | 9.7144e-06 | 0 | 9.7144e-06 | [17 empty] | 7.3.3.17.5 (Remote Grid) Updates to grid topology to minimize risk of ignition in HFTDs Remote GridWLDFRWire-to-wire contactAggregated | WLDFR | HFTD - Distribution - Tier 2 - 3QU CoRE ¦ 4QU LoRE | Non-Red Flag Warning - Small Fires | Wire-to-wire contact | Aggregated | 2063 | 0.00028361 | 741.5879 | 0.21032 | 2063 | Mitigation | 0.95 | 45 | 0 | esc | 0.00097009 | 2.7512e-07 | 0.00097009 | 2.7512e-07
[79 empty] | WLDFR | HFTD - Distribution - Tier 3 - 4QU CoRE ¦ 4QU LoRE | Non-Red Flag Warning - Large Fires | 2036 | 3.2361e-09 | 6.1205 | 0.77885 | 3.4265 | 1.9151 | 0 | 8.8597e-06 | 1.9806e-08 | 0 | 1.9806e-08 | 4.8108e-05 | 5.4377e-07 | 0 | 5.4377e-07 | 4.4317e-06 | 0 | 4.4317e-06 | 9.7144e-06 | 0 | 9.7144e-06 | [17 empty] | 7.3.3.17.5 (Remote Grid) Updates to grid topology to minimize risk of ignition in HFTDs Remote GridWLDFRWire-to-wire contactAggregated | WLDFR | HFTD - Distribution - Tier 2 - 3QU CoRE ¦ 4QU LoRE | Non-Red Flag Warning - Small Fires | Wire-to-wire contact | Aggregated | 2064 | 0.00028361 | 741.5879 | 0.21032 | 2064 | Mitigation | 0.95 | 45 | 0 | esc | 0.00097009 | 2.7512e-07 | 0.00097009 | 2.7512e-07
[79 empty] | WLDFR | HFTD - Distribution - Tier 3 - 4QU CoRE ¦ 4QU LoRE | Non-Red Flag Warning - Large Fires | 2037 | 3.2361e-09 | 6.1205 | 0.77885 | 3.4265 | 1.9151 | 0 | 8.8597e-06 | 1.9806e-08 | 0 | 1.9806e-08 | 4.8108e-05 | 5.4377e-07 | 0 | 5.4377e-07 | 4.4317e-06 | 0 | 4.4317e-06 | 9.7144e-06 | 0 | 9.7144e-06 | [17 empty] | 7.3.3.17.5 (Remote Grid) Updates to grid topology to minimize risk of ignition in HFTDs Remote GridWLDFRWire-to-wire contactAggregated | WLDFR | HFTD - Distribution - Tier 2 - 3QU CoRE ¦ 4QU LoRE | Non-Red Flag Warning - Small Fires | Wire-to-wire contact | Aggregated | 2065 | 0.00028361 | 741.5879 | 0.21032 | 2065 | Mitigation | 0.95 | 45 | 0 | esc | 0.00097009 | 2.7512e-07 | 0.00097009 | 2.7512e-07
[79 empty] | WLDFR | HFTD - Distribution - Tier 3 - 4QU CoRE ¦ 4QU LoRE | Non-Red Flag Warning - Large Fires | 2038 | 3.2361e-09 | 6.5028 | 0.81304 | 3.6355 | 2.0543 | 0 | 8.8597e-06 | 2.1043e-08 | 0 | 2.1043e-08 | 5.0472e-05 | 5.4377e-07 | 0 | 5.4377e-07 | 4.4317e-06 | 0 | 4.4317e-06 | 9.7144e-06 | 0 | 9.7144e-06 | [17 empty] | 7.3.3.17.5 (Remote Grid) Updates to grid topology to minimize risk of ignition in HFTDs Remote GridWLDFRWire-to-wire contactAggregated | WLDFR | HFTD - Distribution - Tier 2 - 3QU CoRE ¦ 4QU LoRE | Non-Red Flag Warning - Small Fires | Wire-to-wire contact | Aggregated | 2066 | 0.00028361 | 741.5879 | 0.21032 | 2066 | Mitigation | 0.95 | 45 | 0 | esc | 0.00097009 | 2.7512e-07 | 0.00097009 | 2.7512e-07
[79 empty] | WLDFR | HFTD - Distribution - Tier 3 - 4QU CoRE ¦ 4QU LoRE | Non-Red Flag Warning - Large Fires | 2039 | 3.2361e-09 | 6.5028 | 0.81304 | 3.6355 | 2.0543 | 0 | 8.8597e-06 | 2.1043e-08 | 0 | 2.1043e-08 | 5.0472e-05 | 5.4377e-07 | 0 | 5.4377e-07 | 4.4317e-06 | 0 | 4.4317e-06 | 9.7144e-06 | 0 | 9.7144e-06 | [17 empty] | 7.3.3.17.5 (Remote Grid) Updates to grid topology to minimize risk of ignition in HFTDs Remote GridWLDFRWire-to-wire contactAggregated | WLDFR | HFTD - Distribution - Tier 2 - 3QU CoRE ¦ 4QU LoRE | Non-Red Flag Warning - Small Fires | Wire-to-wire contact | Aggregated | 2067 | 0.00028361 | 741.5879 | 0.21032 | 2067 | Mitigation | 0.95 | 45 | 0 | esc | 0 | 0 | 0.00097009 | 2.7512e-07
[79 empty] | WLDFR | HFTD - Distribution - Tier 3 - 4QU CoRE ¦ 4QU LoRE | Non-Red Flag Warning - Large Fires | 2040 | 3.2361e-09 | 6.5028 | 0.81304 | 3.6355 | 2.0543 | 0 | 8.8597e-06 | 2.1043e-08 | 0 | 2.1043e-08 | 5.0472e-05 | 5.7067e-07 | 0 | 5.7067e-07 | 4.651e-06 | 0 | 4.651e-06 | 1.0195e-05 | 0 | 1.0195e-05 | [17 empty] | 7.3.3.17.5 (Remote Grid) Updates to grid topology to minimize risk of ignition in HFTDs Remote GridWLDFREquipment / facility failureAggregated | WLDFR | HFTD - Distribution - Tier 2 - 3QU CoRE ¦ 4QU LoRE | Red Flag Warning - Catastrophic Fires | Equipment / facility failure | Aggregated | 2022 | 8.4538e-06 | 741.5879 | 0.0062692 | 2022 | Mitigation | 0.95 | 45 | 0 | esc | 0.00097009 | 8.2009e-09 | 0 | 0
[79 empty] | WLDFR | HFTD - Distribution - Tier 3 - 4QU CoRE ¦ 4QU LoRE | Non-Red Flag Warning - Large Fires | 2041 | 3.2361e-09 | 6.5028 | 0.81304 | 3.6355 | 2.0543 | 0 | 8.8597e-06 | 2.1043e-08 | 0 | 2.1043e-08 | 5.0472e-05 | 5.7067e-07 | 0 | 5.7067e-07 | 4.651e-06 | 0 | 4.651e-06 | 1.0195e-05 | 0 | 1.0195e-05 | [17 empty] | 7.3.3.17.5 (Remote Grid) Updates to grid topology to minimize risk of ignition in HFTDs Remote GridWLDFREquipment / facility failureAggregated | WLDFR | HFTD - Distribution - Tier 2 - 3QU CoRE ¦ 4QU LoRE | Red Flag Warning - Catastrophic Fires | Equipment / facility failure | Aggregated | 2023 | 8.4538e-06 | 741.5879 | 0.0062692 | 2023 | Mitigation | 0.95 | 45 | 0 | esc | 0.00097009 | 8.2009e-09 | 0.00097009 | 8.2009e-09
[79 empty] | WLDFR | HFTD - Distribution - Tier 3 - 4QU CoRE ¦ 4QU LoRE | Non-Red Flag Warning - Large Fires | 2042 | 3.2361e-09 | 6.5028 | 0.81304 | 3.6355 | 2.0543 | 0 | 8.8597e-06 | 2.1043e-08 | 0 | 2.1043e-08 | 5.0472e-05 | 5.7067e-07 | 0 | 5.7067e-07 | 4.651e-06 | 0 | 4.651e-06 | 1.0195e-05 | 0 | 1.0195e-05 | [17 empty] | 7.3.3.17.5 (Remote Grid) Updates to grid topology to minimize risk of ignition in HFTDs Remote GridWLDFREquipment / facility failureAggregated | WLDFR | HFTD - Distribution - Tier 2 - 3QU CoRE ¦ 4QU LoRE | Red Flag Warning - Catastrophic Fires | Equipment / facility failure | Aggregated | 2024 | 8.4538e-06 | 741.5879 | 0.0062692 | 2024 | Mitigation | 0.95 | 45 | 0 | esc | 0.00097009 | 8.2009e-09 | 0.00097009 | 8.2009e-09
[79 empty] | WLDFR | HFTD - Distribution - Tier 3 - 4QU CoRE ¦ 4QU LoRE | Non-Red Flag Warning - Large Fires | 2043 | 3.2361e-09 | 6.9209 | 0.84944 | 3.8632 | 2.2083 | 0 | 8.8597e-06 | 2.2397e-08 | 0 | 2.2397e-08 | 5.299e-05 | 5.7067e-07 | 0 | 5.7067e-07 | 4.651e-06 | 0 | 4.651e-06 | 1.0195e-05 | 0 | 1.0195e-05 | [17 empty] | 7.3.3.17.5 (Remote Grid) Updates to grid topology to minimize risk of ignition in HFTDs Remote GridWLDFREquipment / facility failureAggregated | WLDFR | HFTD - Distribution - Tier 2 - 3QU CoRE ¦ 4QU LoRE | Red Flag Warning - Catastrophic Fires | Equipment / facility failure | Aggregated | 2025 | 8.4538e-06 | 741.5879 | 0.0062692 | 2025 | Mitigation | 0.95 | 45 | 0 | esc | 0.00097009 | 8.2009e-09 | 0.00097009 | 8.2009e-09
[79 empty] | WLDFR | HFTD - Distribution - Tier 3 - 4QU CoRE ¦ 4QU LoRE | Non-Red Flag Warning - Large Fires | 2044 | 3.2361e-09 | 6.9209 | 0.84944 | 3.8632 | 2.2083 | 0 | 8.8597e-06 | 2.2397e-08 | 0 | 2.2397e-08 | 5.299e-05 | 5.7067e-07 | 0 | 5.7067e-07 | 4.651e-06 | 0 | 4.651e-06 | 1.0195e-05 | 0 | 1.0195e-05 | [17 empty] | 7.3.3.17.5 (Remote Grid) Updates to grid topology to minimize risk of ignition in HFTDs Remote GridWLDFREquipment / facility failureAggregated | WLDFR | HFTD - Distribution - Tier 2 - 3QU CoRE ¦ 4QU LoRE | Red Flag Warning - Catastrophic Fires | Equipment / facility failure | Aggregated | 2026 | 8.4538e-06 | 741.5879 | 0.0062692 | 2026 | Mitigation | 0.95 | 45 | 0 | esc | 0.00097009 | 8.2009e-09 | 0.00097009 | 8.2009e-09
[79 empty] | WLDFR | HFTD - Distribution - Tier 3 - 4QU CoRE ¦ 4QU LoRE | Non-Red Flag Warning - Large Fires | 2045 | 3.2361e-09 | 6.9209 | 0.84944 | 3.8632 | 2.2083 | 0 | 8.8597e-06 | 2.2397e-08 | 0 | 2.2397e-08 | 5.299e-05 | 5.9846e-07 | 0 | 5.9846e-07 | 4.8774e-06 | 0 | 4.8774e-06 | 1.0691e-05 | 0 | 1.0691e-05 | [17 empty] | 7.3.3.17.5 (Remote Grid) Updates to grid topology to minimize risk of ignition in HFTDs Remote GridWLDFREquipment / facility failureAggregated | WLDFR | HFTD - Distribution - Tier 2 - 3QU CoRE ¦ 4QU LoRE | Red Flag Warning - Catastrophic Fires | Equipment / facility failure | Aggregated | 2027 | 8.4538e-06 | 741.5879 | 0.0062692 | 2027 | Mitigation | 0.95 | 45 | 0 | esc | 0.00097009 | 8.2009e-09 | 0.00097009 | 8.2009e-09
[79 empty] | WLDFR | HFTD - Distribution - Tier 3 - 4QU CoRE ¦ 4QU LoRE | Non-Red Flag Warning - Large Fires | 2046 | 3.2361e-09 | 6.9209 | 0.84944 | 3.8632 | 2.2083 | 0 | 8.8597e-06 | 2.2397e-08 | 0 | 2.2397e-08 | 5.299e-05 | 5.9846e-07 | 0 | 5.9846e-07 | 4.8774e-06 | 0 | 4.8774e-06 | 1.0691e-05 | 0 | 1.0691e-05 | [17 empty] | 7.3.3.17.5 (Remote Grid) Updates to grid topology to minimize risk of ignition in HFTDs Remote GridWLDFREquipment / facility failureAggregated | WLDFR | HFTD - Distribution - Tier 2 - 3QU CoRE ¦ 4QU LoRE | Red Flag Warning - Catastrophic Fires | Equipment / facility failure | Aggregated | 2028 | 8.4538e-06 | 741.5879 | 0.0062692 | 2028 | Mitigation | 0.95 | 45 | 0 | esc | 0.00097009 | 8.2009e-09 | 0.00097009 | 8.2009e-09
[79 empty] | WLDFR | HFTD - Distribution - Tier 3 - 4QU CoRE ¦ 4QU LoRE | Non-Red Flag Warning - Large Fires | 2047 | 3.2361e-09 | 6.9209 | 0.84944 | 3.8632 | 2.2083 | 0 | 8.8597e-06 | 2.2397e-08 | 0 | 2.2397e-08 | 5.299e-05 | 5.9846e-07 | 0 | 5.9846e-07 | 4.8774e-06 | 0 | 4.8774e-06 | 1.0691e-05 | 0 | 1.0691e-05 | [17 empty] | 7.3.3.17.5 (Remote Grid) Updates to grid topology to minimize risk of ignition in HFTDs Remote GridWLDFREquipment / facility failureAggregated | WLDFR | HFTD - Distribution - Tier 2 - 3QU CoRE ¦ 4QU LoRE | Red Flag Warning - Catastrophic Fires | Equipment / facility failure | Aggregated | 2029 | 8.4538e-06 | 741.5879 | 0.0062692 | 2029 | Mitigation | 0.95 | 45 | 0 | esc | 0.00097009 | 8.2009e-09 | 0.00097009 | 8.2009e-09
[79 empty] | WLDFR | HFTD - Distribution - Tier 3 - 4QU CoRE ¦ 4QU LoRE | Non-Red Flag Warning - Large Fires | 2048 | 3.2361e-09 | 7.3713 | 0.88759 | 4.1075 | 2.3763 | 0 | 8.8597e-06 | 2.3854e-08 | 0 | 2.3854e-08 | 5.5629e-05 | 5.9846e-07 | 0 | 5.9846e-07 | 4.8774e-06 | 0 | 4.8774e-06 | 1.0691e-05 | 0 | 1.0691e-05 | [17 empty] | 7.3.3.17.5 (Remote Grid) Updates to grid topology to minimize risk of ignition in HFTDs Remote GridWLDFREquipment / facility failureAggregated | WLDFR | HFTD - Distribution - Tier 2 - 3QU CoRE ¦ 4QU LoRE | Red Flag Warning - Catastrophic Fires | Equipment / facility failure | Aggregated | 2030 | 8.4538e-06 | 741.5879 | 0.0062692 | 2030 | Mitigation | 0.95 | 45 | 0 | esc | 0.00097009 | 8.2009e-09 | 0.00097009 | 8.2009e-09
[79 empty] | WLDFR | HFTD - Distribution - Tier 3 - 4QU CoRE ¦ 4QU LoRE | Non-Red Flag Warning - Large Fires | 2049 | 3.2361e-09 | 7.3713 | 0.88759 | 4.1075 | 2.3763 | 0 | 8.8597e-06 | 2.3854e-08 | 0 | 2.3854e-08 | 5.5629e-05 | 5.9846e-07 | 0 | 5.9846e-07 | 4.8774e-06 | 0 | 4.8774e-06 | 1.0691e-05 | 0 | 1.0691e-05 | [17 empty] | 7.3.3.17.5 (Remote Grid) Updates to grid topology to minimize risk of ignition in HFTDs Remote GridWLDFREquipment / facility failureAggregated | WLDFR | HFTD - Distribution - Tier 2 - 3QU CoRE ¦ 4QU LoRE | Red Flag Warning - Catastrophic Fires | Equipment / facility failure | Aggregated | 2031 | 8.4538e-06 | 741.5879 | 0.0062692 | 2031 | Mitigation | 0.95 | 45 | 0 | esc | 0.00097009 | 8.2009e-09 | 0.00097009 | 8.2009e-09
[79 empty] | WLDFR | HFTD - Distribution - Tier 3 - 4QU CoRE ¦ 4QU LoRE | Non-Red Flag Warning - Large Fires | 2050 | 3.2361e-09 | 7.3713 | 0.88759 | 4.1075 | 2.3763 | 0 | 8.8597e-06 | 2.3854e-08 | 0 | 2.3854e-08 | 5.5629e-05 | 6.2678e-07 | 0 | 6.2678e-07 | 5.1082e-06 | 0 | 5.1082e-06 | 1.1197e-05 | 0 | 1.1197e-05 | [17 empty] | 7.3.3.17.5 (Remote Grid) Updates to grid topology to minimize risk of ignition in HFTDs Remote GridWLDFREquipment / facility failureAggregated | WLDFR | HFTD - Distribution - Tier 2 - 3QU CoRE ¦ 4QU LoRE | Red Flag Warning - Catastrophic Fires | Equipment / facility failure | Aggregated | 2032 | 8.4538e-06 | 741.5879 | 0.0062692 | 2032 | Mitigation | 0.95 | 45 | 0 | esc | 0.00097009 | 8.2009e-09 | 0.00097009 | 8.2009e-09
[79 empty] | WLDFR | HFTD - Distribution - Tier 3 - 4QU CoRE ¦ 4QU LoRE | Non-Red Flag Warning - Large Fires | 2051 | 3.2361e-09 | 7.3713 | 0.88759 | 4.1075 | 2.3763 | 0 | 8.8597e-06 | 2.3854e-08 | 0 | 2.3854e-08 | 5.5629e-05 | 6.2678e-07 | 0 | 6.2678e-07 | 5.1082e-06 | 0 | 5.1082e-06 | 1.1197e-05 | 0 | 1.1197e-05 | [17 empty] | 7.3.3.17.5 (Remote Grid) Updates to grid topology to minimize risk of ignition in HFTDs Remote GridWLDFREquipment / facility failureAggregated | WLDFR | HFTD - Distribution - Tier 2 - 3QU CoRE ¦ 4QU LoRE | Red Flag Warning - Catastrophic Fires | Equipment / facility failure | Aggregated | 2033 | 8.4538e-06 | 741.5879 | 0.0062692 | 2033 | Mitigation | 0.95 | 45 | 0 | esc | 0.00097009 | 8.2009e-09 | 0.00097009 | 8.2009e-09
[79 empty] | WLDFR | HFTD - Distribution - Tier 3 - 4QU CoRE ¦ 4QU LoRE | Non-Red Flag Warning - Large Fires | 2052 | 3.2361e-09 | 7.3713 | 0.88759 | 4.1075 | 2.3763 | 0 | 8.8597e-06 | 2.3854e-08 | 0 | 2.3854e-08 | 5.5629e-05 | 6.2678e-07 | 0 | 6.2678e-07 | 5.1082e-06 | 0 | 5.1082e-06 | 1.1197e-05 | 0 | 1.1197e-05 | [17 empty] | 7.3.3.17.5 (Remote Grid) Updates to grid topology to minimize risk of ignition in HFTDs Remote GridWLDFREquipment / facility failureAggregated | WLDFR | HFTD - Distribution - Tier 2 - 3QU CoRE ¦ 4QU LoRE | Red Flag Warning - Catastrophic Fires | Equipment / facility failure | Aggregated | 2034 | 8.4538e-06 | 741.5879 | 0.0062692 | 2034 | Mitigation | 0.95 | 45 | 0 | esc | 0.00097009 | 8.2009e-09 | 0.00097009 | 8.2009e-09
[79 empty] | WLDFR | HFTD - Distribution - Tier 3 - 4QU CoRE ¦ 4QU LoRE | Non-Red Flag Warning - Large Fires | 2053 | 3.2361e-09 | 7.8503 | 0.92702 | 4.3664 | 2.5569 | 0 | 8.8597e-06 | 2.5404e-08 | 0 | 2.5404e-08 | 5.8357e-05 | 6.2678e-07 | 0 | 6.2678e-07 | 5.1082e-06 | 0 | 5.1082e-06 | 1.1197e-05 | 0 | 1.1197e-05 | [17 empty] | 7.3.3.17.5 (Remote Grid) Updates to grid topology to minimize risk of ignition in HFTDs Remote GridWLDFREquipment / facility failureAggregated | WLDFR | HFTD - Distribution - Tier 2 - 3QU CoRE ¦ 4QU LoRE | Red Flag Warning - Catastrophic Fires | Equipment / facility failure | Aggregated | 2035 | 8.4538e-06 | 741.5879 | 0.0062692 | 2035 | Mitigation | 0.95 | 45 | 0 | esc | 0.00097009 | 8.2009e-09 | 0.00097009 | 8.2009e-09
[79 empty] | WLDFR | HFTD - Distribution - Tier 3 - 4QU CoRE ¦ 4QU LoRE | Non-Red Flag Warning - Large Fires | 2054 | 3.2361e-09 | 7.8503 | 0.92702 | 4.3664 | 2.5569 | 0 | 8.8597e-06 | 2.5404e-08 | 0 | 2.5404e-08 | 5.8357e-05 | 6.2678e-07 | 0 | 6.2678e-07 | 5.1082e-06 | 0 | 5.1082e-06 | 1.1197e-05 | 0 | 1.1197e-05 | [17 empty] | 7.3.3.17.5 (Remote Grid) Updates to grid topology to minimize risk of ignition in HFTDs Remote GridWLDFREquipment / facility failureAggregated | WLDFR | HFTD - Distribution - Tier 2 - 3QU CoRE ¦ 4QU LoRE | Red Flag Warning - Catastrophic Fires | Equipment / facility failure | Aggregated | 2036 | 8.4538e-06 | 741.5879 | 0.0062692 | 2036 | Mitigation | 0.95 | 45 | 0 | esc | 0.00097009 | 8.2009e-09 | 0.00097009 | 8.2009e-09
[79 empty] | WLDFR | HFTD - Distribution - Tier 3 - 4QU CoRE ¦ 4QU LoRE | Non-Red Flag Warning - Large Fires | 2055 | 3.2361e-09 | 7.8503 | 0.92702 | 4.3664 | 2.5569 | 0 | 8.8597e-06 | 2.5404e-08 | 0 | 2.5404e-08 | 5.8357e-05 | 6.5529e-07 | 0 | 6.5529e-07 | 5.3406e-06 | 0 | 5.3406e-06 | 1.1707e-05 | 0 | 1.1707e-05 | [17 empty] | 7.3.3.17.5 (Remote Grid) Updates to grid topology to minimize risk of ignition in HFTDs Remote GridWLDFREquipment / facility failureAggregated | WLDFR | HFTD - Distribution - Tier 2 - 3QU CoRE ¦ 4QU LoRE | Red Flag Warning - Catastrophic Fires | Equipment / facility failure | Aggregated | 2037 | 8.4538e-06 | 741.5879 | 0.0062692 | 2037 | Mitigation | 0.95 | 45 | 0 | esc | 0.00097009 | 8.2009e-09 | 0.00097009 | 8.2009e-09
[79 empty] | WLDFR | HFTD - Distribution - Tier 3 - 4QU CoRE ¦ 4QU LoRE | Non-Red Flag Warning - Large Fires | 2056 | 3.2361e-09 | 7.8503 | 0.92702 | 4.3664 | 2.5569 | 0 | 8.8597e-06 | 2.5404e-08 | 0 | 2.5404e-08 | 5.8357e-05 | 6.5529e-07 | 0 | 6.5529e-07 | 5.3406e-06 | 0 | 5.3406e-06 | 1.1707e-05 | 0 | 1.1707e-05 | [17 empty] | 7.3.3.17.5 (Remote Grid) Updates to grid topology to minimize risk of ignition in HFTDs Remote GridWLDFREquipment / facility failureAggregated | WLDFR | HFTD - Distribution - Tier 2 - 3QU CoRE ¦ 4QU LoRE | Red Flag Warning - Catastrophic Fires | Equipment / facility failure | Aggregated | 2038 | 8.4538e-06 | 741.5879 | 0.0062692 | 2038 | Mitigation | 0.95 | 45 | 0 | esc | 0.00097009 | 8.2009e-09 | 0.00097009 | 8.2009e-09
[79 empty] | WLDFR | HFTD - Distribution - Tier 3 - 4QU CoRE ¦ 4QU LoRE | Non-Red Flag Warning - Large Fires | 2057 | 3.2361e-09 | 7.8503 | 0.92702 | 4.3664 | 2.5569 | 0 | 8.8597e-06 | 2.5404e-08 | 0 | 2.5404e-08 | 5.8357e-05 | 6.5529e-07 | 0 | 6.5529e-07 | 5.3406e-06 | 0 | 5.3406e-06 | 1.1707e-05 | 0 | 1.1707e-05 | [17 empty] | 7.3.3.17.5 (Remote Grid) Updates to grid topology to minimize risk of ignition in HFTDs Remote GridWLDFREquipment / facility failureAggregated | WLDFR | HFTD - Distribution - Tier 2 - 3QU CoRE ¦ 4QU LoRE | Red Flag Warning - Catastrophic Fires | Equipment / facility failure | Aggregated | 2039 | 8.4538e-06 | 741.5879 | 0.0062692 | 2039 | Mitigation | 0.95 | 45 | 0 | esc | 0.00097009 | 8.2009e-09 | 0.00097009 | 8.2009e-09
[79 empty] | WLDFR | HFTD - Distribution - Tier 3 - 4QU CoRE ¦ 4QU LoRE | Non-Red Flag Warning - Large Fires | 2058 | 3.2361e-09 | 8.3524 | 0.96727 | 4.6367 | 2.7484 | 0 | 8.8597e-06 | 2.7029e-08 | 0 | 2.7029e-08 | 6.1141e-05 | 6.5529e-07 | 0 | 6.5529e-07 | 5.3406e-06 | 0 | 5.3406e-06 | 1.1707e-05 | 0 | 1.1707e-05 | [17 empty] | 7.3.3.17.5 (Remote Grid) Updates to grid topology to minimize risk of ignition in HFTDs Remote GridWLDFREquipment / facility failureAggregated | WLDFR | HFTD - Distribution - Tier 2 - 3QU CoRE ¦ 4QU LoRE | Red Flag Warning - Catastrophic Fires | Equipment / facility failure | Aggregated | 2040 | 8.4538e-06 | 741.5879 | 0.0062692 | 2040 | Mitigation | 0.95 | 45 | 0 | esc | 0.00097009 | 8.2009e-09 | 0.00097009 | 8.2009e-09
[79 empty] | WLDFR | HFTD - Distribution - Tier 3 - 4QU CoRE ¦ 4QU LoRE | Non-Red Flag Warning - Large Fires | 2059 | 3.2361e-09 | 8.3524 | 0.96727 | 4.6367 | 2.7484 | 0 | 8.8597e-06 | 2.7029e-08 | 0 | 2.7029e-08 | 6.1141e-05 | 6.5529e-07 | 0 | 6.5529e-07 | 5.3406e-06 | 0 | 5.3406e-06 | 1.1707e-05 | 0 | 1.1707e-05 | [17 empty] | 7.3.3.17.5 (Remote Grid) Updates to grid topology to minimize risk of ignition in HFTDs Remote GridWLDFREquipment / facility failureAggregated | WLDFR | HFTD - Distribution - Tier 2 - 3QU CoRE ¦ 4QU LoRE | Red Flag Warning - Catastrophic Fires | Equipment / facility failure | Aggregated | 2041 | 8.4538e-06 | 741.5879 | 0.0062692 | 2041 | Mitigation | 0.95 | 45 | 0 | esc | 0.00097009 | 8.2009e-09 | 0.00097009 | 8.2009e-09
[79 empty] | WLDFR | HFTD - Distribution - Tier 3 - 4QU CoRE ¦ 4QU LoRE | Non-Red Flag Warning - Large Fires | 2060 | 3.2361e-09 | 8.3524 | 0.96727 | 4.6367 | 2.7484 | 0 | 8.8597e-06 | 2.7029e-08 | 0 | 2.7029e-08 | 6.1141e-05 | 6.8366e-07 | 0 | 6.8366e-07 | 5.5719e-06 | 0 | 5.5719e-06 | 1.2214e-05 | 0 | 1.2214e-05 | [17 empty] | 7.3.3.17.5 (Remote Grid) Updates to grid topology to minimize risk of ignition in HFTDs Remote GridWLDFREquipment / facility failureAggregated | WLDFR | HFTD - Distribution - Tier 2 - 3QU CoRE ¦ 4QU LoRE | Red Flag Warning - Catastrophic Fires | Equipment / facility failure | Aggregated | 2042 | 8.4538e-06 | 741.5879 | 0.0062692 | 2042 | Mitigation | 0.95 | 45 | 0 | esc | 0.00097009 | 8.2009e-09 | 0.00097009 | 8.2009e-09
[79 empty] | WLDFR | HFTD - Distribution - Tier 3 - 4QU CoRE ¦ 4QU LoRE | Non-Red Flag Warning - Large Fires | 2061 | 3.2361e-09 | 8.3524 | 0.96727 | 4.6367 | 2.7484 | 0 | 8.8597e-06 | 2.7029e-08 | 0 | 2.7029e-08 | 6.1141e-05 | 6.8366e-07 | 0 | 6.8366e-07 | 5.5719e-06 | 0 | 5.5719e-06 | 1.2214e-05 | 0 | 1.2214e-05 | [17 empty] | 7.3.3.17.5 (Remote Grid) Updates to grid topology to minimize risk of ignition in HFTDs Remote GridWLDFREquipment / facility failureAggregated | WLDFR | HFTD - Distribution - Tier 2 - 3QU CoRE ¦ 4QU LoRE | Red Flag Warning - Catastrophic Fires | Equipment / facility failure | Aggregated | 2043 | 8.4538e-06 | 741.5879 | 0.0062692 | 2043 | Mitigation | 0.95 | 45 | 0 | esc | 0.00097009 | 8.2009e-09 | 0.00097009 | 8.2009e-09
[79 empty] | WLDFR | HFTD - Distribution - Tier 3 - 4QU CoRE ¦ 4QU LoRE | Non-Red Flag Warning - Large Fires | 2062 | 3.2361e-09 | 8.3524 | 0.96727 | 4.6367 | 2.7484 | 0 | 8.8597e-06 | 2.7029e-08 | 0 | 2.7029e-08 | 6.1141e-05 | 0 | 0 | 0 | 5.5719e-06 | 0 | 5.5719e-06 | 1.2214e-05 | 0 | 1.2214e-05 | [17 empty] | 7.3.3.17.5 (Remote Grid) Updates to grid topology to minimize risk of ignition in HFTDs Remote GridWLDFREquipment / facility failureAggregated | WLDFR | HFTD - Distribution - Tier 2 - 3QU CoRE ¦ 4QU LoRE | Red Flag Warning - Catastrophic Fires | Equipment / facility failure | Aggregated | 2044 | 8.4538e-06 | 741.5879 | 0.0062692 | 2044 | Mitigation | 0.95 | 45 | 0 | esc | 0.00097009 | 8.2009e-09 | 0.00097009 | 8.2009e-09
[79 empty] | WLDFR | HFTD - Distribution - Tier 3 - 4QU CoRE ¦ 4QU LoRE | Non-Red Flag Warning - Large Fires | 2063 | 3.2361e-09 | 8.872 | 1.0079 | 4.9153 | 2.9488 | 0 | 8.8597e-06 | 2.871e-08 | 0 | 2.871e-08 | 6.3946e-05 | 0 | 0 | 0 | 0 | 0 | 0 | 1.2214e-05 | 0 | 1.2214e-05 | [17 empty] | 7.3.3.17.5 (Remote Grid) Updates to grid topology to minimize risk of ignition in HFTDs Remote GridWLDFREquipment / facility failureAggregated | WLDFR | HFTD - Distribution - Tier 2 - 3QU CoRE ¦ 4QU LoRE | Red Flag Warning - Catastrophic Fires | Equipment / facility failure | Aggregated | 2045 | 8.4538e-06 | 741.5879 | 0.0062692 | 2045 | Mitigation | 0.95 | 45 | 0 | esc | 0.00097009 | 8.2009e-09 | 0.00097009 | 8.2009e-09
[79 empty] | WLDFR | HFTD - Distribution - Tier 3 - 4QU CoRE ¦ 4QU LoRE | Non-Red Flag Warning - Large Fires | 2064 | 3.2361e-09 | 8.872 | 1.0079 | 4.9153 | 2.9488 | 0 | 8.8597e-06 | 2.871e-08 | 0 | 2.871e-08 | 6.3946e-05 | 1.8072e-08 | 0 | 1.8072e-08 | 0 | 0 | 0 | 0 | 0 | 0 | [17 empty] | 7.3.3.17.5 (Remote Grid) Updates to grid topology to minimize risk of ignition in HFTDs Remote GridWLDFREquipment / facility failureAggregated | WLDFR | HFTD - Distribution - Tier 2 - 3QU CoRE ¦ 4QU LoRE | Red Flag Warning - Catastrophic Fires | Equipment / facility failure | Aggregated | 2046 | 8.4538e-06 | 741.5879 | 0.0062692 | 2046 | Mitigation | 0.95 | 45 | 0 | esc | 0.00097009 | 8.2009e-09 | 0.00097009 | 8.2009e-09
[79 empty] | WLDFR | HFTD - Distribution - Tier 3 - 4QU CoRE ¦ 4QU LoRE | Non-Red Flag Warning - Large Fires | 2065 | 3.2361e-09 | 8.872 | 1.0079 | 4.9153 | 2.9488 | 0 | 8.8597e-06 | 2.871e-08 | 0 | 2.871e-08 | 6.3946e-05 | 1.7428e-08 | 0 | 1.7428e-08 | 1.4204e-07 | 0 | 1.4204e-07 | 0 | 0 | 0 | [17 empty] | 7.3.3.17.5 (Remote Grid) Updates to grid topology to minimize risk of ignition in HFTDs Remote GridWLDFREquipment / facility failureAggregated | WLDFR | HFTD - Distribution - Tier 2 - 3QU CoRE ¦ 4QU LoRE | Red Flag Warning - Catastrophic Fires | Equipment / facility failure | Aggregated | 2047 | 8.4538e-06 | 741.5879 | 0.0062692 | 2047 | Mitigation | 0.95 | 45 | 0 | esc | 0.00097009 | 8.2009e-09 | 0.00097009 | 8.2009e-09
[79 empty] | WLDFR | HFTD - Distribution - Tier 3 - 4QU CoRE ¦ 4QU LoRE | Non-Red Flag Warning - Large Fires | 2066 | 3.2361e-09 | 8.872 | 1.0079 | 4.9153 | 2.9488 | 0 | 8.8597e-06 | 2.871e-08 | 0 | 2.871e-08 | 6.3946e-05 | 1.8208e-08 | 0 | 1.8208e-08 | 1.4839e-07 | 0 | 1.4839e-07 | 3.2528e-07 | 0 | 3.2528e-07 | [17 empty] | 7.3.3.17.5 (Remote Grid) Updates to grid topology to minimize risk of ignition in HFTDs Remote GridWLDFREquipment / facility failureAggregated | WLDFR | HFTD - Distribution - Tier 2 - 3QU CoRE ¦ 4QU LoRE | Red Flag Warning - Catastrophic Fires | Equipment / facility failure | Aggregated | 2048 | 8.4538e-06 | 741.5879 | 0.0062692 | 2048 | Mitigation | 0.95 | 45 | 0 | esc | 0.00097009 | 8.2009e-09 | 0.00097009 | 8.2009e-09
[79 empty] | WLDFR | HFTD - Distribution - Tier 3 - 4QU CoRE ¦ 4QU LoRE | Non-Red Flag Warning - Small Fires | 2022 | 1.2383e-06 | 0.077901 | 0.036425 | 0.0015809 | 0.039895 | 0 | 0.0033903 | 9.6465e-08 | 0 | 9.6465e-08 | 4.3789e-06 | 1.8208e-08 | 0 | 1.8208e-08 | 1.4839e-07 | 0 | 1.4839e-07 | 3.2528e-07 | 0 | 3.2528e-07 | [17 empty] | 7.3.3.17.5 (Remote Grid) Updates to grid topology to minimize risk of ignition in HFTDs Remote GridWLDFREquipment / facility failureAggregated | WLDFR | HFTD - Distribution - Tier 2 - 3QU CoRE ¦ 4QU LoRE | Red Flag Warning - Catastrophic Fires | Equipment / facility failure | Aggregated | 2049 | 8.4538e-06 | 741.5879 | 0.0062692 | 2049 | Mitigation | 0.95 | 45 | 0 | esc | 0.00097009 | 8.2009e-09 | 0.00097009 | 8.2009e-09
[79 empty] | WLDFR | HFTD - Distribution - Tier 3 - 4QU CoRE ¦ 4QU LoRE | Non-Red Flag Warning - Small Fires | 2023 | 1.2383e-06 | 0.080408 | 0.03759 | 0.0016314 | 0.041187 | 0 | 0.0033903 | 9.957e-08 | 0 | 9.957e-08 | 4.5389e-06 | 1.8208e-08 | 0 | 1.8208e-08 | 1.4839e-07 | 0 | 1.4839e-07 | 3.2528e-07 | 0 | 3.2528e-07 | [17 empty] | 7.3.3.17.5 (Remote Grid) Updates to grid topology to minimize risk of ignition in HFTDs Remote GridWLDFREquipment / facility failureAggregated | WLDFR | HFTD - Distribution - Tier 2 - 3QU CoRE ¦ 4QU LoRE | Red Flag Warning - Catastrophic Fires | Equipment / facility failure | Aggregated | 2050 | 8.4538e-06 | 741.5879 | 0.0062692 | 2050 | Mitigation | 0.95 | 45 | 0 | esc | 0.00097009 | 8.2009e-09 | 0.00097009 | 8.2009e-09
[79 empty] | WLDFR | HFTD - Distribution - Tier 3 - 4QU CoRE ¦ 4QU LoRE | Non-Red Flag Warning - Small Fires | 2024 | 1.2383e-06 | 0.080408 | 0.03759 | 0.0016314 | 0.041187 | 0 | 0.0033903 | 9.957e-08 | 0 | 9.957e-08 | 4.5389e-06 | 1.8208e-08 | 0 | 1.8208e-08 | 1.4839e-07 | 0 | 1.4839e-07 | 3.2528e-07 | 0 | 3.2528e-07 | [17 empty] | 7.3.3.17.5 (Remote Grid) Updates to grid topology to minimize risk of ignition in HFTDs Remote GridWLDFREquipment / facility failureAggregated | WLDFR | HFTD - Distribution - Tier 2 - 3QU CoRE ¦ 4QU LoRE | Red Flag Warning - Catastrophic Fires | Equipment / facility failure | Aggregated | 2051 | 8.4538e-06 | 741.5879 | 0.0062692 | 2051 | Mitigation | 0.95 | 45 | 0 | esc | 0.00097009 | 8.2009e-09 | 0.00097009 | 8.2009e-09
[79 empty] | WLDFR | HFTD - Distribution - Tier 3 - 4QU CoRE ¦ 4QU LoRE | Non-Red Flag Warning - Small Fires | 2025 | 1.2383e-06 | 0.080408 | 0.03759 | 0.0016314 | 0.041187 | 0 | 0.0033903 | 9.957e-08 | 0 | 9.957e-08 | 4.5389e-06 | 1.8208e-08 | 0 | 1.8208e-08 | 1.4839e-07 | 0 | 1.4839e-07 | 3.2528e-07 | 0 | 3.2528e-07 | [17 empty] | 7.3.3.17.5 (Remote Grid) Updates to grid topology to minimize risk of ignition in HFTDs Remote GridWLDFREquipment / facility failureAggregated | WLDFR | HFTD - Distribution - Tier 2 - 3QU CoRE ¦ 4QU LoRE | Red Flag Warning - Catastrophic Fires | Equipment / facility failure | Aggregated | 2052 | 8.4538e-06 | 741.5879 | 0.0062692 | 2052 | Mitigation | 0.95 | 45 | 0 | esc | 0.00097009 | 8.2009e-09 | 0.00097009 | 8.2009e-09
[79 empty] | WLDFR | HFTD - Distribution - Tier 3 - 4QU CoRE ¦ 4QU LoRE | Non-Red Flag Warning - Small Fires | 2026 | 1.2383e-06 | 0.080408 | 0.03759 | 0.0016314 | 0.041187 | 0 | 0.0033903 | 9.957e-08 | 0 | 9.957e-08 | 4.5389e-06 | 1.9212e-08 | 0 | 1.9212e-08 | 1.5658e-07 | 0 | 1.5658e-07 | 3.4322e-07 | 0 | 3.4322e-07 | [17 empty] | 7.3.3.17.5 (Remote Grid) Updates to grid topology to minimize risk of ignition in HFTDs Remote GridWLDFREquipment / facility failureAggregated | WLDFR | HFTD - Distribution - Tier 2 - 3QU CoRE ¦ 4QU LoRE | Red Flag Warning - Catastrophic Fires | Equipment / facility failure | Aggregated | 2053 | 8.4538e-06 | 741.5879 | 0.0062692 | 2053 | Mitigation | 0.95 | 45 | 0 | esc | 0.00097009 | 8.2009e-09 | 0.00097009 | 8.2009e-09
[79 empty] | WLDFR | HFTD - Distribution - Tier 3 - 4QU CoRE ¦ 4QU LoRE | Non-Red Flag Warning - Small Fires | 2027 | 1.2383e-06 | 0.080408 | 0.03759 | 0.0016314 | 0.041187 | 0 | 0.0033903 | 9.957e-08 | 0 | 9.957e-08 | 4.5389e-06 | 1.9212e-08 | 0 | 1.9212e-08 | 1.5658e-07 | 0 | 1.5658e-07 | 3.4322e-07 | 0 | 3.4322e-07 | [17 empty] | 7.3.3.17.5 (Remote Grid) Updates to grid topology to minimize risk of ignition in HFTDs Remote GridWLDFREquipment / facility failureAggregated | WLDFR | HFTD - Distribution - Tier 2 - 3QU CoRE ¦ 4QU LoRE | Red Flag Warning - Catastrophic Fires | Equipment / facility failure | Aggregated | 2054 | 8.4538e-06 | 741.5879 | 0.0062692 | 2054 | Mitigation | 0.95 | 45 | 0 | esc | 0.00097009 | 8.2009e-09 | 0.00097009 | 8.2009e-09
[79 empty] | WLDFR | HFTD - Distribution - Tier 3 - 4QU CoRE ¦ 4QU LoRE | Non-Red Flag Warning - Small Fires | 2028 | 1.2383e-06 | 0.083606 | 0.039055 | 0.001695 | 0.042856 | 0 | 0.0033903 | 1.0353e-07 | 0 | 1.0353e-07 | 4.7403e-06 | 1.9212e-08 | 0 | 1.9212e-08 | 1.5658e-07 | 0 | 1.5658e-07 | 3.4322e-07 | 0 | 3.4322e-07 | [17 empty] | 7.3.3.17.5 (Remote Grid) Updates to grid topology to minimize risk of ignition in HFTDs Remote GridWLDFREquipment / facility failureAggregated | WLDFR | HFTD - Distribution - Tier 2 - 3QU CoRE ¦ 4QU LoRE | Red Flag Warning - Catastrophic Fires | Equipment / facility failure | Aggregated | 2055 | 8.4538e-06 | 741.5879 | 0.0062692 | 2055 | Mitigation | 0.95 | 45 | 0 | esc | 0.00097009 | 8.2009e-09 | 0.00097009 | 8.2009e-09
[79 empty] | WLDFR | HFTD - Distribution - Tier 3 - 4QU CoRE ¦ 4QU LoRE | Non-Red Flag Warning - Small Fires | 2029 | 1.2383e-06 | 0.083606 | 0.039055 | 0.001695 | 0.042856 | 0 | 0.0033903 | 1.0353e-07 | 0 | 1.0353e-07 | 4.7403e-06 | 1.9212e-08 | 0 | 1.9212e-08 | 1.5658e-07 | 0 | 1.5658e-07 | 3.4322e-07 | 0 | 3.4322e-07 | [17 empty] | 7.3.3.17.5 (Remote Grid) Updates to grid topology to minimize risk of ignition in HFTDs Remote GridWLDFREquipment / facility failureAggregated | WLDFR | HFTD - Distribution - Tier 2 - 3QU CoRE ¦ 4QU LoRE | Red Flag Warning - Catastrophic Fires | Equipment / facility failure | Aggregated | 2056 | 8.4538e-06 | 741.5879 | 0.0062692 | 2056 | Mitigation | 0.95 | 45 | 0 | esc | 0.00097009 | 8.2009e-09 | 0.00097009 | 8.2009e-09
[79 empty] | WLDFR | HFTD - Distribution - Tier 3 - 4QU CoRE ¦ 4QU LoRE | Non-Red Flag Warning - Small Fires | 2030 | 1.2383e-06 | 0.083606 | 0.039055 | 0.001695 | 0.042856 | 0 | 0.0033903 | 1.0353e-07 | 0 | 1.0353e-07 | 4.7403e-06 | 1.9212e-08 | 0 | 1.9212e-08 | 1.5658e-07 | 0 | 1.5658e-07 | 3.4322e-07 | 0 | 3.4322e-07 | [17 empty] | 7.3.3.17.5 (Remote Grid) Updates to grid topology to minimize risk of ignition in HFTDs Remote GridWLDFREquipment / facility failureAggregated | WLDFR | HFTD - Distribution - Tier 2 - 3QU CoRE ¦ 4QU LoRE | Red Flag Warning - Catastrophic Fires | Equipment / facility failure | Aggregated | 2057 | 8.4538e-06 | 741.5879 | 0.0062692 | 2057 | Mitigation | 0.95 | 45 | 0 | esc | 0.00097009 | 8.2009e-09 | 0.00097009 | 8.2009e-09
[79 empty] | WLDFR | HFTD - Distribution - Tier 3 - 4QU CoRE ¦ 4QU LoRE | Non-Red Flag Warning - Small Fires | 2031 | 1.2383e-06 | 0.083606 | 0.039055 | 0.001695 | 0.042856 | 0 | 0.0033903 | 1.0353e-07 | 0 | 1.0353e-07 | 4.7403e-06 | 2.0354e-08 | 0 | 2.0354e-08 | 1.6589e-07 | 0 | 1.6589e-07 | 3.6363e-07 | 0 | 3.6363e-07 | [17 empty] | 7.3.3.17.5 (Remote Grid) Updates to grid topology to minimize risk of ignition in HFTDs Remote GridWLDFREquipment / facility failureAggregated | WLDFR | HFTD - Distribution - Tier 2 - 3QU CoRE ¦ 4QU LoRE | Red Flag Warning - Catastrophic Fires | Equipment / facility failure | Aggregated | 2058 | 8.4538e-06 | 741.5879 | 0.0062692 | 2058 | Mitigation | 0.95 | 45 | 0 | esc | 0.00097009 | 8.2009e-09 | 0.00097009 | 8.2009e-09
[79 empty] | WLDFR | HFTD - Distribution - Tier 3 - 4QU CoRE ¦ 4QU LoRE | Non-Red Flag Warning - Small Fires | 2032 | 1.2383e-06 | 0.083606 | 0.039055 | 0.001695 | 0.042856 | 0 | 0.0033903 | 1.0353e-07 | 0 | 1.0353e-07 | 4.7403e-06 | 2.0354e-08 | 0 | 2.0354e-08 | 1.6589e-07 | 0 | 1.6589e-07 | 3.6363e-07 | 0 | 3.6363e-07 | [17 empty] | 7.3.3.17.5 (Remote Grid) Updates to grid topology to minimize risk of ignition in HFTDs Remote GridWLDFREquipment / facility failureAggregated | WLDFR | HFTD - Distribution - Tier 2 - 3QU CoRE ¦ 4QU LoRE | Red Flag Warning - Catastrophic Fires | Equipment / facility failure | Aggregated | 2059 | 8.4538e-06 | 741.5879 | 0.0062692 | 2059 | Mitigation | 0.95 | 45 | 0 | esc | 0.00097009 | 8.2009e-09 | 0.00097009 | 8.2009e-09
[79 empty] | WLDFR | HFTD - Distribution - Tier 3 - 4QU CoRE ¦ 4QU LoRE | Non-Red Flag Warning - Small Fires | 2033 | 1.2383e-06 | 0.087211 | 0.040679 | 0.0017655 | 0.044766 | 0 | 0.0033903 | 1.0799e-07 | 0 | 1.0799e-07 | 4.964e-06 | 2.0354e-08 | 0 | 2.0354e-08 | 1.6589e-07 | 0 | 1.6589e-07 | 3.6363e-07 | 0 | 3.6363e-07 | [17 empty] | 7.3.3.17.5 (Remote Grid) Updates to grid topology to minimize risk of ignition in HFTDs Remote GridWLDFREquipment / facility failureAggregated | WLDFR | HFTD - Distribution - Tier 2 - 3QU CoRE ¦ 4QU LoRE | Red Flag Warning - Catastrophic Fires | Equipment / facility failure | Aggregated | 2060 | 8.4538e-06 | 741.5879 | 0.0062692 | 2060 | Mitigation | 0.95 | 45 | 0 | esc | 0.00097009 | 8.2009e-09 | 0.00097009 | 8.2009e-09
[79 empty] | WLDFR | HFTD - Distribution - Tier 3 - 4QU CoRE ¦ 4QU LoRE | Non-Red Flag Warning - Small Fires | 2034 | 1.2383e-06 | 0.087211 | 0.040679 | 0.0017655 | 0.044766 | 0 | 0.0033903 | 1.0799e-07 | 0 | 1.0799e-07 | 4.964e-06 | 2.0354e-08 | 0 | 2.0354e-08 | 1.6589e-07 | 0 | 1.6589e-07 | 3.6363e-07 | 0 | 3.6363e-07 | [17 empty] | 7.3.3.17.5 (Remote Grid) Updates to grid topology to minimize risk of ignition in HFTDs Remote GridWLDFREquipment / facility failureAggregated | WLDFR | HFTD - Distribution - Tier 2 - 3QU CoRE ¦ 4QU LoRE | Red Flag Warning - Catastrophic Fires | Equipment / facility failure | Aggregated | 2061 | 8.4538e-06 | 741.5879 | 0.0062692 | 2061 | Mitigation | 0.95 | 45 | 0 | esc | 0.00097009 | 8.2009e-09 | 0.00097009 | 8.2009e-09
[79 empty] | WLDFR | HFTD - Distribution - Tier 3 - 4QU CoRE ¦ 4QU LoRE | Non-Red Flag Warning - Small Fires | 2035 | 1.2383e-06 | 0.087211 | 0.040679 | 0.0017655 | 0.044766 | 0 | 0.0033903 | 1.0799e-07 | 0 | 1.0799e-07 | 4.964e-06 | 2.0354e-08 | 0 | 2.0354e-08 | 1.6589e-07 | 0 | 1.6589e-07 | 3.6363e-07 | 0 | 3.6363e-07 | [17 empty] | 7.3.3.17.5 (Remote Grid) Updates to grid topology to minimize risk of ignition in HFTDs Remote GridWLDFREquipment / facility failureAggregated | WLDFR | HFTD - Distribution - Tier 2 - 3QU CoRE ¦ 4QU LoRE | Red Flag Warning - Catastrophic Fires | Equipment / facility failure | Aggregated | 2062 | 8.4538e-06 | 741.5879 | 0.0062692 | 2062 | Mitigation | 0.95 | 45 | 0 | esc | 0.00097009 | 8.2009e-09 | 0.00097009 | 8.2009e-09
[79 empty] | WLDFR | HFTD - Distribution - Tier 3 - 4QU CoRE ¦ 4QU LoRE | Non-Red Flag Warning - Small Fires | 2036 | 1.2383e-06 | 0.087211 | 0.040679 | 0.0017655 | 0.044766 | 0 | 0.0033903 | 1.0799e-07 | 0 | 1.0799e-07 | 4.964e-06 | 2.1626e-08 | 0 | 2.1626e-08 | 1.7625e-07 | 0 | 1.7625e-07 | 3.8634e-07 | 0 | 3.8634e-07 | [17 empty] | 7.3.3.17.5 (Remote Grid) Updates to grid topology to minimize risk of ignition in HFTDs Remote GridWLDFREquipment / facility failureAggregated | WLDFR | HFTD - Distribution - Tier 2 - 3QU CoRE ¦ 4QU LoRE | Red Flag Warning - Catastrophic Fires | Equipment / facility failure | Aggregated | 2063 | 8.4538e-06 | 741.5879 | 0.0062692 | 2063 | Mitigation | 0.95 | 45 | 0 | esc | 0.00097009 | 8.2009e-09 | 0.00097009 | 8.2009e-09
[79 empty] | WLDFR | HFTD - Distribution - Tier 3 - 4QU CoRE ¦ 4QU LoRE | Non-Red Flag Warning - Small Fires | 2037 | 1.2383e-06 | 0.087211 | 0.040679 | 0.0017655 | 0.044766 | 0 | 0.0033903 | 1.0799e-07 | 0 | 1.0799e-07 | 4.964e-06 | 2.1626e-08 | 0 | 2.1626e-08 | 1.7625e-07 | 0 | 1.7625e-07 | 3.8634e-07 | 0 | 3.8634e-07 | [17 empty] | 7.3.3.17.5 (Remote Grid) Updates to grid topology to minimize risk of ignition in HFTDs Remote GridWLDFREquipment / facility failureAggregated | WLDFR | HFTD - Distribution - Tier 2 - 3QU CoRE ¦ 4QU LoRE | Red Flag Warning - Catastrophic Fires | Equipment / facility failure | Aggregated | 2064 | 8.4538e-06 | 741.5879 | 0.0062692 | 2064 | Mitigation | 0.95 | 45 | 0 | esc | 0.00097009 | 8.2009e-09 | 0.00097009 | 8.2009e-09
[79 empty] | WLDFR | HFTD - Distribution - Tier 3 - 4QU CoRE ¦ 4QU LoRE | Non-Red Flag Warning - Small Fires | 2038 | 1.2383e-06 | 0.091184 | 0.042438 | 0.0018418 | 0.046905 | 0 | 0.0033903 | 1.1291e-07 | 0 | 1.1291e-07 | 5.2066e-06 | 2.1626e-08 | 0 | 2.1626e-08 | 1.7625e-07 | 0 | 1.7625e-07 | 3.8634e-07 | 0 | 3.8634e-07 | [17 empty] | 7.3.3.17.5 (Remote Grid) Updates to grid topology to minimize risk of ignition in HFTDs Remote GridWLDFREquipment / facility failureAggregated | WLDFR | HFTD - Distribution - Tier 2 - 3QU CoRE ¦ 4QU LoRE | Red Flag Warning - Catastrophic Fires | Equipment / facility failure | Aggregated | 2065 | 8.4538e-06 | 741.5879 | 0.0062692 | 2065 | Mitigation | 0.95 | 45 | 0 | esc | 0.00097009 | 8.2009e-09 | 0.00097009 | 8.2009e-09
[79 empty] | WLDFR | HFTD - Distribution - Tier 3 - 4QU CoRE ¦ 4QU LoRE | Non-Red Flag Warning - Small Fires | 2039 | 1.2383e-06 | 0.091184 | 0.042438 | 0.0018418 | 0.046905 | 0 | 0.0033903 | 1.1291e-07 | 0 | 1.1291e-07 | 5.2066e-06 | 2.1626e-08 | 0 | 2.1626e-08 | 1.7625e-07 | 0 | 1.7625e-07 | 3.8634e-07 | 0 | 3.8634e-07 | [17 empty] | 7.3.3.17.5 (Remote Grid) Updates to grid topology to minimize risk of ignition in HFTDs Remote GridWLDFREquipment / facility failureAggregated | WLDFR | HFTD - Distribution - Tier 2 - 3QU CoRE ¦ 4QU LoRE | Red Flag Warning - Catastrophic Fires | Equipment / facility failure | Aggregated | 2066 | 8.4538e-06 | 741.5879 | 0.0062692 | 2066 | Mitigation | 0.95 | 45 | 0 | esc | 0.00097009 | 8.2009e-09 | 0.00097009 | 8.2009e-09
[79 empty] | WLDFR | HFTD - Distribution - Tier 3 - 4QU CoRE ¦ 4QU LoRE | Non-Red Flag Warning - Small Fires | 2040 | 1.2383e-06 | 0.091184 | 0.042438 | 0.0018418 | 0.046905 | 0 | 0.0033903 | 1.1291e-07 | 0 | 1.1291e-07 | 5.2066e-06 | 2.1626e-08 | 0 | 2.1626e-08 | 1.7625e-07 | 0 | 1.7625e-07 | 3.8634e-07 | 0 | 3.8634e-07 | [17 empty] | 7.3.3.17.5 (Remote Grid) Updates to grid topology to minimize risk of ignition in HFTDs Remote GridWLDFREquipment / facility failureAggregated | WLDFR | HFTD - Distribution - Tier 2 - 3QU CoRE ¦ 4QU LoRE | Red Flag Warning - Catastrophic Fires | Equipment / facility failure | Aggregated | 2067 | 8.4538e-06 | 741.5879 | 0.0062692 | 2067 | Mitigation | 0.95 | 45 | 0 | esc | 0 | 0 | 0.00097009 | 8.2009e-09
[79 empty] | WLDFR | HFTD - Distribution - Tier 3 - 4QU CoRE ¦ 4QU LoRE | Non-Red Flag Warning - Small Fires | 2041 | 1.2383e-06 | 0.091184 | 0.042438 | 0.0018418 | 0.046905 | 0 | 0.0033903 | 1.1291e-07 | 0 | 1.1291e-07 | 5.2066e-06 | 2.3016e-08 | 0 | 2.3016e-08 | 1.8758e-07 | 0 | 1.8758e-07 | 4.1119e-07 | 0 | 4.1119e-07 | [17 empty] | 7.3.3.17.5 (Remote Grid) Updates to grid topology to minimize risk of ignition in HFTDs Remote GridWLDFRVegetation ContactAggregated | WLDFR | HFTD - Distribution - Tier 2 - 3QU CoRE ¦ 4QU LoRE | Red Flag Warning - Catastrophic Fires | Vegetation Contact | Aggregated | 2022 | 1.3014e-05 | 741.5879 | 0.009651 | 2022 | Mitigation | 0.95 | 45 | 0 | esc | 0.00097009 | 1.2625e-08 | 0 | 0
[79 empty] | WLDFR | HFTD - Distribution - Tier 3 - 4QU CoRE ¦ 4QU LoRE | Non-Red Flag Warning - Small Fires | 2042 | 1.2383e-06 | 0.091184 | 0.042438 | 0.0018418 | 0.046905 | 0 | 0.0033903 | 1.1291e-07 | 0 | 1.1291e-07 | 5.2066e-06 | 2.3016e-08 | 0 | 2.3016e-08 | 1.8758e-07 | 0 | 1.8758e-07 | 4.1119e-07 | 0 | 4.1119e-07 | [17 empty] | 7.3.3.17.5 (Remote Grid) Updates to grid topology to minimize risk of ignition in HFTDs Remote GridWLDFRVegetation ContactAggregated | WLDFR | HFTD - Distribution - Tier 2 - 3QU CoRE ¦ 4QU LoRE | Red Flag Warning - Catastrophic Fires | Vegetation Contact | Aggregated | 2023 | 1.3014e-05 | 741.5879 | 0.009651 | 2023 | Mitigation | 0.95 | 45 | 0 | esc | 0.00097009 | 1.2625e-08 | 0.00097009 | 1.2625e-08
[79 empty] | WLDFR | HFTD - Distribution - Tier 3 - 4QU CoRE ¦ 4QU LoRE | Non-Red Flag Warning - Small Fires | 2043 | 1.2383e-06 | 0.095486 | 0.044306 | 0.0019228 | 0.049257 | 0 | 0.0033903 | 1.1824e-07 | 0 | 1.1824e-07 | 5.4648e-06 | 2.3016e-08 | 0 | 2.3016e-08 | 1.8758e-07 | 0 | 1.8758e-07 | 4.1119e-07 | 0 | 4.1119e-07 | [17 empty] | 7.3.3.17.5 (Remote Grid) Updates to grid topology to minimize risk of ignition in HFTDs Remote GridWLDFRVegetation ContactAggregated | WLDFR | HFTD - Distribution - Tier 2 - 3QU CoRE ¦ 4QU LoRE | Red Flag Warning - Catastrophic Fires | Vegetation Contact | Aggregated | 2024 | 1.3014e-05 | 741.5879 | 0.009651 | 2024 | Mitigation | 0.95 | 45 | 0 | esc | 0.00097009 | 1.2625e-08 | 0.00097009 | 1.2625e-08
[79 empty] | WLDFR | HFTD - Distribution - Tier 3 - 4QU CoRE ¦ 4QU LoRE | Non-Red Flag Warning - Small Fires | 2044 | 1.2383e-06 | 0.095486 | 0.044306 | 0.0019228 | 0.049257 | 0 | 0.0033903 | 1.1824e-07 | 0 | 1.1824e-07 | 5.4648e-06 | 2.3016e-08 | 0 | 2.3016e-08 | 1.8758e-07 | 0 | 1.8758e-07 | 4.1119e-07 | 0 | 4.1119e-07 | [17 empty] | 7.3.3.17.5 (Remote Grid) Updates to grid topology to minimize risk of ignition in HFTDs Remote GridWLDFRVegetation ContactAggregated | WLDFR | HFTD - Distribution - Tier 2 - 3QU CoRE ¦ 4QU LoRE | Red Flag Warning - Catastrophic Fires | Vegetation Contact | Aggregated | 2025 | 1.3014e-05 | 741.5879 | 0.009651 | 2025 | Mitigation | 0.95 | 45 | 0 | esc | 0.00097009 | 1.2625e-08 | 0.00097009 | 1.2625e-08
[79 empty] | WLDFR | HFTD - Distribution - Tier 3 - 4QU CoRE ¦ 4QU LoRE | Non-Red Flag Warning - Small Fires | 2045 | 1.2383e-06 | 0.095486 | 0.044306 | 0.0019228 | 0.049257 | 0 | 0.0033903 | 1.1824e-07 | 0 | 1.1824e-07 | 5.4648e-06 | 2.3016e-08 | 0 | 2.3016e-08 | 1.8758e-07 | 0 | 1.8758e-07 | 4.1119e-07 | 0 | 4.1119e-07 | [17 empty] | 7.3.3.17.5 (Remote Grid) Updates to grid topology to minimize risk of ignition in HFTDs Remote GridWLDFRVegetation ContactAggregated | WLDFR | HFTD - Distribution - Tier 2 - 3QU CoRE ¦ 4QU LoRE | Red Flag Warning - Catastrophic Fires | Vegetation Contact | Aggregated | 2026 | 1.3014e-05 | 741.5879 | 0.009651 | 2026 | Mitigation | 0.95 | 45 | 0 | esc | 0.00097009 | 1.2625e-08 | 0.00097009 | 1.2625e-08
[79 empty] | WLDFR | HFTD - Distribution - Tier 3 - 4QU CoRE ¦ 4QU LoRE | Non-Red Flag Warning - Small Fires | 2046 | 1.2383e-06 | 0.095486 | 0.044306 | 0.0019228 | 0.049257 | 0 | 0.0033903 | 1.1824e-07 | 0 | 1.1824e-07 | 5.4648e-06 | 2.4514e-08 | 0 | 2.4514e-08 | 1.9979e-07 | 0 | 1.9979e-07 | 4.3795e-07 | 0 | 4.3795e-07 | [17 empty] | 7.3.3.17.5 (Remote Grid) Updates to grid topology to minimize risk of ignition in HFTDs Remote GridWLDFRVegetation ContactAggregated | WLDFR | HFTD - Distribution - Tier 2 - 3QU CoRE ¦ 4QU LoRE | Red Flag Warning - Catastrophic Fires | Vegetation Contact | Aggregated | 2027 | 1.3014e-05 | 741.5879 | 0.009651 | 2027 | Mitigation | 0.95 | 45 | 0 | esc | 0.00097009 | 1.2625e-08 | 0.00097009 | 1.2625e-08
[79 empty] | WLDFR | HFTD - Distribution - Tier 3 - 4QU CoRE ¦ 4QU LoRE | Non-Red Flag Warning - Small Fires | 2047 | 1.2383e-06 | 0.095486 | 0.044306 | 0.0019228 | 0.049257 | 0 | 0.0033903 | 1.1824e-07 | 0 | 1.1824e-07 | 5.4648e-06 | 2.4514e-08 | 0 | 2.4514e-08 | 1.9979e-07 | 0 | 1.9979e-07 | 4.3795e-07 | 0 | 4.3795e-07 | [17 empty] | 7.3.3.17.5 (Remote Grid) Updates to grid topology to minimize risk of ignition in HFTDs Remote GridWLDFRVegetation ContactAggregated | WLDFR | HFTD - Distribution - Tier 2 - 3QU CoRE ¦ 4QU LoRE | Red Flag Warning - Catastrophic Fires | Vegetation Contact | Aggregated | 2028 | 1.3014e-05 | 741.5879 | 0.009651 | 2028 | Mitigation | 0.95 | 45 | 0 | esc | 0.00097009 | 1.2625e-08 | 0.00097009 | 1.2625e-08
[79 empty] | WLDFR | HFTD - Distribution - Tier 3 - 4QU CoRE ¦ 4QU LoRE | Non-Red Flag Warning - Small Fires | 2048 | 1.2383e-06 | 0.10007 | 0.04626 | 0.0020076 | 0.051804 | 0 | 0.0033903 | 1.2392e-07 | 0 | 1.2392e-07 | 5.7352e-06 | 2.4514e-08 | 0 | 2.4514e-08 | 1.9979e-07 | 0 | 1.9979e-07 | 4.3795e-07 | 0 | 4.3795e-07 | [17 empty] | 7.3.3.17.5 (Remote Grid) Updates to grid topology to minimize risk of ignition in HFTDs Remote GridWLDFRVegetation ContactAggregated | WLDFR | HFTD - Distribution - Tier 2 - 3QU CoRE ¦ 4QU LoRE | Red Flag Warning - Catastrophic Fires | Vegetation Contact | Aggregated | 2029 | 1.3014e-05 | 741.5879 | 0.009651 | 2029 | Mitigation | 0.95 | 45 | 0 | esc | 0.00097009 | 1.2625e-08 | 0.00097009 | 1.2625e-08
[79 empty] | WLDFR | HFTD - Distribution - Tier 3 - 4QU CoRE ¦ 4QU LoRE | Non-Red Flag Warning - Small Fires | 2049 | 1.2383e-06 | 0.10007 | 0.04626 | 0.0020076 | 0.051804 | 0 | 0.0033903 | 1.2392e-07 | 0 | 1.2392e-07 | 5.7352e-06 | 2.4514e-08 | 0 | 2.4514e-08 | 1.9979e-07 | 0 | 1.9979e-07 | 4.3795e-07 | 0 | 4.3795e-07 | [17 empty] | 7.3.3.17.5 (Remote Grid) Updates to grid topology to minimize risk of ignition in HFTDs Remote GridWLDFRVegetation ContactAggregated | WLDFR | HFTD - Distribution - Tier 2 - 3QU CoRE ¦ 4QU LoRE | Red Flag Warning - Catastrophic Fires | Vegetation Contact | Aggregated | 2030 | 1.3014e-05 | 741.5879 | 0.009651 | 2030 | Mitigation | 0.95 | 45 | 0 | esc | 0.00097009 | 1.2625e-08 | 0.00097009 | 1.2625e-08
[79 empty] | WLDFR | HFTD - Distribution - Tier 3 - 4QU CoRE ¦ 4QU LoRE | Non-Red Flag Warning - Small Fires | 2050 | 1.2383e-06 | 0.10007 | 0.04626 | 0.0020076 | 0.051804 | 0 | 0.0033903 | 1.2392e-07 | 0 | 1.2392e-07 | 5.7352e-06 | 2.4514e-08 | 0 | 2.4514e-08 | 1.9979e-07 | 0 | 1.9979e-07 | 4.3795e-07 | 0 | 4.3795e-07 | [17 empty] | 7.3.3.17.5 (Remote Grid) Updates to grid topology to minimize risk of ignition in HFTDs Remote GridWLDFRVegetation ContactAggregated | WLDFR | HFTD - Distribution - Tier 2 - 3QU CoRE ¦ 4QU LoRE | Red Flag Warning - Catastrophic Fires | Vegetation Contact | Aggregated | 2031 | 1.3014e-05 | 741.5879 | 0.009651 | 2031 | Mitigation | 0.95 | 45 | 0 | esc | 0.00097009 | 1.2625e-08 | 0.00097009 | 1.2625e-08
[79 empty] | WLDFR | HFTD - Distribution - Tier 3 - 4QU CoRE ¦ 4QU LoRE | Non-Red Flag Warning - Small Fires | 2051 | 1.2383e-06 | 0.10007 | 0.04626 | 0.0020076 | 0.051804 | 0 | 0.0033903 | 1.2392e-07 | 0 | 1.2392e-07 | 5.7352e-06 | 2.6107e-08 | 0 | 2.6107e-08 | 2.1277e-07 | 0 | 2.1277e-07 | 4.664e-07 | 0 | 4.664e-07 | [17 empty] | 7.3.3.17.5 (Remote Grid) Updates to grid topology to minimize risk of ignition in HFTDs Remote GridWLDFRVegetation ContactAggregated | WLDFR | HFTD - Distribution - Tier 2 - 3QU CoRE ¦ 4QU LoRE | Red Flag Warning - Catastrophic Fires | Vegetation Contact | Aggregated | 2032 | 1.3014e-05 | 741.5879 | 0.009651 | 2032 | Mitigation | 0.95 | 45 | 0 | esc | 0.00097009 | 1.2625e-08 | 0.00097009 | 1.2625e-08
[79 empty] | WLDFR | HFTD - Distribution - Tier 3 - 4QU CoRE ¦ 4QU LoRE | Non-Red Flag Warning - Small Fires | 2052 | 1.2383e-06 | 0.10007 | 0.04626 | 0.0020076 | 0.051804 | 0 | 0.0033903 | 1.2392e-07 | 0 | 1.2392e-07 | 5.7352e-06 | 2.6107e-08 | 0 | 2.6107e-08 | 2.1277e-07 | 0 | 2.1277e-07 | 4.664e-07 | 0 | 4.664e-07 | [17 empty] | 7.3.3.17.5 (Remote Grid) Updates to grid topology to minimize risk of ignition in HFTDs Remote GridWLDFRVegetation ContactAggregated | WLDFR | HFTD - Distribution - Tier 2 - 3QU CoRE ¦ 4QU LoRE | Red Flag Warning - Catastrophic Fires | Vegetation Contact | Aggregated | 2033 | 1.3014e-05 | 741.5879 | 0.009651 | 2033 | Mitigation | 0.95 | 45 | 0 | esc | 0.00097009 | 1.2625e-08 | 0.00097009 | 1.2625e-08
[79 empty] | WLDFR | HFTD - Distribution - Tier 3 - 4QU CoRE ¦ 4QU LoRE | Non-Red Flag Warning - Small Fires | 2053 | 1.2383e-06 | 0.10489 | 0.048274 | 0.002095 | 0.054525 | 0 | 0.0033903 | 1.2989e-07 | 0 | 1.2989e-07 | 6.0144e-06 | 2.6107e-08 | 0 | 2.6107e-08 | 2.1277e-07 | 0 | 2.1277e-07 | 4.664e-07 | 0 | 4.664e-07 | [17 empty] | 7.3.3.17.5 (Remote Grid) Updates to grid topology to minimize risk of ignition in HFTDs Remote GridWLDFRVegetation ContactAggregated | WLDFR | HFTD - Distribution - Tier 2 - 3QU CoRE ¦ 4QU LoRE | Red Flag Warning - Catastrophic Fires | Vegetation Contact | Aggregated | 2034 | 1.3014e-05 | 741.5879 | 0.009651 | 2034 | Mitigation | 0.95 | 45 | 0 | esc | 0.00097009 | 1.2625e-08 | 0.00097009 | 1.2625e-08
[79 empty] | WLDFR | HFTD - Distribution - Tier 3 - 4QU CoRE ¦ 4QU LoRE | Non-Red Flag Warning - Small Fires | 2054 | 1.2383e-06 | 0.10489 | 0.048274 | 0.002095 | 0.054525 | 0 | 0.0033903 | 1.2989e-07 | 0 | 1.2989e-07 | 6.0144e-06 | 2.6107e-08 | 0 | 2.6107e-08 | 2.1277e-07 | 0 | 2.1277e-07 | 4.664e-07 | 0 | 4.664e-07 | [17 empty] | 7.3.3.17.5 (Remote Grid) Updates to grid topology to minimize risk of ignition in HFTDs Remote GridWLDFRVegetation ContactAggregated | WLDFR | HFTD - Distribution - Tier 2 - 3QU CoRE ¦ 4QU LoRE | Red Flag Warning - Catastrophic Fires | Vegetation Contact | Aggregated | 2035 | 1.3014e-05 | 741.5879 | 0.009651 | 2035 | Mitigation | 0.95 | 45 | 0 | esc | 0.00097009 | 1.2625e-08 | 0.00097009 | 1.2625e-08
[79 empty] | WLDFR | HFTD - Distribution - Tier 3 - 4QU CoRE ¦ 4QU LoRE | Non-Red Flag Warning - Small Fires | 2055 | 1.2383e-06 | 0.10489 | 0.048274 | 0.002095 | 0.054525 | 0 | 0.0033903 | 1.2989e-07 | 0 | 1.2989e-07 | 6.0144e-06 | 2.6107e-08 | 0 | 2.6107e-08 | 2.1277e-07 | 0 | 2.1277e-07 | 4.664e-07 | 0 | 4.664e-07 | [17 empty] | 7.3.3.17.5 (Remote Grid) Updates to grid topology to minimize risk of ignition in HFTDs Remote GridWLDFRVegetation ContactAggregated | WLDFR | HFTD - Distribution - Tier 2 - 3QU CoRE ¦ 4QU LoRE | Red Flag Warning - Catastrophic Fires | Vegetation Contact | Aggregated | 2036 | 1.3014e-05 | 741.5879 | 0.009651 | 2036 | Mitigation | 0.95 | 45 | 0 | esc | 0.00097009 | 1.2625e-08 | 0.00097009 | 1.2625e-08
[79 empty] | WLDFR | HFTD - Distribution - Tier 3 - 4QU CoRE ¦ 4QU LoRE | Non-Red Flag Warning - Small Fires | 2056 | 1.2383e-06 | 0.10489 | 0.048274 | 0.002095 | 0.054525 | 0 | 0.0033903 | 1.2989e-07 | 0 | 1.2989e-07 | 6.0144e-06 | 2.7777e-08 | 0 | 2.7777e-08 | 2.2638e-07 | 0 | 2.2638e-07 | 4.9623e-07 | 0 | 4.9623e-07 | [17 empty] | 7.3.3.17.5 (Remote Grid) Updates to grid topology to minimize risk of ignition in HFTDs Remote GridWLDFRVegetation ContactAggregated | WLDFR | HFTD - Distribution - Tier 2 - 3QU CoRE ¦ 4QU LoRE | Red Flag Warning - Catastrophic Fires | Vegetation Contact | Aggregated | 2037 | 1.3014e-05 | 741.5879 | 0.009651 | 2037 | Mitigation | 0.95 | 45 | 0 | esc | 0.00097009 | 1.2625e-08 | 0.00097009 | 1.2625e-08
[79 empty] | WLDFR | HFTD - Distribution - Tier 3 - 4QU CoRE ¦ 4QU LoRE | Non-Red Flag Warning - Small Fires | 2057 | 1.2383e-06 | 0.10489 | 0.048274 | 0.002095 | 0.054525 | 0 | 0.0033903 | 1.2989e-07 | 0 | 1.2989e-07 | 6.0144e-06 | 2.7777e-08 | 0 | 2.7777e-08 | 2.2638e-07 | 0 | 2.2638e-07 | 4.9623e-07 | 0 | 4.9623e-07 | [17 empty] | 7.3.3.17.5 (Remote Grid) Updates to grid topology to minimize risk of ignition in HFTDs Remote GridWLDFRVegetation ContactAggregated | WLDFR | HFTD - Distribution - Tier 2 - 3QU CoRE ¦ 4QU LoRE | Red Flag Warning - Catastrophic Fires | Vegetation Contact | Aggregated | 2038 | 1.3014e-05 | 741.5879 | 0.009651 | 2038 | Mitigation | 0.95 | 45 | 0 | esc | 0.00097009 | 1.2625e-08 | 0.00097009 | 1.2625e-08
[79 empty] | WLDFR | HFTD - Distribution - Tier 3 - 4QU CoRE ¦ 4QU LoRE | Non-Red Flag Warning - Small Fires | 2058 | 1.2383e-06 | 0.1099 | 0.050325 | 0.0021839 | 0.057393 | 0 | 0.0033903 | 1.3609e-07 | 0 | 1.3609e-07 | 6.2991e-06 | 2.7777e-08 | 0 | 2.7777e-08 | 2.2638e-07 | 0 | 2.2638e-07 | 4.9623e-07 | 0 | 4.9623e-07 | [17 empty] | 7.3.3.17.5 (Remote Grid) Updates to grid topology to minimize risk of ignition in HFTDs Remote GridWLDFRVegetation ContactAggregated | WLDFR | HFTD - Distribution - Tier 2 - 3QU CoRE ¦ 4QU LoRE | Red Flag Warning - Catastrophic Fires | Vegetation Contact | Aggregated | 2039 | 1.3014e-05 | 741.5879 | 0.009651 | 2039 | Mitigation | 0.95 | 45 | 0 | esc | 0.00097009 | 1.2625e-08 | 0.00097009 | 1.2625e-08
[79 empty] | WLDFR | HFTD - Distribution - Tier 3 - 4QU CoRE ¦ 4QU LoRE | Non-Red Flag Warning - Small Fires | 2059 | 1.2383e-06 | 0.1099 | 0.050325 | 0.0021839 | 0.057393 | 0 | 0.0033903 | 1.3609e-07 | 0 | 1.3609e-07 | 6.2991e-06 | 2.7777e-08 | 0 | 2.7777e-08 | 2.2638e-07 | 0 | 2.2638e-07 | 4.9623e-07 | 0 | 4.9623e-07 | [17 empty] | 7.3.3.17.5 (Remote Grid) Updates to grid topology to minimize risk of ignition in HFTDs Remote GridWLDFRVegetation ContactAggregated | WLDFR | HFTD - Distribution - Tier 2 - 3QU CoRE ¦ 4QU LoRE | Red Flag Warning - Catastrophic Fires | Vegetation Contact | Aggregated | 2040 | 1.3014e-05 | 741.5879 | 0.009651 | 2040 | Mitigation | 0.95 | 45 | 0 | esc | 0.00097009 | 1.2625e-08 | 0.00097009 | 1.2625e-08
[79 empty] | WLDFR | HFTD - Distribution - Tier 3 - 4QU CoRE ¦ 4QU LoRE | Non-Red Flag Warning - Small Fires | 2060 | 1.2383e-06 | 0.1099 | 0.050325 | 0.0021839 | 0.057393 | 0 | 0.0033903 | 1.3609e-07 | 0 | 1.3609e-07 | 6.2991e-06 | 2.7777e-08 | 0 | 2.7777e-08 | 2.2638e-07 | 0 | 2.2638e-07 | 4.9623e-07 | 0 | 4.9623e-07 | [17 empty] | 7.3.3.17.5 (Remote Grid) Updates to grid topology to minimize risk of ignition in HFTDs Remote GridWLDFRVegetation ContactAggregated | WLDFR | HFTD - Distribution - Tier 2 - 3QU CoRE ¦ 4QU LoRE | Red Flag Warning - Catastrophic Fires | Vegetation Contact | Aggregated | 2041 | 1.3014e-05 | 741.5879 | 0.009651 | 2041 | Mitigation | 0.95 | 45 | 0 | esc | 0.00097009 | 1.2625e-08 | 0.00097009 | 1.2625e-08
[79 empty] | WLDFR | HFTD - Distribution - Tier 3 - 4QU CoRE ¦ 4QU LoRE | Non-Red Flag Warning - Small Fires | 2061 | 1.2383e-06 | 0.1099 | 0.050325 | 0.0021839 | 0.057393 | 0 | 0.0033903 | 1.3609e-07 | 0 | 1.3609e-07 | 6.2991e-06 | 2.9505e-08 | 0 | 2.9505e-08 | 2.4046e-07 | 0 | 2.4046e-07 | 5.271e-07 | 0 | 5.271e-07 | [17 empty] | 7.3.3.17.5 (Remote Grid) Updates to grid topology to minimize risk of ignition in HFTDs Remote GridWLDFRVegetation ContactAggregated | WLDFR | HFTD - Distribution - Tier 2 - 3QU CoRE ¦ 4QU LoRE | Red Flag Warning - Catastrophic Fires | Vegetation Contact | Aggregated | 2042 | 1.3014e-05 | 741.5879 | 0.009651 | 2042 | Mitigation | 0.95 | 45 | 0 | esc | 0.00097009 | 1.2625e-08 | 0.00097009 | 1.2625e-08
[79 empty] | WLDFR | HFTD - Distribution - Tier 3 - 4QU CoRE ¦ 4QU LoRE | Non-Red Flag Warning - Small Fires | 2062 | 1.2383e-06 | 0.1099 | 0.050325 | 0.0021839 | 0.057393 | 0 | 0.0033903 | 1.3609e-07 | 0 | 1.3609e-07 | 6.2991e-06 | 2.9505e-08 | 0 | 2.9505e-08 | 2.4046e-07 | 0 | 2.4046e-07 | 5.271e-07 | 0 | 5.271e-07 | [17 empty] | 7.3.3.17.5 (Remote Grid) Updates to grid topology to minimize risk of ignition in HFTDs Remote GridWLDFRVegetation ContactAggregated | WLDFR | HFTD - Distribution - Tier 2 - 3QU CoRE ¦ 4QU LoRE | Red Flag Warning - Catastrophic Fires | Vegetation Contact | Aggregated | 2043 | 1.3014e-05 | 741.5879 | 0.009651 | 2043 | Mitigation | 0.95 | 45 | 0 | esc | 0.00097009 | 1.2625e-08 | 0.00097009 | 1.2625e-08
[79 empty] | WLDFR | HFTD - Distribution - Tier 3 - 4QU CoRE ¦ 4QU LoRE | Non-Red Flag Warning - Small Fires | 2063 | 1.2383e-06 | 0.11504 | 0.052388 | 0.0022734 | 0.060377 | 0 | 0.0033903 | 1.4245e-07 | 0 | 1.4245e-07 | 6.5856e-06 | 2.9505e-08 | 0 | 2.9505e-08 | 2.4046e-07 | 0 | 2.4046e-07 | 5.271e-07 | 0 | 5.271e-07 | [17 empty] | 7.3.3.17.5 (Remote Grid) Updates to grid topology to minimize risk of ignition in HFTDs Remote GridWLDFRVegetation ContactAggregated | WLDFR | HFTD - Distribution - Tier 2 - 3QU CoRE ¦ 4QU LoRE | Red Flag Warning - Catastrophic Fires | Vegetation Contact | Aggregated | 2044 | 1.3014e-05 | 741.5879 | 0.009651 | 2044 | Mitigation | 0.95 | 45 | 0 | esc | 0.00097009 | 1.2625e-08 | 0.00097009 | 1.2625e-08
[79 empty] | WLDFR | HFTD - Distribution - Tier 3 - 4QU CoRE ¦ 4QU LoRE | Non-Red Flag Warning - Small Fires | 2064 | 1.2383e-06 | 0.11504 | 0.052388 | 0.0022734 | 0.060377 | 0 | 0.0033903 | 1.4245e-07 | 0 | 1.4245e-07 | 6.5856e-06 | 2.9505e-08 | 0 | 2.9505e-08 | 2.4046e-07 | 0 | 2.4046e-07 | 5.271e-07 | 0 | 5.271e-07 | [17 empty] | 7.3.3.17.5 (Remote Grid) Updates to grid topology to minimize risk of ignition in HFTDs Remote GridWLDFRVegetation ContactAggregated | WLDFR | HFTD - Distribution - Tier 2 - 3QU CoRE ¦ 4QU LoRE | Red Flag Warning - Catastrophic Fires | Vegetation Contact | Aggregated | 2045 | 1.3014e-05 | 741.5879 | 0.009651 | 2045 | Mitigation | 0.95 | 45 | 0 | esc | 0.00097009 | 1.2625e-08 | 0.00097009 | 1.2625e-08
[79 empty] | WLDFR | HFTD - Distribution - Tier 3 - 4QU CoRE ¦ 4QU LoRE | Non-Red Flag Warning - Small Fires | 2065 | 1.2383e-06 | 0.11504 | 0.052388 | 0.0022734 | 0.060377 | 0 | 0.0033903 | 1.4245e-07 | 0 | 1.4245e-07 | 6.5856e-06 | 2.9505e-08 | 0 | 2.9505e-08 | 2.4046e-07 | 0 | 2.4046e-07 | 5.271e-07 | 0 | 5.271e-07 | [17 empty] | 7.3.3.17.5 (Remote Grid) Updates to grid topology to minimize risk of ignition in HFTDs Remote GridWLDFRVegetation ContactAggregated | WLDFR | HFTD - Distribution - Tier 2 - 3QU CoRE ¦ 4QU LoRE | Red Flag Warning - Catastrophic Fires | Vegetation Contact | Aggregated | 2046 | 1.3014e-05 | 741.5879 | 0.009651 | 2046 | Mitigation | 0.95 | 45 | 0 | esc | 0.00097009 | 1.2625e-08 | 0.00097009 | 1.2625e-08
[79 empty] | WLDFR | HFTD - Distribution - Tier 3 - 4QU CoRE ¦ 4QU LoRE | Non-Red Flag Warning - Small Fires | 2066 | 1.2383e-06 | 0.11504 | 0.052388 | 0.0022734 | 0.060377 | 0 | 0.0033903 | 1.4245e-07 | 0 | 1.4245e-07 | 6.5856e-06 | 3.1271e-08 | 0 | 3.1271e-08 | 2.5486e-07 | 0 | 2.5486e-07 | 5.5867e-07 | 0 | 5.5867e-07 | [17 empty] | 7.3.3.17.5 (Remote Grid) Updates to grid topology to minimize risk of ignition in HFTDs Remote GridWLDFRVegetation ContactAggregated | WLDFR | HFTD - Distribution - Tier 2 - 3QU CoRE ¦ 4QU LoRE | Red Flag Warning - Catastrophic Fires | Vegetation Contact | Aggregated | 2047 | 1.3014e-05 | 741.5879 | 0.009651 | 2047 | Mitigation | 0.95 | 45 | 0 | esc | 0.00097009 | 1.2625e-08 | 0.00097009 | 1.2625e-08
[79 empty] | WLDFR | HFTD - Distribution - Tier 3 - 4QU CoRE ¦ 4QU LoRE | Red Flag Warning - Catastrophic Fires | 2022 | 2.997e-09 | 14146.1306 | 222.2294 | 8585.7228 | 5338.1784 | 0 | 8.2052e-06 | 4.2396e-05 | 0 | 4.2396e-05 | 3.4304e-08 | 3.1271e-08 | 0 | 3.1271e-08 | 2.5486e-07 | 0 | 2.5486e-07 | 5.5867e-07 | 0 | 5.5867e-07 | [17 empty] | 7.3.3.17.5 (Remote Grid) Updates to grid topology to minimize risk of ignition in HFTDs Remote GridWLDFRVegetation ContactAggregated | WLDFR | HFTD - Distribution - Tier 2 - 3QU CoRE ¦ 4QU LoRE | Red Flag Warning - Catastrophic Fires | Vegetation Contact | Aggregated | 2048 | 1.3014e-05 | 741.5879 | 0.009651 | 2048 | Mitigation | 0.95 | 45 | 0 | esc | 0.00097009 | 1.2625e-08 | 0.00097009 | 1.2625e-08
[79 empty] | WLDFR | HFTD - Distribution - Tier 3 - 4QU CoRE ¦ 4QU LoRE | Red Flag Warning - Catastrophic Fires | 2023 | 2.997e-09 | 14664.6376 | 233.2301 | 8896.516 | 5534.8915 | 0 | 8.2052e-06 | 4.395e-05 | 0 | 4.395e-05 | 3.5839e-08 | 0 | 0 | 0 | 2.5486e-07 | 0 | 2.5486e-07 | 5.5867e-07 | 0 | 5.5867e-07 | [17 empty] | 7.3.3.17.5 (Remote Grid) Updates to grid topology to minimize risk of ignition in HFTDs Remote GridWLDFRVegetation ContactAggregated | WLDFR | HFTD - Distribution - Tier 2 - 3QU CoRE ¦ 4QU LoRE | Red Flag Warning - Catastrophic Fires | Vegetation Contact | Aggregated | 2049 | 1.3014e-05 | 741.5879 | 0.009651 | 2049 | Mitigation | 0.95 | 45 | 0 | esc | 0.00097009 | 1.2625e-08 | 0.00097009 | 1.2625e-08
[79 empty] | WLDFR | HFTD - Distribution - Tier 3 - 4QU CoRE ¦ 4QU LoRE | Red Flag Warning - Catastrophic Fires | 2024 | 2.997e-09 | 14664.6376 | 233.2301 | 8896.516 | 5534.8915 | 0 | 8.2052e-06 | 4.395e-05 | 0 | 4.395e-05 | 3.5839e-08 | 0 | 0 | 0 | 0 | 0 | 0 | 5.5867e-07 | 0 | 5.5867e-07 | [17 empty] | 7.3.3.17.5 (Remote Grid) Updates to grid topology to minimize risk of ignition in HFTDs Remote GridWLDFRVegetation ContactAggregated | WLDFR | HFTD - Distribution - Tier 2 - 3QU CoRE ¦ 4QU LoRE | Red Flag Warning - Catastrophic Fires | Vegetation Contact | Aggregated | 2050 | 1.3014e-05 | 741.5879 | 0.009651 | 2050 | Mitigation | 0.95 | 45 | 0 | esc | 0.00097009 | 1.2625e-08 | 0.00097009 | 1.2625e-08
[79 empty] | WLDFR | HFTD - Distribution - Tier 3 - 4QU CoRE ¦ 4QU LoRE | Red Flag Warning - Catastrophic Fires | 2025 | 2.997e-09 | 14664.6376 | 233.2301 | 8896.516 | 5534.8915 | 0 | 8.2052e-06 | 4.395e-05 | 0 | 4.395e-05 | 3.5839e-08 | 7.4904e-09 | 0 | 7.4904e-09 | 0 | 0 | 0 | 0 | 0 | 0 | [17 empty] | 7.3.3.17.5 (Remote Grid) Updates to grid topology to minimize risk of ignition in HFTDs Remote GridWLDFRVegetation ContactAggregated | WLDFR | HFTD - Distribution - Tier 2 - 3QU CoRE ¦ 4QU LoRE | Red Flag Warning - Catastrophic Fires | Vegetation Contact | Aggregated | 2051 | 1.3014e-05 | 741.5879 | 0.009651 | 2051 | Mitigation | 0.95 | 45 | 0 | esc | 0.00097009 | 1.2625e-08 | 0.00097009 | 1.2625e-08
[79 empty] | WLDFR | HFTD - Distribution - Tier 3 - 4QU CoRE ¦ 4QU LoRE | Red Flag Warning - Catastrophic Fires | 2026 | 2.997e-09 | 14664.6376 | 233.2301 | 8896.516 | 5534.8915 | 0 | 8.2052e-06 | 4.395e-05 | 0 | 4.395e-05 | 3.5839e-08 | 7.2402e-09 | 0 | 7.2402e-09 | 5.9008e-08 | 0 | 5.9008e-08 | 0 | 0 | 0 | [17 empty] | 7.3.3.17.5 (Remote Grid) Updates to grid topology to minimize risk of ignition in HFTDs Remote GridWLDFRVegetation ContactAggregated | WLDFR | HFTD - Distribution - Tier 2 - 3QU CoRE ¦ 4QU LoRE | Red Flag Warning - Catastrophic Fires | Vegetation Contact | Aggregated | 2052 | 1.3014e-05 | 741.5879 | 0.009651 | 2052 | Mitigation | 0.95 | 45 | 0 | esc | 0.00097009 | 1.2625e-08 | 0.00097009 | 1.2625e-08
[79 empty] | WLDFR | HFTD - Distribution - Tier 3 - 4QU CoRE ¦ 4QU LoRE | Red Flag Warning - Catastrophic Fires | 2027 | 2.997e-09 | 14664.6376 | 233.2301 | 8896.516 | 5534.8915 | 0 | 8.2052e-06 | 4.395e-05 | 0 | 4.395e-05 | 3.5839e-08 | 7.4733e-09 | 0 | 7.4733e-09 | 6.0907e-08 | 0 | 6.0907e-08 | 1.3351e-07 | 0 | 1.3351e-07 | [17 empty] | 7.3.3.17.5 (Remote Grid) Updates to grid topology to minimize risk of ignition in HFTDs Remote GridWLDFRVegetation ContactAggregated | WLDFR | HFTD - Distribution - Tier 2 - 3QU CoRE ¦ 4QU LoRE | Red Flag Warning - Catastrophic Fires | Vegetation Contact | Aggregated | 2053 | 1.3014e-05 | 741.5879 | 0.009651 | 2053 | Mitigation | 0.95 | 45 | 0 | esc | 0.00097009 | 1.2625e-08 | 0.00097009 | 1.2625e-08
[79 empty] | WLDFR | HFTD - Distribution - Tier 3 - 4QU CoRE ¦ 4QU LoRE | Red Flag Warning - Catastrophic Fires | 2028 | 2.997e-09 | 15317.9909 | 247.273 | 9287.6491 | 5783.0689 | 0 | 8.2052e-06 | 4.5908e-05 | 0 | 4.5908e-05 | 3.7816e-08 | 7.4733e-09 | 0 | 7.4733e-09 | 6.0907e-08 | 0 | 6.0907e-08 | 1.3351e-07 | 0 | 1.3351e-07 | [17 empty] | 7.3.3.17.5 (Remote Grid) Updates to grid topology to minimize risk of ignition in HFTDs Remote GridWLDFRVegetation ContactAggregated | WLDFR | HFTD - Distribution - Tier 2 - 3QU CoRE ¦ 4QU LoRE | Red Flag Warning - Catastrophic Fires | Vegetation Contact | Aggregated | 2054 | 1.3014e-05 | 741.5879 | 0.009651 | 2054 | Mitigation | 0.95 | 45 | 0 | esc | 0.00097009 | 1.2625e-08 | 0.00097009 | 1.2625e-08
[79 empty] | WLDFR | HFTD - Distribution - Tier 3 - 4QU CoRE ¦ 4QU LoRE | Red Flag Warning - Catastrophic Fires | 2029 | 2.997e-09 | 15317.9909 | 247.273 | 9287.6491 | 5783.0689 | 0 | 8.2052e-06 | 4.5908e-05 | 0 | 4.5908e-05 | 3.7816e-08 | 7.4733e-09 | 0 | 7.4733e-09 | 6.0907e-08 | 0 | 6.0907e-08 | 1.3351e-07 | 0 | 1.3351e-07 | [17 empty] | 7.3.3.17.5 (Remote Grid) Updates to grid topology to minimize risk of ignition in HFTDs Remote GridWLDFRVegetation ContactAggregated | WLDFR | HFTD - Distribution - Tier 2 - 3QU CoRE ¦ 4QU LoRE | Red Flag Warning - Catastrophic Fires | Vegetation Contact | Aggregated | 2055 | 1.3014e-05 | 741.5879 | 0.009651 | 2055 | Mitigation | 0.95 | 45 | 0 | esc | 0.00097009 | 1.2625e-08 | 0.00097009 | 1.2625e-08
[79 empty] | WLDFR | HFTD - Distribution - Tier 3 - 4QU CoRE ¦ 4QU LoRE | Red Flag Warning - Catastrophic Fires | 2030 | 2.997e-09 | 15317.9909 | 247.273 | 9287.6491 | 5783.0689 | 0 | 8.2052e-06 | 4.5908e-05 | 0 | 4.5908e-05 | 3.7816e-08 | 7.4733e-09 | 0 | 7.4733e-09 | 6.0907e-08 | 0 | 6.0907e-08 | 1.3351e-07 | 0 | 1.3351e-07 | [17 empty] | 7.3.3.17.5 (Remote Grid) Updates to grid topology to minimize risk of ignition in HFTDs Remote GridWLDFRVegetation ContactAggregated | WLDFR | HFTD - Distribution - Tier 2 - 3QU CoRE ¦ 4QU LoRE | Red Flag Warning - Catastrophic Fires | Vegetation Contact | Aggregated | 2056 | 1.3014e-05 | 741.5879 | 0.009651 | 2056 | Mitigation | 0.95 | 45 | 0 | esc | 0.00097009 | 1.2625e-08 | 0.00097009 | 1.2625e-08
[79 empty] | WLDFR | HFTD - Distribution - Tier 3 - 4QU CoRE ¦ 4QU LoRE | Red Flag Warning - Catastrophic Fires | 2031 | 2.997e-09 | 15317.9909 | 247.273 | 9287.6491 | 5783.0689 | 0 | 8.2052e-06 | 4.5908e-05 | 0 | 4.5908e-05 | 3.7816e-08 | 7.4733e-09 | 0 | 7.4733e-09 | 6.0907e-08 | 0 | 6.0907e-08 | 1.3351e-07 | 0 | 1.3351e-07 | [17 empty] | 7.3.3.17.5 (Remote Grid) Updates to grid topology to minimize risk of ignition in HFTDs Remote GridWLDFRVegetation ContactAggregated | WLDFR | HFTD - Distribution - Tier 2 - 3QU CoRE ¦ 4QU LoRE | Red Flag Warning - Catastrophic Fires | Vegetation Contact | Aggregated | 2057 | 1.3014e-05 | 741.5879 | 0.009651 | 2057 | Mitigation | 0.95 | 45 | 0 | esc | 0.00097009 | 1.2625e-08 | 0.00097009 | 1.2625e-08
[79 empty] | WLDFR | HFTD - Distribution - Tier 3 - 4QU CoRE ¦ 4QU LoRE | Red Flag Warning - Catastrophic Fires | 2032 | 2.997e-09 | 15317.9909 | 247.273 | 9287.6491 | 5783.0689 | 0 | 8.2052e-06 | 4.5908e-05 | 0 | 4.5908e-05 | 3.7816e-08 | 7.7705e-09 | 0 | 7.7705e-09 | 6.333e-08 | 0 | 6.333e-08 | 1.3882e-07 | 0 | 1.3882e-07 | [17 empty] | 7.3.3.17.5 (Remote Grid) Updates to grid topology to minimize risk of ignition in HFTDs Remote GridWLDFRVegetation ContactAggregated | WLDFR | HFTD - Distribution - Tier 2 - 3QU CoRE ¦ 4QU LoRE | Red Flag Warning - Catastrophic Fires | Vegetation Contact | Aggregated | 2058 | 1.3014e-05 | 741.5879 | 0.009651 | 2058 | Mitigation | 0.95 | 45 | 0 | esc | 0.00097009 | 1.2625e-08 | 0.00097009 | 1.2625e-08
[79 empty] | WLDFR | HFTD - Distribution - Tier 3 - 4QU CoRE ¦ 4QU LoRE | Red Flag Warning - Catastrophic Fires | 2033 | 2.997e-09 | 16044.1264 | 263.1074 | 9721.74 | 6059.2791 | 0 | 8.2052e-06 | 4.8084e-05 | 0 | 4.8084e-05 | 4.0064e-08 | 7.7705e-09 | 0 | 7.7705e-09 | 6.333e-08 | 0 | 6.333e-08 | 1.3882e-07 | 0 | 1.3882e-07 | [17 empty] | 7.3.3.17.5 (Remote Grid) Updates to grid topology to minimize risk of ignition in HFTDs Remote GridWLDFRVegetation ContactAggregated | WLDFR | HFTD - Distribution - Tier 2 - 3QU CoRE ¦ 4QU LoRE | Red Flag Warning - Catastrophic Fires | Vegetation Contact | Aggregated | 2059 | 1.3014e-05 | 741.5879 | 0.009651 | 2059 | Mitigation | 0.95 | 45 | 0 | esc | 0.00097009 | 1.2625e-08 | 0.00097009 | 1.2625e-08
[79 empty] | WLDFR | HFTD - Distribution - Tier 3 - 4QU CoRE ¦ 4QU LoRE | Red Flag Warning - Catastrophic Fires | 2034 | 2.997e-09 | 16044.1264 | 263.1074 | 9721.74 | 6059.2791 | 0 | 8.2052e-06 | 4.8084e-05 | 0 | 4.8084e-05 | 4.0064e-08 | 7.7705e-09 | 0 | 7.7705e-09 | 6.333e-08 | 0 | 6.333e-08 | 1.3882e-07 | 0 | 1.3882e-07 | [17 empty] | 7.3.3.17.5 (Remote Grid) Updates to grid topology to minimize risk of ignition in HFTDs Remote GridWLDFRVegetation ContactAggregated | WLDFR | HFTD - Distribution - Tier 2 - 3QU CoRE ¦ 4QU LoRE | Red Flag Warning - Catastrophic Fires | Vegetation Contact | Aggregated | 2060 | 1.3014e-05 | 741.5879 | 0.009651 | 2060 | Mitigation | 0.95 | 45 | 0 | esc | 0.00097009 | 1.2625e-08 | 0.00097009 | 1.2625e-08
[79 empty] | WLDFR | HFTD - Distribution - Tier 3 - 4QU CoRE ¦ 4QU LoRE | Red Flag Warning - Catastrophic Fires | 2035 | 2.997e-09 | 16044.1264 | 263.1074 | 9721.74 | 6059.2791 | 0 | 8.2052e-06 | 4.8084e-05 | 0 | 4.8084e-05 | 4.0064e-08 | 7.7705e-09 | 0 | 7.7705e-09 | 6.333e-08 | 0 | 6.333e-08 | 1.3882e-07 | 0 | 1.3882e-07 | [17 empty] | 7.3.3.17.5 (Remote Grid) Updates to grid topology to minimize risk of ignition in HFTDs Remote GridWLDFRVegetation ContactAggregated | WLDFR | HFTD - Distribution - Tier 2 - 3QU CoRE ¦ 4QU LoRE | Red Flag Warning - Catastrophic Fires | Vegetation Contact | Aggregated | 2061 | 1.3014e-05 | 741.5879 | 0.009651 | 2061 | Mitigation | 0.95 | 45 | 0 | esc | 0.00097009 | 1.2625e-08 | 0.00097009 | 1.2625e-08
[79 empty] | WLDFR | HFTD - Distribution - Tier 3 - 4QU CoRE ¦ 4QU LoRE | Red Flag Warning - Catastrophic Fires | 2036 | 2.997e-09 | 16044.1264 | 263.1074 | 9721.74 | 6059.2791 | 0 | 8.2052e-06 | 4.8084e-05 | 0 | 4.8084e-05 | 4.0064e-08 | 7.7705e-09 | 0 | 7.7705e-09 | 6.333e-08 | 0 | 6.333e-08 | 1.3882e-07 | 0 | 1.3882e-07 | [17 empty] | 7.3.3.17.5 (Remote Grid) Updates to grid topology to minimize risk of ignition in HFTDs Remote GridWLDFRVegetation ContactAggregated | WLDFR | HFTD - Distribution - Tier 2 - 3QU CoRE ¦ 4QU LoRE | Red Flag Warning - Catastrophic Fires | Vegetation Contact | Aggregated | 2062 | 1.3014e-05 | 741.5879 | 0.009651 | 2062 | Mitigation | 0.95 | 45 | 0 | esc | 0.00097009 | 1.2625e-08 | 0.00097009 | 1.2625e-08
[79 empty] | WLDFR | HFTD - Distribution - Tier 3 - 4QU CoRE ¦ 4QU LoRE | Red Flag Warning - Catastrophic Fires | 2037 | 2.997e-09 | 16044.1264 | 263.1074 | 9721.74 | 6059.2791 | 0 | 8.2052e-06 | 4.8084e-05 | 0 | 4.8084e-05 | 4.0064e-08 | 8.1055e-09 | 0 | 8.1055e-09 | 6.606e-08 | 0 | 6.606e-08 | 1.4481e-07 | 0 | 1.4481e-07 | [17 empty] | 7.3.3.17.5 (Remote Grid) Updates to grid topology to minimize risk of ignition in HFTDs Remote GridWLDFRVegetation ContactAggregated | WLDFR | HFTD - Distribution - Tier 2 - 3QU CoRE ¦ 4QU LoRE | Red Flag Warning - Catastrophic Fires | Vegetation Contact | Aggregated | 2063 | 1.3014e-05 | 741.5879 | 0.009651 | 2063 | Mitigation | 0.95 | 45 | 0 | esc | 0.00097009 | 1.2625e-08 | 0.00097009 | 1.2625e-08
[79 empty] | WLDFR | HFTD - Distribution - Tier 3 - 4QU CoRE ¦ 4QU LoRE | Red Flag Warning - Catastrophic Fires | 2038 | 2.997e-09 | 16832.3912 | 280.5544 | 10192.2718 | 6359.5651 | 0 | 8.2052e-06 | 5.0446e-05 | 0 | 5.0446e-05 | 4.2567e-08 | 8.1055e-09 | 0 | 8.1055e-09 | 6.606e-08 | 0 | 6.606e-08 | 1.4481e-07 | 0 | 1.4481e-07 | [17 empty] | 7.3.3.17.5 (Remote Grid) Updates to grid topology to minimize risk of ignition in HFTDs Remote GridWLDFRVegetation ContactAggregated | WLDFR | HFTD - Distribution - Tier 2 - 3QU CoRE ¦ 4QU LoRE | Red Flag Warning - Catastrophic Fires | Vegetation Contact | Aggregated | 2064 | 1.3014e-05 | 741.5879 | 0.009651 | 2064 | Mitigation | 0.95 | 45 | 0 | esc | 0.00097009 | 1.2625e-08 | 0.00097009 | 1.2625e-08
[79 empty] | WLDFR | HFTD - Distribution - Tier 3 - 4QU CoRE ¦ 4QU LoRE | Red Flag Warning - Catastrophic Fires | 2039 | 2.997e-09 | 16832.3912 | 280.5544 | 10192.2718 | 6359.5651 | 0 | 8.2052e-06 | 5.0446e-05 | 0 | 5.0446e-05 | 4.2567e-08 | 8.1055e-09 | 0 | 8.1055e-09 | 6.606e-08 | 0 | 6.606e-08 | 1.4481e-07 | 0 | 1.4481e-07 | [17 empty] | 7.3.3.17.5 (Remote Grid) Updates to grid topology to minimize risk of ignition in HFTDs Remote GridWLDFRVegetation ContactAggregated | WLDFR | HFTD - Distribution - Tier 2 - 3QU CoRE ¦ 4QU LoRE | Red Flag Warning - Catastrophic Fires | Vegetation Contact | Aggregated | 2065 | 1.3014e-05 | 741.5879 | 0.009651 | 2065 | Mitigation | 0.95 | 45 | 0 | esc | 0.00097009 | 1.2625e-08 | 0.00097009 | 1.2625e-08
[79 empty] | WLDFR | HFTD - Distribution - Tier 3 - 4QU CoRE ¦ 4QU LoRE | Red Flag Warning - Catastrophic Fires | 2040 | 2.997e-09 | 16832.3912 | 280.5544 | 10192.2718 | 6359.5651 | 0 | 8.2052e-06 | 5.0446e-05 | 0 | 5.0446e-05 | 4.2567e-08 | 8.1055e-09 | 0 | 8.1055e-09 | 6.606e-08 | 0 | 6.606e-08 | 1.4481e-07 | 0 | 1.4481e-07 | [17 empty] | 7.3.3.17.5 (Remote Grid) Updates to grid topology to minimize risk of ignition in HFTDs Remote GridWLDFRVegetation ContactAggregated | WLDFR | HFTD - Distribution - Tier 2 - 3QU CoRE ¦ 4QU LoRE | Red Flag Warning - Catastrophic Fires | Vegetation Contact | Aggregated | 2066 | 1.3014e-05 | 741.5879 | 0.009651 | 2066 | Mitigation | 0.95 | 45 | 0 | esc | 0.00097009 | 1.2625e-08 | 0.00097009 | 1.2625e-08
[79 empty] | WLDFR | HFTD - Distribution - Tier 3 - 4QU CoRE ¦ 4QU LoRE | Red Flag Warning - Catastrophic Fires | 2041 | 2.997e-09 | 16832.3912 | 280.5544 | 10192.2718 | 6359.5651 | 0 | 8.2052e-06 | 5.0446e-05 | 0 | 5.0446e-05 | 4.2567e-08 | 8.1055e-09 | 0 | 8.1055e-09 | 6.606e-08 | 0 | 6.606e-08 | 1.4481e-07 | 0 | 1.4481e-07 | [17 empty] | 7.3.3.17.5 (Remote Grid) Updates to grid topology to minimize risk of ignition in HFTDs Remote GridWLDFRVegetation ContactAggregated | WLDFR | HFTD - Distribution - Tier 2 - 3QU CoRE ¦ 4QU LoRE | Red Flag Warning - Catastrophic Fires | Vegetation Contact | Aggregated | 2067 | 1.3014e-05 | 741.5879 | 0.009651 | 2067 | Mitigation | 0.95 | 45 | 0 | esc | 0 | 0 | 0.00097009 | 1.2625e-08
[79 empty] | WLDFR | HFTD - Distribution - Tier 3 - 4QU CoRE ¦ 4QU LoRE | Red Flag Warning - Catastrophic Fires | 2042 | 2.997e-09 | 16832.3912 | 280.5544 | 10192.2718 | 6359.5651 | 0 | 8.2052e-06 | 5.0446e-05 | 0 | 5.0446e-05 | 4.2567e-08 | 8.4748e-09 | 0 | 8.4748e-09 | 6.907e-08 | 0 | 6.907e-08 | 1.514e-07 | 0 | 1.514e-07 | [17 empty] | 7.3.3.17.5 (Remote Grid) Updates to grid topology to minimize risk of ignition in HFTDs Remote GridWLDFREquipment / facility failureAggregated | WLDFR | HFTD - Distribution - Tier 2 - 3QU CoRE ¦ 4QU LoRE | Red Flag Warning - Destructive Fires | Equipment / facility failure | Aggregated | 2022 | 1.6008e-06 | 741.5879 | 0.0011871 | 2022 | Mitigation | 0.95 | 45 | 0 | esc | 0.00097009 | 1.5529e-09 | 0 | 0
[79 empty] | WLDFR | HFTD - Distribution - Tier 3 - 4QU CoRE ¦ 4QU LoRE | Red Flag Warning - Catastrophic Fires | 2043 | 2.997e-09 | 17672.0852 | 299.42 | 10692.7362 | 6679.929 | 0 | 8.2052e-06 | 5.2963e-05 | 0 | 5.2963e-05 | 4.5304e-08 | 8.4748e-09 | 0 | 8.4748e-09 | 6.907e-08 | 0 | 6.907e-08 | 1.514e-07 | 0 | 1.514e-07 | [17 empty] | 7.3.3.17.5 (Remote Grid) Updates to grid topology to minimize risk of ignition in HFTDs Remote GridWLDFREquipment / facility failureAggregated | WLDFR | HFTD - Distribution - Tier 2 - 3QU CoRE ¦ 4QU LoRE | Red Flag Warning - Destructive Fires | Equipment / facility failure | Aggregated | 2023 | 1.6008e-06 | 741.5879 | 0.0011871 | 2023 | Mitigation | 0.95 | 45 | 0 | esc | 0.00097009 | 1.5529e-09 | 0.00097009 | 1.5529e-09
[79 empty] | WLDFR | HFTD - Distribution - Tier 3 - 4QU CoRE ¦ 4QU LoRE | Red Flag Warning - Catastrophic Fires | 2044 | 2.997e-09 | 17672.0852 | 299.42 | 10692.7362 | 6679.929 | 0 | 8.2052e-06 | 5.2963e-05 | 0 | 5.2963e-05 | 4.5304e-08 | 8.4748e-09 | 0 | 8.4748e-09 | 6.907e-08 | 0 | 6.907e-08 | 1.514e-07 | 0 | 1.514e-07 | [17 empty] | 7.3.3.17.5 (Remote Grid) Updates to grid topology to minimize risk of ignition in HFTDs Remote GridWLDFREquipment / facility failureAggregated | WLDFR | HFTD - Distribution - Tier 2 - 3QU CoRE ¦ 4QU LoRE | Red Flag Warning - Destructive Fires | Equipment / facility failure | Aggregated | 2024 | 1.6008e-06 | 741.5879 | 0.0011871 | 2024 | Mitigation | 0.95 | 45 | 0 | esc | 0.00097009 | 1.5529e-09 | 0.00097009 | 1.5529e-09
[79 empty] | WLDFR | HFTD - Distribution - Tier 3 - 4QU CoRE ¦ 4QU LoRE | Red Flag Warning - Catastrophic Fires | 2045 | 2.997e-09 | 17672.0852 | 299.42 | 10692.7362 | 6679.929 | 0 | 8.2052e-06 | 5.2963e-05 | 0 | 5.2963e-05 | 4.5304e-08 | 8.4748e-09 | 0 | 8.4748e-09 | 6.907e-08 | 0 | 6.907e-08 | 1.514e-07 | 0 | 1.514e-07 | [17 empty] | 7.3.3.17.5 (Remote Grid) Updates to grid topology to minimize risk of ignition in HFTDs Remote GridWLDFREquipment / facility failureAggregated | WLDFR | HFTD - Distribution - Tier 2 - 3QU CoRE ¦ 4QU LoRE | Red Flag Warning - Destructive Fires | Equipment / facility failure | Aggregated | 2025 | 1.6008e-06 | 741.5879 | 0.0011871 | 2025 | Mitigation | 0.95 | 45 | 0 | esc | 0.00097009 | 1.5529e-09 | 0.00097009 | 1.5529e-09
[79 empty] | WLDFR | HFTD - Distribution - Tier 3 - 4QU CoRE ¦ 4QU LoRE | Red Flag Warning - Catastrophic Fires | 2046 | 2.997e-09 | 17672.0852 | 299.42 | 10692.7362 | 6679.929 | 0 | 8.2052e-06 | 5.2963e-05 | 0 | 5.2963e-05 | 4.5304e-08 | 8.4748e-09 | 0 | 8.4748e-09 | 6.907e-08 | 0 | 6.907e-08 | 1.514e-07 | 0 | 1.514e-07 | [17 empty] | 7.3.3.17.5 (Remote Grid) Updates to grid topology to minimize risk of ignition in HFTDs Remote GridWLDFREquipment / facility failureAggregated | WLDFR | HFTD - Distribution - Tier 2 - 3QU CoRE ¦ 4QU LoRE | Red Flag Warning - Destructive Fires | Equipment / facility failure | Aggregated | 2026 | 1.6008e-06 | 741.5879 | 0.0011871 | 2026 | Mitigation | 0.95 | 45 | 0 | esc | 0.00097009 | 1.5529e-09 | 0.00097009 | 1.5529e-09
[79 empty] | WLDFR | HFTD - Distribution - Tier 3 - 4QU CoRE ¦ 4QU LoRE | Red Flag Warning - Catastrophic Fires | 2047 | 2.997e-09 | 17672.0852 | 299.42 | 10692.7362 | 6679.929 | 0 | 8.2052e-06 | 5.2963e-05 | 0 | 5.2963e-05 | 4.5304e-08 | 8.8746e-09 | 0 | 8.8746e-09 | 7.2328e-08 | 0 | 7.2328e-08 | 1.5854e-07 | 0 | 1.5854e-07 | [17 empty] | 7.3.3.17.5 (Remote Grid) Updates to grid topology to minimize risk of ignition in HFTDs Remote GridWLDFREquipment / facility failureAggregated | WLDFR | HFTD - Distribution - Tier 2 - 3QU CoRE ¦ 4QU LoRE | Red Flag Warning - Destructive Fires | Equipment / facility failure | Aggregated | 2027 | 1.6008e-06 | 741.5879 | 0.0011871 | 2027 | Mitigation | 0.95 | 45 | 0 | esc | 0.00097009 | 1.5529e-09 | 0.00097009 | 1.5529e-09
[79 empty] | WLDFR | HFTD - Distribution - Tier 3 - 4QU CoRE ¦ 4QU LoRE | Red Flag Warning - Catastrophic Fires | 2048 | 2.997e-09 | 18552.3348 | 319.4911 | 11216.5626 | 7016.281 | 0 | 8.2052e-06 | 5.5601e-05 | 0 | 5.5601e-05 | 4.8252e-08 | 8.8746e-09 | 0 | 8.8746e-09 | 7.2328e-08 | 0 | 7.2328e-08 | 1.5854e-07 | 0 | 1.5854e-07 | [17 empty] | 7.3.3.17.5 (Remote Grid) Updates to grid topology to minimize risk of ignition in HFTDs Remote GridWLDFREquipment / facility failureAggregated | WLDFR | HFTD - Distribution - Tier 2 - 3QU CoRE ¦ 4QU LoRE | Red Flag Warning - Destructive Fires | Equipment / facility failure | Aggregated | 2028 | 1.6008e-06 | 741.5879 | 0.0011871 | 2028 | Mitigation | 0.95 | 45 | 0 | esc | 0.00097009 | 1.5529e-09 | 0.00097009 | 1.5529e-09
[79 empty] | WLDFR | HFTD - Distribution - Tier 3 - 4QU CoRE ¦ 4QU LoRE | Red Flag Warning - Catastrophic Fires | 2049 | 2.997e-09 | 18552.3348 | 319.4911 | 11216.5626 | 7016.281 | 0 | 8.2052e-06 | 5.5601e-05 | 0 | 5.5601e-05 | 4.8252e-08 | 8.8746e-09 | 0 | 8.8746e-09 | 7.2328e-08 | 0 | 7.2328e-08 | 1.5854e-07 | 0 | 1.5854e-07 | [17 empty] | 7.3.3.17.5 (Remote Grid) Updates to grid topology to minimize risk of ignition in HFTDs Remote GridWLDFREquipment / facility failureAggregated | WLDFR | HFTD - Distribution - Tier 2 - 3QU CoRE ¦ 4QU LoRE | Red Flag Warning - Destructive Fires | Equipment / facility failure | Aggregated | 2029 | 1.6008e-06 | 741.5879 | 0.0011871 | 2029 | Mitigation | 0.95 | 45 | 0 | esc | 0.00097009 | 1.5529e-09 | 0.00097009 | 1.5529e-09
[79 empty] | WLDFR | HFTD - Distribution - Tier 3 - 4QU CoRE ¦ 4QU LoRE | Red Flag Warning - Catastrophic Fires | 2050 | 2.997e-09 | 18552.3348 | 319.4911 | 11216.5626 | 7016.281 | 0 | 8.2052e-06 | 5.5601e-05 | 0 | 5.5601e-05 | 4.8252e-08 | 8.8746e-09 | 0 | 8.8746e-09 | 7.2328e-08 | 0 | 7.2328e-08 | 1.5854e-07 | 0 | 1.5854e-07 | [17 empty] | 7.3.3.17.5 (Remote Grid) Updates to grid topology to minimize risk of ignition in HFTDs Remote GridWLDFREquipment / facility failureAggregated | WLDFR | HFTD - Distribution - Tier 2 - 3QU CoRE ¦ 4QU LoRE | Red Flag Warning - Destructive Fires | Equipment / facility failure | Aggregated | 2030 | 1.6008e-06 | 741.5879 | 0.0011871 | 2030 | Mitigation | 0.95 | 45 | 0 | esc | 0.00097009 | 1.5529e-09 | 0.00097009 | 1.5529e-09
[79 empty] | WLDFR | HFTD - Distribution - Tier 3 - 4QU CoRE ¦ 4QU LoRE | Red Flag Warning - Catastrophic Fires | 2051 | 2.997e-09 | 18552.3348 | 319.4911 | 11216.5626 | 7016.281 | 0 | 8.2052e-06 | 5.5601e-05 | 0 | 5.5601e-05 | 4.8252e-08 | 8.8746e-09 | 0 | 8.8746e-09 | 7.2328e-08 | 0 | 7.2328e-08 | 1.5854e-07 | 0 | 1.5854e-07 | [17 empty] | 7.3.3.17.5 (Remote Grid) Updates to grid topology to minimize risk of ignition in HFTDs Remote GridWLDFREquipment / facility failureAggregated | WLDFR | HFTD - Distribution - Tier 2 - 3QU CoRE ¦ 4QU LoRE | Red Flag Warning - Destructive Fires | Equipment / facility failure | Aggregated | 2031 | 1.6008e-06 | 741.5879 | 0.0011871 | 2031 | Mitigation | 0.95 | 45 | 0 | esc | 0.00097009 | 1.5529e-09 | 0.00097009 | 1.5529e-09
[79 empty] | WLDFR | HFTD - Distribution - Tier 3 - 4QU CoRE ¦ 4QU LoRE | Red Flag Warning - Catastrophic Fires | 2052 | 2.997e-09 | 18552.3348 | 319.4911 | 11216.5626 | 7016.281 | 0 | 8.2052e-06 | 5.5601e-05 | 0 | 5.5601e-05 | 4.8252e-08 | 9.3008e-09 | 0 | 9.3008e-09 | 7.5802e-08 | 0 | 7.5802e-08 | 1.6616e-07 | 0 | 1.6616e-07 | [17 empty] | 7.3.3.17.5 (Remote Grid) Updates to grid topology to minimize risk of ignition in HFTDs Remote GridWLDFREquipment / facility failureAggregated | WLDFR | HFTD - Distribution - Tier 2 - 3QU CoRE ¦ 4QU LoRE | Red Flag Warning - Destructive Fires | Equipment / facility failure | Aggregated | 2032 | 1.6008e-06 | 741.5879 | 0.0011871 | 2032 | Mitigation | 0.95 | 45 | 0 | esc | 0.00097009 | 1.5529e-09 | 0.00097009 | 1.5529e-09
[79 empty] | WLDFR | HFTD - Distribution - Tier 3 - 4QU CoRE ¦ 4QU LoRE | Red Flag Warning - Catastrophic Fires | 2053 | 2.997e-09 | 19462.1283 | 340.5356 | 11757.1413 | 7364.4514 | 0 | 8.2052e-06 | 5.8328e-05 | 0 | 5.8328e-05 | 5.1388e-08 | 9.3008e-09 | 0 | 9.3008e-09 | 7.5802e-08 | 0 | 7.5802e-08 | 1.6616e-07 | 0 | 1.6616e-07 | [17 empty] | 7.3.3.17.5 (Remote Grid) Updates to grid topology to minimize risk of ignition in HFTDs Remote GridWLDFREquipment / facility failureAggregated | WLDFR | HFTD - Distribution - Tier 2 - 3QU CoRE ¦ 4QU LoRE | Red Flag Warning - Destructive Fires | Equipment / facility failure | Aggregated | 2033 | 1.6008e-06 | 741.5879 | 0.0011871 | 2033 | Mitigation | 0.95 | 45 | 0 | esc | 0.00097009 | 1.5529e-09 | 0.00097009 | 1.5529e-09
[79 empty] | WLDFR | HFTD - Distribution - Tier 3 - 4QU CoRE ¦ 4QU LoRE | Red Flag Warning - Catastrophic Fires | 2054 | 2.997e-09 | 19462.1283 | 340.5356 | 11757.1413 | 7364.4514 | 0 | 8.2052e-06 | 5.8328e-05 | 0 | 5.8328e-05 | 5.1388e-08 | 9.3008e-09 | 0 | 9.3008e-09 | 7.5802e-08 | 0 | 7.5802e-08 | 1.6616e-07 | 0 | 1.6616e-07 | [17 empty] | 7.3.3.17.5 (Remote Grid) Updates to grid topology to minimize risk of ignition in HFTDs Remote GridWLDFREquipment / facility failureAggregated | WLDFR | HFTD - Distribution - Tier 2 - 3QU CoRE ¦ 4QU LoRE | Red Flag Warning - Destructive Fires | Equipment / facility failure | Aggregated | 2034 | 1.6008e-06 | 741.5879 | 0.0011871 | 2034 | Mitigation | 0.95 | 45 | 0 | esc | 0.00097009 | 1.5529e-09 | 0.00097009 | 1.5529e-09
[79 empty] | WLDFR | HFTD - Distribution - Tier 3 - 4QU CoRE ¦ 4QU LoRE | Red Flag Warning - Catastrophic Fires | 2055 | 2.997e-09 | 19462.1283 | 340.5356 | 11757.1413 | 7364.4514 | 0 | 8.2052e-06 | 5.8328e-05 | 0 | 5.8328e-05 | 5.1388e-08 | 9.3008e-09 | 0 | 9.3008e-09 | 7.5802e-08 | 0 | 7.5802e-08 | 1.6616e-07 | 0 | 1.6616e-07 | [17 empty] | 7.3.3.17.5 (Remote Grid) Updates to grid topology to minimize risk of ignition in HFTDs Remote GridWLDFREquipment / facility failureAggregated | WLDFR | HFTD - Distribution - Tier 2 - 3QU CoRE ¦ 4QU LoRE | Red Flag Warning - Destructive Fires | Equipment / facility failure | Aggregated | 2035 | 1.6008e-06 | 741.5879 | 0.0011871 | 2035 | Mitigation | 0.95 | 45 | 0 | esc | 0.00097009 | 1.5529e-09 | 0.00097009 | 1.5529e-09
[79 empty] | WLDFR | HFTD - Distribution - Tier 3 - 4QU CoRE ¦ 4QU LoRE | Red Flag Warning - Catastrophic Fires | 2056 | 2.997e-09 | 19462.1283 | 340.5356 | 11757.1413 | 7364.4514 | 0 | 8.2052e-06 | 5.8328e-05 | 0 | 5.8328e-05 | 5.1388e-08 | 9.3008e-09 | 0 | 9.3008e-09 | 7.5802e-08 | 0 | 7.5802e-08 | 1.6616e-07 | 0 | 1.6616e-07 | [17 empty] | 7.3.3.17.5 (Remote Grid) Updates to grid topology to minimize risk of ignition in HFTDs Remote GridWLDFREquipment / facility failureAggregated | WLDFR | HFTD - Distribution - Tier 2 - 3QU CoRE ¦ 4QU LoRE | Red Flag Warning - Destructive Fires | Equipment / facility failure | Aggregated | 2036 | 1.6008e-06 | 741.5879 | 0.0011871 | 2036 | Mitigation | 0.95 | 45 | 0 | esc | 0.00097009 | 1.5529e-09 | 0.00097009 | 1.5529e-09
[79 empty] | WLDFR | HFTD - Distribution - Tier 3 - 4QU CoRE ¦ 4QU LoRE | Red Flag Warning - Catastrophic Fires | 2057 | 2.997e-09 | 19462.1283 | 340.5356 | 11757.1413 | 7364.4514 | 0 | 8.2052e-06 | 5.8328e-05 | 0 | 5.8328e-05 | 5.1388e-08 | 9.7491e-09 | 0 | 9.7491e-09 | 7.9455e-08 | 0 | 7.9455e-08 | 1.7417e-07 | 0 | 1.7417e-07 | [17 empty] | 7.3.3.17.5 (Remote Grid) Updates to grid topology to minimize risk of ignition in HFTDs Remote GridWLDFREquipment / facility failureAggregated | WLDFR | HFTD - Distribution - Tier 2 - 3QU CoRE ¦ 4QU LoRE | Red Flag Warning - Destructive Fires | Equipment / facility failure | Aggregated | 2037 | 1.6008e-06 | 741.5879 | 0.0011871 | 2037 | Mitigation | 0.95 | 45 | 0 | esc | 0.00097009 | 1.5529e-09 | 0.00097009 | 1.5529e-09
[79 empty] | WLDFR | HFTD - Distribution - Tier 3 - 4QU CoRE ¦ 4QU LoRE | Red Flag Warning - Catastrophic Fires | 2058 | 2.997e-09 | 20390.4035 | 362.3049 | 12307.8747 | 7720.2238 | 0 | 8.2052e-06 | 6.111e-05 | 0 | 6.111e-05 | 5.4674e-08 | 9.7491e-09 | 0 | 9.7491e-09 | 7.9455e-08 | 0 | 7.9455e-08 | 1.7417e-07 | 0 | 1.7417e-07 | [17 empty] | 7.3.3.17.5 (Remote Grid) Updates to grid topology to minimize risk of ignition in HFTDs Remote GridWLDFREquipment / facility failureAggregated | WLDFR | HFTD - Distribution - Tier 2 - 3QU CoRE ¦ 4QU LoRE | Red Flag Warning - Destructive Fires | Equipment / facility failure | Aggregated | 2038 | 1.6008e-06 | 741.5879 | 0.0011871 | 2038 | Mitigation | 0.95 | 45 | 0 | esc | 0.00097009 | 1.5529e-09 | 0.00097009 | 1.5529e-09
[79 empty] | WLDFR | HFTD - Distribution - Tier 3 - 4QU CoRE ¦ 4QU LoRE | Red Flag Warning - Catastrophic Fires | 2059 | 2.997e-09 | 20390.4035 | 362.3049 | 12307.8747 | 7720.2238 | 0 | 8.2052e-06 | 6.111e-05 | 0 | 6.111e-05 | 5.4674e-08 | 9.7491e-09 | 0 | 9.7491e-09 | 7.9455e-08 | 0 | 7.9455e-08 | 1.7417e-07 | 0 | 1.7417e-07 | [17 empty] | 7.3.3.17.5 (Remote Grid) Updates to grid topology to minimize risk of ignition in HFTDs Remote GridWLDFREquipment / facility failureAggregated | WLDFR | HFTD - Distribution - Tier 2 - 3QU CoRE ¦ 4QU LoRE | Red Flag Warning - Destructive Fires | Equipment / facility failure | Aggregated | 2039 | 1.6008e-06 | 741.5879 | 0.0011871 | 2039 | Mitigation | 0.95 | 45 | 0 | esc | 0.00097009 | 1.5529e-09 | 0.00097009 | 1.5529e-09
[79 empty] | WLDFR | HFTD - Distribution - Tier 3 - 4QU CoRE ¦ 4QU LoRE | Red Flag Warning - Catastrophic Fires | 2060 | 2.997e-09 | 20390.4035 | 362.3049 | 12307.8747 | 7720.2238 | 0 | 8.2052e-06 | 6.111e-05 | 0 | 6.111e-05 | 5.4674e-08 | 9.7491e-09 | 0 | 9.7491e-09 | 7.9455e-08 | 0 | 7.9455e-08 | 1.7417e-07 | 0 | 1.7417e-07 | [17 empty] | 7.3.3.17.5 (Remote Grid) Updates to grid topology to minimize risk of ignition in HFTDs Remote GridWLDFREquipment / facility failureAggregated | WLDFR | HFTD - Distribution - Tier 2 - 3QU CoRE ¦ 4QU LoRE | Red Flag Warning - Destructive Fires | Equipment / facility failure | Aggregated | 2040 | 1.6008e-06 | 741.5879 | 0.0011871 | 2040 | Mitigation | 0.95 | 45 | 0 | esc | 0.00097009 | 1.5529e-09 | 0.00097009 | 1.5529e-09
[79 empty] | WLDFR | HFTD - Distribution - Tier 3 - 4QU CoRE ¦ 4QU LoRE | Red Flag Warning - Catastrophic Fires | 2061 | 2.997e-09 | 20390.4035 | 362.3049 | 12307.8747 | 7720.2238 | 0 | 8.2052e-06 | 6.111e-05 | 0 | 6.111e-05 | 5.4674e-08 | 9.7491e-09 | 0 | 9.7491e-09 | 7.9455e-08 | 0 | 7.9455e-08 | 1.7417e-07 | 0 | 1.7417e-07 | [17 empty] | 7.3.3.17.5 (Remote Grid) Updates to grid topology to minimize risk of ignition in HFTDs Remote GridWLDFREquipment / facility failureAggregated | WLDFR | HFTD - Distribution - Tier 2 - 3QU CoRE ¦ 4QU LoRE | Red Flag Warning - Destructive Fires | Equipment / facility failure | Aggregated | 2041 | 1.6008e-06 | 741.5879 | 0.0011871 | 2041 | Mitigation | 0.95 | 45 | 0 | esc | 0.00097009 | 1.5529e-09 | 0.00097009 | 1.5529e-09
[79 empty] | WLDFR | HFTD - Distribution - Tier 3 - 4QU CoRE ¦ 4QU LoRE | Red Flag Warning - Catastrophic Fires | 2062 | 2.997e-09 | 20390.4035 | 362.3049 | 12307.8747 | 7720.2238 | 0 | 8.2052e-06 | 6.111e-05 | 0 | 6.111e-05 | 5.4674e-08 | 1.0214e-08 | 0 | 1.0214e-08 | 8.3248e-08 | 0 | 8.3248e-08 | 1.8248e-07 | 0 | 1.8248e-07 | [17 empty] | 7.3.3.17.5 (Remote Grid) Updates to grid topology to minimize risk of ignition in HFTDs Remote GridWLDFREquipment / facility failureAggregated | WLDFR | HFTD - Distribution - Tier 2 - 3QU CoRE ¦ 4QU LoRE | Red Flag Warning - Destructive Fires | Equipment / facility failure | Aggregated | 2042 | 1.6008e-06 | 741.5879 | 0.0011871 | 2042 | Mitigation | 0.95 | 45 | 0 | esc | 0.00097009 | 1.5529e-09 | 0.00097009 | 1.5529e-09
[79 empty] | WLDFR | HFTD - Distribution - Tier 3 - 4QU CoRE ¦ 4QU LoRE | Red Flag Warning - Catastrophic Fires | 2063 | 2.997e-09 | 21325.9188 | 384.5316 | 12862.0997 | 8079.2876 | 0 | 8.2052e-06 | 6.3913e-05 | 0 | 6.3913e-05 | 5.8076e-08 | 1.0214e-08 | 0 | 1.0214e-08 | 8.3248e-08 | 0 | 8.3248e-08 | 1.8248e-07 | 0 | 1.8248e-07 | [17 empty] | 7.3.3.17.5 (Remote Grid) Updates to grid topology to minimize risk of ignition in HFTDs Remote GridWLDFREquipment / facility failureAggregated | WLDFR | HFTD - Distribution - Tier 2 - 3QU CoRE ¦ 4QU LoRE | Red Flag Warning - Destructive Fires | Equipment / facility failure | Aggregated | 2043 | 1.6008e-06 | 741.5879 | 0.0011871 | 2043 | Mitigation | 0.95 | 45 | 0 | esc | 0.00097009 | 1.5529e-09 | 0.00097009 | 1.5529e-09
[79 empty] | WLDFR | HFTD - Distribution - Tier 3 - 4QU CoRE ¦ 4QU LoRE | Red Flag Warning - Catastrophic Fires | 2064 | 2.997e-09 | 21325.9188 | 384.5316 | 12862.0997 | 8079.2876 | 0 | 8.2052e-06 | 6.3913e-05 | 0 | 6.3913e-05 | 5.8076e-08 | 1.0214e-08 | 0 | 1.0214e-08 | 8.3248e-08 | 0 | 8.3248e-08 | 1.8248e-07 | 0 | 1.8248e-07 | [17 empty] | 7.3.3.17.5 (Remote Grid) Updates to grid topology to minimize risk of ignition in HFTDs Remote GridWLDFREquipment / facility failureAggregated | WLDFR | HFTD - Distribution - Tier 2 - 3QU CoRE ¦ 4QU LoRE | Red Flag Warning - Destructive Fires | Equipment / facility failure | Aggregated | 2044 | 1.6008e-06 | 741.5879 | 0.0011871 | 2044 | Mitigation | 0.95 | 45 | 0 | esc | 0.00097009 | 1.5529e-09 | 0.00097009 | 1.5529e-09
[79 empty] | WLDFR | HFTD - Distribution - Tier 3 - 4QU CoRE ¦ 4QU LoRE | Red Flag Warning - Catastrophic Fires | 2065 | 2.997e-09 | 21325.9188 | 384.5316 | 12862.0997 | 8079.2876 | 0 | 8.2052e-06 | 6.3913e-05 | 0 | 6.3913e-05 | 5.8076e-08 | 1.0214e-08 | 0 | 1.0214e-08 | 8.3248e-08 | 0 | 8.3248e-08 | 1.8248e-07 | 0 | 1.8248e-07 | [17 empty] | 7.3.3.17.5 (Remote Grid) Updates to grid topology to minimize risk of ignition in HFTDs Remote GridWLDFREquipment / facility failureAggregated | WLDFR | HFTD - Distribution - Tier 2 - 3QU CoRE ¦ 4QU LoRE | Red Flag Warning - Destructive Fires | Equipment / facility failure | Aggregated | 2045 | 1.6008e-06 | 741.5879 | 0.0011871 | 2045 | Mitigation | 0.95 | 45 | 0 | esc | 0.00097009 | 1.5529e-09 | 0.00097009 | 1.5529e-09
[79 empty] | WLDFR | HFTD - Distribution - Tier 3 - 4QU CoRE ¦ 4QU LoRE | Red Flag Warning - Catastrophic Fires | 2066 | 2.997e-09 | 21325.9188 | 384.5316 | 12862.0997 | 8079.2876 | 0 | 8.2052e-06 | 6.3913e-05 | 0 | 6.3913e-05 | 5.8076e-08 | 1.0214e-08 | 0 | 1.0214e-08 | 8.3248e-08 | 0 | 8.3248e-08 | 1.8248e-07 | 0 | 1.8248e-07 | [17 empty] | 7.3.3.17.5 (Remote Grid) Updates to grid topology to minimize risk of ignition in HFTDs Remote GridWLDFREquipment / facility failureAggregated | WLDFR | HFTD - Distribution - Tier 2 - 3QU CoRE ¦ 4QU LoRE | Red Flag Warning - Destructive Fires | Equipment / facility failure | Aggregated | 2046 | 1.6008e-06 | 741.5879 | 0.0011871 | 2046 | Mitigation | 0.95 | 45 | 0 | esc | 0.00097009 | 1.5529e-09 | 0.00097009 | 1.5529e-09
[79 empty] | WLDFR | HFTD - Distribution - Tier 3 - 4QU CoRE ¦ 4QU LoRE | Red Flag Warning - Destructive Fires | 2022 | 4.9629e-10 | 8807.9522 | 222.2294 | 8585.7228 | 0 | 0 | 1.3587e-06 | 4.3713e-06 | 0 | 4.3713e-06 | 1.4781e-08 | 1.0692e-08 | 0 | 1.0692e-08 | 8.7138e-08 | 0 | 8.7138e-08 | 1.9101e-07 | 0 | 1.9101e-07 | [17 empty] | 7.3.3.17.5 (Remote Grid) Updates to grid topology to minimize risk of ignition in HFTDs Remote GridWLDFREquipment / facility failureAggregated | WLDFR | HFTD - Distribution - Tier 2 - 3QU CoRE ¦ 4QU LoRE | Red Flag Warning - Destructive Fires | Equipment / facility failure | Aggregated | 2047 | 1.6008e-06 | 741.5879 | 0.0011871 | 2047 | Mitigation | 0.95 | 45 | 0 | esc | 0.00097009 | 1.5529e-09 | 0.00097009 | 1.5529e-09
[79 empty] | WLDFR | HFTD - Distribution - Tier 3 - 4QU CoRE ¦ 4QU LoRE | Red Flag Warning - Destructive Fires | 2023 | 4.9629e-10 | 9129.7461 | 233.2301 | 8896.516 | 0 | 0 | 1.3587e-06 | 4.531e-06 | 0 | 4.531e-06 | 1.5257e-08 | 1.0692e-08 | 0 | 1.0692e-08 | 8.7138e-08 | 0 | 8.7138e-08 | 1.9101e-07 | 0 | 1.9101e-07 | [17 empty] | 7.3.3.17.5 (Remote Grid) Updates to grid topology to minimize risk of ignition in HFTDs Remote GridWLDFREquipment / facility failureAggregated | WLDFR | HFTD - Distribution - Tier 2 - 3QU CoRE ¦ 4QU LoRE | Red Flag Warning - Destructive Fires | Equipment / facility failure | Aggregated | 2048 | 1.6008e-06 | 741.5879 | 0.0011871 | 2048 | Mitigation | 0.95 | 45 | 0 | esc | 0.00097009 | 1.5529e-09 | 0.00097009 | 1.5529e-09
[79 empty] | WLDFR | HFTD - Distribution - Tier 3 - 4QU CoRE ¦ 4QU LoRE | Red Flag Warning - Destructive Fires | 2024 | 4.9629e-10 | 9129.7461 | 233.2301 | 8896.516 | 0 | 0 | 1.3587e-06 | 4.531e-06 | 0 | 4.531e-06 | 1.5257e-08 | 1.0692e-08 | 0 | 1.0692e-08 | 8.7138e-08 | 0 | 8.7138e-08 | 1.9101e-07 | 0 | 1.9101e-07 | [17 empty] | 7.3.3.17.5 (Remote Grid) Updates to grid topology to minimize risk of ignition in HFTDs Remote GridWLDFREquipment / facility failureAggregated | WLDFR | HFTD - Distribution - Tier 2 - 3QU CoRE ¦ 4QU LoRE | Red Flag Warning - Destructive Fires | Equipment / facility failure | Aggregated | 2049 | 1.6008e-06 | 741.5879 | 0.0011871 | 2049 | Mitigation | 0.95 | 45 | 0 | esc | 0.00097009 | 1.5529e-09 | 0.00097009 | 1.5529e-09
[79 empty] | WLDFR | HFTD - Distribution - Tier 3 - 4QU CoRE ¦ 4QU LoRE | Red Flag Warning - Destructive Fires | 2025 | 4.9629e-10 | 9129.7461 | 233.2301 | 8896.516 | 0 | 0 | 1.3587e-06 | 4.531e-06 | 0 | 4.531e-06 | 1.5257e-08 | 1.0692e-08 | 0 | 1.0692e-08 | 8.7138e-08 | 0 | 8.7138e-08 | 1.9101e-07 | 0 | 1.9101e-07 | [17 empty] | 7.3.3.17.5 (Remote Grid) Updates to grid topology to minimize risk of ignition in HFTDs Remote GridWLDFREquipment / facility failureAggregated | WLDFR | HFTD - Distribution - Tier 2 - 3QU CoRE ¦ 4QU LoRE | Red Flag Warning - Destructive Fires | Equipment / facility failure | Aggregated | 2050 | 1.6008e-06 | 741.5879 | 0.0011871 | 2050 | Mitigation | 0.95 | 45 | 0 | esc | 0.00097009 | 1.5529e-09 | 0.00097009 | 1.5529e-09
[79 empty] | WLDFR | HFTD - Distribution - Tier 3 - 4QU CoRE ¦ 4QU LoRE | Red Flag Warning - Destructive Fires | 2026 | 4.9629e-10 | 9129.7461 | 233.2301 | 8896.516 | 0 | 0 | 1.3587e-06 | 4.531e-06 | 0 | 4.531e-06 | 1.5257e-08 | 1.0692e-08 | 0 | 1.0692e-08 | 8.7138e-08 | 0 | 8.7138e-08 | 1.9101e-07 | 0 | 1.9101e-07 | [17 empty] | 7.3.3.17.5 (Remote Grid) Updates to grid topology to minimize risk of ignition in HFTDs Remote GridWLDFREquipment / facility failureAggregated | WLDFR | HFTD - Distribution - Tier 2 - 3QU CoRE ¦ 4QU LoRE | Red Flag Warning - Destructive Fires | Equipment / facility failure | Aggregated | 2051 | 1.6008e-06 | 741.5879 | 0.0011871 | 2051 | Mitigation | 0.95 | 45 | 0 | esc | 0.00097009 | 1.5529e-09 | 0.00097009 | 1.5529e-09
[79 empty] | WLDFR | HFTD - Distribution - Tier 3 - 4QU CoRE ¦ 4QU LoRE | Red Flag Warning - Destructive Fires | 2027 | 4.9629e-10 | 9129.7461 | 233.2301 | 8896.516 | 0 | 0 | 1.3587e-06 | 4.531e-06 | 0 | 4.531e-06 | 1.5257e-08 | 1.1175e-08 | 0 | 1.1175e-08 | 9.108e-08 | 0 | 9.108e-08 | 1.9965e-07 | 0 | 1.9965e-07 | [17 empty] | 7.3.3.17.5 (Remote Grid) Updates to grid topology to minimize risk of ignition in HFTDs Remote GridWLDFREquipment / facility failureAggregated | WLDFR | HFTD - Distribution - Tier 2 - 3QU CoRE ¦ 4QU LoRE | Red Flag Warning - Destructive Fires | Equipment / facility failure | Aggregated | 2052 | 1.6008e-06 | 741.5879 | 0.0011871 | 2052 | Mitigation | 0.95 | 45 | 0 | esc | 0.00097009 | 1.5529e-09 | 0.00097009 | 1.5529e-09
[79 empty] | WLDFR | HFTD - Distribution - Tier 3 - 4QU CoRE ¦ 4QU LoRE | Red Flag Warning - Destructive Fires | 2028 | 4.9629e-10 | 9534.9221 | 247.273 | 9287.6491 | 0 | 0 | 1.3587e-06 | 4.7321e-06 | 0 | 4.7321e-06 | 1.5864e-08 | 1.1175e-08 | 0 | 1.1175e-08 | 9.108e-08 | 0 | 9.108e-08 | 1.9965e-07 | 0 | 1.9965e-07 | [17 empty] | 7.3.3.17.5 (Remote Grid) Updates to grid topology to minimize risk of ignition in HFTDs Remote GridWLDFREquipment / facility failureAggregated | WLDFR | HFTD - Distribution - Tier 2 - 3QU CoRE ¦ 4QU LoRE | Red Flag Warning - Destructive Fires | Equipment / facility failure | Aggregated | 2053 | 1.6008e-06 | 741.5879 | 0.0011871 | 2053 | Mitigation | 0.95 | 45 | 0 | esc | 0.00097009 | 1.5529e-09 | 0.00097009 | 1.5529e-09
[79 empty] | WLDFR | HFTD - Distribution - Tier 3 - 4QU CoRE ¦ 4QU LoRE | Red Flag Warning - Destructive Fires | 2029 | 4.9629e-10 | 9534.9221 | 247.273 | 9287.6491 | 0 | 0 | 1.3587e-06 | 4.7321e-06 | 0 | 4.7321e-06 | 1.5864e-08 | 0 | 0 | 0 | 9.108e-08 | 0 | 9.108e-08 | 1.9965e-07 | 0 | 1.9965e-07 | [17 empty] | 7.3.3.17.5 (Remote Grid) Updates to grid topology to minimize risk of ignition in HFTDs Remote GridWLDFREquipment / facility failureAggregated | WLDFR | HFTD - Distribution - Tier 2 - 3QU CoRE ¦ 4QU LoRE | Red Flag Warning - Destructive Fires | Equipment / facility failure | Aggregated | 2054 | 1.6008e-06 | 741.5879 | 0.0011871 | 2054 | Mitigation | 0.95 | 45 | 0 | esc | 0.00097009 | 1.5529e-09 | 0.00097009 | 1.5529e-09
[79 empty] | WLDFR | HFTD - Distribution - Tier 3 - 4QU CoRE ¦ 4QU LoRE | Red Flag Warning - Destructive Fires | 2030 | 4.9629e-10 | 9534.9221 | 247.273 | 9287.6491 | 0 | 0 | 1.3587e-06 | 4.7321e-06 | 0 | 4.7321e-06 | 1.5864e-08 | 0 | 0 | 0 | 0 | 0 | 0 | 1.9965e-07 | 0 | 1.9965e-07 | [17 empty] | 7.3.3.17.5 (Remote Grid) Updates to grid topology to minimize risk of ignition in HFTDs Remote GridWLDFREquipment / facility failureAggregated | WLDFR | HFTD - Distribution - Tier 2 - 3QU CoRE ¦ 4QU LoRE | Red Flag Warning - Destructive Fires | Equipment / facility failure | Aggregated | 2055 | 1.6008e-06 | 741.5879 | 0.0011871 | 2055 | Mitigation | 0.95 | 45 | 0 | esc | 0.00097009 | 1.5529e-09 | 0.00097009 | 1.5529e-09
[79 empty] | WLDFR | HFTD - Distribution - Tier 3 - 4QU CoRE ¦ 4QU LoRE | Red Flag Warning - Destructive Fires | 2031 | 4.9629e-10 | 9534.9221 | 247.273 | 9287.6491 | 0 | 0 | 1.3587e-06 | 4.7321e-06 | 0 | 4.7321e-06 | 1.5864e-08 | 1.1338e-07 | 0 | 1.1338e-07 | 0 | 0 | 0 | 0 | 0 | 0 | [17 empty] | 7.3.3.17.5 (Remote Grid) Updates to grid topology to minimize risk of ignition in HFTDs Remote GridWLDFREquipment / facility failureAggregated | WLDFR | HFTD - Distribution - Tier 2 - 3QU CoRE ¦ 4QU LoRE | Red Flag Warning - Destructive Fires | Equipment / facility failure | Aggregated | 2056 | 1.6008e-06 | 741.5879 | 0.0011871 | 2056 | Mitigation | 0.95 | 45 | 0 | esc | 0.00097009 | 1.5529e-09 | 0.00097009 | 1.5529e-09
[79 empty] | WLDFR | HFTD - Distribution - Tier 3 - 4QU CoRE ¦ 4QU LoRE | Red Flag Warning - Destructive Fires | 2032 | 4.9629e-10 | 9534.9221 | 247.273 | 9287.6491 | 0 | 0 | 1.3587e-06 | 4.7321e-06 | 0 | 4.7321e-06 | 1.5864e-08 | 1.1121e-07 | 0 | 1.1121e-07 | 9.0639e-07 | 0 | 9.0639e-07 | 0 | 0 | 0 | [17 empty] | 7.3.3.17.5 (Remote Grid) Updates to grid topology to minimize risk of ignition in HFTDs Remote GridWLDFREquipment / facility failureAggregated | WLDFR | HFTD - Distribution - Tier 2 - 3QU CoRE ¦ 4QU LoRE | Red Flag Warning - Destructive Fires | Equipment / facility failure | Aggregated | 2057 | 1.6008e-06 | 741.5879 | 0.0011871 | 2057 | Mitigation | 0.95 | 45 | 0 | esc | 0.00097009 | 1.5529e-09 | 0.00097009 | 1.5529e-09
[79 empty] | WLDFR | HFTD - Distribution - Tier 3 - 4QU CoRE ¦ 4QU LoRE | Red Flag Warning - Destructive Fires | 2033 | 4.9629e-10 | 9984.8474 | 263.1074 | 9721.74 | 0 | 0 | 1.3587e-06 | 4.9554e-06 | 0 | 4.9554e-06 | 1.6548e-08 | 1.1529e-07 | 0 | 1.1529e-07 | 9.3962e-07 | 0 | 9.3962e-07 | 2.0597e-06 | 0 | 2.0597e-06 | [17 empty] | 7.3.3.17.5 (Remote Grid) Updates to grid topology to minimize risk of ignition in HFTDs Remote GridWLDFREquipment / facility failureAggregated | WLDFR | HFTD - Distribution - Tier 2 - 3QU CoRE ¦ 4QU LoRE | Red Flag Warning - Destructive Fires | Equipment / facility failure | Aggregated | 2058 | 1.6008e-06 | 741.5879 | 0.0011871 | 2058 | Mitigation | 0.95 | 45 | 0 | esc | 0.00097009 | 1.5529e-09 | 0.00097009 | 1.5529e-09
[79 empty] | WLDFR | HFTD - Distribution - Tier 3 - 4QU CoRE ¦ 4QU LoRE | Red Flag Warning - Destructive Fires | 2034 | 4.9629e-10 | 9984.8474 | 263.1074 | 9721.74 | 0 | 0 | 1.3587e-06 | 4.9554e-06 | 0 | 4.9554e-06 | 1.6548e-08 | 1.1529e-07 | 0 | 1.1529e-07 | 9.3962e-07 | 0 | 9.3962e-07 | 2.0597e-06 | 0 | 2.0597e-06 | [17 empty] | 7.3.3.17.5 (Remote Grid) Updates to grid topology to minimize risk of ignition in HFTDs Remote GridWLDFREquipment / facility failureAggregated | WLDFR | HFTD - Distribution - Tier 2 - 3QU CoRE ¦ 4QU LoRE | Red Flag Warning - Destructive Fires | Equipment / facility failure | Aggregated | 2059 | 1.6008e-06 | 741.5879 | 0.0011871 | 2059 | Mitigation | 0.95 | 45 | 0 | esc | 0.00097009 | 1.5529e-09 | 0.00097009 | 1.5529e-09
[79 empty] | WLDFR | HFTD - Distribution - Tier 3 - 4QU CoRE ¦ 4QU LoRE | Red Flag Warning - Destructive Fires | 2035 | 4.9629e-10 | 9984.8474 | 263.1074 | 9721.74 | 0 | 0 | 1.3587e-06 | 4.9554e-06 | 0 | 4.9554e-06 | 1.6548e-08 | 1.1529e-07 | 0 | 1.1529e-07 | 9.3962e-07 | 0 | 9.3962e-07 | 2.0597e-06 | 0 | 2.0597e-06 | [17 empty] | 7.3.3.17.5 (Remote Grid) Updates to grid topology to minimize risk of ignition in HFTDs Remote GridWLDFREquipment / facility failureAggregated | WLDFR | HFTD - Distribution - Tier 2 - 3QU CoRE ¦ 4QU LoRE | Red Flag Warning - Destructive Fires | Equipment / facility failure | Aggregated | 2060 | 1.6008e-06 | 741.5879 | 0.0011871 | 2060 | Mitigation | 0.95 | 45 | 0 | esc | 0.00097009 | 1.5529e-09 | 0.00097009 | 1.5529e-09
[79 empty] | WLDFR | HFTD - Distribution - Tier 3 - 4QU CoRE ¦ 4QU LoRE | Red Flag Warning - Destructive Fires | 2036 | 4.9629e-10 | 9984.8474 | 263.1074 | 9721.74 | 0 | 0 | 1.3587e-06 | 4.9554e-06 | 0 | 4.9554e-06 | 1.6548e-08 | 1.1529e-07 | 0 | 1.1529e-07 | 9.3962e-07 | 0 | 9.3962e-07 | 2.0597e-06 | 0 | 2.0597e-06 | [17 empty] | 7.3.3.17.5 (Remote Grid) Updates to grid topology to minimize risk of ignition in HFTDs Remote GridWLDFREquipment / facility failureAggregated | WLDFR | HFTD - Distribution - Tier 2 - 3QU CoRE ¦ 4QU LoRE | Red Flag Warning - Destructive Fires | Equipment / facility failure | Aggregated | 2061 | 1.6008e-06 | 741.5879 | 0.0011871 | 2061 | Mitigation | 0.95 | 45 | 0 | esc | 0.00097009 | 1.5529e-09 | 0.00097009 | 1.5529e-09
[79 empty] | WLDFR | HFTD - Distribution - Tier 3 - 4QU CoRE ¦ 4QU LoRE | Red Flag Warning - Destructive Fires | 2037 | 4.9629e-10 | 9984.8474 | 263.1074 | 9721.74 | 0 | 0 | 1.3587e-06 | 4.9554e-06 | 0 | 4.9554e-06 | 1.6548e-08 | 1.1529e-07 | 0 | 1.1529e-07 | 9.3962e-07 | 0 | 9.3962e-07 | 2.0597e-06 | 0 | 2.0597e-06 | [17 empty] | 7.3.3.17.5 (Remote Grid) Updates to grid topology to minimize risk of ignition in HFTDs Remote GridWLDFREquipment / facility failureAggregated | WLDFR | HFTD - Distribution - Tier 2 - 3QU CoRE ¦ 4QU LoRE | Red Flag Warning - Destructive Fires | Equipment / facility failure | Aggregated | 2062 | 1.6008e-06 | 741.5879 | 0.0011871 | 2062 | Mitigation | 0.95 | 45 | 0 | esc | 0.00097009 | 1.5529e-09 | 0.00097009 | 1.5529e-09
[79 empty] | WLDFR | HFTD - Distribution - Tier 3 - 4QU CoRE ¦ 4QU LoRE | Red Flag Warning - Destructive Fires | 2038 | 4.9629e-10 | 10472.8261 | 280.5544 | 10192.2718 | 0 | 0 | 1.3587e-06 | 5.1976e-06 | 0 | 5.1976e-06 | 1.7302e-08 | 1.2043e-07 | 0 | 1.2043e-07 | 9.8148e-07 | 0 | 9.8148e-07 | 2.1514e-06 | 0 | 2.1514e-06 | [17 empty] | 7.3.3.17.5 (Remote Grid) Updates to grid topology to minimize risk of ignition in HFTDs Remote GridWLDFREquipment / facility failureAggregated | WLDFR | HFTD - Distribution - Tier 2 - 3QU CoRE ¦ 4QU LoRE | Red Flag Warning - Destructive Fires | Equipment / facility failure | Aggregated | 2063 | 1.6008e-06 | 741.5879 | 0.0011871 | 2063 | Mitigation | 0.95 | 45 | 0 | esc | 0.00097009 | 1.5529e-09 | 0.00097009 | 1.5529e-09
[79 empty] | WLDFR | HFTD - Distribution - Tier 3 - 4QU CoRE ¦ 4QU LoRE | Red Flag Warning - Destructive Fires | 2039 | 4.9629e-10 | 10472.8261 | 280.5544 | 10192.2718 | 0 | 0 | 1.3587e-06 | 5.1976e-06 | 0 | 5.1976e-06 | 1.7302e-08 | 1.2043e-07 | 0 | 1.2043e-07 | 9.8148e-07 | 0 | 9.8148e-07 | 2.1514e-06 | 0 | 2.1514e-06 | [17 empty] | 7.3.3.17.5 (Remote Grid) Updates to grid topology to minimize risk of ignition in HFTDs Remote GridWLDFREquipment / facility failureAggregated | WLDFR | HFTD - Distribution - Tier 2 - 3QU CoRE ¦ 4QU LoRE | Red Flag Warning - Destructive Fires | Equipment / facility failure | Aggregated | 2064 | 1.6008e-06 | 741.5879 | 0.0011871 | 2064 | Mitigation | 0.95 | 45 | 0 | esc | 0.00097009 | 1.5529e-09 | 0.00097009 | 1.5529e-09
[79 empty] | WLDFR | HFTD - Distribution - Tier 3 - 4QU CoRE ¦ 4QU LoRE | Red Flag Warning - Destructive Fires | 2040 | 4.9629e-10 | 10472.8261 | 280.5544 | 10192.2718 | 0 | 0 | 1.3587e-06 | 5.1976e-06 | 0 | 5.1976e-06 | 1.7302e-08 | 1.2043e-07 | 0 | 1.2043e-07 | 9.8148e-07 | 0 | 9.8148e-07 | 2.1514e-06 | 0 | 2.1514e-06 | [17 empty] | 7.3.3.17.5 (Remote Grid) Updates to grid topology to minimize risk of ignition in HFTDs Remote GridWLDFREquipment / facility failureAggregated | WLDFR | HFTD - Distribution - Tier 2 - 3QU CoRE ¦ 4QU LoRE | Red Flag Warning - Destructive Fires | Equipment / facility failure | Aggregated | 2065 | 1.6008e-06 | 741.5879 | 0.0011871 | 2065 | Mitigation | 0.95 | 45 | 0 | esc | 0.00097009 | 1.5529e-09 | 0.00097009 | 1.5529e-09
[79 empty] | WLDFR | HFTD - Distribution - Tier 3 - 4QU CoRE ¦ 4QU LoRE | Red Flag Warning - Destructive Fires | 2041 | 4.9629e-10 | 10472.8261 | 280.5544 | 10192.2718 | 0 | 0 | 1.3587e-06 | 5.1976e-06 | 0 | 5.1976e-06 | 1.7302e-08 | 1.2043e-07 | 0 | 1.2043e-07 | 9.8148e-07 | 0 | 9.8148e-07 | 2.1514e-06 | 0 | 2.1514e-06 | [17 empty] | 7.3.3.17.5 (Remote Grid) Updates to grid topology to minimize risk of ignition in HFTDs Remote GridWLDFREquipment / facility failureAggregated | WLDFR | HFTD - Distribution - Tier 2 - 3QU CoRE ¦ 4QU LoRE | Red Flag Warning - Destructive Fires | Equipment / facility failure | Aggregated | 2066 | 1.6008e-06 | 741.5879 | 0.0011871 | 2066 | Mitigation | 0.95 | 45 | 0 | esc | 0.00097009 | 1.5529e-09 | 0.00097009 | 1.5529e-09
[79 empty] | WLDFR | HFTD - Distribution - Tier 3 - 4QU CoRE ¦ 4QU LoRE | Red Flag Warning - Destructive Fires | 2042 | 4.9629e-10 | 10472.8261 | 280.5544 | 10192.2718 | 0 | 0 | 1.3587e-06 | 5.1976e-06 | 0 | 5.1976e-06 | 1.7302e-08 | 1.2043e-07 | 0 | 1.2043e-07 | 9.8148e-07 | 0 | 9.8148e-07 | 2.1514e-06 | 0 | 2.1514e-06 | [17 empty] | 7.3.3.17.5 (Remote Grid) Updates to grid topology to minimize risk of ignition in HFTDs Remote GridWLDFREquipment / facility failureAggregated | WLDFR | HFTD - Distribution - Tier 2 - 3QU CoRE ¦ 4QU LoRE | Red Flag Warning - Destructive Fires | Equipment / facility failure | Aggregated | 2067 | 1.6008e-06 | 741.5879 | 0.0011871 | 2067 | Mitigation | 0.95 | 45 | 0 | esc | 0 | 0 | 0.00097009 | 1.5529e-09
[79 empty] | WLDFR | HFTD - Distribution - Tier 3 - 4QU CoRE ¦ 4QU LoRE | Red Flag Warning - Destructive Fires | 2043 | 4.9629e-10 | 10992.1562 | 299.42 | 10692.7362 | 0 | 0 | 1.3587e-06 | 5.4553e-06 | 0 | 5.4553e-06 | 1.8118e-08 | 1.2614e-07 | 0 | 1.2614e-07 | 1.028e-06 | 0 | 1.028e-06 | 2.2534e-06 | 0 | 2.2534e-06 | [17 empty] | 7.3.3.17.5 (Remote Grid) Updates to grid topology to minimize risk of ignition in HFTDs Remote GridWLDFRVegetation ContactAggregated | WLDFR | HFTD - Distribution - Tier 2 - 3QU CoRE ¦ 4QU LoRE | Red Flag Warning - Destructive Fires | Vegetation Contact | Aggregated | 2022 | 1.6643e-06 | 741.5879 | 0.0012342 | 2022 | Mitigation | 0.95 | 45 | 0 | esc | 0.00097009 | 1.6145e-09 | 0 | 0
[79 empty] | WLDFR | HFTD - Distribution - Tier 3 - 4QU CoRE ¦ 4QU LoRE | Red Flag Warning - Destructive Fires | 2044 | 4.9629e-10 | 10992.1562 | 299.42 | 10692.7362 | 0 | 0 | 1.3587e-06 | 5.4553e-06 | 0 | 5.4553e-06 | 1.8118e-08 | 1.2614e-07 | 0 | 1.2614e-07 | 1.028e-06 | 0 | 1.028e-06 | 2.2534e-06 | 0 | 2.2534e-06 | [17 empty] | 7.3.3.17.5 (Remote Grid) Updates to grid topology to minimize risk of ignition in HFTDs Remote GridWLDFRVegetation ContactAggregated | WLDFR | HFTD - Distribution - Tier 2 - 3QU CoRE ¦ 4QU LoRE | Red Flag Warning - Destructive Fires | Vegetation Contact | Aggregated | 2023 | 1.6643e-06 | 741.5879 | 0.0012342 | 2023 | Mitigation | 0.95 | 45 | 0 | esc | 0.00097009 | 1.6145e-09 | 0.00097009 | 1.6145e-09
[79 empty] | WLDFR | HFTD - Distribution - Tier 3 - 4QU CoRE ¦ 4QU LoRE | Red Flag Warning - Destructive Fires | 2045 | 4.9629e-10 | 10992.1562 | 299.42 | 10692.7362 | 0 | 0 | 1.3587e-06 | 5.4553e-06 | 0 | 5.4553e-06 | 1.8118e-08 | 1.2614e-07 | 0 | 1.2614e-07 | 1.028e-06 | 0 | 1.028e-06 | 2.2534e-06 | 0 | 2.2534e-06 | [17 empty] | 7.3.3.17.5 (Remote Grid) Updates to grid topology to minimize risk of ignition in HFTDs Remote GridWLDFRVegetation ContactAggregated | WLDFR | HFTD - Distribution - Tier 2 - 3QU CoRE ¦ 4QU LoRE | Red Flag Warning - Destructive Fires | Vegetation Contact | Aggregated | 2024 | 1.6643e-06 | 741.5879 | 0.0012342 | 2024 | Mitigation | 0.95 | 45 | 0 | esc | 0.00097009 | 1.6145e-09 | 0.00097009 | 1.6145e-09
[79 empty] | WLDFR | HFTD - Distribution - Tier 3 - 4QU CoRE ¦ 4QU LoRE | Red Flag Warning - Destructive Fires | 2046 | 4.9629e-10 | 10992.1562 | 299.42 | 10692.7362 | 0 | 0 | 1.3587e-06 | 5.4553e-06 | 0 | 5.4553e-06 | 1.8118e-08 | 1.2614e-07 | 0 | 1.2614e-07 | 1.028e-06 | 0 | 1.028e-06 | 2.2534e-06 | 0 | 2.2534e-06 | [17 empty] | 7.3.3.17.5 (Remote Grid) Updates to grid topology to minimize risk of ignition in HFTDs Remote GridWLDFRVegetation ContactAggregated | WLDFR | HFTD - Distribution - Tier 2 - 3QU CoRE ¦ 4QU LoRE | Red Flag Warning - Destructive Fires | Vegetation Contact | Aggregated | 2025 | 1.6643e-06 | 741.5879 | 0.0012342 | 2025 | Mitigation | 0.95 | 45 | 0 | esc | 0.00097009 | 1.6145e-09 | 0.00097009 | 1.6145e-09
[79 empty] | WLDFR | HFTD - Distribution - Tier 3 - 4QU CoRE ¦ 4QU LoRE | Red Flag Warning - Destructive Fires | 2047 | 4.9629e-10 | 10992.1562 | 299.42 | 10692.7362 | 0 | 0 | 1.3587e-06 | 5.4553e-06 | 0 | 5.4553e-06 | 1.8118e-08 | 1.2614e-07 | 0 | 1.2614e-07 | 1.028e-06 | 0 | 1.028e-06 | 2.2534e-06 | 0 | 2.2534e-06 | [17 empty] | 7.3.3.17.5 (Remote Grid) Updates to grid topology to minimize risk of ignition in HFTDs Remote GridWLDFRVegetation ContactAggregated | WLDFR | HFTD - Distribution - Tier 2 - 3QU CoRE ¦ 4QU LoRE | Red Flag Warning - Destructive Fires | Vegetation Contact | Aggregated | 2026 | 1.6643e-06 | 741.5879 | 0.0012342 | 2026 | Mitigation | 0.95 | 45 | 0 | esc | 0.00097009 | 1.6145e-09 | 0.00097009 | 1.6145e-09
[79 empty] | WLDFR | HFTD - Distribution - Tier 3 - 4QU CoRE ¦ 4QU LoRE | Red Flag Warning - Destructive Fires | 2048 | 4.9629e-10 | 11536.0538 | 319.4911 | 11216.5626 | 0 | 0 | 1.3587e-06 | 5.7252e-06 | 0 | 5.7252e-06 | 1.8988e-08 | 1.3233e-07 | 0 | 1.3233e-07 | 1.0785e-06 | 0 | 1.0785e-06 | 2.3641e-06 | 0 | 2.3641e-06 | [17 empty] | 7.3.3.17.5 (Remote Grid) Updates to grid topology to minimize risk of ignition in HFTDs Remote GridWLDFRVegetation ContactAggregated | WLDFR | HFTD - Distribution - Tier 2 - 3QU CoRE ¦ 4QU LoRE | Red Flag Warning - Destructive Fires | Vegetation Contact | Aggregated | 2027 | 1.6643e-06 | 741.5879 | 0.0012342 | 2027 | Mitigation | 0.95 | 45 | 0 | esc | 0.00097009 | 1.6145e-09 | 0.00097009 | 1.6145e-09
[79 empty] | WLDFR | HFTD - Distribution - Tier 3 - 4QU CoRE ¦ 4QU LoRE | Red Flag Warning - Destructive Fires | 2049 | 4.9629e-10 | 11536.0538 | 319.4911 | 11216.5626 | 0 | 0 | 1.3587e-06 | 5.7252e-06 | 0 | 5.7252e-06 | 1.8988e-08 | 1.3233e-07 | 0 | 1.3233e-07 | 1.0785e-06 | 0 | 1.0785e-06 | 2.3641e-06 | 0 | 2.3641e-06 | [17 empty] | 7.3.3.17.5 (Remote Grid) Updates to grid topology to minimize risk of ignition in HFTDs Remote GridWLDFRVegetation ContactAggregated | WLDFR | HFTD - Distribution - Tier 2 - 3QU CoRE ¦ 4QU LoRE | Red Flag Warning - Destructive Fires | Vegetation Contact | Aggregated | 2028 | 1.6643e-06 | 741.5879 | 0.0012342 | 2028 | Mitigation | 0.95 | 45 | 0 | esc | 0.00097009 | 1.6145e-09 | 0.00097009 | 1.6145e-09
[79 empty] | WLDFR | HFTD - Distribution - Tier 3 - 4QU CoRE ¦ 4QU LoRE | Red Flag Warning - Destructive Fires | 2050 | 4.9629e-10 | 11536.0538 | 319.4911 | 11216.5626 | 0 | 0 | 1.3587e-06 | 5.7252e-06 | 0 | 5.7252e-06 | 1.8988e-08 | 1.3233e-07 | 0 | 1.3233e-07 | 1.0785e-06 | 0 | 1.0785e-06 | 2.3641e-06 | 0 | 2.3641e-06 | [17 empty] | 7.3.3.17.5 (Remote Grid) Updates to grid topology to minimize risk of ignition in HFTDs Remote GridWLDFRVegetation ContactAggregated | WLDFR | HFTD - Distribution - Tier 2 - 3QU CoRE ¦ 4QU LoRE | Red Flag Warning - Destructive Fires | Vegetation Contact | Aggregated | 2029 | 1.6643e-06 | 741.5879 | 0.0012342 | 2029 | Mitigation | 0.95 | 45 | 0 | esc | 0.00097009 | 1.6145e-09 | 0.00097009 | 1.6145e-09
[79 empty] | WLDFR | HFTD - Distribution - Tier 3 - 4QU CoRE ¦ 4QU LoRE | Red Flag Warning - Destructive Fires | 2051 | 4.9629e-10 | 11536.0538 | 319.4911 | 11216.5626 | 0 | 0 | 1.3587e-06 | 5.7252e-06 | 0 | 5.7252e-06 | 1.8988e-08 | 1.3233e-07 | 0 | 1.3233e-07 | 1.0785e-06 | 0 | 1.0785e-06 | 2.3641e-06 | 0 | 2.3641e-06 | [17 empty] | 7.3.3.17.5 (Remote Grid) Updates to grid topology to minimize risk of ignition in HFTDs Remote GridWLDFRVegetation ContactAggregated | WLDFR | HFTD - Distribution - Tier 2 - 3QU CoRE ¦ 4QU LoRE | Red Flag Warning - Destructive Fires | Vegetation Contact | Aggregated | 2030 | 1.6643e-06 | 741.5879 | 0.0012342 | 2030 | Mitigation | 0.95 | 45 | 0 | esc | 0.00097009 | 1.6145e-09 | 0.00097009 | 1.6145e-09
[79 empty] | WLDFR | HFTD - Distribution - Tier 3 - 4QU CoRE ¦ 4QU LoRE | Red Flag Warning - Destructive Fires | 2052 | 4.9629e-10 | 11536.0538 | 319.4911 | 11216.5626 | 0 | 0 | 1.3587e-06 | 5.7252e-06 | 0 | 5.7252e-06 | 1.8988e-08 | 1.3233e-07 | 0 | 1.3233e-07 | 1.0785e-06 | 0 | 1.0785e-06 | 2.3641e-06 | 0 | 2.3641e-06 | [17 empty] | 7.3.3.17.5 (Remote Grid) Updates to grid topology to minimize risk of ignition in HFTDs Remote GridWLDFRVegetation ContactAggregated | WLDFR | HFTD - Distribution - Tier 2 - 3QU CoRE ¦ 4QU LoRE | Red Flag Warning - Destructive Fires | Vegetation Contact | Aggregated | 2031 | 1.6643e-06 | 741.5879 | 0.0012342 | 2031 | Mitigation | 0.95 | 45 | 0 | esc | 0.00097009 | 1.6145e-09 | 0.00097009 | 1.6145e-09
[79 empty] | WLDFR | HFTD - Distribution - Tier 3 - 4QU CoRE ¦ 4QU LoRE | Red Flag Warning - Destructive Fires | 2053 | 4.9629e-10 | 12097.6769 | 340.5356 | 11757.1413 | 0 | 0 | 1.3587e-06 | 6.0039e-06 | 0 | 6.0039e-06 | 1.9903e-08 | 1.3893e-07 | 0 | 1.3893e-07 | 1.1323e-06 | 0 | 1.1323e-06 | 2.4821e-06 | 0 | 2.4821e-06 | [17 empty] | 7.3.3.17.5 (Remote Grid) Updates to grid topology to minimize risk of ignition in HFTDs Remote GridWLDFRVegetation ContactAggregated | WLDFR | HFTD - Distribution - Tier 2 - 3QU CoRE ¦ 4QU LoRE | Red Flag Warning - Destructive Fires | Vegetation Contact | Aggregated | 2032 | 1.6643e-06 | 741.5879 | 0.0012342 | 2032 | Mitigation | 0.95 | 45 | 0 | esc | 0.00097009 | 1.6145e-09 | 0.00097009 | 1.6145e-09
[79 empty] | WLDFR | HFTD - Distribution - Tier 3 - 4QU CoRE ¦ 4QU LoRE | Red Flag Warning - Destructive Fires | 2054 | 4.9629e-10 | 12097.6769 | 340.5356 | 11757.1413 | 0 | 0 | 1.3587e-06 | 6.0039e-06 | 0 | 6.0039e-06 | 1.9903e-08 | 1.3893e-07 | 0 | 1.3893e-07 | 1.1323e-06 | 0 | 1.1323e-06 | 2.4821e-06 | 0 | 2.4821e-06 | [17 empty] | 7.3.3.17.5 (Remote Grid) Updates to grid topology to minimize risk of ignition in HFTDs Remote GridWLDFRVegetation ContactAggregated | WLDFR | HFTD - Distribution - Tier 2 - 3QU CoRE ¦ 4QU LoRE | Red Flag Warning - Destructive Fires | Vegetation Contact | Aggregated | 2033 | 1.6643e-06 | 741.5879 | 0.0012342 | 2033 | Mitigation | 0.95 | 45 | 0 | esc | 0.00097009 | 1.6145e-09 | 0.00097009 | 1.6145e-09
[79 empty] | WLDFR | HFTD - Distribution - Tier 3 - 4QU CoRE ¦ 4QU LoRE | Red Flag Warning - Destructive Fires | 2055 | 4.9629e-10 | 12097.6769 | 340.5356 | 11757.1413 | 0 | 0 | 1.3587e-06 | 6.0039e-06 | 0 | 6.0039e-06 | 1.9903e-08 | 1.3893e-07 | 0 | 1.3893e-07 | 1.1323e-06 | 0 | 1.1323e-06 | 2.4821e-06 | 0 | 2.4821e-06 | [17 empty] | 7.3.3.17.5 (Remote Grid) Updates to grid topology to minimize risk of ignition in HFTDs Remote GridWLDFRVegetation ContactAggregated | WLDFR | HFTD - Distribution - Tier 2 - 3QU CoRE ¦ 4QU LoRE | Red Flag Warning - Destructive Fires | Vegetation Contact | Aggregated | 2034 | 1.6643e-06 | 741.5879 | 0.0012342 | 2034 | Mitigation | 0.95 | 45 | 0 | esc | 0.00097009 | 1.6145e-09 | 0.00097009 | 1.6145e-09
[79 empty] | WLDFR | HFTD - Distribution - Tier 3 - 4QU CoRE ¦ 4QU LoRE | Red Flag Warning - Destructive Fires | 2056 | 4.9629e-10 | 12097.6769 | 340.5356 | 11757.1413 | 0 | 0 | 1.3587e-06 | 6.0039e-06 | 0 | 6.0039e-06 | 1.9903e-08 | 1.3893e-07 | 0 | 1.3893e-07 | 1.1323e-06 | 0 | 1.1323e-06 | 2.4821e-06 | 0 | 2.4821e-06 | [17 empty] | 7.3.3.17.5 (Remote Grid) Updates to grid topology to minimize risk of ignition in HFTDs Remote GridWLDFRVegetation ContactAggregated | WLDFR | HFTD - Distribution - Tier 2 - 3QU CoRE ¦ 4QU LoRE | Red Flag Warning - Destructive Fires | Vegetation Contact | Aggregated | 2035 | 1.6643e-06 | 741.5879 | 0.0012342 | 2035 | Mitigation | 0.95 | 45 | 0 | esc | 0.00097009 | 1.6145e-09 | 0.00097009 | 1.6145e-09
[79 empty] | WLDFR | HFTD - Distribution - Tier 3 - 4QU CoRE ¦ 4QU LoRE | Red Flag Warning - Destructive Fires | 2057 | 4.9629e-10 | 12097.6769 | 340.5356 | 11757.1413 | 0 | 0 | 1.3587e-06 | 6.0039e-06 | 0 | 6.0039e-06 | 1.9903e-08 | 1.3893e-07 | 0 | 1.3893e-07 | 1.1323e-06 | 0 | 1.1323e-06 | 2.4821e-06 | 0 | 2.4821e-06 | [17 empty] | 7.3.3.17.5 (Remote Grid) Updates to grid topology to minimize risk of ignition in HFTDs Remote GridWLDFRVegetation ContactAggregated | WLDFR | HFTD - Distribution - Tier 2 - 3QU CoRE ¦ 4QU LoRE | Red Flag Warning - Destructive Fires | Vegetation Contact | Aggregated | 2036 | 1.6643e-06 | 741.5879 | 0.0012342 | 2036 | Mitigation | 0.95 | 45 | 0 | esc | 0.00097009 | 1.6145e-09 | 0.00097009 | 1.6145e-09
[79 empty] | WLDFR | HFTD - Distribution - Tier 3 - 4QU CoRE ¦ 4QU LoRE | Red Flag Warning - Destructive Fires | 2058 | 4.9629e-10 | 12670.1796 | 362.3049 | 12307.8747 | 0 | 0 | 1.3587e-06 | 6.2881e-06 | 0 | 6.2881e-06 | 2.0853e-08 | 1.4585e-07 | 0 | 1.4585e-07 | 1.1887e-06 | 0 | 1.1887e-06 | 2.6057e-06 | 0 | 2.6057e-06 | [17 empty] | 7.3.3.17.5 (Remote Grid) Updates to grid topology to minimize risk of ignition in HFTDs Remote GridWLDFRVegetation ContactAggregated | WLDFR | HFTD - Distribution - Tier 2 - 3QU CoRE ¦ 4QU LoRE | Red Flag Warning - Destructive Fires | Vegetation Contact | Aggregated | 2037 | 1.6643e-06 | 741.5879 | 0.0012342 | 2037 | Mitigation | 0.95 | 45 | 0 | esc | 0.00097009 | 1.6145e-09 | 0.00097009 | 1.6145e-09
[79 empty] | WLDFR | HFTD - Distribution - Tier 3 - 4QU CoRE ¦ 4QU LoRE | Red Flag Warning - Destructive Fires | 2059 | 4.9629e-10 | 12670.1796 | 362.3049 | 12307.8747 | 0 | 0 | 1.3587e-06 | 6.2881e-06 | 0 | 6.2881e-06 | 2.0853e-08 | 1.4585e-07 | 0 | 1.4585e-07 | 1.1887e-06 | 0 | 1.1887e-06 | 2.6057e-06 | 0 | 2.6057e-06 | [17 empty] | 7.3.3.17.5 (Remote Grid) Updates to grid topology to minimize risk of ignition in HFTDs Remote GridWLDFRVegetation ContactAggregated | WLDFR | HFTD - Distribution - Tier 2 - 3QU CoRE ¦ 4QU LoRE | Red Flag Warning - Destructive Fires | Vegetation Contact | Aggregated | 2038 | 1.6643e-06 | 741.5879 | 0.0012342 | 2038 | Mitigation | 0.95 | 45 | 0 | esc | 0.00097009 | 1.6145e-09 | 0.00097009 | 1.6145e-09
[79 empty] | WLDFR | HFTD - Distribution - Tier 3 - 4QU CoRE ¦ 4QU LoRE | Red Flag Warning - Destructive Fires | 2060 | 4.9629e-10 | 12670.1796 | 362.3049 | 12307.8747 | 0 | 0 | 1.3587e-06 | 6.2881e-06 | 0 | 6.2881e-06 | 2.0853e-08 | 1.4585e-07 | 0 | 1.4585e-07 | 1.1887e-06 | 0 | 1.1887e-06 | 2.6057e-06 | 0 | 2.6057e-06 | [17 empty] | 7.3.3.17.5 (Remote Grid) Updates to grid topology to minimize risk of ignition in HFTDs Remote GridWLDFRVegetation ContactAggregated | WLDFR | HFTD - Distribution - Tier 2 - 3QU CoRE ¦ 4QU LoRE | Red Flag Warning - Destructive Fires | Vegetation Contact | Aggregated | 2039 | 1.6643e-06 | 741.5879 | 0.0012342 | 2039 | Mitigation | 0.95 | 45 | 0 | esc | 0.00097009 | 1.6145e-09 | 0.00097009 | 1.6145e-09
[79 empty] | WLDFR | HFTD - Distribution - Tier 3 - 4QU CoRE ¦ 4QU LoRE | Red Flag Warning - Destructive Fires | 2061 | 4.9629e-10 | 12670.1796 | 362.3049 | 12307.8747 | 0 | 0 | 1.3587e-06 | 6.2881e-06 | 0 | 6.2881e-06 | 2.0853e-08 | 1.4585e-07 | 0 | 1.4585e-07 | 1.1887e-06 | 0 | 1.1887e-06 | 2.6057e-06 | 0 | 2.6057e-06 | [17 empty] | 7.3.3.17.5 (Remote Grid) Updates to grid topology to minimize risk of ignition in HFTDs Remote GridWLDFRVegetation ContactAggregated | WLDFR | HFTD - Distribution - Tier 2 - 3QU CoRE ¦ 4QU LoRE | Red Flag Warning - Destructive Fires | Vegetation Contact | Aggregated | 2040 | 1.6643e-06 | 741.5879 | 0.0012342 | 2040 | Mitigation | 0.95 | 45 | 0 | esc | 0.00097009 | 1.6145e-09 | 0.00097009 | 1.6145e-09
[79 empty] | WLDFR | HFTD - Distribution - Tier 3 - 4QU CoRE ¦ 4QU LoRE | Red Flag Warning - Destructive Fires | 2062 | 4.9629e-10 | 12670.1796 | 362.3049 | 12307.8747 | 0 | 0 | 1.3587e-06 | 6.2881e-06 | 0 | 6.2881e-06 | 2.0853e-08 | 1.4585e-07 | 0 | 1.4585e-07 | 1.1887e-06 | 0 | 1.1887e-06 | 2.6057e-06 | 0 | 2.6057e-06 | [17 empty] | 7.3.3.17.5 (Remote Grid) Updates to grid topology to minimize risk of ignition in HFTDs Remote GridWLDFRVegetation ContactAggregated | WLDFR | HFTD - Distribution - Tier 2 - 3QU CoRE ¦ 4QU LoRE | Red Flag Warning - Destructive Fires | Vegetation Contact | Aggregated | 2041 | 1.6643e-06 | 741.5879 | 0.0012342 | 2041 | Mitigation | 0.95 | 45 | 0 | esc | 0.00097009 | 1.6145e-09 | 0.00097009 | 1.6145e-09
[79 empty] | WLDFR | HFTD - Distribution - Tier 3 - 4QU CoRE ¦ 4QU LoRE | Red Flag Warning - Destructive Fires | 2063 | 4.9629e-10 | 13246.6313 | 384.5316 | 12862.0997 | 0 | 0 | 1.3587e-06 | 6.5742e-06 | 0 | 6.5742e-06 | 2.1828e-08 | 1.5301e-07 | 0 | 1.5301e-07 | 1.247e-06 | 0 | 1.247e-06 | 2.7335e-06 | 0 | 2.7335e-06 | [17 empty] | 7.3.3.17.5 (Remote Grid) Updates to grid topology to minimize risk of ignition in HFTDs Remote GridWLDFRVegetation ContactAggregated | WLDFR | HFTD - Distribution - Tier 2 - 3QU CoRE ¦ 4QU LoRE | Red Flag Warning - Destructive Fires | Vegetation Contact | Aggregated | 2042 | 1.6643e-06 | 741.5879 | 0.0012342 | 2042 | Mitigation | 0.95 | 45 | 0 | esc | 0.00097009 | 1.6145e-09 | 0.00097009 | 1.6145e-09
[79 empty] | WLDFR | HFTD - Distribution - Tier 3 - 4QU CoRE ¦ 4QU LoRE | Red Flag Warning - Destructive Fires | 2064 | 4.9629e-10 | 13246.6313 | 384.5316 | 12862.0997 | 0 | 0 | 1.3587e-06 | 6.5742e-06 | 0 | 6.5742e-06 | 2.1828e-08 | 1.5301e-07 | 0 | 1.5301e-07 | 1.247e-06 | 0 | 1.247e-06 | 2.7335e-06 | 0 | 2.7335e-06 | [17 empty] | 7.3.3.17.5 (Remote Grid) Updates to grid topology to minimize risk of ignition in HFTDs Remote GridWLDFRVegetation ContactAggregated | WLDFR | HFTD - Distribution - Tier 2 - 3QU CoRE ¦ 4QU LoRE | Red Flag Warning - Destructive Fires | Vegetation Contact | Aggregated | 2043 | 1.6643e-06 | 741.5879 | 0.0012342 | 2043 | Mitigation | 0.95 | 45 | 0 | esc | 0.00097009 | 1.6145e-09 | 0.00097009 | 1.6145e-09
[79 empty] | WLDFR | HFTD - Distribution - Tier 3 - 4QU CoRE ¦ 4QU LoRE | Red Flag Warning - Destructive Fires | 2065 | 4.9629e-10 | 13246.6313 | 384.5316 | 12862.0997 | 0 | 0 | 1.3587e-06 | 6.5742e-06 | 0 | 6.5742e-06 | 2.1828e-08 | 1.5301e-07 | 0 | 1.5301e-07 | 1.247e-06 | 0 | 1.247e-06 | 2.7335e-06 | 0 | 2.7335e-06 | [17 empty] | 7.3.3.17.5 (Remote Grid) Updates to grid topology to minimize risk of ignition in HFTDs Remote GridWLDFRVegetation ContactAggregated | WLDFR | HFTD - Distribution - Tier 2 - 3QU CoRE ¦ 4QU LoRE | Red Flag Warning - Destructive Fires | Vegetation Contact | Aggregated | 2044 | 1.6643e-06 | 741.5879 | 0.0012342 | 2044 | Mitigation | 0.95 | 45 | 0 | esc | 0.00097009 | 1.6145e-09 | 0.00097009 | 1.6145e-09
[79 empty] | WLDFR | HFTD - Distribution - Tier 3 - 4QU CoRE ¦ 4QU LoRE | Red Flag Warning - Destructive Fires | 2066 | 4.9629e-10 | 13246.6313 | 384.5316 | 12862.0997 | 0 | 0 | 1.3587e-06 | 6.5742e-06 | 0 | 6.5742e-06 | 2.1828e-08 | 1.5301e-07 | 0 | 1.5301e-07 | 1.247e-06 | 0 | 1.247e-06 | 2.7335e-06 | 0 | 2.7335e-06 | [17 empty] | 7.3.3.17.5 (Remote Grid) Updates to grid topology to minimize risk of ignition in HFTDs Remote GridWLDFRVegetation ContactAggregated | WLDFR | HFTD - Distribution - Tier 2 - 3QU CoRE ¦ 4QU LoRE | Red Flag Warning - Destructive Fires | Vegetation Contact | Aggregated | 2045 | 1.6643e-06 | 741.5879 | 0.0012342 | 2045 | Mitigation | 0.95 | 45 | 0 | esc | 0.00097009 | 1.6145e-09 | 0.00097009 | 1.6145e-09
[79 empty] | WLDFR | HFTD - Distribution - Tier 3 - 4QU CoRE ¦ 4QU LoRE | Red Flag Warning - Large Fires | 2022 | 6.4548e-09 | 5.2406 | 0.69642 | 2.942 | 1.6022 | 0 | 1.7672e-05 | 3.3827e-08 | 0 | 3.3827e-08 | 1.9838e-09 | 1.5301e-07 | 0 | 1.5301e-07 | 1.247e-06 | 0 | 1.247e-06 | 2.7335e-06 | 0 | 2.7335e-06 | [17 empty] | 7.3.3.17.5 (Remote Grid) Updates to grid topology to minimize risk of ignition in HFTDs Remote GridWLDFRVegetation ContactAggregated | WLDFR | HFTD - Distribution - Tier 2 - 3QU CoRE ¦ 4QU LoRE | Red Flag Warning - Destructive Fires | Vegetation Contact | Aggregated | 2046 | 1.6643e-06 | 741.5879 | 0.0012342 | 2046 | Mitigation | 0.95 | 45 | 0 | esc | 0.00097009 | 1.6145e-09 | 0.00097009 | 1.6145e-09
[79 empty] | WLDFR | HFTD - Distribution - Tier 3 - 4QU CoRE ¦ 4QU LoRE | Red Flag Warning - Large Fires | 2023 | 6.4548e-09 | 5.475 | 0.71896 | 3.0715 | 1.6846 | 0 | 1.7672e-05 | 3.534e-08 | 0 | 3.534e-08 | 2.0546e-09 | 1.603e-07 | 0 | 1.603e-07 | 1.3065e-06 | 0 | 1.3065e-06 | 2.8638e-06 | 0 | 2.8638e-06 | [17 empty] | 7.3.3.17.5 (Remote Grid) Updates to grid topology to minimize risk of ignition in HFTDs Remote GridWLDFRVegetation ContactAggregated | WLDFR | HFTD - Distribution - Tier 2 - 3QU CoRE ¦ 4QU LoRE | Red Flag Warning - Destructive Fires | Vegetation Contact | Aggregated | 2047 | 1.6643e-06 | 741.5879 | 0.0012342 | 2047 | Mitigation | 0.95 | 45 | 0 | esc | 0.00097009 | 1.6145e-09 | 0.00097009 | 1.6145e-09
[79 empty] | WLDFR | HFTD - Distribution - Tier 3 - 4QU CoRE ¦ 4QU LoRE | Red Flag Warning - Large Fires | 2024 | 6.4548e-09 | 5.475 | 0.71896 | 3.0715 | 1.6846 | 0 | 1.7672e-05 | 3.534e-08 | 0 | 3.534e-08 | 2.0546e-09 | 1.603e-07 | 0 | 1.603e-07 | 1.3065e-06 | 0 | 1.3065e-06 | 2.8638e-06 | 0 | 2.8638e-06 | [17 empty] | 7.3.3.17.5 (Remote Grid) Updates to grid topology to minimize risk of ignition in HFTDs Remote GridWLDFRVegetation ContactAggregated | WLDFR | HFTD - Distribution - Tier 2 - 3QU CoRE ¦ 4QU LoRE | Red Flag Warning - Destructive Fires | Vegetation Contact | Aggregated | 2048 | 1.6643e-06 | 741.5879 | 0.0012342 | 2048 | Mitigation | 0.95 | 45 | 0 | esc | 0.00097009 | 1.6145e-09 | 0.00097009 | 1.6145e-09
[79 empty] | WLDFR | HFTD - Distribution - Tier 3 - 4QU CoRE ¦ 4QU LoRE | Red Flag Warning - Large Fires | 2025 | 6.4548e-09 | 5.475 | 0.71896 | 3.0715 | 1.6846 | 0 | 1.7672e-05 | 3.534e-08 | 0 | 3.534e-08 | 2.0546e-09 | 1.603e-07 | 0 | 1.603e-07 | 1.3065e-06 | 0 | 1.3065e-06 | 2.8638e-06 | 0 | 2.8638e-06 | [17 empty] | 7.3.3.17.5 (Remote Grid) Updates to grid topology to minimize risk of ignition in HFTDs Remote GridWLDFRVegetation ContactAggregated | WLDFR | HFTD - Distribution - Tier 2 - 3QU CoRE ¦ 4QU LoRE | Red Flag Warning - Destructive Fires | Vegetation Contact | Aggregated | 2049 | 1.6643e-06 | 741.5879 | 0.0012342 | 2049 | Mitigation | 0.95 | 45 | 0 | esc | 0.00097009 | 1.6145e-09 | 0.00097009 | 1.6145e-09
[79 empty] | WLDFR | HFTD - Distribution - Tier 3 - 4QU CoRE ¦ 4QU LoRE | Red Flag Warning - Large Fires | 2026 | 6.4548e-09 | 5.475 | 0.71896 | 3.0715 | 1.6846 | 0 | 1.7672e-05 | 3.534e-08 | 0 | 3.534e-08 | 2.0546e-09 | 1.603e-07 | 0 | 1.603e-07 | 1.3065e-06 | 0 | 1.3065e-06 | 2.8638e-06 | 0 | 2.8638e-06 | [17 empty] | 7.3.3.17.5 (Remote Grid) Updates to grid topology to minimize risk of ignition in HFTDs Remote GridWLDFRVegetation ContactAggregated | WLDFR | HFTD - Distribution - Tier 2 - 3QU CoRE ¦ 4QU LoRE | Red Flag Warning - Destructive Fires | Vegetation Contact | Aggregated | 2050 | 1.6643e-06 | 741.5879 | 0.0012342 | 2050 | Mitigation | 0.95 | 45 | 0 | esc | 0.00097009 | 1.6145e-09 | 0.00097009 | 1.6145e-09
[79 empty] | WLDFR | HFTD - Distribution - Tier 3 - 4QU CoRE ¦ 4QU LoRE | Red Flag Warning - Large Fires | 2027 | 6.4548e-09 | 5.475 | 0.71896 | 3.0715 | 1.6846 | 0 | 1.7672e-05 | 3.534e-08 | 0 | 3.534e-08 | 2.0546e-09 | 1.603e-07 | 0 | 1.603e-07 | 1.3065e-06 | 0 | 1.3065e-06 | 2.8638e-06 | 0 | 2.8638e-06 | [17 empty] | 7.3.3.17.5 (Remote Grid) Updates to grid topology to minimize risk of ignition in HFTDs Remote GridWLDFRVegetation ContactAggregated | WLDFR | HFTD - Distribution - Tier 2 - 3QU CoRE ¦ 4QU LoRE | Red Flag Warning - Destructive Fires | Vegetation Contact | Aggregated | 2051 | 1.6643e-06 | 741.5879 | 0.0012342 | 2051 | Mitigation | 0.95 | 45 | 0 | esc | 0.00097009 | 1.6145e-09 | 0.00097009 | 1.6145e-09
[79 empty] | WLDFR | HFTD - Distribution - Tier 3 - 4QU CoRE ¦ 4QU LoRE | Red Flag Warning - Large Fires | 2028 | 6.4548e-09 | 5.777 | 0.74734 | 3.238 | 1.7917 | 0 | 1.7672e-05 | 3.7289e-08 | 0 | 3.7289e-08 | 2.1437e-09 | 1.6766e-07 | 0 | 1.6766e-07 | 1.3664e-06 | 0 | 1.3664e-06 | 2.9952e-06 | 0 | 2.9952e-06 | [17 empty] | 7.3.3.17.5 (Remote Grid) Updates to grid topology to minimize risk of ignition in HFTDs Remote GridWLDFRVegetation ContactAggregated | WLDFR | HFTD - Distribution - Tier 2 - 3QU CoRE ¦ 4QU LoRE | Red Flag Warning - Destructive Fires | Vegetation Contact | Aggregated | 2052 | 1.6643e-06 | 741.5879 | 0.0012342 | 2052 | Mitigation | 0.95 | 45 | 0 | esc | 0.00097009 | 1.6145e-09 | 0.00097009 | 1.6145e-09
[79 empty] | WLDFR | HFTD - Distribution - Tier 3 - 4QU CoRE ¦ 4QU LoRE | Red Flag Warning - Large Fires | 2029 | 6.4548e-09 | 5.777 | 0.74734 | 3.238 | 1.7917 | 0 | 1.7672e-05 | 3.7289e-08 | 0 | 3.7289e-08 | 2.1437e-09 | 1.6766e-07 | 0 | 1.6766e-07 | 1.3664e-06 | 0 | 1.3664e-06 | 2.9952e-06 | 0 | 2.9952e-06 | [17 empty] | 7.3.3.17.5 (Remote Grid) Updates to grid topology to minimize risk of ignition in HFTDs Remote GridWLDFRVegetation ContactAggregated | WLDFR | HFTD - Distribution - Tier 2 - 3QU CoRE ¦ 4QU LoRE | Red Flag Warning - Destructive Fires | Vegetation Contact | Aggregated | 2053 | 1.6643e-06 | 741.5879 | 0.0012342 | 2053 | Mitigation | 0.95 | 45 | 0 | esc | 0.00097009 | 1.6145e-09 | 0.00097009 | 1.6145e-09
[79 empty] | WLDFR | HFTD - Distribution - Tier 3 - 4QU CoRE ¦ 4QU LoRE | Red Flag Warning - Large Fires | 2030 | 6.4548e-09 | 5.777 | 0.74734 | 3.238 | 1.7917 | 0 | 1.7672e-05 | 3.7289e-08 | 0 | 3.7289e-08 | 2.1437e-09 | 1.6766e-07 | 0 | 1.6766e-07 | 1.3664e-06 | 0 | 1.3664e-06 | 2.9952e-06 | 0 | 2.9952e-06 | [17 empty] | 7.3.3.17.5 (Remote Grid) Updates to grid topology to minimize risk of ignition in HFTDs Remote GridWLDFRVegetation ContactAggregated | WLDFR | HFTD - Distribution - Tier 2 - 3QU CoRE ¦ 4QU LoRE | Red Flag Warning - Destructive Fires | Vegetation Contact | Aggregated | 2054 | 1.6643e-06 | 741.5879 | 0.0012342 | 2054 | Mitigation | 0.95 | 45 | 0 | esc | 0.00097009 | 1.6145e-09 | 0.00097009 | 1.6145e-09
[79 empty] | WLDFR | HFTD - Distribution - Tier 3 - 4QU CoRE ¦ 4QU LoRE | Red Flag Warning - Large Fires | 2031 | 6.4548e-09 | 5.777 | 0.74734 | 3.238 | 1.7917 | 0 | 1.7672e-05 | 3.7289e-08 | 0 | 3.7289e-08 | 2.1437e-09 | 1.6766e-07 | 0 | 1.6766e-07 | 1.3664e-06 | 0 | 1.3664e-06 | 2.9952e-06 | 0 | 2.9952e-06 | [17 empty] | 7.3.3.17.5 (Remote Grid) Updates to grid topology to minimize risk of ignition in HFTDs Remote GridWLDFRVegetation ContactAggregated | WLDFR | HFTD - Distribution - Tier 2 - 3QU CoRE ¦ 4QU LoRE | Red Flag Warning - Destructive Fires | Vegetation Contact | Aggregated | 2055 | 1.6643e-06 | 741.5879 | 0.0012342 | 2055 | Mitigation | 0.95 | 45 | 0 | esc | 0.00097009 | 1.6145e-09 | 0.00097009 | 1.6145e-09
[79 empty] | WLDFR | HFTD - Distribution - Tier 3 - 4QU CoRE ¦ 4QU LoRE | Red Flag Warning - Large Fires | 2032 | 6.4548e-09 | 5.777 | 0.74734 | 3.238 | 1.7917 | 0 | 1.7672e-05 | 3.7289e-08 | 0 | 3.7289e-08 | 2.1437e-09 | 1.6766e-07 | 0 | 1.6766e-07 | 1.3664e-06 | 0 | 1.3664e-06 | 2.9952e-06 | 0 | 2.9952e-06 | [17 empty] | 7.3.3.17.5 (Remote Grid) Updates to grid topology to minimize risk of ignition in HFTDs Remote GridWLDFRVegetation ContactAggregated | WLDFR | HFTD - Distribution - Tier 2 - 3QU CoRE ¦ 4QU LoRE | Red Flag Warning - Destructive Fires | Vegetation Contact | Aggregated | 2056 | 1.6643e-06 | 741.5879 | 0.0012342 | 2056 | Mitigation | 0.95 | 45 | 0 | esc | 0.00097009 | 1.6145e-09 | 0.00097009 | 1.6145e-09
[79 empty] | WLDFR | HFTD - Distribution - Tier 3 - 4QU CoRE ¦ 4QU LoRE | Red Flag Warning - Large Fires | 2033 | 6.4548e-09 | 6.1205 | 0.77885 | 3.4265 | 1.9151 | 0 | 1.7672e-05 | 3.9506e-08 | 0 | 3.9506e-08 | 2.2427e-09 | 1.7498e-07 | 0 | 1.7498e-07 | 1.4261e-06 | 0 | 1.4261e-06 | 3.1261e-06 | 0 | 3.1261e-06 | [17 empty] | 7.3.3.17.5 (Remote Grid) Updates to grid topology to minimize risk of ignition in HFTDs Remote GridWLDFRVegetation ContactAggregated | WLDFR | HFTD - Distribution - Tier 2 - 3QU CoRE ¦ 4QU LoRE | Red Flag Warning - Destructive Fires | Vegetation Contact | Aggregated | 2057 | 1.6643e-06 | 741.5879 | 0.0012342 | 2057 | Mitigation | 0.95 | 45 | 0 | esc | 0.00097009 | 1.6145e-09 | 0.00097009 | 1.6145e-09
[79 empty] | WLDFR | HFTD - Distribution - Tier 3 - 4QU CoRE ¦ 4QU LoRE | Red Flag Warning - Large Fires | 2034 | 6.4548e-09 | 6.1205 | 0.77885 | 3.4265 | 1.9151 | 0 | 1.7672e-05 | 3.9506e-08 | 0 | 3.9506e-08 | 2.2427e-09 | 1.7498e-07 | 0 | 1.7498e-07 | 1.4261e-06 | 0 | 1.4261e-06 | 3.1261e-06 | 0 | 3.1261e-06 | [17 empty] | 7.3.3.17.5 (Remote Grid) Updates to grid topology to minimize risk of ignition in HFTDs Remote GridWLDFRVegetation ContactAggregated | WLDFR | HFTD - Distribution - Tier 2 - 3QU CoRE ¦ 4QU LoRE | Red Flag Warning - Destructive Fires | Vegetation Contact | Aggregated | 2058 | 1.6643e-06 | 741.5879 | 0.0012342 | 2058 | Mitigation | 0.95 | 45 | 0 | esc | 0.00097009 | 1.6145e-09 | 0.00097009 | 1.6145e-09
[79 empty] | WLDFR | HFTD - Distribution - Tier 3 - 4QU CoRE ¦ 4QU LoRE | Red Flag Warning - Large Fires | 2035 | 6.4548e-09 | 6.1205 | 0.77885 | 3.4265 | 1.9151 | 0 | 1.7672e-05 | 3.9506e-08 | 0 | 3.9506e-08 | 2.2427e-09 | 0 | 0 | 0 | 1.4261e-06 | 0 | 1.4261e-06 | 3.1261e-06 | 0 | 3.1261e-06 | [17 empty] | 7.3.3.17.5 (Remote Grid) Updates to grid topology to minimize risk of ignition in HFTDs Remote GridWLDFRVegetation ContactAggregated | WLDFR | HFTD - Distribution - Tier 2 - 3QU CoRE ¦ 4QU LoRE | Red Flag Warning - Destructive Fires | Vegetation Contact | Aggregated | 2059 | 1.6643e-06 | 741.5879 | 0.0012342 | 2059 | Mitigation | 0.95 | 45 | 0 | esc | 0.00097009 | 1.6145e-09 | 0.00097009 | 1.6145e-09
[79 empty] | WLDFR | HFTD - Distribution - Tier 3 - 4QU CoRE ¦ 4QU LoRE | Red Flag Warning - Large Fires | 2036 | 6.4548e-09 | 6.1205 | 0.77885 | 3.4265 | 1.9151 | 0 | 1.7672e-05 | 3.9506e-08 | 0 | 3.9506e-08 | 2.2427e-09 | 0 | 0 | 0 | 0 | 0 | 0 | 3.1261e-06 | 0 | 3.1261e-06 | [17 empty] | 7.3.3.17.5 (Remote Grid) Updates to grid topology to minimize risk of ignition in HFTDs Remote GridWLDFRVegetation ContactAggregated | WLDFR | HFTD - Distribution - Tier 2 - 3QU CoRE ¦ 4QU LoRE | Red Flag Warning - Destructive Fires | Vegetation Contact | Aggregated | 2060 | 1.6643e-06 | 741.5879 | 0.0012342 | 2060 | Mitigation | 0.95 | 45 | 0 | esc | 0.00097009 | 1.6145e-09 | 0.00097009 | 1.6145e-09
[79 empty] | WLDFR | HFTD - Distribution - Tier 3 - 4QU CoRE ¦ 4QU LoRE | Red Flag Warning - Large Fires | 2037 | 6.4548e-09 | 6.1205 | 0.77885 | 3.4265 | 1.9151 | 0 | 1.7672e-05 | 3.9506e-08 | 0 | 3.9506e-08 | 2.2427e-09 | 9.7185e-08 | 0 | 9.7185e-08 | 0 | 0 | 0 | 0 | 0 | 0 | [17 empty] | 7.3.3.17.5 (Remote Grid) Updates to grid topology to minimize risk of ignition in HFTDs Remote GridWLDFRVegetation ContactAggregated | WLDFR | HFTD - Distribution - Tier 2 - 3QU CoRE ¦ 4QU LoRE | Red Flag Warning - Destructive Fires | Vegetation Contact | Aggregated | 2061 | 1.6643e-06 | 741.5879 | 0.0012342 | 2061 | Mitigation | 0.95 | 45 | 0 | esc | 0.00097009 | 1.6145e-09 | 0.00097009 | 1.6145e-09
[79 empty] | WLDFR | HFTD - Distribution - Tier 3 - 4QU CoRE ¦ 4QU LoRE | Red Flag Warning - Large Fires | 2038 | 6.4548e-09 | 6.5028 | 0.81304 | 3.6355 | 2.0543 | 0 | 1.7672e-05 | 4.1974e-08 | 0 | 4.1974e-08 | 2.3501e-09 | 9.0695e-08 | 0 | 9.0695e-08 | 7.3916e-07 | 0 | 7.3916e-07 | 0 | 0 | 0 | [17 empty] | 7.3.3.17.5 (Remote Grid) Updates to grid topology to minimize risk of ignition in HFTDs Remote GridWLDFRVegetation ContactAggregated | WLDFR | HFTD - Distribution - Tier 2 - 3QU CoRE ¦ 4QU LoRE | Red Flag Warning - Destructive Fires | Vegetation Contact | Aggregated | 2062 | 1.6643e-06 | 741.5879 | 0.0012342 | 2062 | Mitigation | 0.95 | 45 | 0 | esc | 0.00097009 | 1.6145e-09 | 0.00097009 | 1.6145e-09
[79 empty] | WLDFR | HFTD - Distribution - Tier 3 - 4QU CoRE ¦ 4QU LoRE | Red Flag Warning - Large Fires | 2039 | 6.4548e-09 | 6.5028 | 0.81304 | 3.6355 | 2.0543 | 0 | 1.7672e-05 | 4.1974e-08 | 0 | 4.1974e-08 | 2.3501e-09 | 9.4008e-08 | 0 | 9.4008e-08 | 7.6617e-07 | 0 | 7.6617e-07 | 1.6795e-06 | 0 | 1.6795e-06 | [17 empty] | 7.3.3.17.5 (Remote Grid) Updates to grid topology to minimize risk of ignition in HFTDs Remote GridWLDFRVegetation ContactAggregated | WLDFR | HFTD - Distribution - Tier 2 - 3QU CoRE ¦ 4QU LoRE | Red Flag Warning - Destructive Fires | Vegetation Contact | Aggregated | 2063 | 1.6643e-06 | 741.5879 | 0.0012342 | 2063 | Mitigation | 0.95 | 45 | 0 | esc | 0.00097009 | 1.6145e-09 | 0.00097009 | 1.6145e-09
[79 empty] | WLDFR | HFTD - Distribution - Tier 3 - 4QU CoRE ¦ 4QU LoRE | Red Flag Warning - Large Fires | 2040 | 6.4548e-09 | 6.5028 | 0.81304 | 3.6355 | 2.0543 | 0 | 1.7672e-05 | 4.1974e-08 | 0 | 4.1974e-08 | 2.3501e-09 | 9.4008e-08 | 0 | 9.4008e-08 | 7.6617e-07 | 0 | 7.6617e-07 | 1.6795e-06 | 0 | 1.6795e-06 | [17 empty] | 7.3.3.17.5 (Remote Grid) Updates to grid topology to minimize risk of ignition in HFTDs Remote GridWLDFRVegetation ContactAggregated | WLDFR | HFTD - Distribution - Tier 2 - 3QU CoRE ¦ 4QU LoRE | Red Flag Warning - Destructive Fires | Vegetation Contact | Aggregated | 2064 | 1.6643e-06 | 741.5879 | 0.0012342 | 2064 | Mitigation | 0.95 | 45 | 0 | esc | 0.00097009 | 1.6145e-09 | 0.00097009 | 1.6145e-09
[79 empty] | WLDFR | HFTD - Distribution - Tier 3 - 4QU CoRE ¦ 4QU LoRE | Red Flag Warning - Large Fires | 2041 | 6.4548e-09 | 6.5028 | 0.81304 | 3.6355 | 2.0543 | 0 | 1.7672e-05 | 4.1974e-08 | 0 | 4.1974e-08 | 2.3501e-09 | 9.4008e-08 | 0 | 9.4008e-08 | 7.6617e-07 | 0 | 7.6617e-07 | 1.6795e-06 | 0 | 1.6795e-06 | [17 empty] | 7.3.3.17.5 (Remote Grid) Updates to grid topology to minimize risk of ignition in HFTDs Remote GridWLDFRVegetation ContactAggregated | WLDFR | HFTD - Distribution - Tier 2 - 3QU CoRE ¦ 4QU LoRE | Red Flag Warning - Destructive Fires | Vegetation Contact | Aggregated | 2065 | 1.6643e-06 | 741.5879 | 0.0012342 | 2065 | Mitigation | 0.95 | 45 | 0 | esc | 0.00097009 | 1.6145e-09 | 0.00097009 | 1.6145e-09
[79 empty] | WLDFR | HFTD - Distribution - Tier 3 - 4QU CoRE ¦ 4QU LoRE | Red Flag Warning - Large Fires | 2042 | 6.4548e-09 | 6.5028 | 0.81304 | 3.6355 | 2.0543 | 0 | 1.7672e-05 | 4.1974e-08 | 0 | 4.1974e-08 | 2.3501e-09 | 9.4008e-08 | 0 | 9.4008e-08 | 7.6617e-07 | 0 | 7.6617e-07 | 1.6795e-06 | 0 | 1.6795e-06 | [17 empty] | 7.3.3.17.5 (Remote Grid) Updates to grid topology to minimize risk of ignition in HFTDs Remote GridWLDFRVegetation ContactAggregated | WLDFR | HFTD - Distribution - Tier 2 - 3QU CoRE ¦ 4QU LoRE | Red Flag Warning - Destructive Fires | Vegetation Contact | Aggregated | 2066 | 1.6643e-06 | 741.5879 | 0.0012342 | 2066 | Mitigation | 0.95 | 45 | 0 | esc | 0.00097009 | 1.6145e-09 | 0.00097009 | 1.6145e-09
[79 empty] | WLDFR | HFTD - Distribution - Tier 3 - 4QU CoRE ¦ 4QU LoRE | Red Flag Warning - Large Fires | 2043 | 6.4548e-09 | 6.9209 | 0.84944 | 3.8632 | 2.2083 | 0 | 1.7672e-05 | 4.4673e-08 | 0 | 4.4673e-08 | 2.4644e-09 | 9.4008e-08 | 0 | 9.4008e-08 | 7.6617e-07 | 0 | 7.6617e-07 | 1.6795e-06 | 0 | 1.6795e-06 | [17 empty] | 7.3.3.17.5 (Remote Grid) Updates to grid topology to minimize risk of ignition in HFTDs Remote GridWLDFRVegetation ContactAggregated | WLDFR | HFTD - Distribution - Tier 2 - 3QU CoRE ¦ 4QU LoRE | Red Flag Warning - Destructive Fires | Vegetation Contact | Aggregated | 2067 | 1.6643e-06 | 741.5879 | 0.0012342 | 2067 | Mitigation | 0.95 | 45 | 0 | esc | 0 | 0 | 0.00097009 | 1.6145e-09
[79 empty] | WLDFR | HFTD - Distribution - Tier 3 - 4QU CoRE ¦ 4QU LoRE | Red Flag Warning - Large Fires | 2044 | 6.4548e-09 | 6.9209 | 0.84944 | 3.8632 | 2.2083 | 0 | 1.7672e-05 | 4.4673e-08 | 0 | 4.4673e-08 | 2.4644e-09 | 9.818e-08 | 0 | 9.818e-08 | 8.0017e-07 | 0 | 8.0017e-07 | 1.754e-06 | 0 | 1.754e-06 | [17 empty] | 7.3.3.17.5 (Remote Grid) Updates to grid topology to minimize risk of ignition in HFTDs Remote GridWLDFREquipment / facility failureAggregated | WLDFR | HFTD - Distribution - Tier 2 - 3QU CoRE ¦ 4QU LoRE | Red Flag Warning - Large Fires | Equipment / facility failure | Aggregated | 2022 | 1.7683e-05 | 741.5879 | 0.013114 | 2022 | Mitigation | 0.95 | 45 | 0 | esc | 0.00097009 | 1.7154e-08 | 0 | 0
[79 empty] | WLDFR | HFTD - Distribution - Tier 3 - 4QU CoRE ¦ 4QU LoRE | Red Flag Warning - Large Fires | 2045 | 6.4548e-09 | 6.9209 | 0.84944 | 3.8632 | 2.2083 | 0 | 1.7672e-05 | 4.4673e-08 | 0 | 4.4673e-08 | 2.4644e-09 | 9.818e-08 | 0 | 9.818e-08 | 8.0017e-07 | 0 | 8.0017e-07 | 1.754e-06 | 0 | 1.754e-06 | [17 empty] | 7.3.3.17.5 (Remote Grid) Updates to grid topology to minimize risk of ignition in HFTDs Remote GridWLDFREquipment / facility failureAggregated | WLDFR | HFTD - Distribution - Tier 2 - 3QU CoRE ¦ 4QU LoRE | Red Flag Warning - Large Fires | Equipment / facility failure | Aggregated | 2023 | 1.7683e-05 | 741.5879 | 0.013114 | 2023 | Mitigation | 0.95 | 45 | 0 | esc | 0.00097009 | 1.7154e-08 | 0.00097009 | 1.7154e-08
[79 empty] | WLDFR | HFTD - Distribution - Tier 3 - 4QU CoRE ¦ 4QU LoRE | Red Flag Warning - Large Fires | 2046 | 6.4548e-09 | 6.9209 | 0.84944 | 3.8632 | 2.2083 | 0 | 1.7672e-05 | 4.4673e-08 | 0 | 4.4673e-08 | 2.4644e-09 | 9.818e-08 | 0 | 9.818e-08 | 8.0017e-07 | 0 | 8.0017e-07 | 1.754e-06 | 0 | 1.754e-06 | [17 empty] | 7.3.3.17.5 (Remote Grid) Updates to grid topology to minimize risk of ignition in HFTDs Remote GridWLDFREquipment / facility failureAggregated | WLDFR | HFTD - Distribution - Tier 2 - 3QU CoRE ¦ 4QU LoRE | Red Flag Warning - Large Fires | Equipment / facility failure | Aggregated | 2024 | 1.7683e-05 | 741.5879 | 0.013114 | 2024 | Mitigation | 0.95 | 45 | 0 | esc | 0.00097009 | 1.7154e-08 | 0.00097009 | 1.7154e-08
[79 empty] | WLDFR | HFTD - Distribution - Tier 3 - 4QU CoRE ¦ 4QU LoRE | Red Flag Warning - Large Fires | 2047 | 6.4548e-09 | 6.9209 | 0.84944 | 3.8632 | 2.2083 | 0 | 1.7672e-05 | 4.4673e-08 | 0 | 4.4673e-08 | 2.4644e-09 | 9.818e-08 | 0 | 9.818e-08 | 8.0017e-07 | 0 | 8.0017e-07 | 1.754e-06 | 0 | 1.754e-06 | [17 empty] | 7.3.3.17.5 (Remote Grid) Updates to grid topology to minimize risk of ignition in HFTDs Remote GridWLDFREquipment / facility failureAggregated | WLDFR | HFTD - Distribution - Tier 2 - 3QU CoRE ¦ 4QU LoRE | Red Flag Warning - Large Fires | Equipment / facility failure | Aggregated | 2025 | 1.7683e-05 | 741.5879 | 0.013114 | 2025 | Mitigation | 0.95 | 45 | 0 | esc | 0.00097009 | 1.7154e-08 | 0.00097009 | 1.7154e-08
[79 empty] | WLDFR | HFTD - Distribution - Tier 3 - 4QU CoRE ¦ 4QU LoRE | Red Flag Warning - Large Fires | 2048 | 6.4548e-09 | 7.3713 | 0.88759 | 4.1075 | 2.3763 | 0 | 1.7672e-05 | 4.758e-08 | 0 | 4.758e-08 | 2.5842e-09 | 9.818e-08 | 0 | 9.818e-08 | 8.0017e-07 | 0 | 8.0017e-07 | 1.754e-06 | 0 | 1.754e-06 | [17 empty] | 7.3.3.17.5 (Remote Grid) Updates to grid topology to minimize risk of ignition in HFTDs Remote GridWLDFREquipment / facility failureAggregated | WLDFR | HFTD - Distribution - Tier 2 - 3QU CoRE ¦ 4QU LoRE | Red Flag Warning - Large Fires | Equipment / facility failure | Aggregated | 2026 | 1.7683e-05 | 741.5879 | 0.013114 | 2026 | Mitigation | 0.95 | 45 | 0 | esc | 0.00097009 | 1.7154e-08 | 0.00097009 | 1.7154e-08
[79 empty] | WLDFR | HFTD - Distribution - Tier 3 - 4QU CoRE ¦ 4QU LoRE | Red Flag Warning - Large Fires | 2049 | 6.4548e-09 | 7.3713 | 0.88759 | 4.1075 | 2.3763 | 0 | 1.7672e-05 | 4.758e-08 | 0 | 4.758e-08 | 2.5842e-09 | 1.0281e-07 | 0 | 1.0281e-07 | 8.3793e-07 | 0 | 8.3793e-07 | 1.8368e-06 | 0 | 1.8368e-06 | [17 empty] | 7.3.3.17.5 (Remote Grid) Updates to grid topology to minimize risk of ignition in HFTDs Remote GridWLDFREquipment / facility failureAggregated | WLDFR | HFTD - Distribution - Tier 2 - 3QU CoRE ¦ 4QU LoRE | Red Flag Warning - Large Fires | Equipment / facility failure | Aggregated | 2027 | 1.7683e-05 | 741.5879 | 0.013114 | 2027 | Mitigation | 0.95 | 45 | 0 | esc | 0.00097009 | 1.7154e-08 | 0.00097009 | 1.7154e-08
[79 empty] | WLDFR | HFTD - Distribution - Tier 3 - 4QU CoRE ¦ 4QU LoRE | Red Flag Warning - Large Fires | 2050 | 6.4548e-09 | 7.3713 | 0.88759 | 4.1075 | 2.3763 | 0 | 1.7672e-05 | 4.758e-08 | 0 | 4.758e-08 | 2.5842e-09 | 1.0281e-07 | 0 | 1.0281e-07 | 8.3793e-07 | 0 | 8.3793e-07 | 1.8368e-06 | 0 | 1.8368e-06 | [17 empty] | 7.3.3.17.5 (Remote Grid) Updates to grid topology to minimize risk of ignition in HFTDs Remote GridWLDFREquipment / facility failureAggregated | WLDFR | HFTD - Distribution - Tier 2 - 3QU CoRE ¦ 4QU LoRE | Red Flag Warning - Large Fires | Equipment / facility failure | Aggregated | 2028 | 1.7683e-05 | 741.5879 | 0.013114 | 2028 | Mitigation | 0.95 | 45 | 0 | esc | 0.00097009 | 1.7154e-08 | 0.00097009 | 1.7154e-08
[79 empty] | WLDFR | HFTD - Distribution - Tier 3 - 4QU CoRE ¦ 4QU LoRE | Red Flag Warning - Large Fires | 2051 | 6.4548e-09 | 7.3713 | 0.88759 | 4.1075 | 2.3763 | 0 | 1.7672e-05 | 4.758e-08 | 0 | 4.758e-08 | 2.5842e-09 | 1.0281e-07 | 0 | 1.0281e-07 | 8.3793e-07 | 0 | 8.3793e-07 | 1.8368e-06 | 0 | 1.8368e-06 | [17 empty] | 7.3.3.17.5 (Remote Grid) Updates to grid topology to minimize risk of ignition in HFTDs Remote GridWLDFREquipment / facility failureAggregated | WLDFR | HFTD - Distribution - Tier 2 - 3QU CoRE ¦ 4QU LoRE | Red Flag Warning - Large Fires | Equipment / facility failure | Aggregated | 2029 | 1.7683e-05 | 741.5879 | 0.013114 | 2029 | Mitigation | 0.95 | 45 | 0 | esc | 0.00097009 | 1.7154e-08 | 0.00097009 | 1.7154e-08
[79 empty] | WLDFR | HFTD - Distribution - Tier 3 - 4QU CoRE ¦ 4QU LoRE | Red Flag Warning - Large Fires | 2052 | 6.4548e-09 | 7.3713 | 0.88759 | 4.1075 | 2.3763 | 0 | 1.7672e-05 | 4.758e-08 | 0 | 4.758e-08 | 2.5842e-09 | 1.0281e-07 | 0 | 1.0281e-07 | 8.3793e-07 | 0 | 8.3793e-07 | 1.8368e-06 | 0 | 1.8368e-06 | [17 empty] | 7.3.3.17.5 (Remote Grid) Updates to grid topology to minimize risk of ignition in HFTDs Remote GridWLDFREquipment / facility failureAggregated | WLDFR | HFTD - Distribution - Tier 2 - 3QU CoRE ¦ 4QU LoRE | Red Flag Warning - Large Fires | Equipment / facility failure | Aggregated | 2030 | 1.7683e-05 | 741.5879 | 0.013114 | 2030 | Mitigation | 0.95 | 45 | 0 | esc | 0.00097009 | 1.7154e-08 | 0.00097009 | 1.7154e-08
[79 empty] | WLDFR | HFTD - Distribution - Tier 3 - 4QU CoRE ¦ 4QU LoRE | Red Flag Warning - Large Fires | 2053 | 6.4548e-09 | 7.8503 | 0.92702 | 4.3664 | 2.5569 | 0 | 1.7672e-05 | 5.0672e-08 | 0 | 5.0672e-08 | 2.7079e-09 | 1.0281e-07 | 0 | 1.0281e-07 | 8.3793e-07 | 0 | 8.3793e-07 | 1.8368e-06 | 0 | 1.8368e-06 | [17 empty] | 7.3.3.17.5 (Remote Grid) Updates to grid topology to minimize risk of ignition in HFTDs Remote GridWLDFREquipment / facility failureAggregated | WLDFR | HFTD - Distribution - Tier 2 - 3QU CoRE ¦ 4QU LoRE | Red Flag Warning - Large Fires | Equipment / facility failure | Aggregated | 2031 | 1.7683e-05 | 741.5879 | 0.013114 | 2031 | Mitigation | 0.95 | 45 | 0 | esc | 0.00097009 | 1.7154e-08 | 0.00097009 | 1.7154e-08
[79 empty] | WLDFR | HFTD - Distribution - Tier 3 - 4QU CoRE ¦ 4QU LoRE | Red Flag Warning - Large Fires | 2054 | 6.4548e-09 | 7.8503 | 0.92702 | 4.3664 | 2.5569 | 0 | 1.7672e-05 | 5.0672e-08 | 0 | 5.0672e-08 | 2.7079e-09 | 1.0784e-07 | 0 | 1.0784e-07 | 8.7888e-07 | 0 | 8.7888e-07 | 1.9265e-06 | 0 | 1.9265e-06 | [17 empty] | 7.3.3.17.5 (Remote Grid) Updates to grid topology to minimize risk of ignition in HFTDs Remote GridWLDFREquipment / facility failureAggregated | WLDFR | HFTD - Distribution - Tier 2 - 3QU CoRE ¦ 4QU LoRE | Red Flag Warning - Large Fires | Equipment / facility failure | Aggregated | 2032 | 1.7683e-05 | 741.5879 | 0.013114 | 2032 | Mitigation | 0.95 | 45 | 0 | esc | 0.00097009 | 1.7154e-08 | 0.00097009 | 1.7154e-08
[79 empty] | WLDFR | HFTD - Distribution - Tier 3 - 4QU CoRE ¦ 4QU LoRE | Red Flag Warning - Large Fires | 2055 | 6.4548e-09 | 7.8503 | 0.92702 | 4.3664 | 2.5569 | 0 | 1.7672e-05 | 5.0672e-08 | 0 | 5.0672e-08 | 2.7079e-09 | 1.0784e-07 | 0 | 1.0784e-07 | 8.7888e-07 | 0 | 8.7888e-07 | 1.9265e-06 | 0 | 1.9265e-06 | [17 empty] | 7.3.3.17.5 (Remote Grid) Updates to grid topology to minimize risk of ignition in HFTDs Remote GridWLDFREquipment / facility failureAggregated | WLDFR | HFTD - Distribution - Tier 2 - 3QU CoRE ¦ 4QU LoRE | Red Flag Warning - Large Fires | Equipment / facility failure | Aggregated | 2033 | 1.7683e-05 | 741.5879 | 0.013114 | 2033 | Mitigation | 0.95 | 45 | 0 | esc | 0.00097009 | 1.7154e-08 | 0.00097009 | 1.7154e-08
[79 empty] | WLDFR | HFTD - Distribution - Tier 3 - 4QU CoRE ¦ 4QU LoRE | Red Flag Warning - Large Fires | 2056 | 6.4548e-09 | 7.8503 | 0.92702 | 4.3664 | 2.5569 | 0 | 1.7672e-05 | 5.0672e-08 | 0 | 5.0672e-08 | 2.7079e-09 | 1.0784e-07 | 0 | 1.0784e-07 | 8.7888e-07 | 0 | 8.7888e-07 | 1.9265e-06 | 0 | 1.9265e-06 | [17 empty] | 7.3.3.17.5 (Remote Grid) Updates to grid topology to minimize risk of ignition in HFTDs Remote GridWLDFREquipment / facility failureAggregated | WLDFR | HFTD - Distribution - Tier 2 - 3QU CoRE ¦ 4QU LoRE | Red Flag Warning - Large Fires | Equipment / facility failure | Aggregated | 2034 | 1.7683e-05 | 741.5879 | 0.013114 | 2034 | Mitigation | 0.95 | 45 | 0 | esc | 0.00097009 | 1.7154e-08 | 0.00097009 | 1.7154e-08
[79 empty] | WLDFR | HFTD - Distribution - Tier 3 - 4QU CoRE ¦ 4QU LoRE | Red Flag Warning - Large Fires | 2057 | 6.4548e-09 | 7.8503 | 0.92702 | 4.3664 | 2.5569 | 0 | 1.7672e-05 | 5.0672e-08 | 0 | 5.0672e-08 | 2.7079e-09 | 1.0784e-07 | 0 | 1.0784e-07 | 8.7888e-07 | 0 | 8.7888e-07 | 1.9265e-06 | 0 | 1.9265e-06 | [17 empty] | 7.3.3.17.5 (Remote Grid) Updates to grid topology to minimize risk of ignition in HFTDs Remote GridWLDFREquipment / facility failureAggregated | WLDFR | HFTD - Distribution - Tier 2 - 3QU CoRE ¦ 4QU LoRE | Red Flag Warning - Large Fires | Equipment / facility failure | Aggregated | 2035 | 1.7683e-05 | 741.5879 | 0.013114 | 2035 | Mitigation | 0.95 | 45 | 0 | esc | 0.00097009 | 1.7154e-08 | 0.00097009 | 1.7154e-08
[79 empty] | WLDFR | HFTD - Distribution - Tier 3 - 4QU CoRE ¦ 4QU LoRE | Red Flag Warning - Large Fires | 2058 | 6.4548e-09 | 8.3524 | 0.96727 | 4.6367 | 2.7484 | 0 | 1.7672e-05 | 5.3912e-08 | 0 | 5.3912e-08 | 2.8341e-09 | 1.0784e-07 | 0 | 1.0784e-07 | 8.7888e-07 | 0 | 8.7888e-07 | 1.9265e-06 | 0 | 1.9265e-06 | [17 empty] | 7.3.3.17.5 (Remote Grid) Updates to grid topology to minimize risk of ignition in HFTDs Remote GridWLDFREquipment / facility failureAggregated | WLDFR | HFTD - Distribution - Tier 2 - 3QU CoRE ¦ 4QU LoRE | Red Flag Warning - Large Fires | Equipment / facility failure | Aggregated | 2036 | 1.7683e-05 | 741.5879 | 0.013114 | 2036 | Mitigation | 0.95 | 45 | 0 | esc | 0.00097009 | 1.7154e-08 | 0.00097009 | 1.7154e-08
[79 empty] | WLDFR | HFTD - Distribution - Tier 3 - 4QU CoRE ¦ 4QU LoRE | Red Flag Warning - Large Fires | 2059 | 6.4548e-09 | 8.3524 | 0.96727 | 4.6367 | 2.7484 | 0 | 1.7672e-05 | 5.3912e-08 | 0 | 5.3912e-08 | 2.8341e-09 | 1.1319e-07 | 0 | 1.1319e-07 | 9.2246e-07 | 0 | 9.2246e-07 | 2.0221e-06 | 0 | 2.0221e-06 | [17 empty] | 7.3.3.17.5 (Remote Grid) Updates to grid topology to minimize risk of ignition in HFTDs Remote GridWLDFREquipment / facility failureAggregated | WLDFR | HFTD - Distribution - Tier 2 - 3QU CoRE ¦ 4QU LoRE | Red Flag Warning - Large Fires | Equipment / facility failure | Aggregated | 2037 | 1.7683e-05 | 741.5879 | 0.013114 | 2037 | Mitigation | 0.95 | 45 | 0 | esc | 0.00097009 | 1.7154e-08 | 0.00097009 | 1.7154e-08
[79 empty] | WLDFR | HFTD - Distribution - Tier 3 - 4QU CoRE ¦ 4QU LoRE | Red Flag Warning - Large Fires | 2060 | 6.4548e-09 | 8.3524 | 0.96727 | 4.6367 | 2.7484 | 0 | 1.7672e-05 | 5.3912e-08 | 0 | 5.3912e-08 | 2.8341e-09 | 1.1319e-07 | 0 | 1.1319e-07 | 9.2246e-07 | 0 | 9.2246e-07 | 2.0221e-06 | 0 | 2.0221e-06 | [17 empty] | 7.3.3.17.5 (Remote Grid) Updates to grid topology to minimize risk of ignition in HFTDs Remote GridWLDFREquipment / facility failureAggregated | WLDFR | HFTD - Distribution - Tier 2 - 3QU CoRE ¦ 4QU LoRE | Red Flag Warning - Large Fires | Equipment / facility failure | Aggregated | 2038 | 1.7683e-05 | 741.5879 | 0.013114 | 2038 | Mitigation | 0.95 | 45 | 0 | esc | 0.00097009 | 1.7154e-08 | 0.00097009 | 1.7154e-08
[79 empty] | WLDFR | HFTD - Distribution - Tier 3 - 4QU CoRE ¦ 4QU LoRE | Red Flag Warning - Large Fires | 2061 | 6.4548e-09 | 8.3524 | 0.96727 | 4.6367 | 2.7484 | 0 | 1.7672e-05 | 5.3912e-08 | 0 | 5.3912e-08 | 2.8341e-09 | 1.1319e-07 | 0 | 1.1319e-07 | 9.2246e-07 | 0 | 9.2246e-07 | 2.0221e-06 | 0 | 2.0221e-06 | [17 empty] | 7.3.3.17.5 (Remote Grid) Updates to grid topology to minimize risk of ignition in HFTDs Remote GridWLDFREquipment / facility failureAggregated | WLDFR | HFTD - Distribution - Tier 2 - 3QU CoRE ¦ 4QU LoRE | Red Flag Warning - Large Fires | Equipment / facility failure | Aggregated | 2039 | 1.7683e-05 | 741.5879 | 0.013114 | 2039 | Mitigation | 0.95 | 45 | 0 | esc | 0.00097009 | 1.7154e-08 | 0.00097009 | 1.7154e-08
[79 empty] | WLDFR | HFTD - Distribution - Tier 3 - 4QU CoRE ¦ 4QU LoRE | Red Flag Warning - Large Fires | 2062 | 6.4548e-09 | 8.3524 | 0.96727 | 4.6367 | 2.7484 | 0 | 1.7672e-05 | 5.3912e-08 | 0 | 5.3912e-08 | 2.8341e-09 | 1.1319e-07 | 0 | 1.1319e-07 | 9.2246e-07 | 0 | 9.2246e-07 | 2.0221e-06 | 0 | 2.0221e-06 | [17 empty] | 7.3.3.17.5 (Remote Grid) Updates to grid topology to minimize risk of ignition in HFTDs Remote GridWLDFREquipment / facility failureAggregated | WLDFR | HFTD - Distribution - Tier 2 - 3QU CoRE ¦ 4QU LoRE | Red Flag Warning - Large Fires | Equipment / facility failure | Aggregated | 2040 | 1.7683e-05 | 741.5879 | 0.013114 | 2040 | Mitigation | 0.95 | 45 | 0 | esc | 0.00097009 | 1.7154e-08 | 0.00097009 | 1.7154e-08
[79 empty] | WLDFR | HFTD - Distribution - Tier 3 - 4QU CoRE ¦ 4QU LoRE | Red Flag Warning - Large Fires | 2063 | 6.4548e-09 | 8.872 | 1.0079 | 4.9153 | 2.9488 | 0 | 1.7672e-05 | 5.7267e-08 | 0 | 5.7267e-08 | 2.9612e-09 | 1.1319e-07 | 0 | 1.1319e-07 | 9.2246e-07 | 0 | 9.2246e-07 | 2.0221e-06 | 0 | 2.0221e-06 | [17 empty] | 7.3.3.17.5 (Remote Grid) Updates to grid topology to minimize risk of ignition in HFTDs Remote GridWLDFREquipment / facility failureAggregated | WLDFR | HFTD - Distribution - Tier 2 - 3QU CoRE ¦ 4QU LoRE | Red Flag Warning - Large Fires | Equipment / facility failure | Aggregated | 2041 | 1.7683e-05 | 741.5879 | 0.013114 | 2041 | Mitigation | 0.95 | 45 | 0 | esc | 0.00097009 | 1.7154e-08 | 0.00097009 | 1.7154e-08
[79 empty] | WLDFR | HFTD - Distribution - Tier 3 - 4QU CoRE ¦ 4QU LoRE | Red Flag Warning - Large Fires | 2064 | 6.4548e-09 | 8.872 | 1.0079 | 4.9153 | 2.9488 | 0 | 1.7672e-05 | 5.7267e-08 | 0 | 5.7267e-08 | 2.9612e-09 | 1.1879e-07 | 0 | 1.1879e-07 | 9.681e-07 | 0 | 9.681e-07 | 2.1221e-06 | 0 | 2.1221e-06 | [17 empty] | 7.3.3.17.5 (Remote Grid) Updates to grid topology to minimize risk of ignition in HFTDs Remote GridWLDFREquipment / facility failureAggregated | WLDFR | HFTD - Distribution - Tier 2 - 3QU CoRE ¦ 4QU LoRE | Red Flag Warning - Large Fires | Equipment / facility failure | Aggregated | 2042 | 1.7683e-05 | 741.5879 | 0.013114 | 2042 | Mitigation | 0.95 | 45 | 0 | esc | 0.00097009 | 1.7154e-08 | 0.00097009 | 1.7154e-08
[79 empty] | WLDFR | HFTD - Distribution - Tier 3 - 4QU CoRE ¦ 4QU LoRE | Red Flag Warning - Large Fires | 2065 | 6.4548e-09 | 8.872 | 1.0079 | 4.9153 | 2.9488 | 0 | 1.7672e-05 | 5.7267e-08 | 0 | 5.7267e-08 | 2.9612e-09 | 1.1879e-07 | 0 | 1.1879e-07 | 9.681e-07 | 0 | 9.681e-07 | 2.1221e-06 | 0 | 2.1221e-06 | [17 empty] | 7.3.3.17.5 (Remote Grid) Updates to grid topology to minimize risk of ignition in HFTDs Remote GridWLDFREquipment / facility failureAggregated | WLDFR | HFTD - Distribution - Tier 2 - 3QU CoRE ¦ 4QU LoRE | Red Flag Warning - Large Fires | Equipment / facility failure | Aggregated | 2043 | 1.7683e-05 | 741.5879 | 0.013114 | 2043 | Mitigation | 0.95 | 45 | 0 | esc | 0.00097009 | 1.7154e-08 | 0.00097009 | 1.7154e-08
[79 empty] | WLDFR | HFTD - Distribution - Tier 3 - 4QU CoRE ¦ 4QU LoRE | Red Flag Warning - Large Fires | 2066 | 6.4548e-09 | 8.872 | 1.0079 | 4.9153 | 2.9488 | 0 | 1.7672e-05 | 5.7267e-08 | 0 | 5.7267e-08 | 2.9612e-09 | 1.1879e-07 | 0 | 1.1879e-07 | 9.681e-07 | 0 | 9.681e-07 | 2.1221e-06 | 0 | 2.1221e-06 | [17 empty] | 7.3.3.17.5 (Remote Grid) Updates to grid topology to minimize risk of ignition in HFTDs Remote GridWLDFREquipment / facility failureAggregated | WLDFR | HFTD - Distribution - Tier 2 - 3QU CoRE ¦ 4QU LoRE | Red Flag Warning - Large Fires | Equipment / facility failure | Aggregated | 2044 | 1.7683e-05 | 741.5879 | 0.013114 | 2044 | Mitigation | 0.95 | 45 | 0 | esc | 0.00097009 | 1.7154e-08 | 0.00097009 | 1.7154e-08
[79 empty] | WLDFR | HFTD - Distribution - Tier 3 - 4QU CoRE ¦ 4QU LoRE | Red Flag Warning - Small Fires | 2022 | 1.7858e-07 | 0.077901 | 0.036425 | 0.0015809 | 0.039895 | 0 | 0.00048893 | 1.3912e-08 | 0 | 1.3912e-08 | 8.556e-08 | 1.1879e-07 | 0 | 1.1879e-07 | 9.681e-07 | 0 | 9.681e-07 | 2.1221e-06 | 0 | 2.1221e-06 | [17 empty] | 7.3.3.17.5 (Remote Grid) Updates to grid topology to minimize risk of ignition in HFTDs Remote GridWLDFREquipment / facility failureAggregated | WLDFR | HFTD - Distribution - Tier 2 - 3QU CoRE ¦ 4QU LoRE | Red Flag Warning - Large Fires | Equipment / facility failure | Aggregated | 2045 | 1.7683e-05 | 741.5879 | 0.013114 | 2045 | Mitigation | 0.95 | 45 | 0 | esc | 0.00097009 | 1.7154e-08 | 0.00097009 | 1.7154e-08
[79 empty] | WLDFR | HFTD - Distribution - Tier 3 - 4QU CoRE ¦ 4QU LoRE | Red Flag Warning - Small Fires | 2023 | 1.7858e-07 | 0.080408 | 0.03759 | 0.0016314 | 0.041187 | 0 | 0.00048893 | 1.436e-08 | 0 | 1.436e-08 | 8.8612e-08 | 1.1879e-07 | 0 | 1.1879e-07 | 9.681e-07 | 0 | 9.681e-07 | 2.1221e-06 | 0 | 2.1221e-06 | [17 empty] | 7.3.3.17.5 (Remote Grid) Updates to grid topology to minimize risk of ignition in HFTDs Remote GridWLDFREquipment / facility failureAggregated | WLDFR | HFTD - Distribution - Tier 2 - 3QU CoRE ¦ 4QU LoRE | Red Flag Warning - Large Fires | Equipment / facility failure | Aggregated | 2046 | 1.7683e-05 | 741.5879 | 0.013114 | 2046 | Mitigation | 0.95 | 45 | 0 | esc | 0.00097009 | 1.7154e-08 | 0.00097009 | 1.7154e-08
[79 empty] | WLDFR | HFTD - Distribution - Tier 3 - 4QU CoRE ¦ 4QU LoRE | Red Flag Warning - Small Fires | 2024 | 1.7858e-07 | 0.080408 | 0.03759 | 0.0016314 | 0.041187 | 0 | 0.00048893 | 1.436e-08 | 0 | 1.436e-08 | 8.8612e-08 | 1.2457e-07 | 0 | 1.2457e-07 | 1.0152e-06 | 0 | 1.0152e-06 | 2.2254e-06 | 0 | 2.2254e-06 | [17 empty] | 7.3.3.17.5 (Remote Grid) Updates to grid topology to minimize risk of ignition in HFTDs Remote GridWLDFREquipment / facility failureAggregated | WLDFR | HFTD - Distribution - Tier 2 - 3QU CoRE ¦ 4QU LoRE | Red Flag Warning - Large Fires | Equipment / facility failure | Aggregated | 2047 | 1.7683e-05 | 741.5879 | 0.013114 | 2047 | Mitigation | 0.95 | 45 | 0 | esc | 0.00097009 | 1.7154e-08 | 0.00097009 | 1.7154e-08
[79 empty] | WLDFR | HFTD - Distribution - Tier 3 - 4QU CoRE ¦ 4QU LoRE | Red Flag Warning - Small Fires | 2025 | 1.7858e-07 | 0.080408 | 0.03759 | 0.0016314 | 0.041187 | 0 | 0.00048893 | 1.436e-08 | 0 | 1.436e-08 | 8.8612e-08 | 1.2457e-07 | 0 | 1.2457e-07 | 1.0152e-06 | 0 | 1.0152e-06 | 2.2254e-06 | 0 | 2.2254e-06 | [17 empty] | 7.3.3.17.5 (Remote Grid) Updates to grid topology to minimize risk of ignition in HFTDs Remote GridWLDFREquipment / facility failureAggregated | WLDFR | HFTD - Distribution - Tier 2 - 3QU CoRE ¦ 4QU LoRE | Red Flag Warning - Large Fires | Equipment / facility failure | Aggregated | 2048 | 1.7683e-05 | 741.5879 | 0.013114 | 2048 | Mitigation | 0.95 | 45 | 0 | esc | 0.00097009 | 1.7154e-08 | 0.00097009 | 1.7154e-08
[79 empty] | WLDFR | HFTD - Distribution - Tier 3 - 4QU CoRE ¦ 4QU LoRE | Red Flag Warning - Small Fires | 2026 | 1.7858e-07 | 0.080408 | 0.03759 | 0.0016314 | 0.041187 | 0 | 0.00048893 | 1.436e-08 | 0 | 1.436e-08 | 8.8612e-08 | 1.2457e-07 | 0 | 1.2457e-07 | 1.0152e-06 | 0 | 1.0152e-06 | 2.2254e-06 | 0 | 2.2254e-06 | [17 empty] | 7.3.3.17.5 (Remote Grid) Updates to grid topology to minimize risk of ignition in HFTDs Remote GridWLDFREquipment / facility failureAggregated | WLDFR | HFTD - Distribution - Tier 2 - 3QU CoRE ¦ 4QU LoRE | Red Flag Warning - Large Fires | Equipment / facility failure | Aggregated | 2049 | 1.7683e-05 | 741.5879 | 0.013114 | 2049 | Mitigation | 0.95 | 45 | 0 | esc | 0.00097009 | 1.7154e-08 | 0.00097009 | 1.7154e-08
[79 empty] | WLDFR | HFTD - Distribution - Tier 3 - 4QU CoRE ¦ 4QU LoRE | Red Flag Warning - Small Fires | 2027 | 1.7858e-07 | 0.080408 | 0.03759 | 0.0016314 | 0.041187 | 0 | 0.00048893 | 1.436e-08 | 0 | 1.436e-08 | 8.8612e-08 | 1.2457e-07 | 0 | 1.2457e-07 | 1.0152e-06 | 0 | 1.0152e-06 | 2.2254e-06 | 0 | 2.2254e-06 | [17 empty] | 7.3.3.17.5 (Remote Grid) Updates to grid topology to minimize risk of ignition in HFTDs Remote GridWLDFREquipment / facility failureAggregated | WLDFR | HFTD - Distribution - Tier 2 - 3QU CoRE ¦ 4QU LoRE | Red Flag Warning - Large Fires | Equipment / facility failure | Aggregated | 2050 | 1.7683e-05 | 741.5879 | 0.013114 | 2050 | Mitigation | 0.95 | 45 | 0 | esc | 0.00097009 | 1.7154e-08 | 0.00097009 | 1.7154e-08
[79 empty] | WLDFR | HFTD - Distribution - Tier 3 - 4QU CoRE ¦ 4QU LoRE | Red Flag Warning - Small Fires | 2028 | 1.7858e-07 | 0.083606 | 0.039055 | 0.001695 | 0.042856 | 0 | 0.00048893 | 1.4931e-08 | 0 | 1.4931e-08 | 9.2456e-08 | 1.2457e-07 | 0 | 1.2457e-07 | 1.0152e-06 | 0 | 1.0152e-06 | 2.2254e-06 | 0 | 2.2254e-06 | [17 empty] | 7.3.3.17.5 (Remote Grid) Updates to grid topology to minimize risk of ignition in HFTDs Remote GridWLDFREquipment / facility failureAggregated | WLDFR | HFTD - Distribution - Tier 2 - 3QU CoRE ¦ 4QU LoRE | Red Flag Warning - Large Fires | Equipment / facility failure | Aggregated | 2051 | 1.7683e-05 | 741.5879 | 0.013114 | 2051 | Mitigation | 0.95 | 45 | 0 | esc | 0.00097009 | 1.7154e-08 | 0.00097009 | 1.7154e-08
[79 empty] | WLDFR | HFTD - Distribution - Tier 3 - 4QU CoRE ¦ 4QU LoRE | Red Flag Warning - Small Fires | 2029 | 1.7858e-07 | 0.083606 | 0.039055 | 0.001695 | 0.042856 | 0 | 0.00048893 | 1.4931e-08 | 0 | 1.4931e-08 | 9.2456e-08 | 1.3046e-07 | 0 | 1.3046e-07 | 1.0633e-06 | 0 | 1.0633e-06 | 2.3307e-06 | 0 | 2.3307e-06 | [17 empty] | 7.3.3.17.5 (Remote Grid) Updates to grid topology to minimize risk of ignition in HFTDs Remote GridWLDFREquipment / facility failureAggregated | WLDFR | HFTD - Distribution - Tier 2 - 3QU CoRE ¦ 4QU LoRE | Red Flag Warning - Large Fires | Equipment / facility failure | Aggregated | 2052 | 1.7683e-05 | 741.5879 | 0.013114 | 2052 | Mitigation | 0.95 | 45 | 0 | esc | 0.00097009 | 1.7154e-08 | 0.00097009 | 1.7154e-08
[79 empty] | WLDFR | HFTD - Distribution - Tier 3 - 4QU CoRE ¦ 4QU LoRE | Red Flag Warning - Small Fires | 2030 | 1.7858e-07 | 0.083606 | 0.039055 | 0.001695 | 0.042856 | 0 | 0.00048893 | 1.4931e-08 | 0 | 1.4931e-08 | 9.2456e-08 | 1.3046e-07 | 0 | 1.3046e-07 | 1.0633e-06 | 0 | 1.0633e-06 | 2.3307e-06 | 0 | 2.3307e-06 | [17 empty] | 7.3.3.17.5 (Remote Grid) Updates to grid topology to minimize risk of ignition in HFTDs Remote GridWLDFREquipment / facility failureAggregated | WLDFR | HFTD - Distribution - Tier 2 - 3QU CoRE ¦ 4QU LoRE | Red Flag Warning - Large Fires | Equipment / facility failure | Aggregated | 2053 | 1.7683e-05 | 741.5879 | 0.013114 | 2053 | Mitigation | 0.95 | 45 | 0 | esc | 0.00097009 | 1.7154e-08 | 0.00097009 | 1.7154e-08
[79 empty] | WLDFR | HFTD - Distribution - Tier 3 - 4QU CoRE ¦ 4QU LoRE | Red Flag Warning - Small Fires | 2031 | 1.7858e-07 | 0.083606 | 0.039055 | 0.001695 | 0.042856 | 0 | 0.00048893 | 1.4931e-08 | 0 | 1.4931e-08 | 9.2456e-08 | 1.3046e-07 | 0 | 1.3046e-07 | 1.0633e-06 | 0 | 1.0633e-06 | 2.3307e-06 | 0 | 2.3307e-06 | [17 empty] | 7.3.3.17.5 (Remote Grid) Updates to grid topology to minimize risk of ignition in HFTDs Remote GridWLDFREquipment / facility failureAggregated | WLDFR | HFTD - Distribution - Tier 2 - 3QU CoRE ¦ 4QU LoRE | Red Flag Warning - Large Fires | Equipment / facility failure | Aggregated | 2054 | 1.7683e-05 | 741.5879 | 0.013114 | 2054 | Mitigation | 0.95 | 45 | 0 | esc | 0.00097009 | 1.7154e-08 | 0.00097009 | 1.7154e-08
[79 empty] | WLDFR | HFTD - Distribution - Tier 3 - 4QU CoRE ¦ 4QU LoRE | Red Flag Warning - Small Fires | 2032 | 1.7858e-07 | 0.083606 | 0.039055 | 0.001695 | 0.042856 | 0 | 0.00048893 | 1.4931e-08 | 0 | 1.4931e-08 | 9.2456e-08 | 1.3046e-07 | 0 | 1.3046e-07 | 1.0633e-06 | 0 | 1.0633e-06 | 2.3307e-06 | 0 | 2.3307e-06 | [17 empty] | 7.3.3.17.5 (Remote Grid) Updates to grid topology to minimize risk of ignition in HFTDs Remote GridWLDFREquipment / facility failureAggregated | WLDFR | HFTD - Distribution - Tier 2 - 3QU CoRE ¦ 4QU LoRE | Red Flag Warning - Large Fires | Equipment / facility failure | Aggregated | 2055 | 1.7683e-05 | 741.5879 | 0.013114 | 2055 | Mitigation | 0.95 | 45 | 0 | esc | 0.00097009 | 1.7154e-08 | 0.00097009 | 1.7154e-08
[79 empty] | WLDFR | HFTD - Distribution - Tier 3 - 4QU CoRE ¦ 4QU LoRE | Red Flag Warning - Small Fires | 2033 | 1.7858e-07 | 0.087211 | 0.040679 | 0.0017655 | 0.044766 | 0 | 0.00048893 | 1.5574e-08 | 0 | 1.5574e-08 | 9.6725e-08 | 1.3046e-07 | 0 | 1.3046e-07 | 1.0633e-06 | 0 | 1.0633e-06 | 2.3307e-06 | 0 | 2.3307e-06 | [17 empty] | 7.3.3.17.5 (Remote Grid) Updates to grid topology to minimize risk of ignition in HFTDs Remote GridWLDFREquipment / facility failureAggregated | WLDFR | HFTD - Distribution - Tier 2 - 3QU CoRE ¦ 4QU LoRE | Red Flag Warning - Large Fires | Equipment / facility failure | Aggregated | 2056 | 1.7683e-05 | 741.5879 | 0.013114 | 2056 | Mitigation | 0.95 | 45 | 0 | esc | 0.00097009 | 1.7154e-08 | 0.00097009 | 1.7154e-08
[79 empty] | WLDFR | HFTD - Distribution - Tier 3 - 4QU CoRE ¦ 4QU LoRE | Red Flag Warning - Small Fires | 2034 | 1.7858e-07 | 0.087211 | 0.040679 | 0.0017655 | 0.044766 | 0 | 0.00048893 | 1.5574e-08 | 0 | 1.5574e-08 | 9.6725e-08 | 1.364e-07 | 0 | 1.364e-07 | 1.1117e-06 | 0 | 1.1117e-06 | 2.4368e-06 | 0 | 2.4368e-06 | [17 empty] | 7.3.3.17.5 (Remote Grid) Updates to grid topology to minimize risk of ignition in HFTDs Remote GridWLDFREquipment / facility failureAggregated | WLDFR | HFTD - Distribution - Tier 2 - 3QU CoRE ¦ 4QU LoRE | Red Flag Warning - Large Fires | Equipment / facility failure | Aggregated | 2057 | 1.7683e-05 | 741.5879 | 0.013114 | 2057 | Mitigation | 0.95 | 45 | 0 | esc | 0.00097009 | 1.7154e-08 | 0.00097009 | 1.7154e-08
[79 empty] | WLDFR | HFTD - Distribution - Tier 3 - 4QU CoRE ¦ 4QU LoRE | Red Flag Warning - Small Fires | 2035 | 1.7858e-07 | 0.087211 | 0.040679 | 0.0017655 | 0.044766 | 0 | 0.00048893 | 1.5574e-08 | 0 | 1.5574e-08 | 9.6725e-08 | 1.364e-07 | 0 | 1.364e-07 | 1.1117e-06 | 0 | 1.1117e-06 | 2.4368e-06 | 0 | 2.4368e-06 | [17 empty] | 7.3.3.17.5 (Remote Grid) Updates to grid topology to minimize risk of ignition in HFTDs Remote GridWLDFREquipment / facility failureAggregated | WLDFR | HFTD - Distribution - Tier 2 - 3QU CoRE ¦ 4QU LoRE | Red Flag Warning - Large Fires | Equipment / facility failure | Aggregated | 2058 | 1.7683e-05 | 741.5879 | 0.013114 | 2058 | Mitigation | 0.95 | 45 | 0 | esc | 0.00097009 | 1.7154e-08 | 0.00097009 | 1.7154e-08
[79 empty] | WLDFR | HFTD - Distribution - Tier 3 - 4QU CoRE ¦ 4QU LoRE | Red Flag Warning - Small Fires | 2036 | 1.7858e-07 | 0.087211 | 0.040679 | 0.0017655 | 0.044766 | 0 | 0.00048893 | 1.5574e-08 | 0 | 1.5574e-08 | 9.6725e-08 | 1.364e-07 | 0 | 1.364e-07 | 1.1117e-06 | 0 | 1.1117e-06 | 2.4368e-06 | 0 | 2.4368e-06 | [17 empty] | 7.3.3.17.5 (Remote Grid) Updates to grid topology to minimize risk of ignition in HFTDs Remote GridWLDFREquipment / facility failureAggregated | WLDFR | HFTD - Distribution - Tier 2 - 3QU CoRE ¦ 4QU LoRE | Red Flag Warning - Large Fires | Equipment / facility failure | Aggregated | 2059 | 1.7683e-05 | 741.5879 | 0.013114 | 2059 | Mitigation | 0.95 | 45 | 0 | esc | 0.00097009 | 1.7154e-08 | 0.00097009 | 1.7154e-08
[79 empty] | WLDFR | HFTD - Distribution - Tier 3 - 4QU CoRE ¦ 4QU LoRE | Red Flag Warning - Small Fires | 2037 | 1.7858e-07 | 0.087211 | 0.040679 | 0.0017655 | 0.044766 | 0 | 0.00048893 | 1.5574e-08 | 0 | 1.5574e-08 | 9.6725e-08 | 1.364e-07 | 0 | 1.364e-07 | 1.1117e-06 | 0 | 1.1117e-06 | 2.4368e-06 | 0 | 2.4368e-06 | [17 empty] | 7.3.3.17.5 (Remote Grid) Updates to grid topology to minimize risk of ignition in HFTDs Remote GridWLDFREquipment / facility failureAggregated | WLDFR | HFTD - Distribution - Tier 2 - 3QU CoRE ¦ 4QU LoRE | Red Flag Warning - Large Fires | Equipment / facility failure | Aggregated | 2060 | 1.7683e-05 | 741.5879 | 0.013114 | 2060 | Mitigation | 0.95 | 45 | 0 | esc | 0.00097009 | 1.7154e-08 | 0.00097009 | 1.7154e-08
[79 empty] | WLDFR | HFTD - Distribution - Tier 3 - 4QU CoRE ¦ 4QU LoRE | Red Flag Warning - Small Fires | 2038 | 1.7858e-07 | 0.091184 | 0.042438 | 0.0018418 | 0.046905 | 0 | 0.00048893 | 1.6284e-08 | 0 | 1.6284e-08 | 1.0136e-07 | 1.364e-07 | 0 | 1.364e-07 | 1.1117e-06 | 0 | 1.1117e-06 | 2.4368e-06 | 0 | 2.4368e-06 | [17 empty] | 7.3.3.17.5 (Remote Grid) Updates to grid topology to minimize risk of ignition in HFTDs Remote GridWLDFREquipment / facility failureAggregated | WLDFR | HFTD - Distribution - Tier 2 - 3QU CoRE ¦ 4QU LoRE | Red Flag Warning - Large Fires | Equipment / facility failure | Aggregated | 2061 | 1.7683e-05 | 741.5879 | 0.013114 | 2061 | Mitigation | 0.95 | 45 | 0 | esc | 0.00097009 | 1.7154e-08 | 0.00097009 | 1.7154e-08
[79 empty] | WLDFR | HFTD - Distribution - Tier 3 - 4QU CoRE ¦ 4QU LoRE | Red Flag Warning - Small Fires | 2039 | 1.7858e-07 | 0.091184 | 0.042438 | 0.0018418 | 0.046905 | 0 | 0.00048893 | 1.6284e-08 | 0 | 1.6284e-08 | 1.0136e-07 | 1.423e-07 | 0 | 1.423e-07 | 1.1598e-06 | 0 | 1.1598e-06 | 2.5423e-06 | 0 | 2.5423e-06 | [17 empty] | 7.3.3.17.5 (Remote Grid) Updates to grid topology to minimize risk of ignition in HFTDs Remote GridWLDFREquipment / facility failureAggregated | WLDFR | HFTD - Distribution - Tier 2 - 3QU CoRE ¦ 4QU LoRE | Red Flag Warning - Large Fires | Equipment / facility failure | Aggregated | 2062 | 1.7683e-05 | 741.5879 | 0.013114 | 2062 | Mitigation | 0.95 | 45 | 0 | esc | 0.00097009 | 1.7154e-08 | 0.00097009 | 1.7154e-08
[79 empty] | WLDFR | HFTD - Distribution - Tier 3 - 4QU CoRE ¦ 4QU LoRE | Red Flag Warning - Small Fires | 2040 | 1.7858e-07 | 0.091184 | 0.042438 | 0.0018418 | 0.046905 | 0 | 0.00048893 | 1.6284e-08 | 0 | 1.6284e-08 | 1.0136e-07 | 1.423e-07 | 0 | 1.423e-07 | 1.1598e-06 | 0 | 1.1598e-06 | 2.5423e-06 | 0 | 2.5423e-06 | [17 empty] | 7.3.3.17.5 (Remote Grid) Updates to grid topology to minimize risk of ignition in HFTDs Remote GridWLDFREquipment / facility failureAggregated | WLDFR | HFTD - Distribution - Tier 2 - 3QU CoRE ¦ 4QU LoRE | Red Flag Warning - Large Fires | Equipment / facility failure | Aggregated | 2063 | 1.7683e-05 | 741.5879 | 0.013114 | 2063 | Mitigation | 0.95 | 45 | 0 | esc | 0.00097009 | 1.7154e-08 | 0.00097009 | 1.7154e-08
[79 empty] | WLDFR | HFTD - Distribution - Tier 3 - 4QU CoRE ¦ 4QU LoRE | Red Flag Warning - Small Fires | 2041 | 1.7858e-07 | 0.091184 | 0.042438 | 0.0018418 | 0.046905 | 0 | 0.00048893 | 1.6284e-08 | 0 | 1.6284e-08 | 1.0136e-07 | 0 | 0 | 0 | 1.1598e-06 | 0 | 1.1598e-06 | 2.5423e-06 | 0 | 2.5423e-06 | [17 empty] | 7.3.3.17.5 (Remote Grid) Updates to grid topology to minimize risk of ignition in HFTDs Remote GridWLDFREquipment / facility failureAggregated | WLDFR | HFTD - Distribution - Tier 2 - 3QU CoRE ¦ 4QU LoRE | Red Flag Warning - Large Fires | Equipment / facility failure | Aggregated | 2064 | 1.7683e-05 | 741.5879 | 0.013114 | 2064 | Mitigation | 0.95 | 45 | 0 | esc | 0.00097009 | 1.7154e-08 | 0.00097009 | 1.7154e-08
[79 empty] | WLDFR | HFTD - Distribution - Tier 3 - 4QU CoRE ¦ 4QU LoRE | Red Flag Warning - Small Fires | 2042 | 1.7858e-07 | 0.091184 | 0.042438 | 0.0018418 | 0.046905 | 0 | 0.00048893 | 1.6284e-08 | 0 | 1.6284e-08 | 1.0136e-07 | 0 | 0 | 0 | 0 | 0 | 0 | 2.5423e-06 | 0 | 2.5423e-06 | [17 empty] | 7.3.3.17.5 (Remote Grid) Updates to grid topology to minimize risk of ignition in HFTDs Remote GridWLDFREquipment / facility failureAggregated | WLDFR | HFTD - Distribution - Tier 2 - 3QU CoRE ¦ 4QU LoRE | Red Flag Warning - Large Fires | Equipment / facility failure | Aggregated | 2065 | 1.7683e-05 | 741.5879 | 0.013114 | 2065 | Mitigation | 0.95 | 45 | 0 | esc | 0.00097009 | 1.7154e-08 | 0.00097009 | 1.7154e-08
[79 empty] | WLDFR | HFTD - Distribution - Tier 3 - 4QU CoRE ¦ 4QU LoRE | Red Flag Warning - Small Fires | 2043 | 1.7858e-07 | 0.095486 | 0.044306 | 0.0019228 | 0.049257 | 0 | 0.00048893 | 1.7052e-08 | 0 | 1.7052e-08 | 1.0629e-07 | 6.7071e-09 | 0 | 6.7071e-09 | 0 | 0 | 0 | 0 | 0 | 0 | [17 empty] | 7.3.3.17.5 (Remote Grid) Updates to grid topology to minimize risk of ignition in HFTDs Remote GridWLDFREquipment / facility failureAggregated | WLDFR | HFTD - Distribution - Tier 2 - 3QU CoRE ¦ 4QU LoRE | Red Flag Warning - Large Fires | Equipment / facility failure | Aggregated | 2066 | 1.7683e-05 | 741.5879 | 0.013114 | 2066 | Mitigation | 0.95 | 45 | 0 | esc | 0.00097009 | 1.7154e-08 | 0.00097009 | 1.7154e-08
[79 empty] | WLDFR | HFTD - Distribution - Tier 3 - 4QU CoRE ¦ 4QU LoRE | Red Flag Warning - Small Fires | 2044 | 1.7858e-07 | 0.095486 | 0.044306 | 0.0019228 | 0.049257 | 0 | 0.00048893 | 1.7052e-08 | 0 | 1.7052e-08 | 1.0629e-07 | 6.2129e-09 | 0 | 6.2129e-09 | 5.0635e-08 | 0 | 5.0635e-08 | 0 | 0 | 0 | [17 empty] | 7.3.3.17.5 (Remote Grid) Updates to grid topology to minimize risk of ignition in HFTDs Remote GridWLDFREquipment / facility failureAggregated | WLDFR | HFTD - Distribution - Tier 2 - 3QU CoRE ¦ 4QU LoRE | Red Flag Warning - Large Fires | Equipment / facility failure | Aggregated | 2067 | 1.7683e-05 | 741.5879 | 0.013114 | 2067 | Mitigation | 0.95 | 45 | 0 | esc | 0 | 0 | 0.00097009 | 1.7154e-08
[79 empty] | WLDFR | HFTD - Distribution - Tier 3 - 4QU CoRE ¦ 4QU LoRE | Red Flag Warning - Small Fires | 2045 | 1.7858e-07 | 0.095486 | 0.044306 | 0.0019228 | 0.049257 | 0 | 0.00048893 | 1.7052e-08 | 0 | 1.7052e-08 | 1.0629e-07 | 6.4909e-09 | 0 | 6.4909e-09 | 5.2901e-08 | 0 | 5.2901e-08 | 1.1596e-07 | 0 | 1.1596e-07 | [17 empty] | 7.3.3.17.5 (Remote Grid) Updates to grid topology to minimize risk of ignition in HFTDs Remote GridWLDFRVegetation ContactAggregated | WLDFR | HFTD - Distribution - Tier 2 - 3QU CoRE ¦ 4QU LoRE | Red Flag Warning - Large Fires | Vegetation Contact | Aggregated | 2022 | 1.6239e-05 | 741.5879 | 0.012043 | 2022 | Mitigation | 0.95 | 45 | 0 | esc | 0.00097009 | 1.5753e-08 | 0 | 0
[79 empty] | WLDFR | HFTD - Distribution - Tier 3 - 4QU CoRE ¦ 4QU LoRE | Red Flag Warning - Small Fires | 2046 | 1.7858e-07 | 0.095486 | 0.044306 | 0.0019228 | 0.049257 | 0 | 0.00048893 | 1.7052e-08 | 0 | 1.7052e-08 | 1.0629e-07 | 6.4909e-09 | 0 | 6.4909e-09 | 5.2901e-08 | 0 | 5.2901e-08 | 1.1596e-07 | 0 | 1.1596e-07 | [17 empty] | 7.3.3.17.5 (Remote Grid) Updates to grid topology to minimize risk of ignition in HFTDs Remote GridWLDFRVegetation ContactAggregated | WLDFR | HFTD - Distribution - Tier 2 - 3QU CoRE ¦ 4QU LoRE | Red Flag Warning - Large Fires | Vegetation Contact | Aggregated | 2023 | 1.6239e-05 | 741.5879 | 0.012043 | 2023 | Mitigation | 0.95 | 45 | 0 | esc | 0.00097009 | 1.5753e-08 | 0.00097009 | 1.5753e-08
[79 empty] | WLDFR | HFTD - Distribution - Tier 3 - 4QU CoRE ¦ 4QU LoRE | Red Flag Warning - Small Fires | 2047 | 1.7858e-07 | 0.095486 | 0.044306 | 0.0019228 | 0.049257 | 0 | 0.00048893 | 1.7052e-08 | 0 | 1.7052e-08 | 1.0629e-07 | 6.4909e-09 | 0 | 6.4909e-09 | 5.2901e-08 | 0 | 5.2901e-08 | 1.1596e-07 | 0 | 1.1596e-07 | [17 empty] | 7.3.3.17.5 (Remote Grid) Updates to grid topology to minimize risk of ignition in HFTDs Remote GridWLDFRVegetation ContactAggregated | WLDFR | HFTD - Distribution - Tier 2 - 3QU CoRE ¦ 4QU LoRE | Red Flag Warning - Large Fires | Vegetation Contact | Aggregated | 2024 | 1.6239e-05 | 741.5879 | 0.012043 | 2024 | Mitigation | 0.95 | 45 | 0 | esc | 0.00097009 | 1.5753e-08 | 0.00097009 | 1.5753e-08
[79 empty] | WLDFR | HFTD - Distribution - Tier 3 - 4QU CoRE ¦ 4QU LoRE | Red Flag Warning - Small Fires | 2048 | 1.7858e-07 | 0.10007 | 0.04626 | 0.0020076 | 0.051804 | 0 | 0.00048893 | 1.7871e-08 | 0 | 1.7871e-08 | 1.1145e-07 | 6.4909e-09 | 0 | 6.4909e-09 | 5.2901e-08 | 0 | 5.2901e-08 | 1.1596e-07 | 0 | 1.1596e-07 | [17 empty] | 7.3.3.17.5 (Remote Grid) Updates to grid topology to minimize risk of ignition in HFTDs Remote GridWLDFRVegetation ContactAggregated | WLDFR | HFTD - Distribution - Tier 2 - 3QU CoRE ¦ 4QU LoRE | Red Flag Warning - Large Fires | Vegetation Contact | Aggregated | 2025 | 1.6239e-05 | 741.5879 | 0.012043 | 2025 | Mitigation | 0.95 | 45 | 0 | esc | 0.00097009 | 1.5753e-08 | 0.00097009 | 1.5753e-08
[79 empty] | WLDFR | HFTD - Distribution - Tier 3 - 4QU CoRE ¦ 4QU LoRE | Red Flag Warning - Small Fires | 2049 | 1.7858e-07 | 0.10007 | 0.04626 | 0.0020076 | 0.051804 | 0 | 0.00048893 | 1.7871e-08 | 0 | 1.7871e-08 | 1.1145e-07 | 6.4909e-09 | 0 | 6.4909e-09 | 5.2901e-08 | 0 | 5.2901e-08 | 1.1596e-07 | 0 | 1.1596e-07 | [17 empty] | 7.3.3.17.5 (Remote Grid) Updates to grid topology to minimize risk of ignition in HFTDs Remote GridWLDFRVegetation ContactAggregated | WLDFR | HFTD - Distribution - Tier 2 - 3QU CoRE ¦ 4QU LoRE | Red Flag Warning - Large Fires | Vegetation Contact | Aggregated | 2026 | 1.6239e-05 | 741.5879 | 0.012043 | 2026 | Mitigation | 0.95 | 45 | 0 | esc | 0.00097009 | 1.5753e-08 | 0.00097009 | 1.5753e-08
[79 empty] | WLDFR | HFTD - Distribution - Tier 3 - 4QU CoRE ¦ 4QU LoRE | Red Flag Warning - Small Fires | 2050 | 1.7858e-07 | 0.10007 | 0.04626 | 0.0020076 | 0.051804 | 0 | 0.00048893 | 1.7871e-08 | 0 | 1.7871e-08 | 1.1145e-07 | 6.8489e-09 | 0 | 6.8489e-09 | 5.5819e-08 | 0 | 5.5819e-08 | 1.2236e-07 | 0 | 1.2236e-07 | [17 empty] | 7.3.3.17.5 (Remote Grid) Updates to grid topology to minimize risk of ignition in HFTDs Remote GridWLDFRVegetation ContactAggregated | WLDFR | HFTD - Distribution - Tier 2 - 3QU CoRE ¦ 4QU LoRE | Red Flag Warning - Large Fires | Vegetation Contact | Aggregated | 2027 | 1.6239e-05 | 741.5879 | 0.012043 | 2027 | Mitigation | 0.95 | 45 | 0 | esc | 0.00097009 | 1.5753e-08 | 0.00097009 | 1.5753e-08
[79 empty] | WLDFR | HFTD - Distribution - Tier 3 - 4QU CoRE ¦ 4QU LoRE | Red Flag Warning - Small Fires | 2051 | 1.7858e-07 | 0.10007 | 0.04626 | 0.0020076 | 0.051804 | 0 | 0.00048893 | 1.7871e-08 | 0 | 1.7871e-08 | 1.1145e-07 | 6.8489e-09 | 0 | 6.8489e-09 | 5.5819e-08 | 0 | 5.5819e-08 | 1.2236e-07 | 0 | 1.2236e-07 | [17 empty] | 7.3.3.17.5 (Remote Grid) Updates to grid topology to minimize risk of ignition in HFTDs Remote GridWLDFRVegetation ContactAggregated | WLDFR | HFTD - Distribution - Tier 2 - 3QU CoRE ¦ 4QU LoRE | Red Flag Warning - Large Fires | Vegetation Contact | Aggregated | 2028 | 1.6239e-05 | 741.5879 | 0.012043 | 2028 | Mitigation | 0.95 | 45 | 0 | esc | 0.00097009 | 1.5753e-08 | 0.00097009 | 1.5753e-08
[79 empty] | WLDFR | HFTD - Distribution - Tier 3 - 4QU CoRE ¦ 4QU LoRE | Red Flag Warning - Small Fires | 2052 | 1.7858e-07 | 0.10007 | 0.04626 | 0.0020076 | 0.051804 | 0 | 0.00048893 | 1.7871e-08 | 0 | 1.7871e-08 | 1.1145e-07 | 6.8489e-09 | 0 | 6.8489e-09 | 5.5819e-08 | 0 | 5.5819e-08 | 1.2236e-07 | 0 | 1.2236e-07 | [17 empty] | 7.3.3.17.5 (Remote Grid) Updates to grid topology to minimize risk of ignition in HFTDs Remote GridWLDFRVegetation ContactAggregated | WLDFR | HFTD - Distribution - Tier 2 - 3QU CoRE ¦ 4QU LoRE | Red Flag Warning - Large Fires | Vegetation Contact | Aggregated | 2029 | 1.6239e-05 | 741.5879 | 0.012043 | 2029 | Mitigation | 0.95 | 45 | 0 | esc | 0.00097009 | 1.5753e-08 | 0.00097009 | 1.5753e-08
[79 empty] | WLDFR | HFTD - Distribution - Tier 3 - 4QU CoRE ¦ 4QU LoRE | Red Flag Warning - Small Fires | 2053 | 1.7858e-07 | 0.10489 | 0.048274 | 0.002095 | 0.054525 | 0 | 0.00048893 | 1.8732e-08 | 0 | 1.8732e-08 | 1.1679e-07 | 6.8489e-09 | 0 | 6.8489e-09 | 5.5819e-08 | 0 | 5.5819e-08 | 1.2236e-07 | 0 | 1.2236e-07 | [17 empty] | 7.3.3.17.5 (Remote Grid) Updates to grid topology to minimize risk of ignition in HFTDs Remote GridWLDFRVegetation ContactAggregated | WLDFR | HFTD - Distribution - Tier 2 - 3QU CoRE ¦ 4QU LoRE | Red Flag Warning - Large Fires | Vegetation Contact | Aggregated | 2030 | 1.6239e-05 | 741.5879 | 0.012043 | 2030 | Mitigation | 0.95 | 45 | 0 | esc | 0.00097009 | 1.5753e-08 | 0.00097009 | 1.5753e-08
[79 empty] | WLDFR | HFTD - Distribution - Tier 3 - 4QU CoRE ¦ 4QU LoRE | Red Flag Warning - Small Fires | 2054 | 1.7858e-07 | 0.10489 | 0.048274 | 0.002095 | 0.054525 | 0 | 0.00048893 | 1.8732e-08 | 0 | 1.8732e-08 | 1.1679e-07 | 6.8489e-09 | 0 | 6.8489e-09 | 5.5819e-08 | 0 | 5.5819e-08 | 1.2236e-07 | 0 | 1.2236e-07 | [17 empty] | 7.3.3.17.5 (Remote Grid) Updates to grid topology to minimize risk of ignition in HFTDs Remote GridWLDFRVegetation ContactAggregated | WLDFR | HFTD - Distribution - Tier 2 - 3QU CoRE ¦ 4QU LoRE | Red Flag Warning - Large Fires | Vegetation Contact | Aggregated | 2031 | 1.6239e-05 | 741.5879 | 0.012043 | 2031 | Mitigation | 0.95 | 45 | 0 | esc | 0.00097009 | 1.5753e-08 | 0.00097009 | 1.5753e-08
[79 empty] | WLDFR | HFTD - Distribution - Tier 3 - 4QU CoRE ¦ 4QU LoRE | Red Flag Warning - Small Fires | 2055 | 1.7858e-07 | 0.10489 | 0.048274 | 0.002095 | 0.054525 | 0 | 0.00048893 | 1.8732e-08 | 0 | 1.8732e-08 | 1.1679e-07 | 7.2562e-09 | 0 | 7.2562e-09 | 5.9138e-08 | 0 | 5.9138e-08 | 1.2963e-07 | 0 | 1.2963e-07 | [17 empty] | 7.3.3.17.5 (Remote Grid) Updates to grid topology to minimize risk of ignition in HFTDs Remote GridWLDFRVegetation ContactAggregated | WLDFR | HFTD - Distribution - Tier 2 - 3QU CoRE ¦ 4QU LoRE | Red Flag Warning - Large Fires | Vegetation Contact | Aggregated | 2032 | 1.6239e-05 | 741.5879 | 0.012043 | 2032 | Mitigation | 0.95 | 45 | 0 | esc | 0.00097009 | 1.5753e-08 | 0.00097009 | 1.5753e-08
[79 empty] | WLDFR | HFTD - Distribution - Tier 3 - 4QU CoRE ¦ 4QU LoRE | Red Flag Warning - Small Fires | 2056 | 1.7858e-07 | 0.10489 | 0.048274 | 0.002095 | 0.054525 | 0 | 0.00048893 | 1.8732e-08 | 0 | 1.8732e-08 | 1.1679e-07 | 7.2562e-09 | 0 | 7.2562e-09 | 5.9138e-08 | 0 | 5.9138e-08 | 1.2963e-07 | 0 | 1.2963e-07 | [17 empty] | 7.3.3.17.5 (Remote Grid) Updates to grid topology to minimize risk of ignition in HFTDs Remote GridWLDFRVegetation ContactAggregated | WLDFR | HFTD - Distribution - Tier 2 - 3QU CoRE ¦ 4QU LoRE | Red Flag Warning - Large Fires | Vegetation Contact | Aggregated | 2033 | 1.6239e-05 | 741.5879 | 0.012043 | 2033 | Mitigation | 0.95 | 45 | 0 | esc | 0.00097009 | 1.5753e-08 | 0.00097009 | 1.5753e-08
[79 empty] | WLDFR | HFTD - Distribution - Tier 3 - 4QU CoRE ¦ 4QU LoRE | Red Flag Warning - Small Fires | 2057 | 1.7858e-07 | 0.10489 | 0.048274 | 0.002095 | 0.054525 | 0 | 0.00048893 | 1.8732e-08 | 0 | 1.8732e-08 | 1.1679e-07 | 7.2562e-09 | 0 | 7.2562e-09 | 5.9138e-08 | 0 | 5.9138e-08 | 1.2963e-07 | 0 | 1.2963e-07 | [17 empty] | 7.3.3.17.5 (Remote Grid) Updates to grid topology to minimize risk of ignition in HFTDs Remote GridWLDFRVegetation ContactAggregated | WLDFR | HFTD - Distribution - Tier 2 - 3QU CoRE ¦ 4QU LoRE | Red Flag Warning - Large Fires | Vegetation Contact | Aggregated | 2034 | 1.6239e-05 | 741.5879 | 0.012043 | 2034 | Mitigation | 0.95 | 45 | 0 | esc | 0.00097009 | 1.5753e-08 | 0.00097009 | 1.5753e-08
[79 empty] | WLDFR | HFTD - Distribution - Tier 3 - 4QU CoRE ¦ 4QU LoRE | Red Flag Warning - Small Fires | 2058 | 1.7858e-07 | 0.1099 | 0.050325 | 0.0021839 | 0.057393 | 0 | 0.00048893 | 1.9627e-08 | 0 | 1.9627e-08 | 1.2223e-07 | 7.2562e-09 | 0 | 7.2562e-09 | 5.9138e-08 | 0 | 5.9138e-08 | 1.2963e-07 | 0 | 1.2963e-07 | [17 empty] | 7.3.3.17.5 (Remote Grid) Updates to grid topology to minimize risk of ignition in HFTDs Remote GridWLDFRVegetation ContactAggregated | WLDFR | HFTD - Distribution - Tier 2 - 3QU CoRE ¦ 4QU LoRE | Red Flag Warning - Large Fires | Vegetation Contact | Aggregated | 2035 | 1.6239e-05 | 741.5879 | 0.012043 | 2035 | Mitigation | 0.95 | 45 | 0 | esc | 0.00097009 | 1.5753e-08 | 0.00097009 | 1.5753e-08
[79 empty] | WLDFR | HFTD - Distribution - Tier 3 - 4QU CoRE ¦ 4QU LoRE | Red Flag Warning - Small Fires | 2059 | 1.7858e-07 | 0.1099 | 0.050325 | 0.0021839 | 0.057393 | 0 | 0.00048893 | 1.9627e-08 | 0 | 1.9627e-08 | 1.2223e-07 | 7.2562e-09 | 0 | 7.2562e-09 | 5.9138e-08 | 0 | 5.9138e-08 | 1.2963e-07 | 0 | 1.2963e-07 | [17 empty] | 7.3.3.17.5 (Remote Grid) Updates to grid topology to minimize risk of ignition in HFTDs Remote GridWLDFRVegetation ContactAggregated | WLDFR | HFTD - Distribution - Tier 2 - 3QU CoRE ¦ 4QU LoRE | Red Flag Warning - Large Fires | Vegetation Contact | Aggregated | 2036 | 1.6239e-05 | 741.5879 | 0.012043 | 2036 | Mitigation | 0.95 | 45 | 0 | esc | 0.00097009 | 1.5753e-08 | 0.00097009 | 1.5753e-08
[79 empty] | WLDFR | HFTD - Distribution - Tier 3 - 4QU CoRE ¦ 4QU LoRE | Red Flag Warning - Small Fires | 2060 | 1.7858e-07 | 0.1099 | 0.050325 | 0.0021839 | 0.057393 | 0 | 0.00048893 | 1.9627e-08 | 0 | 1.9627e-08 | 1.2223e-07 | 7.7094e-09 | 0 | 7.7094e-09 | 6.2832e-08 | 0 | 6.2832e-08 | 1.3773e-07 | 0 | 1.3773e-07 | [17 empty] | 7.3.3.17.5 (Remote Grid) Updates to grid topology to minimize risk of ignition in HFTDs Remote GridWLDFRVegetation ContactAggregated | WLDFR | HFTD - Distribution - Tier 2 - 3QU CoRE ¦ 4QU LoRE | Red Flag Warning - Large Fires | Vegetation Contact | Aggregated | 2037 | 1.6239e-05 | 741.5879 | 0.012043 | 2037 | Mitigation | 0.95 | 45 | 0 | esc | 0.00097009 | 1.5753e-08 | 0.00097009 | 1.5753e-08
[79 empty] | WLDFR | HFTD - Distribution - Tier 3 - 4QU CoRE ¦ 4QU LoRE | Red Flag Warning - Small Fires | 2061 | 1.7858e-07 | 0.1099 | 0.050325 | 0.0021839 | 0.057393 | 0 | 0.00048893 | 1.9627e-08 | 0 | 1.9627e-08 | 1.2223e-07 | 7.7094e-09 | 0 | 7.7094e-09 | 6.2832e-08 | 0 | 6.2832e-08 | 1.3773e-07 | 0 | 1.3773e-07 | [17 empty] | 7.3.3.17.5 (Remote Grid) Updates to grid topology to minimize risk of ignition in HFTDs Remote GridWLDFRVegetation ContactAggregated | WLDFR | HFTD - Distribution - Tier 2 - 3QU CoRE ¦ 4QU LoRE | Red Flag Warning - Large Fires | Vegetation Contact | Aggregated | 2038 | 1.6239e-05 | 741.5879 | 0.012043 | 2038 | Mitigation | 0.95 | 45 | 0 | esc | 0.00097009 | 1.5753e-08 | 0.00097009 | 1.5753e-08
[79 empty] | WLDFR | HFTD - Distribution - Tier 3 - 4QU CoRE ¦ 4QU LoRE | Red Flag Warning - Small Fires | 2062 | 1.7858e-07 | 0.1099 | 0.050325 | 0.0021839 | 0.057393 | 0 | 0.00048893 | 1.9627e-08 | 0 | 1.9627e-08 | 1.2223e-07 | 7.7094e-09 | 0 | 7.7094e-09 | 6.2832e-08 | 0 | 6.2832e-08 | 1.3773e-07 | 0 | 1.3773e-07 | [17 empty] | 7.3.3.17.5 (Remote Grid) Updates to grid topology to minimize risk of ignition in HFTDs Remote GridWLDFRVegetation ContactAggregated | WLDFR | HFTD - Distribution - Tier 2 - 3QU CoRE ¦ 4QU LoRE | Red Flag Warning - Large Fires | Vegetation Contact | Aggregated | 2039 | 1.6239e-05 | 741.5879 | 0.012043 | 2039 | Mitigation | 0.95 | 45 | 0 | esc | 0.00097009 | 1.5753e-08 | 0.00097009 | 1.5753e-08
[79 empty] | WLDFR | HFTD - Distribution - Tier 3 - 4QU CoRE ¦ 4QU LoRE | Red Flag Warning - Small Fires | 2063 | 1.7858e-07 | 0.11504 | 0.052388 | 0.0022734 | 0.060377 | 0 | 0.00048893 | 2.0544e-08 | 0 | 2.0544e-08 | 1.2771e-07 | 7.7094e-09 | 0 | 7.7094e-09 | 6.2832e-08 | 0 | 6.2832e-08 | 1.3773e-07 | 0 | 1.3773e-07 | [17 empty] | 7.3.3.17.5 (Remote Grid) Updates to grid topology to minimize risk of ignition in HFTDs Remote GridWLDFRVegetation ContactAggregated | WLDFR | HFTD - Distribution - Tier 2 - 3QU CoRE ¦ 4QU LoRE | Red Flag Warning - Large Fires | Vegetation Contact | Aggregated | 2040 | 1.6239e-05 | 741.5879 | 0.012043 | 2040 | Mitigation | 0.95 | 45 | 0 | esc | 0.00097009 | 1.5753e-08 | 0.00097009 | 1.5753e-08
[79 empty] | WLDFR | HFTD - Distribution - Tier 3 - 4QU CoRE ¦ 4QU LoRE | Red Flag Warning - Small Fires | 2064 | 1.7858e-07 | 0.11504 | 0.052388 | 0.0022734 | 0.060377 | 0 | 0.00048893 | 2.0544e-08 | 0 | 2.0544e-08 | 1.2771e-07 | 7.7094e-09 | 0 | 7.7094e-09 | 6.2832e-08 | 0 | 6.2832e-08 | 1.3773e-07 | 0 | 1.3773e-07 | [17 empty] | 7.3.3.17.5 (Remote Grid) Updates to grid topology to minimize risk of ignition in HFTDs Remote GridWLDFRVegetation ContactAggregated | WLDFR | HFTD - Distribution - Tier 2 - 3QU CoRE ¦ 4QU LoRE | Red Flag Warning - Large Fires | Vegetation Contact | Aggregated | 2041 | 1.6239e-05 | 741.5879 | 0.012043 | 2041 | Mitigation | 0.95 | 45 | 0 | esc | 0.00097009 | 1.5753e-08 | 0.00097009 | 1.5753e-08
[79 empty] | WLDFR | HFTD - Distribution - Tier 3 - 4QU CoRE ¦ 4QU LoRE | Red Flag Warning - Small Fires | 2065 | 1.7858e-07 | 0.11504 | 0.052388 | 0.0022734 | 0.060377 | 0 | 0.00048893 | 2.0544e-08 | 0 | 2.0544e-08 | 1.2771e-07 | 8.2051e-09 | 0 | 8.2051e-09 | 6.6872e-08 | 0 | 6.6872e-08 | 1.4658e-07 | 0 | 1.4658e-07 | [17 empty] | 7.3.3.17.5 (Remote Grid) Updates to grid topology to minimize risk of ignition in HFTDs Remote GridWLDFRVegetation ContactAggregated | WLDFR | HFTD - Distribution - Tier 2 - 3QU CoRE ¦ 4QU LoRE | Red Flag Warning - Large Fires | Vegetation Contact | Aggregated | 2042 | 1.6239e-05 | 741.5879 | 0.012043 | 2042 | Mitigation | 0.95 | 45 | 0 | esc | 0.00097009 | 1.5753e-08 | 0.00097009 | 1.5753e-08
[79 empty] | WLDFR | HFTD - Distribution - Tier 3 - 4QU CoRE ¦ 4QU LoRE | Red Flag Warning - Small Fires | 2066 | 1.7858e-07 | 0.11504 | 0.052388 | 0.0022734 | 0.060377 | 0 | 0.00048893 | 2.0544e-08 | 0 | 2.0544e-08 | 1.2771e-07 | 8.2051e-09 | 0 | 8.2051e-09 | 6.6872e-08 | 0 | 6.6872e-08 | 1.4658e-07 | 0 | 1.4658e-07 | [17 empty] | 7.3.3.17.5 (Remote Grid) Updates to grid topology to minimize risk of ignition in HFTDs Remote GridWLDFRVegetation ContactAggregated | WLDFR | HFTD - Distribution - Tier 2 - 3QU CoRE ¦ 4QU LoRE | Red Flag Warning - Large Fires | Vegetation Contact | Aggregated | 2043 | 1.6239e-05 | 741.5879 | 0.012043 | 2043 | Mitigation | 0.95 | 45 | 0 | esc | 0.00097009 | 1.5753e-08 | 0.00097009 | 1.5753e-08
[79 empty] | WLDFR | HFTD - Distribution - Tier 3 - 4QU CoRE ¦ 4QU LoRE | Seismic - Non-Red Flag Warning - Catastrophic Fires | 2022 | 1.1201e-13 | 21083.8428 | 409.2237 | 13469.0878 | 7205.5313 | 0 | 3.0666e-10 | 2.3616e-09 | 0 | 2.3616e-09 | 1.1523e-06 | 8.2051e-09 | 0 | 8.2051e-09 | 6.6872e-08 | 0 | 6.6872e-08 | 1.4658e-07 | 0 | 1.4658e-07 | [17 empty] | 7.3.3.17.5 (Remote Grid) Updates to grid topology to minimize risk of ignition in HFTDs Remote GridWLDFRVegetation ContactAggregated | WLDFR | HFTD - Distribution - Tier 2 - 3QU CoRE ¦ 4QU LoRE | Red Flag Warning - Large Fires | Vegetation Contact | Aggregated | 2044 | 1.6239e-05 | 741.5879 | 0.012043 | 2044 | Mitigation | 0.95 | 45 | 0 | esc | 0.00097009 | 1.5753e-08 | 0.00097009 | 1.5753e-08
[79 empty] | WLDFR | HFTD - Distribution - Tier 3 - 4QU CoRE ¦ 4QU LoRE | Seismic - Non-Red Flag Warning - Catastrophic Fires | 2023 | 1.1201e-13 | 21835.9781 | 428.6023 | 13939.561 | 7467.8148 | 0 | 3.0666e-10 | 2.4458e-09 | 0 | 2.4458e-09 | 1.1945e-06 | 8.2051e-09 | 0 | 8.2051e-09 | 6.6872e-08 | 0 | 6.6872e-08 | 1.4658e-07 | 0 | 1.4658e-07 | [17 empty] | 7.3.3.17.5 (Remote Grid) Updates to grid topology to minimize risk of ignition in HFTDs Remote GridWLDFRVegetation ContactAggregated | WLDFR | HFTD - Distribution - Tier 2 - 3QU CoRE ¦ 4QU LoRE | Red Flag Warning - Large Fires | Vegetation Contact | Aggregated | 2045 | 1.6239e-05 | 741.5879 | 0.012043 | 2045 | Mitigation | 0.95 | 45 | 0 | esc | 0.00097009 | 1.5753e-08 | 0.00097009 | 1.5753e-08
[79 empty] | WLDFR | HFTD - Distribution - Tier 3 - 4QU CoRE ¦ 4QU LoRE | Seismic - Non-Red Flag Warning - Catastrophic Fires | 2024 | 1.1201e-13 | 21835.9781 | 428.6023 | 13939.561 | 7467.8148 | 0 | 3.0666e-10 | 2.4458e-09 | 0 | 2.4458e-09 | 1.1945e-06 | 8.2051e-09 | 0 | 8.2051e-09 | 6.6872e-08 | 0 | 6.6872e-08 | 1.4658e-07 | 0 | 1.4658e-07 | [17 empty] | 7.3.3.17.5 (Remote Grid) Updates to grid topology to minimize risk of ignition in HFTDs Remote GridWLDFRVegetation ContactAggregated | WLDFR | HFTD - Distribution - Tier 2 - 3QU CoRE ¦ 4QU LoRE | Red Flag Warning - Large Fires | Vegetation Contact | Aggregated | 2046 | 1.6239e-05 | 741.5879 | 0.012043 | 2046 | Mitigation | 0.95 | 45 | 0 | esc | 0.00097009 | 1.5753e-08 | 0.00097009 | 1.5753e-08
[79 empty] | WLDFR | HFTD - Distribution - Tier 3 - 4QU CoRE ¦ 4QU LoRE | Seismic - Non-Red Flag Warning - Catastrophic Fires | 2025 | 1.1201e-13 | 21835.9781 | 428.6023 | 13939.561 | 7467.8148 | 0 | 3.0666e-10 | 2.4458e-09 | 0 | 2.4458e-09 | 1.1945e-06 | 8.7391e-09 | 0 | 8.7391e-09 | 7.1224e-08 | 0 | 7.1224e-08 | 1.5612e-07 | 0 | 1.5612e-07 | [17 empty] | 7.3.3.17.5 (Remote Grid) Updates to grid topology to minimize risk of ignition in HFTDs Remote GridWLDFRVegetation ContactAggregated | WLDFR | HFTD - Distribution - Tier 2 - 3QU CoRE ¦ 4QU LoRE | Red Flag Warning - Large Fires | Vegetation Contact | Aggregated | 2047 | 1.6239e-05 | 741.5879 | 0.012043 | 2047 | Mitigation | 0.95 | 45 | 0 | esc | 0.00097009 | 1.5753e-08 | 0.00097009 | 1.5753e-08
[79 empty] | WLDFR | HFTD - Distribution - Tier 3 - 4QU CoRE ¦ 4QU LoRE | Seismic - Non-Red Flag Warning - Catastrophic Fires | 2026 | 1.1201e-13 | 21835.9781 | 428.6023 | 13939.561 | 7467.8148 | 0 | 3.0666e-10 | 2.4458e-09 | 0 | 2.4458e-09 | 1.1945e-06 | 8.7391e-09 | 0 | 8.7391e-09 | 7.1224e-08 | 0 | 7.1224e-08 | 1.5612e-07 | 0 | 1.5612e-07 | [17 empty] | 7.3.3.17.5 (Remote Grid) Updates to grid topology to minimize risk of ignition in HFTDs Remote GridWLDFRVegetation ContactAggregated | WLDFR | HFTD - Distribution - Tier 2 - 3QU CoRE ¦ 4QU LoRE | Red Flag Warning - Large Fires | Vegetation Contact | Aggregated | 2048 | 1.6239e-05 | 741.5879 | 0.012043 | 2048 | Mitigation | 0.95 | 45 | 0 | esc | 0.00097009 | 1.5753e-08 | 0.00097009 | 1.5753e-08
[79 empty] | WLDFR | HFTD - Distribution - Tier 3 - 4QU CoRE ¦ 4QU LoRE | Seismic - Non-Red Flag Warning - Catastrophic Fires | 2027 | 1.1201e-13 | 21835.9781 | 428.6023 | 13939.561 | 7467.8148 | 0 | 3.0666e-10 | 2.4458e-09 | 0 | 2.4458e-09 | 1.1945e-06 | 8.7391e-09 | 0 | 8.7391e-09 | 7.1224e-08 | 0 | 7.1224e-08 | 1.5612e-07 | 0 | 1.5612e-07 | [17 empty] | 7.3.3.17.5 (Remote Grid) Updates to grid topology to minimize risk of ignition in HFTDs Remote GridWLDFRVegetation ContactAggregated | WLDFR | HFTD - Distribution - Tier 2 - 3QU CoRE ¦ 4QU LoRE | Red Flag Warning - Large Fires | Vegetation Contact | Aggregated | 2049 | 1.6239e-05 | 741.5879 | 0.012043 | 2049 | Mitigation | 0.95 | 45 | 0 | esc | 0.00097009 | 1.5753e-08 | 0.00097009 | 1.5753e-08
[79 empty] | WLDFR | HFTD - Distribution - Tier 3 - 4QU CoRE ¦ 4QU LoRE | Seismic - Non-Red Flag Warning - Catastrophic Fires | 2028 | 1.1201e-13 | 22783.187 | 453.261 | 14531.3357 | 7798.5904 | 0 | 3.0666e-10 | 2.5519e-09 | 0 | 2.5519e-09 | 1.2478e-06 | 8.7391e-09 | 0 | 8.7391e-09 | 7.1224e-08 | 0 | 7.1224e-08 | 1.5612e-07 | 0 | 1.5612e-07 | [17 empty] | 7.3.3.17.5 (Remote Grid) Updates to grid topology to minimize risk of ignition in HFTDs Remote GridWLDFRVegetation ContactAggregated | WLDFR | HFTD - Distribution - Tier 2 - 3QU CoRE ¦ 4QU LoRE | Red Flag Warning - Large Fires | Vegetation Contact | Aggregated | 2050 | 1.6239e-05 | 741.5879 | 0.012043 | 2050 | Mitigation | 0.95 | 45 | 0 | esc | 0.00097009 | 1.5753e-08 | 0.00097009 | 1.5753e-08
[79 empty] | WLDFR | HFTD - Distribution - Tier 3 - 4QU CoRE ¦ 4QU LoRE | Seismic - Non-Red Flag Warning - Catastrophic Fires | 2029 | 1.1201e-13 | 22783.187 | 453.261 | 14531.3357 | 7798.5904 | 0 | 3.0666e-10 | 2.5519e-09 | 0 | 2.5519e-09 | 1.2478e-06 | 8.7391e-09 | 0 | 8.7391e-09 | 7.1224e-08 | 0 | 7.1224e-08 | 1.5612e-07 | 0 | 1.5612e-07 | [17 empty] | 7.3.3.17.5 (Remote Grid) Updates to grid topology to minimize risk of ignition in HFTDs Remote GridWLDFRVegetation ContactAggregated | WLDFR | HFTD - Distribution - Tier 2 - 3QU CoRE ¦ 4QU LoRE | Red Flag Warning - Large Fires | Vegetation Contact | Aggregated | 2051 | 1.6239e-05 | 741.5879 | 0.012043 | 2051 | Mitigation | 0.95 | 45 | 0 | esc | 0.00097009 | 1.5753e-08 | 0.00097009 | 1.5753e-08
[79 empty] | WLDFR | HFTD - Distribution - Tier 3 - 4QU CoRE ¦ 4QU LoRE | Seismic - Non-Red Flag Warning - Catastrophic Fires | 2030 | 1.1201e-13 | 22783.187 | 453.261 | 14531.3357 | 7798.5904 | 0 | 3.0666e-10 | 2.5519e-09 | 0 | 2.5519e-09 | 1.2478e-06 | 9.3069e-09 | 0 | 9.3069e-09 | 7.5852e-08 | 0 | 7.5852e-08 | 1.6627e-07 | 0 | 1.6627e-07 | [17 empty] | 7.3.3.17.5 (Remote Grid) Updates to grid topology to minimize risk of ignition in HFTDs Remote GridWLDFRVegetation ContactAggregated | WLDFR | HFTD - Distribution - Tier 2 - 3QU CoRE ¦ 4QU LoRE | Red Flag Warning - Large Fires | Vegetation Contact | Aggregated | 2052 | 1.6239e-05 | 741.5879 | 0.012043 | 2052 | Mitigation | 0.95 | 45 | 0 | esc | 0.00097009 | 1.5753e-08 | 0.00097009 | 1.5753e-08
[79 empty] | WLDFR | HFTD - Distribution - Tier 3 - 4QU CoRE ¦ 4QU LoRE | Seismic - Non-Red Flag Warning - Catastrophic Fires | 2031 | 1.1201e-13 | 22783.187 | 453.261 | 14531.3357 | 7798.5904 | 0 | 3.0666e-10 | 2.5519e-09 | 0 | 2.5519e-09 | 1.2478e-06 | 9.3069e-09 | 0 | 9.3069e-09 | 7.5852e-08 | 0 | 7.5852e-08 | 1.6627e-07 | 0 | 1.6627e-07 | [17 empty] | 7.3.3.17.5 (Remote Grid) Updates to grid topology to minimize risk of ignition in HFTDs Remote GridWLDFRVegetation ContactAggregated | WLDFR | HFTD - Distribution - Tier 2 - 3QU CoRE ¦ 4QU LoRE | Red Flag Warning - Large Fires | Vegetation Contact | Aggregated | 2053 | 1.6239e-05 | 741.5879 | 0.012043 | 2053 | Mitigation | 0.95 | 45 | 0 | esc | 0.00097009 | 1.5753e-08 | 0.00097009 | 1.5753e-08
[79 empty] | WLDFR | HFTD - Distribution - Tier 3 - 4QU CoRE ¦ 4QU LoRE | Seismic - Non-Red Flag Warning - Catastrophic Fires | 2032 | 1.1201e-13 | 22783.187 | 453.261 | 14531.3357 | 7798.5904 | 0 | 3.0666e-10 | 2.5519e-09 | 0 | 2.5519e-09 | 1.2478e-06 | 9.3069e-09 | 0 | 9.3069e-09 | 7.5852e-08 | 0 | 7.5852e-08 | 1.6627e-07 | 0 | 1.6627e-07 | [17 empty] | 7.3.3.17.5 (Remote Grid) Updates to grid topology to minimize risk of ignition in HFTDs Remote GridWLDFRVegetation ContactAggregated | WLDFR | HFTD - Distribution - Tier 2 - 3QU CoRE ¦ 4QU LoRE | Red Flag Warning - Large Fires | Vegetation Contact | Aggregated | 2054 | 1.6239e-05 | 741.5879 | 0.012043 | 2054 | Mitigation | 0.95 | 45 | 0 | esc | 0.00097009 | 1.5753e-08 | 0.00097009 | 1.5753e-08
[79 empty] | WLDFR | HFTD - Distribution - Tier 3 - 4QU CoRE ¦ 4QU LoRE | Seismic - Non-Red Flag Warning - Catastrophic Fires | 2033 | 1.1201e-13 | 23835.2641 | 480.9649 | 15187.7294 | 8166.5698 | 0 | 3.0666e-10 | 2.6697e-09 | 0 | 2.6697e-09 | 1.3069e-06 | 9.3069e-09 | 0 | 9.3069e-09 | 7.5852e-08 | 0 | 7.5852e-08 | 1.6627e-07 | 0 | 1.6627e-07 | [17 empty] | 7.3.3.17.5 (Remote Grid) Updates to grid topology to minimize risk of ignition in HFTDs Remote GridWLDFRVegetation ContactAggregated | WLDFR | HFTD - Distribution - Tier 2 - 3QU CoRE ¦ 4QU LoRE | Red Flag Warning - Large Fires | Vegetation Contact | Aggregated | 2055 | 1.6239e-05 | 741.5879 | 0.012043 | 2055 | Mitigation | 0.95 | 45 | 0 | esc | 0.00097009 | 1.5753e-08 | 0.00097009 | 1.5753e-08
[79 empty] | WLDFR | HFTD - Distribution - Tier 3 - 4QU CoRE ¦ 4QU LoRE | Seismic - Non-Red Flag Warning - Catastrophic Fires | 2034 | 1.1201e-13 | 23835.2641 | 480.9649 | 15187.7294 | 8166.5698 | 0 | 3.0666e-10 | 2.6697e-09 | 0 | 2.6697e-09 | 1.3069e-06 | 9.3069e-09 | 0 | 9.3069e-09 | 7.5852e-08 | 0 | 7.5852e-08 | 1.6627e-07 | 0 | 1.6627e-07 | [17 empty] | 7.3.3.17.5 (Remote Grid) Updates to grid topology to minimize risk of ignition in HFTDs Remote GridWLDFRVegetation ContactAggregated | WLDFR | HFTD - Distribution - Tier 2 - 3QU CoRE ¦ 4QU LoRE | Red Flag Warning - Large Fires | Vegetation Contact | Aggregated | 2056 | 1.6239e-05 | 741.5879 | 0.012043 | 2056 | Mitigation | 0.95 | 45 | 0 | esc | 0.00097009 | 1.5753e-08 | 0.00097009 | 1.5753e-08
[79 empty] | WLDFR | HFTD - Distribution - Tier 3 - 4QU CoRE ¦ 4QU LoRE | Seismic - Non-Red Flag Warning - Catastrophic Fires | 2035 | 1.1201e-13 | 23835.2641 | 480.9649 | 15187.7294 | 8166.5698 | 0 | 3.0666e-10 | 2.6697e-09 | 0 | 2.6697e-09 | 1.3069e-06 | 9.9021e-09 | 0 | 9.9021e-09 | 8.0702e-08 | 0 | 8.0702e-08 | 1.769e-07 | 0 | 1.769e-07 | [17 empty] | 7.3.3.17.5 (Remote Grid) Updates to grid topology to minimize risk of ignition in HFTDs Remote GridWLDFRVegetation ContactAggregated | WLDFR | HFTD - Distribution - Tier 2 - 3QU CoRE ¦ 4QU LoRE | Red Flag Warning - Large Fires | Vegetation Contact | Aggregated | 2057 | 1.6239e-05 | 741.5879 | 0.012043 | 2057 | Mitigation | 0.95 | 45 | 0 | esc | 0.00097009 | 1.5753e-08 | 0.00097009 | 1.5753e-08
[79 empty] | WLDFR | HFTD - Distribution - Tier 3 - 4QU CoRE ¦ 4QU LoRE | Seismic - Non-Red Flag Warning - Catastrophic Fires | 2036 | 1.1201e-13 | 23835.2641 | 480.9649 | 15187.7294 | 8166.5698 | 0 | 3.0666e-10 | 2.6697e-09 | 0 | 2.6697e-09 | 1.3069e-06 | 9.9021e-09 | 0 | 9.9021e-09 | 8.0702e-08 | 0 | 8.0702e-08 | 1.769e-07 | 0 | 1.769e-07 | [17 empty] | 7.3.3.17.5 (Remote Grid) Updates to grid topology to minimize risk of ignition in HFTDs Remote GridWLDFRVegetation ContactAggregated | WLDFR | HFTD - Distribution - Tier 2 - 3QU CoRE ¦ 4QU LoRE | Red Flag Warning - Large Fires | Vegetation Contact | Aggregated | 2058 | 1.6239e-05 | 741.5879 | 0.012043 | 2058 | Mitigation | 0.95 | 45 | 0 | esc | 0.00097009 | 1.5753e-08 | 0.00097009 | 1.5753e-08
[79 empty] | WLDFR | HFTD - Distribution - Tier 3 - 4QU CoRE ¦ 4QU LoRE | Seismic - Non-Red Flag Warning - Catastrophic Fires | 2037 | 1.1201e-13 | 23835.2641 | 480.9649 | 15187.7294 | 8166.5698 | 0 | 3.0666e-10 | 2.6697e-09 | 0 | 2.6697e-09 | 1.3069e-06 | 9.9021e-09 | 0 | 9.9021e-09 | 8.0702e-08 | 0 | 8.0702e-08 | 1.769e-07 | 0 | 1.769e-07 | [17 empty] | 7.3.3.17.5 (Remote Grid) Updates to grid topology to minimize risk of ignition in HFTDs Remote GridWLDFRVegetation ContactAggregated | WLDFR | HFTD - Distribution - Tier 2 - 3QU CoRE ¦ 4QU LoRE | Red Flag Warning - Large Fires | Vegetation Contact | Aggregated | 2059 | 1.6239e-05 | 741.5879 | 0.012043 | 2059 | Mitigation | 0.95 | 45 | 0 | esc | 0.00097009 | 1.5753e-08 | 0.00097009 | 1.5753e-08
[79 empty] | WLDFR | HFTD - Distribution - Tier 3 - 4QU CoRE ¦ 4QU LoRE | Seismic - Non-Red Flag Warning - Catastrophic Fires | 2038 | 1.1201e-13 | 24976.6418 | 511.3745 | 15898.8237 | 8566.4437 | 0 | 3.0666e-10 | 2.7976e-09 | 0 | 2.7976e-09 | 1.3711e-06 | 9.9021e-09 | 0 | 9.9021e-09 | 8.0702e-08 | 0 | 8.0702e-08 | 1.769e-07 | 0 | 1.769e-07 | [17 empty] | 7.3.3.17.5 (Remote Grid) Updates to grid topology to minimize risk of ignition in HFTDs Remote GridWLDFRVegetation ContactAggregated | WLDFR | HFTD - Distribution - Tier 2 - 3QU CoRE ¦ 4QU LoRE | Red Flag Warning - Large Fires | Vegetation Contact | Aggregated | 2060 | 1.6239e-05 | 741.5879 | 0.012043 | 2060 | Mitigation | 0.95 | 45 | 0 | esc | 0.00097009 | 1.5753e-08 | 0.00097009 | 1.5753e-08
[79 empty] | WLDFR | HFTD - Distribution - Tier 3 - 4QU CoRE ¦ 4QU LoRE | Seismic - Non-Red Flag Warning - Catastrophic Fires | 2039 | 1.1201e-13 | 24976.6418 | 511.3745 | 15898.8237 | 8566.4437 | 0 | 3.0666e-10 | 2.7976e-09 | 0 | 2.7976e-09 | 1.3711e-06 | 9.9021e-09 | 0 | 9.9021e-09 | 8.0702e-08 | 0 | 8.0702e-08 | 1.769e-07 | 0 | 1.769e-07 | [17 empty] | 7.3.3.17.5 (Remote Grid) Updates to grid topology to minimize risk of ignition in HFTDs Remote GridWLDFRVegetation ContactAggregated | WLDFR | HFTD - Distribution - Tier 2 - 3QU CoRE ¦ 4QU LoRE | Red Flag Warning - Large Fires | Vegetation Contact | Aggregated | 2061 | 1.6239e-05 | 741.5879 | 0.012043 | 2061 | Mitigation | 0.95 | 45 | 0 | esc | 0.00097009 | 1.5753e-08 | 0.00097009 | 1.5753e-08
[79 empty] | WLDFR | HFTD - Distribution - Tier 3 - 4QU CoRE ¦ 4QU LoRE | Seismic - Non-Red Flag Warning - Catastrophic Fires | 2040 | 1.1201e-13 | 24976.6418 | 511.3745 | 15898.8237 | 8566.4437 | 0 | 3.0666e-10 | 2.7976e-09 | 0 | 2.7976e-09 | 1.3711e-06 | 1.0518e-08 | 0 | 1.0518e-08 | 8.5723e-08 | 0 | 8.5723e-08 | 1.8791e-07 | 0 | 1.8791e-07 | [17 empty] | 7.3.3.17.5 (Remote Grid) Updates to grid topology to minimize risk of ignition in HFTDs Remote GridWLDFRVegetation ContactAggregated | WLDFR | HFTD - Distribution - Tier 2 - 3QU CoRE ¦ 4QU LoRE | Red Flag Warning - Large Fires | Vegetation Contact | Aggregated | 2062 | 1.6239e-05 | 741.5879 | 0.012043 | 2062 | Mitigation | 0.95 | 45 | 0 | esc | 0.00097009 | 1.5753e-08 | 0.00097009 | 1.5753e-08
[79 empty] | WLDFR | HFTD - Distribution - Tier 3 - 4QU CoRE ¦ 4QU LoRE | Seismic - Non-Red Flag Warning - Catastrophic Fires | 2041 | 1.1201e-13 | 24976.6418 | 511.3745 | 15898.8237 | 8566.4437 | 0 | 3.0666e-10 | 2.7976e-09 | 0 | 2.7976e-09 | 1.3711e-06 | 1.0518e-08 | 0 | 1.0518e-08 | 8.5723e-08 | 0 | 8.5723e-08 | 1.8791e-07 | 0 | 1.8791e-07 | [17 empty] | 7.3.3.17.5 (Remote Grid) Updates to grid topology to minimize risk of ignition in HFTDs Remote GridWLDFRVegetation ContactAggregated | WLDFR | HFTD - Distribution - Tier 2 - 3QU CoRE ¦ 4QU LoRE | Red Flag Warning - Large Fires | Vegetation Contact | Aggregated | 2063 | 1.6239e-05 | 741.5879 | 0.012043 | 2063 | Mitigation | 0.95 | 45 | 0 | esc | 0.00097009 | 1.5753e-08 | 0.00097009 | 1.5753e-08
[79 empty] | WLDFR | HFTD - Distribution - Tier 3 - 4QU CoRE ¦ 4QU LoRE | Seismic - Non-Red Flag Warning - Catastrophic Fires | 2042 | 1.1201e-13 | 24976.6418 | 511.3745 | 15898.8237 | 8566.4437 | 0 | 3.0666e-10 | 2.7976e-09 | 0 | 2.7976e-09 | 1.3711e-06 | 1.0518e-08 | 0 | 1.0518e-08 | 8.5723e-08 | 0 | 8.5723e-08 | 1.8791e-07 | 0 | 1.8791e-07 | [17 empty] | 7.3.3.17.5 (Remote Grid) Updates to grid topology to minimize risk of ignition in HFTDs Remote GridWLDFRVegetation ContactAggregated | WLDFR | HFTD - Distribution - Tier 2 - 3QU CoRE ¦ 4QU LoRE | Red Flag Warning - Large Fires | Vegetation Contact | Aggregated | 2064 | 1.6239e-05 | 741.5879 | 0.012043 | 2064 | Mitigation | 0.95 | 45 | 0 | esc | 0.00097009 | 1.5753e-08 | 0.00097009 | 1.5753e-08
[79 empty] | WLDFR | HFTD - Distribution - Tier 3 - 4QU CoRE ¦ 4QU LoRE | Seismic - Non-Red Flag Warning - Catastrophic Fires | 2043 | 1.1201e-13 | 26191.7278 | 544.1291 | 16654.7414 | 8992.8573 | 0 | 3.0666e-10 | 2.9337e-09 | 0 | 2.9337e-09 | 1.4395e-06 | 1.0518e-08 | 0 | 1.0518e-08 | 8.5723e-08 | 0 | 8.5723e-08 | 1.8791e-07 | 0 | 1.8791e-07 | [17 empty] | 7.3.3.17.5 (Remote Grid) Updates to grid topology to minimize risk of ignition in HFTDs Remote GridWLDFRVegetation ContactAggregated | WLDFR | HFTD - Distribution - Tier 2 - 3QU CoRE ¦ 4QU LoRE | Red Flag Warning - Large Fires | Vegetation Contact | Aggregated | 2065 | 1.6239e-05 | 741.5879 | 0.012043 | 2065 | Mitigation | 0.95 | 45 | 0 | esc | 0.00097009 | 1.5753e-08 | 0.00097009 | 1.5753e-08
[79 empty] | WLDFR | HFTD - Distribution - Tier 3 - 4QU CoRE ¦ 4QU LoRE | Seismic - Non-Red Flag Warning - Catastrophic Fires | 2044 | 1.1201e-13 | 26191.7278 | 544.1291 | 16654.7414 | 8992.8573 | 0 | 3.0666e-10 | 2.9337e-09 | 0 | 2.9337e-09 | 1.4395e-06 | 1.0518e-08 | 0 | 1.0518e-08 | 8.5723e-08 | 0 | 8.5723e-08 | 1.8791e-07 | 0 | 1.8791e-07 | [17 empty] | 7.3.3.17.5 (Remote Grid) Updates to grid topology to minimize risk of ignition in HFTDs Remote GridWLDFRVegetation ContactAggregated | WLDFR | HFTD - Distribution - Tier 2 - 3QU CoRE ¦ 4QU LoRE | Red Flag Warning - Large Fires | Vegetation Contact | Aggregated | 2066 | 1.6239e-05 | 741.5879 | 0.012043 | 2066 | Mitigation | 0.95 | 45 | 0 | esc | 0.00097009 | 1.5753e-08 | 0.00097009 | 1.5753e-08
[79 empty] | WLDFR | HFTD - Distribution - Tier 3 - 4QU CoRE ¦ 4QU LoRE | Seismic - Non-Red Flag Warning - Catastrophic Fires | 2045 | 1.1201e-13 | 26191.7278 | 544.1291 | 16654.7414 | 8992.8573 | 0 | 3.0666e-10 | 2.9337e-09 | 0 | 2.9337e-09 | 1.4395e-06 | 1.1148e-08 | 0 | 1.1148e-08 | 9.0856e-08 | 0 | 9.0856e-08 | 1.9916e-07 | 0 | 1.9916e-07 | [17 empty] | 7.3.3.17.5 (Remote Grid) Updates to grid topology to minimize risk of ignition in HFTDs Remote GridWLDFRVegetation ContactAggregated | WLDFR | HFTD - Distribution - Tier 2 - 3QU CoRE ¦ 4QU LoRE | Red Flag Warning - Large Fires | Vegetation Contact | Aggregated | 2067 | 1.6239e-05 | 741.5879 | 0.012043 | 2067 | Mitigation | 0.95 | 45 | 0 | esc | 0 | 0 | 0.00097009 | 1.5753e-08
[79 empty] | WLDFR | HFTD - Distribution - Tier 3 - 4QU CoRE ¦ 4QU LoRE | Seismic - Non-Red Flag Warning - Catastrophic Fires | 2046 | 1.1201e-13 | 26191.7278 | 544.1291 | 16654.7414 | 8992.8573 | 0 | 3.0666e-10 | 2.9337e-09 | 0 | 2.9337e-09 | 1.4395e-06 | 1.1148e-08 | 0 | 1.1148e-08 | 9.0856e-08 | 0 | 9.0856e-08 | 1.9916e-07 | 0 | 1.9916e-07 | [17 empty] | 7.3.3.17.5 (Remote Grid) Updates to grid topology to minimize risk of ignition in HFTDs Remote GridWLDFRContact from objectAggregated | WLDFR | HFTD - Distribution - Tier 2 - 3QU CoRE ¦ 4QU LoRE | Red Flag Warning - Small Fires | Contact from object | Aggregated | 2022 | 1.8375e-05 | 741.5879 | 0.013626 | 2022 | Mitigation | 0.95 | 45 | 0 | esc | 0.00097009 | 1.7825e-08 | 0 | 0
[79 empty] | WLDFR | HFTD - Distribution - Tier 3 - 4QU CoRE ¦ 4QU LoRE | Seismic - Non-Red Flag Warning - Catastrophic Fires | 2047 | 1.1201e-13 | 26191.7278 | 544.1291 | 16654.7414 | 8992.8573 | 0 | 3.0666e-10 | 2.9337e-09 | 0 | 2.9337e-09 | 1.4395e-06 | 0 | 0 | 0 | 9.0856e-08 | 0 | 9.0856e-08 | 1.9916e-07 | 0 | 1.9916e-07 | [17 empty] | 7.3.3.17.5 (Remote Grid) Updates to grid topology to minimize risk of ignition in HFTDs Remote GridWLDFRContact from objectAggregated | WLDFR | HFTD - Distribution - Tier 2 - 3QU CoRE ¦ 4QU LoRE | Red Flag Warning - Small Fires | Contact from object | Aggregated | 2023 | 1.8375e-05 | 741.5879 | 0.013626 | 2023 | Mitigation | 0.95 | 45 | 0 | esc | 0.00097009 | 1.7825e-08 | 0.00097009 | 1.7825e-08
[79 empty] | WLDFR | HFTD - Distribution - Tier 3 - 4QU CoRE ¦ 4QU LoRE | Seismic - Non-Red Flag Warning - Catastrophic Fires | 2048 | 1.1201e-13 | 27464.7227 | 578.8407 | 17445.538 | 9440.3441 | 0 | 3.0666e-10 | 3.0763e-09 | 0 | 3.0763e-09 | 1.5112e-06 | 0 | 0 | 0 | 0 | 0 | 0 | 1.9916e-07 | 0 | 1.9916e-07 | [17 empty] | 7.3.3.17.5 (Remote Grid) Updates to grid topology to minimize risk of ignition in HFTDs Remote GridWLDFRContact from objectAggregated | WLDFR | HFTD - Distribution - Tier 2 - 3QU CoRE ¦ 4QU LoRE | Red Flag Warning - Small Fires | Contact from object | Aggregated | 2024 | 1.8375e-05 | 741.5879 | 0.013626 | 2024 | Mitigation | 0.95 | 45 | 0 | esc | 0.00097009 | 1.7825e-08 | 0.00097009 | 1.7825e-08
[79 empty] | WLDFR | HFTD - Distribution - Tier 3 - 4QU CoRE ¦ 4QU LoRE | Seismic - Non-Red Flag Warning - Catastrophic Fires | 2049 | 1.1201e-13 | 27464.7227 | 578.8407 | 17445.538 | 9440.3441 | 0 | 3.0666e-10 | 3.0763e-09 | 0 | 3.0763e-09 | 1.5112e-06 | 4.417e-08 | 0 | 4.417e-08 | 0 | 0 | 0 | 0 | 0 | 0 | [17 empty] | 7.3.3.17.5 (Remote Grid) Updates to grid topology to minimize risk of ignition in HFTDs Remote GridWLDFRContact from objectAggregated | WLDFR | HFTD - Distribution - Tier 2 - 3QU CoRE ¦ 4QU LoRE | Red Flag Warning - Small Fires | Contact from object | Aggregated | 2025 | 1.8375e-05 | 741.5879 | 0.013626 | 2025 | Mitigation | 0.95 | 45 | 0 | esc | 0.00097009 | 1.7825e-08 | 0.00097009 | 1.7825e-08
[79 empty] | WLDFR | HFTD - Distribution - Tier 3 - 4QU CoRE ¦ 4QU LoRE | Seismic - Non-Red Flag Warning - Catastrophic Fires | 2050 | 1.1201e-13 | 27464.7227 | 578.8407 | 17445.538 | 9440.3441 | 0 | 3.0666e-10 | 3.0763e-09 | 0 | 3.0763e-09 | 1.5112e-06 | 4.0659e-08 | 0 | 4.0659e-08 | 3.3137e-07 | 0 | 3.3137e-07 | 0 | 0 | 0 | [17 empty] | 7.3.3.17.5 (Remote Grid) Updates to grid topology to minimize risk of ignition in HFTDs Remote GridWLDFRContact from objectAggregated | WLDFR | HFTD - Distribution - Tier 2 - 3QU CoRE ¦ 4QU LoRE | Red Flag Warning - Small Fires | Contact from object | Aggregated | 2026 | 1.8375e-05 | 741.5879 | 0.013626 | 2026 | Mitigation | 0.95 | 45 | 0 | esc | 0.00097009 | 1.7825e-08 | 0.00097009 | 1.7825e-08
[79 empty] | WLDFR | HFTD - Distribution - Tier 3 - 4QU CoRE ¦ 4QU LoRE | Seismic - Non-Red Flag Warning - Catastrophic Fires | 2051 | 1.1201e-13 | 27464.7227 | 578.8407 | 17445.538 | 9440.3441 | 0 | 3.0666e-10 | 3.0763e-09 | 0 | 3.0763e-09 | 1.5112e-06 | 4.1968e-08 | 0 | 4.1968e-08 | 3.4204e-07 | 0 | 3.4204e-07 | 7.4976e-07 | 0 | 7.4976e-07 | [17 empty] | 7.3.3.17.5 (Remote Grid) Updates to grid topology to minimize risk of ignition in HFTDs Remote GridWLDFRContact from objectAggregated | WLDFR | HFTD - Distribution - Tier 2 - 3QU CoRE ¦ 4QU LoRE | Red Flag Warning - Small Fires | Contact from object | Aggregated | 2027 | 1.8375e-05 | 741.5879 | 0.013626 | 2027 | Mitigation | 0.95 | 45 | 0 | esc | 0.00097009 | 1.7825e-08 | 0.00097009 | 1.7825e-08
[79 empty] | WLDFR | HFTD - Distribution - Tier 3 - 4QU CoRE ¦ 4QU LoRE | Seismic - Non-Red Flag Warning - Catastrophic Fires | 2052 | 1.1201e-13 | 27464.7227 | 578.8407 | 17445.538 | 9440.3441 | 0 | 3.0666e-10 | 3.0763e-09 | 0 | 3.0763e-09 | 1.5112e-06 | 4.1968e-08 | 0 | 4.1968e-08 | 3.4204e-07 | 0 | 3.4204e-07 | 7.4976e-07 | 0 | 7.4976e-07 | [17 empty] | 7.3.3.17.5 (Remote Grid) Updates to grid topology to minimize risk of ignition in HFTDs Remote GridWLDFRContact from objectAggregated | WLDFR | HFTD - Distribution - Tier 2 - 3QU CoRE ¦ 4QU LoRE | Red Flag Warning - Small Fires | Contact from object | Aggregated | 2028 | 1.8375e-05 | 741.5879 | 0.013626 | 2028 | Mitigation | 0.95 | 45 | 0 | esc | 0.00097009 | 1.7825e-08 | 0.00097009 | 1.7825e-08
[79 empty] | WLDFR | HFTD - Distribution - Tier 3 - 4QU CoRE ¦ 4QU LoRE | Seismic - Non-Red Flag Warning - Catastrophic Fires | 2053 | 1.1201e-13 | 28779.6694 | 615.0952 | 18261.2327 | 9903.3415 | 0 | 3.0666e-10 | 3.2235e-09 | 0 | 3.2235e-09 | 1.5853e-06 | 4.1968e-08 | 0 | 4.1968e-08 | 3.4204e-07 | 0 | 3.4204e-07 | 7.4976e-07 | 0 | 7.4976e-07 | [17 empty] | 7.3.3.17.5 (Remote Grid) Updates to grid topology to minimize risk of ignition in HFTDs Remote GridWLDFRContact from objectAggregated | WLDFR | HFTD - Distribution - Tier 2 - 3QU CoRE ¦ 4QU LoRE | Red Flag Warning - Small Fires | Contact from object | Aggregated | 2029 | 1.8375e-05 | 741.5879 | 0.013626 | 2029 | Mitigation | 0.95 | 45 | 0 | esc | 0.00097009 | 1.7825e-08 | 0.00097009 | 1.7825e-08
[79 empty] | WLDFR | HFTD - Distribution - Tier 3 - 4QU CoRE ¦ 4QU LoRE | Seismic - Non-Red Flag Warning - Catastrophic Fires | 2054 | 1.1201e-13 | 28779.6694 | 615.0952 | 18261.2327 | 9903.3415 | 0 | 3.0666e-10 | 3.2235e-09 | 0 | 3.2235e-09 | 1.5853e-06 | 4.1968e-08 | 0 | 4.1968e-08 | 3.4204e-07 | 0 | 3.4204e-07 | 7.4976e-07 | 0 | 7.4976e-07 | [17 empty] | 7.3.3.17.5 (Remote Grid) Updates to grid topology to minimize risk of ignition in HFTDs Remote GridWLDFRContact from objectAggregated | WLDFR | HFTD - Distribution - Tier 2 - 3QU CoRE ¦ 4QU LoRE | Red Flag Warning - Small Fires | Contact from object | Aggregated | 2030 | 1.8375e-05 | 741.5879 | 0.013626 | 2030 | Mitigation | 0.95 | 45 | 0 | esc | 0.00097009 | 1.7825e-08 | 0.00097009 | 1.7825e-08
[79 empty] | WLDFR | HFTD - Distribution - Tier 3 - 4QU CoRE ¦ 4QU LoRE | Seismic - Non-Red Flag Warning - Catastrophic Fires | 2055 | 1.1201e-13 | 28779.6694 | 615.0952 | 18261.2327 | 9903.3415 | 0 | 3.0666e-10 | 3.2235e-09 | 0 | 3.2235e-09 | 1.5853e-06 | 4.1968e-08 | 0 | 4.1968e-08 | 3.4204e-07 | 0 | 3.4204e-07 | 7.4976e-07 | 0 | 7.4976e-07 | [17 empty] | 7.3.3.17.5 (Remote Grid) Updates to grid topology to minimize risk of ignition in HFTDs Remote GridWLDFRContact from objectAggregated | WLDFR | HFTD - Distribution - Tier 2 - 3QU CoRE ¦ 4QU LoRE | Red Flag Warning - Small Fires | Contact from object | Aggregated | 2031 | 1.8375e-05 | 741.5879 | 0.013626 | 2031 | Mitigation | 0.95 | 45 | 0 | esc | 0.00097009 | 1.7825e-08 | 0.00097009 | 1.7825e-08
[79 empty] | WLDFR | HFTD - Distribution - Tier 3 - 4QU CoRE ¦ 4QU LoRE | Seismic - Non-Red Flag Warning - Catastrophic Fires | 2056 | 1.1201e-13 | 28779.6694 | 615.0952 | 18261.2327 | 9903.3415 | 0 | 3.0666e-10 | 3.2235e-09 | 0 | 3.2235e-09 | 1.5853e-06 | 4.3637e-08 | 0 | 4.3637e-08 | 3.5564e-07 | 0 | 3.5564e-07 | 7.7958e-07 | 0 | 7.7958e-07 | [17 empty] | 7.3.3.17.5 (Remote Grid) Updates to grid topology to minimize risk of ignition in HFTDs Remote GridWLDFRContact from objectAggregated | WLDFR | HFTD - Distribution - Tier 2 - 3QU CoRE ¦ 4QU LoRE | Red Flag Warning - Small Fires | Contact from object | Aggregated | 2032 | 1.8375e-05 | 741.5879 | 0.013626 | 2032 | Mitigation | 0.95 | 45 | 0 | esc | 0.00097009 | 1.7825e-08 | 0.00097009 | 1.7825e-08
[79 empty] | WLDFR | HFTD - Distribution - Tier 3 - 4QU CoRE ¦ 4QU LoRE | Seismic - Non-Red Flag Warning - Catastrophic Fires | 2057 | 1.1201e-13 | 28779.6694 | 615.0952 | 18261.2327 | 9903.3415 | 0 | 3.0666e-10 | 3.2235e-09 | 0 | 3.2235e-09 | 1.5853e-06 | 4.3637e-08 | 0 | 4.3637e-08 | 3.5564e-07 | 0 | 3.5564e-07 | 7.7958e-07 | 0 | 7.7958e-07 | [17 empty] | 7.3.3.17.5 (Remote Grid) Updates to grid topology to minimize risk of ignition in HFTDs Remote GridWLDFRContact from objectAggregated | WLDFR | HFTD - Distribution - Tier 2 - 3QU CoRE ¦ 4QU LoRE | Red Flag Warning - Small Fires | Contact from object | Aggregated | 2033 | 1.8375e-05 | 741.5879 | 0.013626 | 2033 | Mitigation | 0.95 | 45 | 0 | esc | 0.00097009 | 1.7825e-08 | 0.00097009 | 1.7825e-08
[79 empty] | WLDFR | HFTD - Distribution - Tier 3 - 4QU CoRE ¦ 4QU LoRE | Seismic - Non-Red Flag Warning - Catastrophic Fires | 2058 | 1.1201e-13 | 30120.5761 | 652.457 | 19091.8834 | 10376.2358 | 0 | 3.0666e-10 | 3.3737e-09 | 0 | 3.3737e-09 | 1.661e-06 | 4.3637e-08 | 0 | 4.3637e-08 | 3.5564e-07 | 0 | 3.5564e-07 | 7.7958e-07 | 0 | 7.7958e-07 | [17 empty] | 7.3.3.17.5 (Remote Grid) Updates to grid topology to minimize risk of ignition in HFTDs Remote GridWLDFRContact from objectAggregated | WLDFR | HFTD - Distribution - Tier 2 - 3QU CoRE ¦ 4QU LoRE | Red Flag Warning - Small Fires | Contact from object | Aggregated | 2034 | 1.8375e-05 | 741.5879 | 0.013626 | 2034 | Mitigation | 0.95 | 45 | 0 | esc | 0.00097009 | 1.7825e-08 | 0.00097009 | 1.7825e-08
[79 empty] | WLDFR | HFTD - Distribution - Tier 3 - 4QU CoRE ¦ 4QU LoRE | Seismic - Non-Red Flag Warning - Catastrophic Fires | 2059 | 1.1201e-13 | 30120.5761 | 652.457 | 19091.8834 | 10376.2358 | 0 | 3.0666e-10 | 3.3737e-09 | 0 | 3.3737e-09 | 1.661e-06 | 4.3637e-08 | 0 | 4.3637e-08 | 3.5564e-07 | 0 | 3.5564e-07 | 7.7958e-07 | 0 | 7.7958e-07 | [17 empty] | 7.3.3.17.5 (Remote Grid) Updates to grid topology to minimize risk of ignition in HFTDs Remote GridWLDFRContact from objectAggregated | WLDFR | HFTD - Distribution - Tier 2 - 3QU CoRE ¦ 4QU LoRE | Red Flag Warning - Small Fires | Contact from object | Aggregated | 2035 | 1.8375e-05 | 741.5879 | 0.013626 | 2035 | Mitigation | 0.95 | 45 | 0 | esc | 0.00097009 | 1.7825e-08 | 0.00097009 | 1.7825e-08
[79 empty] | WLDFR | HFTD - Distribution - Tier 3 - 4QU CoRE ¦ 4QU LoRE | Seismic - Non-Red Flag Warning - Catastrophic Fires | 2060 | 1.1201e-13 | 30120.5761 | 652.457 | 19091.8834 | 10376.2358 | 0 | 3.0666e-10 | 3.3737e-09 | 0 | 3.3737e-09 | 1.661e-06 | 4.3637e-08 | 0 | 4.3637e-08 | 3.5564e-07 | 0 | 3.5564e-07 | 7.7958e-07 | 0 | 7.7958e-07 | [17 empty] | 7.3.3.17.5 (Remote Grid) Updates to grid topology to minimize risk of ignition in HFTDs Remote GridWLDFRContact from objectAggregated | WLDFR | HFTD - Distribution - Tier 2 - 3QU CoRE ¦ 4QU LoRE | Red Flag Warning - Small Fires | Contact from object | Aggregated | 2036 | 1.8375e-05 | 741.5879 | 0.013626 | 2036 | Mitigation | 0.95 | 45 | 0 | esc | 0.00097009 | 1.7825e-08 | 0.00097009 | 1.7825e-08
[79 empty] | WLDFR | HFTD - Distribution - Tier 3 - 4QU CoRE ¦ 4QU LoRE | Seismic - Non-Red Flag Warning - Catastrophic Fires | 2061 | 1.1201e-13 | 30120.5761 | 652.457 | 19091.8834 | 10376.2358 | 0 | 3.0666e-10 | 3.3737e-09 | 0 | 3.3737e-09 | 1.661e-06 | 4.5519e-08 | 0 | 4.5519e-08 | 3.7098e-07 | 0 | 3.7098e-07 | 8.1319e-07 | 0 | 8.1319e-07 | [17 empty] | 7.3.3.17.5 (Remote Grid) Updates to grid topology to minimize risk of ignition in HFTDs Remote GridWLDFRContact from objectAggregated | WLDFR | HFTD - Distribution - Tier 2 - 3QU CoRE ¦ 4QU LoRE | Red Flag Warning - Small Fires | Contact from object | Aggregated | 2037 | 1.8375e-05 | 741.5879 | 0.013626 | 2037 | Mitigation | 0.95 | 45 | 0 | esc | 0.00097009 | 1.7825e-08 | 0.00097009 | 1.7825e-08
[79 empty] | WLDFR | HFTD - Distribution - Tier 3 - 4QU CoRE ¦ 4QU LoRE | Seismic - Non-Red Flag Warning - Catastrophic Fires | 2062 | 1.1201e-13 | 30120.5761 | 652.457 | 19091.8834 | 10376.2358 | 0 | 3.0666e-10 | 3.3737e-09 | 0 | 3.3737e-09 | 1.661e-06 | 4.5519e-08 | 0 | 4.5519e-08 | 3.7098e-07 | 0 | 3.7098e-07 | 8.1319e-07 | 0 | 8.1319e-07 | [17 empty] | 7.3.3.17.5 (Remote Grid) Updates to grid topology to minimize risk of ignition in HFTDs Remote GridWLDFRContact from objectAggregated | WLDFR | HFTD - Distribution - Tier 2 - 3QU CoRE ¦ 4QU LoRE | Red Flag Warning - Small Fires | Contact from object | Aggregated | 2038 | 1.8375e-05 | 741.5879 | 0.013626 | 2038 | Mitigation | 0.95 | 45 | 0 | esc | 0.00097009 | 1.7825e-08 | 0.00097009 | 1.7825e-08
[79 empty] | WLDFR | HFTD - Distribution - Tier 3 - 4QU CoRE ¦ 4QU LoRE | Seismic - Non-Red Flag Warning - Catastrophic Fires | 2063 | 1.1201e-13 | 31471.2268 | 690.4653 | 19927.4643 | 10853.2973 | 0 | 3.0666e-10 | 3.525e-09 | 0 | 3.525e-09 | 1.7372e-06 | 4.5519e-08 | 0 | 4.5519e-08 | 3.7098e-07 | 0 | 3.7098e-07 | 8.1319e-07 | 0 | 8.1319e-07 | [17 empty] | 7.3.3.17.5 (Remote Grid) Updates to grid topology to minimize risk of ignition in HFTDs Remote GridWLDFRContact from objectAggregated | WLDFR | HFTD - Distribution - Tier 2 - 3QU CoRE ¦ 4QU LoRE | Red Flag Warning - Small Fires | Contact from object | Aggregated | 2039 | 1.8375e-05 | 741.5879 | 0.013626 | 2039 | Mitigation | 0.95 | 45 | 0 | esc | 0.00097009 | 1.7825e-08 | 0.00097009 | 1.7825e-08
[79 empty] | WLDFR | HFTD - Distribution - Tier 3 - 4QU CoRE ¦ 4QU LoRE | Seismic - Non-Red Flag Warning - Catastrophic Fires | 2064 | 1.1201e-13 | 31471.2268 | 690.4653 | 19927.4643 | 10853.2973 | 0 | 3.0666e-10 | 3.525e-09 | 0 | 3.525e-09 | 1.7372e-06 | 4.5519e-08 | 0 | 4.5519e-08 | 3.7098e-07 | 0 | 3.7098e-07 | 8.1319e-07 | 0 | 8.1319e-07 | [17 empty] | 7.3.3.17.5 (Remote Grid) Updates to grid topology to minimize risk of ignition in HFTDs Remote GridWLDFRContact from objectAggregated | WLDFR | HFTD - Distribution - Tier 2 - 3QU CoRE ¦ 4QU LoRE | Red Flag Warning - Small Fires | Contact from object | Aggregated | 2040 | 1.8375e-05 | 741.5879 | 0.013626 | 2040 | Mitigation | 0.95 | 45 | 0 | esc | 0.00097009 | 1.7825e-08 | 0.00097009 | 1.7825e-08
[79 empty] | WLDFR | HFTD - Distribution - Tier 3 - 4QU CoRE ¦ 4QU LoRE | Seismic - Non-Red Flag Warning - Catastrophic Fires | 2065 | 1.1201e-13 | 31471.2268 | 690.4653 | 19927.4643 | 10853.2973 | 0 | 3.0666e-10 | 3.525e-09 | 0 | 3.525e-09 | 1.7372e-06 | 4.5519e-08 | 0 | 4.5519e-08 | 3.7098e-07 | 0 | 3.7098e-07 | 8.1319e-07 | 0 | 8.1319e-07 | [17 empty] | 7.3.3.17.5 (Remote Grid) Updates to grid topology to minimize risk of ignition in HFTDs Remote GridWLDFRContact from objectAggregated | WLDFR | HFTD - Distribution - Tier 2 - 3QU CoRE ¦ 4QU LoRE | Red Flag Warning - Small Fires | Contact from object | Aggregated | 2041 | 1.8375e-05 | 741.5879 | 0.013626 | 2041 | Mitigation | 0.95 | 45 | 0 | esc | 0.00097009 | 1.7825e-08 | 0.00097009 | 1.7825e-08
[79 empty] | WLDFR | HFTD - Distribution - Tier 3 - 4QU CoRE ¦ 4QU LoRE | Seismic - Non-Red Flag Warning - Catastrophic Fires | 2066 | 1.1201e-13 | 31471.2268 | 690.4653 | 19927.4643 | 10853.2973 | 0 | 3.0666e-10 | 3.525e-09 | 0 | 3.525e-09 | 1.7372e-06 | 4.7592e-08 | 0 | 4.7592e-08 | 3.8788e-07 | 0 | 3.8788e-07 | 8.5024e-07 | 0 | 8.5024e-07 | [17 empty] | 7.3.3.17.5 (Remote Grid) Updates to grid topology to minimize risk of ignition in HFTDs Remote GridWLDFRContact from objectAggregated | WLDFR | HFTD - Distribution - Tier 2 - 3QU CoRE ¦ 4QU LoRE | Red Flag Warning - Small Fires | Contact from object | Aggregated | 2042 | 1.8375e-05 | 741.5879 | 0.013626 | 2042 | Mitigation | 0.95 | 45 | 0 | esc | 0.00097009 | 1.7825e-08 | 0.00097009 | 1.7825e-08
[79 empty] | WLDFR | HFTD - Distribution - Tier 3 - 4QU CoRE ¦ 4QU LoRE | Seismic - Red Flag Warning - Catastrophic Fires | 2022 | 4.8297e-12 | 21083.8428 | 409.2237 | 13469.0878 | 7205.5313 | 0 | 1.3223e-08 | 1.0183e-07 | 0 | 1.0183e-07 | 1.0759e-06 | 4.7592e-08 | 0 | 4.7592e-08 | 3.8788e-07 | 0 | 3.8788e-07 | 8.5024e-07 | 0 | 8.5024e-07 | [17 empty] | 7.3.3.17.5 (Remote Grid) Updates to grid topology to minimize risk of ignition in HFTDs Remote GridWLDFRContact from objectAggregated | WLDFR | HFTD - Distribution - Tier 2 - 3QU CoRE ¦ 4QU LoRE | Red Flag Warning - Small Fires | Contact from object | Aggregated | 2043 | 1.8375e-05 | 741.5879 | 0.013626 | 2043 | Mitigation | 0.95 | 45 | 0 | esc | 0.00097009 | 1.7825e-08 | 0.00097009 | 1.7825e-08
[79 empty] | WLDFR | HFTD - Distribution - Tier 3 - 4QU CoRE ¦ 4QU LoRE | Seismic - Red Flag Warning - Catastrophic Fires | 2023 | 4.8297e-12 | 21835.9781 | 428.6023 | 13939.561 | 7467.8148 | 0 | 1.3223e-08 | 1.0546e-07 | 0 | 1.0546e-07 | 1.1152e-06 | 4.7592e-08 | 0 | 4.7592e-08 | 3.8788e-07 | 0 | 3.8788e-07 | 8.5024e-07 | 0 | 8.5024e-07 | [17 empty] | 7.3.3.17.5 (Remote Grid) Updates to grid topology to minimize risk of ignition in HFTDs Remote GridWLDFRContact from objectAggregated | WLDFR | HFTD - Distribution - Tier 2 - 3QU CoRE ¦ 4QU LoRE | Red Flag Warning - Small Fires | Contact from object | Aggregated | 2044 | 1.8375e-05 | 741.5879 | 0.013626 | 2044 | Mitigation | 0.95 | 45 | 0 | esc | 0.00097009 | 1.7825e-08 | 0.00097009 | 1.7825e-08
[79 empty] | WLDFR | HFTD - Distribution - Tier 3 - 4QU CoRE ¦ 4QU LoRE | Seismic - Red Flag Warning - Catastrophic Fires | 2024 | 4.8297e-12 | 21835.9781 | 428.6023 | 13939.561 | 7467.8148 | 0 | 1.3223e-08 | 1.0546e-07 | 0 | 1.0546e-07 | 1.1152e-06 | 4.7592e-08 | 0 | 4.7592e-08 | 3.8788e-07 | 0 | 3.8788e-07 | 8.5024e-07 | 0 | 8.5024e-07 | [17 empty] | 7.3.3.17.5 (Remote Grid) Updates to grid topology to minimize risk of ignition in HFTDs Remote GridWLDFRContact from objectAggregated | WLDFR | HFTD - Distribution - Tier 2 - 3QU CoRE ¦ 4QU LoRE | Red Flag Warning - Small Fires | Contact from object | Aggregated | 2045 | 1.8375e-05 | 741.5879 | 0.013626 | 2045 | Mitigation | 0.95 | 45 | 0 | esc | 0.00097009 | 1.7825e-08 | 0.00097009 | 1.7825e-08
[79 empty] | WLDFR | HFTD - Distribution - Tier 3 - 4QU CoRE ¦ 4QU LoRE | Seismic - Red Flag Warning - Catastrophic Fires | 2025 | 4.8297e-12 | 21835.9781 | 428.6023 | 13939.561 | 7467.8148 | 0 | 1.3223e-08 | 1.0546e-07 | 0 | 1.0546e-07 | 1.1152e-06 | 4.7592e-08 | 0 | 4.7592e-08 | 3.8788e-07 | 0 | 3.8788e-07 | 8.5024e-07 | 0 | 8.5024e-07 | [17 empty] | 7.3.3.17.5 (Remote Grid) Updates to grid topology to minimize risk of ignition in HFTDs Remote GridWLDFRContact from objectAggregated | WLDFR | HFTD - Distribution - Tier 2 - 3QU CoRE ¦ 4QU LoRE | Red Flag Warning - Small Fires | Contact from object | Aggregated | 2046 | 1.8375e-05 | 741.5879 | 0.013626 | 2046 | Mitigation | 0.95 | 45 | 0 | esc | 0.00097009 | 1.7825e-08 | 0.00097009 | 1.7825e-08
[79 empty] | WLDFR | HFTD - Distribution - Tier 3 - 4QU CoRE ¦ 4QU LoRE | Seismic - Red Flag Warning - Catastrophic Fires | 2026 | 4.8297e-12 | 21835.9781 | 428.6023 | 13939.561 | 7467.8148 | 0 | 1.3223e-08 | 1.0546e-07 | 0 | 1.0546e-07 | 1.1152e-06 | 4.9838e-08 | 0 | 4.9838e-08 | 4.0618e-07 | 0 | 4.0618e-07 | 8.9035e-07 | 0 | 8.9035e-07 | [17 empty] | 7.3.3.17.5 (Remote Grid) Updates to grid topology to minimize risk of ignition in HFTDs Remote GridWLDFRContact from objectAggregated | WLDFR | HFTD - Distribution - Tier 2 - 3QU CoRE ¦ 4QU LoRE | Red Flag Warning - Small Fires | Contact from object | Aggregated | 2047 | 1.8375e-05 | 741.5879 | 0.013626 | 2047 | Mitigation | 0.95 | 45 | 0 | esc | 0.00097009 | 1.7825e-08 | 0.00097009 | 1.7825e-08
[79 empty] | WLDFR | HFTD - Distribution - Tier 3 - 4QU CoRE ¦ 4QU LoRE | Seismic - Red Flag Warning - Catastrophic Fires | 2027 | 4.8297e-12 | 21835.9781 | 428.6023 | 13939.561 | 7467.8148 | 0 | 1.3223e-08 | 1.0546e-07 | 0 | 1.0546e-07 | 1.1152e-06 | 4.9838e-08 | 0 | 4.9838e-08 | 4.0618e-07 | 0 | 4.0618e-07 | 8.9035e-07 | 0 | 8.9035e-07 | [17 empty] | 7.3.3.17.5 (Remote Grid) Updates to grid topology to minimize risk of ignition in HFTDs Remote GridWLDFRContact from objectAggregated | WLDFR | HFTD - Distribution - Tier 2 - 3QU CoRE ¦ 4QU LoRE | Red Flag Warning - Small Fires | Contact from object | Aggregated | 2048 | 1.8375e-05 | 741.5879 | 0.013626 | 2048 | Mitigation | 0.95 | 45 | 0 | esc | 0.00097009 | 1.7825e-08 | 0.00097009 | 1.7825e-08
[79 empty] | WLDFR | HFTD - Distribution - Tier 3 - 4QU CoRE ¦ 4QU LoRE | Seismic - Red Flag Warning - Catastrophic Fires | 2028 | 4.8297e-12 | 22783.187 | 453.261 | 14531.3357 | 7798.5904 | 0 | 1.3223e-08 | 1.1004e-07 | 0 | 1.1004e-07 | 1.1647e-06 | 4.9838e-08 | 0 | 4.9838e-08 | 4.0618e-07 | 0 | 4.0618e-07 | 8.9035e-07 | 0 | 8.9035e-07 | [17 empty] | 7.3.3.17.5 (Remote Grid) Updates to grid topology to minimize risk of ignition in HFTDs Remote GridWLDFRContact from objectAggregated | WLDFR | HFTD - Distribution - Tier 2 - 3QU CoRE ¦ 4QU LoRE | Red Flag Warning - Small Fires | Contact from object | Aggregated | 2049 | 1.8375e-05 | 741.5879 | 0.013626 | 2049 | Mitigation | 0.95 | 45 | 0 | esc | 0.00097009 | 1.7825e-08 | 0.00097009 | 1.7825e-08
[79 empty] | WLDFR | HFTD - Distribution - Tier 3 - 4QU CoRE ¦ 4QU LoRE | Seismic - Red Flag Warning - Catastrophic Fires | 2029 | 4.8297e-12 | 22783.187 | 453.261 | 14531.3357 | 7798.5904 | 0 | 1.3223e-08 | 1.1004e-07 | 0 | 1.1004e-07 | 1.1647e-06 | 4.9838e-08 | 0 | 4.9838e-08 | 4.0618e-07 | 0 | 4.0618e-07 | 8.9035e-07 | 0 | 8.9035e-07 | [17 empty] | 7.3.3.17.5 (Remote Grid) Updates to grid topology to minimize risk of ignition in HFTDs Remote GridWLDFRContact from objectAggregated | WLDFR | HFTD - Distribution - Tier 2 - 3QU CoRE ¦ 4QU LoRE | Red Flag Warning - Small Fires | Contact from object | Aggregated | 2050 | 1.8375e-05 | 741.5879 | 0.013626 | 2050 | Mitigation | 0.95 | 45 | 0 | esc | 0.00097009 | 1.7825e-08 | 0.00097009 | 1.7825e-08
[79 empty] | WLDFR | HFTD - Distribution - Tier 3 - 4QU CoRE ¦ 4QU LoRE | Seismic - Red Flag Warning - Catastrophic Fires | 2030 | 4.8297e-12 | 22783.187 | 453.261 | 14531.3357 | 7798.5904 | 0 | 1.3223e-08 | 1.1004e-07 | 0 | 1.1004e-07 | 1.1647e-06 | 4.9838e-08 | 0 | 4.9838e-08 | 4.0618e-07 | 0 | 4.0618e-07 | 8.9035e-07 | 0 | 8.9035e-07 | [17 empty] | 7.3.3.17.5 (Remote Grid) Updates to grid topology to minimize risk of ignition in HFTDs Remote GridWLDFRContact from objectAggregated | WLDFR | HFTD - Distribution - Tier 2 - 3QU CoRE ¦ 4QU LoRE | Red Flag Warning - Small Fires | Contact from object | Aggregated | 2051 | 1.8375e-05 | 741.5879 | 0.013626 | 2051 | Mitigation | 0.95 | 45 | 0 | esc | 0.00097009 | 1.7825e-08 | 0.00097009 | 1.7825e-08
[79 empty] | WLDFR | HFTD - Distribution - Tier 3 - 4QU CoRE ¦ 4QU LoRE | Seismic - Red Flag Warning - Catastrophic Fires | 2031 | 4.8297e-12 | 22783.187 | 453.261 | 14531.3357 | 7798.5904 | 0 | 1.3223e-08 | 1.1004e-07 | 0 | 1.1004e-07 | 1.1647e-06 | 5.2231e-08 | 0 | 5.2231e-08 | 4.2568e-07 | 0 | 4.2568e-07 | 9.3311e-07 | 0 | 9.3311e-07 | [17 empty] | 7.3.3.17.5 (Remote Grid) Updates to grid topology to minimize risk of ignition in HFTDs Remote GridWLDFRContact from objectAggregated | WLDFR | HFTD - Distribution - Tier 2 - 3QU CoRE ¦ 4QU LoRE | Red Flag Warning - Small Fires | Contact from object | Aggregated | 2052 | 1.8375e-05 | 741.5879 | 0.013626 | 2052 | Mitigation | 0.95 | 45 | 0 | esc | 0.00097009 | 1.7825e-08 | 0.00097009 | 1.7825e-08
[79 empty] | WLDFR | HFTD - Distribution - Tier 3 - 4QU CoRE ¦ 4QU LoRE | Seismic - Red Flag Warning - Catastrophic Fires | 2032 | 4.8297e-12 | 22783.187 | 453.261 | 14531.3357 | 7798.5904 | 0 | 1.3223e-08 | 1.1004e-07 | 0 | 1.1004e-07 | 1.1647e-06 | 5.2231e-08 | 0 | 5.2231e-08 | 4.2568e-07 | 0 | 4.2568e-07 | 9.3311e-07 | 0 | 9.3311e-07 | [17 empty] | 7.3.3.17.5 (Remote Grid) Updates to grid topology to minimize risk of ignition in HFTDs Remote GridWLDFRContact from objectAggregated | WLDFR | HFTD - Distribution - Tier 2 - 3QU CoRE ¦ 4QU LoRE | Red Flag Warning - Small Fires | Contact from object | Aggregated | 2053 | 1.8375e-05 | 741.5879 | 0.013626 | 2053 | Mitigation | 0.95 | 45 | 0 | esc | 0.00097009 | 1.7825e-08 | 0.00097009 | 1.7825e-08
[79 empty] | WLDFR | HFTD - Distribution - Tier 3 - 4QU CoRE ¦ 4QU LoRE | Seismic - Red Flag Warning - Catastrophic Fires | 2033 | 4.8297e-12 | 23835.2641 | 480.9649 | 15187.7294 | 8166.5698 | 0 | 1.3223e-08 | 1.1512e-07 | 0 | 1.1512e-07 | 1.2196e-06 | 5.2231e-08 | 0 | 5.2231e-08 | 4.2568e-07 | 0 | 4.2568e-07 | 9.3311e-07 | 0 | 9.3311e-07 | [17 empty] | 7.3.3.17.5 (Remote Grid) Updates to grid topology to minimize risk of ignition in HFTDs Remote GridWLDFRContact from objectAggregated | WLDFR | HFTD - Distribution - Tier 2 - 3QU CoRE ¦ 4QU LoRE | Red Flag Warning - Small Fires | Contact from object | Aggregated | 2054 | 1.8375e-05 | 741.5879 | 0.013626 | 2054 | Mitigation | 0.95 | 45 | 0 | esc | 0.00097009 | 1.7825e-08 | 0.00097009 | 1.7825e-08
[79 empty] | WLDFR | HFTD - Distribution - Tier 3 - 4QU CoRE ¦ 4QU LoRE | Seismic - Red Flag Warning - Catastrophic Fires | 2034 | 4.8297e-12 | 23835.2641 | 480.9649 | 15187.7294 | 8166.5698 | 0 | 1.3223e-08 | 1.1512e-07 | 0 | 1.1512e-07 | 1.2196e-06 | 5.2231e-08 | 0 | 5.2231e-08 | 4.2568e-07 | 0 | 4.2568e-07 | 9.3311e-07 | 0 | 9.3311e-07 | [17 empty] | 7.3.3.17.5 (Remote Grid) Updates to grid topology to minimize risk of ignition in HFTDs Remote GridWLDFRContact from objectAggregated | WLDFR | HFTD - Distribution - Tier 2 - 3QU CoRE ¦ 4QU LoRE | Red Flag Warning - Small Fires | Contact from object | Aggregated | 2055 | 1.8375e-05 | 741.5879 | 0.013626 | 2055 | Mitigation | 0.95 | 45 | 0 | esc | 0.00097009 | 1.7825e-08 | 0.00097009 | 1.7825e-08
[79 empty] | WLDFR | HFTD - Distribution - Tier 3 - 4QU CoRE ¦ 4QU LoRE | Seismic - Red Flag Warning - Catastrophic Fires | 2035 | 4.8297e-12 | 23835.2641 | 480.9649 | 15187.7294 | 8166.5698 | 0 | 1.3223e-08 | 1.1512e-07 | 0 | 1.1512e-07 | 1.2196e-06 | 5.2231e-08 | 0 | 5.2231e-08 | 4.2568e-07 | 0 | 4.2568e-07 | 9.3311e-07 | 0 | 9.3311e-07 | [17 empty] | 7.3.3.17.5 (Remote Grid) Updates to grid topology to minimize risk of ignition in HFTDs Remote GridWLDFRContact from objectAggregated | WLDFR | HFTD - Distribution - Tier 2 - 3QU CoRE ¦ 4QU LoRE | Red Flag Warning - Small Fires | Contact from object | Aggregated | 2056 | 1.8375e-05 | 741.5879 | 0.013626 | 2056 | Mitigation | 0.95 | 45 | 0 | esc | 0.00097009 | 1.7825e-08 | 0.00097009 | 1.7825e-08
[79 empty] | WLDFR | HFTD - Distribution - Tier 3 - 4QU CoRE ¦ 4QU LoRE | Seismic - Red Flag Warning - Catastrophic Fires | 2036 | 4.8297e-12 | 23835.2641 | 480.9649 | 15187.7294 | 8166.5698 | 0 | 1.3223e-08 | 1.1512e-07 | 0 | 1.1512e-07 | 1.2196e-06 | 5.4748e-08 | 0 | 5.4748e-08 | 4.462e-07 | 0 | 4.462e-07 | 9.7808e-07 | 0 | 9.7808e-07 | [17 empty] | 7.3.3.17.5 (Remote Grid) Updates to grid topology to minimize risk of ignition in HFTDs Remote GridWLDFRContact from objectAggregated | WLDFR | HFTD - Distribution - Tier 2 - 3QU CoRE ¦ 4QU LoRE | Red Flag Warning - Small Fires | Contact from object | Aggregated | 2057 | 1.8375e-05 | 741.5879 | 0.013626 | 2057 | Mitigation | 0.95 | 45 | 0 | esc | 0.00097009 | 1.7825e-08 | 0.00097009 | 1.7825e-08
[79 empty] | WLDFR | HFTD - Distribution - Tier 3 - 4QU CoRE ¦ 4QU LoRE | Seismic - Red Flag Warning - Catastrophic Fires | 2037 | 4.8297e-12 | 23835.2641 | 480.9649 | 15187.7294 | 8166.5698 | 0 | 1.3223e-08 | 1.1512e-07 | 0 | 1.1512e-07 | 1.2196e-06 | 5.4748e-08 | 0 | 5.4748e-08 | 4.462e-07 | 0 | 4.462e-07 | 9.7808e-07 | 0 | 9.7808e-07 | [17 empty] | 7.3.3.17.5 (Remote Grid) Updates to grid topology to minimize risk of ignition in HFTDs Remote GridWLDFRContact from objectAggregated | WLDFR | HFTD - Distribution - Tier 2 - 3QU CoRE ¦ 4QU LoRE | Red Flag Warning - Small Fires | Contact from object | Aggregated | 2058 | 1.8375e-05 | 741.5879 | 0.013626 | 2058 | Mitigation | 0.95 | 45 | 0 | esc | 0.00097009 | 1.7825e-08 | 0.00097009 | 1.7825e-08
[79 empty] | WLDFR | HFTD - Distribution - Tier 3 - 4QU CoRE ¦ 4QU LoRE | Seismic - Red Flag Warning - Catastrophic Fires | 2038 | 4.8297e-12 | 24976.6418 | 511.3745 | 15898.8237 | 8566.4437 | 0 | 1.3223e-08 | 1.2063e-07 | 0 | 1.2063e-07 | 1.2792e-06 | 5.4748e-08 | 0 | 5.4748e-08 | 4.462e-07 | 0 | 4.462e-07 | 9.7808e-07 | 0 | 9.7808e-07 | [17 empty] | 7.3.3.17.5 (Remote Grid) Updates to grid topology to minimize risk of ignition in HFTDs Remote GridWLDFRContact from objectAggregated | WLDFR | HFTD - Distribution - Tier 2 - 3QU CoRE ¦ 4QU LoRE | Red Flag Warning - Small Fires | Contact from object | Aggregated | 2059 | 1.8375e-05 | 741.5879 | 0.013626 | 2059 | Mitigation | 0.95 | 45 | 0 | esc | 0.00097009 | 1.7825e-08 | 0.00097009 | 1.7825e-08
[79 empty] | WLDFR | HFTD - Distribution - Tier 3 - 4QU CoRE ¦ 4QU LoRE | Seismic - Red Flag Warning - Catastrophic Fires | 2039 | 4.8297e-12 | 24976.6418 | 511.3745 | 15898.8237 | 8566.4437 | 0 | 1.3223e-08 | 1.2063e-07 | 0 | 1.2063e-07 | 1.2792e-06 | 5.4748e-08 | 0 | 5.4748e-08 | 4.462e-07 | 0 | 4.462e-07 | 9.7808e-07 | 0 | 9.7808e-07 | [17 empty] | 7.3.3.17.5 (Remote Grid) Updates to grid topology to minimize risk of ignition in HFTDs Remote GridWLDFRContact from objectAggregated | WLDFR | HFTD - Distribution - Tier 2 - 3QU CoRE ¦ 4QU LoRE | Red Flag Warning - Small Fires | Contact from object | Aggregated | 2060 | 1.8375e-05 | 741.5879 | 0.013626 | 2060 | Mitigation | 0.95 | 45 | 0 | esc | 0.00097009 | 1.7825e-08 | 0.00097009 | 1.7825e-08
[79 empty] | WLDFR | HFTD - Distribution - Tier 3 - 4QU CoRE ¦ 4QU LoRE | Seismic - Red Flag Warning - Catastrophic Fires | 2040 | 4.8297e-12 | 24976.6418 | 511.3745 | 15898.8237 | 8566.4437 | 0 | 1.3223e-08 | 1.2063e-07 | 0 | 1.2063e-07 | 1.2792e-06 | 5.4748e-08 | 0 | 5.4748e-08 | 4.462e-07 | 0 | 4.462e-07 | 9.7808e-07 | 0 | 9.7808e-07 | [17 empty] | 7.3.3.17.5 (Remote Grid) Updates to grid topology to minimize risk of ignition in HFTDs Remote GridWLDFRContact from objectAggregated | WLDFR | HFTD - Distribution - Tier 2 - 3QU CoRE ¦ 4QU LoRE | Red Flag Warning - Small Fires | Contact from object | Aggregated | 2061 | 1.8375e-05 | 741.5879 | 0.013626 | 2061 | Mitigation | 0.95 | 45 | 0 | esc | 0.00097009 | 1.7825e-08 | 0.00097009 | 1.7825e-08
[79 empty] | WLDFR | HFTD - Distribution - Tier 3 - 4QU CoRE ¦ 4QU LoRE | Seismic - Red Flag Warning - Catastrophic Fires | 2041 | 4.8297e-12 | 24976.6418 | 511.3745 | 15898.8237 | 8566.4437 | 0 | 1.3223e-08 | 1.2063e-07 | 0 | 1.2063e-07 | 1.2792e-06 | 5.7362e-08 | 0 | 5.7362e-08 | 4.675e-07 | 0 | 4.675e-07 | 1.0248e-06 | 0 | 1.0248e-06 | [17 empty] | 7.3.3.17.5 (Remote Grid) Updates to grid topology to minimize risk of ignition in HFTDs Remote GridWLDFRContact from objectAggregated | WLDFR | HFTD - Distribution - Tier 2 - 3QU CoRE ¦ 4QU LoRE | Red Flag Warning - Small Fires | Contact from object | Aggregated | 2062 | 1.8375e-05 | 741.5879 | 0.013626 | 2062 | Mitigation | 0.95 | 45 | 0 | esc | 0.00097009 | 1.7825e-08 | 0.00097009 | 1.7825e-08
[79 empty] | WLDFR | HFTD - Distribution - Tier 3 - 4QU CoRE ¦ 4QU LoRE | Seismic - Red Flag Warning - Catastrophic Fires | 2042 | 4.8297e-12 | 24976.6418 | 511.3745 | 15898.8237 | 8566.4437 | 0 | 1.3223e-08 | 1.2063e-07 | 0 | 1.2063e-07 | 1.2792e-06 | 5.7362e-08 | 0 | 5.7362e-08 | 4.675e-07 | 0 | 4.675e-07 | 1.0248e-06 | 0 | 1.0248e-06 | [17 empty] | 7.3.3.17.5 (Remote Grid) Updates to grid topology to minimize risk of ignition in HFTDs Remote GridWLDFRContact from objectAggregated | WLDFR | HFTD - Distribution - Tier 2 - 3QU CoRE ¦ 4QU LoRE | Red Flag Warning - Small Fires | Contact from object | Aggregated | 2063 | 1.8375e-05 | 741.5879 | 0.013626 | 2063 | Mitigation | 0.95 | 45 | 0 | esc | 0.00097009 | 1.7825e-08 | 0.00097009 | 1.7825e-08
[79 empty] | WLDFR | HFTD - Distribution - Tier 3 - 4QU CoRE ¦ 4QU LoRE | Seismic - Red Flag Warning - Catastrophic Fires | 2043 | 4.8297e-12 | 26191.7278 | 544.1291 | 16654.7414 | 8992.8573 | 0 | 1.3223e-08 | 1.265e-07 | 0 | 1.265e-07 | 1.3426e-06 | 5.7362e-08 | 0 | 5.7362e-08 | 4.675e-07 | 0 | 4.675e-07 | 1.0248e-06 | 0 | 1.0248e-06 | [17 empty] | 7.3.3.17.5 (Remote Grid) Updates to grid topology to minimize risk of ignition in HFTDs Remote GridWLDFRContact from objectAggregated | WLDFR | HFTD - Distribution - Tier 2 - 3QU CoRE ¦ 4QU LoRE | Red Flag Warning - Small Fires | Contact from object | Aggregated | 2064 | 1.8375e-05 | 741.5879 | 0.013626 | 2064 | Mitigation | 0.95 | 45 | 0 | esc | 0.00097009 | 1.7825e-08 | 0.00097009 | 1.7825e-08
[79 empty] | WLDFR | HFTD - Distribution - Tier 3 - 4QU CoRE ¦ 4QU LoRE | Seismic - Red Flag Warning - Catastrophic Fires | 2044 | 4.8297e-12 | 26191.7278 | 544.1291 | 16654.7414 | 8992.8573 | 0 | 1.3223e-08 | 1.265e-07 | 0 | 1.265e-07 | 1.3426e-06 | 5.7362e-08 | 0 | 5.7362e-08 | 4.675e-07 | 0 | 4.675e-07 | 1.0248e-06 | 0 | 1.0248e-06 | [17 empty] | 7.3.3.17.5 (Remote Grid) Updates to grid topology to minimize risk of ignition in HFTDs Remote GridWLDFRContact from objectAggregated | WLDFR | HFTD - Distribution - Tier 2 - 3QU CoRE ¦ 4QU LoRE | Red Flag Warning - Small Fires | Contact from object | Aggregated | 2065 | 1.8375e-05 | 741.5879 | 0.013626 | 2065 | Mitigation | 0.95 | 45 | 0 | esc | 0.00097009 | 1.7825e-08 | 0.00097009 | 1.7825e-08
[79 empty] | WLDFR | HFTD - Distribution - Tier 3 - 4QU CoRE ¦ 4QU LoRE | Seismic - Red Flag Warning - Catastrophic Fires | 2045 | 4.8297e-12 | 26191.7278 | 544.1291 | 16654.7414 | 8992.8573 | 0 | 1.3223e-08 | 1.265e-07 | 0 | 1.265e-07 | 1.3426e-06 | 5.7362e-08 | 0 | 5.7362e-08 | 4.675e-07 | 0 | 4.675e-07 | 1.0248e-06 | 0 | 1.0248e-06 | [17 empty] | 7.3.3.17.5 (Remote Grid) Updates to grid topology to minimize risk of ignition in HFTDs Remote GridWLDFRContact from objectAggregated | WLDFR | HFTD - Distribution - Tier 2 - 3QU CoRE ¦ 4QU LoRE | Red Flag Warning - Small Fires | Contact from object | Aggregated | 2066 | 1.8375e-05 | 741.5879 | 0.013626 | 2066 | Mitigation | 0.95 | 45 | 0 | esc | 0.00097009 | 1.7825e-08 | 0.00097009 | 1.7825e-08
[79 empty] | WLDFR | HFTD - Distribution - Tier 3 - 4QU CoRE ¦ 4QU LoRE | Seismic - Red Flag Warning - Catastrophic Fires | 2046 | 4.8297e-12 | 26191.7278 | 544.1291 | 16654.7414 | 8992.8573 | 0 | 1.3223e-08 | 1.265e-07 | 0 | 1.265e-07 | 1.3426e-06 | 6.0043e-08 | 0 | 6.0043e-08 | 4.8935e-07 | 0 | 4.8935e-07 | 1.0727e-06 | 0 | 1.0727e-06 | [17 empty] | 7.3.3.17.5 (Remote Grid) Updates to grid topology to minimize risk of ignition in HFTDs Remote GridWLDFRContact from objectAggregated | WLDFR | HFTD - Distribution - Tier 2 - 3QU CoRE ¦ 4QU LoRE | Red Flag Warning - Small Fires | Contact from object | Aggregated | 2067 | 1.8375e-05 | 741.5879 | 0.013626 | 2067 | Mitigation | 0.95 | 45 | 0 | esc | 0 | 0 | 0.00097009 | 1.7825e-08
[79 empty] | WLDFR | HFTD - Distribution - Tier 3 - 4QU CoRE ¦ 4QU LoRE | Seismic - Red Flag Warning - Catastrophic Fires | 2047 | 4.8297e-12 | 26191.7278 | 544.1291 | 16654.7414 | 8992.8573 | 0 | 1.3223e-08 | 1.265e-07 | 0 | 1.265e-07 | 1.3426e-06 | 6.0043e-08 | 0 | 6.0043e-08 | 4.8935e-07 | 0 | 4.8935e-07 | 1.0727e-06 | 0 | 1.0727e-06 | [17 empty] | 7.3.3.17.5 (Remote Grid) Updates to grid topology to minimize risk of ignition in HFTDs Remote GridWLDFRContaminationAggregated | WLDFR | HFTD - Distribution - Tier 2 - 3QU CoRE ¦ 4QU LoRE | Red Flag Warning - Small Fires | Contamination | Aggregated | 2022 | 1.4192e-07 | 741.5879 | 0.00010524 | 2022 | Mitigation | 0.95 | 45 | 0 | esc | 0.00097009 | 1.3767e-10 | 0 | 0
[79 empty] | WLDFR | HFTD - Distribution - Tier 3 - 4QU CoRE ¦ 4QU LoRE | Seismic - Red Flag Warning - Catastrophic Fires | 2048 | 4.8297e-12 | 27464.7227 | 578.8407 | 17445.538 | 9440.3441 | 0 | 1.3223e-08 | 1.3265e-07 | 0 | 1.3265e-07 | 1.4091e-06 | 6.0043e-08 | 0 | 6.0043e-08 | 4.8935e-07 | 0 | 4.8935e-07 | 1.0727e-06 | 0 | 1.0727e-06 | [17 empty] | 7.3.3.17.5 (Remote Grid) Updates to grid topology to minimize risk of ignition in HFTDs Remote GridWLDFRContaminationAggregated | WLDFR | HFTD - Distribution - Tier 2 - 3QU CoRE ¦ 4QU LoRE | Red Flag Warning - Small Fires | Contamination | Aggregated | 2023 | 1.4192e-07 | 741.5879 | 0.00010524 | 2023 | Mitigation | 0.95 | 45 | 0 | esc | 0.00097009 | 1.3767e-10 | 0.00097009 | 1.3767e-10
[79 empty] | WLDFR | HFTD - Distribution - Tier 3 - 4QU CoRE ¦ 4QU LoRE | Seismic - Red Flag Warning - Catastrophic Fires | 2049 | 4.8297e-12 | 27464.7227 | 578.8407 | 17445.538 | 9440.3441 | 0 | 1.3223e-08 | 1.3265e-07 | 0 | 1.3265e-07 | 1.4091e-06 | 6.0043e-08 | 0 | 6.0043e-08 | 4.8935e-07 | 0 | 4.8935e-07 | 1.0727e-06 | 0 | 1.0727e-06 | [17 empty] | 7.3.3.17.5 (Remote Grid) Updates to grid topology to minimize risk of ignition in HFTDs Remote GridWLDFRContaminationAggregated | WLDFR | HFTD - Distribution - Tier 2 - 3QU CoRE ¦ 4QU LoRE | Red Flag Warning - Small Fires | Contamination | Aggregated | 2024 | 1.4192e-07 | 741.5879 | 0.00010524 | 2024 | Mitigation | 0.95 | 45 | 0 | esc | 0.00097009 | 1.3767e-10 | 0.00097009 | 1.3767e-10
[79 empty] | WLDFR | HFTD - Distribution - Tier 3 - 4QU CoRE ¦ 4QU LoRE | Seismic - Red Flag Warning - Catastrophic Fires | 2050 | 4.8297e-12 | 27464.7227 | 578.8407 | 17445.538 | 9440.3441 | 0 | 1.3223e-08 | 1.3265e-07 | 0 | 1.3265e-07 | 1.4091e-06 | 6.0043e-08 | 0 | 6.0043e-08 | 4.8935e-07 | 0 | 4.8935e-07 | 1.0727e-06 | 0 | 1.0727e-06 | [17 empty] | 7.3.3.17.5 (Remote Grid) Updates to grid topology to minimize risk of ignition in HFTDs Remote GridWLDFRContaminationAggregated | WLDFR | HFTD - Distribution - Tier 2 - 3QU CoRE ¦ 4QU LoRE | Red Flag Warning - Small Fires | Contamination | Aggregated | 2025 | 1.4192e-07 | 741.5879 | 0.00010524 | 2025 | Mitigation | 0.95 | 45 | 0 | esc | 0.00097009 | 1.3767e-10 | 0.00097009 | 1.3767e-10
[79 empty] | WLDFR | HFTD - Distribution - Tier 3 - 4QU CoRE ¦ 4QU LoRE | Seismic - Red Flag Warning - Catastrophic Fires | 2051 | 4.8297e-12 | 27464.7227 | 578.8407 | 17445.538 | 9440.3441 | 0 | 1.3223e-08 | 1.3265e-07 | 0 | 1.3265e-07 | 1.4091e-06 | 6.2758e-08 | 0 | 6.2758e-08 | 5.1148e-07 | 0 | 5.1148e-07 | 1.1212e-06 | 0 | 1.1212e-06 | [17 empty] | 7.3.3.17.5 (Remote Grid) Updates to grid topology to minimize risk of ignition in HFTDs Remote GridWLDFRContaminationAggregated | WLDFR | HFTD - Distribution - Tier 2 - 3QU CoRE ¦ 4QU LoRE | Red Flag Warning - Small Fires | Contamination | Aggregated | 2026 | 1.4192e-07 | 741.5879 | 0.00010524 | 2026 | Mitigation | 0.95 | 45 | 0 | esc | 0.00097009 | 1.3767e-10 | 0.00097009 | 1.3767e-10
[79 empty] | WLDFR | HFTD - Distribution - Tier 3 - 4QU CoRE ¦ 4QU LoRE | Seismic - Red Flag Warning - Catastrophic Fires | 2052 | 4.8297e-12 | 27464.7227 | 578.8407 | 17445.538 | 9440.3441 | 0 | 1.3223e-08 | 1.3265e-07 | 0 | 1.3265e-07 | 1.4091e-06 | 6.2758e-08 | 0 | 6.2758e-08 | 5.1148e-07 | 0 | 5.1148e-07 | 1.1212e-06 | 0 | 1.1212e-06 | [17 empty] | 7.3.3.17.5 (Remote Grid) Updates to grid topology to minimize risk of ignition in HFTDs Remote GridWLDFRContaminationAggregated | WLDFR | HFTD - Distribution - Tier 2 - 3QU CoRE ¦ 4QU LoRE | Red Flag Warning - Small Fires | Contamination | Aggregated | 2027 | 1.4192e-07 | 741.5879 | 0.00010524 | 2027 | Mitigation | 0.95 | 45 | 0 | esc | 0.00097009 | 1.3767e-10 | 0.00097009 | 1.3767e-10
[79 empty] | WLDFR | HFTD - Distribution - Tier 3 - 4QU CoRE ¦ 4QU LoRE | Seismic - Red Flag Warning - Catastrophic Fires | 2053 | 4.8297e-12 | 28779.6694 | 615.0952 | 18261.2327 | 9903.3415 | 0 | 1.3223e-08 | 1.39e-07 | 0 | 1.39e-07 | 1.4777e-06 | 0 | 0 | 0 | 5.1148e-07 | 0 | 5.1148e-07 | 1.1212e-06 | 0 | 1.1212e-06 | [17 empty] | 7.3.3.17.5 (Remote Grid) Updates to grid topology to minimize risk of ignition in HFTDs Remote GridWLDFRContaminationAggregated | WLDFR | HFTD - Distribution - Tier 2 - 3QU CoRE ¦ 4QU LoRE | Red Flag Warning - Small Fires | Contamination | Aggregated | 2028 | 1.4192e-07 | 741.5879 | 0.00010524 | 2028 | Mitigation | 0.95 | 45 | 0 | esc | 0.00097009 | 1.3767e-10 | 0.00097009 | 1.3767e-10
[79 empty] | WLDFR | HFTD - Distribution - Tier 3 - 4QU CoRE ¦ 4QU LoRE | Seismic - Red Flag Warning - Catastrophic Fires | 2054 | 4.8297e-12 | 28779.6694 | 615.0952 | 18261.2327 | 9903.3415 | 0 | 1.3223e-08 | 1.39e-07 | 0 | 1.39e-07 | 1.4777e-06 | 0 | 0 | 0 | 0 | 0 | 0 | 1.1212e-06 | 0 | 1.1212e-06 | [17 empty] | 7.3.3.17.5 (Remote Grid) Updates to grid topology to minimize risk of ignition in HFTDs Remote GridWLDFRContaminationAggregated | WLDFR | HFTD - Distribution - Tier 2 - 3QU CoRE ¦ 4QU LoRE | Red Flag Warning - Small Fires | Contamination | Aggregated | 2029 | 1.4192e-07 | 741.5879 | 0.00010524 | 2029 | Mitigation | 0.95 | 45 | 0 | esc | 0.00097009 | 1.3767e-10 | 0.00097009 | 1.3767e-10
[79 empty] | WLDFR | HFTD - Distribution - Tier 3 - 4QU CoRE ¦ 4QU LoRE | Seismic - Red Flag Warning - Catastrophic Fires | 2055 | 4.8297e-12 | 28779.6694 | 615.0952 | 18261.2327 | 9903.3415 | 0 | 1.3223e-08 | 1.39e-07 | 0 | 1.39e-07 | 1.4777e-06 | 3.22e-06 | 0 | 3.22e-06 | 0 | 0 | 0 | 0 | 0 | 0 | [17 empty] | 7.3.3.17.5 (Remote Grid) Updates to grid topology to minimize risk of ignition in HFTDs Remote GridWLDFRContaminationAggregated | WLDFR | HFTD - Distribution - Tier 2 - 3QU CoRE ¦ 4QU LoRE | Red Flag Warning - Small Fires | Contamination | Aggregated | 2030 | 1.4192e-07 | 741.5879 | 0.00010524 | 2030 | Mitigation | 0.95 | 45 | 0 | esc | 0.00097009 | 1.3767e-10 | 0.00097009 | 1.3767e-10
[79 empty] | WLDFR | HFTD - Distribution - Tier 3 - 4QU CoRE ¦ 4QU LoRE | Seismic - Red Flag Warning - Catastrophic Fires | 2056 | 4.8297e-12 | 28779.6694 | 615.0952 | 18261.2327 | 9903.3415 | 0 | 1.3223e-08 | 1.39e-07 | 0 | 1.39e-07 | 1.4777e-06 | 3.0615e-06 | 0 | 3.0615e-06 | 2.4951e-05 | 0 | 2.4951e-05 | 0 | 0 | 0 | [17 empty] | 7.3.3.17.5 (Remote Grid) Updates to grid topology to minimize risk of ignition in HFTDs Remote GridWLDFRContaminationAggregated | WLDFR | HFTD - Distribution - Tier 2 - 3QU CoRE ¦ 4QU LoRE | Red Flag Warning - Small Fires | Contamination | Aggregated | 2031 | 1.4192e-07 | 741.5879 | 0.00010524 | 2031 | Mitigation | 0.95 | 45 | 0 | esc | 0.00097009 | 1.3767e-10 | 0.00097009 | 1.3767e-10
[79 empty] | WLDFR | HFTD - Distribution - Tier 3 - 4QU CoRE ¦ 4QU LoRE | Seismic - Red Flag Warning - Catastrophic Fires | 2057 | 4.8297e-12 | 28779.6694 | 615.0952 | 18261.2327 | 9903.3415 | 0 | 1.3223e-08 | 1.39e-07 | 0 | 1.39e-07 | 1.4777e-06 | 3.1737e-06 | 0 | 3.1737e-06 | 2.5866e-05 | 0 | 2.5866e-05 | 5.6698e-05 | 0 | 5.6698e-05 | [17 empty] | 7.3.3.17.5 (Remote Grid) Updates to grid topology to minimize risk of ignition in HFTDs Remote GridWLDFRContaminationAggregated | WLDFR | HFTD - Distribution - Tier 2 - 3QU CoRE ¦ 4QU LoRE | Red Flag Warning - Small Fires | Contamination | Aggregated | 2032 | 1.4192e-07 | 741.5879 | 0.00010524 | 2032 | Mitigation | 0.95 | 45 | 0 | esc | 0.00097009 | 1.3767e-10 | 0.00097009 | 1.3767e-10
[79 empty] | WLDFR | HFTD - Distribution - Tier 3 - 4QU CoRE ¦ 4QU LoRE | Seismic - Red Flag Warning - Catastrophic Fires | 2058 | 4.8297e-12 | 30120.5761 | 652.457 | 19091.8834 | 10376.2358 | 0 | 1.3223e-08 | 1.4547e-07 | 0 | 1.4547e-07 | 1.5476e-06 | 3.1737e-06 | 0 | 3.1737e-06 | 2.5866e-05 | 0 | 2.5866e-05 | 5.6698e-05 | 0 | 5.6698e-05 | [17 empty] | 7.3.3.17.5 (Remote Grid) Updates to grid topology to minimize risk of ignition in HFTDs Remote GridWLDFRContaminationAggregated | WLDFR | HFTD - Distribution - Tier 2 - 3QU CoRE ¦ 4QU LoRE | Red Flag Warning - Small Fires | Contamination | Aggregated | 2033 | 1.4192e-07 | 741.5879 | 0.00010524 | 2033 | Mitigation | 0.95 | 45 | 0 | esc | 0.00097009 | 1.3767e-10 | 0.00097009 | 1.3767e-10
[79 empty] | WLDFR | HFTD - Distribution - Tier 3 - 4QU CoRE ¦ 4QU LoRE | Seismic - Red Flag Warning - Catastrophic Fires | 2059 | 4.8297e-12 | 30120.5761 | 652.457 | 19091.8834 | 10376.2358 | 0 | 1.3223e-08 | 1.4547e-07 | 0 | 1.4547e-07 | 1.5476e-06 | 3.1737e-06 | 0 | 3.1737e-06 | 2.5866e-05 | 0 | 2.5866e-05 | 5.6698e-05 | 0 | 5.6698e-05 | [17 empty] | 7.3.3.17.5 (Remote Grid) Updates to grid topology to minimize risk of ignition in HFTDs Remote GridWLDFRContaminationAggregated | WLDFR | HFTD - Distribution - Tier 2 - 3QU CoRE ¦ 4QU LoRE | Red Flag Warning - Small Fires | Contamination | Aggregated | 2034 | 1.4192e-07 | 741.5879 | 0.00010524 | 2034 | Mitigation | 0.95 | 45 | 0 | esc | 0.00097009 | 1.3767e-10 | 0.00097009 | 1.3767e-10
[79 empty] | WLDFR | HFTD - Distribution - Tier 3 - 4QU CoRE ¦ 4QU LoRE | Seismic - Red Flag Warning - Catastrophic Fires | 2060 | 4.8297e-12 | 30120.5761 | 652.457 | 19091.8834 | 10376.2358 | 0 | 1.3223e-08 | 1.4547e-07 | 0 | 1.4547e-07 | 1.5476e-06 | 3.1737e-06 | 0 | 3.1737e-06 | 2.5866e-05 | 0 | 2.5866e-05 | 5.6698e-05 | 0 | 5.6698e-05 | [17 empty] | 7.3.3.17.5 (Remote Grid) Updates to grid topology to minimize risk of ignition in HFTDs Remote GridWLDFRContaminationAggregated | WLDFR | HFTD - Distribution - Tier 2 - 3QU CoRE ¦ 4QU LoRE | Red Flag Warning - Small Fires | Contamination | Aggregated | 2035 | 1.4192e-07 | 741.5879 | 0.00010524 | 2035 | Mitigation | 0.95 | 45 | 0 | esc | 0.00097009 | 1.3767e-10 | 0.00097009 | 1.3767e-10
[79 empty] | WLDFR | HFTD - Distribution - Tier 3 - 4QU CoRE ¦ 4QU LoRE | Seismic - Red Flag Warning - Catastrophic Fires | 2061 | 4.8297e-12 | 30120.5761 | 652.457 | 19091.8834 | 10376.2358 | 0 | 1.3223e-08 | 1.4547e-07 | 0 | 1.4547e-07 | 1.5476e-06 | 3.1737e-06 | 0 | 3.1737e-06 | 2.5866e-05 | 0 | 2.5866e-05 | 5.6698e-05 | 0 | 5.6698e-05 | [17 empty] | 7.3.3.17.5 (Remote Grid) Updates to grid topology to minimize risk of ignition in HFTDs Remote GridWLDFRContaminationAggregated | WLDFR | HFTD - Distribution - Tier 2 - 3QU CoRE ¦ 4QU LoRE | Red Flag Warning - Small Fires | Contamination | Aggregated | 2036 | 1.4192e-07 | 741.5879 | 0.00010524 | 2036 | Mitigation | 0.95 | 45 | 0 | esc | 0.00097009 | 1.3767e-10 | 0.00097009 | 1.3767e-10
[79 empty] | WLDFR | HFTD - Distribution - Tier 3 - 4QU CoRE ¦ 4QU LoRE | Seismic - Red Flag Warning - Catastrophic Fires | 2062 | 4.8297e-12 | 30120.5761 | 652.457 | 19091.8834 | 10376.2358 | 0 | 1.3223e-08 | 1.4547e-07 | 0 | 1.4547e-07 | 1.5476e-06 | 3.3151e-06 | 0 | 3.3151e-06 | 2.7018e-05 | 0 | 2.7018e-05 | 5.9224e-05 | 0 | 5.9224e-05 | [17 empty] | 7.3.3.17.5 (Remote Grid) Updates to grid topology to minimize risk of ignition in HFTDs Remote GridWLDFRContaminationAggregated | WLDFR | HFTD - Distribution - Tier 2 - 3QU CoRE ¦ 4QU LoRE | Red Flag Warning - Small Fires | Contamination | Aggregated | 2037 | 1.4192e-07 | 741.5879 | 0.00010524 | 2037 | Mitigation | 0.95 | 45 | 0 | esc | 0.00097009 | 1.3767e-10 | 0.00097009 | 1.3767e-10
[79 empty] | WLDFR | HFTD - Distribution - Tier 3 - 4QU CoRE ¦ 4QU LoRE | Seismic - Red Flag Warning - Catastrophic Fires | 2063 | 4.8297e-12 | 31471.2268 | 690.4653 | 19927.4643 | 10853.2973 | 0 | 1.3223e-08 | 1.52e-07 | 0 | 1.52e-07 | 1.618e-06 | 3.3151e-06 | 0 | 3.3151e-06 | 2.7018e-05 | 0 | 2.7018e-05 | 5.9224e-05 | 0 | 5.9224e-05 | [17 empty] | 7.3.3.17.5 (Remote Grid) Updates to grid topology to minimize risk of ignition in HFTDs Remote GridWLDFRContaminationAggregated | WLDFR | HFTD - Distribution - Tier 2 - 3QU CoRE ¦ 4QU LoRE | Red Flag Warning - Small Fires | Contamination | Aggregated | 2038 | 1.4192e-07 | 741.5879 | 0.00010524 | 2038 | Mitigation | 0.95 | 45 | 0 | esc | 0.00097009 | 1.3767e-10 | 0.00097009 | 1.3767e-10
[79 empty] | WLDFR | HFTD - Distribution - Tier 3 - 4QU CoRE ¦ 4QU LoRE | Seismic - Red Flag Warning - Catastrophic Fires | 2064 | 4.8297e-12 | 31471.2268 | 690.4653 | 19927.4643 | 10853.2973 | 0 | 1.3223e-08 | 1.52e-07 | 0 | 1.52e-07 | 1.618e-06 | 3.3151e-06 | 0 | 3.3151e-06 | 2.7018e-05 | 0 | 2.7018e-05 | 5.9224e-05 | 0 | 5.9224e-05 | [17 empty] | 7.3.3.17.5 (Remote Grid) Updates to grid topology to minimize risk of ignition in HFTDs Remote GridWLDFRContaminationAggregated | WLDFR | HFTD - Distribution - Tier 2 - 3QU CoRE ¦ 4QU LoRE | Red Flag Warning - Small Fires | Contamination | Aggregated | 2039 | 1.4192e-07 | 741.5879 | 0.00010524 | 2039 | Mitigation | 0.95 | 45 | 0 | esc | 0.00097009 | 1.3767e-10 | 0.00097009 | 1.3767e-10
[79 empty] | WLDFR | HFTD - Distribution - Tier 3 - 4QU CoRE ¦ 4QU LoRE | Seismic - Red Flag Warning - Catastrophic Fires | 2065 | 4.8297e-12 | 31471.2268 | 690.4653 | 19927.4643 | 10853.2973 | 0 | 1.3223e-08 | 1.52e-07 | 0 | 1.52e-07 | 1.618e-06 | 3.3151e-06 | 0 | 3.3151e-06 | 2.7018e-05 | 0 | 2.7018e-05 | 5.9224e-05 | 0 | 5.9224e-05 | [17 empty] | 7.3.3.17.5 (Remote Grid) Updates to grid topology to minimize risk of ignition in HFTDs Remote GridWLDFRContaminationAggregated | WLDFR | HFTD - Distribution - Tier 2 - 3QU CoRE ¦ 4QU LoRE | Red Flag Warning - Small Fires | Contamination | Aggregated | 2040 | 1.4192e-07 | 741.5879 | 0.00010524 | 2040 | Mitigation | 0.95 | 45 | 0 | esc | 0.00097009 | 1.3767e-10 | 0.00097009 | 1.3767e-10
[79 empty] | WLDFR | HFTD - Distribution - Tier 3 - 4QU CoRE ¦ 4QU LoRE | Seismic - Red Flag Warning - Catastrophic Fires | 2066 | 4.8297e-12 | 31471.2268 | 690.4653 | 19927.4643 | 10853.2973 | 0 | 1.3223e-08 | 1.52e-07 | 0 | 1.52e-07 | 1.618e-06 | 3.3151e-06 | 0 | 3.3151e-06 | 2.7018e-05 | 0 | 2.7018e-05 | 5.9224e-05 | 0 | 5.9224e-05 | [17 empty] | 7.3.3.17.5 (Remote Grid) Updates to grid topology to minimize risk of ignition in HFTDs Remote GridWLDFRContaminationAggregated | WLDFR | HFTD - Distribution - Tier 2 - 3QU CoRE ¦ 4QU LoRE | Red Flag Warning - Small Fires | Contamination | Aggregated | 2041 | 1.4192e-07 | 741.5879 | 0.00010524 | 2041 | Mitigation | 0.95 | 45 | 0 | esc | 0.00097009 | 1.3767e-10 | 0.00097009 | 1.3767e-10
[79 empty] | WLDFR | HFTD - Distribution - Tier 3 - 4QU CoRE ¦ 5QU LoRE | Non-Red Flag Warning - Catastrophic Fires | 2022 | 6.5093e-11 | 14146.1306 | 222.2294 | 8585.7228 | 5338.1784 | 0 | 1.7821e-07 | 9.2081e-07 | 0 | 9.2081e-07 | 1.6436e-08 | 3.4722e-06 | 0 | 3.4722e-06 | 2.8299e-05 | 0 | 2.8299e-05 | 6.2032e-05 | 0 | 6.2032e-05 | [17 empty] | 7.3.3.17.5 (Remote Grid) Updates to grid topology to minimize risk of ignition in HFTDs Remote GridWLDFRContaminationAggregated | WLDFR | HFTD - Distribution - Tier 2 - 3QU CoRE ¦ 4QU LoRE | Red Flag Warning - Small Fires | Contamination | Aggregated | 2042 | 1.4192e-07 | 741.5879 | 0.00010524 | 2042 | Mitigation | 0.95 | 45 | 0 | esc | 0.00097009 | 1.3767e-10 | 0.00097009 | 1.3767e-10
[79 empty] | WLDFR | HFTD - Distribution - Tier 3 - 4QU CoRE ¦ 5QU LoRE | Non-Red Flag Warning - Catastrophic Fires | 2023 | 6.5093e-11 | 14664.6376 | 233.2301 | 8896.516 | 5534.8915 | 0 | 1.7821e-07 | 9.5456e-07 | 0 | 9.5456e-07 | 1.7171e-08 | 3.4722e-06 | 0 | 3.4722e-06 | 2.8299e-05 | 0 | 2.8299e-05 | 6.2032e-05 | 0 | 6.2032e-05 | [17 empty] | 7.3.3.17.5 (Remote Grid) Updates to grid topology to minimize risk of ignition in HFTDs Remote GridWLDFRContaminationAggregated | WLDFR | HFTD - Distribution - Tier 2 - 3QU CoRE ¦ 4QU LoRE | Red Flag Warning - Small Fires | Contamination | Aggregated | 2043 | 1.4192e-07 | 741.5879 | 0.00010524 | 2043 | Mitigation | 0.95 | 45 | 0 | esc | 0.00097009 | 1.3767e-10 | 0.00097009 | 1.3767e-10
[79 empty] | WLDFR | HFTD - Distribution - Tier 3 - 4QU CoRE ¦ 5QU LoRE | Non-Red Flag Warning - Catastrophic Fires | 2024 | 6.5093e-11 | 14664.6376 | 233.2301 | 8896.516 | 5534.8915 | 0 | 1.7821e-07 | 9.5456e-07 | 0 | 9.5456e-07 | 1.7171e-08 | 3.4722e-06 | 0 | 3.4722e-06 | 2.8299e-05 | 0 | 2.8299e-05 | 6.2032e-05 | 0 | 6.2032e-05 | [17 empty] | 7.3.3.17.5 (Remote Grid) Updates to grid topology to minimize risk of ignition in HFTDs Remote GridWLDFRContaminationAggregated | WLDFR | HFTD - Distribution - Tier 2 - 3QU CoRE ¦ 4QU LoRE | Red Flag Warning - Small Fires | Contamination | Aggregated | 2044 | 1.4192e-07 | 741.5879 | 0.00010524 | 2044 | Mitigation | 0.95 | 45 | 0 | esc | 0.00097009 | 1.3767e-10 | 0.00097009 | 1.3767e-10
[79 empty] | WLDFR | HFTD - Distribution - Tier 3 - 4QU CoRE ¦ 5QU LoRE | Non-Red Flag Warning - Catastrophic Fires | 2025 | 6.5093e-11 | 14664.6376 | 233.2301 | 8896.516 | 5534.8915 | 0 | 1.7821e-07 | 9.5456e-07 | 0 | 9.5456e-07 | 1.7171e-08 | 3.4722e-06 | 0 | 3.4722e-06 | 2.8299e-05 | 0 | 2.8299e-05 | 6.2032e-05 | 0 | 6.2032e-05 | [17 empty] | 7.3.3.17.5 (Remote Grid) Updates to grid topology to minimize risk of ignition in HFTDs Remote GridWLDFRContaminationAggregated | WLDFR | HFTD - Distribution - Tier 2 - 3QU CoRE ¦ 4QU LoRE | Red Flag Warning - Small Fires | Contamination | Aggregated | 2045 | 1.4192e-07 | 741.5879 | 0.00010524 | 2045 | Mitigation | 0.95 | 45 | 0 | esc | 0.00097009 | 1.3767e-10 | 0.00097009 | 1.3767e-10
[79 empty] | WLDFR | HFTD - Distribution - Tier 3 - 4QU CoRE ¦ 5QU LoRE | Non-Red Flag Warning - Catastrophic Fires | 2026 | 6.5093e-11 | 14664.6376 | 233.2301 | 8896.516 | 5534.8915 | 0 | 1.7821e-07 | 9.5456e-07 | 0 | 9.5456e-07 | 1.7171e-08 | 3.4722e-06 | 0 | 3.4722e-06 | 2.8299e-05 | 0 | 2.8299e-05 | 6.2032e-05 | 0 | 6.2032e-05 | [17 empty] | 7.3.3.17.5 (Remote Grid) Updates to grid topology to minimize risk of ignition in HFTDs Remote GridWLDFRContaminationAggregated | WLDFR | HFTD - Distribution - Tier 2 - 3QU CoRE ¦ 4QU LoRE | Red Flag Warning - Small Fires | Contamination | Aggregated | 2046 | 1.4192e-07 | 741.5879 | 0.00010524 | 2046 | Mitigation | 0.95 | 45 | 0 | esc | 0.00097009 | 1.3767e-10 | 0.00097009 | 1.3767e-10
[79 empty] | WLDFR | HFTD - Distribution - Tier 3 - 4QU CoRE ¦ 5QU LoRE | Non-Red Flag Warning - Catastrophic Fires | 2027 | 6.5093e-11 | 14664.6376 | 233.2301 | 8896.516 | 5534.8915 | 0 | 1.7821e-07 | 9.5456e-07 | 0 | 9.5456e-07 | 1.7171e-08 | 3.6428e-06 | 0 | 3.6428e-06 | 2.9689e-05 | 0 | 2.9689e-05 | 6.5079e-05 | 0 | 6.5079e-05 | [17 empty] | 7.3.3.17.5 (Remote Grid) Updates to grid topology to minimize risk of ignition in HFTDs Remote GridWLDFRContaminationAggregated | WLDFR | HFTD - Distribution - Tier 2 - 3QU CoRE ¦ 4QU LoRE | Red Flag Warning - Small Fires | Contamination | Aggregated | 2047 | 1.4192e-07 | 741.5879 | 0.00010524 | 2047 | Mitigation | 0.95 | 45 | 0 | esc | 0.00097009 | 1.3767e-10 | 0.00097009 | 1.3767e-10
[79 empty] | WLDFR | HFTD - Distribution - Tier 3 - 4QU CoRE ¦ 5QU LoRE | Non-Red Flag Warning - Catastrophic Fires | 2028 | 6.5093e-11 | 15317.9909 | 247.273 | 9287.6491 | 5783.0689 | 0 | 1.7821e-07 | 9.9709e-07 | 0 | 9.9709e-07 | 1.8119e-08 | 3.6428e-06 | 0 | 3.6428e-06 | 2.9689e-05 | 0 | 2.9689e-05 | 6.5079e-05 | 0 | 6.5079e-05 | [17 empty] | 7.3.3.17.5 (Remote Grid) Updates to grid topology to minimize risk of ignition in HFTDs Remote GridWLDFRContaminationAggregated | WLDFR | HFTD - Distribution - Tier 2 - 3QU CoRE ¦ 4QU LoRE | Red Flag Warning - Small Fires | Contamination | Aggregated | 2048 | 1.4192e-07 | 741.5879 | 0.00010524 | 2048 | Mitigation | 0.95 | 45 | 0 | esc | 0.00097009 | 1.3767e-10 | 0.00097009 | 1.3767e-10
[79 empty] | WLDFR | HFTD - Distribution - Tier 3 - 4QU CoRE ¦ 5QU LoRE | Non-Red Flag Warning - Catastrophic Fires | 2029 | 6.5093e-11 | 15317.9909 | 247.273 | 9287.6491 | 5783.0689 | 0 | 1.7821e-07 | 9.9709e-07 | 0 | 9.9709e-07 | 1.8119e-08 | 3.6428e-06 | 0 | 3.6428e-06 | 2.9689e-05 | 0 | 2.9689e-05 | 6.5079e-05 | 0 | 6.5079e-05 | [17 empty] | 7.3.3.17.5 (Remote Grid) Updates to grid topology to minimize risk of ignition in HFTDs Remote GridWLDFRContaminationAggregated | WLDFR | HFTD - Distribution - Tier 2 - 3QU CoRE ¦ 4QU LoRE | Red Flag Warning - Small Fires | Contamination | Aggregated | 2049 | 1.4192e-07 | 741.5879 | 0.00010524 | 2049 | Mitigation | 0.95 | 45 | 0 | esc | 0.00097009 | 1.3767e-10 | 0.00097009 | 1.3767e-10
[79 empty] | WLDFR | HFTD - Distribution - Tier 3 - 4QU CoRE ¦ 5QU LoRE | Non-Red Flag Warning - Catastrophic Fires | 2030 | 6.5093e-11 | 15317.9909 | 247.273 | 9287.6491 | 5783.0689 | 0 | 1.7821e-07 | 9.9709e-07 | 0 | 9.9709e-07 | 1.8119e-08 | 3.6428e-06 | 0 | 3.6428e-06 | 2.9689e-05 | 0 | 2.9689e-05 | 6.5079e-05 | 0 | 6.5079e-05 | [17 empty] | 7.3.3.17.5 (Remote Grid) Updates to grid topology to minimize risk of ignition in HFTDs Remote GridWLDFRContaminationAggregated | WLDFR | HFTD - Distribution - Tier 2 - 3QU CoRE ¦ 4QU LoRE | Red Flag Warning - Small Fires | Contamination | Aggregated | 2050 | 1.4192e-07 | 741.5879 | 0.00010524 | 2050 | Mitigation | 0.95 | 45 | 0 | esc | 0.00097009 | 1.3767e-10 | 0.00097009 | 1.3767e-10
[79 empty] | WLDFR | HFTD - Distribution - Tier 3 - 4QU CoRE ¦ 5QU LoRE | Non-Red Flag Warning - Catastrophic Fires | 2031 | 6.5093e-11 | 15317.9909 | 247.273 | 9287.6491 | 5783.0689 | 0 | 1.7821e-07 | 9.9709e-07 | 0 | 9.9709e-07 | 1.8119e-08 | 3.6428e-06 | 0 | 3.6428e-06 | 2.9689e-05 | 0 | 2.9689e-05 | 6.5079e-05 | 0 | 6.5079e-05 | [17 empty] | 7.3.3.17.5 (Remote Grid) Updates to grid topology to minimize risk of ignition in HFTDs Remote GridWLDFRContaminationAggregated | WLDFR | HFTD - Distribution - Tier 2 - 3QU CoRE ¦ 4QU LoRE | Red Flag Warning - Small Fires | Contamination | Aggregated | 2051 | 1.4192e-07 | 741.5879 | 0.00010524 | 2051 | Mitigation | 0.95 | 45 | 0 | esc | 0.00097009 | 1.3767e-10 | 0.00097009 | 1.3767e-10
[79 empty] | WLDFR | HFTD - Distribution - Tier 3 - 4QU CoRE ¦ 5QU LoRE | Non-Red Flag Warning - Catastrophic Fires | 2032 | 6.5093e-11 | 15317.9909 | 247.273 | 9287.6491 | 5783.0689 | 0 | 1.7821e-07 | 9.9709e-07 | 0 | 9.9709e-07 | 1.8119e-08 | 3.8246e-06 | 0 | 3.8246e-06 | 3.117e-05 | 0 | 3.117e-05 | 6.8326e-05 | 0 | 6.8326e-05 | [17 empty] | 7.3.3.17.5 (Remote Grid) Updates to grid topology to minimize risk of ignition in HFTDs Remote GridWLDFRContaminationAggregated | WLDFR | HFTD - Distribution - Tier 2 - 3QU CoRE ¦ 4QU LoRE | Red Flag Warning - Small Fires | Contamination | Aggregated | 2052 | 1.4192e-07 | 741.5879 | 0.00010524 | 2052 | Mitigation | 0.95 | 45 | 0 | esc | 0.00097009 | 1.3767e-10 | 0.00097009 | 1.3767e-10
[79 empty] | WLDFR | HFTD - Distribution - Tier 3 - 4QU CoRE ¦ 5QU LoRE | Non-Red Flag Warning - Catastrophic Fires | 2033 | 6.5093e-11 | 16044.1264 | 263.1074 | 9721.74 | 6059.2791 | 0 | 1.7821e-07 | 1.0444e-06 | 0 | 1.0444e-06 | 1.9196e-08 | 3.8246e-06 | 0 | 3.8246e-06 | 3.117e-05 | 0 | 3.117e-05 | 6.8326e-05 | 0 | 6.8326e-05 | [17 empty] | 7.3.3.17.5 (Remote Grid) Updates to grid topology to minimize risk of ignition in HFTDs Remote GridWLDFRContaminationAggregated | WLDFR | HFTD - Distribution - Tier 2 - 3QU CoRE ¦ 4QU LoRE | Red Flag Warning - Small Fires | Contamination | Aggregated | 2053 | 1.4192e-07 | 741.5879 | 0.00010524 | 2053 | Mitigation | 0.95 | 45 | 0 | esc | 0.00097009 | 1.3767e-10 | 0.00097009 | 1.3767e-10
[79 empty] | WLDFR | HFTD - Distribution - Tier 3 - 4QU CoRE ¦ 5QU LoRE | Non-Red Flag Warning - Catastrophic Fires | 2034 | 6.5093e-11 | 16044.1264 | 263.1074 | 9721.74 | 6059.2791 | 0 | 1.7821e-07 | 1.0444e-06 | 0 | 1.0444e-06 | 1.9196e-08 | 3.8246e-06 | 0 | 3.8246e-06 | 3.117e-05 | 0 | 3.117e-05 | 6.8326e-05 | 0 | 6.8326e-05 | [17 empty] | 7.3.3.17.5 (Remote Grid) Updates to grid topology to minimize risk of ignition in HFTDs Remote GridWLDFRContaminationAggregated | WLDFR | HFTD - Distribution - Tier 2 - 3QU CoRE ¦ 4QU LoRE | Red Flag Warning - Small Fires | Contamination | Aggregated | 2054 | 1.4192e-07 | 741.5879 | 0.00010524 | 2054 | Mitigation | 0.95 | 45 | 0 | esc | 0.00097009 | 1.3767e-10 | 0.00097009 | 1.3767e-10
[79 empty] | WLDFR | HFTD - Distribution - Tier 3 - 4QU CoRE ¦ 5QU LoRE | Non-Red Flag Warning - Catastrophic Fires | 2035 | 6.5093e-11 | 16044.1264 | 263.1074 | 9721.74 | 6059.2791 | 0 | 1.7821e-07 | 1.0444e-06 | 0 | 1.0444e-06 | 1.9196e-08 | 3.8246e-06 | 0 | 3.8246e-06 | 3.117e-05 | 0 | 3.117e-05 | 6.8326e-05 | 0 | 6.8326e-05 | [17 empty] | 7.3.3.17.5 (Remote Grid) Updates to grid topology to minimize risk of ignition in HFTDs Remote GridWLDFRContaminationAggregated | WLDFR | HFTD - Distribution - Tier 2 - 3QU CoRE ¦ 4QU LoRE | Red Flag Warning - Small Fires | Contamination | Aggregated | 2055 | 1.4192e-07 | 741.5879 | 0.00010524 | 2055 | Mitigation | 0.95 | 45 | 0 | esc | 0.00097009 | 1.3767e-10 | 0.00097009 | 1.3767e-10
[79 empty] | WLDFR | HFTD - Distribution - Tier 3 - 4QU CoRE ¦ 5QU LoRE | Non-Red Flag Warning - Catastrophic Fires | 2036 | 6.5093e-11 | 16044.1264 | 263.1074 | 9721.74 | 6059.2791 | 0 | 1.7821e-07 | 1.0444e-06 | 0 | 1.0444e-06 | 1.9196e-08 | 3.8246e-06 | 0 | 3.8246e-06 | 3.117e-05 | 0 | 3.117e-05 | 6.8326e-05 | 0 | 6.8326e-05 | [17 empty] | 7.3.3.17.5 (Remote Grid) Updates to grid topology to minimize risk of ignition in HFTDs Remote GridWLDFRContaminationAggregated | WLDFR | HFTD - Distribution - Tier 2 - 3QU CoRE ¦ 4QU LoRE | Red Flag Warning - Small Fires | Contamination | Aggregated | 2056 | 1.4192e-07 | 741.5879 | 0.00010524 | 2056 | Mitigation | 0.95 | 45 | 0 | esc | 0.00097009 | 1.3767e-10 | 0.00097009 | 1.3767e-10
[79 empty] | WLDFR | HFTD - Distribution - Tier 3 - 4QU CoRE ¦ 5QU LoRE | Non-Red Flag Warning - Catastrophic Fires | 2037 | 6.5093e-11 | 16044.1264 | 263.1074 | 9721.74 | 6059.2791 | 0 | 1.7821e-07 | 1.0444e-06 | 0 | 1.0444e-06 | 1.9196e-08 | 4.0151e-06 | 0 | 4.0151e-06 | 3.2723e-05 | 0 | 3.2723e-05 | 7.1729e-05 | 0 | 7.1729e-05 | [17 empty] | 7.3.3.17.5 (Remote Grid) Updates to grid topology to minimize risk of ignition in HFTDs Remote GridWLDFRContaminationAggregated | WLDFR | HFTD - Distribution - Tier 2 - 3QU CoRE ¦ 4QU LoRE | Red Flag Warning - Small Fires | Contamination | Aggregated | 2057 | 1.4192e-07 | 741.5879 | 0.00010524 | 2057 | Mitigation | 0.95 | 45 | 0 | esc | 0.00097009 | 1.3767e-10 | 0.00097009 | 1.3767e-10
[79 empty] | WLDFR | HFTD - Distribution - Tier 3 - 4QU CoRE ¦ 5QU LoRE | Non-Red Flag Warning - Catastrophic Fires | 2038 | 6.5093e-11 | 16832.3912 | 280.5544 | 10192.2718 | 6359.5651 | 0 | 1.7821e-07 | 1.0957e-06 | 0 | 1.0957e-06 | 2.0395e-08 | 4.0151e-06 | 0 | 4.0151e-06 | 3.2723e-05 | 0 | 3.2723e-05 | 7.1729e-05 | 0 | 7.1729e-05 | [17 empty] | 7.3.3.17.5 (Remote Grid) Updates to grid topology to minimize risk of ignition in HFTDs Remote GridWLDFRContaminationAggregated | WLDFR | HFTD - Distribution - Tier 2 - 3QU CoRE ¦ 4QU LoRE | Red Flag Warning - Small Fires | Contamination | Aggregated | 2058 | 1.4192e-07 | 741.5879 | 0.00010524 | 2058 | Mitigation | 0.95 | 45 | 0 | esc | 0.00097009 | 1.3767e-10 | 0.00097009 | 1.3767e-10
[79 empty] | WLDFR | HFTD - Distribution - Tier 3 - 4QU CoRE ¦ 5QU LoRE | Non-Red Flag Warning - Catastrophic Fires | 2039 | 6.5093e-11 | 16832.3912 | 280.5544 | 10192.2718 | 6359.5651 | 0 | 1.7821e-07 | 1.0957e-06 | 0 | 1.0957e-06 | 2.0395e-08 | 4.0151e-06 | 0 | 4.0151e-06 | 3.2723e-05 | 0 | 3.2723e-05 | 7.1729e-05 | 0 | 7.1729e-05 | [17 empty] | 7.3.3.17.5 (Remote Grid) Updates to grid topology to minimize risk of ignition in HFTDs Remote GridWLDFRContaminationAggregated | WLDFR | HFTD - Distribution - Tier 2 - 3QU CoRE ¦ 4QU LoRE | Red Flag Warning - Small Fires | Contamination | Aggregated | 2059 | 1.4192e-07 | 741.5879 | 0.00010524 | 2059 | Mitigation | 0.95 | 45 | 0 | esc | 0.00097009 | 1.3767e-10 | 0.00097009 | 1.3767e-10
[79 empty] | WLDFR | HFTD - Distribution - Tier 3 - 4QU CoRE ¦ 5QU LoRE | Non-Red Flag Warning - Catastrophic Fires | 2040 | 6.5093e-11 | 16832.3912 | 280.5544 | 10192.2718 | 6359.5651 | 0 | 1.7821e-07 | 1.0957e-06 | 0 | 1.0957e-06 | 2.0395e-08 | 4.0151e-06 | 0 | 4.0151e-06 | 3.2723e-05 | 0 | 3.2723e-05 | 7.1729e-05 | 0 | 7.1729e-05 | [17 empty] | 7.3.3.17.5 (Remote Grid) Updates to grid topology to minimize risk of ignition in HFTDs Remote GridWLDFRContaminationAggregated | WLDFR | HFTD - Distribution - Tier 2 - 3QU CoRE ¦ 4QU LoRE | Red Flag Warning - Small Fires | Contamination | Aggregated | 2060 | 1.4192e-07 | 741.5879 | 0.00010524 | 2060 | Mitigation | 0.95 | 45 | 0 | esc | 0.00097009 | 1.3767e-10 | 0.00097009 | 1.3767e-10
[79 empty] | WLDFR | HFTD - Distribution - Tier 3 - 4QU CoRE ¦ 5QU LoRE | Non-Red Flag Warning - Catastrophic Fires | 2041 | 6.5093e-11 | 16832.3912 | 280.5544 | 10192.2718 | 6359.5651 | 0 | 1.7821e-07 | 1.0957e-06 | 0 | 1.0957e-06 | 2.0395e-08 | 4.0151e-06 | 0 | 4.0151e-06 | 3.2723e-05 | 0 | 3.2723e-05 | 7.1729e-05 | 0 | 7.1729e-05 | [17 empty] | 7.3.3.17.5 (Remote Grid) Updates to grid topology to minimize risk of ignition in HFTDs Remote GridWLDFRContaminationAggregated | WLDFR | HFTD - Distribution - Tier 2 - 3QU CoRE ¦ 4QU LoRE | Red Flag Warning - Small Fires | Contamination | Aggregated | 2061 | 1.4192e-07 | 741.5879 | 0.00010524 | 2061 | Mitigation | 0.95 | 45 | 0 | esc | 0.00097009 | 1.3767e-10 | 0.00097009 | 1.3767e-10
[79 empty] | WLDFR | HFTD - Distribution - Tier 3 - 4QU CoRE ¦ 5QU LoRE | Non-Red Flag Warning - Catastrophic Fires | 2042 | 6.5093e-11 | 16832.3912 | 280.5544 | 10192.2718 | 6359.5651 | 0 | 1.7821e-07 | 1.0957e-06 | 0 | 1.0957e-06 | 2.0395e-08 | 4.212e-06 | 0 | 4.212e-06 | 3.4327e-05 | 0 | 3.4327e-05 | 7.5247e-05 | 0 | 7.5247e-05 | [17 empty] | 7.3.3.17.5 (Remote Grid) Updates to grid topology to minimize risk of ignition in HFTDs Remote GridWLDFRContaminationAggregated | WLDFR | HFTD - Distribution - Tier 2 - 3QU CoRE ¦ 4QU LoRE | Red Flag Warning - Small Fires | Contamination | Aggregated | 2062 | 1.4192e-07 | 741.5879 | 0.00010524 | 2062 | Mitigation | 0.95 | 45 | 0 | esc | 0.00097009 | 1.3767e-10 | 0.00097009 | 1.3767e-10
[79 empty] | WLDFR | HFTD - Distribution - Tier 3 - 4QU CoRE ¦ 5QU LoRE | Non-Red Flag Warning - Catastrophic Fires | 2043 | 6.5093e-11 | 17672.0852 | 299.42 | 10692.7362 | 6679.929 | 0 | 1.7821e-07 | 1.1503e-06 | 0 | 1.1503e-06 | 2.1706e-08 | 4.212e-06 | 0 | 4.212e-06 | 3.4327e-05 | 0 | 3.4327e-05 | 7.5247e-05 | 0 | 7.5247e-05 | [17 empty] | 7.3.3.17.5 (Remote Grid) Updates to grid topology to minimize risk of ignition in HFTDs Remote GridWLDFRContaminationAggregated | WLDFR | HFTD - Distribution - Tier 2 - 3QU CoRE ¦ 4QU LoRE | Red Flag Warning - Small Fires | Contamination | Aggregated | 2063 | 1.4192e-07 | 741.5879 | 0.00010524 | 2063 | Mitigation | 0.95 | 45 | 0 | esc | 0.00097009 | 1.3767e-10 | 0.00097009 | 1.3767e-10
[79 empty] | WLDFR | HFTD - Distribution - Tier 3 - 4QU CoRE ¦ 5QU LoRE | Non-Red Flag Warning - Catastrophic Fires | 2044 | 6.5093e-11 | 17672.0852 | 299.42 | 10692.7362 | 6679.929 | 0 | 1.7821e-07 | 1.1503e-06 | 0 | 1.1503e-06 | 2.1706e-08 | 4.212e-06 | 0 | 4.212e-06 | 3.4327e-05 | 0 | 3.4327e-05 | 7.5247e-05 | 0 | 7.5247e-05 | [17 empty] | 7.3.3.17.5 (Remote Grid) Updates to grid topology to minimize risk of ignition in HFTDs Remote GridWLDFRContaminationAggregated | WLDFR | HFTD - Distribution - Tier 2 - 3QU CoRE ¦ 4QU LoRE | Red Flag Warning - Small Fires | Contamination | Aggregated | 2064 | 1.4192e-07 | 741.5879 | 0.00010524 | 2064 | Mitigation | 0.95 | 45 | 0 | esc | 0.00097009 | 1.3767e-10 | 0.00097009 | 1.3767e-10
[79 empty] | WLDFR | HFTD - Distribution - Tier 3 - 4QU CoRE ¦ 5QU LoRE | Non-Red Flag Warning - Catastrophic Fires | 2045 | 6.5093e-11 | 17672.0852 | 299.42 | 10692.7362 | 6679.929 | 0 | 1.7821e-07 | 1.1503e-06 | 0 | 1.1503e-06 | 2.1706e-08 | 4.212e-06 | 0 | 4.212e-06 | 3.4327e-05 | 0 | 3.4327e-05 | 7.5247e-05 | 0 | 7.5247e-05 | [17 empty] | 7.3.3.17.5 (Remote Grid) Updates to grid topology to minimize risk of ignition in HFTDs Remote GridWLDFRContaminationAggregated | WLDFR | HFTD - Distribution - Tier 2 - 3QU CoRE ¦ 4QU LoRE | Red Flag Warning - Small Fires | Contamination | Aggregated | 2065 | 1.4192e-07 | 741.5879 | 0.00010524 | 2065 | Mitigation | 0.95 | 45 | 0 | esc | 0.00097009 | 1.3767e-10 | 0.00097009 | 1.3767e-10
[79 empty] | WLDFR | HFTD - Distribution - Tier 3 - 4QU CoRE ¦ 5QU LoRE | Non-Red Flag Warning - Catastrophic Fires | 2046 | 6.5093e-11 | 17672.0852 | 299.42 | 10692.7362 | 6679.929 | 0 | 1.7821e-07 | 1.1503e-06 | 0 | 1.1503e-06 | 2.1706e-08 | 4.212e-06 | 0 | 4.212e-06 | 3.4327e-05 | 0 | 3.4327e-05 | 7.5247e-05 | 0 | 7.5247e-05 | [17 empty] | 7.3.3.17.5 (Remote Grid) Updates to grid topology to minimize risk of ignition in HFTDs Remote GridWLDFRContaminationAggregated | WLDFR | HFTD - Distribution - Tier 2 - 3QU CoRE ¦ 4QU LoRE | Red Flag Warning - Small Fires | Contamination | Aggregated | 2066 | 1.4192e-07 | 741.5879 | 0.00010524 | 2066 | Mitigation | 0.95 | 45 | 0 | esc | 0.00097009 | 1.3767e-10 | 0.00097009 | 1.3767e-10
[79 empty] | WLDFR | HFTD - Distribution - Tier 3 - 4QU CoRE ¦ 5QU LoRE | Non-Red Flag Warning - Catastrophic Fires | 2047 | 6.5093e-11 | 17672.0852 | 299.42 | 10692.7362 | 6679.929 | 0 | 1.7821e-07 | 1.1503e-06 | 0 | 1.1503e-06 | 2.1706e-08 | 4.4129e-06 | 0 | 4.4129e-06 | 3.5965e-05 | 0 | 3.5965e-05 | 7.8836e-05 | 0 | 7.8836e-05 | [17 empty] | 7.3.3.17.5 (Remote Grid) Updates to grid topology to minimize risk of ignition in HFTDs Remote GridWLDFRContaminationAggregated | WLDFR | HFTD - Distribution - Tier 2 - 3QU CoRE ¦ 4QU LoRE | Red Flag Warning - Small Fires | Contamination | Aggregated | 2067 | 1.4192e-07 | 741.5879 | 0.00010524 | 2067 | Mitigation | 0.95 | 45 | 0 | esc | 0 | 0 | 0.00097009 | 1.3767e-10
[79 empty] | WLDFR | HFTD - Distribution - Tier 3 - 4QU CoRE ¦ 5QU LoRE | Non-Red Flag Warning - Catastrophic Fires | 2048 | 6.5093e-11 | 18552.3348 | 319.4911 | 11216.5626 | 7016.281 | 0 | 1.7821e-07 | 1.2076e-06 | 0 | 1.2076e-06 | 2.3119e-08 | 4.4129e-06 | 0 | 4.4129e-06 | 3.5965e-05 | 0 | 3.5965e-05 | 7.8836e-05 | 0 | 7.8836e-05 | [17 empty] | 7.3.3.17.5 (Remote Grid) Updates to grid topology to minimize risk of ignition in HFTDs Remote GridWLDFREquipment / facility failureAggregated | WLDFR | HFTD - Distribution - Tier 2 - 3QU CoRE ¦ 4QU LoRE | Red Flag Warning - Small Fires | Equipment / facility failure | Aggregated | 2022 | 8.8141e-05 | 741.5879 | 0.065364 | 2022 | Mitigation | 0.95 | 45 | 0 | esc | 0.00097009 | 8.5505e-08 | 0 | 0
[79 empty] | WLDFR | HFTD - Distribution - Tier 3 - 4QU CoRE ¦ 5QU LoRE | Non-Red Flag Warning - Catastrophic Fires | 2049 | 6.5093e-11 | 18552.3348 | 319.4911 | 11216.5626 | 7016.281 | 0 | 1.7821e-07 | 1.2076e-06 | 0 | 1.2076e-06 | 2.3119e-08 | 4.4129e-06 | 0 | 4.4129e-06 | 3.5965e-05 | 0 | 3.5965e-05 | 7.8836e-05 | 0 | 7.8836e-05 | [17 empty] | 7.3.3.17.5 (Remote Grid) Updates to grid topology to minimize risk of ignition in HFTDs Remote GridWLDFREquipment / facility failureAggregated | WLDFR | HFTD - Distribution - Tier 2 - 3QU CoRE ¦ 4QU LoRE | Red Flag Warning - Small Fires | Equipment / facility failure | Aggregated | 2023 | 8.8141e-05 | 741.5879 | 0.065364 | 2023 | Mitigation | 0.95 | 45 | 0 | esc | 0.00097009 | 8.5505e-08 | 0.00097009 | 8.5505e-08
[79 empty] | WLDFR | HFTD - Distribution - Tier 3 - 4QU CoRE ¦ 5QU LoRE | Non-Red Flag Warning - Catastrophic Fires | 2050 | 6.5093e-11 | 18552.3348 | 319.4911 | 11216.5626 | 7016.281 | 0 | 1.7821e-07 | 1.2076e-06 | 0 | 1.2076e-06 | 2.3119e-08 | 4.4129e-06 | 0 | 4.4129e-06 | 3.5965e-05 | 0 | 3.5965e-05 | 7.8836e-05 | 0 | 7.8836e-05 | [17 empty] | 7.3.3.17.5 (Remote Grid) Updates to grid topology to minimize risk of ignition in HFTDs Remote GridWLDFREquipment / facility failureAggregated | WLDFR | HFTD - Distribution - Tier 2 - 3QU CoRE ¦ 4QU LoRE | Red Flag Warning - Small Fires | Equipment / facility failure | Aggregated | 2024 | 8.8141e-05 | 741.5879 | 0.065364 | 2024 | Mitigation | 0.95 | 45 | 0 | esc | 0.00097009 | 8.5505e-08 | 0.00097009 | 8.5505e-08
[79 empty] | WLDFR | HFTD - Distribution - Tier 3 - 4QU CoRE ¦ 5QU LoRE | Non-Red Flag Warning - Catastrophic Fires | 2051 | 6.5093e-11 | 18552.3348 | 319.4911 | 11216.5626 | 7016.281 | 0 | 1.7821e-07 | 1.2076e-06 | 0 | 1.2076e-06 | 2.3119e-08 | 4.4129e-06 | 0 | 4.4129e-06 | 3.5965e-05 | 0 | 3.5965e-05 | 7.8836e-05 | 0 | 7.8836e-05 | [17 empty] | 7.3.3.17.5 (Remote Grid) Updates to grid topology to minimize risk of ignition in HFTDs Remote GridWLDFREquipment / facility failureAggregated | WLDFR | HFTD - Distribution - Tier 2 - 3QU CoRE ¦ 4QU LoRE | Red Flag Warning - Small Fires | Equipment / facility failure | Aggregated | 2025 | 8.8141e-05 | 741.5879 | 0.065364 | 2025 | Mitigation | 0.95 | 45 | 0 | esc | 0.00097009 | 8.5505e-08 | 0.00097009 | 8.5505e-08
[79 empty] | WLDFR | HFTD - Distribution - Tier 3 - 4QU CoRE ¦ 5QU LoRE | Non-Red Flag Warning - Catastrophic Fires | 2052 | 6.5093e-11 | 18552.3348 | 319.4911 | 11216.5626 | 7016.281 | 0 | 1.7821e-07 | 1.2076e-06 | 0 | 1.2076e-06 | 2.3119e-08 | 4.6153e-06 | 0 | 4.6153e-06 | 3.7615e-05 | 0 | 3.7615e-05 | 8.2453e-05 | 0 | 8.2453e-05 | [17 empty] | 7.3.3.17.5 (Remote Grid) Updates to grid topology to minimize risk of ignition in HFTDs Remote GridWLDFREquipment / facility failureAggregated | WLDFR | HFTD - Distribution - Tier 2 - 3QU CoRE ¦ 4QU LoRE | Red Flag Warning - Small Fires | Equipment / facility failure | Aggregated | 2026 | 8.8141e-05 | 741.5879 | 0.065364 | 2026 | Mitigation | 0.95 | 45 | 0 | esc | 0.00097009 | 8.5505e-08 | 0.00097009 | 8.5505e-08
[79 empty] | WLDFR | HFTD - Distribution - Tier 3 - 4QU CoRE ¦ 5QU LoRE | Non-Red Flag Warning - Catastrophic Fires | 2053 | 6.5093e-11 | 19462.1283 | 340.5356 | 11757.1413 | 7364.4514 | 0 | 1.7821e-07 | 1.2668e-06 | 0 | 1.2668e-06 | 2.4621e-08 | 4.6153e-06 | 0 | 4.6153e-06 | 3.7615e-05 | 0 | 3.7615e-05 | 8.2453e-05 | 0 | 8.2453e-05 | [17 empty] | 7.3.3.17.5 (Remote Grid) Updates to grid topology to minimize risk of ignition in HFTDs Remote GridWLDFREquipment / facility failureAggregated | WLDFR | HFTD - Distribution - Tier 2 - 3QU CoRE ¦ 4QU LoRE | Red Flag Warning - Small Fires | Equipment / facility failure | Aggregated | 2027 | 8.8141e-05 | 741.5879 | 0.065364 | 2027 | Mitigation | 0.95 | 45 | 0 | esc | 0.00097009 | 8.5505e-08 | 0.00097009 | 8.5505e-08
[79 empty] | WLDFR | HFTD - Distribution - Tier 3 - 4QU CoRE ¦ 5QU LoRE | Non-Red Flag Warning - Catastrophic Fires | 2054 | 6.5093e-11 | 19462.1283 | 340.5356 | 11757.1413 | 7364.4514 | 0 | 1.7821e-07 | 1.2668e-06 | 0 | 1.2668e-06 | 2.4621e-08 | 4.6153e-06 | 0 | 4.6153e-06 | 3.7615e-05 | 0 | 3.7615e-05 | 8.2453e-05 | 0 | 8.2453e-05 | [17 empty] | 7.3.3.17.5 (Remote Grid) Updates to grid topology to minimize risk of ignition in HFTDs Remote GridWLDFREquipment / facility failureAggregated | WLDFR | HFTD - Distribution - Tier 2 - 3QU CoRE ¦ 4QU LoRE | Red Flag Warning - Small Fires | Equipment / facility failure | Aggregated | 2028 | 8.8141e-05 | 741.5879 | 0.065364 | 2028 | Mitigation | 0.95 | 45 | 0 | esc | 0.00097009 | 8.5505e-08 | 0.00097009 | 8.5505e-08
[79 empty] | WLDFR | HFTD - Distribution - Tier 3 - 4QU CoRE ¦ 5QU LoRE | Non-Red Flag Warning - Catastrophic Fires | 2055 | 6.5093e-11 | 19462.1283 | 340.5356 | 11757.1413 | 7364.4514 | 0 | 1.7821e-07 | 1.2668e-06 | 0 | 1.2668e-06 | 2.4621e-08 | 4.6153e-06 | 0 | 4.6153e-06 | 3.7615e-05 | 0 | 3.7615e-05 | 8.2453e-05 | 0 | 8.2453e-05 | [17 empty] | 7.3.3.17.5 (Remote Grid) Updates to grid topology to minimize risk of ignition in HFTDs Remote GridWLDFREquipment / facility failureAggregated | WLDFR | HFTD - Distribution - Tier 2 - 3QU CoRE ¦ 4QU LoRE | Red Flag Warning - Small Fires | Equipment / facility failure | Aggregated | 2029 | 8.8141e-05 | 741.5879 | 0.065364 | 2029 | Mitigation | 0.95 | 45 | 0 | esc | 0.00097009 | 8.5505e-08 | 0.00097009 | 8.5505e-08
[79 empty] | WLDFR | HFTD - Distribution - Tier 3 - 4QU CoRE ¦ 5QU LoRE | Non-Red Flag Warning - Catastrophic Fires | 2056 | 6.5093e-11 | 19462.1283 | 340.5356 | 11757.1413 | 7364.4514 | 0 | 1.7821e-07 | 1.2668e-06 | 0 | 1.2668e-06 | 2.4621e-08 | 4.6153e-06 | 0 | 4.6153e-06 | 3.7615e-05 | 0 | 3.7615e-05 | 8.2453e-05 | 0 | 8.2453e-05 | [17 empty] | 7.3.3.17.5 (Remote Grid) Updates to grid topology to minimize risk of ignition in HFTDs Remote GridWLDFREquipment / facility failureAggregated | WLDFR | HFTD - Distribution - Tier 2 - 3QU CoRE ¦ 4QU LoRE | Red Flag Warning - Small Fires | Equipment / facility failure | Aggregated | 2030 | 8.8141e-05 | 741.5879 | 0.065364 | 2030 | Mitigation | 0.95 | 45 | 0 | esc | 0.00097009 | 8.5505e-08 | 0.00097009 | 8.5505e-08
[79 empty] | WLDFR | HFTD - Distribution - Tier 3 - 4QU CoRE ¦ 5QU LoRE | Non-Red Flag Warning - Catastrophic Fires | 2057 | 6.5093e-11 | 19462.1283 | 340.5356 | 11757.1413 | 7364.4514 | 0 | 1.7821e-07 | 1.2668e-06 | 0 | 1.2668e-06 | 2.4621e-08 | 4.8169e-06 | 0 | 4.8169e-06 | 3.9258e-05 | 0 | 3.9258e-05 | 8.6054e-05 | 0 | 8.6054e-05 | [17 empty] | 7.3.3.17.5 (Remote Grid) Updates to grid topology to minimize risk of ignition in HFTDs Remote GridWLDFREquipment / facility failureAggregated | WLDFR | HFTD - Distribution - Tier 2 - 3QU CoRE ¦ 4QU LoRE | Red Flag Warning - Small Fires | Equipment / facility failure | Aggregated | 2031 | 8.8141e-05 | 741.5879 | 0.065364 | 2031 | Mitigation | 0.95 | 45 | 0 | esc | 0.00097009 | 8.5505e-08 | 0.00097009 | 8.5505e-08
[79 empty] | WLDFR | HFTD - Distribution - Tier 3 - 4QU CoRE ¦ 5QU LoRE | Non-Red Flag Warning - Catastrophic Fires | 2058 | 6.5093e-11 | 20390.4035 | 362.3049 | 12307.8747 | 7720.2238 | 0 | 1.7821e-07 | 1.3273e-06 | 0 | 1.3273e-06 | 2.6196e-08 | 4.8169e-06 | 0 | 4.8169e-06 | 3.9258e-05 | 0 | 3.9258e-05 | 8.6054e-05 | 0 | 8.6054e-05 | [17 empty] | 7.3.3.17.5 (Remote Grid) Updates to grid topology to minimize risk of ignition in HFTDs Remote GridWLDFREquipment / facility failureAggregated | WLDFR | HFTD - Distribution - Tier 2 - 3QU CoRE ¦ 4QU LoRE | Red Flag Warning - Small Fires | Equipment / facility failure | Aggregated | 2032 | 8.8141e-05 | 741.5879 | 0.065364 | 2032 | Mitigation | 0.95 | 45 | 0 | esc | 0.00097009 | 8.5505e-08 | 0.00097009 | 8.5505e-08
[79 empty] | WLDFR | HFTD - Distribution - Tier 3 - 4QU CoRE ¦ 5QU LoRE | Non-Red Flag Warning - Catastrophic Fires | 2059 | 6.5093e-11 | 20390.4035 | 362.3049 | 12307.8747 | 7720.2238 | 0 | 1.7821e-07 | 1.3273e-06 | 0 | 1.3273e-06 | 2.6196e-08 | 0 | 0 | 0 | 3.9258e-05 | 0 | 3.9258e-05 | 8.6054e-05 | 0 | 8.6054e-05 | [17 empty] | 7.3.3.17.5 (Remote Grid) Updates to grid topology to minimize risk of ignition in HFTDs Remote GridWLDFREquipment / facility failureAggregated | WLDFR | HFTD - Distribution - Tier 2 - 3QU CoRE ¦ 4QU LoRE | Red Flag Warning - Small Fires | Equipment / facility failure | Aggregated | 2033 | 8.8141e-05 | 741.5879 | 0.065364 | 2033 | Mitigation | 0.95 | 45 | 0 | esc | 0.00097009 | 8.5505e-08 | 0.00097009 | 8.5505e-08
[79 empty] | WLDFR | HFTD - Distribution - Tier 3 - 4QU CoRE ¦ 5QU LoRE | Non-Red Flag Warning - Catastrophic Fires | 2060 | 6.5093e-11 | 20390.4035 | 362.3049 | 12307.8747 | 7720.2238 | 0 | 1.7821e-07 | 1.3273e-06 | 0 | 1.3273e-06 | 2.6196e-08 | 0 | 0 | 0 | 0 | 0 | 0 | 8.6054e-05 | 0 | 8.6054e-05 | [17 empty] | 7.3.3.17.5 (Remote Grid) Updates to grid topology to minimize risk of ignition in HFTDs Remote GridWLDFREquipment / facility failureAggregated | WLDFR | HFTD - Distribution - Tier 2 - 3QU CoRE ¦ 4QU LoRE | Red Flag Warning - Small Fires | Equipment / facility failure | Aggregated | 2034 | 8.8141e-05 | 741.5879 | 0.065364 | 2034 | Mitigation | 0.95 | 45 | 0 | esc | 0.00097009 | 8.5505e-08 | 0.00097009 | 8.5505e-08
[79 empty] | WLDFR | HFTD - Distribution - Tier 3 - 4QU CoRE ¦ 5QU LoRE | Non-Red Flag Warning - Catastrophic Fires | 2061 | 6.5093e-11 | 20390.4035 | 362.3049 | 12307.8747 | 7720.2238 | 0 | 1.7821e-07 | 1.3273e-06 | 0 | 1.3273e-06 | 2.6196e-08 | 3.0921e-07 | 0 | 3.0921e-07 | 0 | 0 | 0 | 0 | 0 | 0 | [17 empty] | 7.3.3.17.5 (Remote Grid) Updates to grid topology to minimize risk of ignition in HFTDs Remote GridWLDFREquipment / facility failureAggregated | WLDFR | HFTD - Distribution - Tier 2 - 3QU CoRE ¦ 4QU LoRE | Red Flag Warning - Small Fires | Equipment / facility failure | Aggregated | 2035 | 8.8141e-05 | 741.5879 | 0.065364 | 2035 | Mitigation | 0.95 | 45 | 0 | esc | 0.00097009 | 8.5505e-08 | 0.00097009 | 8.5505e-08
[79 empty] | WLDFR | HFTD - Distribution - Tier 3 - 4QU CoRE ¦ 5QU LoRE | Non-Red Flag Warning - Catastrophic Fires | 2062 | 6.5093e-11 | 20390.4035 | 362.3049 | 12307.8747 | 7720.2238 | 0 | 1.7821e-07 | 1.3273e-06 | 0 | 1.3273e-06 | 2.6196e-08 | 2.8924e-07 | 0 | 2.8924e-07 | 2.3573e-06 | 0 | 2.3573e-06 | 0 | 0 | 0 | [17 empty] | 7.3.3.17.5 (Remote Grid) Updates to grid topology to minimize risk of ignition in HFTDs Remote GridWLDFREquipment / facility failureAggregated | WLDFR | HFTD - Distribution - Tier 2 - 3QU CoRE ¦ 4QU LoRE | Red Flag Warning - Small Fires | Equipment / facility failure | Aggregated | 2036 | 8.8141e-05 | 741.5879 | 0.065364 | 2036 | Mitigation | 0.95 | 45 | 0 | esc | 0.00097009 | 8.5505e-08 | 0.00097009 | 8.5505e-08
[79 empty] | WLDFR | HFTD - Distribution - Tier 3 - 4QU CoRE ¦ 5QU LoRE | Non-Red Flag Warning - Catastrophic Fires | 2063 | 6.5093e-11 | 21325.9188 | 384.5316 | 12862.0997 | 8079.2876 | 0 | 1.7821e-07 | 1.3882e-06 | 0 | 1.3882e-06 | 2.7825e-08 | 2.998e-07 | 0 | 2.998e-07 | 2.4434e-06 | 0 | 2.4434e-06 | 5.356e-06 | 0 | 5.356e-06 | [17 empty] | 7.3.3.17.5 (Remote Grid) Updates to grid topology to minimize risk of ignition in HFTDs Remote GridWLDFREquipment / facility failureAggregated | WLDFR | HFTD - Distribution - Tier 2 - 3QU CoRE ¦ 4QU LoRE | Red Flag Warning - Small Fires | Equipment / facility failure | Aggregated | 2037 | 8.8141e-05 | 741.5879 | 0.065364 | 2037 | Mitigation | 0.95 | 45 | 0 | esc | 0.00097009 | 8.5505e-08 | 0.00097009 | 8.5505e-08
[79 empty] | WLDFR | HFTD - Distribution - Tier 3 - 4QU CoRE ¦ 5QU LoRE | Non-Red Flag Warning - Catastrophic Fires | 2064 | 6.5093e-11 | 21325.9188 | 384.5316 | 12862.0997 | 8079.2876 | 0 | 1.7821e-07 | 1.3882e-06 | 0 | 1.3882e-06 | 2.7825e-08 | 2.998e-07 | 0 | 2.998e-07 | 2.4434e-06 | 0 | 2.4434e-06 | 5.356e-06 | 0 | 5.356e-06 | [17 empty] | 7.3.3.17.5 (Remote Grid) Updates to grid topology to minimize risk of ignition in HFTDs Remote GridWLDFREquipment / facility failureAggregated | WLDFR | HFTD - Distribution - Tier 2 - 3QU CoRE ¦ 4QU LoRE | Red Flag Warning - Small Fires | Equipment / facility failure | Aggregated | 2038 | 8.8141e-05 | 741.5879 | 0.065364 | 2038 | Mitigation | 0.95 | 45 | 0 | esc | 0.00097009 | 8.5505e-08 | 0.00097009 | 8.5505e-08
[79 empty] | WLDFR | HFTD - Distribution - Tier 3 - 4QU CoRE ¦ 5QU LoRE | Non-Red Flag Warning - Catastrophic Fires | 2065 | 6.5093e-11 | 21325.9188 | 384.5316 | 12862.0997 | 8079.2876 | 0 | 1.7821e-07 | 1.3882e-06 | 0 | 1.3882e-06 | 2.7825e-08 | 2.998e-07 | 0 | 2.998e-07 | 2.4434e-06 | 0 | 2.4434e-06 | 5.356e-06 | 0 | 5.356e-06 | [17 empty] | 7.3.3.17.5 (Remote Grid) Updates to grid topology to minimize risk of ignition in HFTDs Remote GridWLDFREquipment / facility failureAggregated | WLDFR | HFTD - Distribution - Tier 2 - 3QU CoRE ¦ 4QU LoRE | Red Flag Warning - Small Fires | Equipment / facility failure | Aggregated | 2039 | 8.8141e-05 | 741.5879 | 0.065364 | 2039 | Mitigation | 0.95 | 45 | 0 | esc | 0.00097009 | 8.5505e-08 | 0.00097009 | 8.5505e-08
[79 empty] | WLDFR | HFTD - Distribution - Tier 3 - 4QU CoRE ¦ 5QU LoRE | Non-Red Flag Warning - Catastrophic Fires | 2066 | 6.5093e-11 | 21325.9188 | 384.5316 | 12862.0997 | 8079.2876 | 0 | 1.7821e-07 | 1.3882e-06 | 0 | 1.3882e-06 | 2.7825e-08 | 2.998e-07 | 0 | 2.998e-07 | 2.4434e-06 | 0 | 2.4434e-06 | 5.356e-06 | 0 | 5.356e-06 | [17 empty] | 7.3.3.17.5 (Remote Grid) Updates to grid topology to minimize risk of ignition in HFTDs Remote GridWLDFREquipment / facility failureAggregated | WLDFR | HFTD - Distribution - Tier 2 - 3QU CoRE ¦ 4QU LoRE | Red Flag Warning - Small Fires | Equipment / facility failure | Aggregated | 2040 | 8.8141e-05 | 741.5879 | 0.065364 | 2040 | Mitigation | 0.95 | 45 | 0 | esc | 0.00097009 | 8.5505e-08 | 0.00097009 | 8.5505e-08
[79 empty] | WLDFR | HFTD - Distribution - Tier 3 - 4QU CoRE ¦ 5QU LoRE | Non-Red Flag Warning - Destructive Fires | 2022 | 9.3025e-11 | 8807.9522 | 222.2294 | 8585.7228 | 0 | 0 | 2.5469e-07 | 8.1936e-07 | 0 | 8.1936e-07 | 7.2223e-08 | 2.998e-07 | 0 | 2.998e-07 | 2.4434e-06 | 0 | 2.4434e-06 | 5.356e-06 | 0 | 5.356e-06 | [17 empty] | 7.3.3.17.5 (Remote Grid) Updates to grid topology to minimize risk of ignition in HFTDs Remote GridWLDFREquipment / facility failureAggregated | WLDFR | HFTD - Distribution - Tier 2 - 3QU CoRE ¦ 4QU LoRE | Red Flag Warning - Small Fires | Equipment / facility failure | Aggregated | 2041 | 8.8141e-05 | 741.5879 | 0.065364 | 2041 | Mitigation | 0.95 | 45 | 0 | esc | 0.00097009 | 8.5505e-08 | 0.00097009 | 8.5505e-08
[79 empty] | WLDFR | HFTD - Distribution - Tier 3 - 4QU CoRE ¦ 5QU LoRE | Non-Red Flag Warning - Destructive Fires | 2023 | 9.3025e-11 | 9129.7461 | 233.2301 | 8896.516 | 0 | 0 | 2.5469e-07 | 8.493e-07 | 0 | 8.493e-07 | 7.4547e-08 | 3.1311e-07 | 0 | 3.1311e-07 | 2.5518e-06 | 0 | 2.5518e-06 | 5.5937e-06 | 0 | 5.5937e-06 | [17 empty] | 7.3.3.17.5 (Remote Grid) Updates to grid topology to minimize risk of ignition in HFTDs Remote GridWLDFREquipment / facility failureAggregated | WLDFR | HFTD - Distribution - Tier 2 - 3QU CoRE ¦ 4QU LoRE | Red Flag Warning - Small Fires | Equipment / facility failure | Aggregated | 2042 | 8.8141e-05 | 741.5879 | 0.065364 | 2042 | Mitigation | 0.95 | 45 | 0 | esc | 0.00097009 | 8.5505e-08 | 0.00097009 | 8.5505e-08
[79 empty] | WLDFR | HFTD - Distribution - Tier 3 - 4QU CoRE ¦ 5QU LoRE | Non-Red Flag Warning - Destructive Fires | 2024 | 9.3025e-11 | 9129.7461 | 233.2301 | 8896.516 | 0 | 0 | 2.5469e-07 | 8.493e-07 | 0 | 8.493e-07 | 7.4547e-08 | 3.1311e-07 | 0 | 3.1311e-07 | 2.5518e-06 | 0 | 2.5518e-06 | 5.5937e-06 | 0 | 5.5937e-06 | [17 empty] | 7.3.3.17.5 (Remote Grid) Updates to grid topology to minimize risk of ignition in HFTDs Remote GridWLDFREquipment / facility failureAggregated | WLDFR | HFTD - Distribution - Tier 2 - 3QU CoRE ¦ 4QU LoRE | Red Flag Warning - Small Fires | Equipment / facility failure | Aggregated | 2043 | 8.8141e-05 | 741.5879 | 0.065364 | 2043 | Mitigation | 0.95 | 45 | 0 | esc | 0.00097009 | 8.5505e-08 | 0.00097009 | 8.5505e-08
[79 empty] | WLDFR | HFTD - Distribution - Tier 3 - 4QU CoRE ¦ 5QU LoRE | Non-Red Flag Warning - Destructive Fires | 2025 | 9.3025e-11 | 9129.7461 | 233.2301 | 8896.516 | 0 | 0 | 2.5469e-07 | 8.493e-07 | 0 | 8.493e-07 | 7.4547e-08 | 3.1311e-07 | 0 | 3.1311e-07 | 2.5518e-06 | 0 | 2.5518e-06 | 5.5937e-06 | 0 | 5.5937e-06 | [17 empty] | 7.3.3.17.5 (Remote Grid) Updates to grid topology to minimize risk of ignition in HFTDs Remote GridWLDFREquipment / facility failureAggregated | WLDFR | HFTD - Distribution - Tier 2 - 3QU CoRE ¦ 4QU LoRE | Red Flag Warning - Small Fires | Equipment / facility failure | Aggregated | 2044 | 8.8141e-05 | 741.5879 | 0.065364 | 2044 | Mitigation | 0.95 | 45 | 0 | esc | 0.00097009 | 8.5505e-08 | 0.00097009 | 8.5505e-08
[79 empty] | WLDFR | HFTD - Distribution - Tier 3 - 4QU CoRE ¦ 5QU LoRE | Non-Red Flag Warning - Destructive Fires | 2026 | 9.3025e-11 | 9129.7461 | 233.2301 | 8896.516 | 0 | 0 | 2.5469e-07 | 8.493e-07 | 0 | 8.493e-07 | 7.4547e-08 | 3.1311e-07 | 0 | 3.1311e-07 | 2.5518e-06 | 0 | 2.5518e-06 | 5.5937e-06 | 0 | 5.5937e-06 | [17 empty] | 7.3.3.17.5 (Remote Grid) Updates to grid topology to minimize risk of ignition in HFTDs Remote GridWLDFREquipment / facility failureAggregated | WLDFR | HFTD - Distribution - Tier 2 - 3QU CoRE ¦ 4QU LoRE | Red Flag Warning - Small Fires | Equipment / facility failure | Aggregated | 2045 | 8.8141e-05 | 741.5879 | 0.065364 | 2045 | Mitigation | 0.95 | 45 | 0 | esc | 0.00097009 | 8.5505e-08 | 0.00097009 | 8.5505e-08
[79 empty] | WLDFR | HFTD - Distribution - Tier 3 - 4QU CoRE ¦ 5QU LoRE | Non-Red Flag Warning - Destructive Fires | 2027 | 9.3025e-11 | 9129.7461 | 233.2301 | 8896.516 | 0 | 0 | 2.5469e-07 | 8.493e-07 | 0 | 8.493e-07 | 7.4547e-08 | 3.1311e-07 | 0 | 3.1311e-07 | 2.5518e-06 | 0 | 2.5518e-06 | 5.5937e-06 | 0 | 5.5937e-06 | [17 empty] | 7.3.3.17.5 (Remote Grid) Updates to grid topology to minimize risk of ignition in HFTDs Remote GridWLDFREquipment / facility failureAggregated | WLDFR | HFTD - Distribution - Tier 2 - 3QU CoRE ¦ 4QU LoRE | Red Flag Warning - Small Fires | Equipment / facility failure | Aggregated | 2046 | 8.8141e-05 | 741.5879 | 0.065364 | 2046 | Mitigation | 0.95 | 45 | 0 | esc | 0.00097009 | 8.5505e-08 | 0.00097009 | 8.5505e-08
[79 empty] | WLDFR | HFTD - Distribution - Tier 3 - 4QU CoRE ¦ 5QU LoRE | Non-Red Flag Warning - Destructive Fires | 2028 | 9.3025e-11 | 9534.9221 | 247.273 | 9287.6491 | 0 | 0 | 2.5469e-07 | 8.8699e-07 | 0 | 8.8699e-07 | 7.7512e-08 | 3.2788e-07 | 0 | 3.2788e-07 | 2.6723e-06 | 0 | 2.6723e-06 | 5.8577e-06 | 0 | 5.8577e-06 | [17 empty] | 7.3.3.17.5 (Remote Grid) Updates to grid topology to minimize risk of ignition in HFTDs Remote GridWLDFREquipment / facility failureAggregated | WLDFR | HFTD - Distribution - Tier 2 - 3QU CoRE ¦ 4QU LoRE | Red Flag Warning - Small Fires | Equipment / facility failure | Aggregated | 2047 | 8.8141e-05 | 741.5879 | 0.065364 | 2047 | Mitigation | 0.95 | 45 | 0 | esc | 0.00097009 | 8.5505e-08 | 0.00097009 | 8.5505e-08
[79 empty] | WLDFR | HFTD - Distribution - Tier 3 - 4QU CoRE ¦ 5QU LoRE | Non-Red Flag Warning - Destructive Fires | 2029 | 9.3025e-11 | 9534.9221 | 247.273 | 9287.6491 | 0 | 0 | 2.5469e-07 | 8.8699e-07 | 0 | 8.8699e-07 | 7.7512e-08 | 3.2788e-07 | 0 | 3.2788e-07 | 2.6723e-06 | 0 | 2.6723e-06 | 5.8577e-06 | 0 | 5.8577e-06 | [17 empty] | 7.3.3.17.5 (Remote Grid) Updates to grid topology to minimize risk of ignition in HFTDs Remote GridWLDFREquipment / facility failureAggregated | WLDFR | HFTD - Distribution - Tier 2 - 3QU CoRE ¦ 4QU LoRE | Red Flag Warning - Small Fires | Equipment / facility failure | Aggregated | 2048 | 8.8141e-05 | 741.5879 | 0.065364 | 2048 | Mitigation | 0.95 | 45 | 0 | esc | 0.00097009 | 8.5505e-08 | 0.00097009 | 8.5505e-08
[79 empty] | WLDFR | HFTD - Distribution - Tier 3 - 4QU CoRE ¦ 5QU LoRE | Non-Red Flag Warning - Destructive Fires | 2030 | 9.3025e-11 | 9534.9221 | 247.273 | 9287.6491 | 0 | 0 | 2.5469e-07 | 8.8699e-07 | 0 | 8.8699e-07 | 7.7512e-08 | 3.2788e-07 | 0 | 3.2788e-07 | 2.6723e-06 | 0 | 2.6723e-06 | 5.8577e-06 | 0 | 5.8577e-06 | [17 empty] | 7.3.3.17.5 (Remote Grid) Updates to grid topology to minimize risk of ignition in HFTDs Remote GridWLDFREquipment / facility failureAggregated | WLDFR | HFTD - Distribution - Tier 2 - 3QU CoRE ¦ 4QU LoRE | Red Flag Warning - Small Fires | Equipment / facility failure | Aggregated | 2049 | 8.8141e-05 | 741.5879 | 0.065364 | 2049 | Mitigation | 0.95 | 45 | 0 | esc | 0.00097009 | 8.5505e-08 | 0.00097009 | 8.5505e-08
[79 empty] | WLDFR | HFTD - Distribution - Tier 3 - 4QU CoRE ¦ 5QU LoRE | Non-Red Flag Warning - Destructive Fires | 2031 | 9.3025e-11 | 9534.9221 | 247.273 | 9287.6491 | 0 | 0 | 2.5469e-07 | 8.8699e-07 | 0 | 8.8699e-07 | 7.7512e-08 | 3.2788e-07 | 0 | 3.2788e-07 | 2.6723e-06 | 0 | 2.6723e-06 | 5.8577e-06 | 0 | 5.8577e-06 | [17 empty] | 7.3.3.17.5 (Remote Grid) Updates to grid topology to minimize risk of ignition in HFTDs Remote GridWLDFREquipment / facility failureAggregated | WLDFR | HFTD - Distribution - Tier 2 - 3QU CoRE ¦ 4QU LoRE | Red Flag Warning - Small Fires | Equipment / facility failure | Aggregated | 2050 | 8.8141e-05 | 741.5879 | 0.065364 | 2050 | Mitigation | 0.95 | 45 | 0 | esc | 0.00097009 | 8.5505e-08 | 0.00097009 | 8.5505e-08
[79 empty] | WLDFR | HFTD - Distribution - Tier 3 - 4QU CoRE ¦ 5QU LoRE | Non-Red Flag Warning - Destructive Fires | 2032 | 9.3025e-11 | 9534.9221 | 247.273 | 9287.6491 | 0 | 0 | 2.5469e-07 | 8.8699e-07 | 0 | 8.8699e-07 | 7.7512e-08 | 3.2788e-07 | 0 | 3.2788e-07 | 2.6723e-06 | 0 | 2.6723e-06 | 5.8577e-06 | 0 | 5.8577e-06 | [17 empty] | 7.3.3.17.5 (Remote Grid) Updates to grid topology to minimize risk of ignition in HFTDs Remote GridWLDFREquipment / facility failureAggregated | WLDFR | HFTD - Distribution - Tier 2 - 3QU CoRE ¦ 4QU LoRE | Red Flag Warning - Small Fires | Equipment / facility failure | Aggregated | 2051 | 8.8141e-05 | 741.5879 | 0.065364 | 2051 | Mitigation | 0.95 | 45 | 0 | esc | 0.00097009 | 8.5505e-08 | 0.00097009 | 8.5505e-08
[79 empty] | WLDFR | HFTD - Distribution - Tier 3 - 4QU CoRE ¦ 5QU LoRE | Non-Red Flag Warning - Destructive Fires | 2033 | 9.3025e-11 | 9984.8474 | 263.1074 | 9721.74 | 0 | 0 | 2.5469e-07 | 9.2884e-07 | 0 | 9.2884e-07 | 8.0854e-08 | 3.4391e-07 | 0 | 3.4391e-07 | 2.8029e-06 | 0 | 2.8029e-06 | 6.1439e-06 | 0 | 6.1439e-06 | [17 empty] | 7.3.3.17.5 (Remote Grid) Updates to grid topology to minimize risk of ignition in HFTDs Remote GridWLDFREquipment / facility failureAggregated | WLDFR | HFTD - Distribution - Tier 2 - 3QU CoRE ¦ 4QU LoRE | Red Flag Warning - Small Fires | Equipment / facility failure | Aggregated | 2052 | 8.8141e-05 | 741.5879 | 0.065364 | 2052 | Mitigation | 0.95 | 45 | 0 | esc | 0.00097009 | 8.5505e-08 | 0.00097009 | 8.5505e-08
[79 empty] | WLDFR | HFTD - Distribution - Tier 3 - 4QU CoRE ¦ 5QU LoRE | Non-Red Flag Warning - Destructive Fires | 2034 | 9.3025e-11 | 9984.8474 | 263.1074 | 9721.74 | 0 | 0 | 2.5469e-07 | 9.2884e-07 | 0 | 9.2884e-07 | 8.0854e-08 | 3.4391e-07 | 0 | 3.4391e-07 | 2.8029e-06 | 0 | 2.8029e-06 | 6.1439e-06 | 0 | 6.1439e-06 | [17 empty] | 7.3.3.17.5 (Remote Grid) Updates to grid topology to minimize risk of ignition in HFTDs Remote GridWLDFREquipment / facility failureAggregated | WLDFR | HFTD - Distribution - Tier 2 - 3QU CoRE ¦ 4QU LoRE | Red Flag Warning - Small Fires | Equipment / facility failure | Aggregated | 2053 | 8.8141e-05 | 741.5879 | 0.065364 | 2053 | Mitigation | 0.95 | 45 | 0 | esc | 0.00097009 | 8.5505e-08 | 0.00097009 | 8.5505e-08
[79 empty] | WLDFR | HFTD - Distribution - Tier 3 - 4QU CoRE ¦ 5QU LoRE | Non-Red Flag Warning - Destructive Fires | 2035 | 9.3025e-11 | 9984.8474 | 263.1074 | 9721.74 | 0 | 0 | 2.5469e-07 | 9.2884e-07 | 0 | 9.2884e-07 | 8.0854e-08 | 3.4391e-07 | 0 | 3.4391e-07 | 2.8029e-06 | 0 | 2.8029e-06 | 6.1439e-06 | 0 | 6.1439e-06 | [17 empty] | 7.3.3.17.5 (Remote Grid) Updates to grid topology to minimize risk of ignition in HFTDs Remote GridWLDFREquipment / facility failureAggregated | WLDFR | HFTD - Distribution - Tier 2 - 3QU CoRE ¦ 4QU LoRE | Red Flag Warning - Small Fires | Equipment / facility failure | Aggregated | 2054 | 8.8141e-05 | 741.5879 | 0.065364 | 2054 | Mitigation | 0.95 | 45 | 0 | esc | 0.00097009 | 8.5505e-08 | 0.00097009 | 8.5505e-08
[79 empty] | WLDFR | HFTD - Distribution - Tier 3 - 4QU CoRE ¦ 5QU LoRE | Non-Red Flag Warning - Destructive Fires | 2036 | 9.3025e-11 | 9984.8474 | 263.1074 | 9721.74 | 0 | 0 | 2.5469e-07 | 9.2884e-07 | 0 | 9.2884e-07 | 8.0854e-08 | 3.4391e-07 | 0 | 3.4391e-07 | 2.8029e-06 | 0 | 2.8029e-06 | 6.1439e-06 | 0 | 6.1439e-06 | [17 empty] | 7.3.3.17.5 (Remote Grid) Updates to grid topology to minimize risk of ignition in HFTDs Remote GridWLDFREquipment / facility failureAggregated | WLDFR | HFTD - Distribution - Tier 2 - 3QU CoRE ¦ 4QU LoRE | Red Flag Warning - Small Fires | Equipment / facility failure | Aggregated | 2055 | 8.8141e-05 | 741.5879 | 0.065364 | 2055 | Mitigation | 0.95 | 45 | 0 | esc | 0.00097009 | 8.5505e-08 | 0.00097009 | 8.5505e-08
[79 empty] | WLDFR | HFTD - Distribution - Tier 3 - 4QU CoRE ¦ 5QU LoRE | Non-Red Flag Warning - Destructive Fires | 2037 | 9.3025e-11 | 9984.8474 | 263.1074 | 9721.74 | 0 | 0 | 2.5469e-07 | 9.2884e-07 | 0 | 9.2884e-07 | 8.0854e-08 | 3.4391e-07 | 0 | 3.4391e-07 | 2.8029e-06 | 0 | 2.8029e-06 | 6.1439e-06 | 0 | 6.1439e-06 | [17 empty] | 7.3.3.17.5 (Remote Grid) Updates to grid topology to minimize risk of ignition in HFTDs Remote GridWLDFREquipment / facility failureAggregated | WLDFR | HFTD - Distribution - Tier 2 - 3QU CoRE ¦ 4QU LoRE | Red Flag Warning - Small Fires | Equipment / facility failure | Aggregated | 2056 | 8.8141e-05 | 741.5879 | 0.065364 | 2056 | Mitigation | 0.95 | 45 | 0 | esc | 0.00097009 | 8.5505e-08 | 0.00097009 | 8.5505e-08
[79 empty] | WLDFR | HFTD - Distribution - Tier 3 - 4QU CoRE ¦ 5QU LoRE | Non-Red Flag Warning - Destructive Fires | 2038 | 9.3025e-11 | 10472.8261 | 280.5544 | 10192.2718 | 0 | 0 | 2.5469e-07 | 9.7424e-07 | 0 | 9.7424e-07 | 8.4538e-08 | 3.6096e-07 | 0 | 3.6096e-07 | 2.9418e-06 | 0 | 2.9418e-06 | 6.4486e-06 | 0 | 6.4486e-06 | [17 empty] | 7.3.3.17.5 (Remote Grid) Updates to grid topology to minimize risk of ignition in HFTDs Remote GridWLDFREquipment / facility failureAggregated | WLDFR | HFTD - Distribution - Tier 2 - 3QU CoRE ¦ 4QU LoRE | Red Flag Warning - Small Fires | Equipment / facility failure | Aggregated | 2057 | 8.8141e-05 | 741.5879 | 0.065364 | 2057 | Mitigation | 0.95 | 45 | 0 | esc | 0.00097009 | 8.5505e-08 | 0.00097009 | 8.5505e-08
[79 empty] | WLDFR | HFTD - Distribution - Tier 3 - 4QU CoRE ¦ 5QU LoRE | Non-Red Flag Warning - Destructive Fires | 2039 | 9.3025e-11 | 10472.8261 | 280.5544 | 10192.2718 | 0 | 0 | 2.5469e-07 | 9.7424e-07 | 0 | 9.7424e-07 | 8.4538e-08 | 3.6096e-07 | 0 | 3.6096e-07 | 2.9418e-06 | 0 | 2.9418e-06 | 6.4486e-06 | 0 | 6.4486e-06 | [17 empty] | 7.3.3.17.5 (Remote Grid) Updates to grid topology to minimize risk of ignition in HFTDs Remote GridWLDFREquipment / facility failureAggregated | WLDFR | HFTD - Distribution - Tier 2 - 3QU CoRE ¦ 4QU LoRE | Red Flag Warning - Small Fires | Equipment / facility failure | Aggregated | 2058 | 8.8141e-05 | 741.5879 | 0.065364 | 2058 | Mitigation | 0.95 | 45 | 0 | esc | 0.00097009 | 8.5505e-08 | 0.00097009 | 8.5505e-08
[79 empty] | WLDFR | HFTD - Distribution - Tier 3 - 4QU CoRE ¦ 5QU LoRE | Non-Red Flag Warning - Destructive Fires | 2040 | 9.3025e-11 | 10472.8261 | 280.5544 | 10192.2718 | 0 | 0 | 2.5469e-07 | 9.7424e-07 | 0 | 9.7424e-07 | 8.4538e-08 | 3.6096e-07 | 0 | 3.6096e-07 | 2.9418e-06 | 0 | 2.9418e-06 | 6.4486e-06 | 0 | 6.4486e-06 | [17 empty] | 7.3.3.17.5 (Remote Grid) Updates to grid topology to minimize risk of ignition in HFTDs Remote GridWLDFREquipment / facility failureAggregated | WLDFR | HFTD - Distribution - Tier 2 - 3QU CoRE ¦ 4QU LoRE | Red Flag Warning - Small Fires | Equipment / facility failure | Aggregated | 2059 | 8.8141e-05 | 741.5879 | 0.065364 | 2059 | Mitigation | 0.95 | 45 | 0 | esc | 0.00097009 | 8.5505e-08 | 0.00097009 | 8.5505e-08
[79 empty] | WLDFR | HFTD - Distribution - Tier 3 - 4QU CoRE ¦ 5QU LoRE | Non-Red Flag Warning - Destructive Fires | 2041 | 9.3025e-11 | 10472.8261 | 280.5544 | 10192.2718 | 0 | 0 | 2.5469e-07 | 9.7424e-07 | 0 | 9.7424e-07 | 8.4538e-08 | 3.6096e-07 | 0 | 3.6096e-07 | 2.9418e-06 | 0 | 2.9418e-06 | 6.4486e-06 | 0 | 6.4486e-06 | [17 empty] | 7.3.3.17.5 (Remote Grid) Updates to grid topology to minimize risk of ignition in HFTDs Remote GridWLDFREquipment / facility failureAggregated | WLDFR | HFTD - Distribution - Tier 2 - 3QU CoRE ¦ 4QU LoRE | Red Flag Warning - Small Fires | Equipment / facility failure | Aggregated | 2060 | 8.8141e-05 | 741.5879 | 0.065364 | 2060 | Mitigation | 0.95 | 45 | 0 | esc | 0.00097009 | 8.5505e-08 | 0.00097009 | 8.5505e-08
[79 empty] | WLDFR | HFTD - Distribution - Tier 3 - 4QU CoRE ¦ 5QU LoRE | Non-Red Flag Warning - Destructive Fires | 2042 | 9.3025e-11 | 10472.8261 | 280.5544 | 10192.2718 | 0 | 0 | 2.5469e-07 | 9.7424e-07 | 0 | 9.7424e-07 | 8.4538e-08 | 3.6096e-07 | 0 | 3.6096e-07 | 2.9418e-06 | 0 | 2.9418e-06 | 6.4486e-06 | 0 | 6.4486e-06 | [17 empty] | 7.3.3.17.5 (Remote Grid) Updates to grid topology to minimize risk of ignition in HFTDs Remote GridWLDFREquipment / facility failureAggregated | WLDFR | HFTD - Distribution - Tier 2 - 3QU CoRE ¦ 4QU LoRE | Red Flag Warning - Small Fires | Equipment / facility failure | Aggregated | 2061 | 8.8141e-05 | 741.5879 | 0.065364 | 2061 | Mitigation | 0.95 | 45 | 0 | esc | 0.00097009 | 8.5505e-08 | 0.00097009 | 8.5505e-08
[79 empty] | WLDFR | HFTD - Distribution - Tier 3 - 4QU CoRE ¦ 5QU LoRE | Non-Red Flag Warning - Destructive Fires | 2043 | 9.3025e-11 | 10992.1562 | 299.42 | 10692.7362 | 0 | 0 | 2.5469e-07 | 1.0225e-06 | 0 | 1.0225e-06 | 8.8526e-08 | 3.7882e-07 | 0 | 3.7882e-07 | 3.0874e-06 | 0 | 3.0874e-06 | 6.7677e-06 | 0 | 6.7677e-06 | [17 empty] | 7.3.3.17.5 (Remote Grid) Updates to grid topology to minimize risk of ignition in HFTDs Remote GridWLDFREquipment / facility failureAggregated | WLDFR | HFTD - Distribution - Tier 2 - 3QU CoRE ¦ 4QU LoRE | Red Flag Warning - Small Fires | Equipment / facility failure | Aggregated | 2062 | 8.8141e-05 | 741.5879 | 0.065364 | 2062 | Mitigation | 0.95 | 45 | 0 | esc | 0.00097009 | 8.5505e-08 | 0.00097009 | 8.5505e-08
[79 empty] | WLDFR | HFTD - Distribution - Tier 3 - 4QU CoRE ¦ 5QU LoRE | Non-Red Flag Warning - Destructive Fires | 2044 | 9.3025e-11 | 10992.1562 | 299.42 | 10692.7362 | 0 | 0 | 2.5469e-07 | 1.0225e-06 | 0 | 1.0225e-06 | 8.8526e-08 | 3.7882e-07 | 0 | 3.7882e-07 | 3.0874e-06 | 0 | 3.0874e-06 | 6.7677e-06 | 0 | 6.7677e-06 | [17 empty] | 7.3.3.17.5 (Remote Grid) Updates to grid topology to minimize risk of ignition in HFTDs Remote GridWLDFREquipment / facility failureAggregated | WLDFR | HFTD - Distribution - Tier 2 - 3QU CoRE ¦ 4QU LoRE | Red Flag Warning - Small Fires | Equipment / facility failure | Aggregated | 2063 | 8.8141e-05 | 741.5879 | 0.065364 | 2063 | Mitigation | 0.95 | 45 | 0 | esc | 0.00097009 | 8.5505e-08 | 0.00097009 | 8.5505e-08
[79 empty] | WLDFR | HFTD - Distribution - Tier 3 - 4QU CoRE ¦ 5QU LoRE | Non-Red Flag Warning - Destructive Fires | 2045 | 9.3025e-11 | 10992.1562 | 299.42 | 10692.7362 | 0 | 0 | 2.5469e-07 | 1.0225e-06 | 0 | 1.0225e-06 | 8.8526e-08 | 3.7882e-07 | 0 | 3.7882e-07 | 3.0874e-06 | 0 | 3.0874e-06 | 6.7677e-06 | 0 | 6.7677e-06 | [17 empty] | 7.3.3.17.5 (Remote Grid) Updates to grid topology to minimize risk of ignition in HFTDs Remote GridWLDFREquipment / facility failureAggregated | WLDFR | HFTD - Distribution - Tier 2 - 3QU CoRE ¦ 4QU LoRE | Red Flag Warning - Small Fires | Equipment / facility failure | Aggregated | 2064 | 8.8141e-05 | 741.5879 | 0.065364 | 2064 | Mitigation | 0.95 | 45 | 0 | esc | 0.00097009 | 8.5505e-08 | 0.00097009 | 8.5505e-08
[79 empty] | WLDFR | HFTD - Distribution - Tier 3 - 4QU CoRE ¦ 5QU LoRE | Non-Red Flag Warning - Destructive Fires | 2046 | 9.3025e-11 | 10992.1562 | 299.42 | 10692.7362 | 0 | 0 | 2.5469e-07 | 1.0225e-06 | 0 | 1.0225e-06 | 8.8526e-08 | 3.7882e-07 | 0 | 3.7882e-07 | 3.0874e-06 | 0 | 3.0874e-06 | 6.7677e-06 | 0 | 6.7677e-06 | [17 empty] | 7.3.3.17.5 (Remote Grid) Updates to grid topology to minimize risk of ignition in HFTDs Remote GridWLDFREquipment / facility failureAggregated | WLDFR | HFTD - Distribution - Tier 2 - 3QU CoRE ¦ 4QU LoRE | Red Flag Warning - Small Fires | Equipment / facility failure | Aggregated | 2065 | 8.8141e-05 | 741.5879 | 0.065364 | 2065 | Mitigation | 0.95 | 45 | 0 | esc | 0.00097009 | 8.5505e-08 | 0.00097009 | 8.5505e-08
[79 empty] | WLDFR | HFTD - Distribution - Tier 3 - 4QU CoRE ¦ 5QU LoRE | Non-Red Flag Warning - Destructive Fires | 2047 | 9.3025e-11 | 10992.1562 | 299.42 | 10692.7362 | 0 | 0 | 2.5469e-07 | 1.0225e-06 | 0 | 1.0225e-06 | 8.8526e-08 | 3.7882e-07 | 0 | 3.7882e-07 | 3.0874e-06 | 0 | 3.0874e-06 | 6.7677e-06 | 0 | 6.7677e-06 | [17 empty] | 7.3.3.17.5 (Remote Grid) Updates to grid topology to minimize risk of ignition in HFTDs Remote GridWLDFREquipment / facility failureAggregated | WLDFR | HFTD - Distribution - Tier 2 - 3QU CoRE ¦ 4QU LoRE | Red Flag Warning - Small Fires | Equipment / facility failure | Aggregated | 2066 | 8.8141e-05 | 741.5879 | 0.065364 | 2066 | Mitigation | 0.95 | 45 | 0 | esc | 0.00097009 | 8.5505e-08 | 0.00097009 | 8.5505e-08
[79 empty] | WLDFR | HFTD - Distribution - Tier 3 - 4QU CoRE ¦ 5QU LoRE | Non-Red Flag Warning - Destructive Fires | 2048 | 9.3025e-11 | 11536.0538 | 319.4911 | 11216.5626 | 0 | 0 | 2.5469e-07 | 1.0731e-06 | 0 | 1.0731e-06 | 9.2778e-08 | 3.9727e-07 | 0 | 3.9727e-07 | 3.2377e-06 | 0 | 3.2377e-06 | 7.0972e-06 | 0 | 7.0972e-06 | [17 empty] | 7.3.3.17.5 (Remote Grid) Updates to grid topology to minimize risk of ignition in HFTDs Remote GridWLDFREquipment / facility failureAggregated | WLDFR | HFTD - Distribution - Tier 2 - 3QU CoRE ¦ 4QU LoRE | Red Flag Warning - Small Fires | Equipment / facility failure | Aggregated | 2067 | 8.8141e-05 | 741.5879 | 0.065364 | 2067 | Mitigation | 0.95 | 45 | 0 | esc | 0 | 0 | 0.00097009 | 8.5505e-08
[79 empty] | WLDFR | HFTD - Distribution - Tier 3 - 4QU CoRE ¦ 5QU LoRE | Non-Red Flag Warning - Destructive Fires | 2049 | 9.3025e-11 | 11536.0538 | 319.4911 | 11216.5626 | 0 | 0 | 2.5469e-07 | 1.0731e-06 | 0 | 1.0731e-06 | 9.2778e-08 | 3.9727e-07 | 0 | 3.9727e-07 | 3.2377e-06 | 0 | 3.2377e-06 | 7.0972e-06 | 0 | 7.0972e-06 | [17 empty] | 7.3.3.17.5 (Remote Grid) Updates to grid topology to minimize risk of ignition in HFTDs Remote GridWLDFRVegetation ContactAggregated | WLDFR | HFTD - Distribution - Tier 2 - 3QU CoRE ¦ 4QU LoRE | Red Flag Warning - Small Fires | Vegetation Contact | Aggregated | 2022 | 0.00026107 | 741.5879 | 0.19361 | 2022 | Mitigation | 0.95 | 45 | 0 | esc | 0.00097009 | 2.5326e-07 | 0 | 0
[79 empty] | WLDFR | HFTD - Distribution - Tier 3 - 4QU CoRE ¦ 5QU LoRE | Non-Red Flag Warning - Destructive Fires | 2050 | 9.3025e-11 | 11536.0538 | 319.4911 | 11216.5626 | 0 | 0 | 2.5469e-07 | 1.0731e-06 | 0 | 1.0731e-06 | 9.2778e-08 | 3.9727e-07 | 0 | 3.9727e-07 | 3.2377e-06 | 0 | 3.2377e-06 | 7.0972e-06 | 0 | 7.0972e-06 | [17 empty] | 7.3.3.17.5 (Remote Grid) Updates to grid topology to minimize risk of ignition in HFTDs Remote GridWLDFRVegetation ContactAggregated | WLDFR | HFTD - Distribution - Tier 2 - 3QU CoRE ¦ 4QU LoRE | Red Flag Warning - Small Fires | Vegetation Contact | Aggregated | 2023 | 0.00026107 | 741.5879 | 0.19361 | 2023 | Mitigation | 0.95 | 45 | 0 | esc | 0.00097009 | 2.5326e-07 | 0.00097009 | 2.5326e-07
[79 empty] | WLDFR | HFTD - Distribution - Tier 3 - 4QU CoRE ¦ 5QU LoRE | Non-Red Flag Warning - Destructive Fires | 2051 | 9.3025e-11 | 11536.0538 | 319.4911 | 11216.5626 | 0 | 0 | 2.5469e-07 | 1.0731e-06 | 0 | 1.0731e-06 | 9.2778e-08 | 3.9727e-07 | 0 | 3.9727e-07 | 3.2377e-06 | 0 | 3.2377e-06 | 7.0972e-06 | 0 | 7.0972e-06 | [17 empty] | 7.3.3.17.5 (Remote Grid) Updates to grid topology to minimize risk of ignition in HFTDs Remote GridWLDFRVegetation ContactAggregated | WLDFR | HFTD - Distribution - Tier 2 - 3QU CoRE ¦ 4QU LoRE | Red Flag Warning - Small Fires | Vegetation Contact | Aggregated | 2024 | 0.00026107 | 741.5879 | 0.19361 | 2024 | Mitigation | 0.95 | 45 | 0 | esc | 0.00097009 | 2.5326e-07 | 0.00097009 | 2.5326e-07
[79 empty] | WLDFR | HFTD - Distribution - Tier 3 - 4QU CoRE ¦ 5QU LoRE | Non-Red Flag Warning - Destructive Fires | 2052 | 9.3025e-11 | 11536.0538 | 319.4911 | 11216.5626 | 0 | 0 | 2.5469e-07 | 1.0731e-06 | 0 | 1.0731e-06 | 9.2778e-08 | 3.9727e-07 | 0 | 3.9727e-07 | 3.2377e-06 | 0 | 3.2377e-06 | 7.0972e-06 | 0 | 7.0972e-06 | [17 empty] | 7.3.3.17.5 (Remote Grid) Updates to grid topology to minimize risk of ignition in HFTDs Remote GridWLDFRVegetation ContactAggregated | WLDFR | HFTD - Distribution - Tier 2 - 3QU CoRE ¦ 4QU LoRE | Red Flag Warning - Small Fires | Vegetation Contact | Aggregated | 2025 | 0.00026107 | 741.5879 | 0.19361 | 2025 | Mitigation | 0.95 | 45 | 0 | esc | 0.00097009 | 2.5326e-07 | 0.00097009 | 2.5326e-07
[79 empty] | WLDFR | HFTD - Distribution - Tier 3 - 4QU CoRE ¦ 5QU LoRE | Non-Red Flag Warning - Destructive Fires | 2053 | 9.3025e-11 | 12097.6769 | 340.5356 | 11757.1413 | 0 | 0 | 2.5469e-07 | 1.1254e-06 | 0 | 1.1254e-06 | 9.7249e-08 | 4.1607e-07 | 0 | 4.1607e-07 | 3.3909e-06 | 0 | 3.3909e-06 | 7.433e-06 | 0 | 7.433e-06 | [17 empty] | 7.3.3.17.5 (Remote Grid) Updates to grid topology to minimize risk of ignition in HFTDs Remote GridWLDFRVegetation ContactAggregated | WLDFR | HFTD - Distribution - Tier 2 - 3QU CoRE ¦ 4QU LoRE | Red Flag Warning - Small Fires | Vegetation Contact | Aggregated | 2026 | 0.00026107 | 741.5879 | 0.19361 | 2026 | Mitigation | 0.95 | 45 | 0 | esc | 0.00097009 | 2.5326e-07 | 0.00097009 | 2.5326e-07
[79 empty] | WLDFR | HFTD - Distribution - Tier 3 - 4QU CoRE ¦ 5QU LoRE | Non-Red Flag Warning - Destructive Fires | 2054 | 9.3025e-11 | 12097.6769 | 340.5356 | 11757.1413 | 0 | 0 | 2.5469e-07 | 1.1254e-06 | 0 | 1.1254e-06 | 9.7249e-08 | 4.1607e-07 | 0 | 4.1607e-07 | 3.3909e-06 | 0 | 3.3909e-06 | 7.433e-06 | 0 | 7.433e-06 | [17 empty] | 7.3.3.17.5 (Remote Grid) Updates to grid topology to minimize risk of ignition in HFTDs Remote GridWLDFRVegetation ContactAggregated | WLDFR | HFTD - Distribution - Tier 2 - 3QU CoRE ¦ 4QU LoRE | Red Flag Warning - Small Fires | Vegetation Contact | Aggregated | 2027 | 0.00026107 | 741.5879 | 0.19361 | 2027 | Mitigation | 0.95 | 45 | 0 | esc | 0.00097009 | 2.5326e-07 | 0.00097009 | 2.5326e-07
[79 empty] | WLDFR | HFTD - Distribution - Tier 3 - 4QU CoRE ¦ 5QU LoRE | Non-Red Flag Warning - Destructive Fires | 2055 | 9.3025e-11 | 12097.6769 | 340.5356 | 11757.1413 | 0 | 0 | 2.5469e-07 | 1.1254e-06 | 0 | 1.1254e-06 | 9.7249e-08 | 4.1607e-07 | 0 | 4.1607e-07 | 3.3909e-06 | 0 | 3.3909e-06 | 7.433e-06 | 0 | 7.433e-06 | [17 empty] | 7.3.3.17.5 (Remote Grid) Updates to grid topology to minimize risk of ignition in HFTDs Remote GridWLDFRVegetation ContactAggregated | WLDFR | HFTD - Distribution - Tier 2 - 3QU CoRE ¦ 4QU LoRE | Red Flag Warning - Small Fires | Vegetation Contact | Aggregated | 2028 | 0.00026107 | 741.5879 | 0.19361 | 2028 | Mitigation | 0.95 | 45 | 0 | esc | 0.00097009 | 2.5326e-07 | 0.00097009 | 2.5326e-07
[79 empty] | WLDFR | HFTD - Distribution - Tier 3 - 4QU CoRE ¦ 5QU LoRE | Non-Red Flag Warning - Destructive Fires | 2056 | 9.3025e-11 | 12097.6769 | 340.5356 | 11757.1413 | 0 | 0 | 2.5469e-07 | 1.1254e-06 | 0 | 1.1254e-06 | 9.7249e-08 | 4.1607e-07 | 0 | 4.1607e-07 | 3.3909e-06 | 0 | 3.3909e-06 | 7.433e-06 | 0 | 7.433e-06 | [17 empty] | 7.3.3.17.5 (Remote Grid) Updates to grid topology to minimize risk of ignition in HFTDs Remote GridWLDFRVegetation ContactAggregated | WLDFR | HFTD - Distribution - Tier 2 - 3QU CoRE ¦ 4QU LoRE | Red Flag Warning - Small Fires | Vegetation Contact | Aggregated | 2029 | 0.00026107 | 741.5879 | 0.19361 | 2029 | Mitigation | 0.95 | 45 | 0 | esc | 0.00097009 | 2.5326e-07 | 0.00097009 | 2.5326e-07
[79 empty] | WLDFR | HFTD - Distribution - Tier 3 - 4QU CoRE ¦ 5QU LoRE | Non-Red Flag Warning - Destructive Fires | 2057 | 9.3025e-11 | 12097.6769 | 340.5356 | 11757.1413 | 0 | 0 | 2.5469e-07 | 1.1254e-06 | 0 | 1.1254e-06 | 9.7249e-08 | 4.1607e-07 | 0 | 4.1607e-07 | 3.3909e-06 | 0 | 3.3909e-06 | 7.433e-06 | 0 | 7.433e-06 | [17 empty] | 7.3.3.17.5 (Remote Grid) Updates to grid topology to minimize risk of ignition in HFTDs Remote GridWLDFRVegetation ContactAggregated | WLDFR | HFTD - Distribution - Tier 2 - 3QU CoRE ¦ 4QU LoRE | Red Flag Warning - Small Fires | Vegetation Contact | Aggregated | 2030 | 0.00026107 | 741.5879 | 0.19361 | 2030 | Mitigation | 0.95 | 45 | 0 | esc | 0.00097009 | 2.5326e-07 | 0.00097009 | 2.5326e-07
[79 empty] | WLDFR | HFTD - Distribution - Tier 3 - 4QU CoRE ¦ 5QU LoRE | Non-Red Flag Warning - Destructive Fires | 2058 | 9.3025e-11 | 12670.1796 | 362.3049 | 12307.8747 | 0 | 0 | 2.5469e-07 | 1.1786e-06 | 0 | 1.1786e-06 | 1.0189e-07 | 4.35e-07 | 0 | 4.35e-07 | 3.5452e-06 | 0 | 3.5452e-06 | 7.7712e-06 | 0 | 7.7712e-06 | [17 empty] | 7.3.3.17.5 (Remote Grid) Updates to grid topology to minimize risk of ignition in HFTDs Remote GridWLDFRVegetation ContactAggregated | WLDFR | HFTD - Distribution - Tier 2 - 3QU CoRE ¦ 4QU LoRE | Red Flag Warning - Small Fires | Vegetation Contact | Aggregated | 2031 | 0.00026107 | 741.5879 | 0.19361 | 2031 | Mitigation | 0.95 | 45 | 0 | esc | 0.00097009 | 2.5326e-07 | 0.00097009 | 2.5326e-07
[79 empty] | WLDFR | HFTD - Distribution - Tier 3 - 4QU CoRE ¦ 5QU LoRE | Non-Red Flag Warning - Destructive Fires | 2059 | 9.3025e-11 | 12670.1796 | 362.3049 | 12307.8747 | 0 | 0 | 2.5469e-07 | 1.1786e-06 | 0 | 1.1786e-06 | 1.0189e-07 | 4.35e-07 | 0 | 4.35e-07 | 3.5452e-06 | 0 | 3.5452e-06 | 7.7712e-06 | 0 | 7.7712e-06 | [17 empty] | 7.3.3.17.5 (Remote Grid) Updates to grid topology to minimize risk of ignition in HFTDs Remote GridWLDFRVegetation ContactAggregated | WLDFR | HFTD - Distribution - Tier 2 - 3QU CoRE ¦ 4QU LoRE | Red Flag Warning - Small Fires | Vegetation Contact | Aggregated | 2032 | 0.00026107 | 741.5879 | 0.19361 | 2032 | Mitigation | 0.95 | 45 | 0 | esc | 0.00097009 | 2.5326e-07 | 0.00097009 | 2.5326e-07
[79 empty] | WLDFR | HFTD - Distribution - Tier 3 - 4QU CoRE ¦ 5QU LoRE | Non-Red Flag Warning - Destructive Fires | 2060 | 9.3025e-11 | 12670.1796 | 362.3049 | 12307.8747 | 0 | 0 | 2.5469e-07 | 1.1786e-06 | 0 | 1.1786e-06 | 1.0189e-07 | 4.35e-07 | 0 | 4.35e-07 | 3.5452e-06 | 0 | 3.5452e-06 | 7.7712e-06 | 0 | 7.7712e-06 | [17 empty] | 7.3.3.17.5 (Remote Grid) Updates to grid topology to minimize risk of ignition in HFTDs Remote GridWLDFRVegetation ContactAggregated | WLDFR | HFTD - Distribution - Tier 2 - 3QU CoRE ¦ 4QU LoRE | Red Flag Warning - Small Fires | Vegetation Contact | Aggregated | 2033 | 0.00026107 | 741.5879 | 0.19361 | 2033 | Mitigation | 0.95 | 45 | 0 | esc | 0.00097009 | 2.5326e-07 | 0.00097009 | 2.5326e-07
[79 empty] | WLDFR | HFTD - Distribution - Tier 3 - 4QU CoRE ¦ 5QU LoRE | Non-Red Flag Warning - Destructive Fires | 2061 | 9.3025e-11 | 12670.1796 | 362.3049 | 12307.8747 | 0 | 0 | 2.5469e-07 | 1.1786e-06 | 0 | 1.1786e-06 | 1.0189e-07 | 4.35e-07 | 0 | 4.35e-07 | 3.5452e-06 | 0 | 3.5452e-06 | 7.7712e-06 | 0 | 7.7712e-06 | [17 empty] | 7.3.3.17.5 (Remote Grid) Updates to grid topology to minimize risk of ignition in HFTDs Remote GridWLDFRVegetation ContactAggregated | WLDFR | HFTD - Distribution - Tier 2 - 3QU CoRE ¦ 4QU LoRE | Red Flag Warning - Small Fires | Vegetation Contact | Aggregated | 2034 | 0.00026107 | 741.5879 | 0.19361 | 2034 | Mitigation | 0.95 | 45 | 0 | esc | 0.00097009 | 2.5326e-07 | 0.00097009 | 2.5326e-07
[79 empty] | WLDFR | HFTD - Distribution - Tier 3 - 4QU CoRE ¦ 5QU LoRE | Non-Red Flag Warning - Destructive Fires | 2062 | 9.3025e-11 | 12670.1796 | 362.3049 | 12307.8747 | 0 | 0 | 2.5469e-07 | 1.1786e-06 | 0 | 1.1786e-06 | 1.0189e-07 | 4.35e-07 | 0 | 4.35e-07 | 3.5452e-06 | 0 | 3.5452e-06 | 7.7712e-06 | 0 | 7.7712e-06 | [17 empty] | 7.3.3.17.5 (Remote Grid) Updates to grid topology to minimize risk of ignition in HFTDs Remote GridWLDFRVegetation ContactAggregated | WLDFR | HFTD - Distribution - Tier 2 - 3QU CoRE ¦ 4QU LoRE | Red Flag Warning - Small Fires | Vegetation Contact | Aggregated | 2035 | 0.00026107 | 741.5879 | 0.19361 | 2035 | Mitigation | 0.95 | 45 | 0 | esc | 0.00097009 | 2.5326e-07 | 0.00097009 | 2.5326e-07
[79 empty] | WLDFR | HFTD - Distribution - Tier 3 - 4QU CoRE ¦ 5QU LoRE | Non-Red Flag Warning - Destructive Fires | 2063 | 9.3025e-11 | 13246.6313 | 384.5316 | 12862.0997 | 0 | 0 | 2.5469e-07 | 1.2323e-06 | 0 | 1.2323e-06 | 1.0665e-07 | 4.5383e-07 | 0 | 4.5383e-07 | 3.6987e-06 | 0 | 3.6987e-06 | 8.1076e-06 | 0 | 8.1076e-06 | [17 empty] | 7.3.3.17.5 (Remote Grid) Updates to grid topology to minimize risk of ignition in HFTDs Remote GridWLDFRVegetation ContactAggregated | WLDFR | HFTD - Distribution - Tier 2 - 3QU CoRE ¦ 4QU LoRE | Red Flag Warning - Small Fires | Vegetation Contact | Aggregated | 2036 | 0.00026107 | 741.5879 | 0.19361 | 2036 | Mitigation | 0.95 | 45 | 0 | esc | 0.00097009 | 2.5326e-07 | 0.00097009 | 2.5326e-07
[79 empty] | WLDFR | HFTD - Distribution - Tier 3 - 4QU CoRE ¦ 5QU LoRE | Non-Red Flag Warning - Destructive Fires | 2064 | 9.3025e-11 | 13246.6313 | 384.5316 | 12862.0997 | 0 | 0 | 2.5469e-07 | 1.2323e-06 | 0 | 1.2323e-06 | 1.0665e-07 | 4.5383e-07 | 0 | 4.5383e-07 | 3.6987e-06 | 0 | 3.6987e-06 | 8.1076e-06 | 0 | 8.1076e-06 | [17 empty] | 7.3.3.17.5 (Remote Grid) Updates to grid topology to minimize risk of ignition in HFTDs Remote GridWLDFRVegetation ContactAggregated | WLDFR | HFTD - Distribution - Tier 2 - 3QU CoRE ¦ 4QU LoRE | Red Flag Warning - Small Fires | Vegetation Contact | Aggregated | 2037 | 0.00026107 | 741.5879 | 0.19361 | 2037 | Mitigation | 0.95 | 45 | 0 | esc | 0.00097009 | 2.5326e-07 | 0.00097009 | 2.5326e-07
[79 empty] | WLDFR | HFTD - Distribution - Tier 3 - 4QU CoRE ¦ 5QU LoRE | Non-Red Flag Warning - Destructive Fires | 2065 | 9.3025e-11 | 13246.6313 | 384.5316 | 12862.0997 | 0 | 0 | 2.5469e-07 | 1.2323e-06 | 0 | 1.2323e-06 | 1.0665e-07 | 0 | 0 | 0 | 3.6987e-06 | 0 | 3.6987e-06 | 8.1076e-06 | 0 | 8.1076e-06 | [17 empty] | 7.3.3.17.5 (Remote Grid) Updates to grid topology to minimize risk of ignition in HFTDs Remote GridWLDFRVegetation ContactAggregated | WLDFR | HFTD - Distribution - Tier 2 - 3QU CoRE ¦ 4QU LoRE | Red Flag Warning - Small Fires | Vegetation Contact | Aggregated | 2038 | 0.00026107 | 741.5879 | 0.19361 | 2038 | Mitigation | 0.95 | 45 | 0 | esc | 0.00097009 | 2.5326e-07 | 0.00097009 | 2.5326e-07
[79 empty] | WLDFR | HFTD - Distribution - Tier 3 - 4QU CoRE ¦ 5QU LoRE | Non-Red Flag Warning - Destructive Fires | 2066 | 9.3025e-11 | 13246.6313 | 384.5316 | 12862.0997 | 0 | 0 | 2.5469e-07 | 1.2323e-06 | 0 | 1.2323e-06 | 1.0665e-07 | 0 | 0 | 0 | 0 | 0 | 0 | 8.1076e-06 | 0 | 8.1076e-06 | [17 empty] | 7.3.3.17.5 (Remote Grid) Updates to grid topology to minimize risk of ignition in HFTDs Remote GridWLDFRVegetation ContactAggregated | WLDFR | HFTD - Distribution - Tier 2 - 3QU CoRE ¦ 4QU LoRE | Red Flag Warning - Small Fires | Vegetation Contact | Aggregated | 2039 | 0.00026107 | 741.5879 | 0.19361 | 2039 | Mitigation | 0.95 | 45 | 0 | esc | 0.00097009 | 2.5326e-07 | 0.00097009 | 2.5326e-07
[79 empty] | WLDFR | HFTD - Distribution - Tier 3 - 4QU CoRE ¦ 5QU LoRE | Non-Red Flag Warning - Large Fires | 2022 | 2.4015e-09 | 5.2406 | 0.69642 | 2.942 | 1.6022 | 0 | 6.5748e-06 | 1.2585e-08 | 0 | 1.2585e-08 | 3.5772e-05 | 1.3546e-08 | 0 | 1.3546e-08 | 0 | 0 | 0 | 0 | 0 | 0 | [17 empty] | 7.3.3.17.5 (Remote Grid) Updates to grid topology to minimize risk of ignition in HFTDs Remote GridWLDFRVegetation ContactAggregated | WLDFR | HFTD - Distribution - Tier 2 - 3QU CoRE ¦ 4QU LoRE | Red Flag Warning - Small Fires | Vegetation Contact | Aggregated | 2040 | 0.00026107 | 741.5879 | 0.19361 | 2040 | Mitigation | 0.95 | 45 | 0 | esc | 0.00097009 | 2.5326e-07 | 0.00097009 | 2.5326e-07
[79 empty] | WLDFR | HFTD - Distribution - Tier 3 - 4QU CoRE ¦ 5QU LoRE | Non-Red Flag Warning - Large Fires | 2023 | 2.4015e-09 | 5.475 | 0.71896 | 3.0715 | 1.6846 | 0 | 6.5748e-06 | 1.3148e-08 | 0 | 1.3148e-08 | 3.7083e-05 | 1.2284e-08 | 0 | 1.2284e-08 | 1.0011e-07 | 0 | 1.0011e-07 | 0 | 0 | 0 | [17 empty] | 7.3.3.17.5 (Remote Grid) Updates to grid topology to minimize risk of ignition in HFTDs Remote GridWLDFRVegetation ContactAggregated | WLDFR | HFTD - Distribution - Tier 2 - 3QU CoRE ¦ 4QU LoRE | Red Flag Warning - Small Fires | Vegetation Contact | Aggregated | 2041 | 0.00026107 | 741.5879 | 0.19361 | 2041 | Mitigation | 0.95 | 45 | 0 | esc | 0.00097009 | 2.5326e-07 | 0.00097009 | 2.5326e-07
[79 empty] | WLDFR | HFTD - Distribution - Tier 3 - 4QU CoRE ¦ 5QU LoRE | Non-Red Flag Warning - Large Fires | 2024 | 2.4015e-09 | 5.475 | 0.71896 | 3.0715 | 1.6846 | 0 | 6.5748e-06 | 1.3148e-08 | 0 | 1.3148e-08 | 3.7083e-05 | 1.2833e-08 | 0 | 1.2833e-08 | 1.0459e-07 | 0 | 1.0459e-07 | 2.2927e-07 | 0 | 2.2927e-07 | [17 empty] | 7.3.3.17.5 (Remote Grid) Updates to grid topology to minimize risk of ignition in HFTDs Remote GridWLDFRVegetation ContactAggregated | WLDFR | HFTD - Distribution - Tier 2 - 3QU CoRE ¦ 4QU LoRE | Red Flag Warning - Small Fires | Vegetation Contact | Aggregated | 2042 | 0.00026107 | 741.5879 | 0.19361 | 2042 | Mitigation | 0.95 | 45 | 0 | esc | 0.00097009 | 2.5326e-07 | 0.00097009 | 2.5326e-07
[79 empty] | WLDFR | HFTD - Distribution - Tier 3 - 4QU CoRE ¦ 5QU LoRE | Non-Red Flag Warning - Large Fires | 2025 | 2.4015e-09 | 5.475 | 0.71896 | 3.0715 | 1.6846 | 0 | 6.5748e-06 | 1.3148e-08 | 0 | 1.3148e-08 | 3.7083e-05 | 1.2833e-08 | 0 | 1.2833e-08 | 1.0459e-07 | 0 | 1.0459e-07 | 2.2927e-07 | 0 | 2.2927e-07 | [17 empty] | 7.3.3.17.5 (Remote Grid) Updates to grid topology to minimize risk of ignition in HFTDs Remote GridWLDFRVegetation ContactAggregated | WLDFR | HFTD - Distribution - Tier 2 - 3QU CoRE ¦ 4QU LoRE | Red Flag Warning - Small Fires | Vegetation Contact | Aggregated | 2043 | 0.00026107 | 741.5879 | 0.19361 | 2043 | Mitigation | 0.95 | 45 | 0 | esc | 0.00097009 | 2.5326e-07 | 0.00097009 | 2.5326e-07
[79 empty] | WLDFR | HFTD - Distribution - Tier 3 - 4QU CoRE ¦ 5QU LoRE | Non-Red Flag Warning - Large Fires | 2026 | 2.4015e-09 | 5.475 | 0.71896 | 3.0715 | 1.6846 | 0 | 6.5748e-06 | 1.3148e-08 | 0 | 1.3148e-08 | 3.7083e-05 | 1.2833e-08 | 0 | 1.2833e-08 | 1.0459e-07 | 0 | 1.0459e-07 | 2.2927e-07 | 0 | 2.2927e-07 | [17 empty] | 7.3.3.17.5 (Remote Grid) Updates to grid topology to minimize risk of ignition in HFTDs Remote GridWLDFRVegetation ContactAggregated | WLDFR | HFTD - Distribution - Tier 2 - 3QU CoRE ¦ 4QU LoRE | Red Flag Warning - Small Fires | Vegetation Contact | Aggregated | 2044 | 0.00026107 | 741.5879 | 0.19361 | 2044 | Mitigation | 0.95 | 45 | 0 | esc | 0.00097009 | 2.5326e-07 | 0.00097009 | 2.5326e-07
[79 empty] | WLDFR | HFTD - Distribution - Tier 3 - 4QU CoRE ¦ 5QU LoRE | Non-Red Flag Warning - Large Fires | 2027 | 2.4015e-09 | 5.475 | 0.71896 | 3.0715 | 1.6846 | 0 | 6.5748e-06 | 1.3148e-08 | 0 | 1.3148e-08 | 3.7083e-05 | 1.2833e-08 | 0 | 1.2833e-08 | 1.0459e-07 | 0 | 1.0459e-07 | 2.2927e-07 | 0 | 2.2927e-07 | [17 empty] | 7.3.3.17.5 (Remote Grid) Updates to grid topology to minimize risk of ignition in HFTDs Remote GridWLDFRVegetation ContactAggregated | WLDFR | HFTD - Distribution - Tier 2 - 3QU CoRE ¦ 4QU LoRE | Red Flag Warning - Small Fires | Vegetation Contact | Aggregated | 2045 | 0.00026107 | 741.5879 | 0.19361 | 2045 | Mitigation | 0.95 | 45 | 0 | esc | 0.00097009 | 2.5326e-07 | 0.00097009 | 2.5326e-07
[79 empty] | WLDFR | HFTD - Distribution - Tier 3 - 4QU CoRE ¦ 5QU LoRE | Non-Red Flag Warning - Large Fires | 2028 | 2.4015e-09 | 5.777 | 0.74734 | 3.238 | 1.7917 | 0 | 6.5748e-06 | 1.3873e-08 | 0 | 1.3873e-08 | 3.8736e-05 | 1.2833e-08 | 0 | 1.2833e-08 | 1.0459e-07 | 0 | 1.0459e-07 | 2.2927e-07 | 0 | 2.2927e-07 | [17 empty] | 7.3.3.17.5 (Remote Grid) Updates to grid topology to minimize risk of ignition in HFTDs Remote GridWLDFRVegetation ContactAggregated | WLDFR | HFTD - Distribution - Tier 2 - 3QU CoRE ¦ 4QU LoRE | Red Flag Warning - Small Fires | Vegetation Contact | Aggregated | 2046 | 0.00026107 | 741.5879 | 0.19361 | 2046 | Mitigation | 0.95 | 45 | 0 | esc | 0.00097009 | 2.5326e-07 | 0.00097009 | 2.5326e-07
[79 empty] | WLDFR | HFTD - Distribution - Tier 3 - 4QU CoRE ¦ 5QU LoRE | Non-Red Flag Warning - Large Fires | 2029 | 2.4015e-09 | 5.777 | 0.74734 | 3.238 | 1.7917 | 0 | 6.5748e-06 | 1.3873e-08 | 0 | 1.3873e-08 | 3.8736e-05 | 1.3541e-08 | 0 | 1.3541e-08 | 1.1036e-07 | 0 | 1.1036e-07 | 2.4191e-07 | 0 | 2.4191e-07 | [17 empty] | 7.3.3.17.5 (Remote Grid) Updates to grid topology to minimize risk of ignition in HFTDs Remote GridWLDFRVegetation ContactAggregated | WLDFR | HFTD - Distribution - Tier 2 - 3QU CoRE ¦ 4QU LoRE | Red Flag Warning - Small Fires | Vegetation Contact | Aggregated | 2047 | 0.00026107 | 741.5879 | 0.19361 | 2047 | Mitigation | 0.95 | 45 | 0 | esc | 0.00097009 | 2.5326e-07 | 0.00097009 | 2.5326e-07
[79 empty] | WLDFR | HFTD - Distribution - Tier 3 - 4QU CoRE ¦ 5QU LoRE | Non-Red Flag Warning - Large Fires | 2030 | 2.4015e-09 | 5.777 | 0.74734 | 3.238 | 1.7917 | 0 | 6.5748e-06 | 1.3873e-08 | 0 | 1.3873e-08 | 3.8736e-05 | 1.3541e-08 | 0 | 1.3541e-08 | 1.1036e-07 | 0 | 1.1036e-07 | 2.4191e-07 | 0 | 2.4191e-07 | [17 empty] | 7.3.3.17.5 (Remote Grid) Updates to grid topology to minimize risk of ignition in HFTDs Remote GridWLDFRVegetation ContactAggregated | WLDFR | HFTD - Distribution - Tier 2 - 3QU CoRE ¦ 4QU LoRE | Red Flag Warning - Small Fires | Vegetation Contact | Aggregated | 2048 | 0.00026107 | 741.5879 | 0.19361 | 2048 | Mitigation | 0.95 | 45 | 0 | esc | 0.00097009 | 2.5326e-07 | 0.00097009 | 2.5326e-07
[79 empty] | WLDFR | HFTD - Distribution - Tier 3 - 4QU CoRE ¦ 5QU LoRE | Non-Red Flag Warning - Large Fires | 2031 | 2.4015e-09 | 5.777 | 0.74734 | 3.238 | 1.7917 | 0 | 6.5748e-06 | 1.3873e-08 | 0 | 1.3873e-08 | 3.8736e-05 | 1.3541e-08 | 0 | 1.3541e-08 | 1.1036e-07 | 0 | 1.1036e-07 | 2.4191e-07 | 0 | 2.4191e-07 | [17 empty] | 7.3.3.17.5 (Remote Grid) Updates to grid topology to minimize risk of ignition in HFTDs Remote GridWLDFRVegetation ContactAggregated | WLDFR | HFTD - Distribution - Tier 2 - 3QU CoRE ¦ 4QU LoRE | Red Flag Warning - Small Fires | Vegetation Contact | Aggregated | 2049 | 0.00026107 | 741.5879 | 0.19361 | 2049 | Mitigation | 0.95 | 45 | 0 | esc | 0.00097009 | 2.5326e-07 | 0.00097009 | 2.5326e-07
[79 empty] | WLDFR | HFTD - Distribution - Tier 3 - 4QU CoRE ¦ 5QU LoRE | Non-Red Flag Warning - Large Fires | 2032 | 2.4015e-09 | 5.777 | 0.74734 | 3.238 | 1.7917 | 0 | 6.5748e-06 | 1.3873e-08 | 0 | 1.3873e-08 | 3.8736e-05 | 1.3541e-08 | 0 | 1.3541e-08 | 1.1036e-07 | 0 | 1.1036e-07 | 2.4191e-07 | 0 | 2.4191e-07 | [17 empty] | 7.3.3.17.5 (Remote Grid) Updates to grid topology to minimize risk of ignition in HFTDs Remote GridWLDFRVegetation ContactAggregated | WLDFR | HFTD - Distribution - Tier 2 - 3QU CoRE ¦ 4QU LoRE | Red Flag Warning - Small Fires | Vegetation Contact | Aggregated | 2050 | 0.00026107 | 741.5879 | 0.19361 | 2050 | Mitigation | 0.95 | 45 | 0 | esc | 0.00097009 | 2.5326e-07 | 0.00097009 | 2.5326e-07
[79 empty] | WLDFR | HFTD - Distribution - Tier 3 - 4QU CoRE ¦ 5QU LoRE | Non-Red Flag Warning - Large Fires | 2033 | 2.4015e-09 | 6.1205 | 0.77885 | 3.4265 | 1.9151 | 0 | 6.5748e-06 | 1.4698e-08 | 0 | 1.4698e-08 | 4.0572e-05 | 1.3541e-08 | 0 | 1.3541e-08 | 1.1036e-07 | 0 | 1.1036e-07 | 2.4191e-07 | 0 | 2.4191e-07 | [17 empty] | 7.3.3.17.5 (Remote Grid) Updates to grid topology to minimize risk of ignition in HFTDs Remote GridWLDFRVegetation ContactAggregated | WLDFR | HFTD - Distribution - Tier 2 - 3QU CoRE ¦ 4QU LoRE | Red Flag Warning - Small Fires | Vegetation Contact | Aggregated | 2051 | 0.00026107 | 741.5879 | 0.19361 | 2051 | Mitigation | 0.95 | 45 | 0 | esc | 0.00097009 | 2.5326e-07 | 0.00097009 | 2.5326e-07
[79 empty] | WLDFR | HFTD - Distribution - Tier 3 - 4QU CoRE ¦ 5QU LoRE | Non-Red Flag Warning - Large Fires | 2034 | 2.4015e-09 | 6.1205 | 0.77885 | 3.4265 | 1.9151 | 0 | 6.5748e-06 | 1.4698e-08 | 0 | 1.4698e-08 | 4.0572e-05 | 1.4346e-08 | 0 | 1.4346e-08 | 1.1692e-07 | 0 | 1.1692e-07 | 2.5629e-07 | 0 | 2.5629e-07 | [17 empty] | 7.3.3.17.5 (Remote Grid) Updates to grid topology to minimize risk of ignition in HFTDs Remote GridWLDFRVegetation ContactAggregated | WLDFR | HFTD - Distribution - Tier 2 - 3QU CoRE ¦ 4QU LoRE | Red Flag Warning - Small Fires | Vegetation Contact | Aggregated | 2052 | 0.00026107 | 741.5879 | 0.19361 | 2052 | Mitigation | 0.95 | 45 | 0 | esc | 0.00097009 | 2.5326e-07 | 0.00097009 | 2.5326e-07
[79 empty] | WLDFR | HFTD - Distribution - Tier 3 - 4QU CoRE ¦ 5QU LoRE | Non-Red Flag Warning - Large Fires | 2035 | 2.4015e-09 | 6.1205 | 0.77885 | 3.4265 | 1.9151 | 0 | 6.5748e-06 | 1.4698e-08 | 0 | 1.4698e-08 | 4.0572e-05 | 1.4346e-08 | 0 | 1.4346e-08 | 1.1692e-07 | 0 | 1.1692e-07 | 2.5629e-07 | 0 | 2.5629e-07 | [17 empty] | 7.3.3.17.5 (Remote Grid) Updates to grid topology to minimize risk of ignition in HFTDs Remote GridWLDFRVegetation ContactAggregated | WLDFR | HFTD - Distribution - Tier 2 - 3QU CoRE ¦ 4QU LoRE | Red Flag Warning - Small Fires | Vegetation Contact | Aggregated | 2053 | 0.00026107 | 741.5879 | 0.19361 | 2053 | Mitigation | 0.95 | 45 | 0 | esc | 0.00097009 | 2.5326e-07 | 0.00097009 | 2.5326e-07
[79 empty] | WLDFR | HFTD - Distribution - Tier 3 - 4QU CoRE ¦ 5QU LoRE | Non-Red Flag Warning - Large Fires | 2036 | 2.4015e-09 | 6.1205 | 0.77885 | 3.4265 | 1.9151 | 0 | 6.5748e-06 | 1.4698e-08 | 0 | 1.4698e-08 | 4.0572e-05 | 1.4346e-08 | 0 | 1.4346e-08 | 1.1692e-07 | 0 | 1.1692e-07 | 2.5629e-07 | 0 | 2.5629e-07 | [17 empty] | 7.3.3.17.5 (Remote Grid) Updates to grid topology to minimize risk of ignition in HFTDs Remote GridWLDFRVegetation ContactAggregated | WLDFR | HFTD - Distribution - Tier 2 - 3QU CoRE ¦ 4QU LoRE | Red Flag Warning - Small Fires | Vegetation Contact | Aggregated | 2054 | 0.00026107 | 741.5879 | 0.19361 | 2054 | Mitigation | 0.95 | 45 | 0 | esc | 0.00097009 | 2.5326e-07 | 0.00097009 | 2.5326e-07
[79 empty] | WLDFR | HFTD - Distribution - Tier 3 - 4QU CoRE ¦ 5QU LoRE | Non-Red Flag Warning - Large Fires | 2037 | 2.4015e-09 | 6.1205 | 0.77885 | 3.4265 | 1.9151 | 0 | 6.5748e-06 | 1.4698e-08 | 0 | 1.4698e-08 | 4.0572e-05 | 1.4346e-08 | 0 | 1.4346e-08 | 1.1692e-07 | 0 | 1.1692e-07 | 2.5629e-07 | 0 | 2.5629e-07 | [17 empty] | 7.3.3.17.5 (Remote Grid) Updates to grid topology to minimize risk of ignition in HFTDs Remote GridWLDFRVegetation ContactAggregated | WLDFR | HFTD - Distribution - Tier 2 - 3QU CoRE ¦ 4QU LoRE | Red Flag Warning - Small Fires | Vegetation Contact | Aggregated | 2055 | 0.00026107 | 741.5879 | 0.19361 | 2055 | Mitigation | 0.95 | 45 | 0 | esc | 0.00097009 | 2.5326e-07 | 0.00097009 | 2.5326e-07
[79 empty] | WLDFR | HFTD - Distribution - Tier 3 - 4QU CoRE ¦ 5QU LoRE | Non-Red Flag Warning - Large Fires | 2038 | 2.4015e-09 | 6.5028 | 0.81304 | 3.6355 | 2.0543 | 0 | 6.5748e-06 | 1.5616e-08 | 0 | 1.5616e-08 | 4.2565e-05 | 1.4346e-08 | 0 | 1.4346e-08 | 1.1692e-07 | 0 | 1.1692e-07 | 2.5629e-07 | 0 | 2.5629e-07 | [17 empty] | 7.3.3.17.5 (Remote Grid) Updates to grid topology to minimize risk of ignition in HFTDs Remote GridWLDFRVegetation ContactAggregated | WLDFR | HFTD - Distribution - Tier 2 - 3QU CoRE ¦ 4QU LoRE | Red Flag Warning - Small Fires | Vegetation Contact | Aggregated | 2056 | 0.00026107 | 741.5879 | 0.19361 | 2056 | Mitigation | 0.95 | 45 | 0 | esc | 0.00097009 | 2.5326e-07 | 0.00097009 | 2.5326e-07
[79 empty] | WLDFR | HFTD - Distribution - Tier 3 - 4QU CoRE ¦ 5QU LoRE | Non-Red Flag Warning - Large Fires | 2039 | 2.4015e-09 | 6.5028 | 0.81304 | 3.6355 | 2.0543 | 0 | 6.5748e-06 | 1.5616e-08 | 0 | 1.5616e-08 | 4.2565e-05 | 1.5242e-08 | 0 | 1.5242e-08 | 1.2422e-07 | 0 | 1.2422e-07 | 2.723e-07 | 0 | 2.723e-07 | [17 empty] | 7.3.3.17.5 (Remote Grid) Updates to grid topology to minimize risk of ignition in HFTDs Remote GridWLDFRVegetation ContactAggregated | WLDFR | HFTD - Distribution - Tier 2 - 3QU CoRE ¦ 4QU LoRE | Red Flag Warning - Small Fires | Vegetation Contact | Aggregated | 2057 | 0.00026107 | 741.5879 | 0.19361 | 2057 | Mitigation | 0.95 | 45 | 0 | esc | 0.00097009 | 2.5326e-07 | 0.00097009 | 2.5326e-07
[79 empty] | WLDFR | HFTD - Distribution - Tier 3 - 4QU CoRE ¦ 5QU LoRE | Non-Red Flag Warning - Large Fires | 2040 | 2.4015e-09 | 6.5028 | 0.81304 | 3.6355 | 2.0543 | 0 | 6.5748e-06 | 1.5616e-08 | 0 | 1.5616e-08 | 4.2565e-05 | 1.5242e-08 | 0 | 1.5242e-08 | 1.2422e-07 | 0 | 1.2422e-07 | 2.723e-07 | 0 | 2.723e-07 | [17 empty] | 7.3.3.17.5 (Remote Grid) Updates to grid topology to minimize risk of ignition in HFTDs Remote GridWLDFRVegetation ContactAggregated | WLDFR | HFTD - Distribution - Tier 2 - 3QU CoRE ¦ 4QU LoRE | Red Flag Warning - Small Fires | Vegetation Contact | Aggregated | 2058 | 0.00026107 | 741.5879 | 0.19361 | 2058 | Mitigation | 0.95 | 45 | 0 | esc | 0.00097009 | 2.5326e-07 | 0.00097009 | 2.5326e-07
[79 empty] | WLDFR | HFTD - Distribution - Tier 3 - 4QU CoRE ¦ 5QU LoRE | Non-Red Flag Warning - Large Fires | 2041 | 2.4015e-09 | 6.5028 | 0.81304 | 3.6355 | 2.0543 | 0 | 6.5748e-06 | 1.5616e-08 | 0 | 1.5616e-08 | 4.2565e-05 | 1.5242e-08 | 0 | 1.5242e-08 | 1.2422e-07 | 0 | 1.2422e-07 | 2.723e-07 | 0 | 2.723e-07 | [17 empty] | 7.3.3.17.5 (Remote Grid) Updates to grid topology to minimize risk of ignition in HFTDs Remote GridWLDFRVegetation ContactAggregated | WLDFR | HFTD - Distribution - Tier 2 - 3QU CoRE ¦ 4QU LoRE | Red Flag Warning - Small Fires | Vegetation Contact | Aggregated | 2059 | 0.00026107 | 741.5879 | 0.19361 | 2059 | Mitigation | 0.95 | 45 | 0 | esc | 0.00097009 | 2.5326e-07 | 0.00097009 | 2.5326e-07
[79 empty] | WLDFR | HFTD - Distribution - Tier 3 - 4QU CoRE ¦ 5QU LoRE | Non-Red Flag Warning - Large Fires | 2042 | 2.4015e-09 | 6.5028 | 0.81304 | 3.6355 | 2.0543 | 0 | 6.5748e-06 | 1.5616e-08 | 0 | 1.5616e-08 | 4.2565e-05 | 1.5242e-08 | 0 | 1.5242e-08 | 1.2422e-07 | 0 | 1.2422e-07 | 2.723e-07 | 0 | 2.723e-07 | [17 empty] | 7.3.3.17.5 (Remote Grid) Updates to grid topology to minimize risk of ignition in HFTDs Remote GridWLDFRVegetation ContactAggregated | WLDFR | HFTD - Distribution - Tier 2 - 3QU CoRE ¦ 4QU LoRE | Red Flag Warning - Small Fires | Vegetation Contact | Aggregated | 2060 | 0.00026107 | 741.5879 | 0.19361 | 2060 | Mitigation | 0.95 | 45 | 0 | esc | 0.00097009 | 2.5326e-07 | 0.00097009 | 2.5326e-07
[79 empty] | WLDFR | HFTD - Distribution - Tier 3 - 4QU CoRE ¦ 5QU LoRE | Non-Red Flag Warning - Large Fires | 2043 | 2.4015e-09 | 6.9209 | 0.84944 | 3.8632 | 2.2083 | 0 | 6.5748e-06 | 1.662e-08 | 0 | 1.662e-08 | 4.4689e-05 | 1.5242e-08 | 0 | 1.5242e-08 | 1.2422e-07 | 0 | 1.2422e-07 | 2.723e-07 | 0 | 2.723e-07 | [17 empty] | 7.3.3.17.5 (Remote Grid) Updates to grid topology to minimize risk of ignition in HFTDs Remote GridWLDFRVegetation ContactAggregated | WLDFR | HFTD - Distribution - Tier 2 - 3QU CoRE ¦ 4QU LoRE | Red Flag Warning - Small Fires | Vegetation Contact | Aggregated | 2061 | 0.00026107 | 741.5879 | 0.19361 | 2061 | Mitigation | 0.95 | 45 | 0 | esc | 0.00097009 | 2.5326e-07 | 0.00097009 | 2.5326e-07
[79 empty] | WLDFR | HFTD - Distribution - Tier 3 - 4QU CoRE ¦ 5QU LoRE | Non-Red Flag Warning - Large Fires | 2044 | 2.4015e-09 | 6.9209 | 0.84944 | 3.8632 | 2.2083 | 0 | 6.5748e-06 | 1.662e-08 | 0 | 1.662e-08 | 4.4689e-05 | 1.6222e-08 | 0 | 1.6222e-08 | 1.3221e-07 | 0 | 1.3221e-07 | 2.8981e-07 | 0 | 2.8981e-07 | [17 empty] | 7.3.3.17.5 (Remote Grid) Updates to grid topology to minimize risk of ignition in HFTDs Remote GridWLDFRVegetation ContactAggregated | WLDFR | HFTD - Distribution - Tier 2 - 3QU CoRE ¦ 4QU LoRE | Red Flag Warning - Small Fires | Vegetation Contact | Aggregated | 2062 | 0.00026107 | 741.5879 | 0.19361 | 2062 | Mitigation | 0.95 | 45 | 0 | esc | 0.00097009 | 2.5326e-07 | 0.00097009 | 2.5326e-07
[79 empty] | WLDFR | HFTD - Distribution - Tier 3 - 4QU CoRE ¦ 5QU LoRE | Non-Red Flag Warning - Large Fires | 2045 | 2.4015e-09 | 6.9209 | 0.84944 | 3.8632 | 2.2083 | 0 | 6.5748e-06 | 1.662e-08 | 0 | 1.662e-08 | 4.4689e-05 | 1.6222e-08 | 0 | 1.6222e-08 | 1.3221e-07 | 0 | 1.3221e-07 | 2.8981e-07 | 0 | 2.8981e-07 | [17 empty] | 7.3.3.17.5 (Remote Grid) Updates to grid topology to minimize risk of ignition in HFTDs Remote GridWLDFRVegetation ContactAggregated | WLDFR | HFTD - Distribution - Tier 2 - 3QU CoRE ¦ 4QU LoRE | Red Flag Warning - Small Fires | Vegetation Contact | Aggregated | 2063 | 0.00026107 | 741.5879 | 0.19361 | 2063 | Mitigation | 0.95 | 45 | 0 | esc | 0.00097009 | 2.5326e-07 | 0.00097009 | 2.5326e-07
[79 empty] | WLDFR | HFTD - Distribution - Tier 3 - 4QU CoRE ¦ 5QU LoRE | Non-Red Flag Warning - Large Fires | 2046 | 2.4015e-09 | 6.9209 | 0.84944 | 3.8632 | 2.2083 | 0 | 6.5748e-06 | 1.662e-08 | 0 | 1.662e-08 | 4.4689e-05 | 1.6222e-08 | 0 | 1.6222e-08 | 1.3221e-07 | 0 | 1.3221e-07 | 2.8981e-07 | 0 | 2.8981e-07 | [17 empty] | 7.3.3.17.5 (Remote Grid) Updates to grid topology to minimize risk of ignition in HFTDs Remote GridWLDFRVegetation ContactAggregated | WLDFR | HFTD - Distribution - Tier 2 - 3QU CoRE ¦ 4QU LoRE | Red Flag Warning - Small Fires | Vegetation Contact | Aggregated | 2064 | 0.00026107 | 741.5879 | 0.19361 | 2064 | Mitigation | 0.95 | 45 | 0 | esc | 0.00097009 | 2.5326e-07 | 0.00097009 | 2.5326e-07
[79 empty] | WLDFR | HFTD - Distribution - Tier 3 - 4QU CoRE ¦ 5QU LoRE | Non-Red Flag Warning - Large Fires | 2047 | 2.4015e-09 | 6.9209 | 0.84944 | 3.8632 | 2.2083 | 0 | 6.5748e-06 | 1.662e-08 | 0 | 1.662e-08 | 4.4689e-05 | 1.6222e-08 | 0 | 1.6222e-08 | 1.3221e-07 | 0 | 1.3221e-07 | 2.8981e-07 | 0 | 2.8981e-07 | [17 empty] | 7.3.3.17.5 (Remote Grid) Updates to grid topology to minimize risk of ignition in HFTDs Remote GridWLDFRVegetation ContactAggregated | WLDFR | HFTD - Distribution - Tier 2 - 3QU CoRE ¦ 4QU LoRE | Red Flag Warning - Small Fires | Vegetation Contact | Aggregated | 2065 | 0.00026107 | 741.5879 | 0.19361 | 2065 | Mitigation | 0.95 | 45 | 0 | esc | 0.00097009 | 2.5326e-07 | 0.00097009 | 2.5326e-07
[79 empty] | WLDFR | HFTD - Distribution - Tier 3 - 4QU CoRE ¦ 5QU LoRE | Non-Red Flag Warning - Large Fires | 2048 | 2.4015e-09 | 7.3713 | 0.88759 | 4.1075 | 2.3763 | 0 | 6.5748e-06 | 1.7702e-08 | 0 | 1.7702e-08 | 4.6915e-05 | 1.6222e-08 | 0 | 1.6222e-08 | 1.3221e-07 | 0 | 1.3221e-07 | 2.8981e-07 | 0 | 2.8981e-07 | [17 empty] | 7.3.3.17.5 (Remote Grid) Updates to grid topology to minimize risk of ignition in HFTDs Remote GridWLDFRVegetation ContactAggregated | WLDFR | HFTD - Distribution - Tier 2 - 3QU CoRE ¦ 4QU LoRE | Red Flag Warning - Small Fires | Vegetation Contact | Aggregated | 2066 | 0.00026107 | 741.5879 | 0.19361 | 2066 | Mitigation | 0.95 | 45 | 0 | esc | 0.00097009 | 2.5326e-07 | 0.00097009 | 2.5326e-07
[79 empty] | WLDFR | HFTD - Distribution - Tier 3 - 4QU CoRE ¦ 5QU LoRE | Non-Red Flag Warning - Large Fires | 2049 | 2.4015e-09 | 7.3713 | 0.88759 | 4.1075 | 2.3763 | 0 | 6.5748e-06 | 1.7702e-08 | 0 | 1.7702e-08 | 4.6915e-05 | 1.7278e-08 | 0 | 1.7278e-08 | 1.4082e-07 | 0 | 1.4082e-07 | 3.0867e-07 | 0 | 3.0867e-07 | [17 empty] | 7.3.3.17.5 (Remote Grid) Updates to grid topology to minimize risk of ignition in HFTDs Remote GridWLDFRVegetation ContactAggregated | WLDFR | HFTD - Distribution - Tier 2 - 3QU CoRE ¦ 4QU LoRE | Red Flag Warning - Small Fires | Vegetation Contact | Aggregated | 2067 | 0.00026107 | 741.5879 | 0.19361 | 2067 | Mitigation | 0.95 | 45 | 0 | esc | 0 | 0 | 0.00097009 | 2.5326e-07
[79 empty] | WLDFR | HFTD - Distribution - Tier 3 - 4QU CoRE ¦ 5QU LoRE | Non-Red Flag Warning - Large Fires | 2050 | 2.4015e-09 | 7.3713 | 0.88759 | 4.1075 | 2.3763 | 0 | 6.5748e-06 | 1.7702e-08 | 0 | 1.7702e-08 | 4.6915e-05 | 1.7278e-08 | 0 | 1.7278e-08 | 1.4082e-07 | 0 | 1.4082e-07 | 3.0867e-07 | 0 | 3.0867e-07 | [17 empty] | 7.3.3.17.5 (Remote Grid) Updates to grid topology to minimize risk of ignition in HFTDs Remote GridWLDFRWire-to-wire contactAggregated | WLDFR | HFTD - Distribution - Tier 2 - 3QU CoRE ¦ 4QU LoRE | Red Flag Warning - Small Fires | Wire-to-wire contact | Aggregated | 2022 | 9.4682e-06 | 741.5879 | 0.0070215 | 2022 | Mitigation | 0.95 | 45 | 0 | esc | 0.00097009 | 9.1849e-09 | 0 | 0
[79 empty] | WLDFR | HFTD - Distribution - Tier 3 - 4QU CoRE ¦ 5QU LoRE | Non-Red Flag Warning - Large Fires | 2051 | 2.4015e-09 | 7.3713 | 0.88759 | 4.1075 | 2.3763 | 0 | 6.5748e-06 | 1.7702e-08 | 0 | 1.7702e-08 | 4.6915e-05 | 1.7278e-08 | 0 | 1.7278e-08 | 1.4082e-07 | 0 | 1.4082e-07 | 3.0867e-07 | 0 | 3.0867e-07 | [17 empty] | 7.3.3.17.5 (Remote Grid) Updates to grid topology to minimize risk of ignition in HFTDs Remote GridWLDFRWire-to-wire contactAggregated | WLDFR | HFTD - Distribution - Tier 2 - 3QU CoRE ¦ 4QU LoRE | Red Flag Warning - Small Fires | Wire-to-wire contact | Aggregated | 2023 | 9.4682e-06 | 741.5879 | 0.0070215 | 2023 | Mitigation | 0.95 | 45 | 0 | esc | 0.00097009 | 9.1849e-09 | 0.00097009 | 9.1849e-09
[79 empty] | WLDFR | HFTD - Distribution - Tier 3 - 4QU CoRE ¦ 5QU LoRE | Non-Red Flag Warning - Large Fires | 2052 | 2.4015e-09 | 7.3713 | 0.88759 | 4.1075 | 2.3763 | 0 | 6.5748e-06 | 1.7702e-08 | 0 | 1.7702e-08 | 4.6915e-05 | 1.7278e-08 | 0 | 1.7278e-08 | 1.4082e-07 | 0 | 1.4082e-07 | 3.0867e-07 | 0 | 3.0867e-07 | [17 empty] | 7.3.3.17.5 (Remote Grid) Updates to grid topology to minimize risk of ignition in HFTDs Remote GridWLDFRWire-to-wire contactAggregated | WLDFR | HFTD - Distribution - Tier 2 - 3QU CoRE ¦ 4QU LoRE | Red Flag Warning - Small Fires | Wire-to-wire contact | Aggregated | 2024 | 9.4682e-06 | 741.5879 | 0.0070215 | 2024 | Mitigation | 0.95 | 45 | 0 | esc | 0.00097009 | 9.1849e-09 | 0.00097009 | 9.1849e-09
[79 empty] | WLDFR | HFTD - Distribution - Tier 3 - 4QU CoRE ¦ 5QU LoRE | Non-Red Flag Warning - Large Fires | 2053 | 2.4015e-09 | 7.8503 | 0.92702 | 4.3664 | 2.5569 | 0 | 6.5748e-06 | 1.8852e-08 | 0 | 1.8852e-08 | 4.9215e-05 | 1.7278e-08 | 0 | 1.7278e-08 | 1.4082e-07 | 0 | 1.4082e-07 | 3.0867e-07 | 0 | 3.0867e-07 | [17 empty] | 7.3.3.17.5 (Remote Grid) Updates to grid topology to minimize risk of ignition in HFTDs Remote GridWLDFRWire-to-wire contactAggregated | WLDFR | HFTD - Distribution - Tier 2 - 3QU CoRE ¦ 4QU LoRE | Red Flag Warning - Small Fires | Wire-to-wire contact | Aggregated | 2025 | 9.4682e-06 | 741.5879 | 0.0070215 | 2025 | Mitigation | 0.95 | 45 | 0 | esc | 0.00097009 | 9.1849e-09 | 0.00097009 | 9.1849e-09
[79 empty] | WLDFR | HFTD - Distribution - Tier 3 - 4QU CoRE ¦ 5QU LoRE | Non-Red Flag Warning - Large Fires | 2054 | 2.4015e-09 | 7.8503 | 0.92702 | 4.3664 | 2.5569 | 0 | 6.5748e-06 | 1.8852e-08 | 0 | 1.8852e-08 | 4.9215e-05 | 1.8401e-08 | 0 | 1.8401e-08 | 1.4997e-07 | 0 | 1.4997e-07 | 3.2873e-07 | 0 | 3.2873e-07 | [17 empty] | 7.3.3.17.5 (Remote Grid) Updates to grid topology to minimize risk of ignition in HFTDs Remote GridWLDFRWire-to-wire contactAggregated | WLDFR | HFTD - Distribution - Tier 2 - 3QU CoRE ¦ 4QU LoRE | Red Flag Warning - Small Fires | Wire-to-wire contact | Aggregated | 2026 | 9.4682e-06 | 741.5879 | 0.0070215 | 2026 | Mitigation | 0.95 | 45 | 0 | esc | 0.00097009 | 9.1849e-09 | 0.00097009 | 9.1849e-09
[79 empty] | WLDFR | HFTD - Distribution - Tier 3 - 4QU CoRE ¦ 5QU LoRE | Non-Red Flag Warning - Large Fires | 2055 | 2.4015e-09 | 7.8503 | 0.92702 | 4.3664 | 2.5569 | 0 | 6.5748e-06 | 1.8852e-08 | 0 | 1.8852e-08 | 4.9215e-05 | 1.8401e-08 | 0 | 1.8401e-08 | 1.4997e-07 | 0 | 1.4997e-07 | 3.2873e-07 | 0 | 3.2873e-07 | [17 empty] | 7.3.3.17.5 (Remote Grid) Updates to grid topology to minimize risk of ignition in HFTDs Remote GridWLDFRWire-to-wire contactAggregated | WLDFR | HFTD - Distribution - Tier 2 - 3QU CoRE ¦ 4QU LoRE | Red Flag Warning - Small Fires | Wire-to-wire contact | Aggregated | 2027 | 9.4682e-06 | 741.5879 | 0.0070215 | 2027 | Mitigation | 0.95 | 45 | 0 | esc | 0.00097009 | 9.1849e-09 | 0.00097009 | 9.1849e-09
[79 empty] | WLDFR | HFTD - Distribution - Tier 3 - 4QU CoRE ¦ 5QU LoRE | Non-Red Flag Warning - Large Fires | 2056 | 2.4015e-09 | 7.8503 | 0.92702 | 4.3664 | 2.5569 | 0 | 6.5748e-06 | 1.8852e-08 | 0 | 1.8852e-08 | 4.9215e-05 | 1.8401e-08 | 0 | 1.8401e-08 | 1.4997e-07 | 0 | 1.4997e-07 | 3.2873e-07 | 0 | 3.2873e-07 | [17 empty] | 7.3.3.17.5 (Remote Grid) Updates to grid topology to minimize risk of ignition in HFTDs Remote GridWLDFRWire-to-wire contactAggregated | WLDFR | HFTD - Distribution - Tier 2 - 3QU CoRE ¦ 4QU LoRE | Red Flag Warning - Small Fires | Wire-to-wire contact | Aggregated | 2028 | 9.4682e-06 | 741.5879 | 0.0070215 | 2028 | Mitigation | 0.95 | 45 | 0 | esc | 0.00097009 | 9.1849e-09 | 0.00097009 | 9.1849e-09
[79 empty] | WLDFR | HFTD - Distribution - Tier 3 - 4QU CoRE ¦ 5QU LoRE | Non-Red Flag Warning - Large Fires | 2057 | 2.4015e-09 | 7.8503 | 0.92702 | 4.3664 | 2.5569 | 0 | 6.5748e-06 | 1.8852e-08 | 0 | 1.8852e-08 | 4.9215e-05 | 1.8401e-08 | 0 | 1.8401e-08 | 1.4997e-07 | 0 | 1.4997e-07 | 3.2873e-07 | 0 | 3.2873e-07 | [17 empty] | 7.3.3.17.5 (Remote Grid) Updates to grid topology to minimize risk of ignition in HFTDs Remote GridWLDFRWire-to-wire contactAggregated | WLDFR | HFTD - Distribution - Tier 2 - 3QU CoRE ¦ 4QU LoRE | Red Flag Warning - Small Fires | Wire-to-wire contact | Aggregated | 2029 | 9.4682e-06 | 741.5879 | 0.0070215 | 2029 | Mitigation | 0.95 | 45 | 0 | esc | 0.00097009 | 9.1849e-09 | 0.00097009 | 9.1849e-09
[79 empty] | WLDFR | HFTD - Distribution - Tier 3 - 4QU CoRE ¦ 5QU LoRE | Non-Red Flag Warning - Large Fires | 2058 | 2.4015e-09 | 8.3524 | 0.96727 | 4.6367 | 2.7484 | 0 | 6.5748e-06 | 2.0058e-08 | 0 | 2.0058e-08 | 5.1563e-05 | 1.8401e-08 | 0 | 1.8401e-08 | 1.4997e-07 | 0 | 1.4997e-07 | 3.2873e-07 | 0 | 3.2873e-07 | [17 empty] | 7.3.3.17.5 (Remote Grid) Updates to grid topology to minimize risk of ignition in HFTDs Remote GridWLDFRWire-to-wire contactAggregated | WLDFR | HFTD - Distribution - Tier 2 - 3QU CoRE ¦ 4QU LoRE | Red Flag Warning - Small Fires | Wire-to-wire contact | Aggregated | 2030 | 9.4682e-06 | 741.5879 | 0.0070215 | 2030 | Mitigation | 0.95 | 45 | 0 | esc | 0.00097009 | 9.1849e-09 | 0.00097009 | 9.1849e-09
[79 empty] | WLDFR | HFTD - Distribution - Tier 3 - 4QU CoRE ¦ 5QU LoRE | Non-Red Flag Warning - Large Fires | 2059 | 2.4015e-09 | 8.3524 | 0.96727 | 4.6367 | 2.7484 | 0 | 6.5748e-06 | 2.0058e-08 | 0 | 2.0058e-08 | 5.1563e-05 | 1.9578e-08 | 0 | 1.9578e-08 | 1.5956e-07 | 0 | 1.5956e-07 | 3.4975e-07 | 0 | 3.4975e-07 | [17 empty] | 7.3.3.17.5 (Remote Grid) Updates to grid topology to minimize risk of ignition in HFTDs Remote GridWLDFRWire-to-wire contactAggregated | WLDFR | HFTD - Distribution - Tier 2 - 3QU CoRE ¦ 4QU LoRE | Red Flag Warning - Small Fires | Wire-to-wire contact | Aggregated | 2031 | 9.4682e-06 | 741.5879 | 0.0070215 | 2031 | Mitigation | 0.95 | 45 | 0 | esc | 0.00097009 | 9.1849e-09 | 0.00097009 | 9.1849e-09
[79 empty] | WLDFR | HFTD - Distribution - Tier 3 - 4QU CoRE ¦ 5QU LoRE | Non-Red Flag Warning - Large Fires | 2060 | 2.4015e-09 | 8.3524 | 0.96727 | 4.6367 | 2.7484 | 0 | 6.5748e-06 | 2.0058e-08 | 0 | 2.0058e-08 | 5.1563e-05 | 1.9578e-08 | 0 | 1.9578e-08 | 1.5956e-07 | 0 | 1.5956e-07 | 3.4975e-07 | 0 | 3.4975e-07 | [17 empty] | 7.3.3.17.5 (Remote Grid) Updates to grid topology to minimize risk of ignition in HFTDs Remote GridWLDFRWire-to-wire contactAggregated | WLDFR | HFTD - Distribution - Tier 2 - 3QU CoRE ¦ 4QU LoRE | Red Flag Warning - Small Fires | Wire-to-wire contact | Aggregated | 2032 | 9.4682e-06 | 741.5879 | 0.0070215 | 2032 | Mitigation | 0.95 | 45 | 0 | esc | 0.00097009 | 9.1849e-09 | 0.00097009 | 9.1849e-09
[79 empty] | WLDFR | HFTD - Distribution - Tier 3 - 4QU CoRE ¦ 5QU LoRE | Non-Red Flag Warning - Large Fires | 2061 | 2.4015e-09 | 8.3524 | 0.96727 | 4.6367 | 2.7484 | 0 | 6.5748e-06 | 2.0058e-08 | 0 | 2.0058e-08 | 5.1563e-05 | 1.9578e-08 | 0 | 1.9578e-08 | 1.5956e-07 | 0 | 1.5956e-07 | 3.4975e-07 | 0 | 3.4975e-07 | [17 empty] | 7.3.3.17.5 (Remote Grid) Updates to grid topology to minimize risk of ignition in HFTDs Remote GridWLDFRWire-to-wire contactAggregated | WLDFR | HFTD - Distribution - Tier 2 - 3QU CoRE ¦ 4QU LoRE | Red Flag Warning - Small Fires | Wire-to-wire contact | Aggregated | 2033 | 9.4682e-06 | 741.5879 | 0.0070215 | 2033 | Mitigation | 0.95 | 45 | 0 | esc | 0.00097009 | 9.1849e-09 | 0.00097009 | 9.1849e-09
[79 empty] | WLDFR | HFTD - Distribution - Tier 3 - 4QU CoRE ¦ 5QU LoRE | Non-Red Flag Warning - Large Fires | 2062 | 2.4015e-09 | 8.3524 | 0.96727 | 4.6367 | 2.7484 | 0 | 6.5748e-06 | 2.0058e-08 | 0 | 2.0058e-08 | 5.1563e-05 | 1.9578e-08 | 0 | 1.9578e-08 | 1.5956e-07 | 0 | 1.5956e-07 | 3.4975e-07 | 0 | 3.4975e-07 | [17 empty] | 7.3.3.17.5 (Remote Grid) Updates to grid topology to minimize risk of ignition in HFTDs Remote GridWLDFRWire-to-wire contactAggregated | WLDFR | HFTD - Distribution - Tier 2 - 3QU CoRE ¦ 4QU LoRE | Red Flag Warning - Small Fires | Wire-to-wire contact | Aggregated | 2034 | 9.4682e-06 | 741.5879 | 0.0070215 | 2034 | Mitigation | 0.95 | 45 | 0 | esc | 0.00097009 | 9.1849e-09 | 0.00097009 | 9.1849e-09
[79 empty] | WLDFR | HFTD - Distribution - Tier 3 - 4QU CoRE ¦ 5QU LoRE | Non-Red Flag Warning - Large Fires | 2063 | 2.4015e-09 | 8.872 | 1.0079 | 4.9153 | 2.9488 | 0 | 6.5748e-06 | 2.1306e-08 | 0 | 2.1306e-08 | 5.3928e-05 | 1.9578e-08 | 0 | 1.9578e-08 | 1.5956e-07 | 0 | 1.5956e-07 | 3.4975e-07 | 0 | 3.4975e-07 | [17 empty] | 7.3.3.17.5 (Remote Grid) Updates to grid topology to minimize risk of ignition in HFTDs Remote GridWLDFRWire-to-wire contactAggregated | WLDFR | HFTD - Distribution - Tier 2 - 3QU CoRE ¦ 4QU LoRE | Red Flag Warning - Small Fires | Wire-to-wire contact | Aggregated | 2035 | 9.4682e-06 | 741.5879 | 0.0070215 | 2035 | Mitigation | 0.95 | 45 | 0 | esc | 0.00097009 | 9.1849e-09 | 0.00097009 | 9.1849e-09
[79 empty] | WLDFR | HFTD - Distribution - Tier 3 - 4QU CoRE ¦ 5QU LoRE | Non-Red Flag Warning - Large Fires | 2064 | 2.4015e-09 | 8.872 | 1.0079 | 4.9153 | 2.9488 | 0 | 6.5748e-06 | 2.1306e-08 | 0 | 2.1306e-08 | 5.3928e-05 | 2.0796e-08 | 0 | 2.0796e-08 | 1.6948e-07 | 0 | 1.6948e-07 | 3.7151e-07 | 0 | 3.7151e-07 | [17 empty] | 7.3.3.17.5 (Remote Grid) Updates to grid topology to minimize risk of ignition in HFTDs Remote GridWLDFRWire-to-wire contactAggregated | WLDFR | HFTD - Distribution - Tier 2 - 3QU CoRE ¦ 4QU LoRE | Red Flag Warning - Small Fires | Wire-to-wire contact | Aggregated | 2036 | 9.4682e-06 | 741.5879 | 0.0070215 | 2036 | Mitigation | 0.95 | 45 | 0 | esc | 0.00097009 | 9.1849e-09 | 0.00097009 | 9.1849e-09
[79 empty] | WLDFR | HFTD - Distribution - Tier 3 - 4QU CoRE ¦ 5QU LoRE | Non-Red Flag Warning - Large Fires | 2065 | 2.4015e-09 | 8.872 | 1.0079 | 4.9153 | 2.9488 | 0 | 6.5748e-06 | 2.1306e-08 | 0 | 2.1306e-08 | 5.3928e-05 | 2.0796e-08 | 0 | 2.0796e-08 | 1.6948e-07 | 0 | 1.6948e-07 | 3.7151e-07 | 0 | 3.7151e-07 | [17 empty] | 7.3.3.17.5 (Remote Grid) Updates to grid topology to minimize risk of ignition in HFTDs Remote GridWLDFRWire-to-wire contactAggregated | WLDFR | HFTD - Distribution - Tier 2 - 3QU CoRE ¦ 4QU LoRE | Red Flag Warning - Small Fires | Wire-to-wire contact | Aggregated | 2037 | 9.4682e-06 | 741.5879 | 0.0070215 | 2037 | Mitigation | 0.95 | 45 | 0 | esc | 0.00097009 | 9.1849e-09 | 0.00097009 | 9.1849e-09
[79 empty] | WLDFR | HFTD - Distribution - Tier 3 - 4QU CoRE ¦ 5QU LoRE | Non-Red Flag Warning - Large Fires | 2066 | 2.4015e-09 | 8.872 | 1.0079 | 4.9153 | 2.9488 | 0 | 6.5748e-06 | 2.1306e-08 | 0 | 2.1306e-08 | 5.3928e-05 | 2.0796e-08 | 0 | 2.0796e-08 | 1.6948e-07 | 0 | 1.6948e-07 | 3.7151e-07 | 0 | 3.7151e-07 | [17 empty] | 7.3.3.17.5 (Remote Grid) Updates to grid topology to minimize risk of ignition in HFTDs Remote GridWLDFRWire-to-wire contactAggregated | WLDFR | HFTD - Distribution - Tier 2 - 3QU CoRE ¦ 4QU LoRE | Red Flag Warning - Small Fires | Wire-to-wire contact | Aggregated | 2038 | 9.4682e-06 | 741.5879 | 0.0070215 | 2038 | Mitigation | 0.95 | 45 | 0 | esc | 0.00097009 | 9.1849e-09 | 0.00097009 | 9.1849e-09
[79 empty] | WLDFR | HFTD - Distribution - Tier 3 - 4QU CoRE ¦ 5QU LoRE | Non-Red Flag Warning - Small Fires | 2022 | 8.2565e-07 | 0.077901 | 0.036425 | 0.0015809 | 0.039895 | 0 | 0.0022605 | 6.4318e-08 | 0 | 6.4318e-08 | 3.2892e-06 | 2.0796e-08 | 0 | 2.0796e-08 | 1.6948e-07 | 0 | 1.6948e-07 | 3.7151e-07 | 0 | 3.7151e-07 | [17 empty] | 7.3.3.17.5 (Remote Grid) Updates to grid topology to minimize risk of ignition in HFTDs Remote GridWLDFRWire-to-wire contactAggregated | WLDFR | HFTD - Distribution - Tier 2 - 3QU CoRE ¦ 4QU LoRE | Red Flag Warning - Small Fires | Wire-to-wire contact | Aggregated | 2039 | 9.4682e-06 | 741.5879 | 0.0070215 | 2039 | Mitigation | 0.95 | 45 | 0 | esc | 0.00097009 | 9.1849e-09 | 0.00097009 | 9.1849e-09
[79 empty] | WLDFR | HFTD - Distribution - Tier 3 - 4QU CoRE ¦ 5QU LoRE | Non-Red Flag Warning - Small Fires | 2023 | 8.2565e-07 | 0.080408 | 0.03759 | 0.0016314 | 0.041187 | 0 | 0.0022605 | 6.6389e-08 | 0 | 6.6389e-08 | 3.4094e-06 | 2.0796e-08 | 0 | 2.0796e-08 | 1.6948e-07 | 0 | 1.6948e-07 | 3.7151e-07 | 0 | 3.7151e-07 | [17 empty] | 7.3.3.17.5 (Remote Grid) Updates to grid topology to minimize risk of ignition in HFTDs Remote GridWLDFRWire-to-wire contactAggregated | WLDFR | HFTD - Distribution - Tier 2 - 3QU CoRE ¦ 4QU LoRE | Red Flag Warning - Small Fires | Wire-to-wire contact | Aggregated | 2040 | 9.4682e-06 | 741.5879 | 0.0070215 | 2040 | Mitigation | 0.95 | 45 | 0 | esc | 0.00097009 | 9.1849e-09 | 0.00097009 | 9.1849e-09
[79 empty] | WLDFR | HFTD - Distribution - Tier 3 - 4QU CoRE ¦ 5QU LoRE | Non-Red Flag Warning - Small Fires | 2024 | 8.2565e-07 | 0.080408 | 0.03759 | 0.0016314 | 0.041187 | 0 | 0.0022605 | 6.6389e-08 | 0 | 6.6389e-08 | 3.4094e-06 | 2.2041e-08 | 0 | 2.2041e-08 | 1.7963e-07 | 0 | 1.7963e-07 | 3.9376e-07 | 0 | 3.9376e-07 | [17 empty] | 7.3.3.17.5 (Remote Grid) Updates to grid topology to minimize risk of ignition in HFTDs Remote GridWLDFRWire-to-wire contactAggregated | WLDFR | HFTD - Distribution - Tier 2 - 3QU CoRE ¦ 4QU LoRE | Red Flag Warning - Small Fires | Wire-to-wire contact | Aggregated | 2041 | 9.4682e-06 | 741.5879 | 0.0070215 | 2041 | Mitigation | 0.95 | 45 | 0 | esc | 0.00097009 | 9.1849e-09 | 0.00097009 | 9.1849e-09
[79 empty] | WLDFR | HFTD - Distribution - Tier 3 - 4QU CoRE ¦ 5QU LoRE | Non-Red Flag Warning - Small Fires | 2025 | 8.2565e-07 | 0.080408 | 0.03759 | 0.0016314 | 0.041187 | 0 | 0.0022605 | 6.6389e-08 | 0 | 6.6389e-08 | 3.4094e-06 | 2.2041e-08 | 0 | 2.2041e-08 | 1.7963e-07 | 0 | 1.7963e-07 | 3.9376e-07 | 0 | 3.9376e-07 | [17 empty] | 7.3.3.17.5 (Remote Grid) Updates to grid topology to minimize risk of ignition in HFTDs Remote GridWLDFRWire-to-wire contactAggregated | WLDFR | HFTD - Distribution - Tier 2 - 3QU CoRE ¦ 4QU LoRE | Red Flag Warning - Small Fires | Wire-to-wire contact | Aggregated | 2042 | 9.4682e-06 | 741.5879 | 0.0070215 | 2042 | Mitigation | 0.95 | 45 | 0 | esc | 0.00097009 | 9.1849e-09 | 0.00097009 | 9.1849e-09
[79 empty] | WLDFR | HFTD - Distribution - Tier 3 - 4QU CoRE ¦ 5QU LoRE | Non-Red Flag Warning - Small Fires | 2026 | 8.2565e-07 | 0.080408 | 0.03759 | 0.0016314 | 0.041187 | 0 | 0.0022605 | 6.6389e-08 | 0 | 6.6389e-08 | 3.4094e-06 | 0 | 0 | 0 | 1.7963e-07 | 0 | 1.7963e-07 | 3.9376e-07 | 0 | 3.9376e-07 | [17 empty] | 7.3.3.17.5 (Remote Grid) Updates to grid topology to minimize risk of ignition in HFTDs Remote GridWLDFRWire-to-wire contactAggregated | WLDFR | HFTD - Distribution - Tier 2 - 3QU CoRE ¦ 4QU LoRE | Red Flag Warning - Small Fires | Wire-to-wire contact | Aggregated | 2043 | 9.4682e-06 | 741.5879 | 0.0070215 | 2043 | Mitigation | 0.95 | 45 | 0 | esc | 0.00097009 | 9.1849e-09 | 0.00097009 | 9.1849e-09
[79 empty] | WLDFR | HFTD - Distribution - Tier 3 - 4QU CoRE ¦ 5QU LoRE | Non-Red Flag Warning - Small Fires | 2027 | 8.2565e-07 | 0.080408 | 0.03759 | 0.0016314 | 0.041187 | 0 | 0.0022605 | 6.6389e-08 | 0 | 6.6389e-08 | 3.4094e-06 | 0 | 0 | 0 | 0 | 0 | 0 | 3.9376e-07 | 0 | 3.9376e-07 | [17 empty] | 7.3.3.17.5 (Remote Grid) Updates to grid topology to minimize risk of ignition in HFTDs Remote GridWLDFRWire-to-wire contactAggregated | WLDFR | HFTD - Distribution - Tier 2 - 3QU CoRE ¦ 4QU LoRE | Red Flag Warning - Small Fires | Wire-to-wire contact | Aggregated | 2044 | 9.4682e-06 | 741.5879 | 0.0070215 | 2044 | Mitigation | 0.95 | 45 | 0 | esc | 0.00097009 | 9.1849e-09 | 0.00097009 | 9.1849e-09
[79 empty] | WLDFR | HFTD - Distribution - Tier 3 - 4QU CoRE ¦ 5QU LoRE | Non-Red Flag Warning - Small Fires | 2028 | 8.2565e-07 | 0.083606 | 0.039055 | 0.001695 | 0.042856 | 0 | 0.0022605 | 6.9029e-08 | 0 | 6.9029e-08 | 3.5607e-06 | 6.3135e-09 | 0 | 6.3135e-09 | 0 | 0 | 0 | 0 | 0 | 0 | [17 empty] | 7.3.3.17.5 (Remote Grid) Updates to grid topology to minimize risk of ignition in HFTDs Remote GridWLDFRWire-to-wire contactAggregated | WLDFR | HFTD - Distribution - Tier 2 - 3QU CoRE ¦ 4QU LoRE | Red Flag Warning - Small Fires | Wire-to-wire contact | Aggregated | 2045 | 9.4682e-06 | 741.5879 | 0.0070215 | 2045 | Mitigation | 0.95 | 45 | 0 | esc | 0.00097009 | 9.1849e-09 | 0.00097009 | 9.1849e-09
[79 empty] | WLDFR | HFTD - Distribution - Tier 3 - 4QU CoRE ¦ 5QU LoRE | Non-Red Flag Warning - Small Fires | 2029 | 8.2565e-07 | 0.083606 | 0.039055 | 0.001695 | 0.042856 | 0 | 0.0022605 | 6.9029e-08 | 0 | 6.9029e-08 | 3.5607e-06 | 5.6189e-09 | 0 | 5.6189e-09 | 4.5794e-08 | 0 | 4.5794e-08 | 0 | 0 | 0 | [17 empty] | 7.3.3.17.5 (Remote Grid) Updates to grid topology to minimize risk of ignition in HFTDs Remote GridWLDFRWire-to-wire contactAggregated | WLDFR | HFTD - Distribution - Tier 2 - 3QU CoRE ¦ 4QU LoRE | Red Flag Warning - Small Fires | Wire-to-wire contact | Aggregated | 2046 | 9.4682e-06 | 741.5879 | 0.0070215 | 2046 | Mitigation | 0.95 | 45 | 0 | esc | 0.00097009 | 9.1849e-09 | 0.00097009 | 9.1849e-09
[79 empty] | WLDFR | HFTD - Distribution - Tier 3 - 4QU CoRE ¦ 5QU LoRE | Non-Red Flag Warning - Small Fires | 2030 | 8.2565e-07 | 0.083606 | 0.039055 | 0.001695 | 0.042856 | 0 | 0.0022605 | 6.9029e-08 | 0 | 6.9029e-08 | 3.5607e-06 | 5.7998e-09 | 0 | 5.7998e-09 | 4.7269e-08 | 0 | 4.7269e-08 | 1.0361e-07 | 0 | 1.0361e-07 | [17 empty] | 7.3.3.17.5 (Remote Grid) Updates to grid topology to minimize risk of ignition in HFTDs Remote GridWLDFRWire-to-wire contactAggregated | WLDFR | HFTD - Distribution - Tier 2 - 3QU CoRE ¦ 4QU LoRE | Red Flag Warning - Small Fires | Wire-to-wire contact | Aggregated | 2047 | 9.4682e-06 | 741.5879 | 0.0070215 | 2047 | Mitigation | 0.95 | 45 | 0 | esc | 0.00097009 | 9.1849e-09 | 0.00097009 | 9.1849e-09
[79 empty] | WLDFR | HFTD - Distribution - Tier 3 - 4QU CoRE ¦ 5QU LoRE | Non-Red Flag Warning - Small Fires | 2031 | 8.2565e-07 | 0.083606 | 0.039055 | 0.001695 | 0.042856 | 0 | 0.0022605 | 6.9029e-08 | 0 | 6.9029e-08 | 3.5607e-06 | 5.7998e-09 | 0 | 5.7998e-09 | 4.7269e-08 | 0 | 4.7269e-08 | 1.0361e-07 | 0 | 1.0361e-07 | [17 empty] | 7.3.3.17.5 (Remote Grid) Updates to grid topology to minimize risk of ignition in HFTDs Remote GridWLDFRWire-to-wire contactAggregated | WLDFR | HFTD - Distribution - Tier 2 - 3QU CoRE ¦ 4QU LoRE | Red Flag Warning - Small Fires | Wire-to-wire contact | Aggregated | 2048 | 9.4682e-06 | 741.5879 | 0.0070215 | 2048 | Mitigation | 0.95 | 45 | 0 | esc | 0.00097009 | 9.1849e-09 | 0.00097009 | 9.1849e-09
[79 empty] | WLDFR | HFTD - Distribution - Tier 3 - 4QU CoRE ¦ 5QU LoRE | Non-Red Flag Warning - Small Fires | 2032 | 8.2565e-07 | 0.083606 | 0.039055 | 0.001695 | 0.042856 | 0 | 0.0022605 | 6.9029e-08 | 0 | 6.9029e-08 | 3.5607e-06 | 5.7998e-09 | 0 | 5.7998e-09 | 4.7269e-08 | 0 | 4.7269e-08 | 1.0361e-07 | 0 | 1.0361e-07 | [17 empty] | 7.3.3.17.5 (Remote Grid) Updates to grid topology to minimize risk of ignition in HFTDs Remote GridWLDFRWire-to-wire contactAggregated | WLDFR | HFTD - Distribution - Tier 2 - 3QU CoRE ¦ 4QU LoRE | Red Flag Warning - Small Fires | Wire-to-wire contact | Aggregated | 2049 | 9.4682e-06 | 741.5879 | 0.0070215 | 2049 | Mitigation | 0.95 | 45 | 0 | esc | 0.00097009 | 9.1849e-09 | 0.00097009 | 9.1849e-09
[79 empty] | WLDFR | HFTD - Distribution - Tier 3 - 4QU CoRE ¦ 5QU LoRE | Non-Red Flag Warning - Small Fires | 2033 | 8.2565e-07 | 0.087211 | 0.040679 | 0.0017655 | 0.044766 | 0 | 0.0022605 | 7.2006e-08 | 0 | 7.2006e-08 | 3.7287e-06 | 5.7998e-09 | 0 | 5.7998e-09 | 4.7269e-08 | 0 | 4.7269e-08 | 1.0361e-07 | 0 | 1.0361e-07 | [17 empty] | 7.3.3.17.5 (Remote Grid) Updates to grid topology to minimize risk of ignition in HFTDs Remote GridWLDFRWire-to-wire contactAggregated | WLDFR | HFTD - Distribution - Tier 2 - 3QU CoRE ¦ 4QU LoRE | Red Flag Warning - Small Fires | Wire-to-wire contact | Aggregated | 2050 | 9.4682e-06 | 741.5879 | 0.0070215 | 2050 | Mitigation | 0.95 | 45 | 0 | esc | 0.00097009 | 9.1849e-09 | 0.00097009 | 9.1849e-09
[79 empty] | WLDFR | HFTD - Distribution - Tier 3 - 4QU CoRE ¦ 5QU LoRE | Non-Red Flag Warning - Small Fires | 2034 | 8.2565e-07 | 0.087211 | 0.040679 | 0.0017655 | 0.044766 | 0 | 0.0022605 | 7.2006e-08 | 0 | 7.2006e-08 | 3.7287e-06 | 5.7998e-09 | 0 | 5.7998e-09 | 4.7269e-08 | 0 | 4.7269e-08 | 1.0361e-07 | 0 | 1.0361e-07 | [17 empty] | 7.3.3.17.5 (Remote Grid) Updates to grid topology to minimize risk of ignition in HFTDs Remote GridWLDFRWire-to-wire contactAggregated | WLDFR | HFTD - Distribution - Tier 2 - 3QU CoRE ¦ 4QU LoRE | Red Flag Warning - Small Fires | Wire-to-wire contact | Aggregated | 2051 | 9.4682e-06 | 741.5879 | 0.0070215 | 2051 | Mitigation | 0.95 | 45 | 0 | esc | 0.00097009 | 9.1849e-09 | 0.00097009 | 9.1849e-09
[79 empty] | WLDFR | HFTD - Distribution - Tier 3 - 4QU CoRE ¦ 5QU LoRE | Non-Red Flag Warning - Small Fires | 2035 | 8.2565e-07 | 0.087211 | 0.040679 | 0.0017655 | 0.044766 | 0 | 0.0022605 | 7.2006e-08 | 0 | 7.2006e-08 | 3.7287e-06 | 6.0305e-09 | 0 | 6.0305e-09 | 4.9149e-08 | 0 | 4.9149e-08 | 1.0773e-07 | 0 | 1.0773e-07 | [17 empty] | 7.3.3.17.5 (Remote Grid) Updates to grid topology to minimize risk of ignition in HFTDs Remote GridWLDFRWire-to-wire contactAggregated | WLDFR | HFTD - Distribution - Tier 2 - 3QU CoRE ¦ 4QU LoRE | Red Flag Warning - Small Fires | Wire-to-wire contact | Aggregated | 2052 | 9.4682e-06 | 741.5879 | 0.0070215 | 2052 | Mitigation | 0.95 | 45 | 0 | esc | 0.00097009 | 9.1849e-09 | 0.00097009 | 9.1849e-09
[79 empty] | WLDFR | HFTD - Distribution - Tier 3 - 4QU CoRE ¦ 5QU LoRE | Non-Red Flag Warning - Small Fires | 2036 | 8.2565e-07 | 0.087211 | 0.040679 | 0.0017655 | 0.044766 | 0 | 0.0022605 | 7.2006e-08 | 0 | 7.2006e-08 | 3.7287e-06 | 6.0305e-09 | 0 | 6.0305e-09 | 4.9149e-08 | 0 | 4.9149e-08 | 1.0773e-07 | 0 | 1.0773e-07 | [17 empty] | 7.3.3.17.5 (Remote Grid) Updates to grid topology to minimize risk of ignition in HFTDs Remote GridWLDFRWire-to-wire contactAggregated | WLDFR | HFTD - Distribution - Tier 2 - 3QU CoRE ¦ 4QU LoRE | Red Flag Warning - Small Fires | Wire-to-wire contact | Aggregated | 2053 | 9.4682e-06 | 741.5879 | 0.0070215 | 2053 | Mitigation | 0.95 | 45 | 0 | esc | 0.00097009 | 9.1849e-09 | 0.00097009 | 9.1849e-09
[79 empty] | WLDFR | HFTD - Distribution - Tier 3 - 4QU CoRE ¦ 5QU LoRE | Non-Red Flag Warning - Small Fires | 2037 | 8.2565e-07 | 0.087211 | 0.040679 | 0.0017655 | 0.044766 | 0 | 0.0022605 | 7.2006e-08 | 0 | 7.2006e-08 | 3.7287e-06 | 6.0305e-09 | 0 | 6.0305e-09 | 4.9149e-08 | 0 | 4.9149e-08 | 1.0773e-07 | 0 | 1.0773e-07 | [17 empty] | 7.3.3.17.5 (Remote Grid) Updates to grid topology to minimize risk of ignition in HFTDs Remote GridWLDFRWire-to-wire contactAggregated | WLDFR | HFTD - Distribution - Tier 2 - 3QU CoRE ¦ 4QU LoRE | Red Flag Warning - Small Fires | Wire-to-wire contact | Aggregated | 2054 | 9.4682e-06 | 741.5879 | 0.0070215 | 2054 | Mitigation | 0.95 | 45 | 0 | esc | 0.00097009 | 9.1849e-09 | 0.00097009 | 9.1849e-09
[79 empty] | WLDFR | HFTD - Distribution - Tier 3 - 4QU CoRE ¦ 5QU LoRE | Non-Red Flag Warning - Small Fires | 2038 | 8.2565e-07 | 0.091184 | 0.042438 | 0.0018418 | 0.046905 | 0 | 0.0022605 | 7.5286e-08 | 0 | 7.5286e-08 | 3.911e-06 | 6.0305e-09 | 0 | 6.0305e-09 | 4.9149e-08 | 0 | 4.9149e-08 | 1.0773e-07 | 0 | 1.0773e-07 | [17 empty] | 7.3.3.17.5 (Remote Grid) Updates to grid topology to minimize risk of ignition in HFTDs Remote GridWLDFRWire-to-wire contactAggregated | WLDFR | HFTD - Distribution - Tier 2 - 3QU CoRE ¦ 4QU LoRE | Red Flag Warning - Small Fires | Wire-to-wire contact | Aggregated | 2055 | 9.4682e-06 | 741.5879 | 0.0070215 | 2055 | Mitigation | 0.95 | 45 | 0 | esc | 0.00097009 | 9.1849e-09 | 0.00097009 | 9.1849e-09
[79 empty] | WLDFR | HFTD - Distribution - Tier 3 - 4QU CoRE ¦ 5QU LoRE | Non-Red Flag Warning - Small Fires | 2039 | 8.2565e-07 | 0.091184 | 0.042438 | 0.0018418 | 0.046905 | 0 | 0.0022605 | 7.5286e-08 | 0 | 7.5286e-08 | 3.911e-06 | 6.0305e-09 | 0 | 6.0305e-09 | 4.9149e-08 | 0 | 4.9149e-08 | 1.0773e-07 | 0 | 1.0773e-07 | [17 empty] | 7.3.3.17.5 (Remote Grid) Updates to grid topology to minimize risk of ignition in HFTDs Remote GridWLDFRWire-to-wire contactAggregated | WLDFR | HFTD - Distribution - Tier 2 - 3QU CoRE ¦ 4QU LoRE | Red Flag Warning - Small Fires | Wire-to-wire contact | Aggregated | 2056 | 9.4682e-06 | 741.5879 | 0.0070215 | 2056 | Mitigation | 0.95 | 45 | 0 | esc | 0.00097009 | 9.1849e-09 | 0.00097009 | 9.1849e-09
[79 empty] | WLDFR | HFTD - Distribution - Tier 3 - 4QU CoRE ¦ 5QU LoRE | Non-Red Flag Warning - Small Fires | 2040 | 8.2565e-07 | 0.091184 | 0.042438 | 0.0018418 | 0.046905 | 0 | 0.0022605 | 7.5286e-08 | 0 | 7.5286e-08 | 3.911e-06 | 6.2905e-09 | 0 | 6.2905e-09 | 5.1268e-08 | 0 | 5.1268e-08 | 1.1238e-07 | 0 | 1.1238e-07 | [17 empty] | 7.3.3.17.5 (Remote Grid) Updates to grid topology to minimize risk of ignition in HFTDs Remote GridWLDFRWire-to-wire contactAggregated | WLDFR | HFTD - Distribution - Tier 2 - 3QU CoRE ¦ 4QU LoRE | Red Flag Warning - Small Fires | Wire-to-wire contact | Aggregated | 2057 | 9.4682e-06 | 741.5879 | 0.0070215 | 2057 | Mitigation | 0.95 | 45 | 0 | esc | 0.00097009 | 9.1849e-09 | 0.00097009 | 9.1849e-09
[79 empty] | WLDFR | HFTD - Distribution - Tier 3 - 4QU CoRE ¦ 5QU LoRE | Non-Red Flag Warning - Small Fires | 2041 | 8.2565e-07 | 0.091184 | 0.042438 | 0.0018418 | 0.046905 | 0 | 0.0022605 | 7.5286e-08 | 0 | 7.5286e-08 | 3.911e-06 | 6.2905e-09 | 0 | 6.2905e-09 | 5.1268e-08 | 0 | 5.1268e-08 | 1.1238e-07 | 0 | 1.1238e-07 | [17 empty] | 7.3.3.17.5 (Remote Grid) Updates to grid topology to minimize risk of ignition in HFTDs Remote GridWLDFRWire-to-wire contactAggregated | WLDFR | HFTD - Distribution - Tier 2 - 3QU CoRE ¦ 4QU LoRE | Red Flag Warning - Small Fires | Wire-to-wire contact | Aggregated | 2058 | 9.4682e-06 | 741.5879 | 0.0070215 | 2058 | Mitigation | 0.95 | 45 | 0 | esc | 0.00097009 | 9.1849e-09 | 0.00097009 | 9.1849e-09
[79 empty] | WLDFR | HFTD - Distribution - Tier 3 - 4QU CoRE ¦ 5QU LoRE | Non-Red Flag Warning - Small Fires | 2042 | 8.2565e-07 | 0.091184 | 0.042438 | 0.0018418 | 0.046905 | 0 | 0.0022605 | 7.5286e-08 | 0 | 7.5286e-08 | 3.911e-06 | 6.2905e-09 | 0 | 6.2905e-09 | 5.1268e-08 | 0 | 5.1268e-08 | 1.1238e-07 | 0 | 1.1238e-07 | [17 empty] | 7.3.3.17.5 (Remote Grid) Updates to grid topology to minimize risk of ignition in HFTDs Remote GridWLDFRWire-to-wire contactAggregated | WLDFR | HFTD - Distribution - Tier 2 - 3QU CoRE ¦ 4QU LoRE | Red Flag Warning - Small Fires | Wire-to-wire contact | Aggregated | 2059 | 9.4682e-06 | 741.5879 | 0.0070215 | 2059 | Mitigation | 0.95 | 45 | 0 | esc | 0.00097009 | 9.1849e-09 | 0.00097009 | 9.1849e-09
[79 empty] | WLDFR | HFTD - Distribution - Tier 3 - 4QU CoRE ¦ 5QU LoRE | Non-Red Flag Warning - Small Fires | 2043 | 8.2565e-07 | 0.095486 | 0.044306 | 0.0019228 | 0.049257 | 0 | 0.0022605 | 7.8838e-08 | 0 | 7.8838e-08 | 4.1049e-06 | 6.2905e-09 | 0 | 6.2905e-09 | 5.1268e-08 | 0 | 5.1268e-08 | 1.1238e-07 | 0 | 1.1238e-07 | [17 empty] | 7.3.3.17.5 (Remote Grid) Updates to grid topology to minimize risk of ignition in HFTDs Remote GridWLDFRWire-to-wire contactAggregated | WLDFR | HFTD - Distribution - Tier 2 - 3QU CoRE ¦ 4QU LoRE | Red Flag Warning - Small Fires | Wire-to-wire contact | Aggregated | 2060 | 9.4682e-06 | 741.5879 | 0.0070215 | 2060 | Mitigation | 0.95 | 45 | 0 | esc | 0.00097009 | 9.1849e-09 | 0.00097009 | 9.1849e-09
[79 empty] | WLDFR | HFTD - Distribution - Tier 3 - 4QU CoRE ¦ 5QU LoRE | Non-Red Flag Warning - Small Fires | 2044 | 8.2565e-07 | 0.095486 | 0.044306 | 0.0019228 | 0.049257 | 0 | 0.0022605 | 7.8838e-08 | 0 | 7.8838e-08 | 4.1049e-06 | 6.2905e-09 | 0 | 6.2905e-09 | 5.1268e-08 | 0 | 5.1268e-08 | 1.1238e-07 | 0 | 1.1238e-07 | [17 empty] | 7.3.3.17.5 (Remote Grid) Updates to grid topology to minimize risk of ignition in HFTDs Remote GridWLDFRWire-to-wire contactAggregated | WLDFR | HFTD - Distribution - Tier 2 - 3QU CoRE ¦ 4QU LoRE | Red Flag Warning - Small Fires | Wire-to-wire contact | Aggregated | 2061 | 9.4682e-06 | 741.5879 | 0.0070215 | 2061 | Mitigation | 0.95 | 45 | 0 | esc | 0.00097009 | 9.1849e-09 | 0.00097009 | 9.1849e-09
[79 empty] | WLDFR | HFTD - Distribution - Tier 3 - 4QU CoRE ¦ 5QU LoRE | Non-Red Flag Warning - Small Fires | 2045 | 8.2565e-07 | 0.095486 | 0.044306 | 0.0019228 | 0.049257 | 0 | 0.0022605 | 7.8838e-08 | 0 | 7.8838e-08 | 4.1049e-06 | 6.5771e-09 | 0 | 6.5771e-09 | 5.3603e-08 | 0 | 5.3603e-08 | 1.175e-07 | 0 | 1.175e-07 | [17 empty] | 7.3.3.17.5 (Remote Grid) Updates to grid topology to minimize risk of ignition in HFTDs Remote GridWLDFRWire-to-wire contactAggregated | WLDFR | HFTD - Distribution - Tier 2 - 3QU CoRE ¦ 4QU LoRE | Red Flag Warning - Small Fires | Wire-to-wire contact | Aggregated | 2062 | 9.4682e-06 | 741.5879 | 0.0070215 | 2062 | Mitigation | 0.95 | 45 | 0 | esc | 0.00097009 | 9.1849e-09 | 0.00097009 | 9.1849e-09
[79 empty] | WLDFR | HFTD - Distribution - Tier 3 - 4QU CoRE ¦ 5QU LoRE | Non-Red Flag Warning - Small Fires | 2046 | 8.2565e-07 | 0.095486 | 0.044306 | 0.0019228 | 0.049257 | 0 | 0.0022605 | 7.8838e-08 | 0 | 7.8838e-08 | 4.1049e-06 | 6.5771e-09 | 0 | 6.5771e-09 | 5.3603e-08 | 0 | 5.3603e-08 | 1.175e-07 | 0 | 1.175e-07 | [17 empty] | 7.3.3.17.5 (Remote Grid) Updates to grid topology to minimize risk of ignition in HFTDs Remote GridWLDFRWire-to-wire contactAggregated | WLDFR | HFTD - Distribution - Tier 2 - 3QU CoRE ¦ 4QU LoRE | Red Flag Warning - Small Fires | Wire-to-wire contact | Aggregated | 2063 | 9.4682e-06 | 741.5879 | 0.0070215 | 2063 | Mitigation | 0.95 | 45 | 0 | esc | 0.00097009 | 9.1849e-09 | 0.00097009 | 9.1849e-09
[79 empty] | WLDFR | HFTD - Distribution - Tier 3 - 4QU CoRE ¦ 5QU LoRE | Non-Red Flag Warning - Small Fires | 2047 | 8.2565e-07 | 0.095486 | 0.044306 | 0.0019228 | 0.049257 | 0 | 0.0022605 | 7.8838e-08 | 0 | 7.8838e-08 | 4.1049e-06 | 6.5771e-09 | 0 | 6.5771e-09 | 5.3603e-08 | 0 | 5.3603e-08 | 1.175e-07 | 0 | 1.175e-07 | [17 empty] | 7.3.3.17.5 (Remote Grid) Updates to grid topology to minimize risk of ignition in HFTDs Remote GridWLDFRWire-to-wire contactAggregated | WLDFR | HFTD - Distribution - Tier 2 - 3QU CoRE ¦ 4QU LoRE | Red Flag Warning - Small Fires | Wire-to-wire contact | Aggregated | 2064 | 9.4682e-06 | 741.5879 | 0.0070215 | 2064 | Mitigation | 0.95 | 45 | 0 | esc | 0.00097009 | 9.1849e-09 | 0.00097009 | 9.1849e-09
[79 empty] | WLDFR | HFTD - Distribution - Tier 3 - 4QU CoRE ¦ 5QU LoRE | Non-Red Flag Warning - Small Fires | 2048 | 8.2565e-07 | 0.10007 | 0.04626 | 0.0020076 | 0.051804 | 0 | 0.0022605 | 8.2624e-08 | 0 | 8.2624e-08 | 4.308e-06 | 6.5771e-09 | 0 | 6.5771e-09 | 5.3603e-08 | 0 | 5.3603e-08 | 1.175e-07 | 0 | 1.175e-07 | [17 empty] | 7.3.3.17.5 (Remote Grid) Updates to grid topology to minimize risk of ignition in HFTDs Remote GridWLDFRWire-to-wire contactAggregated | WLDFR | HFTD - Distribution - Tier 2 - 3QU CoRE ¦ 4QU LoRE | Red Flag Warning - Small Fires | Wire-to-wire contact | Aggregated | 2065 | 9.4682e-06 | 741.5879 | 0.0070215 | 2065 | Mitigation | 0.95 | 45 | 0 | esc | 0.00097009 | 9.1849e-09 | 0.00097009 | 9.1849e-09
[79 empty] | WLDFR | HFTD - Distribution - Tier 3 - 4QU CoRE ¦ 5QU LoRE | Non-Red Flag Warning - Small Fires | 2049 | 8.2565e-07 | 0.10007 | 0.04626 | 0.0020076 | 0.051804 | 0 | 0.0022605 | 8.2624e-08 | 0 | 8.2624e-08 | 4.308e-06 | 6.5771e-09 | 0 | 6.5771e-09 | 5.3603e-08 | 0 | 5.3603e-08 | 1.175e-07 | 0 | 1.175e-07 | [17 empty] | 7.3.3.17.5 (Remote Grid) Updates to grid topology to minimize risk of ignition in HFTDs Remote GridWLDFRWire-to-wire contactAggregated | WLDFR | HFTD - Distribution - Tier 2 - 3QU CoRE ¦ 4QU LoRE | Red Flag Warning - Small Fires | Wire-to-wire contact | Aggregated | 2066 | 9.4682e-06 | 741.5879 | 0.0070215 | 2066 | Mitigation | 0.95 | 45 | 0 | esc | 0.00097009 | 9.1849e-09 | 0.00097009 | 9.1849e-09
[79 empty] | WLDFR | HFTD - Distribution - Tier 3 - 4QU CoRE ¦ 5QU LoRE | Non-Red Flag Warning - Small Fires | 2050 | 8.2565e-07 | 0.10007 | 0.04626 | 0.0020076 | 0.051804 | 0 | 0.0022605 | 8.2624e-08 | 0 | 8.2624e-08 | 4.308e-06 | 6.8874e-09 | 0 | 6.8874e-09 | 5.6132e-08 | 0 | 5.6132e-08 | 1.2304e-07 | 0 | 1.2304e-07 | [17 empty] | 7.3.3.17.5 (Remote Grid) Updates to grid topology to minimize risk of ignition in HFTDs Remote GridWLDFRWire-to-wire contactAggregated | WLDFR | HFTD - Distribution - Tier 2 - 3QU CoRE ¦ 4QU LoRE | Red Flag Warning - Small Fires | Wire-to-wire contact | Aggregated | 2067 | 9.4682e-06 | 741.5879 | 0.0070215 | 2067 | Mitigation | 0.95 | 45 | 0 | esc | 0 | 0 | 0.00097009 | 9.1849e-09
[79 empty] | WLDFR | HFTD - Distribution - Tier 3 - 4QU CoRE ¦ 5QU LoRE | Non-Red Flag Warning - Small Fires | 2051 | 8.2565e-07 | 0.10007 | 0.04626 | 0.0020076 | 0.051804 | 0 | 0.0022605 | 8.2624e-08 | 0 | 8.2624e-08 | 4.308e-06 | 6.8874e-09 | 0 | 6.8874e-09 | 5.6132e-08 | 0 | 5.6132e-08 | 1.2304e-07 | 0 | 1.2304e-07 | [17 empty] | 7.3.3.17.5 (Remote Grid) Updates to grid topology to minimize risk of ignition in HFTDs Remote GridWLDFRContact from objectAggregated | WLDFR | HFTD - Distribution - Tier 2 - 3QU CoRE ¦ 5QU LoRE | Non-Red Flag Warning - Catastrophic Fires | Contact from object | Aggregated | 2022 | 4.932e-07 | 715.8465 | 0.00035306 | 2022 | Mitigation | 0.95 | 45 | 0 | esc | 0.00097009 | 4.7845e-10 | 0 | 0
[79 empty] | WLDFR | HFTD - Distribution - Tier 3 - 4QU CoRE ¦ 5QU LoRE | Non-Red Flag Warning - Small Fires | 2052 | 8.2565e-07 | 0.10007 | 0.04626 | 0.0020076 | 0.051804 | 0 | 0.0022605 | 8.2624e-08 | 0 | 8.2624e-08 | 4.308e-06 | 6.8874e-09 | 0 | 6.8874e-09 | 5.6132e-08 | 0 | 5.6132e-08 | 1.2304e-07 | 0 | 1.2304e-07 | [17 empty] | 7.3.3.17.5 (Remote Grid) Updates to grid topology to minimize risk of ignition in HFTDs Remote GridWLDFRContact from objectAggregated | WLDFR | HFTD - Distribution - Tier 2 - 3QU CoRE ¦ 5QU LoRE | Non-Red Flag Warning - Catastrophic Fires | Contact from object | Aggregated | 2023 | 4.932e-07 | 715.8465 | 0.00035306 | 2023 | Mitigation | 0.95 | 45 | 0 | esc | 0.00097009 | 4.7845e-10 | 0.00097009 | 4.7845e-10
[79 empty] | WLDFR | HFTD - Distribution - Tier 3 - 4QU CoRE ¦ 5QU LoRE | Non-Red Flag Warning - Small Fires | 2053 | 8.2565e-07 | 0.10489 | 0.048274 | 0.002095 | 0.054525 | 0 | 0.0022605 | 8.6606e-08 | 0 | 8.6606e-08 | 4.5177e-06 | 6.8874e-09 | 0 | 6.8874e-09 | 5.6132e-08 | 0 | 5.6132e-08 | 1.2304e-07 | 0 | 1.2304e-07 | [17 empty] | 7.3.3.17.5 (Remote Grid) Updates to grid topology to minimize risk of ignition in HFTDs Remote GridWLDFRContact from objectAggregated | WLDFR | HFTD - Distribution - Tier 2 - 3QU CoRE ¦ 5QU LoRE | Non-Red Flag Warning - Catastrophic Fires | Contact from object | Aggregated | 2024 | 4.932e-07 | 715.8465 | 0.00035306 | 2024 | Mitigation | 0.95 | 45 | 0 | esc | 0.00097009 | 4.7845e-10 | 0.00097009 | 4.7845e-10
[79 empty] | WLDFR | HFTD - Distribution - Tier 3 - 4QU CoRE ¦ 5QU LoRE | Non-Red Flag Warning - Small Fires | 2054 | 8.2565e-07 | 0.10489 | 0.048274 | 0.002095 | 0.054525 | 0 | 0.0022605 | 8.6606e-08 | 0 | 8.6606e-08 | 4.5177e-06 | 6.8874e-09 | 0 | 6.8874e-09 | 5.6132e-08 | 0 | 5.6132e-08 | 1.2304e-07 | 0 | 1.2304e-07 | [17 empty] | 7.3.3.17.5 (Remote Grid) Updates to grid topology to minimize risk of ignition in HFTDs Remote GridWLDFRContact from objectAggregated | WLDFR | HFTD - Distribution - Tier 2 - 3QU CoRE ¦ 5QU LoRE | Non-Red Flag Warning - Catastrophic Fires | Contact from object | Aggregated | 2025 | 4.932e-07 | 715.8465 | 0.00035306 | 2025 | Mitigation | 0.95 | 45 | 0 | esc | 0.00097009 | 4.7845e-10 | 0.00097009 | 4.7845e-10
[79 empty] | WLDFR | HFTD - Distribution - Tier 3 - 4QU CoRE ¦ 5QU LoRE | Non-Red Flag Warning - Small Fires | 2055 | 8.2565e-07 | 0.10489 | 0.048274 | 0.002095 | 0.054525 | 0 | 0.0022605 | 8.6606e-08 | 0 | 8.6606e-08 | 4.5177e-06 | 7.2181e-09 | 0 | 7.2181e-09 | 5.8828e-08 | 0 | 5.8828e-08 | 1.2895e-07 | 0 | 1.2895e-07 | [17 empty] | 7.3.3.17.5 (Remote Grid) Updates to grid topology to minimize risk of ignition in HFTDs Remote GridWLDFRContact from objectAggregated | WLDFR | HFTD - Distribution - Tier 2 - 3QU CoRE ¦ 5QU LoRE | Non-Red Flag Warning - Catastrophic Fires | Contact from object | Aggregated | 2026 | 4.932e-07 | 715.8465 | 0.00035306 | 2026 | Mitigation | 0.95 | 45 | 0 | esc | 0.00097009 | 4.7845e-10 | 0.00097009 | 4.7845e-10
[79 empty] | WLDFR | HFTD - Distribution - Tier 3 - 4QU CoRE ¦ 5QU LoRE | Non-Red Flag Warning - Small Fires | 2056 | 8.2565e-07 | 0.10489 | 0.048274 | 0.002095 | 0.054525 | 0 | 0.0022605 | 8.6606e-08 | 0 | 8.6606e-08 | 4.5177e-06 | 7.2181e-09 | 0 | 7.2181e-09 | 5.8828e-08 | 0 | 5.8828e-08 | 1.2895e-07 | 0 | 1.2895e-07 | [17 empty] | 7.3.3.17.5 (Remote Grid) Updates to grid topology to minimize risk of ignition in HFTDs Remote GridWLDFRContact from objectAggregated | WLDFR | HFTD - Distribution - Tier 2 - 3QU CoRE ¦ 5QU LoRE | Non-Red Flag Warning - Catastrophic Fires | Contact from object | Aggregated | 2027 | 4.932e-07 | 715.8465 | 0.00035306 | 2027 | Mitigation | 0.95 | 45 | 0 | esc | 0.00097009 | 4.7845e-10 | 0.00097009 | 4.7845e-10
[79 empty] | WLDFR | HFTD - Distribution - Tier 3 - 4QU CoRE ¦ 5QU LoRE | Non-Red Flag Warning - Small Fires | 2057 | 8.2565e-07 | 0.10489 | 0.048274 | 0.002095 | 0.054525 | 0 | 0.0022605 | 8.6606e-08 | 0 | 8.6606e-08 | 4.5177e-06 | 7.2181e-09 | 0 | 7.2181e-09 | 5.8828e-08 | 0 | 5.8828e-08 | 1.2895e-07 | 0 | 1.2895e-07 | [17 empty] | 7.3.3.17.5 (Remote Grid) Updates to grid topology to minimize risk of ignition in HFTDs Remote GridWLDFRContact from objectAggregated | WLDFR | HFTD - Distribution - Tier 2 - 3QU CoRE ¦ 5QU LoRE | Non-Red Flag Warning - Catastrophic Fires | Contact from object | Aggregated | 2028 | 4.932e-07 | 715.8465 | 0.00035306 | 2028 | Mitigation | 0.95 | 45 | 0 | esc | 0.00097009 | 4.7845e-10 | 0.00097009 | 4.7845e-10
[79 empty] | WLDFR | HFTD - Distribution - Tier 3 - 4QU CoRE ¦ 5QU LoRE | Non-Red Flag Warning - Small Fires | 2058 | 8.2565e-07 | 0.1099 | 0.050325 | 0.0021839 | 0.057393 | 0 | 0.0022605 | 9.0741e-08 | 0 | 9.0741e-08 | 4.7315e-06 | 7.2181e-09 | 0 | 7.2181e-09 | 5.8828e-08 | 0 | 5.8828e-08 | 1.2895e-07 | 0 | 1.2895e-07 | [17 empty] | 7.3.3.17.5 (Remote Grid) Updates to grid topology to minimize risk of ignition in HFTDs Remote GridWLDFRContact from objectAggregated | WLDFR | HFTD - Distribution - Tier 2 - 3QU CoRE ¦ 5QU LoRE | Non-Red Flag Warning - Catastrophic Fires | Contact from object | Aggregated | 2029 | 4.932e-07 | 715.8465 | 0.00035306 | 2029 | Mitigation | 0.95 | 45 | 0 | esc | 0.00097009 | 4.7845e-10 | 0.00097009 | 4.7845e-10
[79 empty] | WLDFR | HFTD - Distribution - Tier 3 - 4QU CoRE ¦ 5QU LoRE | Non-Red Flag Warning - Small Fires | 2059 | 8.2565e-07 | 0.1099 | 0.050325 | 0.0021839 | 0.057393 | 0 | 0.0022605 | 9.0741e-08 | 0 | 9.0741e-08 | 4.7315e-06 | 7.2181e-09 | 0 | 7.2181e-09 | 5.8828e-08 | 0 | 5.8828e-08 | 1.2895e-07 | 0 | 1.2895e-07 | [17 empty] | 7.3.3.17.5 (Remote Grid) Updates to grid topology to minimize risk of ignition in HFTDs Remote GridWLDFRContact from objectAggregated | WLDFR | HFTD - Distribution - Tier 2 - 3QU CoRE ¦ 5QU LoRE | Non-Red Flag Warning - Catastrophic Fires | Contact from object | Aggregated | 2030 | 4.932e-07 | 715.8465 | 0.00035306 | 2030 | Mitigation | 0.95 | 45 | 0 | esc | 0.00097009 | 4.7845e-10 | 0.00097009 | 4.7845e-10
[79 empty] | WLDFR | HFTD - Distribution - Tier 3 - 4QU CoRE ¦ 5QU LoRE | Non-Red Flag Warning - Small Fires | 2060 | 8.2565e-07 | 0.1099 | 0.050325 | 0.0021839 | 0.057393 | 0 | 0.0022605 | 9.0741e-08 | 0 | 9.0741e-08 | 4.7315e-06 | 7.566e-09 | 0 | 7.566e-09 | 6.1663e-08 | 0 | 6.1663e-08 | 1.3517e-07 | 0 | 1.3517e-07 | [17 empty] | 7.3.3.17.5 (Remote Grid) Updates to grid topology to minimize risk of ignition in HFTDs Remote GridWLDFRContact from objectAggregated | WLDFR | HFTD - Distribution - Tier 2 - 3QU CoRE ¦ 5QU LoRE | Non-Red Flag Warning - Catastrophic Fires | Contact from object | Aggregated | 2031 | 4.932e-07 | 715.8465 | 0.00035306 | 2031 | Mitigation | 0.95 | 45 | 0 | esc | 0.00097009 | 4.7845e-10 | 0.00097009 | 4.7845e-10
[79 empty] | WLDFR | HFTD - Distribution - Tier 3 - 4QU CoRE ¦ 5QU LoRE | Non-Red Flag Warning - Small Fires | 2061 | 8.2565e-07 | 0.1099 | 0.050325 | 0.0021839 | 0.057393 | 0 | 0.0022605 | 9.0741e-08 | 0 | 9.0741e-08 | 4.7315e-06 | 7.566e-09 | 0 | 7.566e-09 | 6.1663e-08 | 0 | 6.1663e-08 | 1.3517e-07 | 0 | 1.3517e-07 | [17 empty] | 7.3.3.17.5 (Remote Grid) Updates to grid topology to minimize risk of ignition in HFTDs Remote GridWLDFRContact from objectAggregated | WLDFR | HFTD - Distribution - Tier 2 - 3QU CoRE ¦ 5QU LoRE | Non-Red Flag Warning - Catastrophic Fires | Contact from object | Aggregated | 2032 | 4.932e-07 | 715.8465 | 0.00035306 | 2032 | Mitigation | 0.95 | 45 | 0 | esc | 0.00097009 | 4.7845e-10 | 0.00097009 | 4.7845e-10
[79 empty] | WLDFR | HFTD - Distribution - Tier 3 - 4QU CoRE ¦ 5QU LoRE | Non-Red Flag Warning - Small Fires | 2062 | 8.2565e-07 | 0.1099 | 0.050325 | 0.0021839 | 0.057393 | 0 | 0.0022605 | 9.0741e-08 | 0 | 9.0741e-08 | 4.7315e-06 | 7.566e-09 | 0 | 7.566e-09 | 6.1663e-08 | 0 | 6.1663e-08 | 1.3517e-07 | 0 | 1.3517e-07 | [17 empty] | 7.3.3.17.5 (Remote Grid) Updates to grid topology to minimize risk of ignition in HFTDs Remote GridWLDFRContact from objectAggregated | WLDFR | HFTD - Distribution - Tier 2 - 3QU CoRE ¦ 5QU LoRE | Non-Red Flag Warning - Catastrophic Fires | Contact from object | Aggregated | 2033 | 4.932e-07 | 715.8465 | 0.00035306 | 2033 | Mitigation | 0.95 | 45 | 0 | esc | 0.00097009 | 4.7845e-10 | 0.00097009 | 4.7845e-10
[79 empty] | WLDFR | HFTD - Distribution - Tier 3 - 4QU CoRE ¦ 5QU LoRE | Non-Red Flag Warning - Small Fires | 2063 | 8.2565e-07 | 0.11504 | 0.052388 | 0.0022734 | 0.060377 | 0 | 0.0022605 | 9.4981e-08 | 0 | 9.4981e-08 | 4.9468e-06 | 7.566e-09 | 0 | 7.566e-09 | 6.1663e-08 | 0 | 6.1663e-08 | 1.3517e-07 | 0 | 1.3517e-07 | [17 empty] | 7.3.3.17.5 (Remote Grid) Updates to grid topology to minimize risk of ignition in HFTDs Remote GridWLDFRContact from objectAggregated | WLDFR | HFTD - Distribution - Tier 2 - 3QU CoRE ¦ 5QU LoRE | Non-Red Flag Warning - Catastrophic Fires | Contact from object | Aggregated | 2034 | 4.932e-07 | 715.8465 | 0.00035306 | 2034 | Mitigation | 0.95 | 45 | 0 | esc | 0.00097009 | 4.7845e-10 | 0.00097009 | 4.7845e-10
[79 empty] | WLDFR | HFTD - Distribution - Tier 3 - 4QU CoRE ¦ 5QU LoRE | Non-Red Flag Warning - Small Fires | 2064 | 8.2565e-07 | 0.11504 | 0.052388 | 0.0022734 | 0.060377 | 0 | 0.0022605 | 9.4981e-08 | 0 | 9.4981e-08 | 4.9468e-06 | 7.566e-09 | 0 | 7.566e-09 | 6.1663e-08 | 0 | 6.1663e-08 | 1.3517e-07 | 0 | 1.3517e-07 | [17 empty] | 7.3.3.17.5 (Remote Grid) Updates to grid topology to minimize risk of ignition in HFTDs Remote GridWLDFRContact from objectAggregated | WLDFR | HFTD - Distribution - Tier 2 - 3QU CoRE ¦ 5QU LoRE | Non-Red Flag Warning - Catastrophic Fires | Contact from object | Aggregated | 2035 | 4.932e-07 | 715.8465 | 0.00035306 | 2035 | Mitigation | 0.95 | 45 | 0 | esc | 0.00097009 | 4.7845e-10 | 0.00097009 | 4.7845e-10
[79 empty] | WLDFR | HFTD - Distribution - Tier 3 - 4QU CoRE ¦ 5QU LoRE | Non-Red Flag Warning - Small Fires | 2065 | 8.2565e-07 | 0.11504 | 0.052388 | 0.0022734 | 0.060377 | 0 | 0.0022605 | 9.4981e-08 | 0 | 9.4981e-08 | 4.9468e-06 | 7.9272e-09 | 0 | 7.9272e-09 | 6.4607e-08 | 0 | 6.4607e-08 | 1.4162e-07 | 0 | 1.4162e-07 | [17 empty] | 7.3.3.17.5 (Remote Grid) Updates to grid topology to minimize risk of ignition in HFTDs Remote GridWLDFRContact from objectAggregated | WLDFR | HFTD - Distribution - Tier 2 - 3QU CoRE ¦ 5QU LoRE | Non-Red Flag Warning - Catastrophic Fires | Contact from object | Aggregated | 2036 | 4.932e-07 | 715.8465 | 0.00035306 | 2036 | Mitigation | 0.95 | 45 | 0 | esc | 0.00097009 | 4.7845e-10 | 0.00097009 | 4.7845e-10
[79 empty] | WLDFR | HFTD - Distribution - Tier 3 - 4QU CoRE ¦ 5QU LoRE | Non-Red Flag Warning - Small Fires | 2066 | 8.2565e-07 | 0.11504 | 0.052388 | 0.0022734 | 0.060377 | 0 | 0.0022605 | 9.4981e-08 | 0 | 9.4981e-08 | 4.9468e-06 | 7.9272e-09 | 0 | 7.9272e-09 | 6.4607e-08 | 0 | 6.4607e-08 | 1.4162e-07 | 0 | 1.4162e-07 | [17 empty] | 7.3.3.17.5 (Remote Grid) Updates to grid topology to minimize risk of ignition in HFTDs Remote GridWLDFRContact from objectAggregated | WLDFR | HFTD - Distribution - Tier 2 - 3QU CoRE ¦ 5QU LoRE | Non-Red Flag Warning - Catastrophic Fires | Contact from object | Aggregated | 2037 | 4.932e-07 | 715.8465 | 0.00035306 | 2037 | Mitigation | 0.95 | 45 | 0 | esc | 0.00097009 | 4.7845e-10 | 0.00097009 | 4.7845e-10
[79 empty] | WLDFR | HFTD - Distribution - Tier 3 - 4QU CoRE ¦ 5QU LoRE | Red Flag Warning - Catastrophic Fires | 2022 | 1.9601e-09 | 14146.1306 | 222.2294 | 8585.7228 | 5338.1784 | 0 | 5.3665e-06 | 2.7728e-05 | 0 | 2.7728e-05 | 3.165e-08 | 7.9272e-09 | 0 | 7.9272e-09 | 6.4607e-08 | 0 | 6.4607e-08 | 1.4162e-07 | 0 | 1.4162e-07 | [17 empty] | 7.3.3.17.5 (Remote Grid) Updates to grid topology to minimize risk of ignition in HFTDs Remote GridWLDFRContact from objectAggregated | WLDFR | HFTD - Distribution - Tier 2 - 3QU CoRE ¦ 5QU LoRE | Non-Red Flag Warning - Catastrophic Fires | Contact from object | Aggregated | 2038 | 4.932e-07 | 715.8465 | 0.00035306 | 2038 | Mitigation | 0.95 | 45 | 0 | esc | 0.00097009 | 4.7845e-10 | 0.00097009 | 4.7845e-10
[79 empty] | WLDFR | HFTD - Distribution - Tier 3 - 4QU CoRE ¦ 5QU LoRE | Red Flag Warning - Catastrophic Fires | 2023 | 1.9601e-09 | 14664.6376 | 233.2301 | 8896.516 | 5534.8915 | 0 | 5.3665e-06 | 2.8745e-05 | 0 | 2.8745e-05 | 3.3066e-08 | 7.9272e-09 | 0 | 7.9272e-09 | 6.4607e-08 | 0 | 6.4607e-08 | 1.4162e-07 | 0 | 1.4162e-07 | [17 empty] | 7.3.3.17.5 (Remote Grid) Updates to grid topology to minimize risk of ignition in HFTDs Remote GridWLDFRContact from objectAggregated | WLDFR | HFTD - Distribution - Tier 2 - 3QU CoRE ¦ 5QU LoRE | Non-Red Flag Warning - Catastrophic Fires | Contact from object | Aggregated | 2039 | 4.932e-07 | 715.8465 | 0.00035306 | 2039 | Mitigation | 0.95 | 45 | 0 | esc | 0.00097009 | 4.7845e-10 | 0.00097009 | 4.7845e-10
[79 empty] | WLDFR | HFTD - Distribution - Tier 3 - 4QU CoRE ¦ 5QU LoRE | Red Flag Warning - Catastrophic Fires | 2024 | 1.9601e-09 | 14664.6376 | 233.2301 | 8896.516 | 5534.8915 | 0 | 5.3665e-06 | 2.8745e-05 | 0 | 2.8745e-05 | 3.3066e-08 | 7.9272e-09 | 0 | 7.9272e-09 | 6.4607e-08 | 0 | 6.4607e-08 | 1.4162e-07 | 0 | 1.4162e-07 | [17 empty] | 7.3.3.17.5 (Remote Grid) Updates to grid topology to minimize risk of ignition in HFTDs Remote GridWLDFRContact from objectAggregated | WLDFR | HFTD - Distribution - Tier 2 - 3QU CoRE ¦ 5QU LoRE | Non-Red Flag Warning - Catastrophic Fires | Contact from object | Aggregated | 2040 | 4.932e-07 | 715.8465 | 0.00035306 | 2040 | Mitigation | 0.95 | 45 | 0 | esc | 0.00097009 | 4.7845e-10 | 0.00097009 | 4.7845e-10
[79 empty] | WLDFR | HFTD - Distribution - Tier 3 - 4QU CoRE ¦ 5QU LoRE | Red Flag Warning - Catastrophic Fires | 2025 | 1.9601e-09 | 14664.6376 | 233.2301 | 8896.516 | 5534.8915 | 0 | 5.3665e-06 | 2.8745e-05 | 0 | 2.8745e-05 | 3.3066e-08 | 8.2977e-09 | 0 | 8.2977e-09 | 6.7626e-08 | 0 | 6.7626e-08 | 1.4824e-07 | 0 | 1.4824e-07 | [17 empty] | 7.3.3.17.5 (Remote Grid) Updates to grid topology to minimize risk of ignition in HFTDs Remote GridWLDFRContact from objectAggregated | WLDFR | HFTD - Distribution - Tier 2 - 3QU CoRE ¦ 5QU LoRE | Non-Red Flag Warning - Catastrophic Fires | Contact from object | Aggregated | 2041 | 4.932e-07 | 715.8465 | 0.00035306 | 2041 | Mitigation | 0.95 | 45 | 0 | esc | 0.00097009 | 4.7845e-10 | 0.00097009 | 4.7845e-10
[79 empty] | WLDFR | HFTD - Distribution - Tier 3 - 4QU CoRE ¦ 5QU LoRE | Red Flag Warning - Catastrophic Fires | 2026 | 1.9601e-09 | 14664.6376 | 233.2301 | 8896.516 | 5534.8915 | 0 | 5.3665e-06 | 2.8745e-05 | 0 | 2.8745e-05 | 3.3066e-08 | 8.2977e-09 | 0 | 8.2977e-09 | 6.7626e-08 | 0 | 6.7626e-08 | 1.4824e-07 | 0 | 1.4824e-07 | [17 empty] | 7.3.3.17.5 (Remote Grid) Updates to grid topology to minimize risk of ignition in HFTDs Remote GridWLDFRContact from objectAggregated | WLDFR | HFTD - Distribution - Tier 2 - 3QU CoRE ¦ 5QU LoRE | Non-Red Flag Warning - Catastrophic Fires | Contact from object | Aggregated | 2042 | 4.932e-07 | 715.8465 | 0.00035306 | 2042 | Mitigation | 0.95 | 45 | 0 | esc | 0.00097009 | 4.7845e-10 | 0.00097009 | 4.7845e-10
[79 empty] | WLDFR | HFTD - Distribution - Tier 3 - 4QU CoRE ¦ 5QU LoRE | Red Flag Warning - Catastrophic Fires | 2027 | 1.9601e-09 | 14664.6376 | 233.2301 | 8896.516 | 5534.8915 | 0 | 5.3665e-06 | 2.8745e-05 | 0 | 2.8745e-05 | 3.3066e-08 | 8.2977e-09 | 0 | 8.2977e-09 | 6.7626e-08 | 0 | 6.7626e-08 | 1.4824e-07 | 0 | 1.4824e-07 | [17 empty] | 7.3.3.17.5 (Remote Grid) Updates to grid topology to minimize risk of ignition in HFTDs Remote GridWLDFRContact from objectAggregated | WLDFR | HFTD - Distribution - Tier 2 - 3QU CoRE ¦ 5QU LoRE | Non-Red Flag Warning - Catastrophic Fires | Contact from object | Aggregated | 2043 | 4.932e-07 | 715.8465 | 0.00035306 | 2043 | Mitigation | 0.95 | 45 | 0 | esc | 0.00097009 | 4.7845e-10 | 0.00097009 | 4.7845e-10
[79 empty] | WLDFR | HFTD - Distribution - Tier 3 - 4QU CoRE ¦ 5QU LoRE | Red Flag Warning - Catastrophic Fires | 2028 | 1.9601e-09 | 15317.9909 | 247.273 | 9287.6491 | 5783.0689 | 0 | 5.3665e-06 | 3.0025e-05 | 0 | 3.0025e-05 | 3.4889e-08 | 8.2977e-09 | 0 | 8.2977e-09 | 6.7626e-08 | 0 | 6.7626e-08 | 1.4824e-07 | 0 | 1.4824e-07 | [17 empty] | 7.3.3.17.5 (Remote Grid) Updates to grid topology to minimize risk of ignition in HFTDs Remote GridWLDFRContact from objectAggregated | WLDFR | HFTD - Distribution - Tier 2 - 3QU CoRE ¦ 5QU LoRE | Non-Red Flag Warning - Catastrophic Fires | Contact from object | Aggregated | 2044 | 4.932e-07 | 715.8465 | 0.00035306 | 2044 | Mitigation | 0.95 | 45 | 0 | esc | 0.00097009 | 4.7845e-10 | 0.00097009 | 4.7845e-10
[79 empty] | WLDFR | HFTD - Distribution - Tier 3 - 4QU CoRE ¦ 5QU LoRE | Red Flag Warning - Catastrophic Fires | 2029 | 1.9601e-09 | 15317.9909 | 247.273 | 9287.6491 | 5783.0689 | 0 | 5.3665e-06 | 3.0025e-05 | 0 | 3.0025e-05 | 3.4889e-08 | 8.2977e-09 | 0 | 8.2977e-09 | 6.7626e-08 | 0 | 6.7626e-08 | 1.4824e-07 | 0 | 1.4824e-07 | [17 empty] | 7.3.3.17.5 (Remote Grid) Updates to grid topology to minimize risk of ignition in HFTDs Remote GridWLDFRContact from objectAggregated | WLDFR | HFTD - Distribution - Tier 2 - 3QU CoRE ¦ 5QU LoRE | Non-Red Flag Warning - Catastrophic Fires | Contact from object | Aggregated | 2045 | 4.932e-07 | 715.8465 | 0.00035306 | 2045 | Mitigation | 0.95 | 45 | 0 | esc | 0.00097009 | 4.7845e-10 | 0.00097009 | 4.7845e-10
[79 empty] | WLDFR | HFTD - Distribution - Tier 3 - 4QU CoRE ¦ 5QU LoRE | Red Flag Warning - Catastrophic Fires | 2030 | 1.9601e-09 | 15317.9909 | 247.273 | 9287.6491 | 5783.0689 | 0 | 5.3665e-06 | 3.0025e-05 | 0 | 3.0025e-05 | 3.4889e-08 | 8.673e-09 | 0 | 8.673e-09 | 7.0685e-08 | 0 | 7.0685e-08 | 1.5494e-07 | 0 | 1.5494e-07 | [17 empty] | 7.3.3.17.5 (Remote Grid) Updates to grid topology to minimize risk of ignition in HFTDs Remote GridWLDFRContact from objectAggregated | WLDFR | HFTD - Distribution - Tier 2 - 3QU CoRE ¦ 5QU LoRE | Non-Red Flag Warning - Catastrophic Fires | Contact from object | Aggregated | 2046 | 4.932e-07 | 715.8465 | 0.00035306 | 2046 | Mitigation | 0.95 | 45 | 0 | esc | 0.00097009 | 4.7845e-10 | 0.00097009 | 4.7845e-10
[79 empty] | WLDFR | HFTD - Distribution - Tier 3 - 4QU CoRE ¦ 5QU LoRE | Red Flag Warning - Catastrophic Fires | 2031 | 1.9601e-09 | 15317.9909 | 247.273 | 9287.6491 | 5783.0689 | 0 | 5.3665e-06 | 3.0025e-05 | 0 | 3.0025e-05 | 3.4889e-08 | 8.673e-09 | 0 | 8.673e-09 | 7.0685e-08 | 0 | 7.0685e-08 | 1.5494e-07 | 0 | 1.5494e-07 | [17 empty] | 7.3.3.17.5 (Remote Grid) Updates to grid topology to minimize risk of ignition in HFTDs Remote GridWLDFRContact from objectAggregated | WLDFR | HFTD - Distribution - Tier 2 - 3QU CoRE ¦ 5QU LoRE | Non-Red Flag Warning - Catastrophic Fires | Contact from object | Aggregated | 2047 | 4.932e-07 | 715.8465 | 0.00035306 | 2047 | Mitigation | 0.95 | 45 | 0 | esc | 0.00097009 | 4.7845e-10 | 0.00097009 | 4.7845e-10
[79 empty] | WLDFR | HFTD - Distribution - Tier 3 - 4QU CoRE ¦ 5QU LoRE | Red Flag Warning - Catastrophic Fires | 2032 | 1.9601e-09 | 15317.9909 | 247.273 | 9287.6491 | 5783.0689 | 0 | 5.3665e-06 | 3.0025e-05 | 0 | 3.0025e-05 | 3.4889e-08 | 0 | 0 | 0 | 7.0685e-08 | 0 | 7.0685e-08 | 1.5494e-07 | 0 | 1.5494e-07 | [17 empty] | 7.3.3.17.5 (Remote Grid) Updates to grid topology to minimize risk of ignition in HFTDs Remote GridWLDFRContact from objectAggregated | WLDFR | HFTD - Distribution - Tier 2 - 3QU CoRE ¦ 5QU LoRE | Non-Red Flag Warning - Catastrophic Fires | Contact from object | Aggregated | 2048 | 4.932e-07 | 715.8465 | 0.00035306 | 2048 | Mitigation | 0.95 | 45 | 0 | esc | 0.00097009 | 4.7845e-10 | 0.00097009 | 4.7845e-10
[79 empty] | WLDFR | HFTD - Distribution - Tier 3 - 4QU CoRE ¦ 5QU LoRE | Red Flag Warning - Catastrophic Fires | 2033 | 1.9601e-09 | 16044.1264 | 263.1074 | 9721.74 | 6059.2791 | 0 | 5.3665e-06 | 3.1449e-05 | 0 | 3.1449e-05 | 3.6964e-08 | 0 | 0 | 0 | 0 | 0 | 0 | 1.5494e-07 | 0 | 1.5494e-07 | [17 empty] | 7.3.3.17.5 (Remote Grid) Updates to grid topology to minimize risk of ignition in HFTDs Remote GridWLDFRContact from objectAggregated | WLDFR | HFTD - Distribution - Tier 2 - 3QU CoRE ¦ 5QU LoRE | Non-Red Flag Warning - Catastrophic Fires | Contact from object | Aggregated | 2049 | 4.932e-07 | 715.8465 | 0.00035306 | 2049 | Mitigation | 0.95 | 45 | 0 | esc | 0.00097009 | 4.7845e-10 | 0.00097009 | 4.7845e-10
[79 empty] | WLDFR | HFTD - Distribution - Tier 3 - 4QU CoRE ¦ 5QU LoRE | Red Flag Warning - Catastrophic Fires | 2034 | 1.9601e-09 | 16044.1264 | 263.1074 | 9721.74 | 6059.2791 | 0 | 5.3665e-06 | 3.1449e-05 | 0 | 3.1449e-05 | 3.6964e-08 | 7.0856e-08 | 0 | 7.0856e-08 | 0 | 0 | 0 | 0 | 0 | 0 | [17 empty] | 7.3.3.17.5 (Remote Grid) Updates to grid topology to minimize risk of ignition in HFTDs Remote GridWLDFRContact from objectAggregated | WLDFR | HFTD - Distribution - Tier 2 - 3QU CoRE ¦ 5QU LoRE | Non-Red Flag Warning - Catastrophic Fires | Contact from object | Aggregated | 2050 | 4.932e-07 | 715.8465 | 0.00035306 | 2050 | Mitigation | 0.95 | 45 | 0 | esc | 0.00097009 | 4.7845e-10 | 0.00097009 | 4.7845e-10
[79 empty] | WLDFR | HFTD - Distribution - Tier 3 - 4QU CoRE ¦ 5QU LoRE | Red Flag Warning - Catastrophic Fires | 2035 | 1.9601e-09 | 16044.1264 | 263.1074 | 9721.74 | 6059.2791 | 0 | 5.3665e-06 | 3.1449e-05 | 0 | 3.1449e-05 | 3.6964e-08 | 7.0099e-08 | 0 | 7.0099e-08 | 5.7131e-07 | 0 | 5.7131e-07 | 0 | 0 | 0 | [17 empty] | 7.3.3.17.5 (Remote Grid) Updates to grid topology to minimize risk of ignition in HFTDs Remote GridWLDFRContact from objectAggregated | WLDFR | HFTD - Distribution - Tier 2 - 3QU CoRE ¦ 5QU LoRE | Non-Red Flag Warning - Catastrophic Fires | Contact from object | Aggregated | 2051 | 4.932e-07 | 715.8465 | 0.00035306 | 2051 | Mitigation | 0.95 | 45 | 0 | esc | 0.00097009 | 4.7845e-10 | 0.00097009 | 4.7845e-10
[79 empty] | WLDFR | HFTD - Distribution - Tier 3 - 4QU CoRE ¦ 5QU LoRE | Red Flag Warning - Catastrophic Fires | 2036 | 1.9601e-09 | 16044.1264 | 263.1074 | 9721.74 | 6059.2791 | 0 | 5.3665e-06 | 3.1449e-05 | 0 | 3.1449e-05 | 3.6964e-08 | 7.2669e-08 | 0 | 7.2669e-08 | 5.9225e-07 | 0 | 5.9225e-07 | 1.2982e-06 | 0 | 1.2982e-06 | [17 empty] | 7.3.3.17.5 (Remote Grid) Updates to grid topology to minimize risk of ignition in HFTDs Remote GridWLDFRContact from objectAggregated | WLDFR | HFTD - Distribution - Tier 2 - 3QU CoRE ¦ 5QU LoRE | Non-Red Flag Warning - Catastrophic Fires | Contact from object | Aggregated | 2052 | 4.932e-07 | 715.8465 | 0.00035306 | 2052 | Mitigation | 0.95 | 45 | 0 | esc | 0.00097009 | 4.7845e-10 | 0.00097009 | 4.7845e-10
[79 empty] | WLDFR | HFTD - Distribution - Tier 3 - 4QU CoRE ¦ 5QU LoRE | Red Flag Warning - Catastrophic Fires | 2037 | 1.9601e-09 | 16044.1264 | 263.1074 | 9721.74 | 6059.2791 | 0 | 5.3665e-06 | 3.1449e-05 | 0 | 3.1449e-05 | 3.6964e-08 | 7.2669e-08 | 0 | 7.2669e-08 | 5.9225e-07 | 0 | 5.9225e-07 | 1.2982e-06 | 0 | 1.2982e-06 | [17 empty] | 7.3.3.17.5 (Remote Grid) Updates to grid topology to minimize risk of ignition in HFTDs Remote GridWLDFRContact from objectAggregated | WLDFR | HFTD - Distribution - Tier 2 - 3QU CoRE ¦ 5QU LoRE | Non-Red Flag Warning - Catastrophic Fires | Contact from object | Aggregated | 2053 | 4.932e-07 | 715.8465 | 0.00035306 | 2053 | Mitigation | 0.95 | 45 | 0 | esc | 0.00097009 | 4.7845e-10 | 0.00097009 | 4.7845e-10
[79 empty] | WLDFR | HFTD - Distribution - Tier 3 - 4QU CoRE ¦ 5QU LoRE | Red Flag Warning - Catastrophic Fires | 2038 | 1.9601e-09 | 16832.3912 | 280.5544 | 10192.2718 | 6359.5651 | 0 | 5.3665e-06 | 3.2994e-05 | 0 | 3.2994e-05 | 3.9273e-08 | 7.2669e-08 | 0 | 7.2669e-08 | 5.9225e-07 | 0 | 5.9225e-07 | 1.2982e-06 | 0 | 1.2982e-06 | [17 empty] | 7.3.3.17.5 (Remote Grid) Updates to grid topology to minimize risk of ignition in HFTDs Remote GridWLDFRContact from objectAggregated | WLDFR | HFTD - Distribution - Tier 2 - 3QU CoRE ¦ 5QU LoRE | Non-Red Flag Warning - Catastrophic Fires | Contact from object | Aggregated | 2054 | 4.932e-07 | 715.8465 | 0.00035306 | 2054 | Mitigation | 0.95 | 45 | 0 | esc | 0.00097009 | 4.7845e-10 | 0.00097009 | 4.7845e-10
[79 empty] | WLDFR | HFTD - Distribution - Tier 3 - 4QU CoRE ¦ 5QU LoRE | Red Flag Warning - Catastrophic Fires | 2039 | 1.9601e-09 | 16832.3912 | 280.5544 | 10192.2718 | 6359.5651 | 0 | 5.3665e-06 | 3.2994e-05 | 0 | 3.2994e-05 | 3.9273e-08 | 7.2669e-08 | 0 | 7.2669e-08 | 5.9225e-07 | 0 | 5.9225e-07 | 1.2982e-06 | 0 | 1.2982e-06 | [17 empty] | 7.3.3.17.5 (Remote Grid) Updates to grid topology to minimize risk of ignition in HFTDs Remote GridWLDFRContact from objectAggregated | WLDFR | HFTD - Distribution - Tier 2 - 3QU CoRE ¦ 5QU LoRE | Non-Red Flag Warning - Catastrophic Fires | Contact from object | Aggregated | 2055 | 4.932e-07 | 715.8465 | 0.00035306 | 2055 | Mitigation | 0.95 | 45 | 0 | esc | 0.00097009 | 4.7845e-10 | 0.00097009 | 4.7845e-10
[79 empty] | WLDFR | HFTD - Distribution - Tier 3 - 4QU CoRE ¦ 5QU LoRE | Red Flag Warning - Catastrophic Fires | 2040 | 1.9601e-09 | 16832.3912 | 280.5544 | 10192.2718 | 6359.5651 | 0 | 5.3665e-06 | 3.2994e-05 | 0 | 3.2994e-05 | 3.9273e-08 | 7.2669e-08 | 0 | 7.2669e-08 | 5.9225e-07 | 0 | 5.9225e-07 | 1.2982e-06 | 0 | 1.2982e-06 | [17 empty] | 7.3.3.17.5 (Remote Grid) Updates to grid topology to minimize risk of ignition in HFTDs Remote GridWLDFRContact from objectAggregated | WLDFR | HFTD - Distribution - Tier 2 - 3QU CoRE ¦ 5QU LoRE | Non-Red Flag Warning - Catastrophic Fires | Contact from object | Aggregated | 2056 | 4.932e-07 | 715.8465 | 0.00035306 | 2056 | Mitigation | 0.95 | 45 | 0 | esc | 0.00097009 | 4.7845e-10 | 0.00097009 | 4.7845e-10
[79 empty] | WLDFR | HFTD - Distribution - Tier 3 - 4QU CoRE ¦ 5QU LoRE | Red Flag Warning - Catastrophic Fires | 2041 | 1.9601e-09 | 16832.3912 | 280.5544 | 10192.2718 | 6359.5651 | 0 | 5.3665e-06 | 3.2994e-05 | 0 | 3.2994e-05 | 3.9273e-08 | 7.5906e-08 | 0 | 7.5906e-08 | 6.1864e-07 | 0 | 6.1864e-07 | 1.3561e-06 | 0 | 1.3561e-06 | [17 empty] | 7.3.3.17.5 (Remote Grid) Updates to grid topology to minimize risk of ignition in HFTDs Remote GridWLDFRContact from objectAggregated | WLDFR | HFTD - Distribution - Tier 2 - 3QU CoRE ¦ 5QU LoRE | Non-Red Flag Warning - Catastrophic Fires | Contact from object | Aggregated | 2057 | 4.932e-07 | 715.8465 | 0.00035306 | 2057 | Mitigation | 0.95 | 45 | 0 | esc | 0.00097009 | 4.7845e-10 | 0.00097009 | 4.7845e-10
[79 empty] | WLDFR | HFTD - Distribution - Tier 3 - 4QU CoRE ¦ 5QU LoRE | Red Flag Warning - Catastrophic Fires | 2042 | 1.9601e-09 | 16832.3912 | 280.5544 | 10192.2718 | 6359.5651 | 0 | 5.3665e-06 | 3.2994e-05 | 0 | 3.2994e-05 | 3.9273e-08 | 7.5906e-08 | 0 | 7.5906e-08 | 6.1864e-07 | 0 | 6.1864e-07 | 1.3561e-06 | 0 | 1.3561e-06 | [17 empty] | 7.3.3.17.5 (Remote Grid) Updates to grid topology to minimize risk of ignition in HFTDs Remote GridWLDFRContact from objectAggregated | WLDFR | HFTD - Distribution - Tier 2 - 3QU CoRE ¦ 5QU LoRE | Non-Red Flag Warning - Catastrophic Fires | Contact from object | Aggregated | 2058 | 4.932e-07 | 715.8465 | 0.00035306 | 2058 | Mitigation | 0.95 | 45 | 0 | esc | 0.00097009 | 4.7845e-10 | 0.00097009 | 4.7845e-10
[79 empty] | WLDFR | HFTD - Distribution - Tier 3 - 4QU CoRE ¦ 5QU LoRE | Red Flag Warning - Catastrophic Fires | 2043 | 1.9601e-09 | 17672.0852 | 299.42 | 10692.7362 | 6679.929 | 0 | 5.3665e-06 | 3.464e-05 | 0 | 3.464e-05 | 4.1798e-08 | 7.5906e-08 | 0 | 7.5906e-08 | 6.1864e-07 | 0 | 6.1864e-07 | 1.3561e-06 | 0 | 1.3561e-06 | [17 empty] | 7.3.3.17.5 (Remote Grid) Updates to grid topology to minimize risk of ignition in HFTDs Remote GridWLDFRContact from objectAggregated | WLDFR | HFTD - Distribution - Tier 2 - 3QU CoRE ¦ 5QU LoRE | Non-Red Flag Warning - Catastrophic Fires | Contact from object | Aggregated | 2059 | 4.932e-07 | 715.8465 | 0.00035306 | 2059 | Mitigation | 0.95 | 45 | 0 | esc | 0.00097009 | 4.7845e-10 | 0.00097009 | 4.7845e-10
[79 empty] | WLDFR | HFTD - Distribution - Tier 3 - 4QU CoRE ¦ 5QU LoRE | Red Flag Warning - Catastrophic Fires | 2044 | 1.9601e-09 | 17672.0852 | 299.42 | 10692.7362 | 6679.929 | 0 | 5.3665e-06 | 3.464e-05 | 0 | 3.464e-05 | 4.1798e-08 | 7.5906e-08 | 0 | 7.5906e-08 | 6.1864e-07 | 0 | 6.1864e-07 | 1.3561e-06 | 0 | 1.3561e-06 | [17 empty] | 7.3.3.17.5 (Remote Grid) Updates to grid topology to minimize risk of ignition in HFTDs Remote GridWLDFRContact from objectAggregated | WLDFR | HFTD - Distribution - Tier 2 - 3QU CoRE ¦ 5QU LoRE | Non-Red Flag Warning - Catastrophic Fires | Contact from object | Aggregated | 2060 | 4.932e-07 | 715.8465 | 0.00035306 | 2060 | Mitigation | 0.95 | 45 | 0 | esc | 0.00097009 | 4.7845e-10 | 0.00097009 | 4.7845e-10
[79 empty] | WLDFR | HFTD - Distribution - Tier 3 - 4QU CoRE ¦ 5QU LoRE | Red Flag Warning - Catastrophic Fires | 2045 | 1.9601e-09 | 17672.0852 | 299.42 | 10692.7362 | 6679.929 | 0 | 5.3665e-06 | 3.464e-05 | 0 | 3.464e-05 | 4.1798e-08 | 7.5906e-08 | 0 | 7.5906e-08 | 6.1864e-07 | 0 | 6.1864e-07 | 1.3561e-06 | 0 | 1.3561e-06 | [17 empty] | 7.3.3.17.5 (Remote Grid) Updates to grid topology to minimize risk of ignition in HFTDs Remote GridWLDFRContact from objectAggregated | WLDFR | HFTD - Distribution - Tier 2 - 3QU CoRE ¦ 5QU LoRE | Non-Red Flag Warning - Catastrophic Fires | Contact from object | Aggregated | 2061 | 4.932e-07 | 715.8465 | 0.00035306 | 2061 | Mitigation | 0.95 | 45 | 0 | esc | 0.00097009 | 4.7845e-10 | 0.00097009 | 4.7845e-10
[79 empty] | WLDFR | HFTD - Distribution - Tier 3 - 4QU CoRE ¦ 5QU LoRE | Red Flag Warning - Catastrophic Fires | 2046 | 1.9601e-09 | 17672.0852 | 299.42 | 10692.7362 | 6679.929 | 0 | 5.3665e-06 | 3.464e-05 | 0 | 3.464e-05 | 4.1798e-08 | 7.9504e-08 | 0 | 7.9504e-08 | 6.4796e-07 | 0 | 6.4796e-07 | 1.4203e-06 | 0 | 1.4203e-06 | [17 empty] | 7.3.3.17.5 (Remote Grid) Updates to grid topology to minimize risk of ignition in HFTDs Remote GridWLDFRContact from objectAggregated | WLDFR | HFTD - Distribution - Tier 2 - 3QU CoRE ¦ 5QU LoRE | Non-Red Flag Warning - Catastrophic Fires | Contact from object | Aggregated | 2062 | 4.932e-07 | 715.8465 | 0.00035306 | 2062 | Mitigation | 0.95 | 45 | 0 | esc | 0.00097009 | 4.7845e-10 | 0.00097009 | 4.7845e-10
[79 empty] | WLDFR | HFTD - Distribution - Tier 3 - 4QU CoRE ¦ 5QU LoRE | Red Flag Warning - Catastrophic Fires | 2047 | 1.9601e-09 | 17672.0852 | 299.42 | 10692.7362 | 6679.929 | 0 | 5.3665e-06 | 3.464e-05 | 0 | 3.464e-05 | 4.1798e-08 | 7.9504e-08 | 0 | 7.9504e-08 | 6.4796e-07 | 0 | 6.4796e-07 | 1.4203e-06 | 0 | 1.4203e-06 | [17 empty] | 7.3.3.17.5 (Remote Grid) Updates to grid topology to minimize risk of ignition in HFTDs Remote GridWLDFRContact from objectAggregated | WLDFR | HFTD - Distribution - Tier 2 - 3QU CoRE ¦ 5QU LoRE | Non-Red Flag Warning - Catastrophic Fires | Contact from object | Aggregated | 2063 | 4.932e-07 | 715.8465 | 0.00035306 | 2063 | Mitigation | 0.95 | 45 | 0 | esc | 0.00097009 | 4.7845e-10 | 0.00097009 | 4.7845e-10
[79 empty] | WLDFR | HFTD - Distribution - Tier 3 - 4QU CoRE ¦ 5QU LoRE | Red Flag Warning - Catastrophic Fires | 2048 | 1.9601e-09 | 18552.3348 | 319.4911 | 11216.5626 | 7016.281 | 0 | 5.3665e-06 | 3.6365e-05 | 0 | 3.6365e-05 | 4.4518e-08 | 7.9504e-08 | 0 | 7.9504e-08 | 6.4796e-07 | 0 | 6.4796e-07 | 1.4203e-06 | 0 | 1.4203e-06 | [17 empty] | 7.3.3.17.5 (Remote Grid) Updates to grid topology to minimize risk of ignition in HFTDs Remote GridWLDFRContact from objectAggregated | WLDFR | HFTD - Distribution - Tier 2 - 3QU CoRE ¦ 5QU LoRE | Non-Red Flag Warning - Catastrophic Fires | Contact from object | Aggregated | 2064 | 4.932e-07 | 715.8465 | 0.00035306 | 2064 | Mitigation | 0.95 | 45 | 0 | esc | 0.00097009 | 4.7845e-10 | 0.00097009 | 4.7845e-10
[79 empty] | WLDFR | HFTD - Distribution - Tier 3 - 4QU CoRE ¦ 5QU LoRE | Red Flag Warning - Catastrophic Fires | 2049 | 1.9601e-09 | 18552.3348 | 319.4911 | 11216.5626 | 7016.281 | 0 | 5.3665e-06 | 3.6365e-05 | 0 | 3.6365e-05 | 4.4518e-08 | 7.9504e-08 | 0 | 7.9504e-08 | 6.4796e-07 | 0 | 6.4796e-07 | 1.4203e-06 | 0 | 1.4203e-06 | [17 empty] | 7.3.3.17.5 (Remote Grid) Updates to grid topology to minimize risk of ignition in HFTDs Remote GridWLDFRContact from objectAggregated | WLDFR | HFTD - Distribution - Tier 2 - 3QU CoRE ¦ 5QU LoRE | Non-Red Flag Warning - Catastrophic Fires | Contact from object | Aggregated | 2065 | 4.932e-07 | 715.8465 | 0.00035306 | 2065 | Mitigation | 0.95 | 45 | 0 | esc | 0.00097009 | 4.7845e-10 | 0.00097009 | 4.7845e-10
[79 empty] | WLDFR | HFTD - Distribution - Tier 3 - 4QU CoRE ¦ 5QU LoRE | Red Flag Warning - Catastrophic Fires | 2050 | 1.9601e-09 | 18552.3348 | 319.4911 | 11216.5626 | 7016.281 | 0 | 5.3665e-06 | 3.6365e-05 | 0 | 3.6365e-05 | 4.4518e-08 | 7.9504e-08 | 0 | 7.9504e-08 | 6.4796e-07 | 0 | 6.4796e-07 | 1.4203e-06 | 0 | 1.4203e-06 | [17 empty] | 7.3.3.17.5 (Remote Grid) Updates to grid topology to minimize risk of ignition in HFTDs Remote GridWLDFRContact from objectAggregated | WLDFR | HFTD - Distribution - Tier 2 - 3QU CoRE ¦ 5QU LoRE | Non-Red Flag Warning - Catastrophic Fires | Contact from object | Aggregated | 2066 | 4.932e-07 | 715.8465 | 0.00035306 | 2066 | Mitigation | 0.95 | 45 | 0 | esc | 0.00097009 | 4.7845e-10 | 0.00097009 | 4.7845e-10
[79 empty] | WLDFR | HFTD - Distribution - Tier 3 - 4QU CoRE ¦ 5QU LoRE | Red Flag Warning - Catastrophic Fires | 2051 | 1.9601e-09 | 18552.3348 | 319.4911 | 11216.5626 | 7016.281 | 0 | 5.3665e-06 | 3.6365e-05 | 0 | 3.6365e-05 | 4.4518e-08 | 8.3411e-08 | 0 | 8.3411e-08 | 6.798e-07 | 0 | 6.798e-07 | 1.4901e-06 | 0 | 1.4901e-06 | [17 empty] | 7.3.3.17.5 (Remote Grid) Updates to grid topology to minimize risk of ignition in HFTDs Remote GridWLDFRContact from objectAggregated | WLDFR | HFTD - Distribution - Tier 2 - 3QU CoRE ¦ 5QU LoRE | Non-Red Flag Warning - Catastrophic Fires | Contact from object | Aggregated | 2067 | 4.932e-07 | 715.8465 | 0.00035306 | 2067 | Mitigation | 0.95 | 45 | 0 | esc | 0 | 0 | 0.00097009 | 4.7845e-10
[79 empty] | WLDFR | HFTD - Distribution - Tier 3 - 4QU CoRE ¦ 5QU LoRE | Red Flag Warning - Catastrophic Fires | 2052 | 1.9601e-09 | 18552.3348 | 319.4911 | 11216.5626 | 7016.281 | 0 | 5.3665e-06 | 3.6365e-05 | 0 | 3.6365e-05 | 4.4518e-08 | 8.3411e-08 | 0 | 8.3411e-08 | 6.798e-07 | 0 | 6.798e-07 | 1.4901e-06 | 0 | 1.4901e-06 | [17 empty] | 7.3.3.17.5 (Remote Grid) Updates to grid topology to minimize risk of ignition in HFTDs Remote GridWLDFRContaminationAggregated | WLDFR | HFTD - Distribution - Tier 2 - 3QU CoRE ¦ 5QU LoRE | Non-Red Flag Warning - Catastrophic Fires | Contamination | Aggregated | 2022 | 9.3901e-09 | 715.8465 | 6.7219e-06 | 2022 | Mitigation | 0.95 | 45 | 0 | esc | 0.00097009 | 9.1092e-12 | 0 | 0
[79 empty] | WLDFR | HFTD - Distribution - Tier 3 - 4QU CoRE ¦ 5QU LoRE | Red Flag Warning - Catastrophic Fires | 2053 | 1.9601e-09 | 19462.1283 | 340.5356 | 11757.1413 | 7364.4514 | 0 | 5.3665e-06 | 3.8148e-05 | 0 | 3.8148e-05 | 4.7411e-08 | 8.3411e-08 | 0 | 8.3411e-08 | 6.798e-07 | 0 | 6.798e-07 | 1.4901e-06 | 0 | 1.4901e-06 | [17 empty] | 7.3.3.17.5 (Remote Grid) Updates to grid topology to minimize risk of ignition in HFTDs Remote GridWLDFRContaminationAggregated | WLDFR | HFTD - Distribution - Tier 2 - 3QU CoRE ¦ 5QU LoRE | Non-Red Flag Warning - Catastrophic Fires | Contamination | Aggregated | 2023 | 9.3901e-09 | 715.8465 | 6.7219e-06 | 2023 | Mitigation | 0.95 | 45 | 0 | esc | 0.00097009 | 9.1092e-12 | 0.00097009 | 9.1092e-12
[79 empty] | WLDFR | HFTD - Distribution - Tier 3 - 4QU CoRE ¦ 5QU LoRE | Red Flag Warning - Catastrophic Fires | 2054 | 1.9601e-09 | 19462.1283 | 340.5356 | 11757.1413 | 7364.4514 | 0 | 5.3665e-06 | 3.8148e-05 | 0 | 3.8148e-05 | 4.7411e-08 | 8.3411e-08 | 0 | 8.3411e-08 | 6.798e-07 | 0 | 6.798e-07 | 1.4901e-06 | 0 | 1.4901e-06 | [17 empty] | 7.3.3.17.5 (Remote Grid) Updates to grid topology to minimize risk of ignition in HFTDs Remote GridWLDFRContaminationAggregated | WLDFR | HFTD - Distribution - Tier 2 - 3QU CoRE ¦ 5QU LoRE | Non-Red Flag Warning - Catastrophic Fires | Contamination | Aggregated | 2024 | 9.3901e-09 | 715.8465 | 6.7219e-06 | 2024 | Mitigation | 0.95 | 45 | 0 | esc | 0.00097009 | 9.1092e-12 | 0.00097009 | 9.1092e-12
[79 empty] | WLDFR | HFTD - Distribution - Tier 3 - 4QU CoRE ¦ 5QU LoRE | Red Flag Warning - Catastrophic Fires | 2055 | 1.9601e-09 | 19462.1283 | 340.5356 | 11757.1413 | 7364.4514 | 0 | 5.3665e-06 | 3.8148e-05 | 0 | 3.8148e-05 | 4.7411e-08 | 8.3411e-08 | 0 | 8.3411e-08 | 6.798e-07 | 0 | 6.798e-07 | 1.4901e-06 | 0 | 1.4901e-06 | [17 empty] | 7.3.3.17.5 (Remote Grid) Updates to grid topology to minimize risk of ignition in HFTDs Remote GridWLDFRContaminationAggregated | WLDFR | HFTD - Distribution - Tier 2 - 3QU CoRE ¦ 5QU LoRE | Non-Red Flag Warning - Catastrophic Fires | Contamination | Aggregated | 2025 | 9.3901e-09 | 715.8465 | 6.7219e-06 | 2025 | Mitigation | 0.95 | 45 | 0 | esc | 0.00097009 | 9.1092e-12 | 0.00097009 | 9.1092e-12
[79 empty] | WLDFR | HFTD - Distribution - Tier 3 - 4QU CoRE ¦ 5QU LoRE | Red Flag Warning - Catastrophic Fires | 2056 | 1.9601e-09 | 19462.1283 | 340.5356 | 11757.1413 | 7364.4514 | 0 | 5.3665e-06 | 3.8148e-05 | 0 | 3.8148e-05 | 4.7411e-08 | 8.7572e-08 | 0 | 8.7572e-08 | 7.1371e-07 | 0 | 7.1371e-07 | 1.5645e-06 | 0 | 1.5645e-06 | [17 empty] | 7.3.3.17.5 (Remote Grid) Updates to grid topology to minimize risk of ignition in HFTDs Remote GridWLDFRContaminationAggregated | WLDFR | HFTD - Distribution - Tier 2 - 3QU CoRE ¦ 5QU LoRE | Non-Red Flag Warning - Catastrophic Fires | Contamination | Aggregated | 2026 | 9.3901e-09 | 715.8465 | 6.7219e-06 | 2026 | Mitigation | 0.95 | 45 | 0 | esc | 0.00097009 | 9.1092e-12 | 0.00097009 | 9.1092e-12
[79 empty] | WLDFR | HFTD - Distribution - Tier 3 - 4QU CoRE ¦ 5QU LoRE | Red Flag Warning - Catastrophic Fires | 2057 | 1.9601e-09 | 19462.1283 | 340.5356 | 11757.1413 | 7364.4514 | 0 | 5.3665e-06 | 3.8148e-05 | 0 | 3.8148e-05 | 4.7411e-08 | 8.7572e-08 | 0 | 8.7572e-08 | 7.1371e-07 | 0 | 7.1371e-07 | 1.5645e-06 | 0 | 1.5645e-06 | [17 empty] | 7.3.3.17.5 (Remote Grid) Updates to grid topology to minimize risk of ignition in HFTDs Remote GridWLDFRContaminationAggregated | WLDFR | HFTD - Distribution - Tier 2 - 3QU CoRE ¦ 5QU LoRE | Non-Red Flag Warning - Catastrophic Fires | Contamination | Aggregated | 2027 | 9.3901e-09 | 715.8465 | 6.7219e-06 | 2027 | Mitigation | 0.95 | 45 | 0 | esc | 0.00097009 | 9.1092e-12 | 0.00097009 | 9.1092e-12
[79 empty] | WLDFR | HFTD - Distribution - Tier 3 - 4QU CoRE ¦ 5QU LoRE | Red Flag Warning - Catastrophic Fires | 2058 | 1.9601e-09 | 20390.4035 | 362.3049 | 12307.8747 | 7720.2238 | 0 | 5.3665e-06 | 3.9968e-05 | 0 | 3.9968e-05 | 5.0443e-08 | 8.7572e-08 | 0 | 8.7572e-08 | 7.1371e-07 | 0 | 7.1371e-07 | 1.5645e-06 | 0 | 1.5645e-06 | [17 empty] | 7.3.3.17.5 (Remote Grid) Updates to grid topology to minimize risk of ignition in HFTDs Remote GridWLDFRContaminationAggregated | WLDFR | HFTD - Distribution - Tier 2 - 3QU CoRE ¦ 5QU LoRE | Non-Red Flag Warning - Catastrophic Fires | Contamination | Aggregated | 2028 | 9.3901e-09 | 715.8465 | 6.7219e-06 | 2028 | Mitigation | 0.95 | 45 | 0 | esc | 0.00097009 | 9.1092e-12 | 0.00097009 | 9.1092e-12
[79 empty] | WLDFR | HFTD - Distribution - Tier 3 - 4QU CoRE ¦ 5QU LoRE | Red Flag Warning - Catastrophic Fires | 2059 | 1.9601e-09 | 20390.4035 | 362.3049 | 12307.8747 | 7720.2238 | 0 | 5.3665e-06 | 3.9968e-05 | 0 | 3.9968e-05 | 5.0443e-08 | 8.7572e-08 | 0 | 8.7572e-08 | 7.1371e-07 | 0 | 7.1371e-07 | 1.5645e-06 | 0 | 1.5645e-06 | [17 empty] | 7.3.3.17.5 (Remote Grid) Updates to grid topology to minimize risk of ignition in HFTDs Remote GridWLDFRContaminationAggregated | WLDFR | HFTD - Distribution - Tier 2 - 3QU CoRE ¦ 5QU LoRE | Non-Red Flag Warning - Catastrophic Fires | Contamination | Aggregated | 2029 | 9.3901e-09 | 715.8465 | 6.7219e-06 | 2029 | Mitigation | 0.95 | 45 | 0 | esc | 0.00097009 | 9.1092e-12 | 0.00097009 | 9.1092e-12
[79 empty] | WLDFR | HFTD - Distribution - Tier 3 - 4QU CoRE ¦ 5QU LoRE | Red Flag Warning - Catastrophic Fires | 2060 | 1.9601e-09 | 20390.4035 | 362.3049 | 12307.8747 | 7720.2238 | 0 | 5.3665e-06 | 3.9968e-05 | 0 | 3.9968e-05 | 5.0443e-08 | 8.7572e-08 | 0 | 8.7572e-08 | 7.1371e-07 | 0 | 7.1371e-07 | 1.5645e-06 | 0 | 1.5645e-06 | [17 empty] | 7.3.3.17.5 (Remote Grid) Updates to grid topology to minimize risk of ignition in HFTDs Remote GridWLDFRContaminationAggregated | WLDFR | HFTD - Distribution - Tier 2 - 3QU CoRE ¦ 5QU LoRE | Non-Red Flag Warning - Catastrophic Fires | Contamination | Aggregated | 2030 | 9.3901e-09 | 715.8465 | 6.7219e-06 | 2030 | Mitigation | 0.95 | 45 | 0 | esc | 0.00097009 | 9.1092e-12 | 0.00097009 | 9.1092e-12
[79 empty] | WLDFR | HFTD - Distribution - Tier 3 - 4QU CoRE ¦ 5QU LoRE | Red Flag Warning - Catastrophic Fires | 2061 | 1.9601e-09 | 20390.4035 | 362.3049 | 12307.8747 | 7720.2238 | 0 | 5.3665e-06 | 3.9968e-05 | 0 | 3.9968e-05 | 5.0443e-08 | 9.1933e-08 | 0 | 9.1933e-08 | 7.4926e-07 | 0 | 7.4926e-07 | 1.6424e-06 | 0 | 1.6424e-06 | [17 empty] | 7.3.3.17.5 (Remote Grid) Updates to grid topology to minimize risk of ignition in HFTDs Remote GridWLDFRContaminationAggregated | WLDFR | HFTD - Distribution - Tier 2 - 3QU CoRE ¦ 5QU LoRE | Non-Red Flag Warning - Catastrophic Fires | Contamination | Aggregated | 2031 | 9.3901e-09 | 715.8465 | 6.7219e-06 | 2031 | Mitigation | 0.95 | 45 | 0 | esc | 0.00097009 | 9.1092e-12 | 0.00097009 | 9.1092e-12
[79 empty] | WLDFR | HFTD - Distribution - Tier 3 - 4QU CoRE ¦ 5QU LoRE | Red Flag Warning - Catastrophic Fires | 2062 | 1.9601e-09 | 20390.4035 | 362.3049 | 12307.8747 | 7720.2238 | 0 | 5.3665e-06 | 3.9968e-05 | 0 | 3.9968e-05 | 5.0443e-08 | 9.1933e-08 | 0 | 9.1933e-08 | 7.4926e-07 | 0 | 7.4926e-07 | 1.6424e-06 | 0 | 1.6424e-06 | [17 empty] | 7.3.3.17.5 (Remote Grid) Updates to grid topology to minimize risk of ignition in HFTDs Remote GridWLDFRContaminationAggregated | WLDFR | HFTD - Distribution - Tier 2 - 3QU CoRE ¦ 5QU LoRE | Non-Red Flag Warning - Catastrophic Fires | Contamination | Aggregated | 2032 | 9.3901e-09 | 715.8465 | 6.7219e-06 | 2032 | Mitigation | 0.95 | 45 | 0 | esc | 0.00097009 | 9.1092e-12 | 0.00097009 | 9.1092e-12
[79 empty] | WLDFR | HFTD - Distribution - Tier 3 - 4QU CoRE ¦ 5QU LoRE | Red Flag Warning - Catastrophic Fires | 2063 | 1.9601e-09 | 21325.9188 | 384.5316 | 12862.0997 | 8079.2876 | 0 | 5.3665e-06 | 4.1802e-05 | 0 | 4.1802e-05 | 5.3581e-08 | 9.1933e-08 | 0 | 9.1933e-08 | 7.4926e-07 | 0 | 7.4926e-07 | 1.6424e-06 | 0 | 1.6424e-06 | [17 empty] | 7.3.3.17.5 (Remote Grid) Updates to grid topology to minimize risk of ignition in HFTDs Remote GridWLDFRContaminationAggregated | WLDFR | HFTD - Distribution - Tier 2 - 3QU CoRE ¦ 5QU LoRE | Non-Red Flag Warning - Catastrophic Fires | Contamination | Aggregated | 2033 | 9.3901e-09 | 715.8465 | 6.7219e-06 | 2033 | Mitigation | 0.95 | 45 | 0 | esc | 0.00097009 | 9.1092e-12 | 0.00097009 | 9.1092e-12
[79 empty] | WLDFR | HFTD - Distribution - Tier 3 - 4QU CoRE ¦ 5QU LoRE | Red Flag Warning - Catastrophic Fires | 2064 | 1.9601e-09 | 21325.9188 | 384.5316 | 12862.0997 | 8079.2876 | 0 | 5.3665e-06 | 4.1802e-05 | 0 | 4.1802e-05 | 5.3581e-08 | 9.1933e-08 | 0 | 9.1933e-08 | 7.4926e-07 | 0 | 7.4926e-07 | 1.6424e-06 | 0 | 1.6424e-06 | [17 empty] | 7.3.3.17.5 (Remote Grid) Updates to grid topology to minimize risk of ignition in HFTDs Remote GridWLDFRContaminationAggregated | WLDFR | HFTD - Distribution - Tier 2 - 3QU CoRE ¦ 5QU LoRE | Non-Red Flag Warning - Catastrophic Fires | Contamination | Aggregated | 2034 | 9.3901e-09 | 715.8465 | 6.7219e-06 | 2034 | Mitigation | 0.95 | 45 | 0 | esc | 0.00097009 | 9.1092e-12 | 0.00097009 | 9.1092e-12
[79 empty] | WLDFR | HFTD - Distribution - Tier 3 - 4QU CoRE ¦ 5QU LoRE | Red Flag Warning - Catastrophic Fires | 2065 | 1.9601e-09 | 21325.9188 | 384.5316 | 12862.0997 | 8079.2876 | 0 | 5.3665e-06 | 4.1802e-05 | 0 | 4.1802e-05 | 5.3581e-08 | 9.1933e-08 | 0 | 9.1933e-08 | 7.4926e-07 | 0 | 7.4926e-07 | 1.6424e-06 | 0 | 1.6424e-06 | [17 empty] | 7.3.3.17.5 (Remote Grid) Updates to grid topology to minimize risk of ignition in HFTDs Remote GridWLDFRContaminationAggregated | WLDFR | HFTD - Distribution - Tier 2 - 3QU CoRE ¦ 5QU LoRE | Non-Red Flag Warning - Catastrophic Fires | Contamination | Aggregated | 2035 | 9.3901e-09 | 715.8465 | 6.7219e-06 | 2035 | Mitigation | 0.95 | 45 | 0 | esc | 0.00097009 | 9.1092e-12 | 0.00097009 | 9.1092e-12
[79 empty] | WLDFR | HFTD - Distribution - Tier 3 - 4QU CoRE ¦ 5QU LoRE | Red Flag Warning - Catastrophic Fires | 2066 | 1.9601e-09 | 21325.9188 | 384.5316 | 12862.0997 | 8079.2876 | 0 | 5.3665e-06 | 4.1802e-05 | 0 | 4.1802e-05 | 5.3581e-08 | 9.6442e-08 | 0 | 9.6442e-08 | 7.86e-07 | 0 | 7.86e-07 | 1.7229e-06 | 0 | 1.7229e-06 | [17 empty] | 7.3.3.17.5 (Remote Grid) Updates to grid topology to minimize risk of ignition in HFTDs Remote GridWLDFRContaminationAggregated | WLDFR | HFTD - Distribution - Tier 2 - 3QU CoRE ¦ 5QU LoRE | Non-Red Flag Warning - Catastrophic Fires | Contamination | Aggregated | 2036 | 9.3901e-09 | 715.8465 | 6.7219e-06 | 2036 | Mitigation | 0.95 | 45 | 0 | esc | 0.00097009 | 9.1092e-12 | 0.00097009 | 9.1092e-12
[79 empty] | WLDFR | HFTD - Distribution - Tier 3 - 4QU CoRE ¦ 5QU LoRE | Red Flag Warning - Destructive Fires | 2022 | 2.887e-10 | 8807.9522 | 222.2294 | 8585.7228 | 0 | 0 | 7.904e-07 | 2.5428e-06 | 0 | 2.5428e-06 | 1.1447e-08 | 9.6442e-08 | 0 | 9.6442e-08 | 7.86e-07 | 0 | 7.86e-07 | 1.7229e-06 | 0 | 1.7229e-06 | [17 empty] | 7.3.3.17.5 (Remote Grid) Updates to grid topology to minimize risk of ignition in HFTDs Remote GridWLDFRContaminationAggregated | WLDFR | HFTD - Distribution - Tier 2 - 3QU CoRE ¦ 5QU LoRE | Non-Red Flag Warning - Catastrophic Fires | Contamination | Aggregated | 2037 | 9.3901e-09 | 715.8465 | 6.7219e-06 | 2037 | Mitigation | 0.95 | 45 | 0 | esc | 0.00097009 | 9.1092e-12 | 0.00097009 | 9.1092e-12
[79 empty] | WLDFR | HFTD - Distribution - Tier 3 - 4QU CoRE ¦ 5QU LoRE | Red Flag Warning - Destructive Fires | 2023 | 2.887e-10 | 9129.7461 | 233.2301 | 8896.516 | 0 | 0 | 7.904e-07 | 2.6357e-06 | 0 | 2.6357e-06 | 1.1816e-08 | 9.6442e-08 | 0 | 9.6442e-08 | 7.86e-07 | 0 | 7.86e-07 | 1.7229e-06 | 0 | 1.7229e-06 | [17 empty] | 7.3.3.17.5 (Remote Grid) Updates to grid topology to minimize risk of ignition in HFTDs Remote GridWLDFRContaminationAggregated | WLDFR | HFTD - Distribution - Tier 2 - 3QU CoRE ¦ 5QU LoRE | Non-Red Flag Warning - Catastrophic Fires | Contamination | Aggregated | 2038 | 9.3901e-09 | 715.8465 | 6.7219e-06 | 2038 | Mitigation | 0.95 | 45 | 0 | esc | 0.00097009 | 9.1092e-12 | 0.00097009 | 9.1092e-12
[79 empty] | WLDFR | HFTD - Distribution - Tier 3 - 4QU CoRE ¦ 5QU LoRE | Red Flag Warning - Destructive Fires | 2024 | 2.887e-10 | 9129.7461 | 233.2301 | 8896.516 | 0 | 0 | 7.904e-07 | 2.6357e-06 | 0 | 2.6357e-06 | 1.1816e-08 | 9.6442e-08 | 0 | 9.6442e-08 | 7.86e-07 | 0 | 7.86e-07 | 1.7229e-06 | 0 | 1.7229e-06 | [17 empty] | 7.3.3.17.5 (Remote Grid) Updates to grid topology to minimize risk of ignition in HFTDs Remote GridWLDFRContaminationAggregated | WLDFR | HFTD - Distribution - Tier 2 - 3QU CoRE ¦ 5QU LoRE | Non-Red Flag Warning - Catastrophic Fires | Contamination | Aggregated | 2039 | 9.3901e-09 | 715.8465 | 6.7219e-06 | 2039 | Mitigation | 0.95 | 45 | 0 | esc | 0.00097009 | 9.1092e-12 | 0.00097009 | 9.1092e-12
[79 empty] | WLDFR | HFTD - Distribution - Tier 3 - 4QU CoRE ¦ 5QU LoRE | Red Flag Warning - Destructive Fires | 2025 | 2.887e-10 | 9129.7461 | 233.2301 | 8896.516 | 0 | 0 | 7.904e-07 | 2.6357e-06 | 0 | 2.6357e-06 | 1.1816e-08 | 9.6442e-08 | 0 | 9.6442e-08 | 7.86e-07 | 0 | 7.86e-07 | 1.7229e-06 | 0 | 1.7229e-06 | [17 empty] | 7.3.3.17.5 (Remote Grid) Updates to grid topology to minimize risk of ignition in HFTDs Remote GridWLDFRContaminationAggregated | WLDFR | HFTD - Distribution - Tier 2 - 3QU CoRE ¦ 5QU LoRE | Non-Red Flag Warning - Catastrophic Fires | Contamination | Aggregated | 2040 | 9.3901e-09 | 715.8465 | 6.7219e-06 | 2040 | Mitigation | 0.95 | 45 | 0 | esc | 0.00097009 | 9.1092e-12 | 0.00097009 | 9.1092e-12
[79 empty] | WLDFR | HFTD - Distribution - Tier 3 - 4QU CoRE ¦ 5QU LoRE | Red Flag Warning - Destructive Fires | 2026 | 2.887e-10 | 9129.7461 | 233.2301 | 8896.516 | 0 | 0 | 7.904e-07 | 2.6357e-06 | 0 | 2.6357e-06 | 1.1816e-08 | 1.0104e-07 | 0 | 1.0104e-07 | 8.2349e-07 | 0 | 8.2349e-07 | 1.8051e-06 | 0 | 1.8051e-06 | [17 empty] | 7.3.3.17.5 (Remote Grid) Updates to grid topology to minimize risk of ignition in HFTDs Remote GridWLDFRContaminationAggregated | WLDFR | HFTD - Distribution - Tier 2 - 3QU CoRE ¦ 5QU LoRE | Non-Red Flag Warning - Catastrophic Fires | Contamination | Aggregated | 2041 | 9.3901e-09 | 715.8465 | 6.7219e-06 | 2041 | Mitigation | 0.95 | 45 | 0 | esc | 0.00097009 | 9.1092e-12 | 0.00097009 | 9.1092e-12
[79 empty] | WLDFR | HFTD - Distribution - Tier 3 - 4QU CoRE ¦ 5QU LoRE | Red Flag Warning - Destructive Fires | 2027 | 2.887e-10 | 9129.7461 | 233.2301 | 8896.516 | 0 | 0 | 7.904e-07 | 2.6357e-06 | 0 | 2.6357e-06 | 1.1816e-08 | 1.0104e-07 | 0 | 1.0104e-07 | 8.2349e-07 | 0 | 8.2349e-07 | 1.8051e-06 | 0 | 1.8051e-06 | [17 empty] | 7.3.3.17.5 (Remote Grid) Updates to grid topology to minimize risk of ignition in HFTDs Remote GridWLDFRContaminationAggregated | WLDFR | HFTD - Distribution - Tier 2 - 3QU CoRE ¦ 5QU LoRE | Non-Red Flag Warning - Catastrophic Fires | Contamination | Aggregated | 2042 | 9.3901e-09 | 715.8465 | 6.7219e-06 | 2042 | Mitigation | 0.95 | 45 | 0 | esc | 0.00097009 | 9.1092e-12 | 0.00097009 | 9.1092e-12
[79 empty] | WLDFR | HFTD - Distribution - Tier 3 - 4QU CoRE ¦ 5QU LoRE | Red Flag Warning - Destructive Fires | 2028 | 2.887e-10 | 9534.9221 | 247.273 | 9287.6491 | 0 | 0 | 7.904e-07 | 2.7527e-06 | 0 | 2.7527e-06 | 1.2286e-08 | 1.0104e-07 | 0 | 1.0104e-07 | 8.2349e-07 | 0 | 8.2349e-07 | 1.8051e-06 | 0 | 1.8051e-06 | [17 empty] | 7.3.3.17.5 (Remote Grid) Updates to grid topology to minimize risk of ignition in HFTDs Remote GridWLDFRContaminationAggregated | WLDFR | HFTD - Distribution - Tier 2 - 3QU CoRE ¦ 5QU LoRE | Non-Red Flag Warning - Catastrophic Fires | Contamination | Aggregated | 2043 | 9.3901e-09 | 715.8465 | 6.7219e-06 | 2043 | Mitigation | 0.95 | 45 | 0 | esc | 0.00097009 | 9.1092e-12 | 0.00097009 | 9.1092e-12
[79 empty] | WLDFR | HFTD - Distribution - Tier 3 - 4QU CoRE ¦ 5QU LoRE | Red Flag Warning - Destructive Fires | 2029 | 2.887e-10 | 9534.9221 | 247.273 | 9287.6491 | 0 | 0 | 7.904e-07 | 2.7527e-06 | 0 | 2.7527e-06 | 1.2286e-08 | 1.0104e-07 | 0 | 1.0104e-07 | 8.2349e-07 | 0 | 8.2349e-07 | 1.8051e-06 | 0 | 1.8051e-06 | [17 empty] | 7.3.3.17.5 (Remote Grid) Updates to grid topology to minimize risk of ignition in HFTDs Remote GridWLDFRContaminationAggregated | WLDFR | HFTD - Distribution - Tier 2 - 3QU CoRE ¦ 5QU LoRE | Non-Red Flag Warning - Catastrophic Fires | Contamination | Aggregated | 2044 | 9.3901e-09 | 715.8465 | 6.7219e-06 | 2044 | Mitigation | 0.95 | 45 | 0 | esc | 0.00097009 | 9.1092e-12 | 0.00097009 | 9.1092e-12
[79 empty] | WLDFR | HFTD - Distribution - Tier 3 - 4QU CoRE ¦ 5QU LoRE | Red Flag Warning - Destructive Fires | 2030 | 2.887e-10 | 9534.9221 | 247.273 | 9287.6491 | 0 | 0 | 7.904e-07 | 2.7527e-06 | 0 | 2.7527e-06 | 1.2286e-08 | 1.0104e-07 | 0 | 1.0104e-07 | 8.2349e-07 | 0 | 8.2349e-07 | 1.8051e-06 | 0 | 1.8051e-06 | [17 empty] | 7.3.3.17.5 (Remote Grid) Updates to grid topology to minimize risk of ignition in HFTDs Remote GridWLDFRContaminationAggregated | WLDFR | HFTD - Distribution - Tier 2 - 3QU CoRE ¦ 5QU LoRE | Non-Red Flag Warning - Catastrophic Fires | Contamination | Aggregated | 2045 | 9.3901e-09 | 715.8465 | 6.7219e-06 | 2045 | Mitigation | 0.95 | 45 | 0 | esc | 0.00097009 | 9.1092e-12 | 0.00097009 | 9.1092e-12
[79 empty] | WLDFR | HFTD - Distribution - Tier 3 - 4QU CoRE ¦ 5QU LoRE | Red Flag Warning - Destructive Fires | 2031 | 2.887e-10 | 9534.9221 | 247.273 | 9287.6491 | 0 | 0 | 7.904e-07 | 2.7527e-06 | 0 | 2.7527e-06 | 1.2286e-08 | 1.0568e-07 | 0 | 1.0568e-07 | 8.6127e-07 | 0 | 8.6127e-07 | 1.8879e-06 | 0 | 1.8879e-06 | [17 empty] | 7.3.3.17.5 (Remote Grid) Updates to grid topology to minimize risk of ignition in HFTDs Remote GridWLDFRContaminationAggregated | WLDFR | HFTD - Distribution - Tier 2 - 3QU CoRE ¦ 5QU LoRE | Non-Red Flag Warning - Catastrophic Fires | Contamination | Aggregated | 2046 | 9.3901e-09 | 715.8465 | 6.7219e-06 | 2046 | Mitigation | 0.95 | 45 | 0 | esc | 0.00097009 | 9.1092e-12 | 0.00097009 | 9.1092e-12
[79 empty] | WLDFR | HFTD - Distribution - Tier 3 - 4QU CoRE ¦ 5QU LoRE | Red Flag Warning - Destructive Fires | 2032 | 2.887e-10 | 9534.9221 | 247.273 | 9287.6491 | 0 | 0 | 7.904e-07 | 2.7527e-06 | 0 | 2.7527e-06 | 1.2286e-08 | 1.0568e-07 | 0 | 1.0568e-07 | 8.6127e-07 | 0 | 8.6127e-07 | 1.8879e-06 | 0 | 1.8879e-06 | [17 empty] | 7.3.3.17.5 (Remote Grid) Updates to grid topology to minimize risk of ignition in HFTDs Remote GridWLDFRContaminationAggregated | WLDFR | HFTD - Distribution - Tier 2 - 3QU CoRE ¦ 5QU LoRE | Non-Red Flag Warning - Catastrophic Fires | Contamination | Aggregated | 2047 | 9.3901e-09 | 715.8465 | 6.7219e-06 | 2047 | Mitigation | 0.95 | 45 | 0 | esc | 0.00097009 | 9.1092e-12 | 0.00097009 | 9.1092e-12
[79 empty] | WLDFR | HFTD - Distribution - Tier 3 - 4QU CoRE ¦ 5QU LoRE | Red Flag Warning - Destructive Fires | 2033 | 2.887e-10 | 9984.8474 | 263.1074 | 9721.74 | 0 | 0 | 7.904e-07 | 2.8826e-06 | 0 | 2.8826e-06 | 1.2815e-08 | 1.0568e-07 | 0 | 1.0568e-07 | 8.6127e-07 | 0 | 8.6127e-07 | 1.8879e-06 | 0 | 1.8879e-06 | [17 empty] | 7.3.3.17.5 (Remote Grid) Updates to grid topology to minimize risk of ignition in HFTDs Remote GridWLDFRContaminationAggregated | WLDFR | HFTD - Distribution - Tier 2 - 3QU CoRE ¦ 5QU LoRE | Non-Red Flag Warning - Catastrophic Fires | Contamination | Aggregated | 2048 | 9.3901e-09 | 715.8465 | 6.7219e-06 | 2048 | Mitigation | 0.95 | 45 | 0 | esc | 0.00097009 | 9.1092e-12 | 0.00097009 | 9.1092e-12
[79 empty] | WLDFR | HFTD - Distribution - Tier 3 - 4QU CoRE ¦ 5QU LoRE | Red Flag Warning - Destructive Fires | 2034 | 2.887e-10 | 9984.8474 | 263.1074 | 9721.74 | 0 | 0 | 7.904e-07 | 2.8826e-06 | 0 | 2.8826e-06 | 1.2815e-08 | 1.0568e-07 | 0 | 1.0568e-07 | 8.6127e-07 | 0 | 8.6127e-07 | 1.8879e-06 | 0 | 1.8879e-06 | [17 empty] | 7.3.3.17.5 (Remote Grid) Updates to grid topology to minimize risk of ignition in HFTDs Remote GridWLDFRContaminationAggregated | WLDFR | HFTD - Distribution - Tier 2 - 3QU CoRE ¦ 5QU LoRE | Non-Red Flag Warning - Catastrophic Fires | Contamination | Aggregated | 2049 | 9.3901e-09 | 715.8465 | 6.7219e-06 | 2049 | Mitigation | 0.95 | 45 | 0 | esc | 0.00097009 | 9.1092e-12 | 0.00097009 | 9.1092e-12
[79 empty] | WLDFR | HFTD - Distribution - Tier 3 - 4QU CoRE ¦ 5QU LoRE | Red Flag Warning - Destructive Fires | 2035 | 2.887e-10 | 9984.8474 | 263.1074 | 9721.74 | 0 | 0 | 7.904e-07 | 2.8826e-06 | 0 | 2.8826e-06 | 1.2815e-08 | 1.0568e-07 | 0 | 1.0568e-07 | 8.6127e-07 | 0 | 8.6127e-07 | 1.8879e-06 | 0 | 1.8879e-06 | [17 empty] | 7.3.3.17.5 (Remote Grid) Updates to grid topology to minimize risk of ignition in HFTDs Remote GridWLDFRContaminationAggregated | WLDFR | HFTD - Distribution - Tier 2 - 3QU CoRE ¦ 5QU LoRE | Non-Red Flag Warning - Catastrophic Fires | Contamination | Aggregated | 2050 | 9.3901e-09 | 715.8465 | 6.7219e-06 | 2050 | Mitigation | 0.95 | 45 | 0 | esc | 0.00097009 | 9.1092e-12 | 0.00097009 | 9.1092e-12
[79 empty] | WLDFR | HFTD - Distribution - Tier 3 - 4QU CoRE ¦ 5QU LoRE | Red Flag Warning - Destructive Fires | 2036 | 2.887e-10 | 9984.8474 | 263.1074 | 9721.74 | 0 | 0 | 7.904e-07 | 2.8826e-06 | 0 | 2.8826e-06 | 1.2815e-08 | 1.1029e-07 | 0 | 1.1029e-07 | 8.9889e-07 | 0 | 8.9889e-07 | 1.9704e-06 | 0 | 1.9704e-06 | [17 empty] | 7.3.3.17.5 (Remote Grid) Updates to grid topology to minimize risk of ignition in HFTDs Remote GridWLDFRContaminationAggregated | WLDFR | HFTD - Distribution - Tier 2 - 3QU CoRE ¦ 5QU LoRE | Non-Red Flag Warning - Catastrophic Fires | Contamination | Aggregated | 2051 | 9.3901e-09 | 715.8465 | 6.7219e-06 | 2051 | Mitigation | 0.95 | 45 | 0 | esc | 0.00097009 | 9.1092e-12 | 0.00097009 | 9.1092e-12
[79 empty] | WLDFR | HFTD - Distribution - Tier 3 - 4QU CoRE ¦ 5QU LoRE | Red Flag Warning - Destructive Fires | 2037 | 2.887e-10 | 9984.8474 | 263.1074 | 9721.74 | 0 | 0 | 7.904e-07 | 2.8826e-06 | 0 | 2.8826e-06 | 1.2815e-08 | 1.1029e-07 | 0 | 1.1029e-07 | 8.9889e-07 | 0 | 8.9889e-07 | 1.9704e-06 | 0 | 1.9704e-06 | [17 empty] | 7.3.3.17.5 (Remote Grid) Updates to grid topology to minimize risk of ignition in HFTDs Remote GridWLDFRContaminationAggregated | WLDFR | HFTD - Distribution - Tier 2 - 3QU CoRE ¦ 5QU LoRE | Non-Red Flag Warning - Catastrophic Fires | Contamination | Aggregated | 2052 | 9.3901e-09 | 715.8465 | 6.7219e-06 | 2052 | Mitigation | 0.95 | 45 | 0 | esc | 0.00097009 | 9.1092e-12 | 0.00097009 | 9.1092e-12
[79 empty] | WLDFR | HFTD - Distribution - Tier 3 - 4QU CoRE ¦ 5QU LoRE | Red Flag Warning - Destructive Fires | 2038 | 2.887e-10 | 10472.8261 | 280.5544 | 10192.2718 | 0 | 0 | 7.904e-07 | 3.0235e-06 | 0 | 3.0235e-06 | 1.3399e-08 | 0 | 0 | 0 | 8.9889e-07 | 0 | 8.9889e-07 | 1.9704e-06 | 0 | 1.9704e-06 | [17 empty] | 7.3.3.17.5 (Remote Grid) Updates to grid topology to minimize risk of ignition in HFTDs Remote GridWLDFRContaminationAggregated | WLDFR | HFTD - Distribution - Tier 2 - 3QU CoRE ¦ 5QU LoRE | Non-Red Flag Warning - Catastrophic Fires | Contamination | Aggregated | 2053 | 9.3901e-09 | 715.8465 | 6.7219e-06 | 2053 | Mitigation | 0.95 | 45 | 0 | esc | 0.00097009 | 9.1092e-12 | 0.00097009 | 9.1092e-12
[79 empty] | WLDFR | HFTD - Distribution - Tier 3 - 4QU CoRE ¦ 5QU LoRE | Red Flag Warning - Destructive Fires | 2039 | 2.887e-10 | 10472.8261 | 280.5544 | 10192.2718 | 0 | 0 | 7.904e-07 | 3.0235e-06 | 0 | 3.0235e-06 | 1.3399e-08 | 0 | 0 | 0 | 0 | 0 | 0 | 1.9704e-06 | 0 | 1.9704e-06 | [17 empty] | 7.3.3.17.5 (Remote Grid) Updates to grid topology to minimize risk of ignition in HFTDs Remote GridWLDFRContaminationAggregated | WLDFR | HFTD - Distribution - Tier 2 - 3QU CoRE ¦ 5QU LoRE | Non-Red Flag Warning - Catastrophic Fires | Contamination | Aggregated | 2054 | 9.3901e-09 | 715.8465 | 6.7219e-06 | 2054 | Mitigation | 0.95 | 45 | 0 | esc | 0.00097009 | 9.1092e-12 | 0.00097009 | 9.1092e-12
[79 empty] | WLDFR | HFTD - Distribution - Tier 3 - 4QU CoRE ¦ 5QU LoRE | Red Flag Warning - Destructive Fires | 2040 | 2.887e-10 | 10472.8261 | 280.5544 | 10192.2718 | 0 | 0 | 7.904e-07 | 3.0235e-06 | 0 | 3.0235e-06 | 1.3399e-08 | 5.7849e-08 | 0 | 5.7849e-08 | 0 | 0 | 0 | 0 | 0 | 0 | [17 empty] | 7.3.3.17.5 (Remote Grid) Updates to grid topology to minimize risk of ignition in HFTDs Remote GridWLDFRContaminationAggregated | WLDFR | HFTD - Distribution - Tier 2 - 3QU CoRE ¦ 5QU LoRE | Non-Red Flag Warning - Catastrophic Fires | Contamination | Aggregated | 2055 | 9.3901e-09 | 715.8465 | 6.7219e-06 | 2055 | Mitigation | 0.95 | 45 | 0 | esc | 0.00097009 | 9.1092e-12 | 0.00097009 | 9.1092e-12
[79 empty] | WLDFR | HFTD - Distribution - Tier 3 - 4QU CoRE ¦ 5QU LoRE | Red Flag Warning - Destructive Fires | 2041 | 2.887e-10 | 10472.8261 | 280.5544 | 10192.2718 | 0 | 0 | 7.904e-07 | 3.0235e-06 | 0 | 3.0235e-06 | 1.3399e-08 | 5.5662e-08 | 0 | 5.5662e-08 | 4.5365e-07 | 0 | 4.5365e-07 | 0 | 0 | 0 | [17 empty] | 7.3.3.17.5 (Remote Grid) Updates to grid topology to minimize risk of ignition in HFTDs Remote GridWLDFRContaminationAggregated | WLDFR | HFTD - Distribution - Tier 2 - 3QU CoRE ¦ 5QU LoRE | Non-Red Flag Warning - Catastrophic Fires | Contamination | Aggregated | 2056 | 9.3901e-09 | 715.8465 | 6.7219e-06 | 2056 | Mitigation | 0.95 | 45 | 0 | esc | 0.00097009 | 9.1092e-12 | 0.00097009 | 9.1092e-12
[79 empty] | WLDFR | HFTD - Distribution - Tier 3 - 4QU CoRE ¦ 5QU LoRE | Red Flag Warning - Destructive Fires | 2042 | 2.887e-10 | 10472.8261 | 280.5544 | 10192.2718 | 0 | 0 | 7.904e-07 | 3.0235e-06 | 0 | 3.0235e-06 | 1.3399e-08 | 5.7696e-08 | 0 | 5.7696e-08 | 4.7022e-07 | 0 | 4.7022e-07 | 1.0307e-06 | 0 | 1.0307e-06 | [17 empty] | 7.3.3.17.5 (Remote Grid) Updates to grid topology to minimize risk of ignition in HFTDs Remote GridWLDFRContaminationAggregated | WLDFR | HFTD - Distribution - Tier 2 - 3QU CoRE ¦ 5QU LoRE | Non-Red Flag Warning - Catastrophic Fires | Contamination | Aggregated | 2057 | 9.3901e-09 | 715.8465 | 6.7219e-06 | 2057 | Mitigation | 0.95 | 45 | 0 | esc | 0.00097009 | 9.1092e-12 | 0.00097009 | 9.1092e-12
[79 empty] | WLDFR | HFTD - Distribution - Tier 3 - 4QU CoRE ¦ 5QU LoRE | Red Flag Warning - Destructive Fires | 2043 | 2.887e-10 | 10992.1562 | 299.42 | 10692.7362 | 0 | 0 | 7.904e-07 | 3.1734e-06 | 0 | 3.1734e-06 | 1.4031e-08 | 5.7696e-08 | 0 | 5.7696e-08 | 4.7022e-07 | 0 | 4.7022e-07 | 1.0307e-06 | 0 | 1.0307e-06 | [17 empty] | 7.3.3.17.5 (Remote Grid) Updates to grid topology to minimize risk of ignition in HFTDs Remote GridWLDFRContaminationAggregated | WLDFR | HFTD - Distribution - Tier 2 - 3QU CoRE ¦ 5QU LoRE | Non-Red Flag Warning - Catastrophic Fires | Contamination | Aggregated | 2058 | 9.3901e-09 | 715.8465 | 6.7219e-06 | 2058 | Mitigation | 0.95 | 45 | 0 | esc | 0.00097009 | 9.1092e-12 | 0.00097009 | 9.1092e-12
[79 empty] | WLDFR | HFTD - Distribution - Tier 3 - 4QU CoRE ¦ 5QU LoRE | Red Flag Warning - Destructive Fires | 2044 | 2.887e-10 | 10992.1562 | 299.42 | 10692.7362 | 0 | 0 | 7.904e-07 | 3.1734e-06 | 0 | 3.1734e-06 | 1.4031e-08 | 5.7696e-08 | 0 | 5.7696e-08 | 4.7022e-07 | 0 | 4.7022e-07 | 1.0307e-06 | 0 | 1.0307e-06 | [17 empty] | 7.3.3.17.5 (Remote Grid) Updates to grid topology to minimize risk of ignition in HFTDs Remote GridWLDFRContaminationAggregated | WLDFR | HFTD - Distribution - Tier 2 - 3QU CoRE ¦ 5QU LoRE | Non-Red Flag Warning - Catastrophic Fires | Contamination | Aggregated | 2059 | 9.3901e-09 | 715.8465 | 6.7219e-06 | 2059 | Mitigation | 0.95 | 45 | 0 | esc | 0.00097009 | 9.1092e-12 | 0.00097009 | 9.1092e-12
[79 empty] | WLDFR | HFTD - Distribution - Tier 3 - 4QU CoRE ¦ 5QU LoRE | Red Flag Warning - Destructive Fires | 2045 | 2.887e-10 | 10992.1562 | 299.42 | 10692.7362 | 0 | 0 | 7.904e-07 | 3.1734e-06 | 0 | 3.1734e-06 | 1.4031e-08 | 5.7696e-08 | 0 | 5.7696e-08 | 4.7022e-07 | 0 | 4.7022e-07 | 1.0307e-06 | 0 | 1.0307e-06 | [17 empty] | 7.3.3.17.5 (Remote Grid) Updates to grid topology to minimize risk of ignition in HFTDs Remote GridWLDFRContaminationAggregated | WLDFR | HFTD - Distribution - Tier 2 - 3QU CoRE ¦ 5QU LoRE | Non-Red Flag Warning - Catastrophic Fires | Contamination | Aggregated | 2060 | 9.3901e-09 | 715.8465 | 6.7219e-06 | 2060 | Mitigation | 0.95 | 45 | 0 | esc | 0.00097009 | 9.1092e-12 | 0.00097009 | 9.1092e-12
[79 empty] | WLDFR | HFTD - Distribution - Tier 3 - 4QU CoRE ¦ 5QU LoRE | Red Flag Warning - Destructive Fires | 2046 | 2.887e-10 | 10992.1562 | 299.42 | 10692.7362 | 0 | 0 | 7.904e-07 | 3.1734e-06 | 0 | 3.1734e-06 | 1.4031e-08 | 5.7696e-08 | 0 | 5.7696e-08 | 4.7022e-07 | 0 | 4.7022e-07 | 1.0307e-06 | 0 | 1.0307e-06 | [17 empty] | 7.3.3.17.5 (Remote Grid) Updates to grid topology to minimize risk of ignition in HFTDs Remote GridWLDFRContaminationAggregated | WLDFR | HFTD - Distribution - Tier 2 - 3QU CoRE ¦ 5QU LoRE | Non-Red Flag Warning - Catastrophic Fires | Contamination | Aggregated | 2061 | 9.3901e-09 | 715.8465 | 6.7219e-06 | 2061 | Mitigation | 0.95 | 45 | 0 | esc | 0.00097009 | 9.1092e-12 | 0.00097009 | 9.1092e-12
[79 empty] | WLDFR | HFTD - Distribution - Tier 3 - 4QU CoRE ¦ 5QU LoRE | Red Flag Warning - Destructive Fires | 2047 | 2.887e-10 | 10992.1562 | 299.42 | 10692.7362 | 0 | 0 | 7.904e-07 | 3.1734e-06 | 0 | 3.1734e-06 | 1.4031e-08 | 6.0256e-08 | 0 | 6.0256e-08 | 4.9109e-07 | 0 | 4.9109e-07 | 1.0765e-06 | 0 | 1.0765e-06 | [17 empty] | 7.3.3.17.5 (Remote Grid) Updates to grid topology to minimize risk of ignition in HFTDs Remote GridWLDFRContaminationAggregated | WLDFR | HFTD - Distribution - Tier 2 - 3QU CoRE ¦ 5QU LoRE | Non-Red Flag Warning - Catastrophic Fires | Contamination | Aggregated | 2062 | 9.3901e-09 | 715.8465 | 6.7219e-06 | 2062 | Mitigation | 0.95 | 45 | 0 | esc | 0.00097009 | 9.1092e-12 | 0.00097009 | 9.1092e-12
[79 empty] | WLDFR | HFTD - Distribution - Tier 3 - 4QU CoRE ¦ 5QU LoRE | Red Flag Warning - Destructive Fires | 2048 | 2.887e-10 | 11536.0538 | 319.4911 | 11216.5626 | 0 | 0 | 7.904e-07 | 3.3304e-06 | 0 | 3.3304e-06 | 1.4705e-08 | 6.0256e-08 | 0 | 6.0256e-08 | 4.9109e-07 | 0 | 4.9109e-07 | 1.0765e-06 | 0 | 1.0765e-06 | [17 empty] | 7.3.3.17.5 (Remote Grid) Updates to grid topology to minimize risk of ignition in HFTDs Remote GridWLDFRContaminationAggregated | WLDFR | HFTD - Distribution - Tier 2 - 3QU CoRE ¦ 5QU LoRE | Non-Red Flag Warning - Catastrophic Fires | Contamination | Aggregated | 2063 | 9.3901e-09 | 715.8465 | 6.7219e-06 | 2063 | Mitigation | 0.95 | 45 | 0 | esc | 0.00097009 | 9.1092e-12 | 0.00097009 | 9.1092e-12
[79 empty] | WLDFR | HFTD - Distribution - Tier 3 - 4QU CoRE ¦ 5QU LoRE | Red Flag Warning - Destructive Fires | 2049 | 2.887e-10 | 11536.0538 | 319.4911 | 11216.5626 | 0 | 0 | 7.904e-07 | 3.3304e-06 | 0 | 3.3304e-06 | 1.4705e-08 | 6.0256e-08 | 0 | 6.0256e-08 | 4.9109e-07 | 0 | 4.9109e-07 | 1.0765e-06 | 0 | 1.0765e-06 | [17 empty] | 7.3.3.17.5 (Remote Grid) Updates to grid topology to minimize risk of ignition in HFTDs Remote GridWLDFRContaminationAggregated | WLDFR | HFTD - Distribution - Tier 2 - 3QU CoRE ¦ 5QU LoRE | Non-Red Flag Warning - Catastrophic Fires | Contamination | Aggregated | 2064 | 9.3901e-09 | 715.8465 | 6.7219e-06 | 2064 | Mitigation | 0.95 | 45 | 0 | esc | 0.00097009 | 9.1092e-12 | 0.00097009 | 9.1092e-12
[79 empty] | WLDFR | HFTD - Distribution - Tier 3 - 4QU CoRE ¦ 5QU LoRE | Red Flag Warning - Destructive Fires | 2050 | 2.887e-10 | 11536.0538 | 319.4911 | 11216.5626 | 0 | 0 | 7.904e-07 | 3.3304e-06 | 0 | 3.3304e-06 | 1.4705e-08 | 6.0256e-08 | 0 | 6.0256e-08 | 4.9109e-07 | 0 | 4.9109e-07 | 1.0765e-06 | 0 | 1.0765e-06 | [17 empty] | 7.3.3.17.5 (Remote Grid) Updates to grid topology to minimize risk of ignition in HFTDs Remote GridWLDFRContaminationAggregated | WLDFR | HFTD - Distribution - Tier 2 - 3QU CoRE ¦ 5QU LoRE | Non-Red Flag Warning - Catastrophic Fires | Contamination | Aggregated | 2065 | 9.3901e-09 | 715.8465 | 6.7219e-06 | 2065 | Mitigation | 0.95 | 45 | 0 | esc | 0.00097009 | 9.1092e-12 | 0.00097009 | 9.1092e-12
[79 empty] | WLDFR | HFTD - Distribution - Tier 3 - 4QU CoRE ¦ 5QU LoRE | Red Flag Warning - Destructive Fires | 2051 | 2.887e-10 | 11536.0538 | 319.4911 | 11216.5626 | 0 | 0 | 7.904e-07 | 3.3304e-06 | 0 | 3.3304e-06 | 1.4705e-08 | 6.0256e-08 | 0 | 6.0256e-08 | 4.9109e-07 | 0 | 4.9109e-07 | 1.0765e-06 | 0 | 1.0765e-06 | [17 empty] | 7.3.3.17.5 (Remote Grid) Updates to grid topology to minimize risk of ignition in HFTDs Remote GridWLDFRContaminationAggregated | WLDFR | HFTD - Distribution - Tier 2 - 3QU CoRE ¦ 5QU LoRE | Non-Red Flag Warning - Catastrophic Fires | Contamination | Aggregated | 2066 | 9.3901e-09 | 715.8465 | 6.7219e-06 | 2066 | Mitigation | 0.95 | 45 | 0 | esc | 0.00097009 | 9.1092e-12 | 0.00097009 | 9.1092e-12
[79 empty] | WLDFR | HFTD - Distribution - Tier 3 - 4QU CoRE ¦ 5QU LoRE | Red Flag Warning - Destructive Fires | 2052 | 2.887e-10 | 11536.0538 | 319.4911 | 11216.5626 | 0 | 0 | 7.904e-07 | 3.3304e-06 | 0 | 3.3304e-06 | 1.4705e-08 | 6.31e-08 | 0 | 6.31e-08 | 5.1426e-07 | 0 | 5.1426e-07 | 1.1273e-06 | 0 | 1.1273e-06 | [17 empty] | 7.3.3.17.5 (Remote Grid) Updates to grid topology to minimize risk of ignition in HFTDs Remote GridWLDFRContaminationAggregated | WLDFR | HFTD - Distribution - Tier 2 - 3QU CoRE ¦ 5QU LoRE | Non-Red Flag Warning - Catastrophic Fires | Contamination | Aggregated | 2067 | 9.3901e-09 | 715.8465 | 6.7219e-06 | 2067 | Mitigation | 0.95 | 45 | 0 | esc | 0 | 0 | 0.00097009 | 9.1092e-12
[79 empty] | WLDFR | HFTD - Distribution - Tier 3 - 4QU CoRE ¦ 5QU LoRE | Red Flag Warning - Destructive Fires | 2053 | 2.887e-10 | 12097.6769 | 340.5356 | 11757.1413 | 0 | 0 | 7.904e-07 | 3.4926e-06 | 0 | 3.4926e-06 | 1.5414e-08 | 6.31e-08 | 0 | 6.31e-08 | 5.1426e-07 | 0 | 5.1426e-07 | 1.1273e-06 | 0 | 1.1273e-06 | [17 empty] | 7.3.3.17.5 (Remote Grid) Updates to grid topology to minimize risk of ignition in HFTDs Remote GridWLDFREquipment / facility failureAggregated | WLDFR | HFTD - Distribution - Tier 2 - 3QU CoRE ¦ 5QU LoRE | Non-Red Flag Warning - Catastrophic Fires | Equipment / facility failure | Aggregated | 2022 | 2.2477e-08 | 715.8465 | 1.609e-05 | 2022 | Mitigation | 0.95 | 45 | 0 | esc | 0.00097009 | 2.1805e-11 | 0 | 0
[79 empty] | WLDFR | HFTD - Distribution - Tier 3 - 4QU CoRE ¦ 5QU LoRE | Red Flag Warning - Destructive Fires | 2054 | 2.887e-10 | 12097.6769 | 340.5356 | 11757.1413 | 0 | 0 | 7.904e-07 | 3.4926e-06 | 0 | 3.4926e-06 | 1.5414e-08 | 6.31e-08 | 0 | 6.31e-08 | 5.1426e-07 | 0 | 5.1426e-07 | 1.1273e-06 | 0 | 1.1273e-06 | [17 empty] | 7.3.3.17.5 (Remote Grid) Updates to grid topology to minimize risk of ignition in HFTDs Remote GridWLDFREquipment / facility failureAggregated | WLDFR | HFTD - Distribution - Tier 2 - 3QU CoRE ¦ 5QU LoRE | Non-Red Flag Warning - Catastrophic Fires | Equipment / facility failure | Aggregated | 2023 | 2.2477e-08 | 715.8465 | 1.609e-05 | 2023 | Mitigation | 0.95 | 45 | 0 | esc | 0.00097009 | 2.1805e-11 | 0.00097009 | 2.1805e-11
[79 empty] | WLDFR | HFTD - Distribution - Tier 3 - 4QU CoRE ¦ 5QU LoRE | Red Flag Warning - Destructive Fires | 2055 | 2.887e-10 | 12097.6769 | 340.5356 | 11757.1413 | 0 | 0 | 7.904e-07 | 3.4926e-06 | 0 | 3.4926e-06 | 1.5414e-08 | 6.31e-08 | 0 | 6.31e-08 | 5.1426e-07 | 0 | 5.1426e-07 | 1.1273e-06 | 0 | 1.1273e-06 | [17 empty] | 7.3.3.17.5 (Remote Grid) Updates to grid topology to minimize risk of ignition in HFTDs Remote GridWLDFREquipment / facility failureAggregated | WLDFR | HFTD - Distribution - Tier 2 - 3QU CoRE ¦ 5QU LoRE | Non-Red Flag Warning - Catastrophic Fires | Equipment / facility failure | Aggregated | 2024 | 2.2477e-08 | 715.8465 | 1.609e-05 | 2024 | Mitigation | 0.95 | 45 | 0 | esc | 0.00097009 | 2.1805e-11 | 0.00097009 | 2.1805e-11
[79 empty] | WLDFR | HFTD - Distribution - Tier 3 - 4QU CoRE ¦ 5QU LoRE | Red Flag Warning - Destructive Fires | 2056 | 2.887e-10 | 12097.6769 | 340.5356 | 11757.1413 | 0 | 0 | 7.904e-07 | 3.4926e-06 | 0 | 3.4926e-06 | 1.5414e-08 | 6.31e-08 | 0 | 6.31e-08 | 5.1426e-07 | 0 | 5.1426e-07 | 1.1273e-06 | 0 | 1.1273e-06 | [17 empty] | 7.3.3.17.5 (Remote Grid) Updates to grid topology to minimize risk of ignition in HFTDs Remote GridWLDFREquipment / facility failureAggregated | WLDFR | HFTD - Distribution - Tier 2 - 3QU CoRE ¦ 5QU LoRE | Non-Red Flag Warning - Catastrophic Fires | Equipment / facility failure | Aggregated | 2025 | 2.2477e-08 | 715.8465 | 1.609e-05 | 2025 | Mitigation | 0.95 | 45 | 0 | esc | 0.00097009 | 2.1805e-11 | 0.00097009 | 2.1805e-11
[79 empty] | WLDFR | HFTD - Distribution - Tier 3 - 4QU CoRE ¦ 5QU LoRE | Red Flag Warning - Destructive Fires | 2057 | 2.887e-10 | 12097.6769 | 340.5356 | 11757.1413 | 0 | 0 | 7.904e-07 | 3.4926e-06 | 0 | 3.4926e-06 | 1.5414e-08 | 6.6184e-08 | 0 | 6.6184e-08 | 5.394e-07 | 0 | 5.394e-07 | 1.1824e-06 | 0 | 1.1824e-06 | [17 empty] | 7.3.3.17.5 (Remote Grid) Updates to grid topology to minimize risk of ignition in HFTDs Remote GridWLDFREquipment / facility failureAggregated | WLDFR | HFTD - Distribution - Tier 2 - 3QU CoRE ¦ 5QU LoRE | Non-Red Flag Warning - Catastrophic Fires | Equipment / facility failure | Aggregated | 2026 | 2.2477e-08 | 715.8465 | 1.609e-05 | 2026 | Mitigation | 0.95 | 45 | 0 | esc | 0.00097009 | 2.1805e-11 | 0.00097009 | 2.1805e-11
[79 empty] | WLDFR | HFTD - Distribution - Tier 3 - 4QU CoRE ¦ 5QU LoRE | Red Flag Warning - Destructive Fires | 2058 | 2.887e-10 | 12670.1796 | 362.3049 | 12307.8747 | 0 | 0 | 7.904e-07 | 3.6578e-06 | 0 | 3.6578e-06 | 1.615e-08 | 6.6184e-08 | 0 | 6.6184e-08 | 5.394e-07 | 0 | 5.394e-07 | 1.1824e-06 | 0 | 1.1824e-06 | [17 empty] | 7.3.3.17.5 (Remote Grid) Updates to grid topology to minimize risk of ignition in HFTDs Remote GridWLDFREquipment / facility failureAggregated | WLDFR | HFTD - Distribution - Tier 2 - 3QU CoRE ¦ 5QU LoRE | Non-Red Flag Warning - Catastrophic Fires | Equipment / facility failure | Aggregated | 2027 | 2.2477e-08 | 715.8465 | 1.609e-05 | 2027 | Mitigation | 0.95 | 45 | 0 | esc | 0.00097009 | 2.1805e-11 | 0.00097009 | 2.1805e-11
[79 empty] | WLDFR | HFTD - Distribution - Tier 3 - 4QU CoRE ¦ 5QU LoRE | Red Flag Warning - Destructive Fires | 2059 | 2.887e-10 | 12670.1796 | 362.3049 | 12307.8747 | 0 | 0 | 7.904e-07 | 3.6578e-06 | 0 | 3.6578e-06 | 1.615e-08 | 6.6184e-08 | 0 | 6.6184e-08 | 5.394e-07 | 0 | 5.394e-07 | 1.1824e-06 | 0 | 1.1824e-06 | [17 empty] | 7.3.3.17.5 (Remote Grid) Updates to grid topology to minimize risk of ignition in HFTDs Remote GridWLDFREquipment / facility failureAggregated | WLDFR | HFTD - Distribution - Tier 2 - 3QU CoRE ¦ 5QU LoRE | Non-Red Flag Warning - Catastrophic Fires | Equipment / facility failure | Aggregated | 2028 | 2.2477e-08 | 715.8465 | 1.609e-05 | 2028 | Mitigation | 0.95 | 45 | 0 | esc | 0.00097009 | 2.1805e-11 | 0.00097009 | 2.1805e-11
[79 empty] | WLDFR | HFTD - Distribution - Tier 3 - 4QU CoRE ¦ 5QU LoRE | Red Flag Warning - Destructive Fires | 2060 | 2.887e-10 | 12670.1796 | 362.3049 | 12307.8747 | 0 | 0 | 7.904e-07 | 3.6578e-06 | 0 | 3.6578e-06 | 1.615e-08 | 6.6184e-08 | 0 | 6.6184e-08 | 5.394e-07 | 0 | 5.394e-07 | 1.1824e-06 | 0 | 1.1824e-06 | [17 empty] | 7.3.3.17.5 (Remote Grid) Updates to grid topology to minimize risk of ignition in HFTDs Remote GridWLDFREquipment / facility failureAggregated | WLDFR | HFTD - Distribution - Tier 2 - 3QU CoRE ¦ 5QU LoRE | Non-Red Flag Warning - Catastrophic Fires | Equipment / facility failure | Aggregated | 2029 | 2.2477e-08 | 715.8465 | 1.609e-05 | 2029 | Mitigation | 0.95 | 45 | 0 | esc | 0.00097009 | 2.1805e-11 | 0.00097009 | 2.1805e-11
[79 empty] | WLDFR | HFTD - Distribution - Tier 3 - 4QU CoRE ¦ 5QU LoRE | Red Flag Warning - Destructive Fires | 2061 | 2.887e-10 | 12670.1796 | 362.3049 | 12307.8747 | 0 | 0 | 7.904e-07 | 3.6578e-06 | 0 | 3.6578e-06 | 1.615e-08 | 6.6184e-08 | 0 | 6.6184e-08 | 5.394e-07 | 0 | 5.394e-07 | 1.1824e-06 | 0 | 1.1824e-06 | [17 empty] | 7.3.3.17.5 (Remote Grid) Updates to grid topology to minimize risk of ignition in HFTDs Remote GridWLDFREquipment / facility failureAggregated | WLDFR | HFTD - Distribution - Tier 2 - 3QU CoRE ¦ 5QU LoRE | Non-Red Flag Warning - Catastrophic Fires | Equipment / facility failure | Aggregated | 2030 | 2.2477e-08 | 715.8465 | 1.609e-05 | 2030 | Mitigation | 0.95 | 45 | 0 | esc | 0.00097009 | 2.1805e-11 | 0.00097009 | 2.1805e-11
[79 empty] | WLDFR | HFTD - Distribution - Tier 3 - 4QU CoRE ¦ 5QU LoRE | Red Flag Warning - Destructive Fires | 2062 | 2.887e-10 | 12670.1796 | 362.3049 | 12307.8747 | 0 | 0 | 7.904e-07 | 3.6578e-06 | 0 | 3.6578e-06 | 1.615e-08 | 6.9465e-08 | 0 | 6.9465e-08 | 5.6614e-07 | 0 | 5.6614e-07 | 1.241e-06 | 0 | 1.241e-06 | [17 empty] | 7.3.3.17.5 (Remote Grid) Updates to grid topology to minimize risk of ignition in HFTDs Remote GridWLDFREquipment / facility failureAggregated | WLDFR | HFTD - Distribution - Tier 2 - 3QU CoRE ¦ 5QU LoRE | Non-Red Flag Warning - Catastrophic Fires | Equipment / facility failure | Aggregated | 2031 | 2.2477e-08 | 715.8465 | 1.609e-05 | 2031 | Mitigation | 0.95 | 45 | 0 | esc | 0.00097009 | 2.1805e-11 | 0.00097009 | 2.1805e-11
[79 empty] | WLDFR | HFTD - Distribution - Tier 3 - 4QU CoRE ¦ 5QU LoRE | Red Flag Warning - Destructive Fires | 2063 | 2.887e-10 | 13246.6313 | 384.5316 | 12862.0997 | 0 | 0 | 7.904e-07 | 3.8243e-06 | 0 | 3.8243e-06 | 1.6905e-08 | 6.9465e-08 | 0 | 6.9465e-08 | 5.6614e-07 | 0 | 5.6614e-07 | 1.241e-06 | 0 | 1.241e-06 | [17 empty] | 7.3.3.17.5 (Remote Grid) Updates to grid topology to minimize risk of ignition in HFTDs Remote GridWLDFREquipment / facility failureAggregated | WLDFR | HFTD - Distribution - Tier 2 - 3QU CoRE ¦ 5QU LoRE | Non-Red Flag Warning - Catastrophic Fires | Equipment / facility failure | Aggregated | 2032 | 2.2477e-08 | 715.8465 | 1.609e-05 | 2032 | Mitigation | 0.95 | 45 | 0 | esc | 0.00097009 | 2.1805e-11 | 0.00097009 | 2.1805e-11
[79 empty] | WLDFR | HFTD - Distribution - Tier 3 - 4QU CoRE ¦ 5QU LoRE | Red Flag Warning - Destructive Fires | 2064 | 2.887e-10 | 13246.6313 | 384.5316 | 12862.0997 | 0 | 0 | 7.904e-07 | 3.8243e-06 | 0 | 3.8243e-06 | 1.6905e-08 | 6.9465e-08 | 0 | 6.9465e-08 | 5.6614e-07 | 0 | 5.6614e-07 | 1.241e-06 | 0 | 1.241e-06 | [17 empty] | 7.3.3.17.5 (Remote Grid) Updates to grid topology to minimize risk of ignition in HFTDs Remote GridWLDFREquipment / facility failureAggregated | WLDFR | HFTD - Distribution - Tier 2 - 3QU CoRE ¦ 5QU LoRE | Non-Red Flag Warning - Catastrophic Fires | Equipment / facility failure | Aggregated | 2033 | 2.2477e-08 | 715.8465 | 1.609e-05 | 2033 | Mitigation | 0.95 | 45 | 0 | esc | 0.00097009 | 2.1805e-11 | 0.00097009 | 2.1805e-11
[79 empty] | WLDFR | HFTD - Distribution - Tier 3 - 4QU CoRE ¦ 5QU LoRE | Red Flag Warning - Destructive Fires | 2065 | 2.887e-10 | 13246.6313 | 384.5316 | 12862.0997 | 0 | 0 | 7.904e-07 | 3.8243e-06 | 0 | 3.8243e-06 | 1.6905e-08 | 6.9465e-08 | 0 | 6.9465e-08 | 5.6614e-07 | 0 | 5.6614e-07 | 1.241e-06 | 0 | 1.241e-06 | [17 empty] | 7.3.3.17.5 (Remote Grid) Updates to grid topology to minimize risk of ignition in HFTDs Remote GridWLDFREquipment / facility failureAggregated | WLDFR | HFTD - Distribution - Tier 2 - 3QU CoRE ¦ 5QU LoRE | Non-Red Flag Warning - Catastrophic Fires | Equipment / facility failure | Aggregated | 2034 | 2.2477e-08 | 715.8465 | 1.609e-05 | 2034 | Mitigation | 0.95 | 45 | 0 | esc | 0.00097009 | 2.1805e-11 | 0.00097009 | 2.1805e-11
[79 empty] | WLDFR | HFTD - Distribution - Tier 3 - 4QU CoRE ¦ 5QU LoRE | Red Flag Warning - Destructive Fires | 2066 | 2.887e-10 | 13246.6313 | 384.5316 | 12862.0997 | 0 | 0 | 7.904e-07 | 3.8243e-06 | 0 | 3.8243e-06 | 1.6905e-08 | 6.9465e-08 | 0 | 6.9465e-08 | 5.6614e-07 | 0 | 5.6614e-07 | 1.241e-06 | 0 | 1.241e-06 | [17 empty] | 7.3.3.17.5 (Remote Grid) Updates to grid topology to minimize risk of ignition in HFTDs Remote GridWLDFREquipment / facility failureAggregated | WLDFR | HFTD - Distribution - Tier 2 - 3QU CoRE ¦ 5QU LoRE | Non-Red Flag Warning - Catastrophic Fires | Equipment / facility failure | Aggregated | 2035 | 2.2477e-08 | 715.8465 | 1.609e-05 | 2035 | Mitigation | 0.95 | 45 | 0 | esc | 0.00097009 | 2.1805e-11 | 0.00097009 | 2.1805e-11
[79 empty] | WLDFR | HFTD - Distribution - Tier 3 - 4QU CoRE ¦ 5QU LoRE | Red Flag Warning - Large Fires | 2022 | 4.5392e-09 | 5.2406 | 0.69642 | 2.942 | 1.6022 | 0 | 1.2427e-05 | 2.3788e-08 | 0 | 2.3788e-08 | 2.8956e-09 | 7.2903e-08 | 0 | 7.2903e-08 | 5.9416e-07 | 0 | 5.9416e-07 | 1.3024e-06 | 0 | 1.3024e-06 | [17 empty] | 7.3.3.17.5 (Remote Grid) Updates to grid topology to minimize risk of ignition in HFTDs Remote GridWLDFREquipment / facility failureAggregated | WLDFR | HFTD - Distribution - Tier 2 - 3QU CoRE ¦ 5QU LoRE | Non-Red Flag Warning - Catastrophic Fires | Equipment / facility failure | Aggregated | 2036 | 2.2477e-08 | 715.8465 | 1.609e-05 | 2036 | Mitigation | 0.95 | 45 | 0 | esc | 0.00097009 | 2.1805e-11 | 0.00097009 | 2.1805e-11
[79 empty] | WLDFR | HFTD - Distribution - Tier 3 - 4QU CoRE ¦ 5QU LoRE | Red Flag Warning - Large Fires | 2023 | 4.5392e-09 | 5.475 | 0.71896 | 3.0715 | 1.6846 | 0 | 1.2427e-05 | 2.4852e-08 | 0 | 2.4852e-08 | 2.9989e-09 | 7.2903e-08 | 0 | 7.2903e-08 | 5.9416e-07 | 0 | 5.9416e-07 | 1.3024e-06 | 0 | 1.3024e-06 | [17 empty] | 7.3.3.17.5 (Remote Grid) Updates to grid topology to minimize risk of ignition in HFTDs Remote GridWLDFREquipment / facility failureAggregated | WLDFR | HFTD - Distribution - Tier 2 - 3QU CoRE ¦ 5QU LoRE | Non-Red Flag Warning - Catastrophic Fires | Equipment / facility failure | Aggregated | 2037 | 2.2477e-08 | 715.8465 | 1.609e-05 | 2037 | Mitigation | 0.95 | 45 | 0 | esc | 0.00097009 | 2.1805e-11 | 0.00097009 | 2.1805e-11
[79 empty] | WLDFR | HFTD - Distribution - Tier 3 - 4QU CoRE ¦ 5QU LoRE | Red Flag Warning - Large Fires | 2024 | 4.5392e-09 | 5.475 | 0.71896 | 3.0715 | 1.6846 | 0 | 1.2427e-05 | 2.4852e-08 | 0 | 2.4852e-08 | 2.9989e-09 | 7.2903e-08 | 0 | 7.2903e-08 | 5.9416e-07 | 0 | 5.9416e-07 | 1.3024e-06 | 0 | 1.3024e-06 | [17 empty] | 7.3.3.17.5 (Remote Grid) Updates to grid topology to minimize risk of ignition in HFTDs Remote GridWLDFREquipment / facility failureAggregated | WLDFR | HFTD - Distribution - Tier 2 - 3QU CoRE ¦ 5QU LoRE | Non-Red Flag Warning - Catastrophic Fires | Equipment / facility failure | Aggregated | 2038 | 2.2477e-08 | 715.8465 | 1.609e-05 | 2038 | Mitigation | 0.95 | 45 | 0 | esc | 0.00097009 | 2.1805e-11 | 0.00097009 | 2.1805e-11
[79 empty] | WLDFR | HFTD - Distribution - Tier 3 - 4QU CoRE ¦ 5QU LoRE | Red Flag Warning - Large Fires | 2025 | 4.5392e-09 | 5.475 | 0.71896 | 3.0715 | 1.6846 | 0 | 1.2427e-05 | 2.4852e-08 | 0 | 2.4852e-08 | 2.9989e-09 | 7.2903e-08 | 0 | 7.2903e-08 | 5.9416e-07 | 0 | 5.9416e-07 | 1.3024e-06 | 0 | 1.3024e-06 | [17 empty] | 7.3.3.17.5 (Remote Grid) Updates to grid topology to minimize risk of ignition in HFTDs Remote GridWLDFREquipment / facility failureAggregated | WLDFR | HFTD - Distribution - Tier 2 - 3QU CoRE ¦ 5QU LoRE | Non-Red Flag Warning - Catastrophic Fires | Equipment / facility failure | Aggregated | 2039 | 2.2477e-08 | 715.8465 | 1.609e-05 | 2039 | Mitigation | 0.95 | 45 | 0 | esc | 0.00097009 | 2.1805e-11 | 0.00097009 | 2.1805e-11
[79 empty] | WLDFR | HFTD - Distribution - Tier 3 - 4QU CoRE ¦ 5QU LoRE | Red Flag Warning - Large Fires | 2026 | 4.5392e-09 | 5.475 | 0.71896 | 3.0715 | 1.6846 | 0 | 1.2427e-05 | 2.4852e-08 | 0 | 2.4852e-08 | 2.9989e-09 | 7.2903e-08 | 0 | 7.2903e-08 | 5.9416e-07 | 0 | 5.9416e-07 | 1.3024e-06 | 0 | 1.3024e-06 | [17 empty] | 7.3.3.17.5 (Remote Grid) Updates to grid topology to minimize risk of ignition in HFTDs Remote GridWLDFREquipment / facility failureAggregated | WLDFR | HFTD - Distribution - Tier 2 - 3QU CoRE ¦ 5QU LoRE | Non-Red Flag Warning - Catastrophic Fires | Equipment / facility failure | Aggregated | 2040 | 2.2477e-08 | 715.8465 | 1.609e-05 | 2040 | Mitigation | 0.95 | 45 | 0 | esc | 0.00097009 | 2.1805e-11 | 0.00097009 | 2.1805e-11
[79 empty] | WLDFR | HFTD - Distribution - Tier 3 - 4QU CoRE ¦ 5QU LoRE | Red Flag Warning - Large Fires | 2027 | 4.5392e-09 | 5.475 | 0.71896 | 3.0715 | 1.6846 | 0 | 1.2427e-05 | 2.4852e-08 | 0 | 2.4852e-08 | 2.9989e-09 | 7.6452e-08 | 0 | 7.6452e-08 | 6.2308e-07 | 0 | 6.2308e-07 | 1.3658e-06 | 0 | 1.3658e-06 | [17 empty] | 7.3.3.17.5 (Remote Grid) Updates to grid topology to minimize risk of ignition in HFTDs Remote GridWLDFREquipment / facility failureAggregated | WLDFR | HFTD - Distribution - Tier 2 - 3QU CoRE ¦ 5QU LoRE | Non-Red Flag Warning - Catastrophic Fires | Equipment / facility failure | Aggregated | 2041 | 2.2477e-08 | 715.8465 | 1.609e-05 | 2041 | Mitigation | 0.95 | 45 | 0 | esc | 0.00097009 | 2.1805e-11 | 0.00097009 | 2.1805e-11
[79 empty] | WLDFR | HFTD - Distribution - Tier 3 - 4QU CoRE ¦ 5QU LoRE | Red Flag Warning - Large Fires | 2028 | 4.5392e-09 | 5.777 | 0.74734 | 3.238 | 1.7917 | 0 | 1.2427e-05 | 2.6223e-08 | 0 | 2.6223e-08 | 3.129e-09 | 7.6452e-08 | 0 | 7.6452e-08 | 6.2308e-07 | 0 | 6.2308e-07 | 1.3658e-06 | 0 | 1.3658e-06 | [17 empty] | 7.3.3.17.5 (Remote Grid) Updates to grid topology to minimize risk of ignition in HFTDs Remote GridWLDFREquipment / facility failureAggregated | WLDFR | HFTD - Distribution - Tier 2 - 3QU CoRE ¦ 5QU LoRE | Non-Red Flag Warning - Catastrophic Fires | Equipment / facility failure | Aggregated | 2042 | 2.2477e-08 | 715.8465 | 1.609e-05 | 2042 | Mitigation | 0.95 | 45 | 0 | esc | 0.00097009 | 2.1805e-11 | 0.00097009 | 2.1805e-11
[79 empty] | WLDFR | HFTD - Distribution - Tier 3 - 4QU CoRE ¦ 5QU LoRE | Red Flag Warning - Large Fires | 2029 | 4.5392e-09 | 5.777 | 0.74734 | 3.238 | 1.7917 | 0 | 1.2427e-05 | 2.6223e-08 | 0 | 2.6223e-08 | 3.129e-09 | 7.6452e-08 | 0 | 7.6452e-08 | 6.2308e-07 | 0 | 6.2308e-07 | 1.3658e-06 | 0 | 1.3658e-06 | [17 empty] | 7.3.3.17.5 (Remote Grid) Updates to grid topology to minimize risk of ignition in HFTDs Remote GridWLDFREquipment / facility failureAggregated | WLDFR | HFTD - Distribution - Tier 2 - 3QU CoRE ¦ 5QU LoRE | Non-Red Flag Warning - Catastrophic Fires | Equipment / facility failure | Aggregated | 2043 | 2.2477e-08 | 715.8465 | 1.609e-05 | 2043 | Mitigation | 0.95 | 45 | 0 | esc | 0.00097009 | 2.1805e-11 | 0.00097009 | 2.1805e-11
[79 empty] | WLDFR | HFTD - Distribution - Tier 3 - 4QU CoRE ¦ 5QU LoRE | Red Flag Warning - Large Fires | 2030 | 4.5392e-09 | 5.777 | 0.74734 | 3.238 | 1.7917 | 0 | 1.2427e-05 | 2.6223e-08 | 0 | 2.6223e-08 | 3.129e-09 | 7.6452e-08 | 0 | 7.6452e-08 | 6.2308e-07 | 0 | 6.2308e-07 | 1.3658e-06 | 0 | 1.3658e-06 | [17 empty] | 7.3.3.17.5 (Remote Grid) Updates to grid topology to minimize risk of ignition in HFTDs Remote GridWLDFREquipment / facility failureAggregated | WLDFR | HFTD - Distribution - Tier 2 - 3QU CoRE ¦ 5QU LoRE | Non-Red Flag Warning - Catastrophic Fires | Equipment / facility failure | Aggregated | 2044 | 2.2477e-08 | 715.8465 | 1.609e-05 | 2044 | Mitigation | 0.95 | 45 | 0 | esc | 0.00097009 | 2.1805e-11 | 0.00097009 | 2.1805e-11
[79 empty] | WLDFR | HFTD - Distribution - Tier 3 - 4QU CoRE ¦ 5QU LoRE | Red Flag Warning - Large Fires | 2031 | 4.5392e-09 | 5.777 | 0.74734 | 3.238 | 1.7917 | 0 | 1.2427e-05 | 2.6223e-08 | 0 | 2.6223e-08 | 3.129e-09 | 7.6452e-08 | 0 | 7.6452e-08 | 6.2308e-07 | 0 | 6.2308e-07 | 1.3658e-06 | 0 | 1.3658e-06 | [17 empty] | 7.3.3.17.5 (Remote Grid) Updates to grid topology to minimize risk of ignition in HFTDs Remote GridWLDFREquipment / facility failureAggregated | WLDFR | HFTD - Distribution - Tier 2 - 3QU CoRE ¦ 5QU LoRE | Non-Red Flag Warning - Catastrophic Fires | Equipment / facility failure | Aggregated | 2045 | 2.2477e-08 | 715.8465 | 1.609e-05 | 2045 | Mitigation | 0.95 | 45 | 0 | esc | 0.00097009 | 2.1805e-11 | 0.00097009 | 2.1805e-11
[79 empty] | WLDFR | HFTD - Distribution - Tier 3 - 4QU CoRE ¦ 5QU LoRE | Red Flag Warning - Large Fires | 2032 | 4.5392e-09 | 5.777 | 0.74734 | 3.238 | 1.7917 | 0 | 1.2427e-05 | 2.6223e-08 | 0 | 2.6223e-08 | 3.129e-09 | 8.007e-08 | 0 | 8.007e-08 | 6.5257e-07 | 0 | 6.5257e-07 | 1.4304e-06 | 0 | 1.4304e-06 | [17 empty] | 7.3.3.17.5 (Remote Grid) Updates to grid topology to minimize risk of ignition in HFTDs Remote GridWLDFREquipment / facility failureAggregated | WLDFR | HFTD - Distribution - Tier 2 - 3QU CoRE ¦ 5QU LoRE | Non-Red Flag Warning - Catastrophic Fires | Equipment / facility failure | Aggregated | 2046 | 2.2477e-08 | 715.8465 | 1.609e-05 | 2046 | Mitigation | 0.95 | 45 | 0 | esc | 0.00097009 | 2.1805e-11 | 0.00097009 | 2.1805e-11
[79 empty] | WLDFR | HFTD - Distribution - Tier 3 - 4QU CoRE ¦ 5QU LoRE | Red Flag Warning - Large Fires | 2033 | 4.5392e-09 | 6.1205 | 0.77885 | 3.4265 | 1.9151 | 0 | 1.2427e-05 | 2.7782e-08 | 0 | 2.7782e-08 | 3.2734e-09 | 8.007e-08 | 0 | 8.007e-08 | 6.5257e-07 | 0 | 6.5257e-07 | 1.4304e-06 | 0 | 1.4304e-06 | [17 empty] | 7.3.3.17.5 (Remote Grid) Updates to grid topology to minimize risk of ignition in HFTDs Remote GridWLDFREquipment / facility failureAggregated | WLDFR | HFTD - Distribution - Tier 2 - 3QU CoRE ¦ 5QU LoRE | Non-Red Flag Warning - Catastrophic Fires | Equipment / facility failure | Aggregated | 2047 | 2.2477e-08 | 715.8465 | 1.609e-05 | 2047 | Mitigation | 0.95 | 45 | 0 | esc | 0.00097009 | 2.1805e-11 | 0.00097009 | 2.1805e-11
[79 empty] | WLDFR | HFTD - Distribution - Tier 3 - 4QU CoRE ¦ 5QU LoRE | Red Flag Warning - Large Fires | 2034 | 4.5392e-09 | 6.1205 | 0.77885 | 3.4265 | 1.9151 | 0 | 1.2427e-05 | 2.7782e-08 | 0 | 2.7782e-08 | 3.2734e-09 | 8.007e-08 | 0 | 8.007e-08 | 6.5257e-07 | 0 | 6.5257e-07 | 1.4304e-06 | 0 | 1.4304e-06 | [17 empty] | 7.3.3.17.5 (Remote Grid) Updates to grid topology to minimize risk of ignition in HFTDs Remote GridWLDFREquipment / facility failureAggregated | WLDFR | HFTD - Distribution - Tier 2 - 3QU CoRE ¦ 5QU LoRE | Non-Red Flag Warning - Catastrophic Fires | Equipment / facility failure | Aggregated | 2048 | 2.2477e-08 | 715.8465 | 1.609e-05 | 2048 | Mitigation | 0.95 | 45 | 0 | esc | 0.00097009 | 2.1805e-11 | 0.00097009 | 2.1805e-11
[79 empty] | WLDFR | HFTD - Distribution - Tier 3 - 4QU CoRE ¦ 5QU LoRE | Red Flag Warning - Large Fires | 2035 | 4.5392e-09 | 6.1205 | 0.77885 | 3.4265 | 1.9151 | 0 | 1.2427e-05 | 2.7782e-08 | 0 | 2.7782e-08 | 3.2734e-09 | 8.007e-08 | 0 | 8.007e-08 | 6.5257e-07 | 0 | 6.5257e-07 | 1.4304e-06 | 0 | 1.4304e-06 | [17 empty] | 7.3.3.17.5 (Remote Grid) Updates to grid topology to minimize risk of ignition in HFTDs Remote GridWLDFREquipment / facility failureAggregated | WLDFR | HFTD - Distribution - Tier 2 - 3QU CoRE ¦ 5QU LoRE | Non-Red Flag Warning - Catastrophic Fires | Equipment / facility failure | Aggregated | 2049 | 2.2477e-08 | 715.8465 | 1.609e-05 | 2049 | Mitigation | 0.95 | 45 | 0 | esc | 0.00097009 | 2.1805e-11 | 0.00097009 | 2.1805e-11
[79 empty] | WLDFR | HFTD - Distribution - Tier 3 - 4QU CoRE ¦ 5QU LoRE | Red Flag Warning - Large Fires | 2036 | 4.5392e-09 | 6.1205 | 0.77885 | 3.4265 | 1.9151 | 0 | 1.2427e-05 | 2.7782e-08 | 0 | 2.7782e-08 | 3.2734e-09 | 8.007e-08 | 0 | 8.007e-08 | 6.5257e-07 | 0 | 6.5257e-07 | 1.4304e-06 | 0 | 1.4304e-06 | [17 empty] | 7.3.3.17.5 (Remote Grid) Updates to grid topology to minimize risk of ignition in HFTDs Remote GridWLDFREquipment / facility failureAggregated | WLDFR | HFTD - Distribution - Tier 2 - 3QU CoRE ¦ 5QU LoRE | Non-Red Flag Warning - Catastrophic Fires | Equipment / facility failure | Aggregated | 2050 | 2.2477e-08 | 715.8465 | 1.609e-05 | 2050 | Mitigation | 0.95 | 45 | 0 | esc | 0.00097009 | 2.1805e-11 | 0.00097009 | 2.1805e-11
[79 empty] | WLDFR | HFTD - Distribution - Tier 3 - 4QU CoRE ¦ 5QU LoRE | Red Flag Warning - Large Fires | 2037 | 4.5392e-09 | 6.1205 | 0.77885 | 3.4265 | 1.9151 | 0 | 1.2427e-05 | 2.7782e-08 | 0 | 2.7782e-08 | 3.2734e-09 | 8.3713e-08 | 0 | 8.3713e-08 | 6.8226e-07 | 0 | 6.8226e-07 | 1.4955e-06 | 0 | 1.4955e-06 | [17 empty] | 7.3.3.17.5 (Remote Grid) Updates to grid topology to minimize risk of ignition in HFTDs Remote GridWLDFREquipment / facility failureAggregated | WLDFR | HFTD - Distribution - Tier 2 - 3QU CoRE ¦ 5QU LoRE | Non-Red Flag Warning - Catastrophic Fires | Equipment / facility failure | Aggregated | 2051 | 2.2477e-08 | 715.8465 | 1.609e-05 | 2051 | Mitigation | 0.95 | 45 | 0 | esc | 0.00097009 | 2.1805e-11 | 0.00097009 | 2.1805e-11
[79 empty] | WLDFR | HFTD - Distribution - Tier 3 - 4QU CoRE ¦ 5QU LoRE | Red Flag Warning - Large Fires | 2038 | 4.5392e-09 | 6.5028 | 0.81304 | 3.6355 | 2.0543 | 0 | 1.2427e-05 | 2.9518e-08 | 0 | 2.9518e-08 | 3.4302e-09 | 8.3713e-08 | 0 | 8.3713e-08 | 6.8226e-07 | 0 | 6.8226e-07 | 1.4955e-06 | 0 | 1.4955e-06 | [17 empty] | 7.3.3.17.5 (Remote Grid) Updates to grid topology to minimize risk of ignition in HFTDs Remote GridWLDFREquipment / facility failureAggregated | WLDFR | HFTD - Distribution - Tier 2 - 3QU CoRE ¦ 5QU LoRE | Non-Red Flag Warning - Catastrophic Fires | Equipment / facility failure | Aggregated | 2052 | 2.2477e-08 | 715.8465 | 1.609e-05 | 2052 | Mitigation | 0.95 | 45 | 0 | esc | 0.00097009 | 2.1805e-11 | 0.00097009 | 2.1805e-11
[79 empty] | WLDFR | HFTD - Distribution - Tier 3 - 4QU CoRE ¦ 5QU LoRE | Red Flag Warning - Large Fires | 2039 | 4.5392e-09 | 6.5028 | 0.81304 | 3.6355 | 2.0543 | 0 | 1.2427e-05 | 2.9518e-08 | 0 | 2.9518e-08 | 3.4302e-09 | 8.3713e-08 | 0 | 8.3713e-08 | 6.8226e-07 | 0 | 6.8226e-07 | 1.4955e-06 | 0 | 1.4955e-06 | [17 empty] | 7.3.3.17.5 (Remote Grid) Updates to grid topology to minimize risk of ignition in HFTDs Remote GridWLDFREquipment / facility failureAggregated | WLDFR | HFTD - Distribution - Tier 2 - 3QU CoRE ¦ 5QU LoRE | Non-Red Flag Warning - Catastrophic Fires | Equipment / facility failure | Aggregated | 2053 | 2.2477e-08 | 715.8465 | 1.609e-05 | 2053 | Mitigation | 0.95 | 45 | 0 | esc | 0.00097009 | 2.1805e-11 | 0.00097009 | 2.1805e-11
[79 empty] | WLDFR | HFTD - Distribution - Tier 3 - 4QU CoRE ¦ 5QU LoRE | Red Flag Warning - Large Fires | 2040 | 4.5392e-09 | 6.5028 | 0.81304 | 3.6355 | 2.0543 | 0 | 1.2427e-05 | 2.9518e-08 | 0 | 2.9518e-08 | 3.4302e-09 | 8.3713e-08 | 0 | 8.3713e-08 | 6.8226e-07 | 0 | 6.8226e-07 | 1.4955e-06 | 0 | 1.4955e-06 | [17 empty] | 7.3.3.17.5 (Remote Grid) Updates to grid topology to minimize risk of ignition in HFTDs Remote GridWLDFREquipment / facility failureAggregated | WLDFR | HFTD - Distribution - Tier 2 - 3QU CoRE ¦ 5QU LoRE | Non-Red Flag Warning - Catastrophic Fires | Equipment / facility failure | Aggregated | 2054 | 2.2477e-08 | 715.8465 | 1.609e-05 | 2054 | Mitigation | 0.95 | 45 | 0 | esc | 0.00097009 | 2.1805e-11 | 0.00097009 | 2.1805e-11
[79 empty] | WLDFR | HFTD - Distribution - Tier 3 - 4QU CoRE ¦ 5QU LoRE | Red Flag Warning - Large Fires | 2041 | 4.5392e-09 | 6.5028 | 0.81304 | 3.6355 | 2.0543 | 0 | 1.2427e-05 | 2.9518e-08 | 0 | 2.9518e-08 | 3.4302e-09 | 8.3713e-08 | 0 | 8.3713e-08 | 6.8226e-07 | 0 | 6.8226e-07 | 1.4955e-06 | 0 | 1.4955e-06 | [17 empty] | 7.3.3.17.5 (Remote Grid) Updates to grid topology to minimize risk of ignition in HFTDs Remote GridWLDFREquipment / facility failureAggregated | WLDFR | HFTD - Distribution - Tier 2 - 3QU CoRE ¦ 5QU LoRE | Non-Red Flag Warning - Catastrophic Fires | Equipment / facility failure | Aggregated | 2055 | 2.2477e-08 | 715.8465 | 1.609e-05 | 2055 | Mitigation | 0.95 | 45 | 0 | esc | 0.00097009 | 2.1805e-11 | 0.00097009 | 2.1805e-11
[79 empty] | WLDFR | HFTD - Distribution - Tier 3 - 4QU CoRE ¦ 5QU LoRE | Red Flag Warning - Large Fires | 2042 | 4.5392e-09 | 6.5028 | 0.81304 | 3.6355 | 2.0543 | 0 | 1.2427e-05 | 2.9518e-08 | 0 | 2.9518e-08 | 3.4302e-09 | 8.7337e-08 | 0 | 8.7337e-08 | 7.118e-07 | 0 | 7.118e-07 | 1.5603e-06 | 0 | 1.5603e-06 | [17 empty] | 7.3.3.17.5 (Remote Grid) Updates to grid topology to minimize risk of ignition in HFTDs Remote GridWLDFREquipment / facility failureAggregated | WLDFR | HFTD - Distribution - Tier 2 - 3QU CoRE ¦ 5QU LoRE | Non-Red Flag Warning - Catastrophic Fires | Equipment / facility failure | Aggregated | 2056 | 2.2477e-08 | 715.8465 | 1.609e-05 | 2056 | Mitigation | 0.95 | 45 | 0 | esc | 0.00097009 | 2.1805e-11 | 0.00097009 | 2.1805e-11
[79 empty] | WLDFR | HFTD - Distribution - Tier 3 - 4QU CoRE ¦ 5QU LoRE | Red Flag Warning - Large Fires | 2043 | 4.5392e-09 | 6.9209 | 0.84944 | 3.8632 | 2.2083 | 0 | 1.2427e-05 | 3.1415e-08 | 0 | 3.1415e-08 | 3.5971e-09 | 8.7337e-08 | 0 | 8.7337e-08 | 7.118e-07 | 0 | 7.118e-07 | 1.5603e-06 | 0 | 1.5603e-06 | [17 empty] | 7.3.3.17.5 (Remote Grid) Updates to grid topology to minimize risk of ignition in HFTDs Remote GridWLDFREquipment / facility failureAggregated | WLDFR | HFTD - Distribution - Tier 2 - 3QU CoRE ¦ 5QU LoRE | Non-Red Flag Warning - Catastrophic Fires | Equipment / facility failure | Aggregated | 2057 | 2.2477e-08 | 715.8465 | 1.609e-05 | 2057 | Mitigation | 0.95 | 45 | 0 | esc | 0.00097009 | 2.1805e-11 | 0.00097009 | 2.1805e-11
[79 empty] | WLDFR | HFTD - Distribution - Tier 3 - 4QU CoRE ¦ 5QU LoRE | Red Flag Warning - Large Fires | 2044 | 4.5392e-09 | 6.9209 | 0.84944 | 3.8632 | 2.2083 | 0 | 1.2427e-05 | 3.1415e-08 | 0 | 3.1415e-08 | 3.5971e-09 | 0 | 0 | 0 | 7.118e-07 | 0 | 7.118e-07 | 1.5603e-06 | 0 | 1.5603e-06 | [17 empty] | 7.3.3.17.5 (Remote Grid) Updates to grid topology to minimize risk of ignition in HFTDs Remote GridWLDFREquipment / facility failureAggregated | WLDFR | HFTD - Distribution - Tier 2 - 3QU CoRE ¦ 5QU LoRE | Non-Red Flag Warning - Catastrophic Fires | Equipment / facility failure | Aggregated | 2058 | 2.2477e-08 | 715.8465 | 1.609e-05 | 2058 | Mitigation | 0.95 | 45 | 0 | esc | 0.00097009 | 2.1805e-11 | 0.00097009 | 2.1805e-11
[79 empty] | WLDFR | HFTD - Distribution - Tier 3 - 4QU CoRE ¦ 5QU LoRE | Red Flag Warning - Large Fires | 2045 | 4.5392e-09 | 6.9209 | 0.84944 | 3.8632 | 2.2083 | 0 | 1.2427e-05 | 3.1415e-08 | 0 | 3.1415e-08 | 3.5971e-09 | 0 | 0 | 0 | 0 | 0 | 0 | 1.5603e-06 | 0 | 1.5603e-06 | [17 empty] | 7.3.3.17.5 (Remote Grid) Updates to grid topology to minimize risk of ignition in HFTDs Remote GridWLDFREquipment / facility failureAggregated | WLDFR | HFTD - Distribution - Tier 2 - 3QU CoRE ¦ 5QU LoRE | Non-Red Flag Warning - Catastrophic Fires | Equipment / facility failure | Aggregated | 2059 | 2.2477e-08 | 715.8465 | 1.609e-05 | 2059 | Mitigation | 0.95 | 45 | 0 | esc | 0.00097009 | 2.1805e-11 | 0.00097009 | 2.1805e-11
[79 empty] | WLDFR | HFTD - Distribution - Tier 3 - 4QU CoRE ¦ 5QU LoRE | Red Flag Warning - Large Fires | 2046 | 4.5392e-09 | 6.9209 | 0.84944 | 3.8632 | 2.2083 | 0 | 1.2427e-05 | 3.1415e-08 | 0 | 3.1415e-08 | 3.5971e-09 | 4.3345e-09 | 0 | 4.3345e-09 | 0 | 0 | 0 | 0 | 0 | 0 | [17 empty] | 7.3.3.17.5 (Remote Grid) Updates to grid topology to minimize risk of ignition in HFTDs Remote GridWLDFREquipment / facility failureAggregated | WLDFR | HFTD - Distribution - Tier 2 - 3QU CoRE ¦ 5QU LoRE | Non-Red Flag Warning - Catastrophic Fires | Equipment / facility failure | Aggregated | 2060 | 2.2477e-08 | 715.8465 | 1.609e-05 | 2060 | Mitigation | 0.95 | 45 | 0 | esc | 0.00097009 | 2.1805e-11 | 0.00097009 | 2.1805e-11
[79 empty] | WLDFR | HFTD - Distribution - Tier 3 - 4QU CoRE ¦ 5QU LoRE | Red Flag Warning - Large Fires | 2047 | 4.5392e-09 | 6.9209 | 0.84944 | 3.8632 | 2.2083 | 0 | 1.2427e-05 | 3.1415e-08 | 0 | 3.1415e-08 | 3.5971e-09 | 4.0771e-09 | 0 | 4.0771e-09 | 3.3228e-08 | 0 | 3.3228e-08 | 0 | 0 | 0 | [17 empty] | 7.3.3.17.5 (Remote Grid) Updates to grid topology to minimize risk of ignition in HFTDs Remote GridWLDFREquipment / facility failureAggregated | WLDFR | HFTD - Distribution - Tier 2 - 3QU CoRE ¦ 5QU LoRE | Non-Red Flag Warning - Catastrophic Fires | Equipment / facility failure | Aggregated | 2061 | 2.2477e-08 | 715.8465 | 1.609e-05 | 2061 | Mitigation | 0.95 | 45 | 0 | esc | 0.00097009 | 2.1805e-11 | 0.00097009 | 2.1805e-11
[79 empty] | WLDFR | HFTD - Distribution - Tier 3 - 4QU CoRE ¦ 5QU LoRE | Red Flag Warning - Large Fires | 2048 | 4.5392e-09 | 7.3713 | 0.88759 | 4.1075 | 2.3763 | 0 | 1.2427e-05 | 3.346e-08 | 0 | 3.346e-08 | 3.7719e-09 | 4.2595e-09 | 0 | 4.2595e-09 | 3.4715e-08 | 0 | 3.4715e-08 | 7.6096e-08 | 0 | 7.6096e-08 | [17 empty] | 7.3.3.17.5 (Remote Grid) Updates to grid topology to minimize risk of ignition in HFTDs Remote GridWLDFREquipment / facility failureAggregated | WLDFR | HFTD - Distribution - Tier 2 - 3QU CoRE ¦ 5QU LoRE | Non-Red Flag Warning - Catastrophic Fires | Equipment / facility failure | Aggregated | 2062 | 2.2477e-08 | 715.8465 | 1.609e-05 | 2062 | Mitigation | 0.95 | 45 | 0 | esc | 0.00097009 | 2.1805e-11 | 0.00097009 | 2.1805e-11
[79 empty] | WLDFR | HFTD - Distribution - Tier 3 - 4QU CoRE ¦ 5QU LoRE | Red Flag Warning - Large Fires | 2049 | 4.5392e-09 | 7.3713 | 0.88759 | 4.1075 | 2.3763 | 0 | 1.2427e-05 | 3.346e-08 | 0 | 3.346e-08 | 3.7719e-09 | 4.2595e-09 | 0 | 4.2595e-09 | 3.4715e-08 | 0 | 3.4715e-08 | 7.6096e-08 | 0 | 7.6096e-08 | [17 empty] | 7.3.3.17.5 (Remote Grid) Updates to grid topology to minimize risk of ignition in HFTDs Remote GridWLDFREquipment / facility failureAggregated | WLDFR | HFTD - Distribution - Tier 2 - 3QU CoRE ¦ 5QU LoRE | Non-Red Flag Warning - Catastrophic Fires | Equipment / facility failure | Aggregated | 2063 | 2.2477e-08 | 715.8465 | 1.609e-05 | 2063 | Mitigation | 0.95 | 45 | 0 | esc | 0.00097009 | 2.1805e-11 | 0.00097009 | 2.1805e-11
[79 empty] | WLDFR | HFTD - Distribution - Tier 3 - 4QU CoRE ¦ 5QU LoRE | Red Flag Warning - Large Fires | 2050 | 4.5392e-09 | 7.3713 | 0.88759 | 4.1075 | 2.3763 | 0 | 1.2427e-05 | 3.346e-08 | 0 | 3.346e-08 | 3.7719e-09 | 4.2595e-09 | 0 | 4.2595e-09 | 3.4715e-08 | 0 | 3.4715e-08 | 7.6096e-08 | 0 | 7.6096e-08 | [17 empty] | 7.3.3.17.5 (Remote Grid) Updates to grid topology to minimize risk of ignition in HFTDs Remote GridWLDFREquipment / facility failureAggregated | WLDFR | HFTD - Distribution - Tier 2 - 3QU CoRE ¦ 5QU LoRE | Non-Red Flag Warning - Catastrophic Fires | Equipment / facility failure | Aggregated | 2064 | 2.2477e-08 | 715.8465 | 1.609e-05 | 2064 | Mitigation | 0.95 | 45 | 0 | esc | 0.00097009 | 2.1805e-11 | 0.00097009 | 2.1805e-11
[79 empty] | WLDFR | HFTD - Distribution - Tier 3 - 4QU CoRE ¦ 5QU LoRE | Red Flag Warning - Large Fires | 2051 | 4.5392e-09 | 7.3713 | 0.88759 | 4.1075 | 2.3763 | 0 | 1.2427e-05 | 3.346e-08 | 0 | 3.346e-08 | 3.7719e-09 | 4.2595e-09 | 0 | 4.2595e-09 | 3.4715e-08 | 0 | 3.4715e-08 | 7.6096e-08 | 0 | 7.6096e-08 | [17 empty] | 7.3.3.17.5 (Remote Grid) Updates to grid topology to minimize risk of ignition in HFTDs Remote GridWLDFREquipment / facility failureAggregated | WLDFR | HFTD - Distribution - Tier 2 - 3QU CoRE ¦ 5QU LoRE | Non-Red Flag Warning - Catastrophic Fires | Equipment / facility failure | Aggregated | 2065 | 2.2477e-08 | 715.8465 | 1.609e-05 | 2065 | Mitigation | 0.95 | 45 | 0 | esc | 0.00097009 | 2.1805e-11 | 0.00097009 | 2.1805e-11
[79 empty] | WLDFR | HFTD - Distribution - Tier 3 - 4QU CoRE ¦ 5QU LoRE | Red Flag Warning - Large Fires | 2052 | 4.5392e-09 | 7.3713 | 0.88759 | 4.1075 | 2.3763 | 0 | 1.2427e-05 | 3.346e-08 | 0 | 3.346e-08 | 3.7719e-09 | 4.2595e-09 | 0 | 4.2595e-09 | 3.4715e-08 | 0 | 3.4715e-08 | 7.6096e-08 | 0 | 7.6096e-08 | [17 empty] | 7.3.3.17.5 (Remote Grid) Updates to grid topology to minimize risk of ignition in HFTDs Remote GridWLDFREquipment / facility failureAggregated | WLDFR | HFTD - Distribution - Tier 2 - 3QU CoRE ¦ 5QU LoRE | Non-Red Flag Warning - Catastrophic Fires | Equipment / facility failure | Aggregated | 2066 | 2.2477e-08 | 715.8465 | 1.609e-05 | 2066 | Mitigation | 0.95 | 45 | 0 | esc | 0.00097009 | 2.1805e-11 | 0.00097009 | 2.1805e-11
[79 empty] | WLDFR | HFTD - Distribution - Tier 3 - 4QU CoRE ¦ 5QU LoRE | Red Flag Warning - Large Fires | 2053 | 4.5392e-09 | 7.8503 | 0.92702 | 4.3664 | 2.5569 | 0 | 1.2427e-05 | 3.5634e-08 | 0 | 3.5634e-08 | 3.9525e-09 | 4.4945e-09 | 0 | 4.4945e-09 | 3.663e-08 | 0 | 3.663e-08 | 8.0293e-08 | 0 | 8.0293e-08 | [17 empty] | 7.3.3.17.5 (Remote Grid) Updates to grid topology to minimize risk of ignition in HFTDs Remote GridWLDFREquipment / facility failureAggregated | WLDFR | HFTD - Distribution - Tier 2 - 3QU CoRE ¦ 5QU LoRE | Non-Red Flag Warning - Catastrophic Fires | Equipment / facility failure | Aggregated | 2067 | 2.2477e-08 | 715.8465 | 1.609e-05 | 2067 | Mitigation | 0.95 | 45 | 0 | esc | 0 | 0 | 0.00097009 | 2.1805e-11
[79 empty] | WLDFR | HFTD - Distribution - Tier 3 - 4QU CoRE ¦ 5QU LoRE | Red Flag Warning - Large Fires | 2054 | 4.5392e-09 | 7.8503 | 0.92702 | 4.3664 | 2.5569 | 0 | 1.2427e-05 | 3.5634e-08 | 0 | 3.5634e-08 | 3.9525e-09 | 4.4945e-09 | 0 | 4.4945e-09 | 3.663e-08 | 0 | 3.663e-08 | 8.0293e-08 | 0 | 8.0293e-08 | [17 empty] | 7.3.3.17.5 (Remote Grid) Updates to grid topology to minimize risk of ignition in HFTDs Remote GridWLDFRVegetation ContactAggregated | WLDFR | HFTD - Distribution - Tier 2 - 3QU CoRE ¦ 5QU LoRE | Non-Red Flag Warning - Catastrophic Fires | Vegetation Contact | Aggregated | 2022 | 1.0718e-07 | 715.8465 | 7.6723e-05 | 2022 | Mitigation | 0.95 | 45 | 0 | esc | 0.00097009 | 1.0397e-10 | 0 | 0
[79 empty] | WLDFR | HFTD - Distribution - Tier 3 - 4QU CoRE ¦ 5QU LoRE | Red Flag Warning - Large Fires | 2055 | 4.5392e-09 | 7.8503 | 0.92702 | 4.3664 | 2.5569 | 0 | 1.2427e-05 | 3.5634e-08 | 0 | 3.5634e-08 | 3.9525e-09 | 4.4945e-09 | 0 | 4.4945e-09 | 3.663e-08 | 0 | 3.663e-08 | 8.0293e-08 | 0 | 8.0293e-08 | [17 empty] | 7.3.3.17.5 (Remote Grid) Updates to grid topology to minimize risk of ignition in HFTDs Remote GridWLDFRVegetation ContactAggregated | WLDFR | HFTD - Distribution - Tier 2 - 3QU CoRE ¦ 5QU LoRE | Non-Red Flag Warning - Catastrophic Fires | Vegetation Contact | Aggregated | 2023 | 1.0718e-07 | 715.8465 | 7.6723e-05 | 2023 | Mitigation | 0.95 | 45 | 0 | esc | 0.00097009 | 1.0397e-10 | 0.00097009 | 1.0397e-10
[79 empty] | WLDFR | HFTD - Distribution - Tier 3 - 4QU CoRE ¦ 5QU LoRE | Red Flag Warning - Large Fires | 2056 | 4.5392e-09 | 7.8503 | 0.92702 | 4.3664 | 2.5569 | 0 | 1.2427e-05 | 3.5634e-08 | 0 | 3.5634e-08 | 3.9525e-09 | 4.4945e-09 | 0 | 4.4945e-09 | 3.663e-08 | 0 | 3.663e-08 | 8.0293e-08 | 0 | 8.0293e-08 | [17 empty] | 7.3.3.17.5 (Remote Grid) Updates to grid topology to minimize risk of ignition in HFTDs Remote GridWLDFRVegetation ContactAggregated | WLDFR | HFTD - Distribution - Tier 2 - 3QU CoRE ¦ 5QU LoRE | Non-Red Flag Warning - Catastrophic Fires | Vegetation Contact | Aggregated | 2024 | 1.0718e-07 | 715.8465 | 7.6723e-05 | 2024 | Mitigation | 0.95 | 45 | 0 | esc | 0.00097009 | 1.0397e-10 | 0.00097009 | 1.0397e-10
[79 empty] | WLDFR | HFTD - Distribution - Tier 3 - 4QU CoRE ¦ 5QU LoRE | Red Flag Warning - Large Fires | 2057 | 4.5392e-09 | 7.8503 | 0.92702 | 4.3664 | 2.5569 | 0 | 1.2427e-05 | 3.5634e-08 | 0 | 3.5634e-08 | 3.9525e-09 | 4.4945e-09 | 0 | 4.4945e-09 | 3.663e-08 | 0 | 3.663e-08 | 8.0293e-08 | 0 | 8.0293e-08 | [17 empty] | 7.3.3.17.5 (Remote Grid) Updates to grid topology to minimize risk of ignition in HFTDs Remote GridWLDFRVegetation ContactAggregated | WLDFR | HFTD - Distribution - Tier 2 - 3QU CoRE ¦ 5QU LoRE | Non-Red Flag Warning - Catastrophic Fires | Vegetation Contact | Aggregated | 2025 | 1.0718e-07 | 715.8465 | 7.6723e-05 | 2025 | Mitigation | 0.95 | 45 | 0 | esc | 0.00097009 | 1.0397e-10 | 0.00097009 | 1.0397e-10
[79 empty] | WLDFR | HFTD - Distribution - Tier 3 - 4QU CoRE ¦ 5QU LoRE | Red Flag Warning - Large Fires | 2058 | 4.5392e-09 | 8.3524 | 0.96727 | 4.6367 | 2.7484 | 0 | 1.2427e-05 | 3.7913e-08 | 0 | 3.7913e-08 | 4.1366e-09 | 4.7617e-09 | 0 | 4.7617e-09 | 3.8808e-08 | 0 | 3.8808e-08 | 8.5068e-08 | 0 | 8.5068e-08 | [17 empty] | 7.3.3.17.5 (Remote Grid) Updates to grid topology to minimize risk of ignition in HFTDs Remote GridWLDFRVegetation ContactAggregated | WLDFR | HFTD - Distribution - Tier 2 - 3QU CoRE ¦ 5QU LoRE | Non-Red Flag Warning - Catastrophic Fires | Vegetation Contact | Aggregated | 2026 | 1.0718e-07 | 715.8465 | 7.6723e-05 | 2026 | Mitigation | 0.95 | 45 | 0 | esc | 0.00097009 | 1.0397e-10 | 0.00097009 | 1.0397e-10
[79 empty] | WLDFR | HFTD - Distribution - Tier 3 - 4QU CoRE ¦ 5QU LoRE | Red Flag Warning - Large Fires | 2059 | 4.5392e-09 | 8.3524 | 0.96727 | 4.6367 | 2.7484 | 0 | 1.2427e-05 | 3.7913e-08 | 0 | 3.7913e-08 | 4.1366e-09 | 4.7617e-09 | 0 | 4.7617e-09 | 3.8808e-08 | 0 | 3.8808e-08 | 8.5068e-08 | 0 | 8.5068e-08 | [17 empty] | 7.3.3.17.5 (Remote Grid) Updates to grid topology to minimize risk of ignition in HFTDs Remote GridWLDFRVegetation ContactAggregated | WLDFR | HFTD - Distribution - Tier 2 - 3QU CoRE ¦ 5QU LoRE | Non-Red Flag Warning - Catastrophic Fires | Vegetation Contact | Aggregated | 2027 | 1.0718e-07 | 715.8465 | 7.6723e-05 | 2027 | Mitigation | 0.95 | 45 | 0 | esc | 0.00097009 | 1.0397e-10 | 0.00097009 | 1.0397e-10
[79 empty] | WLDFR | HFTD - Distribution - Tier 3 - 4QU CoRE ¦ 5QU LoRE | Red Flag Warning - Large Fires | 2060 | 4.5392e-09 | 8.3524 | 0.96727 | 4.6367 | 2.7484 | 0 | 1.2427e-05 | 3.7913e-08 | 0 | 3.7913e-08 | 4.1366e-09 | 4.7617e-09 | 0 | 4.7617e-09 | 3.8808e-08 | 0 | 3.8808e-08 | 8.5068e-08 | 0 | 8.5068e-08 | [17 empty] | 7.3.3.17.5 (Remote Grid) Updates to grid topology to minimize risk of ignition in HFTDs Remote GridWLDFRVegetation ContactAggregated | WLDFR | HFTD - Distribution - Tier 2 - 3QU CoRE ¦ 5QU LoRE | Non-Red Flag Warning - Catastrophic Fires | Vegetation Contact | Aggregated | 2028 | 1.0718e-07 | 715.8465 | 7.6723e-05 | 2028 | Mitigation | 0.95 | 45 | 0 | esc | 0.00097009 | 1.0397e-10 | 0.00097009 | 1.0397e-10
[79 empty] | WLDFR | HFTD - Distribution - Tier 3 - 4QU CoRE ¦ 5QU LoRE | Red Flag Warning - Large Fires | 2061 | 4.5392e-09 | 8.3524 | 0.96727 | 4.6367 | 2.7484 | 0 | 1.2427e-05 | 3.7913e-08 | 0 | 3.7913e-08 | 4.1366e-09 | 4.7617e-09 | 0 | 4.7617e-09 | 3.8808e-08 | 0 | 3.8808e-08 | 8.5068e-08 | 0 | 8.5068e-08 | [17 empty] | 7.3.3.17.5 (Remote Grid) Updates to grid topology to minimize risk of ignition in HFTDs Remote GridWLDFRVegetation ContactAggregated | WLDFR | HFTD - Distribution - Tier 2 - 3QU CoRE ¦ 5QU LoRE | Non-Red Flag Warning - Catastrophic Fires | Vegetation Contact | Aggregated | 2029 | 1.0718e-07 | 715.8465 | 7.6723e-05 | 2029 | Mitigation | 0.95 | 45 | 0 | esc | 0.00097009 | 1.0397e-10 | 0.00097009 | 1.0397e-10
[79 empty] | WLDFR | HFTD - Distribution - Tier 3 - 4QU CoRE ¦ 5QU LoRE | Red Flag Warning - Large Fires | 2062 | 4.5392e-09 | 8.3524 | 0.96727 | 4.6367 | 2.7484 | 0 | 1.2427e-05 | 3.7913e-08 | 0 | 3.7913e-08 | 4.1366e-09 | 4.7617e-09 | 0 | 4.7617e-09 | 3.8808e-08 | 0 | 3.8808e-08 | 8.5068e-08 | 0 | 8.5068e-08 | [17 empty] | 7.3.3.17.5 (Remote Grid) Updates to grid topology to minimize risk of ignition in HFTDs Remote GridWLDFRVegetation ContactAggregated | WLDFR | HFTD - Distribution - Tier 2 - 3QU CoRE ¦ 5QU LoRE | Non-Red Flag Warning - Catastrophic Fires | Vegetation Contact | Aggregated | 2030 | 1.0718e-07 | 715.8465 | 7.6723e-05 | 2030 | Mitigation | 0.95 | 45 | 0 | esc | 0.00097009 | 1.0397e-10 | 0.00097009 | 1.0397e-10
[79 empty] | WLDFR | HFTD - Distribution - Tier 3 - 4QU CoRE ¦ 5QU LoRE | Red Flag Warning - Large Fires | 2063 | 4.5392e-09 | 8.872 | 1.0079 | 4.9153 | 2.9488 | 0 | 1.2427e-05 | 4.0272e-08 | 0 | 4.0272e-08 | 4.3221e-09 | 5.0591e-09 | 0 | 5.0591e-09 | 4.1232e-08 | 0 | 4.1232e-08 | 9.0381e-08 | 0 | 9.0381e-08 | [17 empty] | 7.3.3.17.5 (Remote Grid) Updates to grid topology to minimize risk of ignition in HFTDs Remote GridWLDFRVegetation ContactAggregated | WLDFR | HFTD - Distribution - Tier 2 - 3QU CoRE ¦ 5QU LoRE | Non-Red Flag Warning - Catastrophic Fires | Vegetation Contact | Aggregated | 2031 | 1.0718e-07 | 715.8465 | 7.6723e-05 | 2031 | Mitigation | 0.95 | 45 | 0 | esc | 0.00097009 | 1.0397e-10 | 0.00097009 | 1.0397e-10
[79 empty] | WLDFR | HFTD - Distribution - Tier 3 - 4QU CoRE ¦ 5QU LoRE | Red Flag Warning - Large Fires | 2064 | 4.5392e-09 | 8.872 | 1.0079 | 4.9153 | 2.9488 | 0 | 1.2427e-05 | 4.0272e-08 | 0 | 4.0272e-08 | 4.3221e-09 | 5.0591e-09 | 0 | 5.0591e-09 | 4.1232e-08 | 0 | 4.1232e-08 | 9.0381e-08 | 0 | 9.0381e-08 | [17 empty] | 7.3.3.17.5 (Remote Grid) Updates to grid topology to minimize risk of ignition in HFTDs Remote GridWLDFRVegetation ContactAggregated | WLDFR | HFTD - Distribution - Tier 2 - 3QU CoRE ¦ 5QU LoRE | Non-Red Flag Warning - Catastrophic Fires | Vegetation Contact | Aggregated | 2032 | 1.0718e-07 | 715.8465 | 7.6723e-05 | 2032 | Mitigation | 0.95 | 45 | 0 | esc | 0.00097009 | 1.0397e-10 | 0.00097009 | 1.0397e-10
[79 empty] | WLDFR | HFTD - Distribution - Tier 3 - 4QU CoRE ¦ 5QU LoRE | Red Flag Warning - Large Fires | 2065 | 4.5392e-09 | 8.872 | 1.0079 | 4.9153 | 2.9488 | 0 | 1.2427e-05 | 4.0272e-08 | 0 | 4.0272e-08 | 4.3221e-09 | 5.0591e-09 | 0 | 5.0591e-09 | 4.1232e-08 | 0 | 4.1232e-08 | 9.0381e-08 | 0 | 9.0381e-08 | [17 empty] | 7.3.3.17.5 (Remote Grid) Updates to grid topology to minimize risk of ignition in HFTDs Remote GridWLDFRVegetation ContactAggregated | WLDFR | HFTD - Distribution - Tier 2 - 3QU CoRE ¦ 5QU LoRE | Non-Red Flag Warning - Catastrophic Fires | Vegetation Contact | Aggregated | 2033 | 1.0718e-07 | 715.8465 | 7.6723e-05 | 2033 | Mitigation | 0.95 | 45 | 0 | esc | 0.00097009 | 1.0397e-10 | 0.00097009 | 1.0397e-10
[79 empty] | WLDFR | HFTD - Distribution - Tier 3 - 4QU CoRE ¦ 5QU LoRE | Red Flag Warning - Large Fires | 2066 | 4.5392e-09 | 8.872 | 1.0079 | 4.9153 | 2.9488 | 0 | 1.2427e-05 | 4.0272e-08 | 0 | 4.0272e-08 | 4.3221e-09 | 5.0591e-09 | 0 | 5.0591e-09 | 4.1232e-08 | 0 | 4.1232e-08 | 9.0381e-08 | 0 | 9.0381e-08 | [17 empty] | 7.3.3.17.5 (Remote Grid) Updates to grid topology to minimize risk of ignition in HFTDs Remote GridWLDFRVegetation ContactAggregated | WLDFR | HFTD - Distribution - Tier 2 - 3QU CoRE ¦ 5QU LoRE | Non-Red Flag Warning - Catastrophic Fires | Vegetation Contact | Aggregated | 2034 | 1.0718e-07 | 715.8465 | 7.6723e-05 | 2034 | Mitigation | 0.95 | 45 | 0 | esc | 0.00097009 | 1.0397e-10 | 0.00097009 | 1.0397e-10
[79 empty] | WLDFR | HFTD - Distribution - Tier 3 - 4QU CoRE ¦ 5QU LoRE | Red Flag Warning - Small Fires | 2022 | 1.3069e-07 | 0.077901 | 0.036425 | 0.0015809 | 0.039895 | 0 | 0.00035779 | 1.0181e-08 | 0 | 1.0181e-08 | 1.2488e-07 | 5.0591e-09 | 0 | 5.0591e-09 | 4.1232e-08 | 0 | 4.1232e-08 | 9.0381e-08 | 0 | 9.0381e-08 | [17 empty] | 7.3.3.17.5 (Remote Grid) Updates to grid topology to minimize risk of ignition in HFTDs Remote GridWLDFRVegetation ContactAggregated | WLDFR | HFTD - Distribution - Tier 2 - 3QU CoRE ¦ 5QU LoRE | Non-Red Flag Warning - Catastrophic Fires | Vegetation Contact | Aggregated | 2035 | 1.0718e-07 | 715.8465 | 7.6723e-05 | 2035 | Mitigation | 0.95 | 45 | 0 | esc | 0.00097009 | 1.0397e-10 | 0.00097009 | 1.0397e-10
[79 empty] | WLDFR | HFTD - Distribution - Tier 3 - 4QU CoRE ¦ 5QU LoRE | Red Flag Warning - Small Fires | 2023 | 1.3069e-07 | 0.080408 | 0.03759 | 0.0016314 | 0.041187 | 0 | 0.00035779 | 1.0508e-08 | 0 | 1.0508e-08 | 1.2934e-07 | 5.3844e-09 | 0 | 5.3844e-09 | 4.3883e-08 | 0 | 4.3883e-08 | 9.6193e-08 | 0 | 9.6193e-08 | [17 empty] | 7.3.3.17.5 (Remote Grid) Updates to grid topology to minimize risk of ignition in HFTDs Remote GridWLDFRVegetation ContactAggregated | WLDFR | HFTD - Distribution - Tier 2 - 3QU CoRE ¦ 5QU LoRE | Non-Red Flag Warning - Catastrophic Fires | Vegetation Contact | Aggregated | 2036 | 1.0718e-07 | 715.8465 | 7.6723e-05 | 2036 | Mitigation | 0.95 | 45 | 0 | esc | 0.00097009 | 1.0397e-10 | 0.00097009 | 1.0397e-10
[79 empty] | WLDFR | HFTD - Distribution - Tier 3 - 4QU CoRE ¦ 5QU LoRE | Red Flag Warning - Small Fires | 2024 | 1.3069e-07 | 0.080408 | 0.03759 | 0.0016314 | 0.041187 | 0 | 0.00035779 | 1.0508e-08 | 0 | 1.0508e-08 | 1.2934e-07 | 5.3844e-09 | 0 | 5.3844e-09 | 4.3883e-08 | 0 | 4.3883e-08 | 9.6193e-08 | 0 | 9.6193e-08 | [17 empty] | 7.3.3.17.5 (Remote Grid) Updates to grid topology to minimize risk of ignition in HFTDs Remote GridWLDFRVegetation ContactAggregated | WLDFR | HFTD - Distribution - Tier 2 - 3QU CoRE ¦ 5QU LoRE | Non-Red Flag Warning - Catastrophic Fires | Vegetation Contact | Aggregated | 2037 | 1.0718e-07 | 715.8465 | 7.6723e-05 | 2037 | Mitigation | 0.95 | 45 | 0 | esc | 0.00097009 | 1.0397e-10 | 0.00097009 | 1.0397e-10
[79 empty] | WLDFR | HFTD - Distribution - Tier 3 - 4QU CoRE ¦ 5QU LoRE | Red Flag Warning - Small Fires | 2025 | 1.3069e-07 | 0.080408 | 0.03759 | 0.0016314 | 0.041187 | 0 | 0.00035779 | 1.0508e-08 | 0 | 1.0508e-08 | 1.2934e-07 | 5.3844e-09 | 0 | 5.3844e-09 | 4.3883e-08 | 0 | 4.3883e-08 | 9.6193e-08 | 0 | 9.6193e-08 | [17 empty] | 7.3.3.17.5 (Remote Grid) Updates to grid topology to minimize risk of ignition in HFTDs Remote GridWLDFRVegetation ContactAggregated | WLDFR | HFTD - Distribution - Tier 2 - 3QU CoRE ¦ 5QU LoRE | Non-Red Flag Warning - Catastrophic Fires | Vegetation Contact | Aggregated | 2038 | 1.0718e-07 | 715.8465 | 7.6723e-05 | 2038 | Mitigation | 0.95 | 45 | 0 | esc | 0.00097009 | 1.0397e-10 | 0.00097009 | 1.0397e-10
[79 empty] | WLDFR | HFTD - Distribution - Tier 3 - 4QU CoRE ¦ 5QU LoRE | Red Flag Warning - Small Fires | 2026 | 1.3069e-07 | 0.080408 | 0.03759 | 0.0016314 | 0.041187 | 0 | 0.00035779 | 1.0508e-08 | 0 | 1.0508e-08 | 1.2934e-07 | 5.3844e-09 | 0 | 5.3844e-09 | 4.3883e-08 | 0 | 4.3883e-08 | 9.6193e-08 | 0 | 9.6193e-08 | [17 empty] | 7.3.3.17.5 (Remote Grid) Updates to grid topology to minimize risk of ignition in HFTDs Remote GridWLDFRVegetation ContactAggregated | WLDFR | HFTD - Distribution - Tier 2 - 3QU CoRE ¦ 5QU LoRE | Non-Red Flag Warning - Catastrophic Fires | Vegetation Contact | Aggregated | 2039 | 1.0718e-07 | 715.8465 | 7.6723e-05 | 2039 | Mitigation | 0.95 | 45 | 0 | esc | 0.00097009 | 1.0397e-10 | 0.00097009 | 1.0397e-10
[79 empty] | WLDFR | HFTD - Distribution - Tier 3 - 4QU CoRE ¦ 5QU LoRE | Red Flag Warning - Small Fires | 2027 | 1.3069e-07 | 0.080408 | 0.03759 | 0.0016314 | 0.041187 | 0 | 0.00035779 | 1.0508e-08 | 0 | 1.0508e-08 | 1.2934e-07 | 5.3844e-09 | 0 | 5.3844e-09 | 4.3883e-08 | 0 | 4.3883e-08 | 9.6193e-08 | 0 | 9.6193e-08 | [17 empty] | 7.3.3.17.5 (Remote Grid) Updates to grid topology to minimize risk of ignition in HFTDs Remote GridWLDFRVegetation ContactAggregated | WLDFR | HFTD - Distribution - Tier 2 - 3QU CoRE ¦ 5QU LoRE | Non-Red Flag Warning - Catastrophic Fires | Vegetation Contact | Aggregated | 2040 | 1.0718e-07 | 715.8465 | 7.6723e-05 | 2040 | Mitigation | 0.95 | 45 | 0 | esc | 0.00097009 | 1.0397e-10 | 0.00097009 | 1.0397e-10
[79 empty] | WLDFR | HFTD - Distribution - Tier 3 - 4QU CoRE ¦ 5QU LoRE | Red Flag Warning - Small Fires | 2028 | 1.3069e-07 | 0.083606 | 0.039055 | 0.001695 | 0.042856 | 0 | 0.00035779 | 1.0926e-08 | 0 | 1.0926e-08 | 1.3495e-07 | 5.7348e-09 | 0 | 5.7348e-09 | 4.6739e-08 | 0 | 4.6739e-08 | 1.0245e-07 | 0 | 1.0245e-07 | [17 empty] | 7.3.3.17.5 (Remote Grid) Updates to grid topology to minimize risk of ignition in HFTDs Remote GridWLDFRVegetation ContactAggregated | WLDFR | HFTD - Distribution - Tier 2 - 3QU CoRE ¦ 5QU LoRE | Non-Red Flag Warning - Catastrophic Fires | Vegetation Contact | Aggregated | 2041 | 1.0718e-07 | 715.8465 | 7.6723e-05 | 2041 | Mitigation | 0.95 | 45 | 0 | esc | 0.00097009 | 1.0397e-10 | 0.00097009 | 1.0397e-10
[79 empty] | WLDFR | HFTD - Distribution - Tier 3 - 4QU CoRE ¦ 5QU LoRE | Red Flag Warning - Small Fires | 2029 | 1.3069e-07 | 0.083606 | 0.039055 | 0.001695 | 0.042856 | 0 | 0.00035779 | 1.0926e-08 | 0 | 1.0926e-08 | 1.3495e-07 | 5.7348e-09 | 0 | 5.7348e-09 | 4.6739e-08 | 0 | 4.6739e-08 | 1.0245e-07 | 0 | 1.0245e-07 | [17 empty] | 7.3.3.17.5 (Remote Grid) Updates to grid topology to minimize risk of ignition in HFTDs Remote GridWLDFRVegetation ContactAggregated | WLDFR | HFTD - Distribution - Tier 2 - 3QU CoRE ¦ 5QU LoRE | Non-Red Flag Warning - Catastrophic Fires | Vegetation Contact | Aggregated | 2042 | 1.0718e-07 | 715.8465 | 7.6723e-05 | 2042 | Mitigation | 0.95 | 45 | 0 | esc | 0.00097009 | 1.0397e-10 | 0.00097009 | 1.0397e-10
[79 empty] | WLDFR | HFTD - Distribution - Tier 3 - 4QU CoRE ¦ 5QU LoRE | Red Flag Warning - Small Fires | 2030 | 1.3069e-07 | 0.083606 | 0.039055 | 0.001695 | 0.042856 | 0 | 0.00035779 | 1.0926e-08 | 0 | 1.0926e-08 | 1.3495e-07 | 5.7348e-09 | 0 | 5.7348e-09 | 4.6739e-08 | 0 | 4.6739e-08 | 1.0245e-07 | 0 | 1.0245e-07 | [17 empty] | 7.3.3.17.5 (Remote Grid) Updates to grid topology to minimize risk of ignition in HFTDs Remote GridWLDFRVegetation ContactAggregated | WLDFR | HFTD - Distribution - Tier 2 - 3QU CoRE ¦ 5QU LoRE | Non-Red Flag Warning - Catastrophic Fires | Vegetation Contact | Aggregated | 2043 | 1.0718e-07 | 715.8465 | 7.6723e-05 | 2043 | Mitigation | 0.95 | 45 | 0 | esc | 0.00097009 | 1.0397e-10 | 0.00097009 | 1.0397e-10
[79 empty] | WLDFR | HFTD - Distribution - Tier 3 - 4QU CoRE ¦ 5QU LoRE | Red Flag Warning - Small Fires | 2031 | 1.3069e-07 | 0.083606 | 0.039055 | 0.001695 | 0.042856 | 0 | 0.00035779 | 1.0926e-08 | 0 | 1.0926e-08 | 1.3495e-07 | 5.7348e-09 | 0 | 5.7348e-09 | 4.6739e-08 | 0 | 4.6739e-08 | 1.0245e-07 | 0 | 1.0245e-07 | [17 empty] | 7.3.3.17.5 (Remote Grid) Updates to grid topology to minimize risk of ignition in HFTDs Remote GridWLDFRVegetation ContactAggregated | WLDFR | HFTD - Distribution - Tier 2 - 3QU CoRE ¦ 5QU LoRE | Non-Red Flag Warning - Catastrophic Fires | Vegetation Contact | Aggregated | 2044 | 1.0718e-07 | 715.8465 | 7.6723e-05 | 2044 | Mitigation | 0.95 | 45 | 0 | esc | 0.00097009 | 1.0397e-10 | 0.00097009 | 1.0397e-10
[79 empty] | WLDFR | HFTD - Distribution - Tier 3 - 4QU CoRE ¦ 5QU LoRE | Red Flag Warning - Small Fires | 2032 | 1.3069e-07 | 0.083606 | 0.039055 | 0.001695 | 0.042856 | 0 | 0.00035779 | 1.0926e-08 | 0 | 1.0926e-08 | 1.3495e-07 | 5.7348e-09 | 0 | 5.7348e-09 | 4.6739e-08 | 0 | 4.6739e-08 | 1.0245e-07 | 0 | 1.0245e-07 | [17 empty] | 7.3.3.17.5 (Remote Grid) Updates to grid topology to minimize risk of ignition in HFTDs Remote GridWLDFRVegetation ContactAggregated | WLDFR | HFTD - Distribution - Tier 2 - 3QU CoRE ¦ 5QU LoRE | Non-Red Flag Warning - Catastrophic Fires | Vegetation Contact | Aggregated | 2045 | 1.0718e-07 | 715.8465 | 7.6723e-05 | 2045 | Mitigation | 0.95 | 45 | 0 | esc | 0.00097009 | 1.0397e-10 | 0.00097009 | 1.0397e-10
[79 empty] | WLDFR | HFTD - Distribution - Tier 3 - 4QU CoRE ¦ 5QU LoRE | Red Flag Warning - Small Fires | 2033 | 1.3069e-07 | 0.087211 | 0.040679 | 0.0017655 | 0.044766 | 0 | 0.00035779 | 1.1397e-08 | 0 | 1.1397e-08 | 1.4118e-07 | 6.1075e-09 | 0 | 6.1075e-09 | 4.9776e-08 | 0 | 4.9776e-08 | 1.0911e-07 | 0 | 1.0911e-07 | [17 empty] | 7.3.3.17.5 (Remote Grid) Updates to grid topology to minimize risk of ignition in HFTDs Remote GridWLDFRVegetation ContactAggregated | WLDFR | HFTD - Distribution - Tier 2 - 3QU CoRE ¦ 5QU LoRE | Non-Red Flag Warning - Catastrophic Fires | Vegetation Contact | Aggregated | 2046 | 1.0718e-07 | 715.8465 | 7.6723e-05 | 2046 | Mitigation | 0.95 | 45 | 0 | esc | 0.00097009 | 1.0397e-10 | 0.00097009 | 1.0397e-10
[79 empty] | WLDFR | HFTD - Distribution - Tier 3 - 4QU CoRE ¦ 5QU LoRE | Red Flag Warning - Small Fires | 2034 | 1.3069e-07 | 0.087211 | 0.040679 | 0.0017655 | 0.044766 | 0 | 0.00035779 | 1.1397e-08 | 0 | 1.1397e-08 | 1.4118e-07 | 6.1075e-09 | 0 | 6.1075e-09 | 4.9776e-08 | 0 | 4.9776e-08 | 1.0911e-07 | 0 | 1.0911e-07 | [17 empty] | 7.3.3.17.5 (Remote Grid) Updates to grid topology to minimize risk of ignition in HFTDs Remote GridWLDFRVegetation ContactAggregated | WLDFR | HFTD - Distribution - Tier 2 - 3QU CoRE ¦ 5QU LoRE | Non-Red Flag Warning - Catastrophic Fires | Vegetation Contact | Aggregated | 2047 | 1.0718e-07 | 715.8465 | 7.6723e-05 | 2047 | Mitigation | 0.95 | 45 | 0 | esc | 0.00097009 | 1.0397e-10 | 0.00097009 | 1.0397e-10
[79 empty] | WLDFR | HFTD - Distribution - Tier 3 - 4QU CoRE ¦ 5QU LoRE | Red Flag Warning - Small Fires | 2035 | 1.3069e-07 | 0.087211 | 0.040679 | 0.0017655 | 0.044766 | 0 | 0.00035779 | 1.1397e-08 | 0 | 1.1397e-08 | 1.4118e-07 | 6.1075e-09 | 0 | 6.1075e-09 | 4.9776e-08 | 0 | 4.9776e-08 | 1.0911e-07 | 0 | 1.0911e-07 | [17 empty] | 7.3.3.17.5 (Remote Grid) Updates to grid topology to minimize risk of ignition in HFTDs Remote GridWLDFRVegetation ContactAggregated | WLDFR | HFTD - Distribution - Tier 2 - 3QU CoRE ¦ 5QU LoRE | Non-Red Flag Warning - Catastrophic Fires | Vegetation Contact | Aggregated | 2048 | 1.0718e-07 | 715.8465 | 7.6723e-05 | 2048 | Mitigation | 0.95 | 45 | 0 | esc | 0.00097009 | 1.0397e-10 | 0.00097009 | 1.0397e-10
[79 empty] | WLDFR | HFTD - Distribution - Tier 3 - 4QU CoRE ¦ 5QU LoRE | Red Flag Warning - Small Fires | 2036 | 1.3069e-07 | 0.087211 | 0.040679 | 0.0017655 | 0.044766 | 0 | 0.00035779 | 1.1397e-08 | 0 | 1.1397e-08 | 1.4118e-07 | 6.1075e-09 | 0 | 6.1075e-09 | 4.9776e-08 | 0 | 4.9776e-08 | 1.0911e-07 | 0 | 1.0911e-07 | [17 empty] | 7.3.3.17.5 (Remote Grid) Updates to grid topology to minimize risk of ignition in HFTDs Remote GridWLDFRVegetation ContactAggregated | WLDFR | HFTD - Distribution - Tier 2 - 3QU CoRE ¦ 5QU LoRE | Non-Red Flag Warning - Catastrophic Fires | Vegetation Contact | Aggregated | 2049 | 1.0718e-07 | 715.8465 | 7.6723e-05 | 2049 | Mitigation | 0.95 | 45 | 0 | esc | 0.00097009 | 1.0397e-10 | 0.00097009 | 1.0397e-10
[79 empty] | WLDFR | HFTD - Distribution - Tier 3 - 4QU CoRE ¦ 5QU LoRE | Red Flag Warning - Small Fires | 2037 | 1.3069e-07 | 0.087211 | 0.040679 | 0.0017655 | 0.044766 | 0 | 0.00035779 | 1.1397e-08 | 0 | 1.1397e-08 | 1.4118e-07 | 6.1075e-09 | 0 | 6.1075e-09 | 4.9776e-08 | 0 | 4.9776e-08 | 1.0911e-07 | 0 | 1.0911e-07 | [17 empty] | 7.3.3.17.5 (Remote Grid) Updates to grid topology to minimize risk of ignition in HFTDs Remote GridWLDFRVegetation ContactAggregated | WLDFR | HFTD - Distribution - Tier 2 - 3QU CoRE ¦ 5QU LoRE | Non-Red Flag Warning - Catastrophic Fires | Vegetation Contact | Aggregated | 2050 | 1.0718e-07 | 715.8465 | 7.6723e-05 | 2050 | Mitigation | 0.95 | 45 | 0 | esc | 0.00097009 | 1.0397e-10 | 0.00097009 | 1.0397e-10
[79 empty] | WLDFR | HFTD - Distribution - Tier 3 - 4QU CoRE ¦ 5QU LoRE | Red Flag Warning - Small Fires | 2038 | 1.3069e-07 | 0.091184 | 0.042438 | 0.0018418 | 0.046905 | 0 | 0.00035779 | 1.1917e-08 | 0 | 1.1917e-08 | 1.4794e-07 | 6.498e-09 | 0 | 6.498e-09 | 5.2959e-08 | 0 | 5.2959e-08 | 1.1609e-07 | 0 | 1.1609e-07 | [17 empty] | 7.3.3.17.5 (Remote Grid) Updates to grid topology to minimize risk of ignition in HFTDs Remote GridWLDFRVegetation ContactAggregated | WLDFR | HFTD - Distribution - Tier 2 - 3QU CoRE ¦ 5QU LoRE | Non-Red Flag Warning - Catastrophic Fires | Vegetation Contact | Aggregated | 2051 | 1.0718e-07 | 715.8465 | 7.6723e-05 | 2051 | Mitigation | 0.95 | 45 | 0 | esc | 0.00097009 | 1.0397e-10 | 0.00097009 | 1.0397e-10
[79 empty] | WLDFR | HFTD - Distribution - Tier 3 - 4QU CoRE ¦ 5QU LoRE | Red Flag Warning - Small Fires | 2039 | 1.3069e-07 | 0.091184 | 0.042438 | 0.0018418 | 0.046905 | 0 | 0.00035779 | 1.1917e-08 | 0 | 1.1917e-08 | 1.4794e-07 | 6.498e-09 | 0 | 6.498e-09 | 5.2959e-08 | 0 | 5.2959e-08 | 1.1609e-07 | 0 | 1.1609e-07 | [17 empty] | 7.3.3.17.5 (Remote Grid) Updates to grid topology to minimize risk of ignition in HFTDs Remote GridWLDFRVegetation ContactAggregated | WLDFR | HFTD - Distribution - Tier 2 - 3QU CoRE ¦ 5QU LoRE | Non-Red Flag Warning - Catastrophic Fires | Vegetation Contact | Aggregated | 2052 | 1.0718e-07 | 715.8465 | 7.6723e-05 | 2052 | Mitigation | 0.95 | 45 | 0 | esc | 0.00097009 | 1.0397e-10 | 0.00097009 | 1.0397e-10
[79 empty] | WLDFR | HFTD - Distribution - Tier 3 - 4QU CoRE ¦ 5QU LoRE | Red Flag Warning - Small Fires | 2040 | 1.3069e-07 | 0.091184 | 0.042438 | 0.0018418 | 0.046905 | 0 | 0.00035779 | 1.1917e-08 | 0 | 1.1917e-08 | 1.4794e-07 | 6.498e-09 | 0 | 6.498e-09 | 5.2959e-08 | 0 | 5.2959e-08 | 1.1609e-07 | 0 | 1.1609e-07 | [17 empty] | 7.3.3.17.5 (Remote Grid) Updates to grid topology to minimize risk of ignition in HFTDs Remote GridWLDFRVegetation ContactAggregated | WLDFR | HFTD - Distribution - Tier 2 - 3QU CoRE ¦ 5QU LoRE | Non-Red Flag Warning - Catastrophic Fires | Vegetation Contact | Aggregated | 2053 | 1.0718e-07 | 715.8465 | 7.6723e-05 | 2053 | Mitigation | 0.95 | 45 | 0 | esc | 0.00097009 | 1.0397e-10 | 0.00097009 | 1.0397e-10
[79 empty] | WLDFR | HFTD - Distribution - Tier 3 - 4QU CoRE ¦ 5QU LoRE | Red Flag Warning - Small Fires | 2041 | 1.3069e-07 | 0.091184 | 0.042438 | 0.0018418 | 0.046905 | 0 | 0.00035779 | 1.1917e-08 | 0 | 1.1917e-08 | 1.4794e-07 | 6.498e-09 | 0 | 6.498e-09 | 5.2959e-08 | 0 | 5.2959e-08 | 1.1609e-07 | 0 | 1.1609e-07 | [17 empty] | 7.3.3.17.5 (Remote Grid) Updates to grid topology to minimize risk of ignition in HFTDs Remote GridWLDFRVegetation ContactAggregated | WLDFR | HFTD - Distribution - Tier 2 - 3QU CoRE ¦ 5QU LoRE | Non-Red Flag Warning - Catastrophic Fires | Vegetation Contact | Aggregated | 2054 | 1.0718e-07 | 715.8465 | 7.6723e-05 | 2054 | Mitigation | 0.95 | 45 | 0 | esc | 0.00097009 | 1.0397e-10 | 0.00097009 | 1.0397e-10
[79 empty] | WLDFR | HFTD - Distribution - Tier 3 - 4QU CoRE ¦ 5QU LoRE | Red Flag Warning - Small Fires | 2042 | 1.3069e-07 | 0.091184 | 0.042438 | 0.0018418 | 0.046905 | 0 | 0.00035779 | 1.1917e-08 | 0 | 1.1917e-08 | 1.4794e-07 | 6.498e-09 | 0 | 6.498e-09 | 5.2959e-08 | 0 | 5.2959e-08 | 1.1609e-07 | 0 | 1.1609e-07 | [17 empty] | 7.3.3.17.5 (Remote Grid) Updates to grid topology to minimize risk of ignition in HFTDs Remote GridWLDFRVegetation ContactAggregated | WLDFR | HFTD - Distribution - Tier 2 - 3QU CoRE ¦ 5QU LoRE | Non-Red Flag Warning - Catastrophic Fires | Vegetation Contact | Aggregated | 2055 | 1.0718e-07 | 715.8465 | 7.6723e-05 | 2055 | Mitigation | 0.95 | 45 | 0 | esc | 0.00097009 | 1.0397e-10 | 0.00097009 | 1.0397e-10
[79 empty] | WLDFR | HFTD - Distribution - Tier 3 - 4QU CoRE ¦ 5QU LoRE | Red Flag Warning - Small Fires | 2043 | 1.3069e-07 | 0.095486 | 0.044306 | 0.0019228 | 0.049257 | 0 | 0.00035779 | 1.2479e-08 | 0 | 1.2479e-08 | 1.5514e-07 | 6.9023e-09 | 0 | 6.9023e-09 | 5.6254e-08 | 0 | 5.6254e-08 | 1.2331e-07 | 0 | 1.2331e-07 | [17 empty] | 7.3.3.17.5 (Remote Grid) Updates to grid topology to minimize risk of ignition in HFTDs Remote GridWLDFRVegetation ContactAggregated | WLDFR | HFTD - Distribution - Tier 2 - 3QU CoRE ¦ 5QU LoRE | Non-Red Flag Warning - Catastrophic Fires | Vegetation Contact | Aggregated | 2056 | 1.0718e-07 | 715.8465 | 7.6723e-05 | 2056 | Mitigation | 0.95 | 45 | 0 | esc | 0.00097009 | 1.0397e-10 | 0.00097009 | 1.0397e-10
[79 empty] | WLDFR | HFTD - Distribution - Tier 3 - 4QU CoRE ¦ 5QU LoRE | Red Flag Warning - Small Fires | 2044 | 1.3069e-07 | 0.095486 | 0.044306 | 0.0019228 | 0.049257 | 0 | 0.00035779 | 1.2479e-08 | 0 | 1.2479e-08 | 1.5514e-07 | 6.9023e-09 | 0 | 6.9023e-09 | 5.6254e-08 | 0 | 5.6254e-08 | 1.2331e-07 | 0 | 1.2331e-07 | [17 empty] | 7.3.3.17.5 (Remote Grid) Updates to grid topology to minimize risk of ignition in HFTDs Remote GridWLDFRVegetation ContactAggregated | WLDFR | HFTD - Distribution - Tier 2 - 3QU CoRE ¦ 5QU LoRE | Non-Red Flag Warning - Catastrophic Fires | Vegetation Contact | Aggregated | 2057 | 1.0718e-07 | 715.8465 | 7.6723e-05 | 2057 | Mitigation | 0.95 | 45 | 0 | esc | 0.00097009 | 1.0397e-10 | 0.00097009 | 1.0397e-10
[79 empty] | WLDFR | HFTD - Distribution - Tier 3 - 4QU CoRE ¦ 5QU LoRE | Red Flag Warning - Small Fires | 2045 | 1.3069e-07 | 0.095486 | 0.044306 | 0.0019228 | 0.049257 | 0 | 0.00035779 | 1.2479e-08 | 0 | 1.2479e-08 | 1.5514e-07 | 6.9023e-09 | 0 | 6.9023e-09 | 5.6254e-08 | 0 | 5.6254e-08 | 1.2331e-07 | 0 | 1.2331e-07 | [17 empty] | 7.3.3.17.5 (Remote Grid) Updates to grid topology to minimize risk of ignition in HFTDs Remote GridWLDFRVegetation ContactAggregated | WLDFR | HFTD - Distribution - Tier 2 - 3QU CoRE ¦ 5QU LoRE | Non-Red Flag Warning - Catastrophic Fires | Vegetation Contact | Aggregated | 2058 | 1.0718e-07 | 715.8465 | 7.6723e-05 | 2058 | Mitigation | 0.95 | 45 | 0 | esc | 0.00097009 | 1.0397e-10 | 0.00097009 | 1.0397e-10
[79 empty] | WLDFR | HFTD - Distribution - Tier 3 - 4QU CoRE ¦ 5QU LoRE | Red Flag Warning - Small Fires | 2046 | 1.3069e-07 | 0.095486 | 0.044306 | 0.0019228 | 0.049257 | 0 | 0.00035779 | 1.2479e-08 | 0 | 1.2479e-08 | 1.5514e-07 | 6.9023e-09 | 0 | 6.9023e-09 | 5.6254e-08 | 0 | 5.6254e-08 | 1.2331e-07 | 0 | 1.2331e-07 | [17 empty] | 7.3.3.17.5 (Remote Grid) Updates to grid topology to minimize risk of ignition in HFTDs Remote GridWLDFRVegetation ContactAggregated | WLDFR | HFTD - Distribution - Tier 2 - 3QU CoRE ¦ 5QU LoRE | Non-Red Flag Warning - Catastrophic Fires | Vegetation Contact | Aggregated | 2059 | 1.0718e-07 | 715.8465 | 7.6723e-05 | 2059 | Mitigation | 0.95 | 45 | 0 | esc | 0.00097009 | 1.0397e-10 | 0.00097009 | 1.0397e-10
[79 empty] | WLDFR | HFTD - Distribution - Tier 3 - 4QU CoRE ¦ 5QU LoRE | Red Flag Warning - Small Fires | 2047 | 1.3069e-07 | 0.095486 | 0.044306 | 0.0019228 | 0.049257 | 0 | 0.00035779 | 1.2479e-08 | 0 | 1.2479e-08 | 1.5514e-07 | 6.9023e-09 | 0 | 6.9023e-09 | 5.6254e-08 | 0 | 5.6254e-08 | 1.2331e-07 | 0 | 1.2331e-07 | [17 empty] | 7.3.3.17.5 (Remote Grid) Updates to grid topology to minimize risk of ignition in HFTDs Remote GridWLDFRVegetation ContactAggregated | WLDFR | HFTD - Distribution - Tier 2 - 3QU CoRE ¦ 5QU LoRE | Non-Red Flag Warning - Catastrophic Fires | Vegetation Contact | Aggregated | 2060 | 1.0718e-07 | 715.8465 | 7.6723e-05 | 2060 | Mitigation | 0.95 | 45 | 0 | esc | 0.00097009 | 1.0397e-10 | 0.00097009 | 1.0397e-10
[79 empty] | WLDFR | HFTD - Distribution - Tier 3 - 4QU CoRE ¦ 5QU LoRE | Red Flag Warning - Small Fires | 2048 | 1.3069e-07 | 0.10007 | 0.04626 | 0.0020076 | 0.051804 | 0 | 0.00035779 | 1.3078e-08 | 0 | 1.3078e-08 | 1.6268e-07 | 7.3156e-09 | 0 | 7.3156e-09 | 5.9622e-08 | 0 | 5.9622e-08 | 1.3069e-07 | 0 | 1.3069e-07 | [17 empty] | 7.3.3.17.5 (Remote Grid) Updates to grid topology to minimize risk of ignition in HFTDs Remote GridWLDFRVegetation ContactAggregated | WLDFR | HFTD - Distribution - Tier 2 - 3QU CoRE ¦ 5QU LoRE | Non-Red Flag Warning - Catastrophic Fires | Vegetation Contact | Aggregated | 2061 | 1.0718e-07 | 715.8465 | 7.6723e-05 | 2061 | Mitigation | 0.95 | 45 | 0 | esc | 0.00097009 | 1.0397e-10 | 0.00097009 | 1.0397e-10
[79 empty] | WLDFR | HFTD - Distribution - Tier 3 - 4QU CoRE ¦ 5QU LoRE | Red Flag Warning - Small Fires | 2049 | 1.3069e-07 | 0.10007 | 0.04626 | 0.0020076 | 0.051804 | 0 | 0.00035779 | 1.3078e-08 | 0 | 1.3078e-08 | 1.6268e-07 | 7.3156e-09 | 0 | 7.3156e-09 | 5.9622e-08 | 0 | 5.9622e-08 | 1.3069e-07 | 0 | 1.3069e-07 | [17 empty] | 7.3.3.17.5 (Remote Grid) Updates to grid topology to minimize risk of ignition in HFTDs Remote GridWLDFRVegetation ContactAggregated | WLDFR | HFTD - Distribution - Tier 2 - 3QU CoRE ¦ 5QU LoRE | Non-Red Flag Warning - Catastrophic Fires | Vegetation Contact | Aggregated | 2062 | 1.0718e-07 | 715.8465 | 7.6723e-05 | 2062 | Mitigation | 0.95 | 45 | 0 | esc | 0.00097009 | 1.0397e-10 | 0.00097009 | 1.0397e-10
[79 empty] | WLDFR | HFTD - Distribution - Tier 3 - 4QU CoRE ¦ 5QU LoRE | Red Flag Warning - Small Fires | 2050 | 1.3069e-07 | 0.10007 | 0.04626 | 0.0020076 | 0.051804 | 0 | 0.00035779 | 1.3078e-08 | 0 | 1.3078e-08 | 1.6268e-07 | 0 | 0 | 0 | 5.9622e-08 | 0 | 5.9622e-08 | 1.3069e-07 | 0 | 1.3069e-07 | [17 empty] | 7.3.3.17.5 (Remote Grid) Updates to grid topology to minimize risk of ignition in HFTDs Remote GridWLDFRVegetation ContactAggregated | WLDFR | HFTD - Distribution - Tier 2 - 3QU CoRE ¦ 5QU LoRE | Non-Red Flag Warning - Catastrophic Fires | Vegetation Contact | Aggregated | 2063 | 1.0718e-07 | 715.8465 | 7.6723e-05 | 2063 | Mitigation | 0.95 | 45 | 0 | esc | 0.00097009 | 1.0397e-10 | 0.00097009 | 1.0397e-10
[79 empty] | WLDFR | HFTD - Distribution - Tier 3 - 4QU CoRE ¦ 5QU LoRE | Red Flag Warning - Small Fires | 2051 | 1.3069e-07 | 0.10007 | 0.04626 | 0.0020076 | 0.051804 | 0 | 0.00035779 | 1.3078e-08 | 0 | 1.3078e-08 | 1.6268e-07 | 0 | 0 | 0 | 0 | 0 | 0 | 1.3069e-07 | 0 | 1.3069e-07 | [17 empty] | 7.3.3.17.5 (Remote Grid) Updates to grid topology to minimize risk of ignition in HFTDs Remote GridWLDFRVegetation ContactAggregated | WLDFR | HFTD - Distribution - Tier 2 - 3QU CoRE ¦ 5QU LoRE | Non-Red Flag Warning - Catastrophic Fires | Vegetation Contact | Aggregated | 2064 | 1.0718e-07 | 715.8465 | 7.6723e-05 | 2064 | Mitigation | 0.95 | 45 | 0 | esc | 0.00097009 | 1.0397e-10 | 0.00097009 | 1.0397e-10
[79 empty] | WLDFR | HFTD - Distribution - Tier 3 - 4QU CoRE ¦ 5QU LoRE | Red Flag Warning - Small Fires | 2052 | 1.3069e-07 | 0.10007 | 0.04626 | 0.0020076 | 0.051804 | 0 | 0.00035779 | 1.3078e-08 | 0 | 1.3078e-08 | 1.6268e-07 | 2.8074e-08 | 0 | 2.8074e-08 | 0 | 0 | 0 | 0 | 0 | 0 | [17 empty] | 7.3.3.17.5 (Remote Grid) Updates to grid topology to minimize risk of ignition in HFTDs Remote GridWLDFRVegetation ContactAggregated | WLDFR | HFTD - Distribution - Tier 2 - 3QU CoRE ¦ 5QU LoRE | Non-Red Flag Warning - Catastrophic Fires | Vegetation Contact | Aggregated | 2065 | 1.0718e-07 | 715.8465 | 7.6723e-05 | 2065 | Mitigation | 0.95 | 45 | 0 | esc | 0.00097009 | 1.0397e-10 | 0.00097009 | 1.0397e-10
[79 empty] | WLDFR | HFTD - Distribution - Tier 3 - 4QU CoRE ¦ 5QU LoRE | Red Flag Warning - Small Fires | 2053 | 1.3069e-07 | 0.10489 | 0.048274 | 0.002095 | 0.054525 | 0 | 0.00035779 | 1.3708e-08 | 0 | 1.3708e-08 | 1.7047e-07 | 2.6503e-08 | 0 | 2.6503e-08 | 2.16e-07 | 0 | 2.16e-07 | 0 | 0 | 0 | [17 empty] | 7.3.3.17.5 (Remote Grid) Updates to grid topology to minimize risk of ignition in HFTDs Remote GridWLDFRVegetation ContactAggregated | WLDFR | HFTD - Distribution - Tier 2 - 3QU CoRE ¦ 5QU LoRE | Non-Red Flag Warning - Catastrophic Fires | Vegetation Contact | Aggregated | 2066 | 1.0718e-07 | 715.8465 | 7.6723e-05 | 2066 | Mitigation | 0.95 | 45 | 0 | esc | 0.00097009 | 1.0397e-10 | 0.00097009 | 1.0397e-10
[79 empty] | WLDFR | HFTD - Distribution - Tier 3 - 4QU CoRE ¦ 5QU LoRE | Red Flag Warning - Small Fires | 2054 | 1.3069e-07 | 0.10489 | 0.048274 | 0.002095 | 0.054525 | 0 | 0.00035779 | 1.3708e-08 | 0 | 1.3708e-08 | 1.7047e-07 | 2.7356e-08 | 0 | 2.7356e-08 | 2.2295e-07 | 0 | 2.2295e-07 | 4.8871e-07 | 0 | 4.8871e-07 | [17 empty] | 7.3.3.17.5 (Remote Grid) Updates to grid topology to minimize risk of ignition in HFTDs Remote GridWLDFRVegetation ContactAggregated | WLDFR | HFTD - Distribution - Tier 2 - 3QU CoRE ¦ 5QU LoRE | Non-Red Flag Warning - Catastrophic Fires | Vegetation Contact | Aggregated | 2067 | 1.0718e-07 | 715.8465 | 7.6723e-05 | 2067 | Mitigation | 0.95 | 45 | 0 | esc | 0 | 0 | 0.00097009 | 1.0397e-10
[79 empty] | WLDFR | HFTD - Distribution - Tier 3 - 4QU CoRE ¦ 5QU LoRE | Red Flag Warning - Small Fires | 2055 | 1.3069e-07 | 0.10489 | 0.048274 | 0.002095 | 0.054525 | 0 | 0.00035779 | 1.3708e-08 | 0 | 1.3708e-08 | 1.7047e-07 | 2.7356e-08 | 0 | 2.7356e-08 | 2.2295e-07 | 0 | 2.2295e-07 | 4.8871e-07 | 0 | 4.8871e-07 | [17 empty] | 7.3.3.17.5 (Remote Grid) Updates to grid topology to minimize risk of ignition in HFTDs Remote GridWLDFRWire-to-wire contactAggregated | WLDFR | HFTD - Distribution - Tier 2 - 3QU CoRE ¦ 5QU LoRE | Non-Red Flag Warning - Catastrophic Fires | Wire-to-wire contact | Aggregated | 2022 | 2.5493e-07 | 715.8465 | 0.00018249 | 2022 | Mitigation | 0.95 | 45 | 0 | esc | 0.00097009 | 2.4731e-10 | 0 | 0
[79 empty] | WLDFR | HFTD - Distribution - Tier 3 - 4QU CoRE ¦ 5QU LoRE | Red Flag Warning - Small Fires | 2056 | 1.3069e-07 | 0.10489 | 0.048274 | 0.002095 | 0.054525 | 0 | 0.00035779 | 1.3708e-08 | 0 | 1.3708e-08 | 1.7047e-07 | 2.7356e-08 | 0 | 2.7356e-08 | 2.2295e-07 | 0 | 2.2295e-07 | 4.8871e-07 | 0 | 4.8871e-07 | [17 empty] | 7.3.3.17.5 (Remote Grid) Updates to grid topology to minimize risk of ignition in HFTDs Remote GridWLDFRWire-to-wire contactAggregated | WLDFR | HFTD - Distribution - Tier 2 - 3QU CoRE ¦ 5QU LoRE | Non-Red Flag Warning - Catastrophic Fires | Wire-to-wire contact | Aggregated | 2023 | 2.5493e-07 | 715.8465 | 0.00018249 | 2023 | Mitigation | 0.95 | 45 | 0 | esc | 0.00097009 | 2.4731e-10 | 0.00097009 | 2.4731e-10
[79 empty] | WLDFR | HFTD - Distribution - Tier 3 - 4QU CoRE ¦ 5QU LoRE | Red Flag Warning - Small Fires | 2057 | 1.3069e-07 | 0.10489 | 0.048274 | 0.002095 | 0.054525 | 0 | 0.00035779 | 1.3708e-08 | 0 | 1.3708e-08 | 1.7047e-07 | 2.7356e-08 | 0 | 2.7356e-08 | 2.2295e-07 | 0 | 2.2295e-07 | 4.8871e-07 | 0 | 4.8871e-07 | [17 empty] | 7.3.3.17.5 (Remote Grid) Updates to grid topology to minimize risk of ignition in HFTDs Remote GridWLDFRWire-to-wire contactAggregated | WLDFR | HFTD - Distribution - Tier 2 - 3QU CoRE ¦ 5QU LoRE | Non-Red Flag Warning - Catastrophic Fires | Wire-to-wire contact | Aggregated | 2024 | 2.5493e-07 | 715.8465 | 0.00018249 | 2024 | Mitigation | 0.95 | 45 | 0 | esc | 0.00097009 | 2.4731e-10 | 0.00097009 | 2.4731e-10
[79 empty] | WLDFR | HFTD - Distribution - Tier 3 - 4QU CoRE ¦ 5QU LoRE | Red Flag Warning - Small Fires | 2058 | 1.3069e-07 | 0.1099 | 0.050325 | 0.0021839 | 0.057393 | 0 | 0.00035779 | 1.4363e-08 | 0 | 1.4363e-08 | 1.7841e-07 | 2.7356e-08 | 0 | 2.7356e-08 | 2.2295e-07 | 0 | 2.2295e-07 | 4.8871e-07 | 0 | 4.8871e-07 | [17 empty] | 7.3.3.17.5 (Remote Grid) Updates to grid topology to minimize risk of ignition in HFTDs Remote GridWLDFRWire-to-wire contactAggregated | WLDFR | HFTD - Distribution - Tier 2 - 3QU CoRE ¦ 5QU LoRE | Non-Red Flag Warning - Catastrophic Fires | Wire-to-wire contact | Aggregated | 2025 | 2.5493e-07 | 715.8465 | 0.00018249 | 2025 | Mitigation | 0.95 | 45 | 0 | esc | 0.00097009 | 2.4731e-10 | 0.00097009 | 2.4731e-10
[79 empty] | WLDFR | HFTD - Distribution - Tier 3 - 4QU CoRE ¦ 5QU LoRE | Red Flag Warning - Small Fires | 2059 | 1.3069e-07 | 0.1099 | 0.050325 | 0.0021839 | 0.057393 | 0 | 0.00035779 | 1.4363e-08 | 0 | 1.4363e-08 | 1.7841e-07 | 2.8444e-08 | 0 | 2.8444e-08 | 2.3182e-07 | 0 | 2.3182e-07 | 5.0815e-07 | 0 | 5.0815e-07 | [17 empty] | 7.3.3.17.5 (Remote Grid) Updates to grid topology to minimize risk of ignition in HFTDs Remote GridWLDFRWire-to-wire contactAggregated | WLDFR | HFTD - Distribution - Tier 2 - 3QU CoRE ¦ 5QU LoRE | Non-Red Flag Warning - Catastrophic Fires | Wire-to-wire contact | Aggregated | 2026 | 2.5493e-07 | 715.8465 | 0.00018249 | 2026 | Mitigation | 0.95 | 45 | 0 | esc | 0.00097009 | 2.4731e-10 | 0.00097009 | 2.4731e-10
[79 empty] | WLDFR | HFTD - Distribution - Tier 3 - 4QU CoRE ¦ 5QU LoRE | Red Flag Warning - Small Fires | 2060 | 1.3069e-07 | 0.1099 | 0.050325 | 0.0021839 | 0.057393 | 0 | 0.00035779 | 1.4363e-08 | 0 | 1.4363e-08 | 1.7841e-07 | 2.8444e-08 | 0 | 2.8444e-08 | 2.3182e-07 | 0 | 2.3182e-07 | 5.0815e-07 | 0 | 5.0815e-07 | [17 empty] | 7.3.3.17.5 (Remote Grid) Updates to grid topology to minimize risk of ignition in HFTDs Remote GridWLDFRWire-to-wire contactAggregated | WLDFR | HFTD - Distribution - Tier 2 - 3QU CoRE ¦ 5QU LoRE | Non-Red Flag Warning - Catastrophic Fires | Wire-to-wire contact | Aggregated | 2027 | 2.5493e-07 | 715.8465 | 0.00018249 | 2027 | Mitigation | 0.95 | 45 | 0 | esc | 0.00097009 | 2.4731e-10 | 0.00097009 | 2.4731e-10
[79 empty] | WLDFR | HFTD - Distribution - Tier 3 - 4QU CoRE ¦ 5QU LoRE | Red Flag Warning - Small Fires | 2061 | 1.3069e-07 | 0.1099 | 0.050325 | 0.0021839 | 0.057393 | 0 | 0.00035779 | 1.4363e-08 | 0 | 1.4363e-08 | 1.7841e-07 | 2.8444e-08 | 0 | 2.8444e-08 | 2.3182e-07 | 0 | 2.3182e-07 | 5.0815e-07 | 0 | 5.0815e-07 | [17 empty] | 7.3.3.17.5 (Remote Grid) Updates to grid topology to minimize risk of ignition in HFTDs Remote GridWLDFRWire-to-wire contactAggregated | WLDFR | HFTD - Distribution - Tier 2 - 3QU CoRE ¦ 5QU LoRE | Non-Red Flag Warning - Catastrophic Fires | Wire-to-wire contact | Aggregated | 2028 | 2.5493e-07 | 715.8465 | 0.00018249 | 2028 | Mitigation | 0.95 | 45 | 0 | esc | 0.00097009 | 2.4731e-10 | 0.00097009 | 2.4731e-10
[79 empty] | WLDFR | HFTD - Distribution - Tier 3 - 4QU CoRE ¦ 5QU LoRE | Red Flag Warning - Small Fires | 2062 | 1.3069e-07 | 0.1099 | 0.050325 | 0.0021839 | 0.057393 | 0 | 0.00035779 | 1.4363e-08 | 0 | 1.4363e-08 | 1.7841e-07 | 2.8444e-08 | 0 | 2.8444e-08 | 2.3182e-07 | 0 | 2.3182e-07 | 5.0815e-07 | 0 | 5.0815e-07 | [17 empty] | 7.3.3.17.5 (Remote Grid) Updates to grid topology to minimize risk of ignition in HFTDs Remote GridWLDFRWire-to-wire contactAggregated | WLDFR | HFTD - Distribution - Tier 2 - 3QU CoRE ¦ 5QU LoRE | Non-Red Flag Warning - Catastrophic Fires | Wire-to-wire contact | Aggregated | 2029 | 2.5493e-07 | 715.8465 | 0.00018249 | 2029 | Mitigation | 0.95 | 45 | 0 | esc | 0.00097009 | 2.4731e-10 | 0.00097009 | 2.4731e-10
[79 empty] | WLDFR | HFTD - Distribution - Tier 3 - 4QU CoRE ¦ 5QU LoRE | Red Flag Warning - Small Fires | 2063 | 1.3069e-07 | 0.11504 | 0.052388 | 0.0022734 | 0.060377 | 0 | 0.00035779 | 1.5034e-08 | 0 | 1.5034e-08 | 1.8641e-07 | 2.8444e-08 | 0 | 2.8444e-08 | 2.3182e-07 | 0 | 2.3182e-07 | 5.0815e-07 | 0 | 5.0815e-07 | [17 empty] | 7.3.3.17.5 (Remote Grid) Updates to grid topology to minimize risk of ignition in HFTDs Remote GridWLDFRWire-to-wire contactAggregated | WLDFR | HFTD - Distribution - Tier 2 - 3QU CoRE ¦ 5QU LoRE | Non-Red Flag Warning - Catastrophic Fires | Wire-to-wire contact | Aggregated | 2030 | 2.5493e-07 | 715.8465 | 0.00018249 | 2030 | Mitigation | 0.95 | 45 | 0 | esc | 0.00097009 | 2.4731e-10 | 0.00097009 | 2.4731e-10
[79 empty] | WLDFR | HFTD - Distribution - Tier 3 - 4QU CoRE ¦ 5QU LoRE | Red Flag Warning - Small Fires | 2064 | 1.3069e-07 | 0.11504 | 0.052388 | 0.0022734 | 0.060377 | 0 | 0.00035779 | 1.5034e-08 | 0 | 1.5034e-08 | 1.8641e-07 | 2.967e-08 | 0 | 2.967e-08 | 2.4181e-07 | 0 | 2.4181e-07 | 5.3006e-07 | 0 | 5.3006e-07 | [17 empty] | 7.3.3.17.5 (Remote Grid) Updates to grid topology to minimize risk of ignition in HFTDs Remote GridWLDFRWire-to-wire contactAggregated | WLDFR | HFTD - Distribution - Tier 2 - 3QU CoRE ¦ 5QU LoRE | Non-Red Flag Warning - Catastrophic Fires | Wire-to-wire contact | Aggregated | 2031 | 2.5493e-07 | 715.8465 | 0.00018249 | 2031 | Mitigation | 0.95 | 45 | 0 | esc | 0.00097009 | 2.4731e-10 | 0.00097009 | 2.4731e-10
[79 empty] | WLDFR | HFTD - Distribution - Tier 3 - 4QU CoRE ¦ 5QU LoRE | Red Flag Warning - Small Fires | 2065 | 1.3069e-07 | 0.11504 | 0.052388 | 0.0022734 | 0.060377 | 0 | 0.00035779 | 1.5034e-08 | 0 | 1.5034e-08 | 1.8641e-07 | 2.967e-08 | 0 | 2.967e-08 | 2.4181e-07 | 0 | 2.4181e-07 | 5.3006e-07 | 0 | 5.3006e-07 | [17 empty] | 7.3.3.17.5 (Remote Grid) Updates to grid topology to minimize risk of ignition in HFTDs Remote GridWLDFRWire-to-wire contactAggregated | WLDFR | HFTD - Distribution - Tier 2 - 3QU CoRE ¦ 5QU LoRE | Non-Red Flag Warning - Catastrophic Fires | Wire-to-wire contact | Aggregated | 2032 | 2.5493e-07 | 715.8465 | 0.00018249 | 2032 | Mitigation | 0.95 | 45 | 0 | esc | 0.00097009 | 2.4731e-10 | 0.00097009 | 2.4731e-10
[79 empty] | WLDFR | HFTD - Distribution - Tier 3 - 4QU CoRE ¦ 5QU LoRE | Red Flag Warning - Small Fires | 2066 | 1.3069e-07 | 0.11504 | 0.052388 | 0.0022734 | 0.060377 | 0 | 0.00035779 | 1.5034e-08 | 0 | 1.5034e-08 | 1.8641e-07 | 2.967e-08 | 0 | 2.967e-08 | 2.4181e-07 | 0 | 2.4181e-07 | 5.3006e-07 | 0 | 5.3006e-07 | [17 empty] | 7.3.3.17.5 (Remote Grid) Updates to grid topology to minimize risk of ignition in HFTDs Remote GridWLDFRWire-to-wire contactAggregated | WLDFR | HFTD - Distribution - Tier 2 - 3QU CoRE ¦ 5QU LoRE | Non-Red Flag Warning - Catastrophic Fires | Wire-to-wire contact | Aggregated | 2033 | 2.5493e-07 | 715.8465 | 0.00018249 | 2033 | Mitigation | 0.95 | 45 | 0 | esc | 0.00097009 | 2.4731e-10 | 0.00097009 | 2.4731e-10
[79 empty] | WLDFR | HFTD - Distribution - Tier 3 - 4QU CoRE ¦ 5QU LoRE | Seismic - Non-Red Flag Warning - Catastrophic Fires | 2022 | 8.848e-14 | 21083.8428 | 409.2237 | 13469.0878 | 7205.5313 | 0 | 2.4224e-10 | 1.8655e-09 | 0 | 1.8655e-09 | 5.9398e-07 | 2.967e-08 | 0 | 2.967e-08 | 2.4181e-07 | 0 | 2.4181e-07 | 5.3006e-07 | 0 | 5.3006e-07 | [17 empty] | 7.3.3.17.5 (Remote Grid) Updates to grid topology to minimize risk of ignition in HFTDs Remote GridWLDFRWire-to-wire contactAggregated | WLDFR | HFTD - Distribution - Tier 2 - 3QU CoRE ¦ 5QU LoRE | Non-Red Flag Warning - Catastrophic Fires | Wire-to-wire contact | Aggregated | 2034 | 2.5493e-07 | 715.8465 | 0.00018249 | 2034 | Mitigation | 0.95 | 45 | 0 | esc | 0.00097009 | 2.4731e-10 | 0.00097009 | 2.4731e-10
[79 empty] | WLDFR | HFTD - Distribution - Tier 3 - 4QU CoRE ¦ 5QU LoRE | Seismic - Non-Red Flag Warning - Catastrophic Fires | 2023 | 8.848e-14 | 21835.9781 | 428.6023 | 13939.561 | 7467.8148 | 0 | 2.4224e-10 | 1.932e-09 | 0 | 1.932e-09 | 6.1576e-07 | 2.967e-08 | 0 | 2.967e-08 | 2.4181e-07 | 0 | 2.4181e-07 | 5.3006e-07 | 0 | 5.3006e-07 | [17 empty] | 7.3.3.17.5 (Remote Grid) Updates to grid topology to minimize risk of ignition in HFTDs Remote GridWLDFRWire-to-wire contactAggregated | WLDFR | HFTD - Distribution - Tier 2 - 3QU CoRE ¦ 5QU LoRE | Non-Red Flag Warning - Catastrophic Fires | Wire-to-wire contact | Aggregated | 2035 | 2.5493e-07 | 715.8465 | 0.00018249 | 2035 | Mitigation | 0.95 | 45 | 0 | esc | 0.00097009 | 2.4731e-10 | 0.00097009 | 2.4731e-10
[79 empty] | WLDFR | HFTD - Distribution - Tier 3 - 4QU CoRE ¦ 5QU LoRE | Seismic - Non-Red Flag Warning - Catastrophic Fires | 2024 | 8.848e-14 | 21835.9781 | 428.6023 | 13939.561 | 7467.8148 | 0 | 2.4224e-10 | 1.932e-09 | 0 | 1.932e-09 | 6.1576e-07 | 3.1022e-08 | 0 | 3.1022e-08 | 2.5283e-07 | 0 | 2.5283e-07 | 5.5421e-07 | 0 | 5.5421e-07 | [17 empty] | 7.3.3.17.5 (Remote Grid) Updates to grid topology to minimize risk of ignition in HFTDs Remote GridWLDFRWire-to-wire contactAggregated | WLDFR | HFTD - Distribution - Tier 2 - 3QU CoRE ¦ 5QU LoRE | Non-Red Flag Warning - Catastrophic Fires | Wire-to-wire contact | Aggregated | 2036 | 2.5493e-07 | 715.8465 | 0.00018249 | 2036 | Mitigation | 0.95 | 45 | 0 | esc | 0.00097009 | 2.4731e-10 | 0.00097009 | 2.4731e-10
[79 empty] | WLDFR | HFTD - Distribution - Tier 3 - 4QU CoRE ¦ 5QU LoRE | Seismic - Non-Red Flag Warning - Catastrophic Fires | 2025 | 8.848e-14 | 21835.9781 | 428.6023 | 13939.561 | 7467.8148 | 0 | 2.4224e-10 | 1.932e-09 | 0 | 1.932e-09 | 6.1576e-07 | 3.1022e-08 | 0 | 3.1022e-08 | 2.5283e-07 | 0 | 2.5283e-07 | 5.5421e-07 | 0 | 5.5421e-07 | [17 empty] | 7.3.3.17.5 (Remote Grid) Updates to grid topology to minimize risk of ignition in HFTDs Remote GridWLDFRWire-to-wire contactAggregated | WLDFR | HFTD - Distribution - Tier 2 - 3QU CoRE ¦ 5QU LoRE | Non-Red Flag Warning - Catastrophic Fires | Wire-to-wire contact | Aggregated | 2037 | 2.5493e-07 | 715.8465 | 0.00018249 | 2037 | Mitigation | 0.95 | 45 | 0 | esc | 0.00097009 | 2.4731e-10 | 0.00097009 | 2.4731e-10
[79 empty] | WLDFR | HFTD - Distribution - Tier 3 - 4QU CoRE ¦ 5QU LoRE | Seismic - Non-Red Flag Warning - Catastrophic Fires | 2026 | 8.848e-14 | 21835.9781 | 428.6023 | 13939.561 | 7467.8148 | 0 | 2.4224e-10 | 1.932e-09 | 0 | 1.932e-09 | 6.1576e-07 | 3.1022e-08 | 0 | 3.1022e-08 | 2.5283e-07 | 0 | 2.5283e-07 | 5.5421e-07 | 0 | 5.5421e-07 | [17 empty] | 7.3.3.17.5 (Remote Grid) Updates to grid topology to minimize risk of ignition in HFTDs Remote GridWLDFRWire-to-wire contactAggregated | WLDFR | HFTD - Distribution - Tier 2 - 3QU CoRE ¦ 5QU LoRE | Non-Red Flag Warning - Catastrophic Fires | Wire-to-wire contact | Aggregated | 2038 | 2.5493e-07 | 715.8465 | 0.00018249 | 2038 | Mitigation | 0.95 | 45 | 0 | esc | 0.00097009 | 2.4731e-10 | 0.00097009 | 2.4731e-10
[79 empty] | WLDFR | HFTD - Distribution - Tier 3 - 4QU CoRE ¦ 5QU LoRE | Seismic - Non-Red Flag Warning - Catastrophic Fires | 2027 | 8.848e-14 | 21835.9781 | 428.6023 | 13939.561 | 7467.8148 | 0 | 2.4224e-10 | 1.932e-09 | 0 | 1.932e-09 | 6.1576e-07 | 3.1022e-08 | 0 | 3.1022e-08 | 2.5283e-07 | 0 | 2.5283e-07 | 5.5421e-07 | 0 | 5.5421e-07 | [17 empty] | 7.3.3.17.5 (Remote Grid) Updates to grid topology to minimize risk of ignition in HFTDs Remote GridWLDFRWire-to-wire contactAggregated | WLDFR | HFTD - Distribution - Tier 2 - 3QU CoRE ¦ 5QU LoRE | Non-Red Flag Warning - Catastrophic Fires | Wire-to-wire contact | Aggregated | 2039 | 2.5493e-07 | 715.8465 | 0.00018249 | 2039 | Mitigation | 0.95 | 45 | 0 | esc | 0.00097009 | 2.4731e-10 | 0.00097009 | 2.4731e-10
[79 empty] | WLDFR | HFTD - Distribution - Tier 3 - 4QU CoRE ¦ 5QU LoRE | Seismic - Non-Red Flag Warning - Catastrophic Fires | 2028 | 8.848e-14 | 22783.187 | 453.261 | 14531.3357 | 7798.5904 | 0 | 2.4224e-10 | 2.0158e-09 | 0 | 2.0158e-09 | 6.4319e-07 | 3.1022e-08 | 0 | 3.1022e-08 | 2.5283e-07 | 0 | 2.5283e-07 | 5.5421e-07 | 0 | 5.5421e-07 | [17 empty] | 7.3.3.17.5 (Remote Grid) Updates to grid topology to minimize risk of ignition in HFTDs Remote GridWLDFRWire-to-wire contactAggregated | WLDFR | HFTD - Distribution - Tier 2 - 3QU CoRE ¦ 5QU LoRE | Non-Red Flag Warning - Catastrophic Fires | Wire-to-wire contact | Aggregated | 2040 | 2.5493e-07 | 715.8465 | 0.00018249 | 2040 | Mitigation | 0.95 | 45 | 0 | esc | 0.00097009 | 2.4731e-10 | 0.00097009 | 2.4731e-10
[79 empty] | WLDFR | HFTD - Distribution - Tier 3 - 4QU CoRE ¦ 5QU LoRE | Seismic - Non-Red Flag Warning - Catastrophic Fires | 2029 | 8.848e-14 | 22783.187 | 453.261 | 14531.3357 | 7798.5904 | 0 | 2.4224e-10 | 2.0158e-09 | 0 | 2.0158e-09 | 6.4319e-07 | 3.2485e-08 | 0 | 3.2485e-08 | 2.6476e-07 | 0 | 2.6476e-07 | 5.8035e-07 | 0 | 5.8035e-07 | [17 empty] | 7.3.3.17.5 (Remote Grid) Updates to grid topology to minimize risk of ignition in HFTDs Remote GridWLDFRWire-to-wire contactAggregated | WLDFR | HFTD - Distribution - Tier 2 - 3QU CoRE ¦ 5QU LoRE | Non-Red Flag Warning - Catastrophic Fires | Wire-to-wire contact | Aggregated | 2041 | 2.5493e-07 | 715.8465 | 0.00018249 | 2041 | Mitigation | 0.95 | 45 | 0 | esc | 0.00097009 | 2.4731e-10 | 0.00097009 | 2.4731e-10
[79 empty] | WLDFR | HFTD - Distribution - Tier 3 - 4QU CoRE ¦ 5QU LoRE | Seismic - Non-Red Flag Warning - Catastrophic Fires | 2030 | 8.848e-14 | 22783.187 | 453.261 | 14531.3357 | 7798.5904 | 0 | 2.4224e-10 | 2.0158e-09 | 0 | 2.0158e-09 | 6.4319e-07 | 3.2485e-08 | 0 | 3.2485e-08 | 2.6476e-07 | 0 | 2.6476e-07 | 5.8035e-07 | 0 | 5.8035e-07 | [17 empty] | 7.3.3.17.5 (Remote Grid) Updates to grid topology to minimize risk of ignition in HFTDs Remote GridWLDFRWire-to-wire contactAggregated | WLDFR | HFTD - Distribution - Tier 2 - 3QU CoRE ¦ 5QU LoRE | Non-Red Flag Warning - Catastrophic Fires | Wire-to-wire contact | Aggregated | 2042 | 2.5493e-07 | 715.8465 | 0.00018249 | 2042 | Mitigation | 0.95 | 45 | 0 | esc | 0.00097009 | 2.4731e-10 | 0.00097009 | 2.4731e-10
[79 empty] | WLDFR | HFTD - Distribution - Tier 3 - 4QU CoRE ¦ 5QU LoRE | Seismic - Non-Red Flag Warning - Catastrophic Fires | 2031 | 8.848e-14 | 22783.187 | 453.261 | 14531.3357 | 7798.5904 | 0 | 2.4224e-10 | 2.0158e-09 | 0 | 2.0158e-09 | 6.4319e-07 | 3.2485e-08 | 0 | 3.2485e-08 | 2.6476e-07 | 0 | 2.6476e-07 | 5.8035e-07 | 0 | 5.8035e-07 | [17 empty] | 7.3.3.17.5 (Remote Grid) Updates to grid topology to minimize risk of ignition in HFTDs Remote GridWLDFRWire-to-wire contactAggregated | WLDFR | HFTD - Distribution - Tier 2 - 3QU CoRE ¦ 5QU LoRE | Non-Red Flag Warning - Catastrophic Fires | Wire-to-wire contact | Aggregated | 2043 | 2.5493e-07 | 715.8465 | 0.00018249 | 2043 | Mitigation | 0.95 | 45 | 0 | esc | 0.00097009 | 2.4731e-10 | 0.00097009 | 2.4731e-10
[79 empty] | WLDFR | HFTD - Distribution - Tier 3 - 4QU CoRE ¦ 5QU LoRE | Seismic - Non-Red Flag Warning - Catastrophic Fires | 2032 | 8.848e-14 | 22783.187 | 453.261 | 14531.3357 | 7798.5904 | 0 | 2.4224e-10 | 2.0158e-09 | 0 | 2.0158e-09 | 6.4319e-07 | 3.2485e-08 | 0 | 3.2485e-08 | 2.6476e-07 | 0 | 2.6476e-07 | 5.8035e-07 | 0 | 5.8035e-07 | [17 empty] | 7.3.3.17.5 (Remote Grid) Updates to grid topology to minimize risk of ignition in HFTDs Remote GridWLDFRWire-to-wire contactAggregated | WLDFR | HFTD - Distribution - Tier 2 - 3QU CoRE ¦ 5QU LoRE | Non-Red Flag Warning - Catastrophic Fires | Wire-to-wire contact | Aggregated | 2044 | 2.5493e-07 | 715.8465 | 0.00018249 | 2044 | Mitigation | 0.95 | 45 | 0 | esc | 0.00097009 | 2.4731e-10 | 0.00097009 | 2.4731e-10
[79 empty] | WLDFR | HFTD - Distribution - Tier 3 - 4QU CoRE ¦ 5QU LoRE | Seismic - Non-Red Flag Warning - Catastrophic Fires | 2033 | 8.848e-14 | 23835.2641 | 480.9649 | 15187.7294 | 8166.5698 | 0 | 2.4224e-10 | 2.1089e-09 | 0 | 2.1089e-09 | 6.7368e-07 | 3.2485e-08 | 0 | 3.2485e-08 | 2.6476e-07 | 0 | 2.6476e-07 | 5.8035e-07 | 0 | 5.8035e-07 | [17 empty] | 7.3.3.17.5 (Remote Grid) Updates to grid topology to minimize risk of ignition in HFTDs Remote GridWLDFRWire-to-wire contactAggregated | WLDFR | HFTD - Distribution - Tier 2 - 3QU CoRE ¦ 5QU LoRE | Non-Red Flag Warning - Catastrophic Fires | Wire-to-wire contact | Aggregated | 2045 | 2.5493e-07 | 715.8465 | 0.00018249 | 2045 | Mitigation | 0.95 | 45 | 0 | esc | 0.00097009 | 2.4731e-10 | 0.00097009 | 2.4731e-10
[79 empty] | WLDFR | HFTD - Distribution - Tier 3 - 4QU CoRE ¦ 5QU LoRE | Seismic - Non-Red Flag Warning - Catastrophic Fires | 2034 | 8.848e-14 | 23835.2641 | 480.9649 | 15187.7294 | 8166.5698 | 0 | 2.4224e-10 | 2.1089e-09 | 0 | 2.1089e-09 | 6.7368e-07 | 3.4046e-08 | 0 | 3.4046e-08 | 2.7747e-07 | 0 | 2.7747e-07 | 6.0822e-07 | 0 | 6.0822e-07 | [17 empty] | 7.3.3.17.5 (Remote Grid) Updates to grid topology to minimize risk of ignition in HFTDs Remote GridWLDFRWire-to-wire contactAggregated | WLDFR | HFTD - Distribution - Tier 2 - 3QU CoRE ¦ 5QU LoRE | Non-Red Flag Warning - Catastrophic Fires | Wire-to-wire contact | Aggregated | 2046 | 2.5493e-07 | 715.8465 | 0.00018249 | 2046 | Mitigation | 0.95 | 45 | 0 | esc | 0.00097009 | 2.4731e-10 | 0.00097009 | 2.4731e-10
[79 empty] | WLDFR | HFTD - Distribution - Tier 3 - 4QU CoRE ¦ 5QU LoRE | Seismic - Non-Red Flag Warning - Catastrophic Fires | 2035 | 8.848e-14 | 23835.2641 | 480.9649 | 15187.7294 | 8166.5698 | 0 | 2.4224e-10 | 2.1089e-09 | 0 | 2.1089e-09 | 6.7368e-07 | 3.4046e-08 | 0 | 3.4046e-08 | 2.7747e-07 | 0 | 2.7747e-07 | 6.0822e-07 | 0 | 6.0822e-07 | [17 empty] | 7.3.3.17.5 (Remote Grid) Updates to grid topology to minimize risk of ignition in HFTDs Remote GridWLDFRWire-to-wire contactAggregated | WLDFR | HFTD - Distribution - Tier 2 - 3QU CoRE ¦ 5QU LoRE | Non-Red Flag Warning - Catastrophic Fires | Wire-to-wire contact | Aggregated | 2047 | 2.5493e-07 | 715.8465 | 0.00018249 | 2047 | Mitigation | 0.95 | 45 | 0 | esc | 0.00097009 | 2.4731e-10 | 0.00097009 | 2.4731e-10
[79 empty] | WLDFR | HFTD - Distribution - Tier 3 - 4QU CoRE ¦ 5QU LoRE | Seismic - Non-Red Flag Warning - Catastrophic Fires | 2036 | 8.848e-14 | 23835.2641 | 480.9649 | 15187.7294 | 8166.5698 | 0 | 2.4224e-10 | 2.1089e-09 | 0 | 2.1089e-09 | 6.7368e-07 | 3.4046e-08 | 0 | 3.4046e-08 | 2.7747e-07 | 0 | 2.7747e-07 | 6.0822e-07 | 0 | 6.0822e-07 | [17 empty] | 7.3.3.17.5 (Remote Grid) Updates to grid topology to minimize risk of ignition in HFTDs Remote GridWLDFRWire-to-wire contactAggregated | WLDFR | HFTD - Distribution - Tier 2 - 3QU CoRE ¦ 5QU LoRE | Non-Red Flag Warning - Catastrophic Fires | Wire-to-wire contact | Aggregated | 2048 | 2.5493e-07 | 715.8465 | 0.00018249 | 2048 | Mitigation | 0.95 | 45 | 0 | esc | 0.00097009 | 2.4731e-10 | 0.00097009 | 2.4731e-10
[79 empty] | WLDFR | HFTD - Distribution - Tier 3 - 4QU CoRE ¦ 5QU LoRE | Seismic - Non-Red Flag Warning - Catastrophic Fires | 2037 | 8.848e-14 | 23835.2641 | 480.9649 | 15187.7294 | 8166.5698 | 0 | 2.4224e-10 | 2.1089e-09 | 0 | 2.1089e-09 | 6.7368e-07 | 3.4046e-08 | 0 | 3.4046e-08 | 2.7747e-07 | 0 | 2.7747e-07 | 6.0822e-07 | 0 | 6.0822e-07 | [17 empty] | 7.3.3.17.5 (Remote Grid) Updates to grid topology to minimize risk of ignition in HFTDs Remote GridWLDFRWire-to-wire contactAggregated | WLDFR | HFTD - Distribution - Tier 2 - 3QU CoRE ¦ 5QU LoRE | Non-Red Flag Warning - Catastrophic Fires | Wire-to-wire contact | Aggregated | 2049 | 2.5493e-07 | 715.8465 | 0.00018249 | 2049 | Mitigation | 0.95 | 45 | 0 | esc | 0.00097009 | 2.4731e-10 | 0.00097009 | 2.4731e-10
[79 empty] | WLDFR | HFTD - Distribution - Tier 3 - 4QU CoRE ¦ 5QU LoRE | Seismic - Non-Red Flag Warning - Catastrophic Fires | 2038 | 8.848e-14 | 24976.6418 | 511.3745 | 15898.8237 | 8566.4437 | 0 | 2.4224e-10 | 2.2099e-09 | 0 | 2.2099e-09 | 7.0678e-07 | 3.4046e-08 | 0 | 3.4046e-08 | 2.7747e-07 | 0 | 2.7747e-07 | 6.0822e-07 | 0 | 6.0822e-07 | [17 empty] | 7.3.3.17.5 (Remote Grid) Updates to grid topology to minimize risk of ignition in HFTDs Remote GridWLDFRWire-to-wire contactAggregated | WLDFR | HFTD - Distribution - Tier 2 - 3QU CoRE ¦ 5QU LoRE | Non-Red Flag Warning - Catastrophic Fires | Wire-to-wire contact | Aggregated | 2050 | 2.5493e-07 | 715.8465 | 0.00018249 | 2050 | Mitigation | 0.95 | 45 | 0 | esc | 0.00097009 | 2.4731e-10 | 0.00097009 | 2.4731e-10
[79 empty] | WLDFR | HFTD - Distribution - Tier 3 - 4QU CoRE ¦ 5QU LoRE | Seismic - Non-Red Flag Warning - Catastrophic Fires | 2039 | 8.848e-14 | 24976.6418 | 511.3745 | 15898.8237 | 8566.4437 | 0 | 2.4224e-10 | 2.2099e-09 | 0 | 2.2099e-09 | 7.0678e-07 | 3.5686e-08 | 0 | 3.5686e-08 | 2.9084e-07 | 0 | 2.9084e-07 | 6.3754e-07 | 0 | 6.3754e-07 | [17 empty] | 7.3.3.17.5 (Remote Grid) Updates to grid topology to minimize risk of ignition in HFTDs Remote GridWLDFRWire-to-wire contactAggregated | WLDFR | HFTD - Distribution - Tier 2 - 3QU CoRE ¦ 5QU LoRE | Non-Red Flag Warning - Catastrophic Fires | Wire-to-wire contact | Aggregated | 2051 | 2.5493e-07 | 715.8465 | 0.00018249 | 2051 | Mitigation | 0.95 | 45 | 0 | esc | 0.00097009 | 2.4731e-10 | 0.00097009 | 2.4731e-10
[79 empty] | WLDFR | HFTD - Distribution - Tier 3 - 4QU CoRE ¦ 5QU LoRE | Seismic - Non-Red Flag Warning - Catastrophic Fires | 2040 | 8.848e-14 | 24976.6418 | 511.3745 | 15898.8237 | 8566.4437 | 0 | 2.4224e-10 | 2.2099e-09 | 0 | 2.2099e-09 | 7.0678e-07 | 3.5686e-08 | 0 | 3.5686e-08 | 2.9084e-07 | 0 | 2.9084e-07 | 6.3754e-07 | 0 | 6.3754e-07 | [17 empty] | 7.3.3.17.5 (Remote Grid) Updates to grid topology to minimize risk of ignition in HFTDs Remote GridWLDFRWire-to-wire contactAggregated | WLDFR | HFTD - Distribution - Tier 2 - 3QU CoRE ¦ 5QU LoRE | Non-Red Flag Warning - Catastrophic Fires | Wire-to-wire contact | Aggregated | 2052 | 2.5493e-07 | 715.8465 | 0.00018249 | 2052 | Mitigation | 0.95 | 45 | 0 | esc | 0.00097009 | 2.4731e-10 | 0.00097009 | 2.4731e-10
[79 empty] | WLDFR | HFTD - Distribution - Tier 3 - 4QU CoRE ¦ 5QU LoRE | Seismic - Non-Red Flag Warning - Catastrophic Fires | 2041 | 8.848e-14 | 24976.6418 | 511.3745 | 15898.8237 | 8566.4437 | 0 | 2.4224e-10 | 2.2099e-09 | 0 | 2.2099e-09 | 7.0678e-07 | 3.5686e-08 | 0 | 3.5686e-08 | 2.9084e-07 | 0 | 2.9084e-07 | 6.3754e-07 | 0 | 6.3754e-07 | [17 empty] | 7.3.3.17.5 (Remote Grid) Updates to grid topology to minimize risk of ignition in HFTDs Remote GridWLDFRWire-to-wire contactAggregated | WLDFR | HFTD - Distribution - Tier 2 - 3QU CoRE ¦ 5QU LoRE | Non-Red Flag Warning - Catastrophic Fires | Wire-to-wire contact | Aggregated | 2053 | 2.5493e-07 | 715.8465 | 0.00018249 | 2053 | Mitigation | 0.95 | 45 | 0 | esc | 0.00097009 | 2.4731e-10 | 0.00097009 | 2.4731e-10
[79 empty] | WLDFR | HFTD - Distribution - Tier 3 - 4QU CoRE ¦ 5QU LoRE | Seismic - Non-Red Flag Warning - Catastrophic Fires | 2042 | 8.848e-14 | 24976.6418 | 511.3745 | 15898.8237 | 8566.4437 | 0 | 2.4224e-10 | 2.2099e-09 | 0 | 2.2099e-09 | 7.0678e-07 | 3.5686e-08 | 0 | 3.5686e-08 | 2.9084e-07 | 0 | 2.9084e-07 | 6.3754e-07 | 0 | 6.3754e-07 | [17 empty] | 7.3.3.17.5 (Remote Grid) Updates to grid topology to minimize risk of ignition in HFTDs Remote GridWLDFRWire-to-wire contactAggregated | WLDFR | HFTD - Distribution - Tier 2 - 3QU CoRE ¦ 5QU LoRE | Non-Red Flag Warning - Catastrophic Fires | Wire-to-wire contact | Aggregated | 2054 | 2.5493e-07 | 715.8465 | 0.00018249 | 2054 | Mitigation | 0.95 | 45 | 0 | esc | 0.00097009 | 2.4731e-10 | 0.00097009 | 2.4731e-10
[79 empty] | WLDFR | HFTD - Distribution - Tier 3 - 4QU CoRE ¦ 5QU LoRE | Seismic - Non-Red Flag Warning - Catastrophic Fires | 2043 | 8.848e-14 | 26191.7278 | 544.1291 | 16654.7414 | 8992.8573 | 0 | 2.4224e-10 | 2.3174e-09 | 0 | 2.3174e-09 | 7.4204e-07 | 3.5686e-08 | 0 | 3.5686e-08 | 2.9084e-07 | 0 | 2.9084e-07 | 6.3754e-07 | 0 | 6.3754e-07 | [17 empty] | 7.3.3.17.5 (Remote Grid) Updates to grid topology to minimize risk of ignition in HFTDs Remote GridWLDFRWire-to-wire contactAggregated | WLDFR | HFTD - Distribution - Tier 2 - 3QU CoRE ¦ 5QU LoRE | Non-Red Flag Warning - Catastrophic Fires | Wire-to-wire contact | Aggregated | 2055 | 2.5493e-07 | 715.8465 | 0.00018249 | 2055 | Mitigation | 0.95 | 45 | 0 | esc | 0.00097009 | 2.4731e-10 | 0.00097009 | 2.4731e-10
[79 empty] | WLDFR | HFTD - Distribution - Tier 3 - 4QU CoRE ¦ 5QU LoRE | Seismic - Non-Red Flag Warning - Catastrophic Fires | 2044 | 8.848e-14 | 26191.7278 | 544.1291 | 16654.7414 | 8992.8573 | 0 | 2.4224e-10 | 2.3174e-09 | 0 | 2.3174e-09 | 7.4204e-07 | 3.739e-08 | 0 | 3.739e-08 | 3.0473e-07 | 0 | 3.0473e-07 | 6.6797e-07 | 0 | 6.6797e-07 | [17 empty] | 7.3.3.17.5 (Remote Grid) Updates to grid topology to minimize risk of ignition in HFTDs Remote GridWLDFRWire-to-wire contactAggregated | WLDFR | HFTD - Distribution - Tier 2 - 3QU CoRE ¦ 5QU LoRE | Non-Red Flag Warning - Catastrophic Fires | Wire-to-wire contact | Aggregated | 2056 | 2.5493e-07 | 715.8465 | 0.00018249 | 2056 | Mitigation | 0.95 | 45 | 0 | esc | 0.00097009 | 2.4731e-10 | 0.00097009 | 2.4731e-10
[79 empty] | WLDFR | HFTD - Distribution - Tier 3 - 4QU CoRE ¦ 5QU LoRE | Seismic - Non-Red Flag Warning - Catastrophic Fires | 2045 | 8.848e-14 | 26191.7278 | 544.1291 | 16654.7414 | 8992.8573 | 0 | 2.4224e-10 | 2.3174e-09 | 0 | 2.3174e-09 | 7.4204e-07 | 3.739e-08 | 0 | 3.739e-08 | 3.0473e-07 | 0 | 3.0473e-07 | 6.6797e-07 | 0 | 6.6797e-07 | [17 empty] | 7.3.3.17.5 (Remote Grid) Updates to grid topology to minimize risk of ignition in HFTDs Remote GridWLDFRWire-to-wire contactAggregated | WLDFR | HFTD - Distribution - Tier 2 - 3QU CoRE ¦ 5QU LoRE | Non-Red Flag Warning - Catastrophic Fires | Wire-to-wire contact | Aggregated | 2057 | 2.5493e-07 | 715.8465 | 0.00018249 | 2057 | Mitigation | 0.95 | 45 | 0 | esc | 0.00097009 | 2.4731e-10 | 0.00097009 | 2.4731e-10
[79 empty] | WLDFR | HFTD - Distribution - Tier 3 - 4QU CoRE ¦ 5QU LoRE | Seismic - Non-Red Flag Warning - Catastrophic Fires | 2046 | 8.848e-14 | 26191.7278 | 544.1291 | 16654.7414 | 8992.8573 | 0 | 2.4224e-10 | 2.3174e-09 | 0 | 2.3174e-09 | 7.4204e-07 | 3.739e-08 | 0 | 3.739e-08 | 3.0473e-07 | 0 | 3.0473e-07 | 6.6797e-07 | 0 | 6.6797e-07 | [17 empty] | 7.3.3.17.5 (Remote Grid) Updates to grid topology to minimize risk of ignition in HFTDs Remote GridWLDFRWire-to-wire contactAggregated | WLDFR | HFTD - Distribution - Tier 2 - 3QU CoRE ¦ 5QU LoRE | Non-Red Flag Warning - Catastrophic Fires | Wire-to-wire contact | Aggregated | 2058 | 2.5493e-07 | 715.8465 | 0.00018249 | 2058 | Mitigation | 0.95 | 45 | 0 | esc | 0.00097009 | 2.4731e-10 | 0.00097009 | 2.4731e-10
[79 empty] | WLDFR | HFTD - Distribution - Tier 3 - 4QU CoRE ¦ 5QU LoRE | Seismic - Non-Red Flag Warning - Catastrophic Fires | 2047 | 8.848e-14 | 26191.7278 | 544.1291 | 16654.7414 | 8992.8573 | 0 | 2.4224e-10 | 2.3174e-09 | 0 | 2.3174e-09 | 7.4204e-07 | 3.739e-08 | 0 | 3.739e-08 | 3.0473e-07 | 0 | 3.0473e-07 | 6.6797e-07 | 0 | 6.6797e-07 | [17 empty] | 7.3.3.17.5 (Remote Grid) Updates to grid topology to minimize risk of ignition in HFTDs Remote GridWLDFRWire-to-wire contactAggregated | WLDFR | HFTD - Distribution - Tier 2 - 3QU CoRE ¦ 5QU LoRE | Non-Red Flag Warning - Catastrophic Fires | Wire-to-wire contact | Aggregated | 2059 | 2.5493e-07 | 715.8465 | 0.00018249 | 2059 | Mitigation | 0.95 | 45 | 0 | esc | 0.00097009 | 2.4731e-10 | 0.00097009 | 2.4731e-10
[79 empty] | WLDFR | HFTD - Distribution - Tier 3 - 4QU CoRE ¦ 5QU LoRE | Seismic - Non-Red Flag Warning - Catastrophic Fires | 2048 | 8.848e-14 | 27464.7227 | 578.8407 | 17445.538 | 9440.3441 | 0 | 2.4224e-10 | 2.4301e-09 | 0 | 2.4301e-09 | 7.79e-07 | 3.739e-08 | 0 | 3.739e-08 | 3.0473e-07 | 0 | 3.0473e-07 | 6.6797e-07 | 0 | 6.6797e-07 | [17 empty] | 7.3.3.17.5 (Remote Grid) Updates to grid topology to minimize risk of ignition in HFTDs Remote GridWLDFRWire-to-wire contactAggregated | WLDFR | HFTD - Distribution - Tier 2 - 3QU CoRE ¦ 5QU LoRE | Non-Red Flag Warning - Catastrophic Fires | Wire-to-wire contact | Aggregated | 2060 | 2.5493e-07 | 715.8465 | 0.00018249 | 2060 | Mitigation | 0.95 | 45 | 0 | esc | 0.00097009 | 2.4731e-10 | 0.00097009 | 2.4731e-10
[79 empty] | WLDFR | HFTD - Distribution - Tier 3 - 4QU CoRE ¦ 5QU LoRE | Seismic - Non-Red Flag Warning - Catastrophic Fires | 2049 | 8.848e-14 | 27464.7227 | 578.8407 | 17445.538 | 9440.3441 | 0 | 2.4224e-10 | 2.4301e-09 | 0 | 2.4301e-09 | 7.79e-07 | 3.9137e-08 | 0 | 3.9137e-08 | 3.1897e-07 | 0 | 3.1897e-07 | 6.9919e-07 | 0 | 6.9919e-07 | [17 empty] | 7.3.3.17.5 (Remote Grid) Updates to grid topology to minimize risk of ignition in HFTDs Remote GridWLDFRWire-to-wire contactAggregated | WLDFR | HFTD - Distribution - Tier 2 - 3QU CoRE ¦ 5QU LoRE | Non-Red Flag Warning - Catastrophic Fires | Wire-to-wire contact | Aggregated | 2061 | 2.5493e-07 | 715.8465 | 0.00018249 | 2061 | Mitigation | 0.95 | 45 | 0 | esc | 0.00097009 | 2.4731e-10 | 0.00097009 | 2.4731e-10
[79 empty] | WLDFR | HFTD - Distribution - Tier 3 - 4QU CoRE ¦ 5QU LoRE | Seismic - Non-Red Flag Warning - Catastrophic Fires | 2050 | 8.848e-14 | 27464.7227 | 578.8407 | 17445.538 | 9440.3441 | 0 | 2.4224e-10 | 2.4301e-09 | 0 | 2.4301e-09 | 7.79e-07 | 3.9137e-08 | 0 | 3.9137e-08 | 3.1897e-07 | 0 | 3.1897e-07 | 6.9919e-07 | 0 | 6.9919e-07 | [17 empty] | 7.3.3.17.5 (Remote Grid) Updates to grid topology to minimize risk of ignition in HFTDs Remote GridWLDFRWire-to-wire contactAggregated | WLDFR | HFTD - Distribution - Tier 2 - 3QU CoRE ¦ 5QU LoRE | Non-Red Flag Warning - Catastrophic Fires | Wire-to-wire contact | Aggregated | 2062 | 2.5493e-07 | 715.8465 | 0.00018249 | 2062 | Mitigation | 0.95 | 45 | 0 | esc | 0.00097009 | 2.4731e-10 | 0.00097009 | 2.4731e-10
[79 empty] | WLDFR | HFTD - Distribution - Tier 3 - 4QU CoRE ¦ 5QU LoRE | Seismic - Non-Red Flag Warning - Catastrophic Fires | 2051 | 8.848e-14 | 27464.7227 | 578.8407 | 17445.538 | 9440.3441 | 0 | 2.4224e-10 | 2.4301e-09 | 0 | 2.4301e-09 | 7.79e-07 | 3.9137e-08 | 0 | 3.9137e-08 | 3.1897e-07 | 0 | 3.1897e-07 | 6.9919e-07 | 0 | 6.9919e-07 | [17 empty] | 7.3.3.17.5 (Remote Grid) Updates to grid topology to minimize risk of ignition in HFTDs Remote GridWLDFRWire-to-wire contactAggregated | WLDFR | HFTD - Distribution - Tier 2 - 3QU CoRE ¦ 5QU LoRE | Non-Red Flag Warning - Catastrophic Fires | Wire-to-wire contact | Aggregated | 2063 | 2.5493e-07 | 715.8465 | 0.00018249 | 2063 | Mitigation | 0.95 | 45 | 0 | esc | 0.00097009 | 2.4731e-10 | 0.00097009 | 2.4731e-10
[79 empty] | WLDFR | HFTD - Distribution - Tier 3 - 4QU CoRE ¦ 5QU LoRE | Seismic - Non-Red Flag Warning - Catastrophic Fires | 2052 | 8.848e-14 | 27464.7227 | 578.8407 | 17445.538 | 9440.3441 | 0 | 2.4224e-10 | 2.4301e-09 | 0 | 2.4301e-09 | 7.79e-07 | 3.9137e-08 | 0 | 3.9137e-08 | 3.1897e-07 | 0 | 3.1897e-07 | 6.9919e-07 | 0 | 6.9919e-07 | [17 empty] | 7.3.3.17.5 (Remote Grid) Updates to grid topology to minimize risk of ignition in HFTDs Remote GridWLDFRWire-to-wire contactAggregated | WLDFR | HFTD - Distribution - Tier 2 - 3QU CoRE ¦ 5QU LoRE | Non-Red Flag Warning - Catastrophic Fires | Wire-to-wire contact | Aggregated | 2064 | 2.5493e-07 | 715.8465 | 0.00018249 | 2064 | Mitigation | 0.95 | 45 | 0 | esc | 0.00097009 | 2.4731e-10 | 0.00097009 | 2.4731e-10
[79 empty] | WLDFR | HFTD - Distribution - Tier 3 - 4QU CoRE ¦ 5QU LoRE | Seismic - Non-Red Flag Warning - Catastrophic Fires | 2053 | 8.848e-14 | 28779.6694 | 615.0952 | 18261.2327 | 9903.3415 | 0 | 2.4224e-10 | 2.5464e-09 | 0 | 2.5464e-09 | 8.172e-07 | 3.9137e-08 | 0 | 3.9137e-08 | 3.1897e-07 | 0 | 3.1897e-07 | 6.9919e-07 | 0 | 6.9919e-07 | [17 empty] | 7.3.3.17.5 (Remote Grid) Updates to grid topology to minimize risk of ignition in HFTDs Remote GridWLDFRWire-to-wire contactAggregated | WLDFR | HFTD - Distribution - Tier 2 - 3QU CoRE ¦ 5QU LoRE | Non-Red Flag Warning - Catastrophic Fires | Wire-to-wire contact | Aggregated | 2065 | 2.5493e-07 | 715.8465 | 0.00018249 | 2065 | Mitigation | 0.95 | 45 | 0 | esc | 0.00097009 | 2.4731e-10 | 0.00097009 | 2.4731e-10
[79 empty] | WLDFR | HFTD - Distribution - Tier 3 - 4QU CoRE ¦ 5QU LoRE | Seismic - Non-Red Flag Warning - Catastrophic Fires | 2054 | 8.848e-14 | 28779.6694 | 615.0952 | 18261.2327 | 9903.3415 | 0 | 2.4224e-10 | 2.5464e-09 | 0 | 2.5464e-09 | 8.172e-07 | 4.0908e-08 | 0 | 4.0908e-08 | 3.334e-07 | 0 | 3.334e-07 | 7.3081e-07 | 0 | 7.3081e-07 | [17 empty] | 7.3.3.17.5 (Remote Grid) Updates to grid topology to minimize risk of ignition in HFTDs Remote GridWLDFRWire-to-wire contactAggregated | WLDFR | HFTD - Distribution - Tier 2 - 3QU CoRE ¦ 5QU LoRE | Non-Red Flag Warning - Catastrophic Fires | Wire-to-wire contact | Aggregated | 2066 | 2.5493e-07 | 715.8465 | 0.00018249 | 2066 | Mitigation | 0.95 | 45 | 0 | esc | 0.00097009 | 2.4731e-10 | 0.00097009 | 2.4731e-10
[79 empty] | WLDFR | HFTD - Distribution - Tier 3 - 4QU CoRE ¦ 5QU LoRE | Seismic - Non-Red Flag Warning - Catastrophic Fires | 2055 | 8.848e-14 | 28779.6694 | 615.0952 | 18261.2327 | 9903.3415 | 0 | 2.4224e-10 | 2.5464e-09 | 0 | 2.5464e-09 | 8.172e-07 | 4.0908e-08 | 0 | 4.0908e-08 | 3.334e-07 | 0 | 3.334e-07 | 7.3081e-07 | 0 | 7.3081e-07 | [17 empty] | 7.3.3.17.5 (Remote Grid) Updates to grid topology to minimize risk of ignition in HFTDs Remote GridWLDFRWire-to-wire contactAggregated | WLDFR | HFTD - Distribution - Tier 2 - 3QU CoRE ¦ 5QU LoRE | Non-Red Flag Warning - Catastrophic Fires | Wire-to-wire contact | Aggregated | 2067 | 2.5493e-07 | 715.8465 | 0.00018249 | 2067 | Mitigation | 0.95 | 45 | 0 | esc | 0 | 0 | 0.00097009 | 2.4731e-10
[79 empty] | WLDFR | HFTD - Distribution - Tier 3 - 4QU CoRE ¦ 5QU LoRE | Seismic - Non-Red Flag Warning - Catastrophic Fires | 2056 | 8.848e-14 | 28779.6694 | 615.0952 | 18261.2327 | 9903.3415 | 0 | 2.4224e-10 | 2.5464e-09 | 0 | 2.5464e-09 | 8.172e-07 | 0 | 0 | 0 | 3.334e-07 | 0 | 3.334e-07 | 7.3081e-07 | 0 | 7.3081e-07 | [17 empty] | 7.3.3.17.5 (Remote Grid) Updates to grid topology to minimize risk of ignition in HFTDs Remote GridWLDFRContact from objectAggregated | WLDFR | HFTD - Distribution - Tier 2 - 3QU CoRE ¦ 5QU LoRE | Non-Red Flag Warning - Destructive Fires | Contact from object | Aggregated | 2022 | 3.1837e-07 | 715.8465 | 0.0002279 | 2022 | Mitigation | 0.95 | 45 | 0 | esc | 0.00097009 | 3.0885e-10 | 0 | 0
[79 empty] | WLDFR | HFTD - Distribution - Tier 3 - 4QU CoRE ¦ 5QU LoRE | Seismic - Non-Red Flag Warning - Catastrophic Fires | 2057 | 8.848e-14 | 28779.6694 | 615.0952 | 18261.2327 | 9903.3415 | 0 | 2.4224e-10 | 2.5464e-09 | 0 | 2.5464e-09 | 8.172e-07 | 0 | 0 | 0 | 0 | 0 | 0 | 7.3081e-07 | 0 | 7.3081e-07 | [17 empty] | 7.3.3.17.5 (Remote Grid) Updates to grid topology to minimize risk of ignition in HFTDs Remote GridWLDFRContact from objectAggregated | WLDFR | HFTD - Distribution - Tier 2 - 3QU CoRE ¦ 5QU LoRE | Non-Red Flag Warning - Destructive Fires | Contact from object | Aggregated | 2023 | 3.1837e-07 | 715.8465 | 0.0002279 | 2023 | Mitigation | 0.95 | 45 | 0 | esc | 0.00097009 | 3.0885e-10 | 0.00097009 | 3.0885e-10
[79 empty] | WLDFR | HFTD - Distribution - Tier 3 - 4QU CoRE ¦ 5QU LoRE | Seismic - Non-Red Flag Warning - Catastrophic Fires | 2058 | 8.848e-14 | 30120.5761 | 652.457 | 19091.8834 | 10376.2358 | 0 | 2.4224e-10 | 2.6651e-09 | 0 | 2.6651e-09 | 8.5618e-07 | 1.8425e-06 | 0 | 1.8425e-06 | 0 | 0 | 0 | 0 | 0 | 0 | [17 empty] | 7.3.3.17.5 (Remote Grid) Updates to grid topology to minimize risk of ignition in HFTDs Remote GridWLDFRContact from objectAggregated | WLDFR | HFTD - Distribution - Tier 2 - 3QU CoRE ¦ 5QU LoRE | Non-Red Flag Warning - Destructive Fires | Contact from object | Aggregated | 2024 | 3.1837e-07 | 715.8465 | 0.0002279 | 2024 | Mitigation | 0.95 | 45 | 0 | esc | 0.00097009 | 3.0885e-10 | 0.00097009 | 3.0885e-10
[79 empty] | WLDFR | HFTD - Distribution - Tier 3 - 4QU CoRE ¦ 5QU LoRE | Seismic - Non-Red Flag Warning - Catastrophic Fires | 2059 | 8.848e-14 | 30120.5761 | 652.457 | 19091.8834 | 10376.2358 | 0 | 2.4224e-10 | 2.6651e-09 | 0 | 2.6651e-09 | 8.5618e-07 | 1.7528e-06 | 0 | 1.7528e-06 | 1.4285e-05 | 0 | 1.4285e-05 | 0 | 0 | 0 | [17 empty] | 7.3.3.17.5 (Remote Grid) Updates to grid topology to minimize risk of ignition in HFTDs Remote GridWLDFRContact from objectAggregated | WLDFR | HFTD - Distribution - Tier 2 - 3QU CoRE ¦ 5QU LoRE | Non-Red Flag Warning - Destructive Fires | Contact from object | Aggregated | 2025 | 3.1837e-07 | 715.8465 | 0.0002279 | 2025 | Mitigation | 0.95 | 45 | 0 | esc | 0.00097009 | 3.0885e-10 | 0.00097009 | 3.0885e-10
[79 empty] | WLDFR | HFTD - Distribution - Tier 3 - 4QU CoRE ¦ 5QU LoRE | Seismic - Non-Red Flag Warning - Catastrophic Fires | 2060 | 8.848e-14 | 30120.5761 | 652.457 | 19091.8834 | 10376.2358 | 0 | 2.4224e-10 | 2.6651e-09 | 0 | 2.6651e-09 | 8.5618e-07 | 1.817e-06 | 0 | 1.817e-06 | 1.4809e-05 | 0 | 1.4809e-05 | 3.2461e-05 | 0 | 3.2461e-05 | [17 empty] | 7.3.3.17.5 (Remote Grid) Updates to grid topology to minimize risk of ignition in HFTDs Remote GridWLDFRContact from objectAggregated | WLDFR | HFTD - Distribution - Tier 2 - 3QU CoRE ¦ 5QU LoRE | Non-Red Flag Warning - Destructive Fires | Contact from object | Aggregated | 2026 | 3.1837e-07 | 715.8465 | 0.0002279 | 2026 | Mitigation | 0.95 | 45 | 0 | esc | 0.00097009 | 3.0885e-10 | 0.00097009 | 3.0885e-10
[79 empty] | WLDFR | HFTD - Distribution - Tier 3 - 4QU CoRE ¦ 5QU LoRE | Seismic - Non-Red Flag Warning - Catastrophic Fires | 2061 | 8.848e-14 | 30120.5761 | 652.457 | 19091.8834 | 10376.2358 | 0 | 2.4224e-10 | 2.6651e-09 | 0 | 2.6651e-09 | 8.5618e-07 | 1.817e-06 | 0 | 1.817e-06 | 1.4809e-05 | 0 | 1.4809e-05 | 3.2461e-05 | 0 | 3.2461e-05 | [17 empty] | 7.3.3.17.5 (Remote Grid) Updates to grid topology to minimize risk of ignition in HFTDs Remote GridWLDFRContact from objectAggregated | WLDFR | HFTD - Distribution - Tier 2 - 3QU CoRE ¦ 5QU LoRE | Non-Red Flag Warning - Destructive Fires | Contact from object | Aggregated | 2027 | 3.1837e-07 | 715.8465 | 0.0002279 | 2027 | Mitigation | 0.95 | 45 | 0 | esc | 0.00097009 | 3.0885e-10 | 0.00097009 | 3.0885e-10
[79 empty] | WLDFR | HFTD - Distribution - Tier 3 - 4QU CoRE ¦ 5QU LoRE | Seismic - Non-Red Flag Warning - Catastrophic Fires | 2062 | 8.848e-14 | 30120.5761 | 652.457 | 19091.8834 | 10376.2358 | 0 | 2.4224e-10 | 2.6651e-09 | 0 | 2.6651e-09 | 8.5618e-07 | 1.817e-06 | 0 | 1.817e-06 | 1.4809e-05 | 0 | 1.4809e-05 | 3.2461e-05 | 0 | 3.2461e-05 | [17 empty] | 7.3.3.17.5 (Remote Grid) Updates to grid topology to minimize risk of ignition in HFTDs Remote GridWLDFRContact from objectAggregated | WLDFR | HFTD - Distribution - Tier 2 - 3QU CoRE ¦ 5QU LoRE | Non-Red Flag Warning - Destructive Fires | Contact from object | Aggregated | 2028 | 3.1837e-07 | 715.8465 | 0.0002279 | 2028 | Mitigation | 0.95 | 45 | 0 | esc | 0.00097009 | 3.0885e-10 | 0.00097009 | 3.0885e-10
[79 empty] | WLDFR | HFTD - Distribution - Tier 3 - 4QU CoRE ¦ 5QU LoRE | Seismic - Non-Red Flag Warning - Catastrophic Fires | 2063 | 8.848e-14 | 31471.2268 | 690.4653 | 19927.4643 | 10853.2973 | 0 | 2.4224e-10 | 2.7846e-09 | 0 | 2.7846e-09 | 8.9546e-07 | 1.817e-06 | 0 | 1.817e-06 | 1.4809e-05 | 0 | 1.4809e-05 | 3.2461e-05 | 0 | 3.2461e-05 | [17 empty] | 7.3.3.17.5 (Remote Grid) Updates to grid topology to minimize risk of ignition in HFTDs Remote GridWLDFRContact from objectAggregated | WLDFR | HFTD - Distribution - Tier 2 - 3QU CoRE ¦ 5QU LoRE | Non-Red Flag Warning - Destructive Fires | Contact from object | Aggregated | 2029 | 3.1837e-07 | 715.8465 | 0.0002279 | 2029 | Mitigation | 0.95 | 45 | 0 | esc | 0.00097009 | 3.0885e-10 | 0.00097009 | 3.0885e-10
[79 empty] | WLDFR | HFTD - Distribution - Tier 3 - 4QU CoRE ¦ 5QU LoRE | Seismic - Non-Red Flag Warning - Catastrophic Fires | 2064 | 8.848e-14 | 31471.2268 | 690.4653 | 19927.4643 | 10853.2973 | 0 | 2.4224e-10 | 2.7846e-09 | 0 | 2.7846e-09 | 8.9546e-07 | 1.817e-06 | 0 | 1.817e-06 | 1.4809e-05 | 0 | 1.4809e-05 | 3.2461e-05 | 0 | 3.2461e-05 | [17 empty] | 7.3.3.17.5 (Remote Grid) Updates to grid topology to minimize risk of ignition in HFTDs Remote GridWLDFRContact from objectAggregated | WLDFR | HFTD - Distribution - Tier 2 - 3QU CoRE ¦ 5QU LoRE | Non-Red Flag Warning - Destructive Fires | Contact from object | Aggregated | 2030 | 3.1837e-07 | 715.8465 | 0.0002279 | 2030 | Mitigation | 0.95 | 45 | 0 | esc | 0.00097009 | 3.0885e-10 | 0.00097009 | 3.0885e-10
[79 empty] | WLDFR | HFTD - Distribution - Tier 3 - 4QU CoRE ¦ 5QU LoRE | Seismic - Non-Red Flag Warning - Catastrophic Fires | 2065 | 8.848e-14 | 31471.2268 | 690.4653 | 19927.4643 | 10853.2973 | 0 | 2.4224e-10 | 2.7846e-09 | 0 | 2.7846e-09 | 8.9546e-07 | 1.898e-06 | 0 | 1.898e-06 | 1.5468e-05 | 0 | 1.5468e-05 | 3.3907e-05 | 0 | 3.3907e-05 | [17 empty] | 7.3.3.17.5 (Remote Grid) Updates to grid topology to minimize risk of ignition in HFTDs Remote GridWLDFRContact from objectAggregated | WLDFR | HFTD - Distribution - Tier 2 - 3QU CoRE ¦ 5QU LoRE | Non-Red Flag Warning - Destructive Fires | Contact from object | Aggregated | 2031 | 3.1837e-07 | 715.8465 | 0.0002279 | 2031 | Mitigation | 0.95 | 45 | 0 | esc | 0.00097009 | 3.0885e-10 | 0.00097009 | 3.0885e-10
[79 empty] | WLDFR | HFTD - Distribution - Tier 3 - 4QU CoRE ¦ 5QU LoRE | Seismic - Non-Red Flag Warning - Catastrophic Fires | 2066 | 8.848e-14 | 31471.2268 | 690.4653 | 19927.4643 | 10853.2973 | 0 | 2.4224e-10 | 2.7846e-09 | 0 | 2.7846e-09 | 8.9546e-07 | 1.898e-06 | 0 | 1.898e-06 | 1.5468e-05 | 0 | 1.5468e-05 | 3.3907e-05 | 0 | 3.3907e-05 | [17 empty] | 7.3.3.17.5 (Remote Grid) Updates to grid topology to minimize risk of ignition in HFTDs Remote GridWLDFRContact from objectAggregated | WLDFR | HFTD - Distribution - Tier 2 - 3QU CoRE ¦ 5QU LoRE | Non-Red Flag Warning - Destructive Fires | Contact from object | Aggregated | 2032 | 3.1837e-07 | 715.8465 | 0.0002279 | 2032 | Mitigation | 0.95 | 45 | 0 | esc | 0.00097009 | 3.0885e-10 | 0.00097009 | 3.0885e-10
[79 empty] | WLDFR | HFTD - Distribution - Tier 3 - 4QU CoRE ¦ 5QU LoRE | Seismic - Red Flag Warning - Catastrophic Fires | 2022 | 3.8152e-12 | 21083.8428 | 409.2237 | 13469.0878 | 7205.5313 | 0 | 1.0445e-08 | 8.0439e-08 | 0 | 8.0439e-08 | 4.6475e-07 | 1.898e-06 | 0 | 1.898e-06 | 1.5468e-05 | 0 | 1.5468e-05 | 3.3907e-05 | 0 | 3.3907e-05 | [17 empty] | 7.3.3.17.5 (Remote Grid) Updates to grid topology to minimize risk of ignition in HFTDs Remote GridWLDFRContact from objectAggregated | WLDFR | HFTD - Distribution - Tier 2 - 3QU CoRE ¦ 5QU LoRE | Non-Red Flag Warning - Destructive Fires | Contact from object | Aggregated | 2033 | 3.1837e-07 | 715.8465 | 0.0002279 | 2033 | Mitigation | 0.95 | 45 | 0 | esc | 0.00097009 | 3.0885e-10 | 0.00097009 | 3.0885e-10
[79 empty] | WLDFR | HFTD - Distribution - Tier 3 - 4QU CoRE ¦ 5QU LoRE | Seismic - Red Flag Warning - Catastrophic Fires | 2023 | 3.8152e-12 | 21835.9781 | 428.6023 | 13939.561 | 7467.8148 | 0 | 1.0445e-08 | 8.3309e-08 | 0 | 8.3309e-08 | 4.8173e-07 | 1.898e-06 | 0 | 1.898e-06 | 1.5468e-05 | 0 | 1.5468e-05 | 3.3907e-05 | 0 | 3.3907e-05 | [17 empty] | 7.3.3.17.5 (Remote Grid) Updates to grid topology to minimize risk of ignition in HFTDs Remote GridWLDFRContact from objectAggregated | WLDFR | HFTD - Distribution - Tier 2 - 3QU CoRE ¦ 5QU LoRE | Non-Red Flag Warning - Destructive Fires | Contact from object | Aggregated | 2034 | 3.1837e-07 | 715.8465 | 0.0002279 | 2034 | Mitigation | 0.95 | 45 | 0 | esc | 0.00097009 | 3.0885e-10 | 0.00097009 | 3.0885e-10
[79 empty] | WLDFR | HFTD - Distribution - Tier 3 - 4QU CoRE ¦ 5QU LoRE | Seismic - Red Flag Warning - Catastrophic Fires | 2024 | 3.8152e-12 | 21835.9781 | 428.6023 | 13939.561 | 7467.8148 | 0 | 1.0445e-08 | 8.3309e-08 | 0 | 8.3309e-08 | 4.8173e-07 | 1.898e-06 | 0 | 1.898e-06 | 1.5468e-05 | 0 | 1.5468e-05 | 3.3907e-05 | 0 | 3.3907e-05 | [17 empty] | 7.3.3.17.5 (Remote Grid) Updates to grid topology to minimize risk of ignition in HFTDs Remote GridWLDFRContact from objectAggregated | WLDFR | HFTD - Distribution - Tier 2 - 3QU CoRE ¦ 5QU LoRE | Non-Red Flag Warning - Destructive Fires | Contact from object | Aggregated | 2035 | 3.1837e-07 | 715.8465 | 0.0002279 | 2035 | Mitigation | 0.95 | 45 | 0 | esc | 0.00097009 | 3.0885e-10 | 0.00097009 | 3.0885e-10
[79 empty] | WLDFR | HFTD - Distribution - Tier 3 - 4QU CoRE ¦ 5QU LoRE | Seismic - Red Flag Warning - Catastrophic Fires | 2025 | 3.8152e-12 | 21835.9781 | 428.6023 | 13939.561 | 7467.8148 | 0 | 1.0445e-08 | 8.3309e-08 | 0 | 8.3309e-08 | 4.8173e-07 | 1.9879e-06 | 0 | 1.9879e-06 | 1.6202e-05 | 0 | 1.6202e-05 | 3.5514e-05 | 0 | 3.5514e-05 | [17 empty] | 7.3.3.17.5 (Remote Grid) Updates to grid topology to minimize risk of ignition in HFTDs Remote GridWLDFRContact from objectAggregated | WLDFR | HFTD - Distribution - Tier 2 - 3QU CoRE ¦ 5QU LoRE | Non-Red Flag Warning - Destructive Fires | Contact from object | Aggregated | 2036 | 3.1837e-07 | 715.8465 | 0.0002279 | 2036 | Mitigation | 0.95 | 45 | 0 | esc | 0.00097009 | 3.0885e-10 | 0.00097009 | 3.0885e-10
[79 empty] | WLDFR | HFTD - Distribution - Tier 3 - 4QU CoRE ¦ 5QU LoRE | Seismic - Red Flag Warning - Catastrophic Fires | 2026 | 3.8152e-12 | 21835.9781 | 428.6023 | 13939.561 | 7467.8148 | 0 | 1.0445e-08 | 8.3309e-08 | 0 | 8.3309e-08 | 4.8173e-07 | 1.9879e-06 | 0 | 1.9879e-06 | 1.6202e-05 | 0 | 1.6202e-05 | 3.5514e-05 | 0 | 3.5514e-05 | [17 empty] | 7.3.3.17.5 (Remote Grid) Updates to grid topology to minimize risk of ignition in HFTDs Remote GridWLDFRContact from objectAggregated | WLDFR | HFTD - Distribution - Tier 2 - 3QU CoRE ¦ 5QU LoRE | Non-Red Flag Warning - Destructive Fires | Contact from object | Aggregated | 2037 | 3.1837e-07 | 715.8465 | 0.0002279 | 2037 | Mitigation | 0.95 | 45 | 0 | esc | 0.00097009 | 3.0885e-10 | 0.00097009 | 3.0885e-10
[79 empty] | WLDFR | HFTD - Distribution - Tier 3 - 4QU CoRE ¦ 5QU LoRE | Seismic - Red Flag Warning - Catastrophic Fires | 2027 | 3.8152e-12 | 21835.9781 | 428.6023 | 13939.561 | 7467.8148 | 0 | 1.0445e-08 | 8.3309e-08 | 0 | 8.3309e-08 | 4.8173e-07 | 1.9879e-06 | 0 | 1.9879e-06 | 1.6202e-05 | 0 | 1.6202e-05 | 3.5514e-05 | 0 | 3.5514e-05 | [17 empty] | 7.3.3.17.5 (Remote Grid) Updates to grid topology to minimize risk of ignition in HFTDs Remote GridWLDFRContact from objectAggregated | WLDFR | HFTD - Distribution - Tier 2 - 3QU CoRE ¦ 5QU LoRE | Non-Red Flag Warning - Destructive Fires | Contact from object | Aggregated | 2038 | 3.1837e-07 | 715.8465 | 0.0002279 | 2038 | Mitigation | 0.95 | 45 | 0 | esc | 0.00097009 | 3.0885e-10 | 0.00097009 | 3.0885e-10
[79 empty] | WLDFR | HFTD - Distribution - Tier 3 - 4QU CoRE ¦ 5QU LoRE | Seismic - Red Flag Warning - Catastrophic Fires | 2028 | 3.8152e-12 | 22783.187 | 453.261 | 14531.3357 | 7798.5904 | 0 | 1.0445e-08 | 8.6923e-08 | 0 | 8.6923e-08 | 5.0311e-07 | 1.9879e-06 | 0 | 1.9879e-06 | 1.6202e-05 | 0 | 1.6202e-05 | 3.5514e-05 | 0 | 3.5514e-05 | [17 empty] | 7.3.3.17.5 (Remote Grid) Updates to grid topology to minimize risk of ignition in HFTDs Remote GridWLDFRContact from objectAggregated | WLDFR | HFTD - Distribution - Tier 2 - 3QU CoRE ¦ 5QU LoRE | Non-Red Flag Warning - Destructive Fires | Contact from object | Aggregated | 2039 | 3.1837e-07 | 715.8465 | 0.0002279 | 2039 | Mitigation | 0.95 | 45 | 0 | esc | 0.00097009 | 3.0885e-10 | 0.00097009 | 3.0885e-10
[79 empty] | WLDFR | HFTD - Distribution - Tier 3 - 4QU CoRE ¦ 5QU LoRE | Seismic - Red Flag Warning - Catastrophic Fires | 2029 | 3.8152e-12 | 22783.187 | 453.261 | 14531.3357 | 7798.5904 | 0 | 1.0445e-08 | 8.6923e-08 | 0 | 8.6923e-08 | 5.0311e-07 | 1.9879e-06 | 0 | 1.9879e-06 | 1.6202e-05 | 0 | 1.6202e-05 | 3.5514e-05 | 0 | 3.5514e-05 | [17 empty] | 7.3.3.17.5 (Remote Grid) Updates to grid topology to minimize risk of ignition in HFTDs Remote GridWLDFRContact from objectAggregated | WLDFR | HFTD - Distribution - Tier 2 - 3QU CoRE ¦ 5QU LoRE | Non-Red Flag Warning - Destructive Fires | Contact from object | Aggregated | 2040 | 3.1837e-07 | 715.8465 | 0.0002279 | 2040 | Mitigation | 0.95 | 45 | 0 | esc | 0.00097009 | 3.0885e-10 | 0.00097009 | 3.0885e-10
[79 empty] | WLDFR | HFTD - Distribution - Tier 3 - 4QU CoRE ¦ 5QU LoRE | Seismic - Red Flag Warning - Catastrophic Fires | 2030 | 3.8152e-12 | 22783.187 | 453.261 | 14531.3357 | 7798.5904 | 0 | 1.0445e-08 | 8.6923e-08 | 0 | 8.6923e-08 | 5.0311e-07 | 2.0856e-06 | 0 | 2.0856e-06 | 1.6998e-05 | 0 | 1.6998e-05 | 3.7259e-05 | 0 | 3.7259e-05 | [17 empty] | 7.3.3.17.5 (Remote Grid) Updates to grid topology to minimize risk of ignition in HFTDs Remote GridWLDFRContact from objectAggregated | WLDFR | HFTD - Distribution - Tier 2 - 3QU CoRE ¦ 5QU LoRE | Non-Red Flag Warning - Destructive Fires | Contact from object | Aggregated | 2041 | 3.1837e-07 | 715.8465 | 0.0002279 | 2041 | Mitigation | 0.95 | 45 | 0 | esc | 0.00097009 | 3.0885e-10 | 0.00097009 | 3.0885e-10
[79 empty] | WLDFR | HFTD - Distribution - Tier 3 - 4QU CoRE ¦ 5QU LoRE | Seismic - Red Flag Warning - Catastrophic Fires | 2031 | 3.8152e-12 | 22783.187 | 453.261 | 14531.3357 | 7798.5904 | 0 | 1.0445e-08 | 8.6923e-08 | 0 | 8.6923e-08 | 5.0311e-07 | 2.0856e-06 | 0 | 2.0856e-06 | 1.6998e-05 | 0 | 1.6998e-05 | 3.7259e-05 | 0 | 3.7259e-05 | [17 empty] | 7.3.3.17.5 (Remote Grid) Updates to grid topology to minimize risk of ignition in HFTDs Remote GridWLDFRContact from objectAggregated | WLDFR | HFTD - Distribution - Tier 2 - 3QU CoRE ¦ 5QU LoRE | Non-Red Flag Warning - Destructive Fires | Contact from object | Aggregated | 2042 | 3.1837e-07 | 715.8465 | 0.0002279 | 2042 | Mitigation | 0.95 | 45 | 0 | esc | 0.00097009 | 3.0885e-10 | 0.00097009 | 3.0885e-10
[79 empty] | WLDFR | HFTD - Distribution - Tier 3 - 4QU CoRE ¦ 5QU LoRE | Seismic - Red Flag Warning - Catastrophic Fires | 2032 | 3.8152e-12 | 22783.187 | 453.261 | 14531.3357 | 7798.5904 | 0 | 1.0445e-08 | 8.6923e-08 | 0 | 8.6923e-08 | 5.0311e-07 | 2.0856e-06 | 0 | 2.0856e-06 | 1.6998e-05 | 0 | 1.6998e-05 | 3.7259e-05 | 0 | 3.7259e-05 | [17 empty] | 7.3.3.17.5 (Remote Grid) Updates to grid topology to minimize risk of ignition in HFTDs Remote GridWLDFRContact from objectAggregated | WLDFR | HFTD - Distribution - Tier 2 - 3QU CoRE ¦ 5QU LoRE | Non-Red Flag Warning - Destructive Fires | Contact from object | Aggregated | 2043 | 3.1837e-07 | 715.8465 | 0.0002279 | 2043 | Mitigation | 0.95 | 45 | 0 | esc | 0.00097009 | 3.0885e-10 | 0.00097009 | 3.0885e-10
[79 empty] | WLDFR | HFTD - Distribution - Tier 3 - 4QU CoRE ¦ 5QU LoRE | Seismic - Red Flag Warning - Catastrophic Fires | 2033 | 3.8152e-12 | 23835.2641 | 480.9649 | 15187.7294 | 8166.5698 | 0 | 1.0445e-08 | 9.0936e-08 | 0 | 9.0936e-08 | 5.2685e-07 | 2.0856e-06 | 0 | 2.0856e-06 | 1.6998e-05 | 0 | 1.6998e-05 | 3.7259e-05 | 0 | 3.7259e-05 | [17 empty] | 7.3.3.17.5 (Remote Grid) Updates to grid topology to minimize risk of ignition in HFTDs Remote GridWLDFRContact from objectAggregated | WLDFR | HFTD - Distribution - Tier 2 - 3QU CoRE ¦ 5QU LoRE | Non-Red Flag Warning - Destructive Fires | Contact from object | Aggregated | 2044 | 3.1837e-07 | 715.8465 | 0.0002279 | 2044 | Mitigation | 0.95 | 45 | 0 | esc | 0.00097009 | 3.0885e-10 | 0.00097009 | 3.0885e-10
[79 empty] | WLDFR | HFTD - Distribution - Tier 3 - 4QU CoRE ¦ 5QU LoRE | Seismic - Red Flag Warning - Catastrophic Fires | 2034 | 3.8152e-12 | 23835.2641 | 480.9649 | 15187.7294 | 8166.5698 | 0 | 1.0445e-08 | 9.0936e-08 | 0 | 9.0936e-08 | 5.2685e-07 | 2.0856e-06 | 0 | 2.0856e-06 | 1.6998e-05 | 0 | 1.6998e-05 | 3.7259e-05 | 0 | 3.7259e-05 | [17 empty] | 7.3.3.17.5 (Remote Grid) Updates to grid topology to minimize risk of ignition in HFTDs Remote GridWLDFRContact from objectAggregated | WLDFR | HFTD - Distribution - Tier 2 - 3QU CoRE ¦ 5QU LoRE | Non-Red Flag Warning - Destructive Fires | Contact from object | Aggregated | 2045 | 3.1837e-07 | 715.8465 | 0.0002279 | 2045 | Mitigation | 0.95 | 45 | 0 | esc | 0.00097009 | 3.0885e-10 | 0.00097009 | 3.0885e-10
[79 empty] | WLDFR | HFTD - Distribution - Tier 3 - 4QU CoRE ¦ 5QU LoRE | Seismic - Red Flag Warning - Catastrophic Fires | 2035 | 3.8152e-12 | 23835.2641 | 480.9649 | 15187.7294 | 8166.5698 | 0 | 1.0445e-08 | 9.0936e-08 | 0 | 9.0936e-08 | 5.2685e-07 | 2.1896e-06 | 0 | 2.1896e-06 | 1.7846e-05 | 0 | 1.7846e-05 | 3.9118e-05 | 0 | 3.9118e-05 | [17 empty] | 7.3.3.17.5 (Remote Grid) Updates to grid topology to minimize risk of ignition in HFTDs Remote GridWLDFRContact from objectAggregated | WLDFR | HFTD - Distribution - Tier 2 - 3QU CoRE ¦ 5QU LoRE | Non-Red Flag Warning - Destructive Fires | Contact from object | Aggregated | 2046 | 3.1837e-07 | 715.8465 | 0.0002279 | 2046 | Mitigation | 0.95 | 45 | 0 | esc | 0.00097009 | 3.0885e-10 | 0.00097009 | 3.0885e-10
[79 empty] | WLDFR | HFTD - Distribution - Tier 3 - 4QU CoRE ¦ 5QU LoRE | Seismic - Red Flag Warning - Catastrophic Fires | 2036 | 3.8152e-12 | 23835.2641 | 480.9649 | 15187.7294 | 8166.5698 | 0 | 1.0445e-08 | 9.0936e-08 | 0 | 9.0936e-08 | 5.2685e-07 | 2.1896e-06 | 0 | 2.1896e-06 | 1.7846e-05 | 0 | 1.7846e-05 | 3.9118e-05 | 0 | 3.9118e-05 | [17 empty] | 7.3.3.17.5 (Remote Grid) Updates to grid topology to minimize risk of ignition in HFTDs Remote GridWLDFRContact from objectAggregated | WLDFR | HFTD - Distribution - Tier 2 - 3QU CoRE ¦ 5QU LoRE | Non-Red Flag Warning - Destructive Fires | Contact from object | Aggregated | 2047 | 3.1837e-07 | 715.8465 | 0.0002279 | 2047 | Mitigation | 0.95 | 45 | 0 | esc | 0.00097009 | 3.0885e-10 | 0.00097009 | 3.0885e-10
[79 empty] | WLDFR | HFTD - Distribution - Tier 3 - 4QU CoRE ¦ 5QU LoRE | Seismic - Red Flag Warning - Catastrophic Fires | 2037 | 3.8152e-12 | 23835.2641 | 480.9649 | 15187.7294 | 8166.5698 | 0 | 1.0445e-08 | 9.0936e-08 | 0 | 9.0936e-08 | 5.2685e-07 | 2.1896e-06 | 0 | 2.1896e-06 | 1.7846e-05 | 0 | 1.7846e-05 | 3.9118e-05 | 0 | 3.9118e-05 | [17 empty] | 7.3.3.17.5 (Remote Grid) Updates to grid topology to minimize risk of ignition in HFTDs Remote GridWLDFRContact from objectAggregated | WLDFR | HFTD - Distribution - Tier 2 - 3QU CoRE ¦ 5QU LoRE | Non-Red Flag Warning - Destructive Fires | Contact from object | Aggregated | 2048 | 3.1837e-07 | 715.8465 | 0.0002279 | 2048 | Mitigation | 0.95 | 45 | 0 | esc | 0.00097009 | 3.0885e-10 | 0.00097009 | 3.0885e-10
[79 empty] | WLDFR | HFTD - Distribution - Tier 3 - 4QU CoRE ¦ 5QU LoRE | Seismic - Red Flag Warning - Catastrophic Fires | 2038 | 3.8152e-12 | 24976.6418 | 511.3745 | 15898.8237 | 8566.4437 | 0 | 1.0445e-08 | 9.5291e-08 | 0 | 9.5291e-08 | 5.526e-07 | 2.1896e-06 | 0 | 2.1896e-06 | 1.7846e-05 | 0 | 1.7846e-05 | 3.9118e-05 | 0 | 3.9118e-05 | [17 empty] | 7.3.3.17.5 (Remote Grid) Updates to grid topology to minimize risk of ignition in HFTDs Remote GridWLDFRContact from objectAggregated | WLDFR | HFTD - Distribution - Tier 2 - 3QU CoRE ¦ 5QU LoRE | Non-Red Flag Warning - Destructive Fires | Contact from object | Aggregated | 2049 | 3.1837e-07 | 715.8465 | 0.0002279 | 2049 | Mitigation | 0.95 | 45 | 0 | esc | 0.00097009 | 3.0885e-10 | 0.00097009 | 3.0885e-10
[79 empty] | WLDFR | HFTD - Distribution - Tier 3 - 4QU CoRE ¦ 5QU LoRE | Seismic - Red Flag Warning - Catastrophic Fires | 2039 | 3.8152e-12 | 24976.6418 | 511.3745 | 15898.8237 | 8566.4437 | 0 | 1.0445e-08 | 9.5291e-08 | 0 | 9.5291e-08 | 5.526e-07 | 2.1896e-06 | 0 | 2.1896e-06 | 1.7846e-05 | 0 | 1.7846e-05 | 3.9118e-05 | 0 | 3.9118e-05 | [17 empty] | 7.3.3.17.5 (Remote Grid) Updates to grid topology to minimize risk of ignition in HFTDs Remote GridWLDFRContact from objectAggregated | WLDFR | HFTD - Distribution - Tier 2 - 3QU CoRE ¦ 5QU LoRE | Non-Red Flag Warning - Destructive Fires | Contact from object | Aggregated | 2050 | 3.1837e-07 | 715.8465 | 0.0002279 | 2050 | Mitigation | 0.95 | 45 | 0 | esc | 0.00097009 | 3.0885e-10 | 0.00097009 | 3.0885e-10
[79 empty] | WLDFR | HFTD - Distribution - Tier 3 - 4QU CoRE ¦ 5QU LoRE | Seismic - Red Flag Warning - Catastrophic Fires | 2040 | 3.8152e-12 | 24976.6418 | 511.3745 | 15898.8237 | 8566.4437 | 0 | 1.0445e-08 | 9.5291e-08 | 0 | 9.5291e-08 | 5.526e-07 | 2.2987e-06 | 0 | 2.2987e-06 | 1.8734e-05 | 0 | 1.8734e-05 | 4.1066e-05 | 0 | 4.1066e-05 | [17 empty] | 7.3.3.17.5 (Remote Grid) Updates to grid topology to minimize risk of ignition in HFTDs Remote GridWLDFRContact from objectAggregated | WLDFR | HFTD - Distribution - Tier 2 - 3QU CoRE ¦ 5QU LoRE | Non-Red Flag Warning - Destructive Fires | Contact from object | Aggregated | 2051 | 3.1837e-07 | 715.8465 | 0.0002279 | 2051 | Mitigation | 0.95 | 45 | 0 | esc | 0.00097009 | 3.0885e-10 | 0.00097009 | 3.0885e-10
[79 empty] | WLDFR | HFTD - Distribution - Tier 3 - 4QU CoRE ¦ 5QU LoRE | Seismic - Red Flag Warning - Catastrophic Fires | 2041 | 3.8152e-12 | 24976.6418 | 511.3745 | 15898.8237 | 8566.4437 | 0 | 1.0445e-08 | 9.5291e-08 | 0 | 9.5291e-08 | 5.526e-07 | 2.2987e-06 | 0 | 2.2987e-06 | 1.8734e-05 | 0 | 1.8734e-05 | 4.1066e-05 | 0 | 4.1066e-05 | [17 empty] | 7.3.3.17.5 (Remote Grid) Updates to grid topology to minimize risk of ignition in HFTDs Remote GridWLDFRContact from objectAggregated | WLDFR | HFTD - Distribution - Tier 2 - 3QU CoRE ¦ 5QU LoRE | Non-Red Flag Warning - Destructive Fires | Contact from object | Aggregated | 2052 | 3.1837e-07 | 715.8465 | 0.0002279 | 2052 | Mitigation | 0.95 | 45 | 0 | esc | 0.00097009 | 3.0885e-10 | 0.00097009 | 3.0885e-10
[79 empty] | WLDFR | HFTD - Distribution - Tier 3 - 4QU CoRE ¦ 5QU LoRE | Seismic - Red Flag Warning - Catastrophic Fires | 2042 | 3.8152e-12 | 24976.6418 | 511.3745 | 15898.8237 | 8566.4437 | 0 | 1.0445e-08 | 9.5291e-08 | 0 | 9.5291e-08 | 5.526e-07 | 2.2987e-06 | 0 | 2.2987e-06 | 1.8734e-05 | 0 | 1.8734e-05 | 4.1066e-05 | 0 | 4.1066e-05 | [17 empty] | 7.3.3.17.5 (Remote Grid) Updates to grid topology to minimize risk of ignition in HFTDs Remote GridWLDFRContact from objectAggregated | WLDFR | HFTD - Distribution - Tier 2 - 3QU CoRE ¦ 5QU LoRE | Non-Red Flag Warning - Destructive Fires | Contact from object | Aggregated | 2053 | 3.1837e-07 | 715.8465 | 0.0002279 | 2053 | Mitigation | 0.95 | 45 | 0 | esc | 0.00097009 | 3.0885e-10 | 0.00097009 | 3.0885e-10
[79 empty] | WLDFR | HFTD - Distribution - Tier 3 - 4QU CoRE ¦ 5QU LoRE | Seismic - Red Flag Warning - Catastrophic Fires | 2043 | 3.8152e-12 | 26191.7278 | 544.1291 | 16654.7414 | 8992.8573 | 0 | 1.0445e-08 | 9.9927e-08 | 0 | 9.9927e-08 | 5.8e-07 | 2.2987e-06 | 0 | 2.2987e-06 | 1.8734e-05 | 0 | 1.8734e-05 | 4.1066e-05 | 0 | 4.1066e-05 | [17 empty] | 7.3.3.17.5 (Remote Grid) Updates to grid topology to minimize risk of ignition in HFTDs Remote GridWLDFRContact from objectAggregated | WLDFR | HFTD - Distribution - Tier 2 - 3QU CoRE ¦ 5QU LoRE | Non-Red Flag Warning - Destructive Fires | Contact from object | Aggregated | 2054 | 3.1837e-07 | 715.8465 | 0.0002279 | 2054 | Mitigation | 0.95 | 45 | 0 | esc | 0.00097009 | 3.0885e-10 | 0.00097009 | 3.0885e-10
[79 empty] | WLDFR | HFTD - Distribution - Tier 3 - 4QU CoRE ¦ 5QU LoRE | Seismic - Red Flag Warning - Catastrophic Fires | 2044 | 3.8152e-12 | 26191.7278 | 544.1291 | 16654.7414 | 8992.8573 | 0 | 1.0445e-08 | 9.9927e-08 | 0 | 9.9927e-08 | 5.8e-07 | 2.2987e-06 | 0 | 2.2987e-06 | 1.8734e-05 | 0 | 1.8734e-05 | 4.1066e-05 | 0 | 4.1066e-05 | [17 empty] | 7.3.3.17.5 (Remote Grid) Updates to grid topology to minimize risk of ignition in HFTDs Remote GridWLDFRContact from objectAggregated | WLDFR | HFTD - Distribution - Tier 2 - 3QU CoRE ¦ 5QU LoRE | Non-Red Flag Warning - Destructive Fires | Contact from object | Aggregated | 2055 | 3.1837e-07 | 715.8465 | 0.0002279 | 2055 | Mitigation | 0.95 | 45 | 0 | esc | 0.00097009 | 3.0885e-10 | 0.00097009 | 3.0885e-10
[79 empty] | WLDFR | HFTD - Distribution - Tier 3 - 4QU CoRE ¦ 5QU LoRE | Seismic - Red Flag Warning - Catastrophic Fires | 2045 | 3.8152e-12 | 26191.7278 | 544.1291 | 16654.7414 | 8992.8573 | 0 | 1.0445e-08 | 9.9927e-08 | 0 | 9.9927e-08 | 5.8e-07 | 2.4114e-06 | 0 | 2.4114e-06 | 1.9653e-05 | 0 | 1.9653e-05 | 4.308e-05 | 0 | 4.308e-05 | [17 empty] | 7.3.3.17.5 (Remote Grid) Updates to grid topology to minimize risk of ignition in HFTDs Remote GridWLDFRContact from objectAggregated | WLDFR | HFTD - Distribution - Tier 2 - 3QU CoRE ¦ 5QU LoRE | Non-Red Flag Warning - Destructive Fires | Contact from object | Aggregated | 2056 | 3.1837e-07 | 715.8465 | 0.0002279 | 2056 | Mitigation | 0.95 | 45 | 0 | esc | 0.00097009 | 3.0885e-10 | 0.00097009 | 3.0885e-10
[79 empty] | WLDFR | HFTD - Distribution - Tier 3 - 4QU CoRE ¦ 5QU LoRE | Seismic - Red Flag Warning - Catastrophic Fires | 2046 | 3.8152e-12 | 26191.7278 | 544.1291 | 16654.7414 | 8992.8573 | 0 | 1.0445e-08 | 9.9927e-08 | 0 | 9.9927e-08 | 5.8e-07 | 2.4114e-06 | 0 | 2.4114e-06 | 1.9653e-05 | 0 | 1.9653e-05 | 4.308e-05 | 0 | 4.308e-05 | [17 empty] | 7.3.3.17.5 (Remote Grid) Updates to grid topology to minimize risk of ignition in HFTDs Remote GridWLDFRContact from objectAggregated | WLDFR | HFTD - Distribution - Tier 2 - 3QU CoRE ¦ 5QU LoRE | Non-Red Flag Warning - Destructive Fires | Contact from object | Aggregated | 2057 | 3.1837e-07 | 715.8465 | 0.0002279 | 2057 | Mitigation | 0.95 | 45 | 0 | esc | 0.00097009 | 3.0885e-10 | 0.00097009 | 3.0885e-10
[79 empty] | WLDFR | HFTD - Distribution - Tier 3 - 4QU CoRE ¦ 5QU LoRE | Seismic - Red Flag Warning - Catastrophic Fires | 2047 | 3.8152e-12 | 26191.7278 | 544.1291 | 16654.7414 | 8992.8573 | 0 | 1.0445e-08 | 9.9927e-08 | 0 | 9.9927e-08 | 5.8e-07 | 2.4114e-06 | 0 | 2.4114e-06 | 1.9653e-05 | 0 | 1.9653e-05 | 4.308e-05 | 0 | 4.308e-05 | [17 empty] | 7.3.3.17.5 (Remote Grid) Updates to grid topology to minimize risk of ignition in HFTDs Remote GridWLDFRContact from objectAggregated | WLDFR | HFTD - Distribution - Tier 2 - 3QU CoRE ¦ 5QU LoRE | Non-Red Flag Warning - Destructive Fires | Contact from object | Aggregated | 2058 | 3.1837e-07 | 715.8465 | 0.0002279 | 2058 | Mitigation | 0.95 | 45 | 0 | esc | 0.00097009 | 3.0885e-10 | 0.00097009 | 3.0885e-10
[79 empty] | WLDFR | HFTD - Distribution - Tier 3 - 4QU CoRE ¦ 5QU LoRE | Seismic - Red Flag Warning - Catastrophic Fires | 2048 | 3.8152e-12 | 27464.7227 | 578.8407 | 17445.538 | 9440.3441 | 0 | 1.0445e-08 | 1.0478e-07 | 0 | 1.0478e-07 | 6.087e-07 | 2.4114e-06 | 0 | 2.4114e-06 | 1.9653e-05 | 0 | 1.9653e-05 | 4.308e-05 | 0 | 4.308e-05 | [17 empty] | 7.3.3.17.5 (Remote Grid) Updates to grid topology to minimize risk of ignition in HFTDs Remote GridWLDFRContact from objectAggregated | WLDFR | HFTD - Distribution - Tier 2 - 3QU CoRE ¦ 5QU LoRE | Non-Red Flag Warning - Destructive Fires | Contact from object | Aggregated | 2059 | 3.1837e-07 | 715.8465 | 0.0002279 | 2059 | Mitigation | 0.95 | 45 | 0 | esc | 0.00097009 | 3.0885e-10 | 0.00097009 | 3.0885e-10
[79 empty] | WLDFR | HFTD - Distribution - Tier 3 - 4QU CoRE ¦ 5QU LoRE | Seismic - Red Flag Warning - Catastrophic Fires | 2049 | 3.8152e-12 | 27464.7227 | 578.8407 | 17445.538 | 9440.3441 | 0 | 1.0445e-08 | 1.0478e-07 | 0 | 1.0478e-07 | 6.087e-07 | 2.4114e-06 | 0 | 2.4114e-06 | 1.9653e-05 | 0 | 1.9653e-05 | 4.308e-05 | 0 | 4.308e-05 | [17 empty] | 7.3.3.17.5 (Remote Grid) Updates to grid topology to minimize risk of ignition in HFTDs Remote GridWLDFRContact from objectAggregated | WLDFR | HFTD - Distribution - Tier 2 - 3QU CoRE ¦ 5QU LoRE | Non-Red Flag Warning - Destructive Fires | Contact from object | Aggregated | 2060 | 3.1837e-07 | 715.8465 | 0.0002279 | 2060 | Mitigation | 0.95 | 45 | 0 | esc | 0.00097009 | 3.0885e-10 | 0.00097009 | 3.0885e-10
[79 empty] | WLDFR | HFTD - Distribution - Tier 3 - 4QU CoRE ¦ 5QU LoRE | Seismic - Red Flag Warning - Catastrophic Fires | 2050 | 3.8152e-12 | 27464.7227 | 578.8407 | 17445.538 | 9440.3441 | 0 | 1.0445e-08 | 1.0478e-07 | 0 | 1.0478e-07 | 6.087e-07 | 2.5264e-06 | 0 | 2.5264e-06 | 2.0591e-05 | 0 | 2.0591e-05 | 4.5135e-05 | 0 | 4.5135e-05 | [17 empty] | 7.3.3.17.5 (Remote Grid) Updates to grid topology to minimize risk of ignition in HFTDs Remote GridWLDFRContact from objectAggregated | WLDFR | HFTD - Distribution - Tier 2 - 3QU CoRE ¦ 5QU LoRE | Non-Red Flag Warning - Destructive Fires | Contact from object | Aggregated | 2061 | 3.1837e-07 | 715.8465 | 0.0002279 | 2061 | Mitigation | 0.95 | 45 | 0 | esc | 0.00097009 | 3.0885e-10 | 0.00097009 | 3.0885e-10
[79 empty] | WLDFR | HFTD - Distribution - Tier 3 - 4QU CoRE ¦ 5QU LoRE | Seismic - Red Flag Warning - Catastrophic Fires | 2051 | 3.8152e-12 | 27464.7227 | 578.8407 | 17445.538 | 9440.3441 | 0 | 1.0445e-08 | 1.0478e-07 | 0 | 1.0478e-07 | 6.087e-07 | 2.5264e-06 | 0 | 2.5264e-06 | 2.0591e-05 | 0 | 2.0591e-05 | 4.5135e-05 | 0 | 4.5135e-05 | [17 empty] | 7.3.3.17.5 (Remote Grid) Updates to grid topology to minimize risk of ignition in HFTDs Remote GridWLDFRContact from objectAggregated | WLDFR | HFTD - Distribution - Tier 2 - 3QU CoRE ¦ 5QU LoRE | Non-Red Flag Warning - Destructive Fires | Contact from object | Aggregated | 2062 | 3.1837e-07 | 715.8465 | 0.0002279 | 2062 | Mitigation | 0.95 | 45 | 0 | esc | 0.00097009 | 3.0885e-10 | 0.00097009 | 3.0885e-10
[79 empty] | WLDFR | HFTD - Distribution - Tier 3 - 4QU CoRE ¦ 5QU LoRE | Seismic - Red Flag Warning - Catastrophic Fires | 2052 | 3.8152e-12 | 27464.7227 | 578.8407 | 17445.538 | 9440.3441 | 0 | 1.0445e-08 | 1.0478e-07 | 0 | 1.0478e-07 | 6.087e-07 | 2.5264e-06 | 0 | 2.5264e-06 | 2.0591e-05 | 0 | 2.0591e-05 | 4.5135e-05 | 0 | 4.5135e-05 | [17 empty] | 7.3.3.17.5 (Remote Grid) Updates to grid topology to minimize risk of ignition in HFTDs Remote GridWLDFRContact from objectAggregated | WLDFR | HFTD - Distribution - Tier 2 - 3QU CoRE ¦ 5QU LoRE | Non-Red Flag Warning - Destructive Fires | Contact from object | Aggregated | 2063 | 3.1837e-07 | 715.8465 | 0.0002279 | 2063 | Mitigation | 0.95 | 45 | 0 | esc | 0.00097009 | 3.0885e-10 | 0.00097009 | 3.0885e-10
[79 empty] | WLDFR | HFTD - Distribution - Tier 3 - 4QU CoRE ¦ 5QU LoRE | Seismic - Red Flag Warning - Catastrophic Fires | 2053 | 3.8152e-12 | 28779.6694 | 615.0952 | 18261.2327 | 9903.3415 | 0 | 1.0445e-08 | 1.098e-07 | 0 | 1.098e-07 | 6.3833e-07 | 2.5264e-06 | 0 | 2.5264e-06 | 2.0591e-05 | 0 | 2.0591e-05 | 4.5135e-05 | 0 | 4.5135e-05 | [17 empty] | 7.3.3.17.5 (Remote Grid) Updates to grid topology to minimize risk of ignition in HFTDs Remote GridWLDFRContact from objectAggregated | WLDFR | HFTD - Distribution - Tier 2 - 3QU CoRE ¦ 5QU LoRE | Non-Red Flag Warning - Destructive Fires | Contact from object | Aggregated | 2064 | 3.1837e-07 | 715.8465 | 0.0002279 | 2064 | Mitigation | 0.95 | 45 | 0 | esc | 0.00097009 | 3.0885e-10 | 0.00097009 | 3.0885e-10
[79 empty] | WLDFR | HFTD - Distribution - Tier 3 - 4QU CoRE ¦ 5QU LoRE | Seismic - Red Flag Warning - Catastrophic Fires | 2054 | 3.8152e-12 | 28779.6694 | 615.0952 | 18261.2327 | 9903.3415 | 0 | 1.0445e-08 | 1.098e-07 | 0 | 1.098e-07 | 6.3833e-07 | 2.5264e-06 | 0 | 2.5264e-06 | 2.0591e-05 | 0 | 2.0591e-05 | 4.5135e-05 | 0 | 4.5135e-05 | [17 empty] | 7.3.3.17.5 (Remote Grid) Updates to grid topology to minimize risk of ignition in HFTDs Remote GridWLDFRContact from objectAggregated | WLDFR | HFTD - Distribution - Tier 2 - 3QU CoRE ¦ 5QU LoRE | Non-Red Flag Warning - Destructive Fires | Contact from object | Aggregated | 2065 | 3.1837e-07 | 715.8465 | 0.0002279 | 2065 | Mitigation | 0.95 | 45 | 0 | esc | 0.00097009 | 3.0885e-10 | 0.00097009 | 3.0885e-10
[79 empty] | WLDFR | HFTD - Distribution - Tier 3 - 4QU CoRE ¦ 5QU LoRE | Seismic - Red Flag Warning - Catastrophic Fires | 2055 | 3.8152e-12 | 28779.6694 | 615.0952 | 18261.2327 | 9903.3415 | 0 | 1.0445e-08 | 1.098e-07 | 0 | 1.098e-07 | 6.3833e-07 | 2.6424e-06 | 0 | 2.6424e-06 | 2.1535e-05 | 0 | 2.1535e-05 | 4.7206e-05 | 0 | 4.7206e-05 | [17 empty] | 7.3.3.17.5 (Remote Grid) Updates to grid topology to minimize risk of ignition in HFTDs Remote GridWLDFRContact from objectAggregated | WLDFR | HFTD - Distribution - Tier 2 - 3QU CoRE ¦ 5QU LoRE | Non-Red Flag Warning - Destructive Fires | Contact from object | Aggregated | 2066 | 3.1837e-07 | 715.8465 | 0.0002279 | 2066 | Mitigation | 0.95 | 45 | 0 | esc | 0.00097009 | 3.0885e-10 | 0.00097009 | 3.0885e-10
[79 empty] | WLDFR | HFTD - Distribution - Tier 3 - 4QU CoRE ¦ 5QU LoRE | Seismic - Red Flag Warning - Catastrophic Fires | 2056 | 3.8152e-12 | 28779.6694 | 615.0952 | 18261.2327 | 9903.3415 | 0 | 1.0445e-08 | 1.098e-07 | 0 | 1.098e-07 | 6.3833e-07 | 2.6424e-06 | 0 | 2.6424e-06 | 2.1535e-05 | 0 | 2.1535e-05 | 4.7206e-05 | 0 | 4.7206e-05 | [17 empty] | 7.3.3.17.5 (Remote Grid) Updates to grid topology to minimize risk of ignition in HFTDs Remote GridWLDFRContact from objectAggregated | WLDFR | HFTD - Distribution - Tier 2 - 3QU CoRE ¦ 5QU LoRE | Non-Red Flag Warning - Destructive Fires | Contact from object | Aggregated | 2067 | 3.1837e-07 | 715.8465 | 0.0002279 | 2067 | Mitigation | 0.95 | 45 | 0 | esc | 0 | 0 | 0.00097009 | 3.0885e-10
[79 empty] | WLDFR | HFTD - Distribution - Tier 3 - 4QU CoRE ¦ 5QU LoRE | Seismic - Red Flag Warning - Catastrophic Fires | 2057 | 3.8152e-12 | 28779.6694 | 615.0952 | 18261.2327 | 9903.3415 | 0 | 1.0445e-08 | 1.098e-07 | 0 | 1.098e-07 | 6.3833e-07 | 2.6424e-06 | 0 | 2.6424e-06 | 2.1535e-05 | 0 | 2.1535e-05 | 4.7206e-05 | 0 | 4.7206e-05 | [17 empty] | 7.3.3.17.5 (Remote Grid) Updates to grid topology to minimize risk of ignition in HFTDs Remote GridWLDFRContaminationAggregated | WLDFR | HFTD - Distribution - Tier 2 - 3QU CoRE ¦ 5QU LoRE | Non-Red Flag Warning - Destructive Fires | Contamination | Aggregated | 2022 | 5.9241e-09 | 715.8465 | 4.2408e-06 | 2022 | Mitigation | 0.95 | 45 | 0 | esc | 0.00097009 | 5.7469e-12 | 0 | 0
[79 empty] | WLDFR | HFTD - Distribution - Tier 3 - 4QU CoRE ¦ 5QU LoRE | Seismic - Red Flag Warning - Catastrophic Fires | 2058 | 3.8152e-12 | 30120.5761 | 652.457 | 19091.8834 | 10376.2358 | 0 | 1.0445e-08 | 1.1492e-07 | 0 | 1.1492e-07 | 6.6854e-07 | 2.6424e-06 | 0 | 2.6424e-06 | 2.1535e-05 | 0 | 2.1535e-05 | 4.7206e-05 | 0 | 4.7206e-05 | [17 empty] | 7.3.3.17.5 (Remote Grid) Updates to grid topology to minimize risk of ignition in HFTDs Remote GridWLDFRContaminationAggregated | WLDFR | HFTD - Distribution - Tier 2 - 3QU CoRE ¦ 5QU LoRE | Non-Red Flag Warning - Destructive Fires | Contamination | Aggregated | 2023 | 5.9241e-09 | 715.8465 | 4.2408e-06 | 2023 | Mitigation | 0.95 | 45 | 0 | esc | 0.00097009 | 5.7469e-12 | 0.00097009 | 5.7469e-12
[79 empty] | WLDFR | HFTD - Distribution - Tier 3 - 4QU CoRE ¦ 5QU LoRE | Seismic - Red Flag Warning - Catastrophic Fires | 2059 | 3.8152e-12 | 30120.5761 | 652.457 | 19091.8834 | 10376.2358 | 0 | 1.0445e-08 | 1.1492e-07 | 0 | 1.1492e-07 | 6.6854e-07 | 2.6424e-06 | 0 | 2.6424e-06 | 2.1535e-05 | 0 | 2.1535e-05 | 4.7206e-05 | 0 | 4.7206e-05 | [17 empty] | 7.3.3.17.5 (Remote Grid) Updates to grid topology to minimize risk of ignition in HFTDs Remote GridWLDFRContaminationAggregated | WLDFR | HFTD - Distribution - Tier 2 - 3QU CoRE ¦ 5QU LoRE | Non-Red Flag Warning - Destructive Fires | Contamination | Aggregated | 2024 | 5.9241e-09 | 715.8465 | 4.2408e-06 | 2024 | Mitigation | 0.95 | 45 | 0 | esc | 0.00097009 | 5.7469e-12 | 0.00097009 | 5.7469e-12
[79 empty] | WLDFR | HFTD - Distribution - Tier 3 - 4QU CoRE ¦ 5QU LoRE | Seismic - Red Flag Warning - Catastrophic Fires | 2060 | 3.8152e-12 | 30120.5761 | 652.457 | 19091.8834 | 10376.2358 | 0 | 1.0445e-08 | 1.1492e-07 | 0 | 1.1492e-07 | 6.6854e-07 | 2.7578e-06 | 0 | 2.7578e-06 | 2.2476e-05 | 0 | 2.2476e-05 | 4.9268e-05 | 0 | 4.9268e-05 | [17 empty] | 7.3.3.17.5 (Remote Grid) Updates to grid topology to minimize risk of ignition in HFTDs Remote GridWLDFRContaminationAggregated | WLDFR | HFTD - Distribution - Tier 2 - 3QU CoRE ¦ 5QU LoRE | Non-Red Flag Warning - Destructive Fires | Contamination | Aggregated | 2025 | 5.9241e-09 | 715.8465 | 4.2408e-06 | 2025 | Mitigation | 0.95 | 45 | 0 | esc | 0.00097009 | 5.7469e-12 | 0.00097009 | 5.7469e-12
[79 empty] | WLDFR | HFTD - Distribution - Tier 3 - 4QU CoRE ¦ 5QU LoRE | Seismic - Red Flag Warning - Catastrophic Fires | 2061 | 3.8152e-12 | 30120.5761 | 652.457 | 19091.8834 | 10376.2358 | 0 | 1.0445e-08 | 1.1492e-07 | 0 | 1.1492e-07 | 6.6854e-07 | 2.7578e-06 | 0 | 2.7578e-06 | 2.2476e-05 | 0 | 2.2476e-05 | 4.9268e-05 | 0 | 4.9268e-05 | [17 empty] | 7.3.3.17.5 (Remote Grid) Updates to grid topology to minimize risk of ignition in HFTDs Remote GridWLDFRContaminationAggregated | WLDFR | HFTD - Distribution - Tier 2 - 3QU CoRE ¦ 5QU LoRE | Non-Red Flag Warning - Destructive Fires | Contamination | Aggregated | 2026 | 5.9241e-09 | 715.8465 | 4.2408e-06 | 2026 | Mitigation | 0.95 | 45 | 0 | esc | 0.00097009 | 5.7469e-12 | 0.00097009 | 5.7469e-12
[79 empty] | WLDFR | HFTD - Distribution - Tier 3 - 4QU CoRE ¦ 5QU LoRE | Seismic - Red Flag Warning - Catastrophic Fires | 2062 | 3.8152e-12 | 30120.5761 | 652.457 | 19091.8834 | 10376.2358 | 0 | 1.0445e-08 | 1.1492e-07 | 0 | 1.1492e-07 | 6.6854e-07 | 0 | 0 | 0 | 2.2476e-05 | 0 | 2.2476e-05 | 4.9268e-05 | 0 | 4.9268e-05 | [17 empty] | 7.3.3.17.5 (Remote Grid) Updates to grid topology to minimize risk of ignition in HFTDs Remote GridWLDFRContaminationAggregated | WLDFR | HFTD - Distribution - Tier 2 - 3QU CoRE ¦ 5QU LoRE | Non-Red Flag Warning - Destructive Fires | Contamination | Aggregated | 2027 | 5.9241e-09 | 715.8465 | 4.2408e-06 | 2027 | Mitigation | 0.95 | 45 | 0 | esc | 0.00097009 | 5.7469e-12 | 0.00097009 | 5.7469e-12
[79 empty] | WLDFR | HFTD - Distribution - Tier 3 - 4QU CoRE ¦ 5QU LoRE | Seismic - Red Flag Warning - Catastrophic Fires | 2063 | 3.8152e-12 | 31471.2268 | 690.4653 | 19927.4643 | 10853.2973 | 0 | 1.0445e-08 | 1.2007e-07 | 0 | 1.2007e-07 | 6.9895e-07 | 0 | 0 | 0 | 0 | 0 | 0 | 4.9268e-05 | 0 | 4.9268e-05 | [17 empty] | 7.3.3.17.5 (Remote Grid) Updates to grid topology to minimize risk of ignition in HFTDs Remote GridWLDFRContaminationAggregated | WLDFR | HFTD - Distribution - Tier 2 - 3QU CoRE ¦ 5QU LoRE | Non-Red Flag Warning - Destructive Fires | Contamination | Aggregated | 2028 | 5.9241e-09 | 715.8465 | 4.2408e-06 | 2028 | Mitigation | 0.95 | 45 | 0 | esc | 0.00097009 | 5.7469e-12 | 0.00097009 | 5.7469e-12
[79 empty] | WLDFR | HFTD - Distribution - Tier 3 - 4QU CoRE ¦ 5QU LoRE | Seismic - Red Flag Warning - Catastrophic Fires | 2064 | 3.8152e-12 | 31471.2268 | 690.4653 | 19927.4643 | 10853.2973 | 0 | 1.0445e-08 | 1.2007e-07 | 0 | 1.2007e-07 | 6.9895e-07 | 1.9184e-07 | 0 | 1.9184e-07 | 0 | 0 | 0 | 0 | 0 | 0 | [17 empty] | 7.3.3.17.5 (Remote Grid) Updates to grid topology to minimize risk of ignition in HFTDs Remote GridWLDFRContaminationAggregated | WLDFR | HFTD - Distribution - Tier 2 - 3QU CoRE ¦ 5QU LoRE | Non-Red Flag Warning - Destructive Fires | Contamination | Aggregated | 2029 | 5.9241e-09 | 715.8465 | 4.2408e-06 | 2029 | Mitigation | 0.95 | 45 | 0 | esc | 0.00097009 | 5.7469e-12 | 0.00097009 | 5.7469e-12
[79 empty] | WLDFR | HFTD - Distribution - Tier 3 - 4QU CoRE ¦ 5QU LoRE | Seismic - Red Flag Warning - Catastrophic Fires | 2065 | 3.8152e-12 | 31471.2268 | 690.4653 | 19927.4643 | 10853.2973 | 0 | 1.0445e-08 | 1.2007e-07 | 0 | 1.2007e-07 | 6.9895e-07 | 1.8206e-07 | 0 | 1.8206e-07 | 1.4838e-06 | 0 | 1.4838e-06 | 0 | 0 | 0 | [17 empty] | 7.3.3.17.5 (Remote Grid) Updates to grid topology to minimize risk of ignition in HFTDs Remote GridWLDFRContaminationAggregated | WLDFR | HFTD - Distribution - Tier 2 - 3QU CoRE ¦ 5QU LoRE | Non-Red Flag Warning - Destructive Fires | Contamination | Aggregated | 2030 | 5.9241e-09 | 715.8465 | 4.2408e-06 | 2030 | Mitigation | 0.95 | 45 | 0 | esc | 0.00097009 | 5.7469e-12 | 0.00097009 | 5.7469e-12
[79 empty] | WLDFR | HFTD - Distribution - Tier 3 - 4QU CoRE ¦ 5QU LoRE | Seismic - Red Flag Warning - Catastrophic Fires | 2066 | 3.8152e-12 | 31471.2268 | 690.4653 | 19927.4643 | 10853.2973 | 0 | 1.0445e-08 | 1.2007e-07 | 0 | 1.2007e-07 | 6.9895e-07 | 1.8871e-07 | 0 | 1.8871e-07 | 1.538e-06 | 0 | 1.538e-06 | 3.3713e-06 | 0 | 3.3713e-06 | [17 empty] | 7.3.3.17.5 (Remote Grid) Updates to grid topology to minimize risk of ignition in HFTDs Remote GridWLDFRContaminationAggregated | WLDFR | HFTD - Distribution - Tier 2 - 3QU CoRE ¦ 5QU LoRE | Non-Red Flag Warning - Destructive Fires | Contamination | Aggregated | 2031 | 5.9241e-09 | 715.8465 | 4.2408e-06 | 2031 | Mitigation | 0.95 | 45 | 0 | esc | 0.00097009 | 5.7469e-12 | 0.00097009 | 5.7469e-12
[79 empty] | WLDFR | HFTD - Distribution - Tier 3 - 5QU CoRE ¦ 1QU LoRE | Non-Red Flag Warning - Catastrophic Fires | 2022 | 4.0413e-11 | 14146.1306 | 222.2294 | 8585.7228 | 5338.1784 | 0 | 1.1064e-07 | 5.7169e-07 | 0 | 5.7169e-07 | 4.8479e-08 | 1.8871e-07 | 0 | 1.8871e-07 | 1.538e-06 | 0 | 1.538e-06 | 3.3713e-06 | 0 | 3.3713e-06 | [17 empty] | 7.3.3.17.5 (Remote Grid) Updates to grid topology to minimize risk of ignition in HFTDs Remote GridWLDFRContaminationAggregated | WLDFR | HFTD - Distribution - Tier 2 - 3QU CoRE ¦ 5QU LoRE | Non-Red Flag Warning - Destructive Fires | Contamination | Aggregated | 2032 | 5.9241e-09 | 715.8465 | 4.2408e-06 | 2032 | Mitigation | 0.95 | 45 | 0 | esc | 0.00097009 | 5.7469e-12 | 0.00097009 | 5.7469e-12
[79 empty] | WLDFR | HFTD - Distribution - Tier 3 - 5QU CoRE ¦ 1QU LoRE | Non-Red Flag Warning - Catastrophic Fires | 2023 | 4.0413e-11 | 14664.6376 | 233.2301 | 8896.516 | 5534.8915 | 0 | 1.1064e-07 | 5.9264e-07 | 0 | 5.9264e-07 | 5.0648e-08 | 1.8871e-07 | 0 | 1.8871e-07 | 1.538e-06 | 0 | 1.538e-06 | 3.3713e-06 | 0 | 3.3713e-06 | [17 empty] | 7.3.3.17.5 (Remote Grid) Updates to grid topology to minimize risk of ignition in HFTDs Remote GridWLDFRContaminationAggregated | WLDFR | HFTD - Distribution - Tier 2 - 3QU CoRE ¦ 5QU LoRE | Non-Red Flag Warning - Destructive Fires | Contamination | Aggregated | 2033 | 5.9241e-09 | 715.8465 | 4.2408e-06 | 2033 | Mitigation | 0.95 | 45 | 0 | esc | 0.00097009 | 5.7469e-12 | 0.00097009 | 5.7469e-12
[79 empty] | WLDFR | HFTD - Distribution - Tier 3 - 5QU CoRE ¦ 1QU LoRE | Non-Red Flag Warning - Catastrophic Fires | 2024 | 4.0413e-11 | 14664.6376 | 233.2301 | 8896.516 | 5534.8915 | 0 | 1.1064e-07 | 5.9264e-07 | 0 | 5.9264e-07 | 5.0648e-08 | 1.8871e-07 | 0 | 1.8871e-07 | 1.538e-06 | 0 | 1.538e-06 | 3.3713e-06 | 0 | 3.3713e-06 | [17 empty] | 7.3.3.17.5 (Remote Grid) Updates to grid topology to minimize risk of ignition in HFTDs Remote GridWLDFRContaminationAggregated | WLDFR | HFTD - Distribution - Tier 2 - 3QU CoRE ¦ 5QU LoRE | Non-Red Flag Warning - Destructive Fires | Contamination | Aggregated | 2034 | 5.9241e-09 | 715.8465 | 4.2408e-06 | 2034 | Mitigation | 0.95 | 45 | 0 | esc | 0.00097009 | 5.7469e-12 | 0.00097009 | 5.7469e-12
[79 empty] | WLDFR | HFTD - Distribution - Tier 3 - 5QU CoRE ¦ 1QU LoRE | Non-Red Flag Warning - Catastrophic Fires | 2025 | 4.0413e-11 | 14664.6376 | 233.2301 | 8896.516 | 5534.8915 | 0 | 1.1064e-07 | 5.9264e-07 | 0 | 5.9264e-07 | 5.0648e-08 | 1.8871e-07 | 0 | 1.8871e-07 | 1.538e-06 | 0 | 1.538e-06 | 3.3713e-06 | 0 | 3.3713e-06 | [17 empty] | 7.3.3.17.5 (Remote Grid) Updates to grid topology to minimize risk of ignition in HFTDs Remote GridWLDFRContaminationAggregated | WLDFR | HFTD - Distribution - Tier 2 - 3QU CoRE ¦ 5QU LoRE | Non-Red Flag Warning - Destructive Fires | Contamination | Aggregated | 2035 | 5.9241e-09 | 715.8465 | 4.2408e-06 | 2035 | Mitigation | 0.95 | 45 | 0 | esc | 0.00097009 | 5.7469e-12 | 0.00097009 | 5.7469e-12
[79 empty] | WLDFR | HFTD - Distribution - Tier 3 - 5QU CoRE ¦ 1QU LoRE | Non-Red Flag Warning - Catastrophic Fires | 2026 | 4.0413e-11 | 14664.6376 | 233.2301 | 8896.516 | 5534.8915 | 0 | 1.1064e-07 | 5.9264e-07 | 0 | 5.9264e-07 | 5.0648e-08 | 1.9709e-07 | 0 | 1.9709e-07 | 1.6062e-06 | 0 | 1.6062e-06 | 3.5209e-06 | 0 | 3.5209e-06 | [17 empty] | 7.3.3.17.5 (Remote Grid) Updates to grid topology to minimize risk of ignition in HFTDs Remote GridWLDFRContaminationAggregated | WLDFR | HFTD - Distribution - Tier 2 - 3QU CoRE ¦ 5QU LoRE | Non-Red Flag Warning - Destructive Fires | Contamination | Aggregated | 2036 | 5.9241e-09 | 715.8465 | 4.2408e-06 | 2036 | Mitigation | 0.95 | 45 | 0 | esc | 0.00097009 | 5.7469e-12 | 0.00097009 | 5.7469e-12
[79 empty] | WLDFR | HFTD - Distribution - Tier 3 - 5QU CoRE ¦ 1QU LoRE | Non-Red Flag Warning - Catastrophic Fires | 2027 | 4.0413e-11 | 14664.6376 | 233.2301 | 8896.516 | 5534.8915 | 0 | 1.1064e-07 | 5.9264e-07 | 0 | 5.9264e-07 | 5.0648e-08 | 1.9709e-07 | 0 | 1.9709e-07 | 1.6062e-06 | 0 | 1.6062e-06 | 3.5209e-06 | 0 | 3.5209e-06 | [17 empty] | 7.3.3.17.5 (Remote Grid) Updates to grid topology to minimize risk of ignition in HFTDs Remote GridWLDFRContaminationAggregated | WLDFR | HFTD - Distribution - Tier 2 - 3QU CoRE ¦ 5QU LoRE | Non-Red Flag Warning - Destructive Fires | Contamination | Aggregated | 2037 | 5.9241e-09 | 715.8465 | 4.2408e-06 | 2037 | Mitigation | 0.95 | 45 | 0 | esc | 0.00097009 | 5.7469e-12 | 0.00097009 | 5.7469e-12
[79 empty] | WLDFR | HFTD - Distribution - Tier 3 - 5QU CoRE ¦ 1QU LoRE | Non-Red Flag Warning - Catastrophic Fires | 2028 | 4.0413e-11 | 15317.9909 | 247.273 | 9287.6491 | 5783.0689 | 0 | 1.1064e-07 | 6.1904e-07 | 0 | 6.1904e-07 | 5.3442e-08 | 1.9709e-07 | 0 | 1.9709e-07 | 1.6062e-06 | 0 | 1.6062e-06 | 3.5209e-06 | 0 | 3.5209e-06 | [17 empty] | 7.3.3.17.5 (Remote Grid) Updates to grid topology to minimize risk of ignition in HFTDs Remote GridWLDFRContaminationAggregated | WLDFR | HFTD - Distribution - Tier 2 - 3QU CoRE ¦ 5QU LoRE | Non-Red Flag Warning - Destructive Fires | Contamination | Aggregated | 2038 | 5.9241e-09 | 715.8465 | 4.2408e-06 | 2038 | Mitigation | 0.95 | 45 | 0 | esc | 0.00097009 | 5.7469e-12 | 0.00097009 | 5.7469e-12
[79 empty] | WLDFR | HFTD - Distribution - Tier 3 - 5QU CoRE ¦ 1QU LoRE | Non-Red Flag Warning - Catastrophic Fires | 2029 | 4.0413e-11 | 15317.9909 | 247.273 | 9287.6491 | 5783.0689 | 0 | 1.1064e-07 | 6.1904e-07 | 0 | 6.1904e-07 | 5.3442e-08 | 1.9709e-07 | 0 | 1.9709e-07 | 1.6062e-06 | 0 | 1.6062e-06 | 3.5209e-06 | 0 | 3.5209e-06 | [17 empty] | 7.3.3.17.5 (Remote Grid) Updates to grid topology to minimize risk of ignition in HFTDs Remote GridWLDFRContaminationAggregated | WLDFR | HFTD - Distribution - Tier 2 - 3QU CoRE ¦ 5QU LoRE | Non-Red Flag Warning - Destructive Fires | Contamination | Aggregated | 2039 | 5.9241e-09 | 715.8465 | 4.2408e-06 | 2039 | Mitigation | 0.95 | 45 | 0 | esc | 0.00097009 | 5.7469e-12 | 0.00097009 | 5.7469e-12
[79 empty] | WLDFR | HFTD - Distribution - Tier 3 - 5QU CoRE ¦ 1QU LoRE | Non-Red Flag Warning - Catastrophic Fires | 2030 | 4.0413e-11 | 15317.9909 | 247.273 | 9287.6491 | 5783.0689 | 0 | 1.1064e-07 | 6.1904e-07 | 0 | 6.1904e-07 | 5.3442e-08 | 1.9709e-07 | 0 | 1.9709e-07 | 1.6062e-06 | 0 | 1.6062e-06 | 3.5209e-06 | 0 | 3.5209e-06 | [17 empty] | 7.3.3.17.5 (Remote Grid) Updates to grid topology to minimize risk of ignition in HFTDs Remote GridWLDFRContaminationAggregated | WLDFR | HFTD - Distribution - Tier 2 - 3QU CoRE ¦ 5QU LoRE | Non-Red Flag Warning - Destructive Fires | Contamination | Aggregated | 2040 | 5.9241e-09 | 715.8465 | 4.2408e-06 | 2040 | Mitigation | 0.95 | 45 | 0 | esc | 0.00097009 | 5.7469e-12 | 0.00097009 | 5.7469e-12
[79 empty] | WLDFR | HFTD - Distribution - Tier 3 - 5QU CoRE ¦ 1QU LoRE | Non-Red Flag Warning - Catastrophic Fires | 2031 | 4.0413e-11 | 15317.9909 | 247.273 | 9287.6491 | 5783.0689 | 0 | 1.1064e-07 | 6.1904e-07 | 0 | 6.1904e-07 | 5.3442e-08 | 2.0638e-07 | 0 | 2.0638e-07 | 1.682e-06 | 0 | 1.682e-06 | 3.6871e-06 | 0 | 3.6871e-06 | [17 empty] | 7.3.3.17.5 (Remote Grid) Updates to grid topology to minimize risk of ignition in HFTDs Remote GridWLDFRContaminationAggregated | WLDFR | HFTD - Distribution - Tier 2 - 3QU CoRE ¦ 5QU LoRE | Non-Red Flag Warning - Destructive Fires | Contamination | Aggregated | 2041 | 5.9241e-09 | 715.8465 | 4.2408e-06 | 2041 | Mitigation | 0.95 | 45 | 0 | esc | 0.00097009 | 5.7469e-12 | 0.00097009 | 5.7469e-12
[79 empty] | WLDFR | HFTD - Distribution - Tier 3 - 5QU CoRE ¦ 1QU LoRE | Non-Red Flag Warning - Catastrophic Fires | 2032 | 4.0413e-11 | 15317.9909 | 247.273 | 9287.6491 | 5783.0689 | 0 | 1.1064e-07 | 6.1904e-07 | 0 | 6.1904e-07 | 5.3442e-08 | 2.0638e-07 | 0 | 2.0638e-07 | 1.682e-06 | 0 | 1.682e-06 | 3.6871e-06 | 0 | 3.6871e-06 | [17 empty] | 7.3.3.17.5 (Remote Grid) Updates to grid topology to minimize risk of ignition in HFTDs Remote GridWLDFRContaminationAggregated | WLDFR | HFTD - Distribution - Tier 2 - 3QU CoRE ¦ 5QU LoRE | Non-Red Flag Warning - Destructive Fires | Contamination | Aggregated | 2042 | 5.9241e-09 | 715.8465 | 4.2408e-06 | 2042 | Mitigation | 0.95 | 45 | 0 | esc | 0.00097009 | 5.7469e-12 | 0.00097009 | 5.7469e-12
[79 empty] | WLDFR | HFTD - Distribution - Tier 3 - 5QU CoRE ¦ 1QU LoRE | Non-Red Flag Warning - Catastrophic Fires | 2033 | 4.0413e-11 | 16044.1264 | 263.1074 | 9721.74 | 6059.2791 | 0 | 1.1064e-07 | 6.4839e-07 | 0 | 6.4839e-07 | 5.6619e-08 | 2.0638e-07 | 0 | 2.0638e-07 | 1.682e-06 | 0 | 1.682e-06 | 3.6871e-06 | 0 | 3.6871e-06 | [17 empty] | 7.3.3.17.5 (Remote Grid) Updates to grid topology to minimize risk of ignition in HFTDs Remote GridWLDFRContaminationAggregated | WLDFR | HFTD - Distribution - Tier 2 - 3QU CoRE ¦ 5QU LoRE | Non-Red Flag Warning - Destructive Fires | Contamination | Aggregated | 2043 | 5.9241e-09 | 715.8465 | 4.2408e-06 | 2043 | Mitigation | 0.95 | 45 | 0 | esc | 0.00097009 | 5.7469e-12 | 0.00097009 | 5.7469e-12
[79 empty] | WLDFR | HFTD - Distribution - Tier 3 - 5QU CoRE ¦ 1QU LoRE | Non-Red Flag Warning - Catastrophic Fires | 2034 | 4.0413e-11 | 16044.1264 | 263.1074 | 9721.74 | 6059.2791 | 0 | 1.1064e-07 | 6.4839e-07 | 0 | 6.4839e-07 | 5.6619e-08 | 2.0638e-07 | 0 | 2.0638e-07 | 1.682e-06 | 0 | 1.682e-06 | 3.6871e-06 | 0 | 3.6871e-06 | [17 empty] | 7.3.3.17.5 (Remote Grid) Updates to grid topology to minimize risk of ignition in HFTDs Remote GridWLDFRContaminationAggregated | WLDFR | HFTD - Distribution - Tier 2 - 3QU CoRE ¦ 5QU LoRE | Non-Red Flag Warning - Destructive Fires | Contamination | Aggregated | 2044 | 5.9241e-09 | 715.8465 | 4.2408e-06 | 2044 | Mitigation | 0.95 | 45 | 0 | esc | 0.00097009 | 5.7469e-12 | 0.00097009 | 5.7469e-12
[79 empty] | WLDFR | HFTD - Distribution - Tier 3 - 5QU CoRE ¦ 1QU LoRE | Non-Red Flag Warning - Catastrophic Fires | 2035 | 4.0413e-11 | 16044.1264 | 263.1074 | 9721.74 | 6059.2791 | 0 | 1.1064e-07 | 6.4839e-07 | 0 | 6.4839e-07 | 5.6619e-08 | 2.0638e-07 | 0 | 2.0638e-07 | 1.682e-06 | 0 | 1.682e-06 | 3.6871e-06 | 0 | 3.6871e-06 | [17 empty] | 7.3.3.17.5 (Remote Grid) Updates to grid topology to minimize risk of ignition in HFTDs Remote GridWLDFRContaminationAggregated | WLDFR | HFTD - Distribution - Tier 2 - 3QU CoRE ¦ 5QU LoRE | Non-Red Flag Warning - Destructive Fires | Contamination | Aggregated | 2045 | 5.9241e-09 | 715.8465 | 4.2408e-06 | 2045 | Mitigation | 0.95 | 45 | 0 | esc | 0.00097009 | 5.7469e-12 | 0.00097009 | 5.7469e-12
[79 empty] | WLDFR | HFTD - Distribution - Tier 3 - 5QU CoRE ¦ 1QU LoRE | Non-Red Flag Warning - Catastrophic Fires | 2036 | 4.0413e-11 | 16044.1264 | 263.1074 | 9721.74 | 6059.2791 | 0 | 1.1064e-07 | 6.4839e-07 | 0 | 6.4839e-07 | 5.6619e-08 | 2.1647e-07 | 0 | 2.1647e-07 | 1.7642e-06 | 0 | 1.7642e-06 | 3.8673e-06 | 0 | 3.8673e-06 | [17 empty] | 7.3.3.17.5 (Remote Grid) Updates to grid topology to minimize risk of ignition in HFTDs Remote GridWLDFRContaminationAggregated | WLDFR | HFTD - Distribution - Tier 2 - 3QU CoRE ¦ 5QU LoRE | Non-Red Flag Warning - Destructive Fires | Contamination | Aggregated | 2046 | 5.9241e-09 | 715.8465 | 4.2408e-06 | 2046 | Mitigation | 0.95 | 45 | 0 | esc | 0.00097009 | 5.7469e-12 | 0.00097009 | 5.7469e-12
[79 empty] | WLDFR | HFTD - Distribution - Tier 3 - 5QU CoRE ¦ 1QU LoRE | Non-Red Flag Warning - Catastrophic Fires | 2037 | 4.0413e-11 | 16044.1264 | 263.1074 | 9721.74 | 6059.2791 | 0 | 1.1064e-07 | 6.4839e-07 | 0 | 6.4839e-07 | 5.6619e-08 | 2.1647e-07 | 0 | 2.1647e-07 | 1.7642e-06 | 0 | 1.7642e-06 | 3.8673e-06 | 0 | 3.8673e-06 | [17 empty] | 7.3.3.17.5 (Remote Grid) Updates to grid topology to minimize risk of ignition in HFTDs Remote GridWLDFRContaminationAggregated | WLDFR | HFTD - Distribution - Tier 2 - 3QU CoRE ¦ 5QU LoRE | Non-Red Flag Warning - Destructive Fires | Contamination | Aggregated | 2047 | 5.9241e-09 | 715.8465 | 4.2408e-06 | 2047 | Mitigation | 0.95 | 45 | 0 | esc | 0.00097009 | 5.7469e-12 | 0.00097009 | 5.7469e-12
[79 empty] | WLDFR | HFTD - Distribution - Tier 3 - 5QU CoRE ¦ 1QU LoRE | Non-Red Flag Warning - Catastrophic Fires | 2038 | 4.0413e-11 | 16832.3912 | 280.5544 | 10192.2718 | 6359.5651 | 0 | 1.1064e-07 | 6.8025e-07 | 0 | 6.8025e-07 | 6.0156e-08 | 2.1647e-07 | 0 | 2.1647e-07 | 1.7642e-06 | 0 | 1.7642e-06 | 3.8673e-06 | 0 | 3.8673e-06 | [17 empty] | 7.3.3.17.5 (Remote Grid) Updates to grid topology to minimize risk of ignition in HFTDs Remote GridWLDFRContaminationAggregated | WLDFR | HFTD - Distribution - Tier 2 - 3QU CoRE ¦ 5QU LoRE | Non-Red Flag Warning - Destructive Fires | Contamination | Aggregated | 2048 | 5.9241e-09 | 715.8465 | 4.2408e-06 | 2048 | Mitigation | 0.95 | 45 | 0 | esc | 0.00097009 | 5.7469e-12 | 0.00097009 | 5.7469e-12
[79 empty] | WLDFR | HFTD - Distribution - Tier 3 - 5QU CoRE ¦ 1QU LoRE | Non-Red Flag Warning - Catastrophic Fires | 2039 | 4.0413e-11 | 16832.3912 | 280.5544 | 10192.2718 | 6359.5651 | 0 | 1.1064e-07 | 6.8025e-07 | 0 | 6.8025e-07 | 6.0156e-08 | 2.1647e-07 | 0 | 2.1647e-07 | 1.7642e-06 | 0 | 1.7642e-06 | 3.8673e-06 | 0 | 3.8673e-06 | [17 empty] | 7.3.3.17.5 (Remote Grid) Updates to grid topology to minimize risk of ignition in HFTDs Remote GridWLDFRContaminationAggregated | WLDFR | HFTD - Distribution - Tier 2 - 3QU CoRE ¦ 5QU LoRE | Non-Red Flag Warning - Destructive Fires | Contamination | Aggregated | 2049 | 5.9241e-09 | 715.8465 | 4.2408e-06 | 2049 | Mitigation | 0.95 | 45 | 0 | esc | 0.00097009 | 5.7469e-12 | 0.00097009 | 5.7469e-12
[79 empty] | WLDFR | HFTD - Distribution - Tier 3 - 5QU CoRE ¦ 1QU LoRE | Non-Red Flag Warning - Catastrophic Fires | 2040 | 4.0413e-11 | 16832.3912 | 280.5544 | 10192.2718 | 6359.5651 | 0 | 1.1064e-07 | 6.8025e-07 | 0 | 6.8025e-07 | 6.0156e-08 | 2.1647e-07 | 0 | 2.1647e-07 | 1.7642e-06 | 0 | 1.7642e-06 | 3.8673e-06 | 0 | 3.8673e-06 | [17 empty] | 7.3.3.17.5 (Remote Grid) Updates to grid topology to minimize risk of ignition in HFTDs Remote GridWLDFRContaminationAggregated | WLDFR | HFTD - Distribution - Tier 2 - 3QU CoRE ¦ 5QU LoRE | Non-Red Flag Warning - Destructive Fires | Contamination | Aggregated | 2050 | 5.9241e-09 | 715.8465 | 4.2408e-06 | 2050 | Mitigation | 0.95 | 45 | 0 | esc | 0.00097009 | 5.7469e-12 | 0.00097009 | 5.7469e-12
[79 empty] | WLDFR | HFTD - Distribution - Tier 3 - 5QU CoRE ¦ 1QU LoRE | Non-Red Flag Warning - Catastrophic Fires | 2041 | 4.0413e-11 | 16832.3912 | 280.5544 | 10192.2718 | 6359.5651 | 0 | 1.1064e-07 | 6.8025e-07 | 0 | 6.8025e-07 | 6.0156e-08 | 2.2721e-07 | 0 | 2.2721e-07 | 1.8517e-06 | 0 | 1.8517e-06 | 4.059e-06 | 0 | 4.059e-06 | [17 empty] | 7.3.3.17.5 (Remote Grid) Updates to grid topology to minimize risk of ignition in HFTDs Remote GridWLDFRContaminationAggregated | WLDFR | HFTD - Distribution - Tier 2 - 3QU CoRE ¦ 5QU LoRE | Non-Red Flag Warning - Destructive Fires | Contamination | Aggregated | 2051 | 5.9241e-09 | 715.8465 | 4.2408e-06 | 2051 | Mitigation | 0.95 | 45 | 0 | esc | 0.00097009 | 5.7469e-12 | 0.00097009 | 5.7469e-12
[79 empty] | WLDFR | HFTD - Distribution - Tier 3 - 5QU CoRE ¦ 1QU LoRE | Non-Red Flag Warning - Catastrophic Fires | 2042 | 4.0413e-11 | 16832.3912 | 280.5544 | 10192.2718 | 6359.5651 | 0 | 1.1064e-07 | 6.8025e-07 | 0 | 6.8025e-07 | 6.0156e-08 | 2.2721e-07 | 0 | 2.2721e-07 | 1.8517e-06 | 0 | 1.8517e-06 | 4.059e-06 | 0 | 4.059e-06 | [17 empty] | 7.3.3.17.5 (Remote Grid) Updates to grid topology to minimize risk of ignition in HFTDs Remote GridWLDFRContaminationAggregated | WLDFR | HFTD - Distribution - Tier 2 - 3QU CoRE ¦ 5QU LoRE | Non-Red Flag Warning - Destructive Fires | Contamination | Aggregated | 2052 | 5.9241e-09 | 715.8465 | 4.2408e-06 | 2052 | Mitigation | 0.95 | 45 | 0 | esc | 0.00097009 | 5.7469e-12 | 0.00097009 | 5.7469e-12
[79 empty] | WLDFR | HFTD - Distribution - Tier 3 - 5QU CoRE ¦ 1QU LoRE | Non-Red Flag Warning - Catastrophic Fires | 2043 | 4.0413e-11 | 17672.0852 | 299.42 | 10692.7362 | 6679.929 | 0 | 1.1064e-07 | 7.1418e-07 | 0 | 7.1418e-07 | 6.4024e-08 | 2.2721e-07 | 0 | 2.2721e-07 | 1.8517e-06 | 0 | 1.8517e-06 | 4.059e-06 | 0 | 4.059e-06 | [17 empty] | 7.3.3.17.5 (Remote Grid) Updates to grid topology to minimize risk of ignition in HFTDs Remote GridWLDFRContaminationAggregated | WLDFR | HFTD - Distribution - Tier 2 - 3QU CoRE ¦ 5QU LoRE | Non-Red Flag Warning - Destructive Fires | Contamination | Aggregated | 2053 | 5.9241e-09 | 715.8465 | 4.2408e-06 | 2053 | Mitigation | 0.95 | 45 | 0 | esc | 0.00097009 | 5.7469e-12 | 0.00097009 | 5.7469e-12
[79 empty] | WLDFR | HFTD - Distribution - Tier 3 - 5QU CoRE ¦ 1QU LoRE | Non-Red Flag Warning - Catastrophic Fires | 2044 | 4.0413e-11 | 17672.0852 | 299.42 | 10692.7362 | 6679.929 | 0 | 1.1064e-07 | 7.1418e-07 | 0 | 7.1418e-07 | 6.4024e-08 | 2.2721e-07 | 0 | 2.2721e-07 | 1.8517e-06 | 0 | 1.8517e-06 | 4.059e-06 | 0 | 4.059e-06 | [17 empty] | 7.3.3.17.5 (Remote Grid) Updates to grid topology to minimize risk of ignition in HFTDs Remote GridWLDFRContaminationAggregated | WLDFR | HFTD - Distribution - Tier 2 - 3QU CoRE ¦ 5QU LoRE | Non-Red Flag Warning - Destructive Fires | Contamination | Aggregated | 2054 | 5.9241e-09 | 715.8465 | 4.2408e-06 | 2054 | Mitigation | 0.95 | 45 | 0 | esc | 0.00097009 | 5.7469e-12 | 0.00097009 | 5.7469e-12
[79 empty] | WLDFR | HFTD - Distribution - Tier 3 - 5QU CoRE ¦ 1QU LoRE | Non-Red Flag Warning - Catastrophic Fires | 2045 | 4.0413e-11 | 17672.0852 | 299.42 | 10692.7362 | 6679.929 | 0 | 1.1064e-07 | 7.1418e-07 | 0 | 7.1418e-07 | 6.4024e-08 | 2.2721e-07 | 0 | 2.2721e-07 | 1.8517e-06 | 0 | 1.8517e-06 | 4.059e-06 | 0 | 4.059e-06 | [17 empty] | 7.3.3.17.5 (Remote Grid) Updates to grid topology to minimize risk of ignition in HFTDs Remote GridWLDFRContaminationAggregated | WLDFR | HFTD - Distribution - Tier 2 - 3QU CoRE ¦ 5QU LoRE | Non-Red Flag Warning - Destructive Fires | Contamination | Aggregated | 2055 | 5.9241e-09 | 715.8465 | 4.2408e-06 | 2055 | Mitigation | 0.95 | 45 | 0 | esc | 0.00097009 | 5.7469e-12 | 0.00097009 | 5.7469e-12
[79 empty] | WLDFR | HFTD - Distribution - Tier 3 - 5QU CoRE ¦ 1QU LoRE | Non-Red Flag Warning - Catastrophic Fires | 2046 | 4.0413e-11 | 17672.0852 | 299.42 | 10692.7362 | 6679.929 | 0 | 1.1064e-07 | 7.1418e-07 | 0 | 7.1418e-07 | 6.4024e-08 | 2.3845e-07 | 0 | 2.3845e-07 | 1.9434e-06 | 0 | 1.9434e-06 | 4.2599e-06 | 0 | 4.2599e-06 | [17 empty] | 7.3.3.17.5 (Remote Grid) Updates to grid topology to minimize risk of ignition in HFTDs Remote GridWLDFRContaminationAggregated | WLDFR | HFTD - Distribution - Tier 2 - 3QU CoRE ¦ 5QU LoRE | Non-Red Flag Warning - Destructive Fires | Contamination | Aggregated | 2056 | 5.9241e-09 | 715.8465 | 4.2408e-06 | 2056 | Mitigation | 0.95 | 45 | 0 | esc | 0.00097009 | 5.7469e-12 | 0.00097009 | 5.7469e-12
[79 empty] | WLDFR | HFTD - Distribution - Tier 3 - 5QU CoRE ¦ 1QU LoRE | Non-Red Flag Warning - Catastrophic Fires | 2047 | 4.0413e-11 | 17672.0852 | 299.42 | 10692.7362 | 6679.929 | 0 | 1.1064e-07 | 7.1418e-07 | 0 | 7.1418e-07 | 6.4024e-08 | 2.3845e-07 | 0 | 2.3845e-07 | 1.9434e-06 | 0 | 1.9434e-06 | 4.2599e-06 | 0 | 4.2599e-06 | [17 empty] | 7.3.3.17.5 (Remote Grid) Updates to grid topology to minimize risk of ignition in HFTDs Remote GridWLDFRContaminationAggregated | WLDFR | HFTD - Distribution - Tier 2 - 3QU CoRE ¦ 5QU LoRE | Non-Red Flag Warning - Destructive Fires | Contamination | Aggregated | 2057 | 5.9241e-09 | 715.8465 | 4.2408e-06 | 2057 | Mitigation | 0.95 | 45 | 0 | esc | 0.00097009 | 5.7469e-12 | 0.00097009 | 5.7469e-12
[79 empty] | WLDFR | HFTD - Distribution - Tier 3 - 5QU CoRE ¦ 1QU LoRE | Non-Red Flag Warning - Catastrophic Fires | 2048 | 4.0413e-11 | 18552.3348 | 319.4911 | 11216.5626 | 7016.281 | 0 | 1.1064e-07 | 7.4975e-07 | 0 | 7.4975e-07 | 6.819e-08 | 2.3845e-07 | 0 | 2.3845e-07 | 1.9434e-06 | 0 | 1.9434e-06 | 4.2599e-06 | 0 | 4.2599e-06 | [17 empty] | 7.3.3.17.5 (Remote Grid) Updates to grid topology to minimize risk of ignition in HFTDs Remote GridWLDFRContaminationAggregated | WLDFR | HFTD - Distribution - Tier 2 - 3QU CoRE ¦ 5QU LoRE | Non-Red Flag Warning - Destructive Fires | Contamination | Aggregated | 2058 | 5.9241e-09 | 715.8465 | 4.2408e-06 | 2058 | Mitigation | 0.95 | 45 | 0 | esc | 0.00097009 | 5.7469e-12 | 0.00097009 | 5.7469e-12
[79 empty] | WLDFR | HFTD - Distribution - Tier 3 - 5QU CoRE ¦ 1QU LoRE | Non-Red Flag Warning - Catastrophic Fires | 2049 | 4.0413e-11 | 18552.3348 | 319.4911 | 11216.5626 | 7016.281 | 0 | 1.1064e-07 | 7.4975e-07 | 0 | 7.4975e-07 | 6.819e-08 | 2.3845e-07 | 0 | 2.3845e-07 | 1.9434e-06 | 0 | 1.9434e-06 | 4.2599e-06 | 0 | 4.2599e-06 | [17 empty] | 7.3.3.17.5 (Remote Grid) Updates to grid topology to minimize risk of ignition in HFTDs Remote GridWLDFRContaminationAggregated | WLDFR | HFTD - Distribution - Tier 2 - 3QU CoRE ¦ 5QU LoRE | Non-Red Flag Warning - Destructive Fires | Contamination | Aggregated | 2059 | 5.9241e-09 | 715.8465 | 4.2408e-06 | 2059 | Mitigation | 0.95 | 45 | 0 | esc | 0.00097009 | 5.7469e-12 | 0.00097009 | 5.7469e-12
[79 empty] | WLDFR | HFTD - Distribution - Tier 3 - 5QU CoRE ¦ 1QU LoRE | Non-Red Flag Warning - Catastrophic Fires | 2050 | 4.0413e-11 | 18552.3348 | 319.4911 | 11216.5626 | 7016.281 | 0 | 1.1064e-07 | 7.4975e-07 | 0 | 7.4975e-07 | 6.819e-08 | 2.3845e-07 | 0 | 2.3845e-07 | 1.9434e-06 | 0 | 1.9434e-06 | 4.2599e-06 | 0 | 4.2599e-06 | [17 empty] | 7.3.3.17.5 (Remote Grid) Updates to grid topology to minimize risk of ignition in HFTDs Remote GridWLDFRContaminationAggregated | WLDFR | HFTD - Distribution - Tier 2 - 3QU CoRE ¦ 5QU LoRE | Non-Red Flag Warning - Destructive Fires | Contamination | Aggregated | 2060 | 5.9241e-09 | 715.8465 | 4.2408e-06 | 2060 | Mitigation | 0.95 | 45 | 0 | esc | 0.00097009 | 5.7469e-12 | 0.00097009 | 5.7469e-12
[79 empty] | WLDFR | HFTD - Distribution - Tier 3 - 5QU CoRE ¦ 1QU LoRE | Non-Red Flag Warning - Catastrophic Fires | 2051 | 4.0413e-11 | 18552.3348 | 319.4911 | 11216.5626 | 7016.281 | 0 | 1.1064e-07 | 7.4975e-07 | 0 | 7.4975e-07 | 6.819e-08 | 2.5006e-07 | 0 | 2.5006e-07 | 2.038e-06 | 0 | 2.038e-06 | 4.4673e-06 | 0 | 4.4673e-06 | [17 empty] | 7.3.3.17.5 (Remote Grid) Updates to grid topology to minimize risk of ignition in HFTDs Remote GridWLDFRContaminationAggregated | WLDFR | HFTD - Distribution - Tier 2 - 3QU CoRE ¦ 5QU LoRE | Non-Red Flag Warning - Destructive Fires | Contamination | Aggregated | 2061 | 5.9241e-09 | 715.8465 | 4.2408e-06 | 2061 | Mitigation | 0.95 | 45 | 0 | esc | 0.00097009 | 5.7469e-12 | 0.00097009 | 5.7469e-12
[79 empty] | WLDFR | HFTD - Distribution - Tier 3 - 5QU CoRE ¦ 1QU LoRE | Non-Red Flag Warning - Catastrophic Fires | 2052 | 4.0413e-11 | 18552.3348 | 319.4911 | 11216.5626 | 7016.281 | 0 | 1.1064e-07 | 7.4975e-07 | 0 | 7.4975e-07 | 6.819e-08 | 2.5006e-07 | 0 | 2.5006e-07 | 2.038e-06 | 0 | 2.038e-06 | 4.4673e-06 | 0 | 4.4673e-06 | [17 empty] | 7.3.3.17.5 (Remote Grid) Updates to grid topology to minimize risk of ignition in HFTDs Remote GridWLDFRContaminationAggregated | WLDFR | HFTD - Distribution - Tier 2 - 3QU CoRE ¦ 5QU LoRE | Non-Red Flag Warning - Destructive Fires | Contamination | Aggregated | 2062 | 5.9241e-09 | 715.8465 | 4.2408e-06 | 2062 | Mitigation | 0.95 | 45 | 0 | esc | 0.00097009 | 5.7469e-12 | 0.00097009 | 5.7469e-12
[79 empty] | WLDFR | HFTD - Distribution - Tier 3 - 5QU CoRE ¦ 1QU LoRE | Non-Red Flag Warning - Catastrophic Fires | 2053 | 4.0413e-11 | 19462.1283 | 340.5356 | 11757.1413 | 7364.4514 | 0 | 1.1064e-07 | 7.8652e-07 | 0 | 7.8652e-07 | 7.2621e-08 | 2.5006e-07 | 0 | 2.5006e-07 | 2.038e-06 | 0 | 2.038e-06 | 4.4673e-06 | 0 | 4.4673e-06 | [17 empty] | 7.3.3.17.5 (Remote Grid) Updates to grid topology to minimize risk of ignition in HFTDs Remote GridWLDFRContaminationAggregated | WLDFR | HFTD - Distribution - Tier 2 - 3QU CoRE ¦ 5QU LoRE | Non-Red Flag Warning - Destructive Fires | Contamination | Aggregated | 2063 | 5.9241e-09 | 715.8465 | 4.2408e-06 | 2063 | Mitigation | 0.95 | 45 | 0 | esc | 0.00097009 | 5.7469e-12 | 0.00097009 | 5.7469e-12
[79 empty] | WLDFR | HFTD - Distribution - Tier 3 - 5QU CoRE ¦ 1QU LoRE | Non-Red Flag Warning - Catastrophic Fires | 2054 | 4.0413e-11 | 19462.1283 | 340.5356 | 11757.1413 | 7364.4514 | 0 | 1.1064e-07 | 7.8652e-07 | 0 | 7.8652e-07 | 7.2621e-08 | 2.5006e-07 | 0 | 2.5006e-07 | 2.038e-06 | 0 | 2.038e-06 | 4.4673e-06 | 0 | 4.4673e-06 | [17 empty] | 7.3.3.17.5 (Remote Grid) Updates to grid topology to minimize risk of ignition in HFTDs Remote GridWLDFRContaminationAggregated | WLDFR | HFTD - Distribution - Tier 2 - 3QU CoRE ¦ 5QU LoRE | Non-Red Flag Warning - Destructive Fires | Contamination | Aggregated | 2064 | 5.9241e-09 | 715.8465 | 4.2408e-06 | 2064 | Mitigation | 0.95 | 45 | 0 | esc | 0.00097009 | 5.7469e-12 | 0.00097009 | 5.7469e-12
[79 empty] | WLDFR | HFTD - Distribution - Tier 3 - 5QU CoRE ¦ 1QU LoRE | Non-Red Flag Warning - Catastrophic Fires | 2055 | 4.0413e-11 | 19462.1283 | 340.5356 | 11757.1413 | 7364.4514 | 0 | 1.1064e-07 | 7.8652e-07 | 0 | 7.8652e-07 | 7.2621e-08 | 2.5006e-07 | 0 | 2.5006e-07 | 2.038e-06 | 0 | 2.038e-06 | 4.4673e-06 | 0 | 4.4673e-06 | [17 empty] | 7.3.3.17.5 (Remote Grid) Updates to grid topology to minimize risk of ignition in HFTDs Remote GridWLDFRContaminationAggregated | WLDFR | HFTD - Distribution - Tier 2 - 3QU CoRE ¦ 5QU LoRE | Non-Red Flag Warning - Destructive Fires | Contamination | Aggregated | 2065 | 5.9241e-09 | 715.8465 | 4.2408e-06 | 2065 | Mitigation | 0.95 | 45 | 0 | esc | 0.00097009 | 5.7469e-12 | 0.00097009 | 5.7469e-12
[79 empty] | WLDFR | HFTD - Distribution - Tier 3 - 5QU CoRE ¦ 1QU LoRE | Non-Red Flag Warning - Catastrophic Fires | 2056 | 4.0413e-11 | 19462.1283 | 340.5356 | 11757.1413 | 7364.4514 | 0 | 1.1064e-07 | 7.8652e-07 | 0 | 7.8652e-07 | 7.2621e-08 | 2.6189e-07 | 0 | 2.6189e-07 | 2.1344e-06 | 0 | 2.1344e-06 | 4.6787e-06 | 0 | 4.6787e-06 | [17 empty] | 7.3.3.17.5 (Remote Grid) Updates to grid topology to minimize risk of ignition in HFTDs Remote GridWLDFRContaminationAggregated | WLDFR | HFTD - Distribution - Tier 2 - 3QU CoRE ¦ 5QU LoRE | Non-Red Flag Warning - Destructive Fires | Contamination | Aggregated | 2066 | 5.9241e-09 | 715.8465 | 4.2408e-06 | 2066 | Mitigation | 0.95 | 45 | 0 | esc | 0.00097009 | 5.7469e-12 | 0.00097009 | 5.7469e-12
[79 empty] | WLDFR | HFTD - Distribution - Tier 3 - 5QU CoRE ¦ 1QU LoRE | Non-Red Flag Warning - Catastrophic Fires | 2057 | 4.0413e-11 | 19462.1283 | 340.5356 | 11757.1413 | 7364.4514 | 0 | 1.1064e-07 | 7.8652e-07 | 0 | 7.8652e-07 | 7.2621e-08 | 2.6189e-07 | 0 | 2.6189e-07 | 2.1344e-06 | 0 | 2.1344e-06 | 4.6787e-06 | 0 | 4.6787e-06 | [17 empty] | 7.3.3.17.5 (Remote Grid) Updates to grid topology to minimize risk of ignition in HFTDs Remote GridWLDFRContaminationAggregated | WLDFR | HFTD - Distribution - Tier 2 - 3QU CoRE ¦ 5QU LoRE | Non-Red Flag Warning - Destructive Fires | Contamination | Aggregated | 2067 | 5.9241e-09 | 715.8465 | 4.2408e-06 | 2067 | Mitigation | 0.95 | 45 | 0 | esc | 0 | 0 | 0.00097009 | 5.7469e-12
[79 empty] | WLDFR | HFTD - Distribution - Tier 3 - 5QU CoRE ¦ 1QU LoRE | Non-Red Flag Warning - Catastrophic Fires | 2058 | 4.0413e-11 | 20390.4035 | 362.3049 | 12307.8747 | 7720.2238 | 0 | 1.1064e-07 | 8.2403e-07 | 0 | 8.2403e-07 | 7.7265e-08 | 2.6189e-07 | 0 | 2.6189e-07 | 2.1344e-06 | 0 | 2.1344e-06 | 4.6787e-06 | 0 | 4.6787e-06 | [17 empty] | 7.3.3.17.5 (Remote Grid) Updates to grid topology to minimize risk of ignition in HFTDs Remote GridWLDFREquipment / facility failureAggregated | WLDFR | HFTD - Distribution - Tier 2 - 3QU CoRE ¦ 5QU LoRE | Non-Red Flag Warning - Destructive Fires | Equipment / facility failure | Aggregated | 2022 | 8.6144e-08 | 715.8465 | 6.1666e-05 | 2022 | Mitigation | 0.95 | 45 | 0 | esc | 0.00097009 | 8.3567e-11 | 0 | 0
[79 empty] | WLDFR | HFTD - Distribution - Tier 3 - 5QU CoRE ¦ 1QU LoRE | Non-Red Flag Warning - Catastrophic Fires | 2059 | 4.0413e-11 | 20390.4035 | 362.3049 | 12307.8747 | 7720.2238 | 0 | 1.1064e-07 | 8.2403e-07 | 0 | 8.2403e-07 | 7.7265e-08 | 2.6189e-07 | 0 | 2.6189e-07 | 2.1344e-06 | 0 | 2.1344e-06 | 4.6787e-06 | 0 | 4.6787e-06 | [17 empty] | 7.3.3.17.5 (Remote Grid) Updates to grid topology to minimize risk of ignition in HFTDs Remote GridWLDFREquipment / facility failureAggregated | WLDFR | HFTD - Distribution - Tier 2 - 3QU CoRE ¦ 5QU LoRE | Non-Red Flag Warning - Destructive Fires | Equipment / facility failure | Aggregated | 2023 | 8.6144e-08 | 715.8465 | 6.1666e-05 | 2023 | Mitigation | 0.95 | 45 | 0 | esc | 0.00097009 | 8.3567e-11 | 0.00097009 | 8.3567e-11
[79 empty] | WLDFR | HFTD - Distribution - Tier 3 - 5QU CoRE ¦ 1QU LoRE | Non-Red Flag Warning - Catastrophic Fires | 2060 | 4.0413e-11 | 20390.4035 | 362.3049 | 12307.8747 | 7720.2238 | 0 | 1.1064e-07 | 8.2403e-07 | 0 | 8.2403e-07 | 7.7265e-08 | 2.6189e-07 | 0 | 2.6189e-07 | 2.1344e-06 | 0 | 2.1344e-06 | 4.6787e-06 | 0 | 4.6787e-06 | [17 empty] | 7.3.3.17.5 (Remote Grid) Updates to grid topology to minimize risk of ignition in HFTDs Remote GridWLDFREquipment / facility failureAggregated | WLDFR | HFTD - Distribution - Tier 2 - 3QU CoRE ¦ 5QU LoRE | Non-Red Flag Warning - Destructive Fires | Equipment / facility failure | Aggregated | 2024 | 8.6144e-08 | 715.8465 | 6.1666e-05 | 2024 | Mitigation | 0.95 | 45 | 0 | esc | 0.00097009 | 8.3567e-11 | 0.00097009 | 8.3567e-11
[79 empty] | WLDFR | HFTD - Distribution - Tier 3 - 5QU CoRE ¦ 1QU LoRE | Non-Red Flag Warning - Catastrophic Fires | 2061 | 4.0413e-11 | 20390.4035 | 362.3049 | 12307.8747 | 7720.2238 | 0 | 1.1064e-07 | 8.2403e-07 | 0 | 8.2403e-07 | 7.7265e-08 | 2.7381e-07 | 0 | 2.7381e-07 | 2.2315e-06 | 0 | 2.2315e-06 | 4.8915e-06 | 0 | 4.8915e-06 | [17 empty] | 7.3.3.17.5 (Remote Grid) Updates to grid topology to minimize risk of ignition in HFTDs Remote GridWLDFREquipment / facility failureAggregated | WLDFR | HFTD - Distribution - Tier 2 - 3QU CoRE ¦ 5QU LoRE | Non-Red Flag Warning - Destructive Fires | Equipment / facility failure | Aggregated | 2025 | 8.6144e-08 | 715.8465 | 6.1666e-05 | 2025 | Mitigation | 0.95 | 45 | 0 | esc | 0.00097009 | 8.3567e-11 | 0.00097009 | 8.3567e-11
[79 empty] | WLDFR | HFTD - Distribution - Tier 3 - 5QU CoRE ¦ 1QU LoRE | Non-Red Flag Warning - Catastrophic Fires | 2062 | 4.0413e-11 | 20390.4035 | 362.3049 | 12307.8747 | 7720.2238 | 0 | 1.1064e-07 | 8.2403e-07 | 0 | 8.2403e-07 | 7.7265e-08 | 2.7381e-07 | 0 | 2.7381e-07 | 2.2315e-06 | 0 | 2.2315e-06 | 4.8915e-06 | 0 | 4.8915e-06 | [17 empty] | 7.3.3.17.5 (Remote Grid) Updates to grid topology to minimize risk of ignition in HFTDs Remote GridWLDFREquipment / facility failureAggregated | WLDFR | HFTD - Distribution - Tier 2 - 3QU CoRE ¦ 5QU LoRE | Non-Red Flag Warning - Destructive Fires | Equipment / facility failure | Aggregated | 2026 | 8.6144e-08 | 715.8465 | 6.1666e-05 | 2026 | Mitigation | 0.95 | 45 | 0 | esc | 0.00097009 | 8.3567e-11 | 0.00097009 | 8.3567e-11
[79 empty] | WLDFR | HFTD - Distribution - Tier 3 - 5QU CoRE ¦ 1QU LoRE | Non-Red Flag Warning - Catastrophic Fires | 2063 | 4.0413e-11 | 21325.9188 | 384.5316 | 12862.0997 | 8079.2876 | 0 | 1.1064e-07 | 8.6184e-07 | 0 | 8.6184e-07 | 8.2072e-08 | 2.7381e-07 | 0 | 2.7381e-07 | 2.2315e-06 | 0 | 2.2315e-06 | 4.8915e-06 | 0 | 4.8915e-06 | [17 empty] | 7.3.3.17.5 (Remote Grid) Updates to grid topology to minimize risk of ignition in HFTDs Remote GridWLDFREquipment / facility failureAggregated | WLDFR | HFTD - Distribution - Tier 2 - 3QU CoRE ¦ 5QU LoRE | Non-Red Flag Warning - Destructive Fires | Equipment / facility failure | Aggregated | 2027 | 8.6144e-08 | 715.8465 | 6.1666e-05 | 2027 | Mitigation | 0.95 | 45 | 0 | esc | 0.00097009 | 8.3567e-11 | 0.00097009 | 8.3567e-11
[79 empty] | WLDFR | HFTD - Distribution - Tier 3 - 5QU CoRE ¦ 1QU LoRE | Non-Red Flag Warning - Catastrophic Fires | 2064 | 4.0413e-11 | 21325.9188 | 384.5316 | 12862.0997 | 8079.2876 | 0 | 1.1064e-07 | 8.6184e-07 | 0 | 8.6184e-07 | 8.2072e-08 | 2.7381e-07 | 0 | 2.7381e-07 | 2.2315e-06 | 0 | 2.2315e-06 | 4.8915e-06 | 0 | 4.8915e-06 | [17 empty] | 7.3.3.17.5 (Remote Grid) Updates to grid topology to minimize risk of ignition in HFTDs Remote GridWLDFREquipment / facility failureAggregated | WLDFR | HFTD - Distribution - Tier 2 - 3QU CoRE ¦ 5QU LoRE | Non-Red Flag Warning - Destructive Fires | Equipment / facility failure | Aggregated | 2028 | 8.6144e-08 | 715.8465 | 6.1666e-05 | 2028 | Mitigation | 0.95 | 45 | 0 | esc | 0.00097009 | 8.3567e-11 | 0.00097009 | 8.3567e-11
[79 empty] | WLDFR | HFTD - Distribution - Tier 3 - 5QU CoRE ¦ 1QU LoRE | Non-Red Flag Warning - Catastrophic Fires | 2065 | 4.0413e-11 | 21325.9188 | 384.5316 | 12862.0997 | 8079.2876 | 0 | 1.1064e-07 | 8.6184e-07 | 0 | 8.6184e-07 | 8.2072e-08 | 2.7381e-07 | 0 | 2.7381e-07 | 2.2315e-06 | 0 | 2.2315e-06 | 4.8915e-06 | 0 | 4.8915e-06 | [17 empty] | 7.3.3.17.5 (Remote Grid) Updates to grid topology to minimize risk of ignition in HFTDs Remote GridWLDFREquipment / facility failureAggregated | WLDFR | HFTD - Distribution - Tier 2 - 3QU CoRE ¦ 5QU LoRE | Non-Red Flag Warning - Destructive Fires | Equipment / facility failure | Aggregated | 2029 | 8.6144e-08 | 715.8465 | 6.1666e-05 | 2029 | Mitigation | 0.95 | 45 | 0 | esc | 0.00097009 | 8.3567e-11 | 0.00097009 | 8.3567e-11
[79 empty] | WLDFR | HFTD - Distribution - Tier 3 - 5QU CoRE ¦ 1QU LoRE | Non-Red Flag Warning - Catastrophic Fires | 2066 | 4.0413e-11 | 21325.9188 | 384.5316 | 12862.0997 | 8079.2876 | 0 | 1.1064e-07 | 8.6184e-07 | 0 | 8.6184e-07 | 8.2072e-08 | 2.8566e-07 | 0 | 2.8566e-07 | 2.3281e-06 | 0 | 2.3281e-06 | 5.1033e-06 | 0 | 5.1033e-06 | [17 empty] | 7.3.3.17.5 (Remote Grid) Updates to grid topology to minimize risk of ignition in HFTDs Remote GridWLDFREquipment / facility failureAggregated | WLDFR | HFTD - Distribution - Tier 2 - 3QU CoRE ¦ 5QU LoRE | Non-Red Flag Warning - Destructive Fires | Equipment / facility failure | Aggregated | 2030 | 8.6144e-08 | 715.8465 | 6.1666e-05 | 2030 | Mitigation | 0.95 | 45 | 0 | esc | 0.00097009 | 8.3567e-11 | 0.00097009 | 8.3567e-11
[79 empty] | WLDFR | HFTD - Distribution - Tier 3 - 5QU CoRE ¦ 1QU LoRE | Non-Red Flag Warning - Destructive Fires | 2022 | 5.1269e-11 | 8807.9522 | 222.2294 | 8585.7228 | 0 | 0 | 1.4036e-07 | 4.5157e-07 | 0 | 4.5157e-07 | 2.8419e-07 | 2.8566e-07 | 0 | 2.8566e-07 | 2.3281e-06 | 0 | 2.3281e-06 | 5.1033e-06 | 0 | 5.1033e-06 | [17 empty] | 7.3.3.17.5 (Remote Grid) Updates to grid topology to minimize risk of ignition in HFTDs Remote GridWLDFREquipment / facility failureAggregated | WLDFR | HFTD - Distribution - Tier 2 - 3QU CoRE ¦ 5QU LoRE | Non-Red Flag Warning - Destructive Fires | Equipment / facility failure | Aggregated | 2031 | 8.6144e-08 | 715.8465 | 6.1666e-05 | 2031 | Mitigation | 0.95 | 45 | 0 | esc | 0.00097009 | 8.3567e-11 | 0.00097009 | 8.3567e-11
[79 empty] | WLDFR | HFTD - Distribution - Tier 3 - 5QU CoRE ¦ 1QU LoRE | Non-Red Flag Warning - Destructive Fires | 2023 | 5.1269e-11 | 9129.7461 | 233.2301 | 8896.516 | 0 | 0 | 1.4036e-07 | 4.6807e-07 | 0 | 4.6807e-07 | 2.9334e-07 | 0 | 0 | 0 | 2.3281e-06 | 0 | 2.3281e-06 | 5.1033e-06 | 0 | 5.1033e-06 | [17 empty] | 7.3.3.17.5 (Remote Grid) Updates to grid topology to minimize risk of ignition in HFTDs Remote GridWLDFREquipment / facility failureAggregated | WLDFR | HFTD - Distribution - Tier 2 - 3QU CoRE ¦ 5QU LoRE | Non-Red Flag Warning - Destructive Fires | Equipment / facility failure | Aggregated | 2032 | 8.6144e-08 | 715.8465 | 6.1666e-05 | 2032 | Mitigation | 0.95 | 45 | 0 | esc | 0.00097009 | 8.3567e-11 | 0.00097009 | 8.3567e-11
[79 empty] | WLDFR | HFTD - Distribution - Tier 3 - 5QU CoRE ¦ 1QU LoRE | Non-Red Flag Warning - Destructive Fires | 2024 | 5.1269e-11 | 9129.7461 | 233.2301 | 8896.516 | 0 | 0 | 1.4036e-07 | 4.6807e-07 | 0 | 4.6807e-07 | 2.9334e-07 | 0 | 0 | 0 | 0 | 0 | 0 | 5.1033e-06 | 0 | 5.1033e-06 | [17 empty] | 7.3.3.17.5 (Remote Grid) Updates to grid topology to minimize risk of ignition in HFTDs Remote GridWLDFREquipment / facility failureAggregated | WLDFR | HFTD - Distribution - Tier 2 - 3QU CoRE ¦ 5QU LoRE | Non-Red Flag Warning - Destructive Fires | Equipment / facility failure | Aggregated | 2033 | 8.6144e-08 | 715.8465 | 6.1666e-05 | 2033 | Mitigation | 0.95 | 45 | 0 | esc | 0.00097009 | 8.3567e-11 | 0.00097009 | 8.3567e-11
[79 empty] | WLDFR | HFTD - Distribution - Tier 3 - 5QU CoRE ¦ 1QU LoRE | Non-Red Flag Warning - Destructive Fires | 2025 | 5.1269e-11 | 9129.7461 | 233.2301 | 8896.516 | 0 | 0 | 1.4036e-07 | 4.6807e-07 | 0 | 4.6807e-07 | 2.9334e-07 | 1.0299e-08 | 0 | 1.0299e-08 | 0 | 0 | 0 | 0 | 0 | 0 | [17 empty] | 7.3.3.17.5 (Remote Grid) Updates to grid topology to minimize risk of ignition in HFTDs Remote GridWLDFREquipment / facility failureAggregated | WLDFR | HFTD - Distribution - Tier 2 - 3QU CoRE ¦ 5QU LoRE | Non-Red Flag Warning - Destructive Fires | Equipment / facility failure | Aggregated | 2034 | 8.6144e-08 | 715.8465 | 6.1666e-05 | 2034 | Mitigation | 0.95 | 45 | 0 | esc | 0.00097009 | 8.3567e-11 | 0.00097009 | 8.3567e-11
[79 empty] | WLDFR | HFTD - Distribution - Tier 3 - 5QU CoRE ¦ 1QU LoRE | Non-Red Flag Warning - Destructive Fires | 2026 | 5.1269e-11 | 9129.7461 | 233.2301 | 8896.516 | 0 | 0 | 1.4036e-07 | 4.6807e-07 | 0 | 4.6807e-07 | 2.9334e-07 | 9.5687e-09 | 0 | 9.5687e-09 | 7.7985e-08 | 0 | 7.7985e-08 | 0 | 0 | 0 | [17 empty] | 7.3.3.17.5 (Remote Grid) Updates to grid topology to minimize risk of ignition in HFTDs Remote GridWLDFREquipment / facility failureAggregated | WLDFR | HFTD - Distribution - Tier 2 - 3QU CoRE ¦ 5QU LoRE | Non-Red Flag Warning - Destructive Fires | Equipment / facility failure | Aggregated | 2035 | 8.6144e-08 | 715.8465 | 6.1666e-05 | 2035 | Mitigation | 0.95 | 45 | 0 | esc | 0.00097009 | 8.3567e-11 | 0.00097009 | 8.3567e-11
[79 empty] | WLDFR | HFTD - Distribution - Tier 3 - 5QU CoRE ¦ 1QU LoRE | Non-Red Flag Warning - Destructive Fires | 2027 | 5.1269e-11 | 9129.7461 | 233.2301 | 8896.516 | 0 | 0 | 1.4036e-07 | 4.6807e-07 | 0 | 4.6807e-07 | 2.9334e-07 | 9.9968e-09 | 0 | 9.9968e-09 | 8.1474e-08 | 0 | 8.1474e-08 | 1.7859e-07 | 0 | 1.7859e-07 | [17 empty] | 7.3.3.17.5 (Remote Grid) Updates to grid topology to minimize risk of ignition in HFTDs Remote GridWLDFREquipment / facility failureAggregated | WLDFR | HFTD - Distribution - Tier 2 - 3QU CoRE ¦ 5QU LoRE | Non-Red Flag Warning - Destructive Fires | Equipment / facility failure | Aggregated | 2036 | 8.6144e-08 | 715.8465 | 6.1666e-05 | 2036 | Mitigation | 0.95 | 45 | 0 | esc | 0.00097009 | 8.3567e-11 | 0.00097009 | 8.3567e-11
[79 empty] | WLDFR | HFTD - Distribution - Tier 3 - 5QU CoRE ¦ 1QU LoRE | Non-Red Flag Warning - Destructive Fires | 2028 | 5.1269e-11 | 9534.9221 | 247.273 | 9287.6491 | 0 | 0 | 1.4036e-07 | 4.8884e-07 | 0 | 4.8884e-07 | 3.0501e-07 | 9.9968e-09 | 0 | 9.9968e-09 | 8.1474e-08 | 0 | 8.1474e-08 | 1.7859e-07 | 0 | 1.7859e-07 | [17 empty] | 7.3.3.17.5 (Remote Grid) Updates to grid topology to minimize risk of ignition in HFTDs Remote GridWLDFREquipment / facility failureAggregated | WLDFR | HFTD - Distribution - Tier 2 - 3QU CoRE ¦ 5QU LoRE | Non-Red Flag Warning - Destructive Fires | Equipment / facility failure | Aggregated | 2037 | 8.6144e-08 | 715.8465 | 6.1666e-05 | 2037 | Mitigation | 0.95 | 45 | 0 | esc | 0.00097009 | 8.3567e-11 | 0.00097009 | 8.3567e-11
[79 empty] | WLDFR | HFTD - Distribution - Tier 3 - 5QU CoRE ¦ 1QU LoRE | Non-Red Flag Warning - Destructive Fires | 2029 | 5.1269e-11 | 9534.9221 | 247.273 | 9287.6491 | 0 | 0 | 1.4036e-07 | 4.8884e-07 | 0 | 4.8884e-07 | 3.0501e-07 | 9.9968e-09 | 0 | 9.9968e-09 | 8.1474e-08 | 0 | 8.1474e-08 | 1.7859e-07 | 0 | 1.7859e-07 | [17 empty] | 7.3.3.17.5 (Remote Grid) Updates to grid topology to minimize risk of ignition in HFTDs Remote GridWLDFREquipment / facility failureAggregated | WLDFR | HFTD - Distribution - Tier 2 - 3QU CoRE ¦ 5QU LoRE | Non-Red Flag Warning - Destructive Fires | Equipment / facility failure | Aggregated | 2038 | 8.6144e-08 | 715.8465 | 6.1666e-05 | 2038 | Mitigation | 0.95 | 45 | 0 | esc | 0.00097009 | 8.3567e-11 | 0.00097009 | 8.3567e-11
[79 empty] | WLDFR | HFTD - Distribution - Tier 3 - 5QU CoRE ¦ 1QU LoRE | Non-Red Flag Warning - Destructive Fires | 2030 | 5.1269e-11 | 9534.9221 | 247.273 | 9287.6491 | 0 | 0 | 1.4036e-07 | 4.8884e-07 | 0 | 4.8884e-07 | 3.0501e-07 | 9.9968e-09 | 0 | 9.9968e-09 | 8.1474e-08 | 0 | 8.1474e-08 | 1.7859e-07 | 0 | 1.7859e-07 | [17 empty] | 7.3.3.17.5 (Remote Grid) Updates to grid topology to minimize risk of ignition in HFTDs Remote GridWLDFREquipment / facility failureAggregated | WLDFR | HFTD - Distribution - Tier 2 - 3QU CoRE ¦ 5QU LoRE | Non-Red Flag Warning - Destructive Fires | Equipment / facility failure | Aggregated | 2039 | 8.6144e-08 | 715.8465 | 6.1666e-05 | 2039 | Mitigation | 0.95 | 45 | 0 | esc | 0.00097009 | 8.3567e-11 | 0.00097009 | 8.3567e-11
[79 empty] | WLDFR | HFTD - Distribution - Tier 3 - 5QU CoRE ¦ 1QU LoRE | Non-Red Flag Warning - Destructive Fires | 2031 | 5.1269e-11 | 9534.9221 | 247.273 | 9287.6491 | 0 | 0 | 1.4036e-07 | 4.8884e-07 | 0 | 4.8884e-07 | 3.0501e-07 | 9.9968e-09 | 0 | 9.9968e-09 | 8.1474e-08 | 0 | 8.1474e-08 | 1.7859e-07 | 0 | 1.7859e-07 | [17 empty] | 7.3.3.17.5 (Remote Grid) Updates to grid topology to minimize risk of ignition in HFTDs Remote GridWLDFREquipment / facility failureAggregated | WLDFR | HFTD - Distribution - Tier 2 - 3QU CoRE ¦ 5QU LoRE | Non-Red Flag Warning - Destructive Fires | Equipment / facility failure | Aggregated | 2040 | 8.6144e-08 | 715.8465 | 6.1666e-05 | 2040 | Mitigation | 0.95 | 45 | 0 | esc | 0.00097009 | 8.3567e-11 | 0.00097009 | 8.3567e-11
[79 empty] | WLDFR | HFTD - Distribution - Tier 3 - 5QU CoRE ¦ 1QU LoRE | Non-Red Flag Warning - Destructive Fires | 2032 | 5.1269e-11 | 9534.9221 | 247.273 | 9287.6491 | 0 | 0 | 1.4036e-07 | 4.8884e-07 | 0 | 4.8884e-07 | 3.0501e-07 | 1.0548e-08 | 0 | 1.0548e-08 | 8.5968e-08 | 0 | 8.5968e-08 | 1.8844e-07 | 0 | 1.8844e-07 | [17 empty] | 7.3.3.17.5 (Remote Grid) Updates to grid topology to minimize risk of ignition in HFTDs Remote GridWLDFREquipment / facility failureAggregated | WLDFR | HFTD - Distribution - Tier 2 - 3QU CoRE ¦ 5QU LoRE | Non-Red Flag Warning - Destructive Fires | Equipment / facility failure | Aggregated | 2041 | 8.6144e-08 | 715.8465 | 6.1666e-05 | 2041 | Mitigation | 0.95 | 45 | 0 | esc | 0.00097009 | 8.3567e-11 | 0.00097009 | 8.3567e-11
[79 empty] | WLDFR | HFTD - Distribution - Tier 3 - 5QU CoRE ¦ 1QU LoRE | Non-Red Flag Warning - Destructive Fires | 2033 | 5.1269e-11 | 9984.8474 | 263.1074 | 9721.74 | 0 | 0 | 1.4036e-07 | 5.1191e-07 | 0 | 5.1191e-07 | 3.1816e-07 | 1.0548e-08 | 0 | 1.0548e-08 | 8.5968e-08 | 0 | 8.5968e-08 | 1.8844e-07 | 0 | 1.8844e-07 | [17 empty] | 7.3.3.17.5 (Remote Grid) Updates to grid topology to minimize risk of ignition in HFTDs Remote GridWLDFREquipment / facility failureAggregated | WLDFR | HFTD - Distribution - Tier 2 - 3QU CoRE ¦ 5QU LoRE | Non-Red Flag Warning - Destructive Fires | Equipment / facility failure | Aggregated | 2042 | 8.6144e-08 | 715.8465 | 6.1666e-05 | 2042 | Mitigation | 0.95 | 45 | 0 | esc | 0.00097009 | 8.3567e-11 | 0.00097009 | 8.3567e-11
[79 empty] | WLDFR | HFTD - Distribution - Tier 3 - 5QU CoRE ¦ 1QU LoRE | Non-Red Flag Warning - Destructive Fires | 2034 | 5.1269e-11 | 9984.8474 | 263.1074 | 9721.74 | 0 | 0 | 1.4036e-07 | 5.1191e-07 | 0 | 5.1191e-07 | 3.1816e-07 | 1.0548e-08 | 0 | 1.0548e-08 | 8.5968e-08 | 0 | 8.5968e-08 | 1.8844e-07 | 0 | 1.8844e-07 | [17 empty] | 7.3.3.17.5 (Remote Grid) Updates to grid topology to minimize risk of ignition in HFTDs Remote GridWLDFREquipment / facility failureAggregated | WLDFR | HFTD - Distribution - Tier 2 - 3QU CoRE ¦ 5QU LoRE | Non-Red Flag Warning - Destructive Fires | Equipment / facility failure | Aggregated | 2043 | 8.6144e-08 | 715.8465 | 6.1666e-05 | 2043 | Mitigation | 0.95 | 45 | 0 | esc | 0.00097009 | 8.3567e-11 | 0.00097009 | 8.3567e-11
[79 empty] | WLDFR | HFTD - Distribution - Tier 3 - 5QU CoRE ¦ 1QU LoRE | Non-Red Flag Warning - Destructive Fires | 2035 | 5.1269e-11 | 9984.8474 | 263.1074 | 9721.74 | 0 | 0 | 1.4036e-07 | 5.1191e-07 | 0 | 5.1191e-07 | 3.1816e-07 | 1.0548e-08 | 0 | 1.0548e-08 | 8.5968e-08 | 0 | 8.5968e-08 | 1.8844e-07 | 0 | 1.8844e-07 | [17 empty] | 7.3.3.17.5 (Remote Grid) Updates to grid topology to minimize risk of ignition in HFTDs Remote GridWLDFREquipment / facility failureAggregated | WLDFR | HFTD - Distribution - Tier 2 - 3QU CoRE ¦ 5QU LoRE | Non-Red Flag Warning - Destructive Fires | Equipment / facility failure | Aggregated | 2044 | 8.6144e-08 | 715.8465 | 6.1666e-05 | 2044 | Mitigation | 0.95 | 45 | 0 | esc | 0.00097009 | 8.3567e-11 | 0.00097009 | 8.3567e-11
[79 empty] | WLDFR | HFTD - Distribution - Tier 3 - 5QU CoRE ¦ 1QU LoRE | Non-Red Flag Warning - Destructive Fires | 2036 | 5.1269e-11 | 9984.8474 | 263.1074 | 9721.74 | 0 | 0 | 1.4036e-07 | 5.1191e-07 | 0 | 5.1191e-07 | 3.1816e-07 | 1.0548e-08 | 0 | 1.0548e-08 | 8.5968e-08 | 0 | 8.5968e-08 | 1.8844e-07 | 0 | 1.8844e-07 | [17 empty] | 7.3.3.17.5 (Remote Grid) Updates to grid topology to minimize risk of ignition in HFTDs Remote GridWLDFREquipment / facility failureAggregated | WLDFR | HFTD - Distribution - Tier 2 - 3QU CoRE ¦ 5QU LoRE | Non-Red Flag Warning - Destructive Fires | Equipment / facility failure | Aggregated | 2045 | 8.6144e-08 | 715.8465 | 6.1666e-05 | 2045 | Mitigation | 0.95 | 45 | 0 | esc | 0.00097009 | 8.3567e-11 | 0.00097009 | 8.3567e-11
[79 empty] | WLDFR | HFTD - Distribution - Tier 3 - 5QU CoRE ¦ 1QU LoRE | Non-Red Flag Warning - Destructive Fires | 2037 | 5.1269e-11 | 9984.8474 | 263.1074 | 9721.74 | 0 | 0 | 1.4036e-07 | 5.1191e-07 | 0 | 5.1191e-07 | 3.1816e-07 | 1.1175e-08 | 0 | 1.1175e-08 | 9.1079e-08 | 0 | 9.1079e-08 | 1.9965e-07 | 0 | 1.9965e-07 | [17 empty] | 7.3.3.17.5 (Remote Grid) Updates to grid topology to minimize risk of ignition in HFTDs Remote GridWLDFREquipment / facility failureAggregated | WLDFR | HFTD - Distribution - Tier 2 - 3QU CoRE ¦ 5QU LoRE | Non-Red Flag Warning - Destructive Fires | Equipment / facility failure | Aggregated | 2046 | 8.6144e-08 | 715.8465 | 6.1666e-05 | 2046 | Mitigation | 0.95 | 45 | 0 | esc | 0.00097009 | 8.3567e-11 | 0.00097009 | 8.3567e-11
[79 empty] | WLDFR | HFTD - Distribution - Tier 3 - 5QU CoRE ¦ 1QU LoRE | Non-Red Flag Warning - Destructive Fires | 2038 | 5.1269e-11 | 10472.8261 | 280.5544 | 10192.2718 | 0 | 0 | 1.4036e-07 | 5.3693e-07 | 0 | 5.3693e-07 | 3.3265e-07 | 1.1175e-08 | 0 | 1.1175e-08 | 9.1079e-08 | 0 | 9.1079e-08 | 1.9965e-07 | 0 | 1.9965e-07 | [17 empty] | 7.3.3.17.5 (Remote Grid) Updates to grid topology to minimize risk of ignition in HFTDs Remote GridWLDFREquipment / facility failureAggregated | WLDFR | HFTD - Distribution - Tier 2 - 3QU CoRE ¦ 5QU LoRE | Non-Red Flag Warning - Destructive Fires | Equipment / facility failure | Aggregated | 2047 | 8.6144e-08 | 715.8465 | 6.1666e-05 | 2047 | Mitigation | 0.95 | 45 | 0 | esc | 0.00097009 | 8.3567e-11 | 0.00097009 | 8.3567e-11
[79 empty] | WLDFR | HFTD - Distribution - Tier 3 - 5QU CoRE ¦ 1QU LoRE | Non-Red Flag Warning - Destructive Fires | 2039 | 5.1269e-11 | 10472.8261 | 280.5544 | 10192.2718 | 0 | 0 | 1.4036e-07 | 5.3693e-07 | 0 | 5.3693e-07 | 3.3265e-07 | 1.1175e-08 | 0 | 1.1175e-08 | 9.1079e-08 | 0 | 9.1079e-08 | 1.9965e-07 | 0 | 1.9965e-07 | [17 empty] | 7.3.3.17.5 (Remote Grid) Updates to grid topology to minimize risk of ignition in HFTDs Remote GridWLDFREquipment / facility failureAggregated | WLDFR | HFTD - Distribution - Tier 2 - 3QU CoRE ¦ 5QU LoRE | Non-Red Flag Warning - Destructive Fires | Equipment / facility failure | Aggregated | 2048 | 8.6144e-08 | 715.8465 | 6.1666e-05 | 2048 | Mitigation | 0.95 | 45 | 0 | esc | 0.00097009 | 8.3567e-11 | 0.00097009 | 8.3567e-11
[79 empty] | WLDFR | HFTD - Distribution - Tier 3 - 5QU CoRE ¦ 1QU LoRE | Non-Red Flag Warning - Destructive Fires | 2040 | 5.1269e-11 | 10472.8261 | 280.5544 | 10192.2718 | 0 | 0 | 1.4036e-07 | 5.3693e-07 | 0 | 5.3693e-07 | 3.3265e-07 | 1.1175e-08 | 0 | 1.1175e-08 | 9.1079e-08 | 0 | 9.1079e-08 | 1.9965e-07 | 0 | 1.9965e-07 | [17 empty] | 7.3.3.17.5 (Remote Grid) Updates to grid topology to minimize risk of ignition in HFTDs Remote GridWLDFREquipment / facility failureAggregated | WLDFR | HFTD - Distribution - Tier 2 - 3QU CoRE ¦ 5QU LoRE | Non-Red Flag Warning - Destructive Fires | Equipment / facility failure | Aggregated | 2049 | 8.6144e-08 | 715.8465 | 6.1666e-05 | 2049 | Mitigation | 0.95 | 45 | 0 | esc | 0.00097009 | 8.3567e-11 | 0.00097009 | 8.3567e-11
[79 empty] | WLDFR | HFTD - Distribution - Tier 3 - 5QU CoRE ¦ 1QU LoRE | Non-Red Flag Warning - Destructive Fires | 2041 | 5.1269e-11 | 10472.8261 | 280.5544 | 10192.2718 | 0 | 0 | 1.4036e-07 | 5.3693e-07 | 0 | 5.3693e-07 | 3.3265e-07 | 1.1175e-08 | 0 | 1.1175e-08 | 9.1079e-08 | 0 | 9.1079e-08 | 1.9965e-07 | 0 | 1.9965e-07 | [17 empty] | 7.3.3.17.5 (Remote Grid) Updates to grid topology to minimize risk of ignition in HFTDs Remote GridWLDFREquipment / facility failureAggregated | WLDFR | HFTD - Distribution - Tier 2 - 3QU CoRE ¦ 5QU LoRE | Non-Red Flag Warning - Destructive Fires | Equipment / facility failure | Aggregated | 2050 | 8.6144e-08 | 715.8465 | 6.1666e-05 | 2050 | Mitigation | 0.95 | 45 | 0 | esc | 0.00097009 | 8.3567e-11 | 0.00097009 | 8.3567e-11
[79 empty] | WLDFR | HFTD - Distribution - Tier 3 - 5QU CoRE ¦ 1QU LoRE | Non-Red Flag Warning - Destructive Fires | 2042 | 5.1269e-11 | 10472.8261 | 280.5544 | 10192.2718 | 0 | 0 | 1.4036e-07 | 5.3693e-07 | 0 | 5.3693e-07 | 3.3265e-07 | 1.1873e-08 | 0 | 1.1873e-08 | 9.6768e-08 | 0 | 9.6768e-08 | 2.1212e-07 | 0 | 2.1212e-07 | [17 empty] | 7.3.3.17.5 (Remote Grid) Updates to grid topology to minimize risk of ignition in HFTDs Remote GridWLDFREquipment / facility failureAggregated | WLDFR | HFTD - Distribution - Tier 2 - 3QU CoRE ¦ 5QU LoRE | Non-Red Flag Warning - Destructive Fires | Equipment / facility failure | Aggregated | 2051 | 8.6144e-08 | 715.8465 | 6.1666e-05 | 2051 | Mitigation | 0.95 | 45 | 0 | esc | 0.00097009 | 8.3567e-11 | 0.00097009 | 8.3567e-11
[79 empty] | WLDFR | HFTD - Distribution - Tier 3 - 5QU CoRE ¦ 1QU LoRE | Non-Red Flag Warning - Destructive Fires | 2043 | 5.1269e-11 | 10992.1562 | 299.42 | 10692.7362 | 0 | 0 | 1.4036e-07 | 5.6355e-07 | 0 | 5.6355e-07 | 3.4835e-07 | 1.1873e-08 | 0 | 1.1873e-08 | 9.6768e-08 | 0 | 9.6768e-08 | 2.1212e-07 | 0 | 2.1212e-07 | [17 empty] | 7.3.3.17.5 (Remote Grid) Updates to grid topology to minimize risk of ignition in HFTDs Remote GridWLDFREquipment / facility failureAggregated | WLDFR | HFTD - Distribution - Tier 2 - 3QU CoRE ¦ 5QU LoRE | Non-Red Flag Warning - Destructive Fires | Equipment / facility failure | Aggregated | 2052 | 8.6144e-08 | 715.8465 | 6.1666e-05 | 2052 | Mitigation | 0.95 | 45 | 0 | esc | 0.00097009 | 8.3567e-11 | 0.00097009 | 8.3567e-11
[79 empty] | WLDFR | HFTD - Distribution - Tier 3 - 5QU CoRE ¦ 1QU LoRE | Non-Red Flag Warning - Destructive Fires | 2044 | 5.1269e-11 | 10992.1562 | 299.42 | 10692.7362 | 0 | 0 | 1.4036e-07 | 5.6355e-07 | 0 | 5.6355e-07 | 3.4835e-07 | 1.1873e-08 | 0 | 1.1873e-08 | 9.6768e-08 | 0 | 9.6768e-08 | 2.1212e-07 | 0 | 2.1212e-07 | [17 empty] | 7.3.3.17.5 (Remote Grid) Updates to grid topology to minimize risk of ignition in HFTDs Remote GridWLDFREquipment / facility failureAggregated | WLDFR | HFTD - Distribution - Tier 2 - 3QU CoRE ¦ 5QU LoRE | Non-Red Flag Warning - Destructive Fires | Equipment / facility failure | Aggregated | 2053 | 8.6144e-08 | 715.8465 | 6.1666e-05 | 2053 | Mitigation | 0.95 | 45 | 0 | esc | 0.00097009 | 8.3567e-11 | 0.00097009 | 8.3567e-11
[79 empty] | WLDFR | HFTD - Distribution - Tier 3 - 5QU CoRE ¦ 1QU LoRE | Non-Red Flag Warning - Destructive Fires | 2045 | 5.1269e-11 | 10992.1562 | 299.42 | 10692.7362 | 0 | 0 | 1.4036e-07 | 5.6355e-07 | 0 | 5.6355e-07 | 3.4835e-07 | 1.1873e-08 | 0 | 1.1873e-08 | 9.6768e-08 | 0 | 9.6768e-08 | 2.1212e-07 | 0 | 2.1212e-07 | [17 empty] | 7.3.3.17.5 (Remote Grid) Updates to grid topology to minimize risk of ignition in HFTDs Remote GridWLDFREquipment / facility failureAggregated | WLDFR | HFTD - Distribution - Tier 2 - 3QU CoRE ¦ 5QU LoRE | Non-Red Flag Warning - Destructive Fires | Equipment / facility failure | Aggregated | 2054 | 8.6144e-08 | 715.8465 | 6.1666e-05 | 2054 | Mitigation | 0.95 | 45 | 0 | esc | 0.00097009 | 8.3567e-11 | 0.00097009 | 8.3567e-11
[79 empty] | WLDFR | HFTD - Distribution - Tier 3 - 5QU CoRE ¦ 1QU LoRE | Non-Red Flag Warning - Destructive Fires | 2046 | 5.1269e-11 | 10992.1562 | 299.42 | 10692.7362 | 0 | 0 | 1.4036e-07 | 5.6355e-07 | 0 | 5.6355e-07 | 3.4835e-07 | 1.1873e-08 | 0 | 1.1873e-08 | 9.6768e-08 | 0 | 9.6768e-08 | 2.1212e-07 | 0 | 2.1212e-07 | [17 empty] | 7.3.3.17.5 (Remote Grid) Updates to grid topology to minimize risk of ignition in HFTDs Remote GridWLDFREquipment / facility failureAggregated | WLDFR | HFTD - Distribution - Tier 2 - 3QU CoRE ¦ 5QU LoRE | Non-Red Flag Warning - Destructive Fires | Equipment / facility failure | Aggregated | 2055 | 8.6144e-08 | 715.8465 | 6.1666e-05 | 2055 | Mitigation | 0.95 | 45 | 0 | esc | 0.00097009 | 8.3567e-11 | 0.00097009 | 8.3567e-11
[79 empty] | WLDFR | HFTD - Distribution - Tier 3 - 5QU CoRE ¦ 1QU LoRE | Non-Red Flag Warning - Destructive Fires | 2047 | 5.1269e-11 | 10992.1562 | 299.42 | 10692.7362 | 0 | 0 | 1.4036e-07 | 5.6355e-07 | 0 | 5.6355e-07 | 3.4835e-07 | 1.2637e-08 | 0 | 1.2637e-08 | 1.0299e-07 | 0 | 1.0299e-07 | 2.2576e-07 | 0 | 2.2576e-07 | [17 empty] | 7.3.3.17.5 (Remote Grid) Updates to grid topology to minimize risk of ignition in HFTDs Remote GridWLDFREquipment / facility failureAggregated | WLDFR | HFTD - Distribution - Tier 2 - 3QU CoRE ¦ 5QU LoRE | Non-Red Flag Warning - Destructive Fires | Equipment / facility failure | Aggregated | 2056 | 8.6144e-08 | 715.8465 | 6.1666e-05 | 2056 | Mitigation | 0.95 | 45 | 0 | esc | 0.00097009 | 8.3567e-11 | 0.00097009 | 8.3567e-11
[79 empty] | WLDFR | HFTD - Distribution - Tier 3 - 5QU CoRE ¦ 1QU LoRE | Non-Red Flag Warning - Destructive Fires | 2048 | 5.1269e-11 | 11536.0538 | 319.4911 | 11216.5626 | 0 | 0 | 1.4036e-07 | 5.9144e-07 | 0 | 5.9144e-07 | 3.6508e-07 | 1.2637e-08 | 0 | 1.2637e-08 | 1.0299e-07 | 0 | 1.0299e-07 | 2.2576e-07 | 0 | 2.2576e-07 | [17 empty] | 7.3.3.17.5 (Remote Grid) Updates to grid topology to minimize risk of ignition in HFTDs Remote GridWLDFREquipment / facility failureAggregated | WLDFR | HFTD - Distribution - Tier 2 - 3QU CoRE ¦ 5QU LoRE | Non-Red Flag Warning - Destructive Fires | Equipment / facility failure | Aggregated | 2057 | 8.6144e-08 | 715.8465 | 6.1666e-05 | 2057 | Mitigation | 0.95 | 45 | 0 | esc | 0.00097009 | 8.3567e-11 | 0.00097009 | 8.3567e-11
[79 empty] | WLDFR | HFTD - Distribution - Tier 3 - 5QU CoRE ¦ 1QU LoRE | Non-Red Flag Warning - Destructive Fires | 2049 | 5.1269e-11 | 11536.0538 | 319.4911 | 11216.5626 | 0 | 0 | 1.4036e-07 | 5.9144e-07 | 0 | 5.9144e-07 | 3.6508e-07 | 1.2637e-08 | 0 | 1.2637e-08 | 1.0299e-07 | 0 | 1.0299e-07 | 2.2576e-07 | 0 | 2.2576e-07 | [17 empty] | 7.3.3.17.5 (Remote Grid) Updates to grid topology to minimize risk of ignition in HFTDs Remote GridWLDFREquipment / facility failureAggregated | WLDFR | HFTD - Distribution - Tier 2 - 3QU CoRE ¦ 5QU LoRE | Non-Red Flag Warning - Destructive Fires | Equipment / facility failure | Aggregated | 2058 | 8.6144e-08 | 715.8465 | 6.1666e-05 | 2058 | Mitigation | 0.95 | 45 | 0 | esc | 0.00097009 | 8.3567e-11 | 0.00097009 | 8.3567e-11
[79 empty] | WLDFR | HFTD - Distribution - Tier 3 - 5QU CoRE ¦ 1QU LoRE | Non-Red Flag Warning - Destructive Fires | 2050 | 5.1269e-11 | 11536.0538 | 319.4911 | 11216.5626 | 0 | 0 | 1.4036e-07 | 5.9144e-07 | 0 | 5.9144e-07 | 3.6508e-07 | 1.2637e-08 | 0 | 1.2637e-08 | 1.0299e-07 | 0 | 1.0299e-07 | 2.2576e-07 | 0 | 2.2576e-07 | [17 empty] | 7.3.3.17.5 (Remote Grid) Updates to grid topology to minimize risk of ignition in HFTDs Remote GridWLDFREquipment / facility failureAggregated | WLDFR | HFTD - Distribution - Tier 2 - 3QU CoRE ¦ 5QU LoRE | Non-Red Flag Warning - Destructive Fires | Equipment / facility failure | Aggregated | 2059 | 8.6144e-08 | 715.8465 | 6.1666e-05 | 2059 | Mitigation | 0.95 | 45 | 0 | esc | 0.00097009 | 8.3567e-11 | 0.00097009 | 8.3567e-11
[79 empty] | WLDFR | HFTD - Distribution - Tier 3 - 5QU CoRE ¦ 1QU LoRE | Non-Red Flag Warning - Destructive Fires | 2051 | 5.1269e-11 | 11536.0538 | 319.4911 | 11216.5626 | 0 | 0 | 1.4036e-07 | 5.9144e-07 | 0 | 5.9144e-07 | 3.6508e-07 | 1.2637e-08 | 0 | 1.2637e-08 | 1.0299e-07 | 0 | 1.0299e-07 | 2.2576e-07 | 0 | 2.2576e-07 | [17 empty] | 7.3.3.17.5 (Remote Grid) Updates to grid topology to minimize risk of ignition in HFTDs Remote GridWLDFREquipment / facility failureAggregated | WLDFR | HFTD - Distribution - Tier 2 - 3QU CoRE ¦ 5QU LoRE | Non-Red Flag Warning - Destructive Fires | Equipment / facility failure | Aggregated | 2060 | 8.6144e-08 | 715.8465 | 6.1666e-05 | 2060 | Mitigation | 0.95 | 45 | 0 | esc | 0.00097009 | 8.3567e-11 | 0.00097009 | 8.3567e-11
[79 empty] | WLDFR | HFTD - Distribution - Tier 3 - 5QU CoRE ¦ 1QU LoRE | Non-Red Flag Warning - Destructive Fires | 2052 | 5.1269e-11 | 11536.0538 | 319.4911 | 11216.5626 | 0 | 0 | 1.4036e-07 | 5.9144e-07 | 0 | 5.9144e-07 | 3.6508e-07 | 1.3459e-08 | 0 | 1.3459e-08 | 1.0969e-07 | 0 | 1.0969e-07 | 2.4045e-07 | 0 | 2.4045e-07 | [17 empty] | 7.3.3.17.5 (Remote Grid) Updates to grid topology to minimize risk of ignition in HFTDs Remote GridWLDFREquipment / facility failureAggregated | WLDFR | HFTD - Distribution - Tier 2 - 3QU CoRE ¦ 5QU LoRE | Non-Red Flag Warning - Destructive Fires | Equipment / facility failure | Aggregated | 2061 | 8.6144e-08 | 715.8465 | 6.1666e-05 | 2061 | Mitigation | 0.95 | 45 | 0 | esc | 0.00097009 | 8.3567e-11 | 0.00097009 | 8.3567e-11
[79 empty] | WLDFR | HFTD - Distribution - Tier 3 - 5QU CoRE ¦ 1QU LoRE | Non-Red Flag Warning - Destructive Fires | 2053 | 5.1269e-11 | 12097.6769 | 340.5356 | 11757.1413 | 0 | 0 | 1.4036e-07 | 6.2023e-07 | 0 | 6.2023e-07 | 3.8267e-07 | 1.3459e-08 | 0 | 1.3459e-08 | 1.0969e-07 | 0 | 1.0969e-07 | 2.4045e-07 | 0 | 2.4045e-07 | [17 empty] | 7.3.3.17.5 (Remote Grid) Updates to grid topology to minimize risk of ignition in HFTDs Remote GridWLDFREquipment / facility failureAggregated | WLDFR | HFTD - Distribution - Tier 2 - 3QU CoRE ¦ 5QU LoRE | Non-Red Flag Warning - Destructive Fires | Equipment / facility failure | Aggregated | 2062 | 8.6144e-08 | 715.8465 | 6.1666e-05 | 2062 | Mitigation | 0.95 | 45 | 0 | esc | 0.00097009 | 8.3567e-11 | 0.00097009 | 8.3567e-11
[79 empty] | WLDFR | HFTD - Distribution - Tier 3 - 5QU CoRE ¦ 1QU LoRE | Non-Red Flag Warning - Destructive Fires | 2054 | 5.1269e-11 | 12097.6769 | 340.5356 | 11757.1413 | 0 | 0 | 1.4036e-07 | 6.2023e-07 | 0 | 6.2023e-07 | 3.8267e-07 | 1.3459e-08 | 0 | 1.3459e-08 | 1.0969e-07 | 0 | 1.0969e-07 | 2.4045e-07 | 0 | 2.4045e-07 | [17 empty] | 7.3.3.17.5 (Remote Grid) Updates to grid topology to minimize risk of ignition in HFTDs Remote GridWLDFREquipment / facility failureAggregated | WLDFR | HFTD - Distribution - Tier 2 - 3QU CoRE ¦ 5QU LoRE | Non-Red Flag Warning - Destructive Fires | Equipment / facility failure | Aggregated | 2063 | 8.6144e-08 | 715.8465 | 6.1666e-05 | 2063 | Mitigation | 0.95 | 45 | 0 | esc | 0.00097009 | 8.3567e-11 | 0.00097009 | 8.3567e-11
[79 empty] | WLDFR | HFTD - Distribution - Tier 3 - 5QU CoRE ¦ 1QU LoRE | Non-Red Flag Warning - Destructive Fires | 2055 | 5.1269e-11 | 12097.6769 | 340.5356 | 11757.1413 | 0 | 0 | 1.4036e-07 | 6.2023e-07 | 0 | 6.2023e-07 | 3.8267e-07 | 1.3459e-08 | 0 | 1.3459e-08 | 1.0969e-07 | 0 | 1.0969e-07 | 2.4045e-07 | 0 | 2.4045e-07 | [17 empty] | 7.3.3.17.5 (Remote Grid) Updates to grid topology to minimize risk of ignition in HFTDs Remote GridWLDFREquipment / facility failureAggregated | WLDFR | HFTD - Distribution - Tier 2 - 3QU CoRE ¦ 5QU LoRE | Non-Red Flag Warning - Destructive Fires | Equipment / facility failure | Aggregated | 2064 | 8.6144e-08 | 715.8465 | 6.1666e-05 | 2064 | Mitigation | 0.95 | 45 | 0 | esc | 0.00097009 | 8.3567e-11 | 0.00097009 | 8.3567e-11
[79 empty] | WLDFR | HFTD - Distribution - Tier 3 - 5QU CoRE ¦ 1QU LoRE | Non-Red Flag Warning - Destructive Fires | 2056 | 5.1269e-11 | 12097.6769 | 340.5356 | 11757.1413 | 0 | 0 | 1.4036e-07 | 6.2023e-07 | 0 | 6.2023e-07 | 3.8267e-07 | 1.3459e-08 | 0 | 1.3459e-08 | 1.0969e-07 | 0 | 1.0969e-07 | 2.4045e-07 | 0 | 2.4045e-07 | [17 empty] | 7.3.3.17.5 (Remote Grid) Updates to grid topology to minimize risk of ignition in HFTDs Remote GridWLDFREquipment / facility failureAggregated | WLDFR | HFTD - Distribution - Tier 2 - 3QU CoRE ¦ 5QU LoRE | Non-Red Flag Warning - Destructive Fires | Equipment / facility failure | Aggregated | 2065 | 8.6144e-08 | 715.8465 | 6.1666e-05 | 2065 | Mitigation | 0.95 | 45 | 0 | esc | 0.00097009 | 8.3567e-11 | 0.00097009 | 8.3567e-11
[79 empty] | WLDFR | HFTD - Distribution - Tier 3 - 5QU CoRE ¦ 1QU LoRE | Non-Red Flag Warning - Destructive Fires | 2057 | 5.1269e-11 | 12097.6769 | 340.5356 | 11757.1413 | 0 | 0 | 1.4036e-07 | 6.2023e-07 | 0 | 6.2023e-07 | 3.8267e-07 | 1.4334e-08 | 0 | 1.4334e-08 | 1.1682e-07 | 0 | 1.1682e-07 | 2.5607e-07 | 0 | 2.5607e-07 | [17 empty] | 7.3.3.17.5 (Remote Grid) Updates to grid topology to minimize risk of ignition in HFTDs Remote GridWLDFREquipment / facility failureAggregated | WLDFR | HFTD - Distribution - Tier 2 - 3QU CoRE ¦ 5QU LoRE | Non-Red Flag Warning - Destructive Fires | Equipment / facility failure | Aggregated | 2066 | 8.6144e-08 | 715.8465 | 6.1666e-05 | 2066 | Mitigation | 0.95 | 45 | 0 | esc | 0.00097009 | 8.3567e-11 | 0.00097009 | 8.3567e-11
[79 empty] | WLDFR | HFTD - Distribution - Tier 3 - 5QU CoRE ¦ 1QU LoRE | Non-Red Flag Warning - Destructive Fires | 2058 | 5.1269e-11 | 12670.1796 | 362.3049 | 12307.8747 | 0 | 0 | 1.4036e-07 | 6.4958e-07 | 0 | 6.4958e-07 | 4.0094e-07 | 1.4334e-08 | 0 | 1.4334e-08 | 1.1682e-07 | 0 | 1.1682e-07 | 2.5607e-07 | 0 | 2.5607e-07 | [17 empty] | 7.3.3.17.5 (Remote Grid) Updates to grid topology to minimize risk of ignition in HFTDs Remote GridWLDFREquipment / facility failureAggregated | WLDFR | HFTD - Distribution - Tier 2 - 3QU CoRE ¦ 5QU LoRE | Non-Red Flag Warning - Destructive Fires | Equipment / facility failure | Aggregated | 2067 | 8.6144e-08 | 715.8465 | 6.1666e-05 | 2067 | Mitigation | 0.95 | 45 | 0 | esc | 0 | 0 | 0.00097009 | 8.3567e-11
[79 empty] | WLDFR | HFTD - Distribution - Tier 3 - 5QU CoRE ¦ 1QU LoRE | Non-Red Flag Warning - Destructive Fires | 2059 | 5.1269e-11 | 12670.1796 | 362.3049 | 12307.8747 | 0 | 0 | 1.4036e-07 | 6.4958e-07 | 0 | 6.4958e-07 | 4.0094e-07 | 1.4334e-08 | 0 | 1.4334e-08 | 1.1682e-07 | 0 | 1.1682e-07 | 2.5607e-07 | 0 | 2.5607e-07 | [17 empty] | 7.3.3.17.5 (Remote Grid) Updates to grid topology to minimize risk of ignition in HFTDs Remote GridWLDFRVegetation ContactAggregated | WLDFR | HFTD - Distribution - Tier 2 - 3QU CoRE ¦ 5QU LoRE | Non-Red Flag Warning - Destructive Fires | Vegetation Contact | Aggregated | 2022 | 2.7429e-07 | 715.8465 | 0.00019635 | 2022 | Mitigation | 0.95 | 45 | 0 | esc | 0.00097009 | 2.6608e-10 | 0 | 0
[79 empty] | WLDFR | HFTD - Distribution - Tier 3 - 5QU CoRE ¦ 1QU LoRE | Non-Red Flag Warning - Destructive Fires | 2060 | 5.1269e-11 | 12670.1796 | 362.3049 | 12307.8747 | 0 | 0 | 1.4036e-07 | 6.4958e-07 | 0 | 6.4958e-07 | 4.0094e-07 | 1.4334e-08 | 0 | 1.4334e-08 | 1.1682e-07 | 0 | 1.1682e-07 | 2.5607e-07 | 0 | 2.5607e-07 | [17 empty] | 7.3.3.17.5 (Remote Grid) Updates to grid topology to minimize risk of ignition in HFTDs Remote GridWLDFRVegetation ContactAggregated | WLDFR | HFTD - Distribution - Tier 2 - 3QU CoRE ¦ 5QU LoRE | Non-Red Flag Warning - Destructive Fires | Vegetation Contact | Aggregated | 2023 | 2.7429e-07 | 715.8465 | 0.00019635 | 2023 | Mitigation | 0.95 | 45 | 0 | esc | 0.00097009 | 2.6608e-10 | 0.00097009 | 2.6608e-10
[79 empty] | WLDFR | HFTD - Distribution - Tier 3 - 5QU CoRE ¦ 1QU LoRE | Non-Red Flag Warning - Destructive Fires | 2061 | 5.1269e-11 | 12670.1796 | 362.3049 | 12307.8747 | 0 | 0 | 1.4036e-07 | 6.4958e-07 | 0 | 6.4958e-07 | 4.0094e-07 | 1.4334e-08 | 0 | 1.4334e-08 | 1.1682e-07 | 0 | 1.1682e-07 | 2.5607e-07 | 0 | 2.5607e-07 | [17 empty] | 7.3.3.17.5 (Remote Grid) Updates to grid topology to minimize risk of ignition in HFTDs Remote GridWLDFRVegetation ContactAggregated | WLDFR | HFTD - Distribution - Tier 2 - 3QU CoRE ¦ 5QU LoRE | Non-Red Flag Warning - Destructive Fires | Vegetation Contact | Aggregated | 2024 | 2.7429e-07 | 715.8465 | 0.00019635 | 2024 | Mitigation | 0.95 | 45 | 0 | esc | 0.00097009 | 2.6608e-10 | 0.00097009 | 2.6608e-10
[79 empty] | WLDFR | HFTD - Distribution - Tier 3 - 5QU CoRE ¦ 1QU LoRE | Non-Red Flag Warning - Destructive Fires | 2062 | 5.1269e-11 | 12670.1796 | 362.3049 | 12307.8747 | 0 | 0 | 1.4036e-07 | 6.4958e-07 | 0 | 6.4958e-07 | 4.0094e-07 | 1.525e-08 | 0 | 1.525e-08 | 1.2429e-07 | 0 | 1.2429e-07 | 2.7245e-07 | 0 | 2.7245e-07 | [17 empty] | 7.3.3.17.5 (Remote Grid) Updates to grid topology to minimize risk of ignition in HFTDs Remote GridWLDFRVegetation ContactAggregated | WLDFR | HFTD - Distribution - Tier 2 - 3QU CoRE ¦ 5QU LoRE | Non-Red Flag Warning - Destructive Fires | Vegetation Contact | Aggregated | 2025 | 2.7429e-07 | 715.8465 | 0.00019635 | 2025 | Mitigation | 0.95 | 45 | 0 | esc | 0.00097009 | 2.6608e-10 | 0.00097009 | 2.6608e-10
[79 empty] | WLDFR | HFTD - Distribution - Tier 3 - 5QU CoRE ¦ 1QU LoRE | Non-Red Flag Warning - Destructive Fires | 2063 | 5.1269e-11 | 13246.6313 | 384.5316 | 12862.0997 | 0 | 0 | 1.4036e-07 | 6.7914e-07 | 0 | 6.7914e-07 | 4.1968e-07 | 1.525e-08 | 0 | 1.525e-08 | 1.2429e-07 | 0 | 1.2429e-07 | 2.7245e-07 | 0 | 2.7245e-07 | [17 empty] | 7.3.3.17.5 (Remote Grid) Updates to grid topology to minimize risk of ignition in HFTDs Remote GridWLDFRVegetation ContactAggregated | WLDFR | HFTD - Distribution - Tier 2 - 3QU CoRE ¦ 5QU LoRE | Non-Red Flag Warning - Destructive Fires | Vegetation Contact | Aggregated | 2026 | 2.7429e-07 | 715.8465 | 0.00019635 | 2026 | Mitigation | 0.95 | 45 | 0 | esc | 0.00097009 | 2.6608e-10 | 0.00097009 | 2.6608e-10
[79 empty] | WLDFR | HFTD - Distribution - Tier 3 - 5QU CoRE ¦ 1QU LoRE | Non-Red Flag Warning - Destructive Fires | 2064 | 5.1269e-11 | 13246.6313 | 384.5316 | 12862.0997 | 0 | 0 | 1.4036e-07 | 6.7914e-07 | 0 | 6.7914e-07 | 4.1968e-07 | 1.525e-08 | 0 | 1.525e-08 | 1.2429e-07 | 0 | 1.2429e-07 | 2.7245e-07 | 0 | 2.7245e-07 | [17 empty] | 7.3.3.17.5 (Remote Grid) Updates to grid topology to minimize risk of ignition in HFTDs Remote GridWLDFRVegetation ContactAggregated | WLDFR | HFTD - Distribution - Tier 2 - 3QU CoRE ¦ 5QU LoRE | Non-Red Flag Warning - Destructive Fires | Vegetation Contact | Aggregated | 2027 | 2.7429e-07 | 715.8465 | 0.00019635 | 2027 | Mitigation | 0.95 | 45 | 0 | esc | 0.00097009 | 2.6608e-10 | 0.00097009 | 2.6608e-10
[79 empty] | WLDFR | HFTD - Distribution - Tier 3 - 5QU CoRE ¦ 1QU LoRE | Non-Red Flag Warning - Destructive Fires | 2065 | 5.1269e-11 | 13246.6313 | 384.5316 | 12862.0997 | 0 | 0 | 1.4036e-07 | 6.7914e-07 | 0 | 6.7914e-07 | 4.1968e-07 | 1.525e-08 | 0 | 1.525e-08 | 1.2429e-07 | 0 | 1.2429e-07 | 2.7245e-07 | 0 | 2.7245e-07 | [17 empty] | 7.3.3.17.5 (Remote Grid) Updates to grid topology to minimize risk of ignition in HFTDs Remote GridWLDFRVegetation ContactAggregated | WLDFR | HFTD - Distribution - Tier 2 - 3QU CoRE ¦ 5QU LoRE | Non-Red Flag Warning - Destructive Fires | Vegetation Contact | Aggregated | 2028 | 2.7429e-07 | 715.8465 | 0.00019635 | 2028 | Mitigation | 0.95 | 45 | 0 | esc | 0.00097009 | 2.6608e-10 | 0.00097009 | 2.6608e-10
[79 empty] | WLDFR | HFTD - Distribution - Tier 3 - 5QU CoRE ¦ 1QU LoRE | Non-Red Flag Warning - Destructive Fires | 2066 | 5.1269e-11 | 13246.6313 | 384.5316 | 12862.0997 | 0 | 0 | 1.4036e-07 | 6.7914e-07 | 0 | 6.7914e-07 | 4.1968e-07 | 1.525e-08 | 0 | 1.525e-08 | 1.2429e-07 | 0 | 1.2429e-07 | 2.7245e-07 | 0 | 2.7245e-07 | [17 empty] | 7.3.3.17.5 (Remote Grid) Updates to grid topology to minimize risk of ignition in HFTDs Remote GridWLDFRVegetation ContactAggregated | WLDFR | HFTD - Distribution - Tier 2 - 3QU CoRE ¦ 5QU LoRE | Non-Red Flag Warning - Destructive Fires | Vegetation Contact | Aggregated | 2029 | 2.7429e-07 | 715.8465 | 0.00019635 | 2029 | Mitigation | 0.95 | 45 | 0 | esc | 0.00097009 | 2.6608e-10 | 0.00097009 | 2.6608e-10
[79 empty] | WLDFR | HFTD - Distribution - Tier 3 - 5QU CoRE ¦ 1QU LoRE | Non-Red Flag Warning - Large Fires | 2022 | 8.7232e-09 | 5.2406 | 0.69642 | 2.942 | 1.6022 | 0 | 2.3883e-05 | 4.5715e-08 | 0 | 4.5715e-08 | 1.2435e-05 | 1.6199e-08 | 0 | 1.6199e-08 | 1.3202e-07 | 0 | 1.3202e-07 | 2.894e-07 | 0 | 2.894e-07 | [17 empty] | 7.3.3.17.5 (Remote Grid) Updates to grid topology to minimize risk of ignition in HFTDs Remote GridWLDFRVegetation ContactAggregated | WLDFR | HFTD - Distribution - Tier 2 - 3QU CoRE ¦ 5QU LoRE | Non-Red Flag Warning - Destructive Fires | Vegetation Contact | Aggregated | 2030 | 2.7429e-07 | 715.8465 | 0.00019635 | 2030 | Mitigation | 0.95 | 45 | 0 | esc | 0.00097009 | 2.6608e-10 | 0.00097009 | 2.6608e-10
[79 empty] | WLDFR | HFTD - Distribution - Tier 3 - 5QU CoRE ¦ 1QU LoRE | Non-Red Flag Warning - Large Fires | 2023 | 8.7232e-09 | 5.475 | 0.71896 | 3.0715 | 1.6846 | 0 | 2.3883e-05 | 4.776e-08 | 0 | 4.776e-08 | 1.2891e-05 | 1.6199e-08 | 0 | 1.6199e-08 | 1.3202e-07 | 0 | 1.3202e-07 | 2.894e-07 | 0 | 2.894e-07 | [17 empty] | 7.3.3.17.5 (Remote Grid) Updates to grid topology to minimize risk of ignition in HFTDs Remote GridWLDFRVegetation ContactAggregated | WLDFR | HFTD - Distribution - Tier 2 - 3QU CoRE ¦ 5QU LoRE | Non-Red Flag Warning - Destructive Fires | Vegetation Contact | Aggregated | 2031 | 2.7429e-07 | 715.8465 | 0.00019635 | 2031 | Mitigation | 0.95 | 45 | 0 | esc | 0.00097009 | 2.6608e-10 | 0.00097009 | 2.6608e-10
[79 empty] | WLDFR | HFTD - Distribution - Tier 3 - 5QU CoRE ¦ 1QU LoRE | Non-Red Flag Warning - Large Fires | 2024 | 8.7232e-09 | 5.475 | 0.71896 | 3.0715 | 1.6846 | 0 | 2.3883e-05 | 4.776e-08 | 0 | 4.776e-08 | 1.2891e-05 | 1.6199e-08 | 0 | 1.6199e-08 | 1.3202e-07 | 0 | 1.3202e-07 | 2.894e-07 | 0 | 2.894e-07 | [17 empty] | 7.3.3.17.5 (Remote Grid) Updates to grid topology to minimize risk of ignition in HFTDs Remote GridWLDFRVegetation ContactAggregated | WLDFR | HFTD - Distribution - Tier 2 - 3QU CoRE ¦ 5QU LoRE | Non-Red Flag Warning - Destructive Fires | Vegetation Contact | Aggregated | 2032 | 2.7429e-07 | 715.8465 | 0.00019635 | 2032 | Mitigation | 0.95 | 45 | 0 | esc | 0.00097009 | 2.6608e-10 | 0.00097009 | 2.6608e-10
[79 empty] | WLDFR | HFTD - Distribution - Tier 3 - 5QU CoRE ¦ 1QU LoRE | Non-Red Flag Warning - Large Fires | 2025 | 8.7232e-09 | 5.475 | 0.71896 | 3.0715 | 1.6846 | 0 | 2.3883e-05 | 4.776e-08 | 0 | 4.776e-08 | 1.2891e-05 | 1.6199e-08 | 0 | 1.6199e-08 | 1.3202e-07 | 0 | 1.3202e-07 | 2.894e-07 | 0 | 2.894e-07 | [17 empty] | 7.3.3.17.5 (Remote Grid) Updates to grid topology to minimize risk of ignition in HFTDs Remote GridWLDFRVegetation ContactAggregated | WLDFR | HFTD - Distribution - Tier 2 - 3QU CoRE ¦ 5QU LoRE | Non-Red Flag Warning - Destructive Fires | Vegetation Contact | Aggregated | 2033 | 2.7429e-07 | 715.8465 | 0.00019635 | 2033 | Mitigation | 0.95 | 45 | 0 | esc | 0.00097009 | 2.6608e-10 | 0.00097009 | 2.6608e-10
[79 empty] | WLDFR | HFTD - Distribution - Tier 3 - 5QU CoRE ¦ 1QU LoRE | Non-Red Flag Warning - Large Fires | 2026 | 8.7232e-09 | 5.475 | 0.71896 | 3.0715 | 1.6846 | 0 | 2.3883e-05 | 4.776e-08 | 0 | 4.776e-08 | 1.2891e-05 | 1.6199e-08 | 0 | 1.6199e-08 | 1.3202e-07 | 0 | 1.3202e-07 | 2.894e-07 | 0 | 2.894e-07 | [17 empty] | 7.3.3.17.5 (Remote Grid) Updates to grid topology to minimize risk of ignition in HFTDs Remote GridWLDFRVegetation ContactAggregated | WLDFR | HFTD - Distribution - Tier 2 - 3QU CoRE ¦ 5QU LoRE | Non-Red Flag Warning - Destructive Fires | Vegetation Contact | Aggregated | 2034 | 2.7429e-07 | 715.8465 | 0.00019635 | 2034 | Mitigation | 0.95 | 45 | 0 | esc | 0.00097009 | 2.6608e-10 | 0.00097009 | 2.6608e-10
[79 empty] | WLDFR | HFTD - Distribution - Tier 3 - 5QU CoRE ¦ 1QU LoRE | Non-Red Flag Warning - Large Fires | 2027 | 8.7232e-09 | 5.475 | 0.71896 | 3.0715 | 1.6846 | 0 | 2.3883e-05 | 4.776e-08 | 0 | 4.776e-08 | 1.2891e-05 | 1.7169e-08 | 0 | 1.7169e-08 | 1.3993e-07 | 0 | 1.3993e-07 | 3.0673e-07 | 0 | 3.0673e-07 | [17 empty] | 7.3.3.17.5 (Remote Grid) Updates to grid topology to minimize risk of ignition in HFTDs Remote GridWLDFRVegetation ContactAggregated | WLDFR | HFTD - Distribution - Tier 2 - 3QU CoRE ¦ 5QU LoRE | Non-Red Flag Warning - Destructive Fires | Vegetation Contact | Aggregated | 2035 | 2.7429e-07 | 715.8465 | 0.00019635 | 2035 | Mitigation | 0.95 | 45 | 0 | esc | 0.00097009 | 2.6608e-10 | 0.00097009 | 2.6608e-10
[79 empty] | WLDFR | HFTD - Distribution - Tier 3 - 5QU CoRE ¦ 1QU LoRE | Non-Red Flag Warning - Large Fires | 2028 | 8.7232e-09 | 5.777 | 0.74734 | 3.238 | 1.7917 | 0 | 2.3883e-05 | 5.0394e-08 | 0 | 5.0394e-08 | 1.3465e-05 | 1.7169e-08 | 0 | 1.7169e-08 | 1.3993e-07 | 0 | 1.3993e-07 | 3.0673e-07 | 0 | 3.0673e-07 | [17 empty] | 7.3.3.17.5 (Remote Grid) Updates to grid topology to minimize risk of ignition in HFTDs Remote GridWLDFRVegetation ContactAggregated | WLDFR | HFTD - Distribution - Tier 2 - 3QU CoRE ¦ 5QU LoRE | Non-Red Flag Warning - Destructive Fires | Vegetation Contact | Aggregated | 2036 | 2.7429e-07 | 715.8465 | 0.00019635 | 2036 | Mitigation | 0.95 | 45 | 0 | esc | 0.00097009 | 2.6608e-10 | 0.00097009 | 2.6608e-10
[79 empty] | WLDFR | HFTD - Distribution - Tier 3 - 5QU CoRE ¦ 1QU LoRE | Non-Red Flag Warning - Large Fires | 2029 | 8.7232e-09 | 5.777 | 0.74734 | 3.238 | 1.7917 | 0 | 2.3883e-05 | 5.0394e-08 | 0 | 5.0394e-08 | 1.3465e-05 | 0 | 0 | 0 | 1.3993e-07 | 0 | 1.3993e-07 | 3.0673e-07 | 0 | 3.0673e-07 | [17 empty] | 7.3.3.17.5 (Remote Grid) Updates to grid topology to minimize risk of ignition in HFTDs Remote GridWLDFRVegetation ContactAggregated | WLDFR | HFTD - Distribution - Tier 2 - 3QU CoRE ¦ 5QU LoRE | Non-Red Flag Warning - Destructive Fires | Vegetation Contact | Aggregated | 2037 | 2.7429e-07 | 715.8465 | 0.00019635 | 2037 | Mitigation | 0.95 | 45 | 0 | esc | 0.00097009 | 2.6608e-10 | 0.00097009 | 2.6608e-10
[79 empty] | WLDFR | HFTD - Distribution - Tier 3 - 5QU CoRE ¦ 1QU LoRE | Non-Red Flag Warning - Large Fires | 2030 | 8.7232e-09 | 5.777 | 0.74734 | 3.238 | 1.7917 | 0 | 2.3883e-05 | 5.0394e-08 | 0 | 5.0394e-08 | 1.3465e-05 | 0 | 0 | 0 | 0 | 0 | 0 | 3.0673e-07 | 0 | 3.0673e-07 | [17 empty] | 7.3.3.17.5 (Remote Grid) Updates to grid topology to minimize risk of ignition in HFTDs Remote GridWLDFRVegetation ContactAggregated | WLDFR | HFTD - Distribution - Tier 2 - 3QU CoRE ¦ 5QU LoRE | Non-Red Flag Warning - Destructive Fires | Vegetation Contact | Aggregated | 2038 | 2.7429e-07 | 715.8465 | 0.00019635 | 2038 | Mitigation | 0.95 | 45 | 0 | esc | 0.00097009 | 2.6608e-10 | 0.00097009 | 2.6608e-10
[79 empty] | WLDFR | HFTD - Distribution - Tier 3 - 5QU CoRE ¦ 1QU LoRE | Non-Red Flag Warning - Large Fires | 2031 | 8.7232e-09 | 5.777 | 0.74734 | 3.238 | 1.7917 | 0 | 2.3883e-05 | 5.0394e-08 | 0 | 5.0394e-08 | 1.3465e-05 | 4.0685e-09 | 0 | 4.0685e-09 | 0 | 0 | 0 | 0 | 0 | 0 | [17 empty] | 7.3.3.17.5 (Remote Grid) Updates to grid topology to minimize risk of ignition in HFTDs Remote GridWLDFRVegetation ContactAggregated | WLDFR | HFTD - Distribution - Tier 2 - 3QU CoRE ¦ 5QU LoRE | Non-Red Flag Warning - Destructive Fires | Vegetation Contact | Aggregated | 2039 | 2.7429e-07 | 715.8465 | 0.00019635 | 2039 | Mitigation | 0.95 | 45 | 0 | esc | 0.00097009 | 2.6608e-10 | 0.00097009 | 2.6608e-10
[79 empty] | WLDFR | HFTD - Distribution - Tier 3 - 5QU CoRE ¦ 1QU LoRE | Non-Red Flag Warning - Large Fires | 2032 | 8.7232e-09 | 5.777 | 0.74734 | 3.238 | 1.7917 | 0 | 2.3883e-05 | 5.0394e-08 | 0 | 5.0394e-08 | 1.3465e-05 | 3.7873e-09 | 0 | 3.7873e-09 | 3.0867e-08 | 0 | 3.0867e-08 | 0 | 0 | 0 | [17 empty] | 7.3.3.17.5 (Remote Grid) Updates to grid topology to minimize risk of ignition in HFTDs Remote GridWLDFRVegetation ContactAggregated | WLDFR | HFTD - Distribution - Tier 2 - 3QU CoRE ¦ 5QU LoRE | Non-Red Flag Warning - Destructive Fires | Vegetation Contact | Aggregated | 2040 | 2.7429e-07 | 715.8465 | 0.00019635 | 2040 | Mitigation | 0.95 | 45 | 0 | esc | 0.00097009 | 2.6608e-10 | 0.00097009 | 2.6608e-10
[79 empty] | WLDFR | HFTD - Distribution - Tier 3 - 5QU CoRE ¦ 1QU LoRE | Non-Red Flag Warning - Large Fires | 2033 | 8.7232e-09 | 6.1205 | 0.77885 | 3.4265 | 1.9151 | 0 | 2.3883e-05 | 5.3391e-08 | 0 | 5.3391e-08 | 1.4103e-05 | 3.9092e-09 | 0 | 3.9092e-09 | 3.186e-08 | 0 | 3.186e-08 | 6.9838e-08 | 0 | 6.9838e-08 | [17 empty] | 7.3.3.17.5 (Remote Grid) Updates to grid topology to minimize risk of ignition in HFTDs Remote GridWLDFRVegetation ContactAggregated | WLDFR | HFTD - Distribution - Tier 2 - 3QU CoRE ¦ 5QU LoRE | Non-Red Flag Warning - Destructive Fires | Vegetation Contact | Aggregated | 2041 | 2.7429e-07 | 715.8465 | 0.00019635 | 2041 | Mitigation | 0.95 | 45 | 0 | esc | 0.00097009 | 2.6608e-10 | 0.00097009 | 2.6608e-10
[79 empty] | WLDFR | HFTD - Distribution - Tier 3 - 5QU CoRE ¦ 1QU LoRE | Non-Red Flag Warning - Large Fires | 2034 | 8.7232e-09 | 6.1205 | 0.77885 | 3.4265 | 1.9151 | 0 | 2.3883e-05 | 5.3391e-08 | 0 | 5.3391e-08 | 1.4103e-05 | 3.9092e-09 | 0 | 3.9092e-09 | 3.186e-08 | 0 | 3.186e-08 | 6.9838e-08 | 0 | 6.9838e-08 | [17 empty] | 7.3.3.17.5 (Remote Grid) Updates to grid topology to minimize risk of ignition in HFTDs Remote GridWLDFRVegetation ContactAggregated | WLDFR | HFTD - Distribution - Tier 2 - 3QU CoRE ¦ 5QU LoRE | Non-Red Flag Warning - Destructive Fires | Vegetation Contact | Aggregated | 2042 | 2.7429e-07 | 715.8465 | 0.00019635 | 2042 | Mitigation | 0.95 | 45 | 0 | esc | 0.00097009 | 2.6608e-10 | 0.00097009 | 2.6608e-10
[79 empty] | WLDFR | HFTD - Distribution - Tier 3 - 5QU CoRE ¦ 1QU LoRE | Non-Red Flag Warning - Large Fires | 2035 | 8.7232e-09 | 6.1205 | 0.77885 | 3.4265 | 1.9151 | 0 | 2.3883e-05 | 5.3391e-08 | 0 | 5.3391e-08 | 1.4103e-05 | 3.9092e-09 | 0 | 3.9092e-09 | 3.186e-08 | 0 | 3.186e-08 | 6.9838e-08 | 0 | 6.9838e-08 | [17 empty] | 7.3.3.17.5 (Remote Grid) Updates to grid topology to minimize risk of ignition in HFTDs Remote GridWLDFRVegetation ContactAggregated | WLDFR | HFTD - Distribution - Tier 2 - 3QU CoRE ¦ 5QU LoRE | Non-Red Flag Warning - Destructive Fires | Vegetation Contact | Aggregated | 2043 | 2.7429e-07 | 715.8465 | 0.00019635 | 2043 | Mitigation | 0.95 | 45 | 0 | esc | 0.00097009 | 2.6608e-10 | 0.00097009 | 2.6608e-10
[79 empty] | WLDFR | HFTD - Distribution - Tier 3 - 5QU CoRE ¦ 1QU LoRE | Non-Red Flag Warning - Large Fires | 2036 | 8.7232e-09 | 6.1205 | 0.77885 | 3.4265 | 1.9151 | 0 | 2.3883e-05 | 5.3391e-08 | 0 | 5.3391e-08 | 1.4103e-05 | 3.9092e-09 | 0 | 3.9092e-09 | 3.186e-08 | 0 | 3.186e-08 | 6.9838e-08 | 0 | 6.9838e-08 | [17 empty] | 7.3.3.17.5 (Remote Grid) Updates to grid topology to minimize risk of ignition in HFTDs Remote GridWLDFRVegetation ContactAggregated | WLDFR | HFTD - Distribution - Tier 2 - 3QU CoRE ¦ 5QU LoRE | Non-Red Flag Warning - Destructive Fires | Vegetation Contact | Aggregated | 2044 | 2.7429e-07 | 715.8465 | 0.00019635 | 2044 | Mitigation | 0.95 | 45 | 0 | esc | 0.00097009 | 2.6608e-10 | 0.00097009 | 2.6608e-10
[79 empty] | WLDFR | HFTD - Distribution - Tier 3 - 5QU CoRE ¦ 1QU LoRE | Non-Red Flag Warning - Large Fires | 2037 | 8.7232e-09 | 6.1205 | 0.77885 | 3.4265 | 1.9151 | 0 | 2.3883e-05 | 5.3391e-08 | 0 | 5.3391e-08 | 1.4103e-05 | 3.9092e-09 | 0 | 3.9092e-09 | 3.186e-08 | 0 | 3.186e-08 | 6.9838e-08 | 0 | 6.9838e-08 | [17 empty] | 7.3.3.17.5 (Remote Grid) Updates to grid topology to minimize risk of ignition in HFTDs Remote GridWLDFRVegetation ContactAggregated | WLDFR | HFTD - Distribution - Tier 2 - 3QU CoRE ¦ 5QU LoRE | Non-Red Flag Warning - Destructive Fires | Vegetation Contact | Aggregated | 2045 | 2.7429e-07 | 715.8465 | 0.00019635 | 2045 | Mitigation | 0.95 | 45 | 0 | esc | 0.00097009 | 2.6608e-10 | 0.00097009 | 2.6608e-10
[79 empty] | WLDFR | HFTD - Distribution - Tier 3 - 5QU CoRE ¦ 1QU LoRE | Non-Red Flag Warning - Large Fires | 2038 | 8.7232e-09 | 6.5028 | 0.81304 | 3.6355 | 2.0543 | 0 | 2.3883e-05 | 5.6726e-08 | 0 | 5.6726e-08 | 1.4796e-05 | 4.0647e-09 | 0 | 4.0647e-09 | 3.3127e-08 | 0 | 3.3127e-08 | 7.2616e-08 | 0 | 7.2616e-08 | [17 empty] | 7.3.3.17.5 (Remote Grid) Updates to grid topology to minimize risk of ignition in HFTDs Remote GridWLDFRVegetation ContactAggregated | WLDFR | HFTD - Distribution - Tier 2 - 3QU CoRE ¦ 5QU LoRE | Non-Red Flag Warning - Destructive Fires | Vegetation Contact | Aggregated | 2046 | 2.7429e-07 | 715.8465 | 0.00019635 | 2046 | Mitigation | 0.95 | 45 | 0 | esc | 0.00097009 | 2.6608e-10 | 0.00097009 | 2.6608e-10
[79 empty] | WLDFR | HFTD - Distribution - Tier 3 - 5QU CoRE ¦ 1QU LoRE | Non-Red Flag Warning - Large Fires | 2039 | 8.7232e-09 | 6.5028 | 0.81304 | 3.6355 | 2.0543 | 0 | 2.3883e-05 | 5.6726e-08 | 0 | 5.6726e-08 | 1.4796e-05 | 4.0647e-09 | 0 | 4.0647e-09 | 3.3127e-08 | 0 | 3.3127e-08 | 7.2616e-08 | 0 | 7.2616e-08 | [17 empty] | 7.3.3.17.5 (Remote Grid) Updates to grid topology to minimize risk of ignition in HFTDs Remote GridWLDFRVegetation ContactAggregated | WLDFR | HFTD - Distribution - Tier 2 - 3QU CoRE ¦ 5QU LoRE | Non-Red Flag Warning - Destructive Fires | Vegetation Contact | Aggregated | 2047 | 2.7429e-07 | 715.8465 | 0.00019635 | 2047 | Mitigation | 0.95 | 45 | 0 | esc | 0.00097009 | 2.6608e-10 | 0.00097009 | 2.6608e-10
[79 empty] | WLDFR | HFTD - Distribution - Tier 3 - 5QU CoRE ¦ 1QU LoRE | Non-Red Flag Warning - Large Fires | 2040 | 8.7232e-09 | 6.5028 | 0.81304 | 3.6355 | 2.0543 | 0 | 2.3883e-05 | 5.6726e-08 | 0 | 5.6726e-08 | 1.4796e-05 | 4.0647e-09 | 0 | 4.0647e-09 | 3.3127e-08 | 0 | 3.3127e-08 | 7.2616e-08 | 0 | 7.2616e-08 | [17 empty] | 7.3.3.17.5 (Remote Grid) Updates to grid topology to minimize risk of ignition in HFTDs Remote GridWLDFRVegetation ContactAggregated | WLDFR | HFTD - Distribution - Tier 2 - 3QU CoRE ¦ 5QU LoRE | Non-Red Flag Warning - Destructive Fires | Vegetation Contact | Aggregated | 2048 | 2.7429e-07 | 715.8465 | 0.00019635 | 2048 | Mitigation | 0.95 | 45 | 0 | esc | 0.00097009 | 2.6608e-10 | 0.00097009 | 2.6608e-10
[79 empty] | WLDFR | HFTD - Distribution - Tier 3 - 5QU CoRE ¦ 1QU LoRE | Non-Red Flag Warning - Large Fires | 2041 | 8.7232e-09 | 6.5028 | 0.81304 | 3.6355 | 2.0543 | 0 | 2.3883e-05 | 5.6726e-08 | 0 | 5.6726e-08 | 1.4796e-05 | 4.0647e-09 | 0 | 4.0647e-09 | 3.3127e-08 | 0 | 3.3127e-08 | 7.2616e-08 | 0 | 7.2616e-08 | [17 empty] | 7.3.3.17.5 (Remote Grid) Updates to grid topology to minimize risk of ignition in HFTDs Remote GridWLDFRVegetation ContactAggregated | WLDFR | HFTD - Distribution - Tier 2 - 3QU CoRE ¦ 5QU LoRE | Non-Red Flag Warning - Destructive Fires | Vegetation Contact | Aggregated | 2049 | 2.7429e-07 | 715.8465 | 0.00019635 | 2049 | Mitigation | 0.95 | 45 | 0 | esc | 0.00097009 | 2.6608e-10 | 0.00097009 | 2.6608e-10
[79 empty] | WLDFR | HFTD - Distribution - Tier 3 - 5QU CoRE ¦ 1QU LoRE | Non-Red Flag Warning - Large Fires | 2042 | 8.7232e-09 | 6.5028 | 0.81304 | 3.6355 | 2.0543 | 0 | 2.3883e-05 | 5.6726e-08 | 0 | 5.6726e-08 | 1.4796e-05 | 4.0647e-09 | 0 | 4.0647e-09 | 3.3127e-08 | 0 | 3.3127e-08 | 7.2616e-08 | 0 | 7.2616e-08 | [17 empty] | 7.3.3.17.5 (Remote Grid) Updates to grid topology to minimize risk of ignition in HFTDs Remote GridWLDFRVegetation ContactAggregated | WLDFR | HFTD - Distribution - Tier 2 - 3QU CoRE ¦ 5QU LoRE | Non-Red Flag Warning - Destructive Fires | Vegetation Contact | Aggregated | 2050 | 2.7429e-07 | 715.8465 | 0.00019635 | 2050 | Mitigation | 0.95 | 45 | 0 | esc | 0.00097009 | 2.6608e-10 | 0.00097009 | 2.6608e-10
[79 empty] | WLDFR | HFTD - Distribution - Tier 3 - 5QU CoRE ¦ 1QU LoRE | Non-Red Flag Warning - Large Fires | 2043 | 8.7232e-09 | 6.9209 | 0.84944 | 3.8632 | 2.2083 | 0 | 2.3883e-05 | 6.0373e-08 | 0 | 6.0373e-08 | 1.5534e-05 | 4.24e-09 | 0 | 4.24e-09 | 3.4556e-08 | 0 | 3.4556e-08 | 7.5747e-08 | 0 | 7.5747e-08 | [17 empty] | 7.3.3.17.5 (Remote Grid) Updates to grid topology to minimize risk of ignition in HFTDs Remote GridWLDFRVegetation ContactAggregated | WLDFR | HFTD - Distribution - Tier 2 - 3QU CoRE ¦ 5QU LoRE | Non-Red Flag Warning - Destructive Fires | Vegetation Contact | Aggregated | 2051 | 2.7429e-07 | 715.8465 | 0.00019635 | 2051 | Mitigation | 0.95 | 45 | 0 | esc | 0.00097009 | 2.6608e-10 | 0.00097009 | 2.6608e-10
[79 empty] | WLDFR | HFTD - Distribution - Tier 3 - 5QU CoRE ¦ 1QU LoRE | Non-Red Flag Warning - Large Fires | 2044 | 8.7232e-09 | 6.9209 | 0.84944 | 3.8632 | 2.2083 | 0 | 2.3883e-05 | 6.0373e-08 | 0 | 6.0373e-08 | 1.5534e-05 | 4.24e-09 | 0 | 4.24e-09 | 3.4556e-08 | 0 | 3.4556e-08 | 7.5747e-08 | 0 | 7.5747e-08 | [17 empty] | 7.3.3.17.5 (Remote Grid) Updates to grid topology to minimize risk of ignition in HFTDs Remote GridWLDFRVegetation ContactAggregated | WLDFR | HFTD - Distribution - Tier 2 - 3QU CoRE ¦ 5QU LoRE | Non-Red Flag Warning - Destructive Fires | Vegetation Contact | Aggregated | 2052 | 2.7429e-07 | 715.8465 | 0.00019635 | 2052 | Mitigation | 0.95 | 45 | 0 | esc | 0.00097009 | 2.6608e-10 | 0.00097009 | 2.6608e-10
[79 empty] | WLDFR | HFTD - Distribution - Tier 3 - 5QU CoRE ¦ 1QU LoRE | Non-Red Flag Warning - Large Fires | 2045 | 8.7232e-09 | 6.9209 | 0.84944 | 3.8632 | 2.2083 | 0 | 2.3883e-05 | 6.0373e-08 | 0 | 6.0373e-08 | 1.5534e-05 | 4.24e-09 | 0 | 4.24e-09 | 3.4556e-08 | 0 | 3.4556e-08 | 7.5747e-08 | 0 | 7.5747e-08 | [17 empty] | 7.3.3.17.5 (Remote Grid) Updates to grid topology to minimize risk of ignition in HFTDs Remote GridWLDFRVegetation ContactAggregated | WLDFR | HFTD - Distribution - Tier 2 - 3QU CoRE ¦ 5QU LoRE | Non-Red Flag Warning - Destructive Fires | Vegetation Contact | Aggregated | 2053 | 2.7429e-07 | 715.8465 | 0.00019635 | 2053 | Mitigation | 0.95 | 45 | 0 | esc | 0.00097009 | 2.6608e-10 | 0.00097009 | 2.6608e-10
[79 empty] | WLDFR | HFTD - Distribution - Tier 3 - 5QU CoRE ¦ 1QU LoRE | Non-Red Flag Warning - Large Fires | 2046 | 8.7232e-09 | 6.9209 | 0.84944 | 3.8632 | 2.2083 | 0 | 2.3883e-05 | 6.0373e-08 | 0 | 6.0373e-08 | 1.5534e-05 | 4.24e-09 | 0 | 4.24e-09 | 3.4556e-08 | 0 | 3.4556e-08 | 7.5747e-08 | 0 | 7.5747e-08 | [17 empty] | 7.3.3.17.5 (Remote Grid) Updates to grid topology to minimize risk of ignition in HFTDs Remote GridWLDFRVegetation ContactAggregated | WLDFR | HFTD - Distribution - Tier 2 - 3QU CoRE ¦ 5QU LoRE | Non-Red Flag Warning - Destructive Fires | Vegetation Contact | Aggregated | 2054 | 2.7429e-07 | 715.8465 | 0.00019635 | 2054 | Mitigation | 0.95 | 45 | 0 | esc | 0.00097009 | 2.6608e-10 | 0.00097009 | 2.6608e-10
[79 empty] | WLDFR | HFTD - Distribution - Tier 3 - 5QU CoRE ¦ 1QU LoRE | Non-Red Flag Warning - Large Fires | 2047 | 8.7232e-09 | 6.9209 | 0.84944 | 3.8632 | 2.2083 | 0 | 2.3883e-05 | 6.0373e-08 | 0 | 6.0373e-08 | 1.5534e-05 | 4.24e-09 | 0 | 4.24e-09 | 3.4556e-08 | 0 | 3.4556e-08 | 7.5747e-08 | 0 | 7.5747e-08 | [17 empty] | 7.3.3.17.5 (Remote Grid) Updates to grid topology to minimize risk of ignition in HFTDs Remote GridWLDFRVegetation ContactAggregated | WLDFR | HFTD - Distribution - Tier 2 - 3QU CoRE ¦ 5QU LoRE | Non-Red Flag Warning - Destructive Fires | Vegetation Contact | Aggregated | 2055 | 2.7429e-07 | 715.8465 | 0.00019635 | 2055 | Mitigation | 0.95 | 45 | 0 | esc | 0.00097009 | 2.6608e-10 | 0.00097009 | 2.6608e-10
[79 empty] | WLDFR | HFTD - Distribution - Tier 3 - 5QU CoRE ¦ 1QU LoRE | Non-Red Flag Warning - Large Fires | 2048 | 8.7232e-09 | 7.3713 | 0.88759 | 4.1075 | 2.3763 | 0 | 2.3883e-05 | 6.4302e-08 | 0 | 6.4302e-08 | 1.6308e-05 | 4.4331e-09 | 0 | 4.4331e-09 | 3.613e-08 | 0 | 3.613e-08 | 7.9198e-08 | 0 | 7.9198e-08 | [17 empty] | 7.3.3.17.5 (Remote Grid) Updates to grid topology to minimize risk of ignition in HFTDs Remote GridWLDFRVegetation ContactAggregated | WLDFR | HFTD - Distribution - Tier 2 - 3QU CoRE ¦ 5QU LoRE | Non-Red Flag Warning - Destructive Fires | Vegetation Contact | Aggregated | 2056 | 2.7429e-07 | 715.8465 | 0.00019635 | 2056 | Mitigation | 0.95 | 45 | 0 | esc | 0.00097009 | 2.6608e-10 | 0.00097009 | 2.6608e-10
[79 empty] | WLDFR | HFTD - Distribution - Tier 3 - 5QU CoRE ¦ 1QU LoRE | Non-Red Flag Warning - Large Fires | 2049 | 8.7232e-09 | 7.3713 | 0.88759 | 4.1075 | 2.3763 | 0 | 2.3883e-05 | 6.4302e-08 | 0 | 6.4302e-08 | 1.6308e-05 | 4.4331e-09 | 0 | 4.4331e-09 | 3.613e-08 | 0 | 3.613e-08 | 7.9198e-08 | 0 | 7.9198e-08 | [17 empty] | 7.3.3.17.5 (Remote Grid) Updates to grid topology to minimize risk of ignition in HFTDs Remote GridWLDFRVegetation ContactAggregated | WLDFR | HFTD - Distribution - Tier 2 - 3QU CoRE ¦ 5QU LoRE | Non-Red Flag Warning - Destructive Fires | Vegetation Contact | Aggregated | 2057 | 2.7429e-07 | 715.8465 | 0.00019635 | 2057 | Mitigation | 0.95 | 45 | 0 | esc | 0.00097009 | 2.6608e-10 | 0.00097009 | 2.6608e-10
[79 empty] | WLDFR | HFTD - Distribution - Tier 3 - 5QU CoRE ¦ 1QU LoRE | Non-Red Flag Warning - Large Fires | 2050 | 8.7232e-09 | 7.3713 | 0.88759 | 4.1075 | 2.3763 | 0 | 2.3883e-05 | 6.4302e-08 | 0 | 6.4302e-08 | 1.6308e-05 | 4.4331e-09 | 0 | 4.4331e-09 | 3.613e-08 | 0 | 3.613e-08 | 7.9198e-08 | 0 | 7.9198e-08 | [17 empty] | 7.3.3.17.5 (Remote Grid) Updates to grid topology to minimize risk of ignition in HFTDs Remote GridWLDFRVegetation ContactAggregated | WLDFR | HFTD - Distribution - Tier 2 - 3QU CoRE ¦ 5QU LoRE | Non-Red Flag Warning - Destructive Fires | Vegetation Contact | Aggregated | 2058 | 2.7429e-07 | 715.8465 | 0.00019635 | 2058 | Mitigation | 0.95 | 45 | 0 | esc | 0.00097009 | 2.6608e-10 | 0.00097009 | 2.6608e-10
[79 empty] | WLDFR | HFTD - Distribution - Tier 3 - 5QU CoRE ¦ 1QU LoRE | Non-Red Flag Warning - Large Fires | 2051 | 8.7232e-09 | 7.3713 | 0.88759 | 4.1075 | 2.3763 | 0 | 2.3883e-05 | 6.4302e-08 | 0 | 6.4302e-08 | 1.6308e-05 | 4.4331e-09 | 0 | 4.4331e-09 | 3.613e-08 | 0 | 3.613e-08 | 7.9198e-08 | 0 | 7.9198e-08 | [17 empty] | 7.3.3.17.5 (Remote Grid) Updates to grid topology to minimize risk of ignition in HFTDs Remote GridWLDFRVegetation ContactAggregated | WLDFR | HFTD - Distribution - Tier 2 - 3QU CoRE ¦ 5QU LoRE | Non-Red Flag Warning - Destructive Fires | Vegetation Contact | Aggregated | 2059 | 2.7429e-07 | 715.8465 | 0.00019635 | 2059 | Mitigation | 0.95 | 45 | 0 | esc | 0.00097009 | 2.6608e-10 | 0.00097009 | 2.6608e-10
[79 empty] | WLDFR | HFTD - Distribution - Tier 3 - 5QU CoRE ¦ 1QU LoRE | Non-Red Flag Warning - Large Fires | 2052 | 8.7232e-09 | 7.3713 | 0.88759 | 4.1075 | 2.3763 | 0 | 2.3883e-05 | 6.4302e-08 | 0 | 6.4302e-08 | 1.6308e-05 | 4.4331e-09 | 0 | 4.4331e-09 | 3.613e-08 | 0 | 3.613e-08 | 7.9198e-08 | 0 | 7.9198e-08 | [17 empty] | 7.3.3.17.5 (Remote Grid) Updates to grid topology to minimize risk of ignition in HFTDs Remote GridWLDFRVegetation ContactAggregated | WLDFR | HFTD - Distribution - Tier 2 - 3QU CoRE ¦ 5QU LoRE | Non-Red Flag Warning - Destructive Fires | Vegetation Contact | Aggregated | 2060 | 2.7429e-07 | 715.8465 | 0.00019635 | 2060 | Mitigation | 0.95 | 45 | 0 | esc | 0.00097009 | 2.6608e-10 | 0.00097009 | 2.6608e-10
[79 empty] | WLDFR | HFTD - Distribution - Tier 3 - 5QU CoRE ¦ 1QU LoRE | Non-Red Flag Warning - Large Fires | 2053 | 8.7232e-09 | 7.8503 | 0.92702 | 4.3664 | 2.5569 | 0 | 2.3883e-05 | 6.848e-08 | 0 | 6.848e-08 | 1.7108e-05 | 4.6422e-09 | 0 | 4.6422e-09 | 3.7834e-08 | 0 | 3.7834e-08 | 8.2934e-08 | 0 | 8.2934e-08 | [17 empty] | 7.3.3.17.5 (Remote Grid) Updates to grid topology to minimize risk of ignition in HFTDs Remote GridWLDFRVegetation ContactAggregated | WLDFR | HFTD - Distribution - Tier 2 - 3QU CoRE ¦ 5QU LoRE | Non-Red Flag Warning - Destructive Fires | Vegetation Contact | Aggregated | 2061 | 2.7429e-07 | 715.8465 | 0.00019635 | 2061 | Mitigation | 0.95 | 45 | 0 | esc | 0.00097009 | 2.6608e-10 | 0.00097009 | 2.6608e-10
[79 empty] | WLDFR | HFTD - Distribution - Tier 3 - 5QU CoRE ¦ 1QU LoRE | Non-Red Flag Warning - Large Fires | 2054 | 8.7232e-09 | 7.8503 | 0.92702 | 4.3664 | 2.5569 | 0 | 2.3883e-05 | 6.848e-08 | 0 | 6.848e-08 | 1.7108e-05 | 4.6422e-09 | 0 | 4.6422e-09 | 3.7834e-08 | 0 | 3.7834e-08 | 8.2934e-08 | 0 | 8.2934e-08 | [17 empty] | 7.3.3.17.5 (Remote Grid) Updates to grid topology to minimize risk of ignition in HFTDs Remote GridWLDFRVegetation ContactAggregated | WLDFR | HFTD - Distribution - Tier 2 - 3QU CoRE ¦ 5QU LoRE | Non-Red Flag Warning - Destructive Fires | Vegetation Contact | Aggregated | 2062 | 2.7429e-07 | 715.8465 | 0.00019635 | 2062 | Mitigation | 0.95 | 45 | 0 | esc | 0.00097009 | 2.6608e-10 | 0.00097009 | 2.6608e-10
[79 empty] | WLDFR | HFTD - Distribution - Tier 3 - 5QU CoRE ¦ 1QU LoRE | Non-Red Flag Warning - Large Fires | 2055 | 8.7232e-09 | 7.8503 | 0.92702 | 4.3664 | 2.5569 | 0 | 2.3883e-05 | 6.848e-08 | 0 | 6.848e-08 | 1.7108e-05 | 4.6422e-09 | 0 | 4.6422e-09 | 3.7834e-08 | 0 | 3.7834e-08 | 8.2934e-08 | 0 | 8.2934e-08 | [17 empty] | 7.3.3.17.5 (Remote Grid) Updates to grid topology to minimize risk of ignition in HFTDs Remote GridWLDFRVegetation ContactAggregated | WLDFR | HFTD - Distribution - Tier 2 - 3QU CoRE ¦ 5QU LoRE | Non-Red Flag Warning - Destructive Fires | Vegetation Contact | Aggregated | 2063 | 2.7429e-07 | 715.8465 | 0.00019635 | 2063 | Mitigation | 0.95 | 45 | 0 | esc | 0.00097009 | 2.6608e-10 | 0.00097009 | 2.6608e-10
[79 empty] | WLDFR | HFTD - Distribution - Tier 3 - 5QU CoRE ¦ 1QU LoRE | Non-Red Flag Warning - Large Fires | 2056 | 8.7232e-09 | 7.8503 | 0.92702 | 4.3664 | 2.5569 | 0 | 2.3883e-05 | 6.848e-08 | 0 | 6.848e-08 | 1.7108e-05 | 4.6422e-09 | 0 | 4.6422e-09 | 3.7834e-08 | 0 | 3.7834e-08 | 8.2934e-08 | 0 | 8.2934e-08 | [17 empty] | 7.3.3.17.5 (Remote Grid) Updates to grid topology to minimize risk of ignition in HFTDs Remote GridWLDFRVegetation ContactAggregated | WLDFR | HFTD - Distribution - Tier 2 - 3QU CoRE ¦ 5QU LoRE | Non-Red Flag Warning - Destructive Fires | Vegetation Contact | Aggregated | 2064 | 2.7429e-07 | 715.8465 | 0.00019635 | 2064 | Mitigation | 0.95 | 45 | 0 | esc | 0.00097009 | 2.6608e-10 | 0.00097009 | 2.6608e-10
[79 empty] | WLDFR | HFTD - Distribution - Tier 3 - 5QU CoRE ¦ 1QU LoRE | Non-Red Flag Warning - Large Fires | 2057 | 8.7232e-09 | 7.8503 | 0.92702 | 4.3664 | 2.5569 | 0 | 2.3883e-05 | 6.848e-08 | 0 | 6.848e-08 | 1.7108e-05 | 4.6422e-09 | 0 | 4.6422e-09 | 3.7834e-08 | 0 | 3.7834e-08 | 8.2934e-08 | 0 | 8.2934e-08 | [17 empty] | 7.3.3.17.5 (Remote Grid) Updates to grid topology to minimize risk of ignition in HFTDs Remote GridWLDFRVegetation ContactAggregated | WLDFR | HFTD - Distribution - Tier 2 - 3QU CoRE ¦ 5QU LoRE | Non-Red Flag Warning - Destructive Fires | Vegetation Contact | Aggregated | 2065 | 2.7429e-07 | 715.8465 | 0.00019635 | 2065 | Mitigation | 0.95 | 45 | 0 | esc | 0.00097009 | 2.6608e-10 | 0.00097009 | 2.6608e-10
[79 empty] | WLDFR | HFTD - Distribution - Tier 3 - 5QU CoRE ¦ 1QU LoRE | Non-Red Flag Warning - Large Fires | 2058 | 8.7232e-09 | 8.3524 | 0.96727 | 4.6367 | 2.7484 | 0 | 2.3883e-05 | 7.286e-08 | 0 | 7.286e-08 | 1.7924e-05 | 4.8652e-09 | 0 | 4.8652e-09 | 3.9651e-08 | 0 | 3.9651e-08 | 8.6917e-08 | 0 | 8.6917e-08 | [17 empty] | 7.3.3.17.5 (Remote Grid) Updates to grid topology to minimize risk of ignition in HFTDs Remote GridWLDFRVegetation ContactAggregated | WLDFR | HFTD - Distribution - Tier 2 - 3QU CoRE ¦ 5QU LoRE | Non-Red Flag Warning - Destructive Fires | Vegetation Contact | Aggregated | 2066 | 2.7429e-07 | 715.8465 | 0.00019635 | 2066 | Mitigation | 0.95 | 45 | 0 | esc | 0.00097009 | 2.6608e-10 | 0.00097009 | 2.6608e-10
[79 empty] | WLDFR | HFTD - Distribution - Tier 3 - 5QU CoRE ¦ 1QU LoRE | Non-Red Flag Warning - Large Fires | 2059 | 8.7232e-09 | 8.3524 | 0.96727 | 4.6367 | 2.7484 | 0 | 2.3883e-05 | 7.286e-08 | 0 | 7.286e-08 | 1.7924e-05 | 4.8652e-09 | 0 | 4.8652e-09 | 3.9651e-08 | 0 | 3.9651e-08 | 8.6917e-08 | 0 | 8.6917e-08 | [17 empty] | 7.3.3.17.5 (Remote Grid) Updates to grid topology to minimize risk of ignition in HFTDs Remote GridWLDFRVegetation ContactAggregated | WLDFR | HFTD - Distribution - Tier 2 - 3QU CoRE ¦ 5QU LoRE | Non-Red Flag Warning - Destructive Fires | Vegetation Contact | Aggregated | 2067 | 2.7429e-07 | 715.8465 | 0.00019635 | 2067 | Mitigation | 0.95 | 45 | 0 | esc | 0 | 0 | 0.00097009 | 2.6608e-10
[79 empty] | WLDFR | HFTD - Distribution - Tier 3 - 5QU CoRE ¦ 1QU LoRE | Non-Red Flag Warning - Large Fires | 2060 | 8.7232e-09 | 8.3524 | 0.96727 | 4.6367 | 2.7484 | 0 | 2.3883e-05 | 7.286e-08 | 0 | 7.286e-08 | 1.7924e-05 | 4.8652e-09 | 0 | 4.8652e-09 | 3.9651e-08 | 0 | 3.9651e-08 | 8.6917e-08 | 0 | 8.6917e-08 | [17 empty] | 7.3.3.17.5 (Remote Grid) Updates to grid topology to minimize risk of ignition in HFTDs Remote GridWLDFRWire-to-wire contactAggregated | WLDFR | HFTD - Distribution - Tier 2 - 3QU CoRE ¦ 5QU LoRE | Non-Red Flag Warning - Destructive Fires | Wire-to-wire contact | Aggregated | 2022 | 1.9054e-07 | 715.8465 | 0.0001364 | 2022 | Mitigation | 0.95 | 45 | 0 | esc | 0.00097009 | 1.8484e-10 | 0 | 0
[79 empty] | WLDFR | HFTD - Distribution - Tier 3 - 5QU CoRE ¦ 1QU LoRE | Non-Red Flag Warning - Large Fires | 2061 | 8.7232e-09 | 8.3524 | 0.96727 | 4.6367 | 2.7484 | 0 | 2.3883e-05 | 7.286e-08 | 0 | 7.286e-08 | 1.7924e-05 | 4.8652e-09 | 0 | 4.8652e-09 | 3.9651e-08 | 0 | 3.9651e-08 | 8.6917e-08 | 0 | 8.6917e-08 | [17 empty] | 7.3.3.17.5 (Remote Grid) Updates to grid topology to minimize risk of ignition in HFTDs Remote GridWLDFRWire-to-wire contactAggregated | WLDFR | HFTD - Distribution - Tier 2 - 3QU CoRE ¦ 5QU LoRE | Non-Red Flag Warning - Destructive Fires | Wire-to-wire contact | Aggregated | 2023 | 1.9054e-07 | 715.8465 | 0.0001364 | 2023 | Mitigation | 0.95 | 45 | 0 | esc | 0.00097009 | 1.8484e-10 | 0.00097009 | 1.8484e-10
[79 empty] | WLDFR | HFTD - Distribution - Tier 3 - 5QU CoRE ¦ 1QU LoRE | Non-Red Flag Warning - Large Fires | 2062 | 8.7232e-09 | 8.3524 | 0.96727 | 4.6367 | 2.7484 | 0 | 2.3883e-05 | 7.286e-08 | 0 | 7.286e-08 | 1.7924e-05 | 4.8652e-09 | 0 | 4.8652e-09 | 3.9651e-08 | 0 | 3.9651e-08 | 8.6917e-08 | 0 | 8.6917e-08 | [17 empty] | 7.3.3.17.5 (Remote Grid) Updates to grid topology to minimize risk of ignition in HFTDs Remote GridWLDFRWire-to-wire contactAggregated | WLDFR | HFTD - Distribution - Tier 2 - 3QU CoRE ¦ 5QU LoRE | Non-Red Flag Warning - Destructive Fires | Wire-to-wire contact | Aggregated | 2024 | 1.9054e-07 | 715.8465 | 0.0001364 | 2024 | Mitigation | 0.95 | 45 | 0 | esc | 0.00097009 | 1.8484e-10 | 0.00097009 | 1.8484e-10
[79 empty] | WLDFR | HFTD - Distribution - Tier 3 - 5QU CoRE ¦ 1QU LoRE | Non-Red Flag Warning - Large Fires | 2063 | 8.7232e-09 | 8.872 | 1.0079 | 4.9153 | 2.9488 | 0 | 2.3883e-05 | 7.7393e-08 | 0 | 7.7393e-08 | 1.8746e-05 | 5.0997e-09 | 0 | 5.0997e-09 | 4.1562e-08 | 0 | 4.1562e-08 | 9.1106e-08 | 0 | 9.1106e-08 | [17 empty] | 7.3.3.17.5 (Remote Grid) Updates to grid topology to minimize risk of ignition in HFTDs Remote GridWLDFRWire-to-wire contactAggregated | WLDFR | HFTD - Distribution - Tier 2 - 3QU CoRE ¦ 5QU LoRE | Non-Red Flag Warning - Destructive Fires | Wire-to-wire contact | Aggregated | 2025 | 1.9054e-07 | 715.8465 | 0.0001364 | 2025 | Mitigation | 0.95 | 45 | 0 | esc | 0.00097009 | 1.8484e-10 | 0.00097009 | 1.8484e-10
[79 empty] | WLDFR | HFTD - Distribution - Tier 3 - 5QU CoRE ¦ 1QU LoRE | Non-Red Flag Warning - Large Fires | 2064 | 8.7232e-09 | 8.872 | 1.0079 | 4.9153 | 2.9488 | 0 | 2.3883e-05 | 7.7393e-08 | 0 | 7.7393e-08 | 1.8746e-05 | 5.0997e-09 | 0 | 5.0997e-09 | 4.1562e-08 | 0 | 4.1562e-08 | 9.1106e-08 | 0 | 9.1106e-08 | [17 empty] | 7.3.3.17.5 (Remote Grid) Updates to grid topology to minimize risk of ignition in HFTDs Remote GridWLDFRWire-to-wire contactAggregated | WLDFR | HFTD - Distribution - Tier 2 - 3QU CoRE ¦ 5QU LoRE | Non-Red Flag Warning - Destructive Fires | Wire-to-wire contact | Aggregated | 2026 | 1.9054e-07 | 715.8465 | 0.0001364 | 2026 | Mitigation | 0.95 | 45 | 0 | esc | 0.00097009 | 1.8484e-10 | 0.00097009 | 1.8484e-10
[79 empty] | WLDFR | HFTD - Distribution - Tier 3 - 5QU CoRE ¦ 1QU LoRE | Non-Red Flag Warning - Large Fires | 2065 | 8.7232e-09 | 8.872 | 1.0079 | 4.9153 | 2.9488 | 0 | 2.3883e-05 | 7.7393e-08 | 0 | 7.7393e-08 | 1.8746e-05 | 5.0997e-09 | 0 | 5.0997e-09 | 4.1562e-08 | 0 | 4.1562e-08 | 9.1106e-08 | 0 | 9.1106e-08 | [17 empty] | 7.3.3.17.5 (Remote Grid) Updates to grid topology to minimize risk of ignition in HFTDs Remote GridWLDFRWire-to-wire contactAggregated | WLDFR | HFTD - Distribution - Tier 2 - 3QU CoRE ¦ 5QU LoRE | Non-Red Flag Warning - Destructive Fires | Wire-to-wire contact | Aggregated | 2027 | 1.9054e-07 | 715.8465 | 0.0001364 | 2027 | Mitigation | 0.95 | 45 | 0 | esc | 0.00097009 | 1.8484e-10 | 0.00097009 | 1.8484e-10
[79 empty] | WLDFR | HFTD - Distribution - Tier 3 - 5QU CoRE ¦ 1QU LoRE | Non-Red Flag Warning - Large Fires | 2066 | 8.7232e-09 | 8.872 | 1.0079 | 4.9153 | 2.9488 | 0 | 2.3883e-05 | 7.7393e-08 | 0 | 7.7393e-08 | 1.8746e-05 | 5.0997e-09 | 0 | 5.0997e-09 | 4.1562e-08 | 0 | 4.1562e-08 | 9.1106e-08 | 0 | 9.1106e-08 | [17 empty] | 7.3.3.17.5 (Remote Grid) Updates to grid topology to minimize risk of ignition in HFTDs Remote GridWLDFRWire-to-wire contactAggregated | WLDFR | HFTD - Distribution - Tier 2 - 3QU CoRE ¦ 5QU LoRE | Non-Red Flag Warning - Destructive Fires | Wire-to-wire contact | Aggregated | 2028 | 1.9054e-07 | 715.8465 | 0.0001364 | 2028 | Mitigation | 0.95 | 45 | 0 | esc | 0.00097009 | 1.8484e-10 | 0.00097009 | 1.8484e-10
[79 empty] | WLDFR | HFTD - Distribution - Tier 3 - 5QU CoRE ¦ 1QU LoRE | Non-Red Flag Warning - Small Fires | 2022 | 3.4778e-06 | 0.077901 | 0.036425 | 0.0015809 | 0.039895 | 0 | 0.0095216 | 2.7092e-07 | 0 | 2.7092e-07 | 1.3241e-06 | 5.0997e-09 | 0 | 5.0997e-09 | 4.1562e-08 | 0 | 4.1562e-08 | 9.1106e-08 | 0 | 9.1106e-08 | [17 empty] | 7.3.3.17.5 (Remote Grid) Updates to grid topology to minimize risk of ignition in HFTDs Remote GridWLDFRWire-to-wire contactAggregated | WLDFR | HFTD - Distribution - Tier 2 - 3QU CoRE ¦ 5QU LoRE | Non-Red Flag Warning - Destructive Fires | Wire-to-wire contact | Aggregated | 2029 | 1.9054e-07 | 715.8465 | 0.0001364 | 2029 | Mitigation | 0.95 | 45 | 0 | esc | 0.00097009 | 1.8484e-10 | 0.00097009 | 1.8484e-10
[79 empty] | WLDFR | HFTD - Distribution - Tier 3 - 5QU CoRE ¦ 1QU LoRE | Non-Red Flag Warning - Small Fires | 2023 | 3.4778e-06 | 0.080408 | 0.03759 | 0.0016314 | 0.041187 | 0 | 0.0095216 | 2.7964e-07 | 0 | 2.7964e-07 | 1.3724e-06 | 5.3431e-09 | 0 | 5.3431e-09 | 4.3547e-08 | 0 | 4.3547e-08 | 9.5455e-08 | 0 | 9.5455e-08 | [17 empty] | 7.3.3.17.5 (Remote Grid) Updates to grid topology to minimize risk of ignition in HFTDs Remote GridWLDFRWire-to-wire contactAggregated | WLDFR | HFTD - Distribution - Tier 2 - 3QU CoRE ¦ 5QU LoRE | Non-Red Flag Warning - Destructive Fires | Wire-to-wire contact | Aggregated | 2030 | 1.9054e-07 | 715.8465 | 0.0001364 | 2030 | Mitigation | 0.95 | 45 | 0 | esc | 0.00097009 | 1.8484e-10 | 0.00097009 | 1.8484e-10
[79 empty] | WLDFR | HFTD - Distribution - Tier 3 - 5QU CoRE ¦ 1QU LoRE | Non-Red Flag Warning - Small Fires | 2024 | 3.4778e-06 | 0.080408 | 0.03759 | 0.0016314 | 0.041187 | 0 | 0.0095216 | 2.7964e-07 | 0 | 2.7964e-07 | 1.3724e-06 | 5.3431e-09 | 0 | 5.3431e-09 | 4.3547e-08 | 0 | 4.3547e-08 | 9.5455e-08 | 0 | 9.5455e-08 | [17 empty] | 7.3.3.17.5 (Remote Grid) Updates to grid topology to minimize risk of ignition in HFTDs Remote GridWLDFRWire-to-wire contactAggregated | WLDFR | HFTD - Distribution - Tier 2 - 3QU CoRE ¦ 5QU LoRE | Non-Red Flag Warning - Destructive Fires | Wire-to-wire contact | Aggregated | 2031 | 1.9054e-07 | 715.8465 | 0.0001364 | 2031 | Mitigation | 0.95 | 45 | 0 | esc | 0.00097009 | 1.8484e-10 | 0.00097009 | 1.8484e-10
[79 empty] | WLDFR | HFTD - Distribution - Tier 3 - 5QU CoRE ¦ 1QU LoRE | Non-Red Flag Warning - Small Fires | 2025 | 3.4778e-06 | 0.080408 | 0.03759 | 0.0016314 | 0.041187 | 0 | 0.0095216 | 2.7964e-07 | 0 | 2.7964e-07 | 1.3724e-06 | 5.3431e-09 | 0 | 5.3431e-09 | 4.3547e-08 | 0 | 4.3547e-08 | 9.5455e-08 | 0 | 9.5455e-08 | [17 empty] | 7.3.3.17.5 (Remote Grid) Updates to grid topology to minimize risk of ignition in HFTDs Remote GridWLDFRWire-to-wire contactAggregated | WLDFR | HFTD - Distribution - Tier 2 - 3QU CoRE ¦ 5QU LoRE | Non-Red Flag Warning - Destructive Fires | Wire-to-wire contact | Aggregated | 2032 | 1.9054e-07 | 715.8465 | 0.0001364 | 2032 | Mitigation | 0.95 | 45 | 0 | esc | 0.00097009 | 1.8484e-10 | 0.00097009 | 1.8484e-10
[79 empty] | WLDFR | HFTD - Distribution - Tier 3 - 5QU CoRE ¦ 1QU LoRE | Non-Red Flag Warning - Small Fires | 2026 | 3.4778e-06 | 0.080408 | 0.03759 | 0.0016314 | 0.041187 | 0 | 0.0095216 | 2.7964e-07 | 0 | 2.7964e-07 | 1.3724e-06 | 5.3431e-09 | 0 | 5.3431e-09 | 4.3547e-08 | 0 | 4.3547e-08 | 9.5455e-08 | 0 | 9.5455e-08 | [17 empty] | 7.3.3.17.5 (Remote Grid) Updates to grid topology to minimize risk of ignition in HFTDs Remote GridWLDFRWire-to-wire contactAggregated | WLDFR | HFTD - Distribution - Tier 2 - 3QU CoRE ¦ 5QU LoRE | Non-Red Flag Warning - Destructive Fires | Wire-to-wire contact | Aggregated | 2033 | 1.9054e-07 | 715.8465 | 0.0001364 | 2033 | Mitigation | 0.95 | 45 | 0 | esc | 0.00097009 | 1.8484e-10 | 0.00097009 | 1.8484e-10
[79 empty] | WLDFR | HFTD - Distribution - Tier 3 - 5QU CoRE ¦ 1QU LoRE | Non-Red Flag Warning - Small Fires | 2027 | 3.4778e-06 | 0.080408 | 0.03759 | 0.0016314 | 0.041187 | 0 | 0.0095216 | 2.7964e-07 | 0 | 2.7964e-07 | 1.3724e-06 | 5.3431e-09 | 0 | 5.3431e-09 | 4.3547e-08 | 0 | 4.3547e-08 | 9.5455e-08 | 0 | 9.5455e-08 | [17 empty] | 7.3.3.17.5 (Remote Grid) Updates to grid topology to minimize risk of ignition in HFTDs Remote GridWLDFRWire-to-wire contactAggregated | WLDFR | HFTD - Distribution - Tier 2 - 3QU CoRE ¦ 5QU LoRE | Non-Red Flag Warning - Destructive Fires | Wire-to-wire contact | Aggregated | 2034 | 1.9054e-07 | 715.8465 | 0.0001364 | 2034 | Mitigation | 0.95 | 45 | 0 | esc | 0.00097009 | 1.8484e-10 | 0.00097009 | 1.8484e-10
[79 empty] | WLDFR | HFTD - Distribution - Tier 3 - 5QU CoRE ¦ 1QU LoRE | Non-Red Flag Warning - Small Fires | 2028 | 3.4778e-06 | 0.083606 | 0.039055 | 0.001695 | 0.042856 | 0 | 0.0095216 | 2.9077e-07 | 0 | 2.9077e-07 | 1.4333e-06 | 5.5928e-09 | 0 | 5.5928e-09 | 4.5582e-08 | 0 | 4.5582e-08 | 9.9916e-08 | 0 | 9.9916e-08 | [17 empty] | 7.3.3.17.5 (Remote Grid) Updates to grid topology to minimize risk of ignition in HFTDs Remote GridWLDFRWire-to-wire contactAggregated | WLDFR | HFTD - Distribution - Tier 2 - 3QU CoRE ¦ 5QU LoRE | Non-Red Flag Warning - Destructive Fires | Wire-to-wire contact | Aggregated | 2035 | 1.9054e-07 | 715.8465 | 0.0001364 | 2035 | Mitigation | 0.95 | 45 | 0 | esc | 0.00097009 | 1.8484e-10 | 0.00097009 | 1.8484e-10
[79 empty] | WLDFR | HFTD - Distribution - Tier 3 - 5QU CoRE ¦ 1QU LoRE | Non-Red Flag Warning - Small Fires | 2029 | 3.4778e-06 | 0.083606 | 0.039055 | 0.001695 | 0.042856 | 0 | 0.0095216 | 2.9077e-07 | 0 | 2.9077e-07 | 1.4333e-06 | 5.5928e-09 | 0 | 5.5928e-09 | 4.5582e-08 | 0 | 4.5582e-08 | 9.9916e-08 | 0 | 9.9916e-08 | [17 empty] | 7.3.3.17.5 (Remote Grid) Updates to grid topology to minimize risk of ignition in HFTDs Remote GridWLDFRWire-to-wire contactAggregated | WLDFR | HFTD - Distribution - Tier 2 - 3QU CoRE ¦ 5QU LoRE | Non-Red Flag Warning - Destructive Fires | Wire-to-wire contact | Aggregated | 2036 | 1.9054e-07 | 715.8465 | 0.0001364 | 2036 | Mitigation | 0.95 | 45 | 0 | esc | 0.00097009 | 1.8484e-10 | 0.00097009 | 1.8484e-10
[79 empty] | WLDFR | HFTD - Distribution - Tier 3 - 5QU CoRE ¦ 1QU LoRE | Non-Red Flag Warning - Small Fires | 2030 | 3.4778e-06 | 0.083606 | 0.039055 | 0.001695 | 0.042856 | 0 | 0.0095216 | 2.9077e-07 | 0 | 2.9077e-07 | 1.4333e-06 | 5.5928e-09 | 0 | 5.5928e-09 | 4.5582e-08 | 0 | 4.5582e-08 | 9.9916e-08 | 0 | 9.9916e-08 | [17 empty] | 7.3.3.17.5 (Remote Grid) Updates to grid topology to minimize risk of ignition in HFTDs Remote GridWLDFRWire-to-wire contactAggregated | WLDFR | HFTD - Distribution - Tier 2 - 3QU CoRE ¦ 5QU LoRE | Non-Red Flag Warning - Destructive Fires | Wire-to-wire contact | Aggregated | 2037 | 1.9054e-07 | 715.8465 | 0.0001364 | 2037 | Mitigation | 0.95 | 45 | 0 | esc | 0.00097009 | 1.8484e-10 | 0.00097009 | 1.8484e-10
[79 empty] | WLDFR | HFTD - Distribution - Tier 3 - 5QU CoRE ¦ 1QU LoRE | Non-Red Flag Warning - Small Fires | 2031 | 3.4778e-06 | 0.083606 | 0.039055 | 0.001695 | 0.042856 | 0 | 0.0095216 | 2.9077e-07 | 0 | 2.9077e-07 | 1.4333e-06 | 5.5928e-09 | 0 | 5.5928e-09 | 4.5582e-08 | 0 | 4.5582e-08 | 9.9916e-08 | 0 | 9.9916e-08 | [17 empty] | 7.3.3.17.5 (Remote Grid) Updates to grid topology to minimize risk of ignition in HFTDs Remote GridWLDFRWire-to-wire contactAggregated | WLDFR | HFTD - Distribution - Tier 2 - 3QU CoRE ¦ 5QU LoRE | Non-Red Flag Warning - Destructive Fires | Wire-to-wire contact | Aggregated | 2038 | 1.9054e-07 | 715.8465 | 0.0001364 | 2038 | Mitigation | 0.95 | 45 | 0 | esc | 0.00097009 | 1.8484e-10 | 0.00097009 | 1.8484e-10
[79 empty] | WLDFR | HFTD - Distribution - Tier 3 - 5QU CoRE ¦ 1QU LoRE | Non-Red Flag Warning - Small Fires | 2032 | 3.4778e-06 | 0.083606 | 0.039055 | 0.001695 | 0.042856 | 0 | 0.0095216 | 2.9077e-07 | 0 | 2.9077e-07 | 1.4333e-06 | 5.5928e-09 | 0 | 5.5928e-09 | 4.5582e-08 | 0 | 4.5582e-08 | 9.9916e-08 | 0 | 9.9916e-08 | [17 empty] | 7.3.3.17.5 (Remote Grid) Updates to grid topology to minimize risk of ignition in HFTDs Remote GridWLDFRWire-to-wire contactAggregated | WLDFR | HFTD - Distribution - Tier 2 - 3QU CoRE ¦ 5QU LoRE | Non-Red Flag Warning - Destructive Fires | Wire-to-wire contact | Aggregated | 2039 | 1.9054e-07 | 715.8465 | 0.0001364 | 2039 | Mitigation | 0.95 | 45 | 0 | esc | 0.00097009 | 1.8484e-10 | 0.00097009 | 1.8484e-10
[79 empty] | WLDFR | HFTD - Distribution - Tier 3 - 5QU CoRE ¦ 1QU LoRE | Non-Red Flag Warning - Small Fires | 2033 | 3.4778e-06 | 0.087211 | 0.040679 | 0.0017655 | 0.044766 | 0 | 0.0095216 | 3.033e-07 | 0 | 3.033e-07 | 1.501e-06 | 5.8458e-09 | 0 | 5.8458e-09 | 4.7643e-08 | 0 | 4.7643e-08 | 1.0444e-07 | 0 | 1.0444e-07 | [17 empty] | 7.3.3.17.5 (Remote Grid) Updates to grid topology to minimize risk of ignition in HFTDs Remote GridWLDFRWire-to-wire contactAggregated | WLDFR | HFTD - Distribution - Tier 2 - 3QU CoRE ¦ 5QU LoRE | Non-Red Flag Warning - Destructive Fires | Wire-to-wire contact | Aggregated | 2040 | 1.9054e-07 | 715.8465 | 0.0001364 | 2040 | Mitigation | 0.95 | 45 | 0 | esc | 0.00097009 | 1.8484e-10 | 0.00097009 | 1.8484e-10
[79 empty] | WLDFR | HFTD - Distribution - Tier 3 - 5QU CoRE ¦ 1QU LoRE | Non-Red Flag Warning - Small Fires | 2034 | 3.4778e-06 | 0.087211 | 0.040679 | 0.0017655 | 0.044766 | 0 | 0.0095216 | 3.033e-07 | 0 | 3.033e-07 | 1.501e-06 | 5.8458e-09 | 0 | 5.8458e-09 | 4.7643e-08 | 0 | 4.7643e-08 | 1.0444e-07 | 0 | 1.0444e-07 | [17 empty] | 7.3.3.17.5 (Remote Grid) Updates to grid topology to minimize risk of ignition in HFTDs Remote GridWLDFRWire-to-wire contactAggregated | WLDFR | HFTD - Distribution - Tier 2 - 3QU CoRE ¦ 5QU LoRE | Non-Red Flag Warning - Destructive Fires | Wire-to-wire contact | Aggregated | 2041 | 1.9054e-07 | 715.8465 | 0.0001364 | 2041 | Mitigation | 0.95 | 45 | 0 | esc | 0.00097009 | 1.8484e-10 | 0.00097009 | 1.8484e-10
[79 empty] | WLDFR | HFTD - Distribution - Tier 3 - 5QU CoRE ¦ 1QU LoRE | Non-Red Flag Warning - Small Fires | 2035 | 3.4778e-06 | 0.087211 | 0.040679 | 0.0017655 | 0.044766 | 0 | 0.0095216 | 3.033e-07 | 0 | 3.033e-07 | 1.501e-06 | 0 | 0 | 0 | 4.7643e-08 | 0 | 4.7643e-08 | 1.0444e-07 | 0 | 1.0444e-07 | [17 empty] | 7.3.3.17.5 (Remote Grid) Updates to grid topology to minimize risk of ignition in HFTDs Remote GridWLDFRWire-to-wire contactAggregated | WLDFR | HFTD - Distribution - Tier 2 - 3QU CoRE ¦ 5QU LoRE | Non-Red Flag Warning - Destructive Fires | Wire-to-wire contact | Aggregated | 2042 | 1.9054e-07 | 715.8465 | 0.0001364 | 2042 | Mitigation | 0.95 | 45 | 0 | esc | 0.00097009 | 1.8484e-10 | 0.00097009 | 1.8484e-10
[79 empty] | WLDFR | HFTD - Distribution - Tier 3 - 5QU CoRE ¦ 1QU LoRE | Non-Red Flag Warning - Small Fires | 2036 | 3.4778e-06 | 0.087211 | 0.040679 | 0.0017655 | 0.044766 | 0 | 0.0095216 | 3.033e-07 | 0 | 3.033e-07 | 1.501e-06 | 0 | 0 | 0 | 0 | 0 | 0 | 1.0444e-07 | 0 | 1.0444e-07 | [17 empty] | 7.3.3.17.5 (Remote Grid) Updates to grid topology to minimize risk of ignition in HFTDs Remote GridWLDFRWire-to-wire contactAggregated | WLDFR | HFTD - Distribution - Tier 2 - 3QU CoRE ¦ 5QU LoRE | Non-Red Flag Warning - Destructive Fires | Wire-to-wire contact | Aggregated | 2043 | 1.9054e-07 | 715.8465 | 0.0001364 | 2043 | Mitigation | 0.95 | 45 | 0 | esc | 0.00097009 | 1.8484e-10 | 0.00097009 | 1.8484e-10
[79 empty] | WLDFR | HFTD - Distribution - Tier 3 - 5QU CoRE ¦ 1QU LoRE | Non-Red Flag Warning - Small Fires | 2037 | 3.4778e-06 | 0.087211 | 0.040679 | 0.0017655 | 0.044766 | 0 | 0.0095216 | 3.033e-07 | 0 | 3.033e-07 | 1.501e-06 | 1.0659e-05 | 0 | 1.0659e-05 | 0 | 0 | 0 | 0 | 0 | 0 | [17 empty] | 7.3.3.17.5 (Remote Grid) Updates to grid topology to minimize risk of ignition in HFTDs Remote GridWLDFRWire-to-wire contactAggregated | WLDFR | HFTD - Distribution - Tier 2 - 3QU CoRE ¦ 5QU LoRE | Non-Red Flag Warning - Destructive Fires | Wire-to-wire contact | Aggregated | 2044 | 1.9054e-07 | 715.8465 | 0.0001364 | 2044 | Mitigation | 0.95 | 45 | 0 | esc | 0.00097009 | 1.8484e-10 | 0.00097009 | 1.8484e-10
[79 empty] | WLDFR | HFTD - Distribution - Tier 3 - 5QU CoRE ¦ 1QU LoRE | Non-Red Flag Warning - Small Fires | 2038 | 3.4778e-06 | 0.091184 | 0.042438 | 0.0018418 | 0.046905 | 0 | 0.0095216 | 3.1712e-07 | 0 | 3.1712e-07 | 1.5743e-06 | 1.0593e-05 | 0 | 1.0593e-05 | 8.6336e-05 | 0 | 8.6336e-05 | 0 | 0 | 0 | [17 empty] | 7.3.3.17.5 (Remote Grid) Updates to grid topology to minimize risk of ignition in HFTDs Remote GridWLDFRWire-to-wire contactAggregated | WLDFR | HFTD - Distribution - Tier 2 - 3QU CoRE ¦ 5QU LoRE | Non-Red Flag Warning - Destructive Fires | Wire-to-wire contact | Aggregated | 2045 | 1.9054e-07 | 715.8465 | 0.0001364 | 2045 | Mitigation | 0.95 | 45 | 0 | esc | 0.00097009 | 1.8484e-10 | 0.00097009 | 1.8484e-10
[79 empty] | WLDFR | HFTD - Distribution - Tier 3 - 5QU CoRE ¦ 1QU LoRE | Non-Red Flag Warning - Small Fires | 2039 | 3.4778e-06 | 0.091184 | 0.042438 | 0.0018418 | 0.046905 | 0 | 0.0095216 | 3.1712e-07 | 0 | 3.1712e-07 | 1.5743e-06 | 1.0982e-05 | 0 | 1.0982e-05 | 8.9501e-05 | 0 | 8.9501e-05 | 0.00019619 | 0 | 0.00019619 | [17 empty] | 7.3.3.17.5 (Remote Grid) Updates to grid topology to minimize risk of ignition in HFTDs Remote GridWLDFRWire-to-wire contactAggregated | WLDFR | HFTD - Distribution - Tier 2 - 3QU CoRE ¦ 5QU LoRE | Non-Red Flag Warning - Destructive Fires | Wire-to-wire contact | Aggregated | 2046 | 1.9054e-07 | 715.8465 | 0.0001364 | 2046 | Mitigation | 0.95 | 45 | 0 | esc | 0.00097009 | 1.8484e-10 | 0.00097009 | 1.8484e-10
[79 empty] | WLDFR | HFTD - Distribution - Tier 3 - 5QU CoRE ¦ 1QU LoRE | Non-Red Flag Warning - Small Fires | 2040 | 3.4778e-06 | 0.091184 | 0.042438 | 0.0018418 | 0.046905 | 0 | 0.0095216 | 3.1712e-07 | 0 | 3.1712e-07 | 1.5743e-06 | 1.0982e-05 | 0 | 1.0982e-05 | 8.9501e-05 | 0 | 8.9501e-05 | 0.00019619 | 0 | 0.00019619 | [17 empty] | 7.3.3.17.5 (Remote Grid) Updates to grid topology to minimize risk of ignition in HFTDs Remote GridWLDFRWire-to-wire contactAggregated | WLDFR | HFTD - Distribution - Tier 2 - 3QU CoRE ¦ 5QU LoRE | Non-Red Flag Warning - Destructive Fires | Wire-to-wire contact | Aggregated | 2047 | 1.9054e-07 | 715.8465 | 0.0001364 | 2047 | Mitigation | 0.95 | 45 | 0 | esc | 0.00097009 | 1.8484e-10 | 0.00097009 | 1.8484e-10
[79 empty] | WLDFR | HFTD - Distribution - Tier 3 - 5QU CoRE ¦ 1QU LoRE | Non-Red Flag Warning - Small Fires | 2041 | 3.4778e-06 | 0.091184 | 0.042438 | 0.0018418 | 0.046905 | 0 | 0.0095216 | 3.1712e-07 | 0 | 3.1712e-07 | 1.5743e-06 | 1.0982e-05 | 0 | 1.0982e-05 | 8.9501e-05 | 0 | 8.9501e-05 | 0.00019619 | 0 | 0.00019619 | [17 empty] | 7.3.3.17.5 (Remote Grid) Updates to grid topology to minimize risk of ignition in HFTDs Remote GridWLDFRWire-to-wire contactAggregated | WLDFR | HFTD - Distribution - Tier 2 - 3QU CoRE ¦ 5QU LoRE | Non-Red Flag Warning - Destructive Fires | Wire-to-wire contact | Aggregated | 2048 | 1.9054e-07 | 715.8465 | 0.0001364 | 2048 | Mitigation | 0.95 | 45 | 0 | esc | 0.00097009 | 1.8484e-10 | 0.00097009 | 1.8484e-10
[79 empty] | WLDFR | HFTD - Distribution - Tier 3 - 5QU CoRE ¦ 1QU LoRE | Non-Red Flag Warning - Small Fires | 2042 | 3.4778e-06 | 0.091184 | 0.042438 | 0.0018418 | 0.046905 | 0 | 0.0095216 | 3.1712e-07 | 0 | 3.1712e-07 | 1.5743e-06 | 1.0982e-05 | 0 | 1.0982e-05 | 8.9501e-05 | 0 | 8.9501e-05 | 0.00019619 | 0 | 0.00019619 | [17 empty] | 7.3.3.17.5 (Remote Grid) Updates to grid topology to minimize risk of ignition in HFTDs Remote GridWLDFRWire-to-wire contactAggregated | WLDFR | HFTD - Distribution - Tier 2 - 3QU CoRE ¦ 5QU LoRE | Non-Red Flag Warning - Destructive Fires | Wire-to-wire contact | Aggregated | 2049 | 1.9054e-07 | 715.8465 | 0.0001364 | 2049 | Mitigation | 0.95 | 45 | 0 | esc | 0.00097009 | 1.8484e-10 | 0.00097009 | 1.8484e-10
[79 empty] | WLDFR | HFTD - Distribution - Tier 3 - 5QU CoRE ¦ 1QU LoRE | Non-Red Flag Warning - Small Fires | 2043 | 3.4778e-06 | 0.095486 | 0.044306 | 0.0019228 | 0.049257 | 0 | 0.0095216 | 3.3208e-07 | 0 | 3.3208e-07 | 1.6524e-06 | 1.0982e-05 | 0 | 1.0982e-05 | 8.9501e-05 | 0 | 8.9501e-05 | 0.00019619 | 0 | 0.00019619 | [17 empty] | 7.3.3.17.5 (Remote Grid) Updates to grid topology to minimize risk of ignition in HFTDs Remote GridWLDFRWire-to-wire contactAggregated | WLDFR | HFTD - Distribution - Tier 2 - 3QU CoRE ¦ 5QU LoRE | Non-Red Flag Warning - Destructive Fires | Wire-to-wire contact | Aggregated | 2050 | 1.9054e-07 | 715.8465 | 0.0001364 | 2050 | Mitigation | 0.95 | 45 | 0 | esc | 0.00097009 | 1.8484e-10 | 0.00097009 | 1.8484e-10
[79 empty] | WLDFR | HFTD - Distribution - Tier 3 - 5QU CoRE ¦ 1QU LoRE | Non-Red Flag Warning - Small Fires | 2044 | 3.4778e-06 | 0.095486 | 0.044306 | 0.0019228 | 0.049257 | 0 | 0.0095216 | 3.3208e-07 | 0 | 3.3208e-07 | 1.6524e-06 | 1.1471e-05 | 0 | 1.1471e-05 | 9.3488e-05 | 0 | 9.3488e-05 | 0.00020493 | 0 | 0.00020493 | [17 empty] | 7.3.3.17.5 (Remote Grid) Updates to grid topology to minimize risk of ignition in HFTDs Remote GridWLDFRWire-to-wire contactAggregated | WLDFR | HFTD - Distribution - Tier 2 - 3QU CoRE ¦ 5QU LoRE | Non-Red Flag Warning - Destructive Fires | Wire-to-wire contact | Aggregated | 2051 | 1.9054e-07 | 715.8465 | 0.0001364 | 2051 | Mitigation | 0.95 | 45 | 0 | esc | 0.00097009 | 1.8484e-10 | 0.00097009 | 1.8484e-10
[79 empty] | WLDFR | HFTD - Distribution - Tier 3 - 5QU CoRE ¦ 1QU LoRE | Non-Red Flag Warning - Small Fires | 2045 | 3.4778e-06 | 0.095486 | 0.044306 | 0.0019228 | 0.049257 | 0 | 0.0095216 | 3.3208e-07 | 0 | 3.3208e-07 | 1.6524e-06 | 1.1471e-05 | 0 | 1.1471e-05 | 9.3488e-05 | 0 | 9.3488e-05 | 0.00020493 | 0 | 0.00020493 | [17 empty] | 7.3.3.17.5 (Remote Grid) Updates to grid topology to minimize risk of ignition in HFTDs Remote GridWLDFRWire-to-wire contactAggregated | WLDFR | HFTD - Distribution - Tier 2 - 3QU CoRE ¦ 5QU LoRE | Non-Red Flag Warning - Destructive Fires | Wire-to-wire contact | Aggregated | 2052 | 1.9054e-07 | 715.8465 | 0.0001364 | 2052 | Mitigation | 0.95 | 45 | 0 | esc | 0.00097009 | 1.8484e-10 | 0.00097009 | 1.8484e-10
[79 empty] | WLDFR | HFTD - Distribution - Tier 3 - 5QU CoRE ¦ 1QU LoRE | Non-Red Flag Warning - Small Fires | 2046 | 3.4778e-06 | 0.095486 | 0.044306 | 0.0019228 | 0.049257 | 0 | 0.0095216 | 3.3208e-07 | 0 | 3.3208e-07 | 1.6524e-06 | 1.1471e-05 | 0 | 1.1471e-05 | 9.3488e-05 | 0 | 9.3488e-05 | 0.00020493 | 0 | 0.00020493 | [17 empty] | 7.3.3.17.5 (Remote Grid) Updates to grid topology to minimize risk of ignition in HFTDs Remote GridWLDFRWire-to-wire contactAggregated | WLDFR | HFTD - Distribution - Tier 2 - 3QU CoRE ¦ 5QU LoRE | Non-Red Flag Warning - Destructive Fires | Wire-to-wire contact | Aggregated | 2053 | 1.9054e-07 | 715.8465 | 0.0001364 | 2053 | Mitigation | 0.95 | 45 | 0 | esc | 0.00097009 | 1.8484e-10 | 0.00097009 | 1.8484e-10
[79 empty] | WLDFR | HFTD - Distribution - Tier 3 - 5QU CoRE ¦ 1QU LoRE | Non-Red Flag Warning - Small Fires | 2047 | 3.4778e-06 | 0.095486 | 0.044306 | 0.0019228 | 0.049257 | 0 | 0.0095216 | 3.3208e-07 | 0 | 3.3208e-07 | 1.6524e-06 | 1.1471e-05 | 0 | 1.1471e-05 | 9.3488e-05 | 0 | 9.3488e-05 | 0.00020493 | 0 | 0.00020493 | [17 empty] | 7.3.3.17.5 (Remote Grid) Updates to grid topology to minimize risk of ignition in HFTDs Remote GridWLDFRWire-to-wire contactAggregated | WLDFR | HFTD - Distribution - Tier 2 - 3QU CoRE ¦ 5QU LoRE | Non-Red Flag Warning - Destructive Fires | Wire-to-wire contact | Aggregated | 2054 | 1.9054e-07 | 715.8465 | 0.0001364 | 2054 | Mitigation | 0.95 | 45 | 0 | esc | 0.00097009 | 1.8484e-10 | 0.00097009 | 1.8484e-10
[79 empty] | WLDFR | HFTD - Distribution - Tier 3 - 5QU CoRE ¦ 1QU LoRE | Non-Red Flag Warning - Small Fires | 2048 | 3.4778e-06 | 0.10007 | 0.04626 | 0.0020076 | 0.051804 | 0 | 0.0095216 | 3.4803e-07 | 0 | 3.4803e-07 | 1.7342e-06 | 1.1471e-05 | 0 | 1.1471e-05 | 9.3488e-05 | 0 | 9.3488e-05 | 0.00020493 | 0 | 0.00020493 | [17 empty] | 7.3.3.17.5 (Remote Grid) Updates to grid topology to minimize risk of ignition in HFTDs Remote GridWLDFRWire-to-wire contactAggregated | WLDFR | HFTD - Distribution - Tier 2 - 3QU CoRE ¦ 5QU LoRE | Non-Red Flag Warning - Destructive Fires | Wire-to-wire contact | Aggregated | 2055 | 1.9054e-07 | 715.8465 | 0.0001364 | 2055 | Mitigation | 0.95 | 45 | 0 | esc | 0.00097009 | 1.8484e-10 | 0.00097009 | 1.8484e-10
[79 empty] | WLDFR | HFTD - Distribution - Tier 3 - 5QU CoRE ¦ 1QU LoRE | Non-Red Flag Warning - Small Fires | 2049 | 3.4778e-06 | 0.10007 | 0.04626 | 0.0020076 | 0.051804 | 0 | 0.0095216 | 3.4803e-07 | 0 | 3.4803e-07 | 1.7342e-06 | 1.2015e-05 | 0 | 1.2015e-05 | 9.792e-05 | 0 | 9.792e-05 | 0.00021464 | 0 | 0.00021464 | [17 empty] | 7.3.3.17.5 (Remote Grid) Updates to grid topology to minimize risk of ignition in HFTDs Remote GridWLDFRWire-to-wire contactAggregated | WLDFR | HFTD - Distribution - Tier 2 - 3QU CoRE ¦ 5QU LoRE | Non-Red Flag Warning - Destructive Fires | Wire-to-wire contact | Aggregated | 2056 | 1.9054e-07 | 715.8465 | 0.0001364 | 2056 | Mitigation | 0.95 | 45 | 0 | esc | 0.00097009 | 1.8484e-10 | 0.00097009 | 1.8484e-10
[79 empty] | WLDFR | HFTD - Distribution - Tier 3 - 5QU CoRE ¦ 1QU LoRE | Non-Red Flag Warning - Small Fires | 2050 | 3.4778e-06 | 0.10007 | 0.04626 | 0.0020076 | 0.051804 | 0 | 0.0095216 | 3.4803e-07 | 0 | 3.4803e-07 | 1.7342e-06 | 1.2015e-05 | 0 | 1.2015e-05 | 9.792e-05 | 0 | 9.792e-05 | 0.00021464 | 0 | 0.00021464 | [17 empty] | 7.3.3.17.5 (Remote Grid) Updates to grid topology to minimize risk of ignition in HFTDs Remote GridWLDFRWire-to-wire contactAggregated | WLDFR | HFTD - Distribution - Tier 2 - 3QU CoRE ¦ 5QU LoRE | Non-Red Flag Warning - Destructive Fires | Wire-to-wire contact | Aggregated | 2057 | 1.9054e-07 | 715.8465 | 0.0001364 | 2057 | Mitigation | 0.95 | 45 | 0 | esc | 0.00097009 | 1.8484e-10 | 0.00097009 | 1.8484e-10
[79 empty] | WLDFR | HFTD - Distribution - Tier 3 - 5QU CoRE ¦ 1QU LoRE | Non-Red Flag Warning - Small Fires | 2051 | 3.4778e-06 | 0.10007 | 0.04626 | 0.0020076 | 0.051804 | 0 | 0.0095216 | 3.4803e-07 | 0 | 3.4803e-07 | 1.7342e-06 | 1.2015e-05 | 0 | 1.2015e-05 | 9.792e-05 | 0 | 9.792e-05 | 0.00021464 | 0 | 0.00021464 | [17 empty] | 7.3.3.17.5 (Remote Grid) Updates to grid topology to minimize risk of ignition in HFTDs Remote GridWLDFRWire-to-wire contactAggregated | WLDFR | HFTD - Distribution - Tier 2 - 3QU CoRE ¦ 5QU LoRE | Non-Red Flag Warning - Destructive Fires | Wire-to-wire contact | Aggregated | 2058 | 1.9054e-07 | 715.8465 | 0.0001364 | 2058 | Mitigation | 0.95 | 45 | 0 | esc | 0.00097009 | 1.8484e-10 | 0.00097009 | 1.8484e-10
[79 empty] | WLDFR | HFTD - Distribution - Tier 3 - 5QU CoRE ¦ 1QU LoRE | Non-Red Flag Warning - Small Fires | 2052 | 3.4778e-06 | 0.10007 | 0.04626 | 0.0020076 | 0.051804 | 0 | 0.0095216 | 3.4803e-07 | 0 | 3.4803e-07 | 1.7342e-06 | 1.2015e-05 | 0 | 1.2015e-05 | 9.792e-05 | 0 | 9.792e-05 | 0.00021464 | 0 | 0.00021464 | [17 empty] | 7.3.3.17.5 (Remote Grid) Updates to grid topology to minimize risk of ignition in HFTDs Remote GridWLDFRWire-to-wire contactAggregated | WLDFR | HFTD - Distribution - Tier 2 - 3QU CoRE ¦ 5QU LoRE | Non-Red Flag Warning - Destructive Fires | Wire-to-wire contact | Aggregated | 2059 | 1.9054e-07 | 715.8465 | 0.0001364 | 2059 | Mitigation | 0.95 | 45 | 0 | esc | 0.00097009 | 1.8484e-10 | 0.00097009 | 1.8484e-10
[79 empty] | WLDFR | HFTD - Distribution - Tier 3 - 5QU CoRE ¦ 1QU LoRE | Non-Red Flag Warning - Small Fires | 2053 | 3.4778e-06 | 0.10489 | 0.048274 | 0.002095 | 0.054525 | 0 | 0.0095216 | 3.648e-07 | 0 | 3.648e-07 | 1.8186e-06 | 1.2015e-05 | 0 | 1.2015e-05 | 9.792e-05 | 0 | 9.792e-05 | 0.00021464 | 0 | 0.00021464 | [17 empty] | 7.3.3.17.5 (Remote Grid) Updates to grid topology to minimize risk of ignition in HFTDs Remote GridWLDFRWire-to-wire contactAggregated | WLDFR | HFTD - Distribution - Tier 2 - 3QU CoRE ¦ 5QU LoRE | Non-Red Flag Warning - Destructive Fires | Wire-to-wire contact | Aggregated | 2060 | 1.9054e-07 | 715.8465 | 0.0001364 | 2060 | Mitigation | 0.95 | 45 | 0 | esc | 0.00097009 | 1.8484e-10 | 0.00097009 | 1.8484e-10
[79 empty] | WLDFR | HFTD - Distribution - Tier 3 - 5QU CoRE ¦ 1QU LoRE | Non-Red Flag Warning - Small Fires | 2054 | 3.4778e-06 | 0.10489 | 0.048274 | 0.002095 | 0.054525 | 0 | 0.0095216 | 3.648e-07 | 0 | 3.648e-07 | 1.8186e-06 | 1.2605e-05 | 0 | 1.2605e-05 | 0.00010273 | 0 | 0.00010273 | 0.00022519 | 0 | 0.00022519 | [17 empty] | 7.3.3.17.5 (Remote Grid) Updates to grid topology to minimize risk of ignition in HFTDs Remote GridWLDFRWire-to-wire contactAggregated | WLDFR | HFTD - Distribution - Tier 2 - 3QU CoRE ¦ 5QU LoRE | Non-Red Flag Warning - Destructive Fires | Wire-to-wire contact | Aggregated | 2061 | 1.9054e-07 | 715.8465 | 0.0001364 | 2061 | Mitigation | 0.95 | 45 | 0 | esc | 0.00097009 | 1.8484e-10 | 0.00097009 | 1.8484e-10
[79 empty] | WLDFR | HFTD - Distribution - Tier 3 - 5QU CoRE ¦ 1QU LoRE | Non-Red Flag Warning - Small Fires | 2055 | 3.4778e-06 | 0.10489 | 0.048274 | 0.002095 | 0.054525 | 0 | 0.0095216 | 3.648e-07 | 0 | 3.648e-07 | 1.8186e-06 | 1.2605e-05 | 0 | 1.2605e-05 | 0.00010273 | 0 | 0.00010273 | 0.00022519 | 0 | 0.00022519 | [17 empty] | 7.3.3.17.5 (Remote Grid) Updates to grid topology to minimize risk of ignition in HFTDs Remote GridWLDFRWire-to-wire contactAggregated | WLDFR | HFTD - Distribution - Tier 2 - 3QU CoRE ¦ 5QU LoRE | Non-Red Flag Warning - Destructive Fires | Wire-to-wire contact | Aggregated | 2062 | 1.9054e-07 | 715.8465 | 0.0001364 | 2062 | Mitigation | 0.95 | 45 | 0 | esc | 0.00097009 | 1.8484e-10 | 0.00097009 | 1.8484e-10
[79 empty] | WLDFR | HFTD - Distribution - Tier 3 - 5QU CoRE ¦ 1QU LoRE | Non-Red Flag Warning - Small Fires | 2056 | 3.4778e-06 | 0.10489 | 0.048274 | 0.002095 | 0.054525 | 0 | 0.0095216 | 3.648e-07 | 0 | 3.648e-07 | 1.8186e-06 | 1.2605e-05 | 0 | 1.2605e-05 | 0.00010273 | 0 | 0.00010273 | 0.00022519 | 0 | 0.00022519 | [17 empty] | 7.3.3.17.5 (Remote Grid) Updates to grid topology to minimize risk of ignition in HFTDs Remote GridWLDFRWire-to-wire contactAggregated | WLDFR | HFTD - Distribution - Tier 2 - 3QU CoRE ¦ 5QU LoRE | Non-Red Flag Warning - Destructive Fires | Wire-to-wire contact | Aggregated | 2063 | 1.9054e-07 | 715.8465 | 0.0001364 | 2063 | Mitigation | 0.95 | 45 | 0 | esc | 0.00097009 | 1.8484e-10 | 0.00097009 | 1.8484e-10
[79 empty] | WLDFR | HFTD - Distribution - Tier 3 - 5QU CoRE ¦ 1QU LoRE | Non-Red Flag Warning - Small Fires | 2057 | 3.4778e-06 | 0.10489 | 0.048274 | 0.002095 | 0.054525 | 0 | 0.0095216 | 3.648e-07 | 0 | 3.648e-07 | 1.8186e-06 | 1.2605e-05 | 0 | 1.2605e-05 | 0.00010273 | 0 | 0.00010273 | 0.00022519 | 0 | 0.00022519 | [17 empty] | 7.3.3.17.5 (Remote Grid) Updates to grid topology to minimize risk of ignition in HFTDs Remote GridWLDFRWire-to-wire contactAggregated | WLDFR | HFTD - Distribution - Tier 2 - 3QU CoRE ¦ 5QU LoRE | Non-Red Flag Warning - Destructive Fires | Wire-to-wire contact | Aggregated | 2064 | 1.9054e-07 | 715.8465 | 0.0001364 | 2064 | Mitigation | 0.95 | 45 | 0 | esc | 0.00097009 | 1.8484e-10 | 0.00097009 | 1.8484e-10
[79 empty] | WLDFR | HFTD - Distribution - Tier 3 - 5QU CoRE ¦ 1QU LoRE | Non-Red Flag Warning - Small Fires | 2058 | 3.4778e-06 | 0.1099 | 0.050325 | 0.0021839 | 0.057393 | 0 | 0.0095216 | 3.8222e-07 | 0 | 3.8222e-07 | 1.9047e-06 | 1.2605e-05 | 0 | 1.2605e-05 | 0.00010273 | 0 | 0.00010273 | 0.00022519 | 0 | 0.00022519 | [17 empty] | 7.3.3.17.5 (Remote Grid) Updates to grid topology to minimize risk of ignition in HFTDs Remote GridWLDFRWire-to-wire contactAggregated | WLDFR | HFTD - Distribution - Tier 2 - 3QU CoRE ¦ 5QU LoRE | Non-Red Flag Warning - Destructive Fires | Wire-to-wire contact | Aggregated | 2065 | 1.9054e-07 | 715.8465 | 0.0001364 | 2065 | Mitigation | 0.95 | 45 | 0 | esc | 0.00097009 | 1.8484e-10 | 0.00097009 | 1.8484e-10
[79 empty] | WLDFR | HFTD - Distribution - Tier 3 - 5QU CoRE ¦ 1QU LoRE | Non-Red Flag Warning - Small Fires | 2059 | 3.4778e-06 | 0.1099 | 0.050325 | 0.0021839 | 0.057393 | 0 | 0.0095216 | 3.8222e-07 | 0 | 3.8222e-07 | 1.9047e-06 | 1.3234e-05 | 0 | 1.3234e-05 | 0.00010786 | 0 | 0.00010786 | 0.00023642 | 0 | 0.00023642 | [17 empty] | 7.3.3.17.5 (Remote Grid) Updates to grid topology to minimize risk of ignition in HFTDs Remote GridWLDFRWire-to-wire contactAggregated | WLDFR | HFTD - Distribution - Tier 2 - 3QU CoRE ¦ 5QU LoRE | Non-Red Flag Warning - Destructive Fires | Wire-to-wire contact | Aggregated | 2066 | 1.9054e-07 | 715.8465 | 0.0001364 | 2066 | Mitigation | 0.95 | 45 | 0 | esc | 0.00097009 | 1.8484e-10 | 0.00097009 | 1.8484e-10
[79 empty] | WLDFR | HFTD - Distribution - Tier 3 - 5QU CoRE ¦ 1QU LoRE | Non-Red Flag Warning - Small Fires | 2060 | 3.4778e-06 | 0.1099 | 0.050325 | 0.0021839 | 0.057393 | 0 | 0.0095216 | 3.8222e-07 | 0 | 3.8222e-07 | 1.9047e-06 | 1.3234e-05 | 0 | 1.3234e-05 | 0.00010786 | 0 | 0.00010786 | 0.00023642 | 0 | 0.00023642 | [17 empty] | 7.3.3.17.5 (Remote Grid) Updates to grid topology to minimize risk of ignition in HFTDs Remote GridWLDFRWire-to-wire contactAggregated | WLDFR | HFTD - Distribution - Tier 2 - 3QU CoRE ¦ 5QU LoRE | Non-Red Flag Warning - Destructive Fires | Wire-to-wire contact | Aggregated | 2067 | 1.9054e-07 | 715.8465 | 0.0001364 | 2067 | Mitigation | 0.95 | 45 | 0 | esc | 0 | 0 | 0.00097009 | 1.8484e-10
[79 empty] | WLDFR | HFTD - Distribution - Tier 3 - 5QU CoRE ¦ 1QU LoRE | Non-Red Flag Warning - Small Fires | 2061 | 3.4778e-06 | 0.1099 | 0.050325 | 0.0021839 | 0.057393 | 0 | 0.0095216 | 3.8222e-07 | 0 | 3.8222e-07 | 1.9047e-06 | 1.3234e-05 | 0 | 1.3234e-05 | 0.00010786 | 0 | 0.00010786 | 0.00023642 | 0 | 0.00023642 | [17 empty] | 7.3.3.17.5 (Remote Grid) Updates to grid topology to minimize risk of ignition in HFTDs Remote GridWLDFRContact from objectAggregated | WLDFR | HFTD - Distribution - Tier 2 - 3QU CoRE ¦ 5QU LoRE | Non-Red Flag Warning - Large Fires | Contact from object | Aggregated | 2022 | 4.8568e-06 | 715.8465 | 0.0034767 | 2022 | Mitigation | 0.95 | 45 | 0 | esc | 0.00097009 | 4.7115e-09 | 0 | 0
[79 empty] | WLDFR | HFTD - Distribution - Tier 3 - 5QU CoRE ¦ 1QU LoRE | Non-Red Flag Warning - Small Fires | 2062 | 3.4778e-06 | 0.1099 | 0.050325 | 0.0021839 | 0.057393 | 0 | 0.0095216 | 3.8222e-07 | 0 | 3.8222e-07 | 1.9047e-06 | 1.3234e-05 | 0 | 1.3234e-05 | 0.00010786 | 0 | 0.00010786 | 0.00023642 | 0 | 0.00023642 | [17 empty] | 7.3.3.17.5 (Remote Grid) Updates to grid topology to minimize risk of ignition in HFTDs Remote GridWLDFRContact from objectAggregated | WLDFR | HFTD - Distribution - Tier 2 - 3QU CoRE ¦ 5QU LoRE | Non-Red Flag Warning - Large Fires | Contact from object | Aggregated | 2023 | 4.8568e-06 | 715.8465 | 0.0034767 | 2023 | Mitigation | 0.95 | 45 | 0 | esc | 0.00097009 | 4.7115e-09 | 0.00097009 | 4.7115e-09
[79 empty] | WLDFR | HFTD - Distribution - Tier 3 - 5QU CoRE ¦ 1QU LoRE | Non-Red Flag Warning - Small Fires | 2063 | 3.4778e-06 | 0.11504 | 0.052388 | 0.0022734 | 0.060377 | 0 | 0.0095216 | 4.0008e-07 | 0 | 4.0008e-07 | 1.9913e-06 | 1.3234e-05 | 0 | 1.3234e-05 | 0.00010786 | 0 | 0.00010786 | 0.00023642 | 0 | 0.00023642 | [17 empty] | 7.3.3.17.5 (Remote Grid) Updates to grid topology to minimize risk of ignition in HFTDs Remote GridWLDFRContact from objectAggregated | WLDFR | HFTD - Distribution - Tier 2 - 3QU CoRE ¦ 5QU LoRE | Non-Red Flag Warning - Large Fires | Contact from object | Aggregated | 2024 | 4.8568e-06 | 715.8465 | 0.0034767 | 2024 | Mitigation | 0.95 | 45 | 0 | esc | 0.00097009 | 4.7115e-09 | 0.00097009 | 4.7115e-09
[79 empty] | WLDFR | HFTD - Distribution - Tier 3 - 5QU CoRE ¦ 1QU LoRE | Non-Red Flag Warning - Small Fires | 2064 | 3.4778e-06 | 0.11504 | 0.052388 | 0.0022734 | 0.060377 | 0 | 0.0095216 | 4.0008e-07 | 0 | 4.0008e-07 | 1.9913e-06 | 1.3893e-05 | 0 | 1.3893e-05 | 0.00011323 | 0 | 0.00011323 | 0.0002482 | 0 | 0.0002482 | [17 empty] | 7.3.3.17.5 (Remote Grid) Updates to grid topology to minimize risk of ignition in HFTDs Remote GridWLDFRContact from objectAggregated | WLDFR | HFTD - Distribution - Tier 2 - 3QU CoRE ¦ 5QU LoRE | Non-Red Flag Warning - Large Fires | Contact from object | Aggregated | 2025 | 4.8568e-06 | 715.8465 | 0.0034767 | 2025 | Mitigation | 0.95 | 45 | 0 | esc | 0.00097009 | 4.7115e-09 | 0.00097009 | 4.7115e-09
[79 empty] | WLDFR | HFTD - Distribution - Tier 3 - 5QU CoRE ¦ 1QU LoRE | Non-Red Flag Warning - Small Fires | 2065 | 3.4778e-06 | 0.11504 | 0.052388 | 0.0022734 | 0.060377 | 0 | 0.0095216 | 4.0008e-07 | 0 | 4.0008e-07 | 1.9913e-06 | 1.3893e-05 | 0 | 1.3893e-05 | 0.00011323 | 0 | 0.00011323 | 0.0002482 | 0 | 0.0002482 | [17 empty] | 7.3.3.17.5 (Remote Grid) Updates to grid topology to minimize risk of ignition in HFTDs Remote GridWLDFRContact from objectAggregated | WLDFR | HFTD - Distribution - Tier 2 - 3QU CoRE ¦ 5QU LoRE | Non-Red Flag Warning - Large Fires | Contact from object | Aggregated | 2026 | 4.8568e-06 | 715.8465 | 0.0034767 | 2026 | Mitigation | 0.95 | 45 | 0 | esc | 0.00097009 | 4.7115e-09 | 0.00097009 | 4.7115e-09
[79 empty] | WLDFR | HFTD - Distribution - Tier 3 - 5QU CoRE ¦ 1QU LoRE | Non-Red Flag Warning - Small Fires | 2066 | 3.4778e-06 | 0.11504 | 0.052388 | 0.0022734 | 0.060377 | 0 | 0.0095216 | 4.0008e-07 | 0 | 4.0008e-07 | 1.9913e-06 | 1.3893e-05 | 0 | 1.3893e-05 | 0.00011323 | 0 | 0.00011323 | 0.0002482 | 0 | 0.0002482 | [17 empty] | 7.3.3.17.5 (Remote Grid) Updates to grid topology to minimize risk of ignition in HFTDs Remote GridWLDFRContact from objectAggregated | WLDFR | HFTD - Distribution - Tier 2 - 3QU CoRE ¦ 5QU LoRE | Non-Red Flag Warning - Large Fires | Contact from object | Aggregated | 2027 | 4.8568e-06 | 715.8465 | 0.0034767 | 2027 | Mitigation | 0.95 | 45 | 0 | esc | 0.00097009 | 4.7115e-09 | 0.00097009 | 4.7115e-09
[79 empty] | WLDFR | HFTD - Distribution - Tier 3 - 5QU CoRE ¦ 1QU LoRE | Red Flag Warning - Catastrophic Fires | 2022 | 8.7406e-10 | 14146.1306 | 222.2294 | 8585.7228 | 5338.1784 | 0 | 2.393e-06 | 1.2365e-05 | 0 | 1.2365e-05 | 8.2788e-08 | 1.3893e-05 | 0 | 1.3893e-05 | 0.00011323 | 0 | 0.00011323 | 0.0002482 | 0 | 0.0002482 | [17 empty] | 7.3.3.17.5 (Remote Grid) Updates to grid topology to minimize risk of ignition in HFTDs Remote GridWLDFRContact from objectAggregated | WLDFR | HFTD - Distribution - Tier 2 - 3QU CoRE ¦ 5QU LoRE | Non-Red Flag Warning - Large Fires | Contact from object | Aggregated | 2028 | 4.8568e-06 | 715.8465 | 0.0034767 | 2028 | Mitigation | 0.95 | 45 | 0 | esc | 0.00097009 | 4.7115e-09 | 0.00097009 | 4.7115e-09
[79 empty] | WLDFR | HFTD - Distribution - Tier 3 - 5QU CoRE ¦ 1QU LoRE | Red Flag Warning - Catastrophic Fires | 2023 | 8.7406e-10 | 14664.6376 | 233.2301 | 8896.516 | 5534.8915 | 0 | 2.393e-06 | 1.2818e-05 | 0 | 1.2818e-05 | 8.6492e-08 | 1.3893e-05 | 0 | 1.3893e-05 | 0.00011323 | 0 | 0.00011323 | 0.0002482 | 0 | 0.0002482 | [17 empty] | 7.3.3.17.5 (Remote Grid) Updates to grid topology to minimize risk of ignition in HFTDs Remote GridWLDFRContact from objectAggregated | WLDFR | HFTD - Distribution - Tier 2 - 3QU CoRE ¦ 5QU LoRE | Non-Red Flag Warning - Large Fires | Contact from object | Aggregated | 2029 | 4.8568e-06 | 715.8465 | 0.0034767 | 2029 | Mitigation | 0.95 | 45 | 0 | esc | 0.00097009 | 4.7115e-09 | 0.00097009 | 4.7115e-09
[79 empty] | WLDFR | HFTD - Distribution - Tier 3 - 5QU CoRE ¦ 1QU LoRE | Red Flag Warning - Catastrophic Fires | 2024 | 8.7406e-10 | 14664.6376 | 233.2301 | 8896.516 | 5534.8915 | 0 | 2.393e-06 | 1.2818e-05 | 0 | 1.2818e-05 | 8.6492e-08 | 1.4574e-05 | 0 | 1.4574e-05 | 0.00011878 | 0 | 0.00011878 | 0.00026037 | 0 | 0.00026037 | [17 empty] | 7.3.3.17.5 (Remote Grid) Updates to grid topology to minimize risk of ignition in HFTDs Remote GridWLDFRContact from objectAggregated | WLDFR | HFTD - Distribution - Tier 2 - 3QU CoRE ¦ 5QU LoRE | Non-Red Flag Warning - Large Fires | Contact from object | Aggregated | 2030 | 4.8568e-06 | 715.8465 | 0.0034767 | 2030 | Mitigation | 0.95 | 45 | 0 | esc | 0.00097009 | 4.7115e-09 | 0.00097009 | 4.7115e-09
[79 empty] | WLDFR | HFTD - Distribution - Tier 3 - 5QU CoRE ¦ 1QU LoRE | Red Flag Warning - Catastrophic Fires | 2025 | 8.7406e-10 | 14664.6376 | 233.2301 | 8896.516 | 5534.8915 | 0 | 2.393e-06 | 1.2818e-05 | 0 | 1.2818e-05 | 8.6492e-08 | 1.4574e-05 | 0 | 1.4574e-05 | 0.00011878 | 0 | 0.00011878 | 0.00026037 | 0 | 0.00026037 | [17 empty] | 7.3.3.17.5 (Remote Grid) Updates to grid topology to minimize risk of ignition in HFTDs Remote GridWLDFRContact from objectAggregated | WLDFR | HFTD - Distribution - Tier 2 - 3QU CoRE ¦ 5QU LoRE | Non-Red Flag Warning - Large Fires | Contact from object | Aggregated | 2031 | 4.8568e-06 | 715.8465 | 0.0034767 | 2031 | Mitigation | 0.95 | 45 | 0 | esc | 0.00097009 | 4.7115e-09 | 0.00097009 | 4.7115e-09
[79 empty] | WLDFR | HFTD - Distribution - Tier 3 - 5QU CoRE ¦ 1QU LoRE | Red Flag Warning - Catastrophic Fires | 2026 | 8.7406e-10 | 14664.6376 | 233.2301 | 8896.516 | 5534.8915 | 0 | 2.393e-06 | 1.2818e-05 | 0 | 1.2818e-05 | 8.6492e-08 | 1.4574e-05 | 0 | 1.4574e-05 | 0.00011878 | 0 | 0.00011878 | 0.00026037 | 0 | 0.00026037 | [17 empty] | 7.3.3.17.5 (Remote Grid) Updates to grid topology to minimize risk of ignition in HFTDs Remote GridWLDFRContact from objectAggregated | WLDFR | HFTD - Distribution - Tier 2 - 3QU CoRE ¦ 5QU LoRE | Non-Red Flag Warning - Large Fires | Contact from object | Aggregated | 2032 | 4.8568e-06 | 715.8465 | 0.0034767 | 2032 | Mitigation | 0.95 | 45 | 0 | esc | 0.00097009 | 4.7115e-09 | 0.00097009 | 4.7115e-09
[79 empty] | WLDFR | HFTD - Distribution - Tier 3 - 5QU CoRE ¦ 1QU LoRE | Red Flag Warning - Catastrophic Fires | 2027 | 8.7406e-10 | 14664.6376 | 233.2301 | 8896.516 | 5534.8915 | 0 | 2.393e-06 | 1.2818e-05 | 0 | 1.2818e-05 | 8.6492e-08 | 1.4574e-05 | 0 | 1.4574e-05 | 0.00011878 | 0 | 0.00011878 | 0.00026037 | 0 | 0.00026037 | [17 empty] | 7.3.3.17.5 (Remote Grid) Updates to grid topology to minimize risk of ignition in HFTDs Remote GridWLDFRContact from objectAggregated | WLDFR | HFTD - Distribution - Tier 2 - 3QU CoRE ¦ 5QU LoRE | Non-Red Flag Warning - Large Fires | Contact from object | Aggregated | 2033 | 4.8568e-06 | 715.8465 | 0.0034767 | 2033 | Mitigation | 0.95 | 45 | 0 | esc | 0.00097009 | 4.7115e-09 | 0.00097009 | 4.7115e-09
[79 empty] | WLDFR | HFTD - Distribution - Tier 3 - 5QU CoRE ¦ 1QU LoRE | Red Flag Warning - Catastrophic Fires | 2028 | 8.7406e-10 | 15317.9909 | 247.273 | 9287.6491 | 5783.0689 | 0 | 2.393e-06 | 1.3389e-05 | 0 | 1.3389e-05 | 9.1263e-08 | 1.4574e-05 | 0 | 1.4574e-05 | 0.00011878 | 0 | 0.00011878 | 0.00026037 | 0 | 0.00026037 | [17 empty] | 7.3.3.17.5 (Remote Grid) Updates to grid topology to minimize risk of ignition in HFTDs Remote GridWLDFRContact from objectAggregated | WLDFR | HFTD - Distribution - Tier 2 - 3QU CoRE ¦ 5QU LoRE | Non-Red Flag Warning - Large Fires | Contact from object | Aggregated | 2034 | 4.8568e-06 | 715.8465 | 0.0034767 | 2034 | Mitigation | 0.95 | 45 | 0 | esc | 0.00097009 | 4.7115e-09 | 0.00097009 | 4.7115e-09
[79 empty] | WLDFR | HFTD - Distribution - Tier 3 - 5QU CoRE ¦ 1QU LoRE | Red Flag Warning - Catastrophic Fires | 2029 | 8.7406e-10 | 15317.9909 | 247.273 | 9287.6491 | 5783.0689 | 0 | 2.393e-06 | 1.3389e-05 | 0 | 1.3389e-05 | 9.1263e-08 | 1.5269e-05 | 0 | 1.5269e-05 | 0.00012445 | 0 | 0.00012445 | 0.00027279 | 0 | 0.00027279 | [17 empty] | 7.3.3.17.5 (Remote Grid) Updates to grid topology to minimize risk of ignition in HFTDs Remote GridWLDFRContact from objectAggregated | WLDFR | HFTD - Distribution - Tier 2 - 3QU CoRE ¦ 5QU LoRE | Non-Red Flag Warning - Large Fires | Contact from object | Aggregated | 2035 | 4.8568e-06 | 715.8465 | 0.0034767 | 2035 | Mitigation | 0.95 | 45 | 0 | esc | 0.00097009 | 4.7115e-09 | 0.00097009 | 4.7115e-09
[79 empty] | WLDFR | HFTD - Distribution - Tier 3 - 5QU CoRE ¦ 1QU LoRE | Red Flag Warning - Catastrophic Fires | 2030 | 8.7406e-10 | 15317.9909 | 247.273 | 9287.6491 | 5783.0689 | 0 | 2.393e-06 | 1.3389e-05 | 0 | 1.3389e-05 | 9.1263e-08 | 1.5269e-05 | 0 | 1.5269e-05 | 0.00012445 | 0 | 0.00012445 | 0.00027279 | 0 | 0.00027279 | [17 empty] | 7.3.3.17.5 (Remote Grid) Updates to grid topology to minimize risk of ignition in HFTDs Remote GridWLDFRContact from objectAggregated | WLDFR | HFTD - Distribution - Tier 2 - 3QU CoRE ¦ 5QU LoRE | Non-Red Flag Warning - Large Fires | Contact from object | Aggregated | 2036 | 4.8568e-06 | 715.8465 | 0.0034767 | 2036 | Mitigation | 0.95 | 45 | 0 | esc | 0.00097009 | 4.7115e-09 | 0.00097009 | 4.7115e-09
[79 empty] | WLDFR | HFTD - Distribution - Tier 3 - 5QU CoRE ¦ 1QU LoRE | Red Flag Warning - Catastrophic Fires | 2031 | 8.7406e-10 | 15317.9909 | 247.273 | 9287.6491 | 5783.0689 | 0 | 2.393e-06 | 1.3389e-05 | 0 | 1.3389e-05 | 9.1263e-08 | 1.5269e-05 | 0 | 1.5269e-05 | 0.00012445 | 0 | 0.00012445 | 0.00027279 | 0 | 0.00027279 | [17 empty] | 7.3.3.17.5 (Remote Grid) Updates to grid topology to minimize risk of ignition in HFTDs Remote GridWLDFRContact from objectAggregated | WLDFR | HFTD - Distribution - Tier 2 - 3QU CoRE ¦ 5QU LoRE | Non-Red Flag Warning - Large Fires | Contact from object | Aggregated | 2037 | 4.8568e-06 | 715.8465 | 0.0034767 | 2037 | Mitigation | 0.95 | 45 | 0 | esc | 0.00097009 | 4.7115e-09 | 0.00097009 | 4.7115e-09
[79 empty] | WLDFR | HFTD - Distribution - Tier 3 - 5QU CoRE ¦ 1QU LoRE | Red Flag Warning - Catastrophic Fires | 2032 | 8.7406e-10 | 15317.9909 | 247.273 | 9287.6491 | 5783.0689 | 0 | 2.393e-06 | 1.3389e-05 | 0 | 1.3389e-05 | 9.1263e-08 | 1.5269e-05 | 0 | 1.5269e-05 | 0.00012445 | 0 | 0.00012445 | 0.00027279 | 0 | 0.00027279 | [17 empty] | 7.3.3.17.5 (Remote Grid) Updates to grid topology to minimize risk of ignition in HFTDs Remote GridWLDFRContact from objectAggregated | WLDFR | HFTD - Distribution - Tier 2 - 3QU CoRE ¦ 5QU LoRE | Non-Red Flag Warning - Large Fires | Contact from object | Aggregated | 2038 | 4.8568e-06 | 715.8465 | 0.0034767 | 2038 | Mitigation | 0.95 | 45 | 0 | esc | 0.00097009 | 4.7115e-09 | 0.00097009 | 4.7115e-09
[79 empty] | WLDFR | HFTD - Distribution - Tier 3 - 5QU CoRE ¦ 1QU LoRE | Red Flag Warning - Catastrophic Fires | 2033 | 8.7406e-10 | 16044.1264 | 263.1074 | 9721.74 | 6059.2791 | 0 | 2.393e-06 | 1.4024e-05 | 0 | 1.4024e-05 | 9.6689e-08 | 1.5269e-05 | 0 | 1.5269e-05 | 0.00012445 | 0 | 0.00012445 | 0.00027279 | 0 | 0.00027279 | [17 empty] | 7.3.3.17.5 (Remote Grid) Updates to grid topology to minimize risk of ignition in HFTDs Remote GridWLDFRContact from objectAggregated | WLDFR | HFTD - Distribution - Tier 2 - 3QU CoRE ¦ 5QU LoRE | Non-Red Flag Warning - Large Fires | Contact from object | Aggregated | 2039 | 4.8568e-06 | 715.8465 | 0.0034767 | 2039 | Mitigation | 0.95 | 45 | 0 | esc | 0.00097009 | 4.7115e-09 | 0.00097009 | 4.7115e-09
[79 empty] | WLDFR | HFTD - Distribution - Tier 3 - 5QU CoRE ¦ 1QU LoRE | Red Flag Warning - Catastrophic Fires | 2034 | 8.7406e-10 | 16044.1264 | 263.1074 | 9721.74 | 6059.2791 | 0 | 2.393e-06 | 1.4024e-05 | 0 | 1.4024e-05 | 9.6689e-08 | 1.597e-05 | 0 | 1.597e-05 | 0.00013016 | 0 | 0.00013016 | 0.0002853 | 0 | 0.0002853 | [17 empty] | 7.3.3.17.5 (Remote Grid) Updates to grid topology to minimize risk of ignition in HFTDs Remote GridWLDFRContact from objectAggregated | WLDFR | HFTD - Distribution - Tier 2 - 3QU CoRE ¦ 5QU LoRE | Non-Red Flag Warning - Large Fires | Contact from object | Aggregated | 2040 | 4.8568e-06 | 715.8465 | 0.0034767 | 2040 | Mitigation | 0.95 | 45 | 0 | esc | 0.00097009 | 4.7115e-09 | 0.00097009 | 4.7115e-09
[79 empty] | WLDFR | HFTD - Distribution - Tier 3 - 5QU CoRE ¦ 1QU LoRE | Red Flag Warning - Catastrophic Fires | 2035 | 8.7406e-10 | 16044.1264 | 263.1074 | 9721.74 | 6059.2791 | 0 | 2.393e-06 | 1.4024e-05 | 0 | 1.4024e-05 | 9.6689e-08 | 1.597e-05 | 0 | 1.597e-05 | 0.00013016 | 0 | 0.00013016 | 0.0002853 | 0 | 0.0002853 | [17 empty] | 7.3.3.17.5 (Remote Grid) Updates to grid topology to minimize risk of ignition in HFTDs Remote GridWLDFRContact from objectAggregated | WLDFR | HFTD - Distribution - Tier 2 - 3QU CoRE ¦ 5QU LoRE | Non-Red Flag Warning - Large Fires | Contact from object | Aggregated | 2041 | 4.8568e-06 | 715.8465 | 0.0034767 | 2041 | Mitigation | 0.95 | 45 | 0 | esc | 0.00097009 | 4.7115e-09 | 0.00097009 | 4.7115e-09
[79 empty] | WLDFR | HFTD - Distribution - Tier 3 - 5QU CoRE ¦ 1QU LoRE | Red Flag Warning - Catastrophic Fires | 2036 | 8.7406e-10 | 16044.1264 | 263.1074 | 9721.74 | 6059.2791 | 0 | 2.393e-06 | 1.4024e-05 | 0 | 1.4024e-05 | 9.6689e-08 | 1.597e-05 | 0 | 1.597e-05 | 0.00013016 | 0 | 0.00013016 | 0.0002853 | 0 | 0.0002853 | [17 empty] | 7.3.3.17.5 (Remote Grid) Updates to grid topology to minimize risk of ignition in HFTDs Remote GridWLDFRContact from objectAggregated | WLDFR | HFTD - Distribution - Tier 2 - 3QU CoRE ¦ 5QU LoRE | Non-Red Flag Warning - Large Fires | Contact from object | Aggregated | 2042 | 4.8568e-06 | 715.8465 | 0.0034767 | 2042 | Mitigation | 0.95 | 45 | 0 | esc | 0.00097009 | 4.7115e-09 | 0.00097009 | 4.7115e-09
[79 empty] | WLDFR | HFTD - Distribution - Tier 3 - 5QU CoRE ¦ 1QU LoRE | Red Flag Warning - Catastrophic Fires | 2037 | 8.7406e-10 | 16044.1264 | 263.1074 | 9721.74 | 6059.2791 | 0 | 2.393e-06 | 1.4024e-05 | 0 | 1.4024e-05 | 9.6689e-08 | 1.597e-05 | 0 | 1.597e-05 | 0.00013016 | 0 | 0.00013016 | 0.0002853 | 0 | 0.0002853 | [17 empty] | 7.3.3.17.5 (Remote Grid) Updates to grid topology to minimize risk of ignition in HFTDs Remote GridWLDFRContact from objectAggregated | WLDFR | HFTD - Distribution - Tier 2 - 3QU CoRE ¦ 5QU LoRE | Non-Red Flag Warning - Large Fires | Contact from object | Aggregated | 2043 | 4.8568e-06 | 715.8465 | 0.0034767 | 2043 | Mitigation | 0.95 | 45 | 0 | esc | 0.00097009 | 4.7115e-09 | 0.00097009 | 4.7115e-09
[79 empty] | WLDFR | HFTD - Distribution - Tier 3 - 5QU CoRE ¦ 1QU LoRE | Red Flag Warning - Catastrophic Fires | 2038 | 8.7406e-10 | 16832.3912 | 280.5544 | 10192.2718 | 6359.5651 | 0 | 2.393e-06 | 1.4713e-05 | 0 | 1.4713e-05 | 1.0273e-07 | 1.597e-05 | 0 | 1.597e-05 | 0.00013016 | 0 | 0.00013016 | 0.0002853 | 0 | 0.0002853 | [17 empty] | 7.3.3.17.5 (Remote Grid) Updates to grid topology to minimize risk of ignition in HFTDs Remote GridWLDFRContact from objectAggregated | WLDFR | HFTD - Distribution - Tier 2 - 3QU CoRE ¦ 5QU LoRE | Non-Red Flag Warning - Large Fires | Contact from object | Aggregated | 2044 | 4.8568e-06 | 715.8465 | 0.0034767 | 2044 | Mitigation | 0.95 | 45 | 0 | esc | 0.00097009 | 4.7115e-09 | 0.00097009 | 4.7115e-09
[79 empty] | WLDFR | HFTD - Distribution - Tier 3 - 5QU CoRE ¦ 1QU LoRE | Red Flag Warning - Catastrophic Fires | 2039 | 8.7406e-10 | 16832.3912 | 280.5544 | 10192.2718 | 6359.5651 | 0 | 2.393e-06 | 1.4713e-05 | 0 | 1.4713e-05 | 1.0273e-07 | 1.6668e-05 | 0 | 1.6668e-05 | 0.00013584 | 0 | 0.00013584 | 0.00029777 | 0 | 0.00029777 | [17 empty] | 7.3.3.17.5 (Remote Grid) Updates to grid topology to minimize risk of ignition in HFTDs Remote GridWLDFRContact from objectAggregated | WLDFR | HFTD - Distribution - Tier 2 - 3QU CoRE ¦ 5QU LoRE | Non-Red Flag Warning - Large Fires | Contact from object | Aggregated | 2045 | 4.8568e-06 | 715.8465 | 0.0034767 | 2045 | Mitigation | 0.95 | 45 | 0 | esc | 0.00097009 | 4.7115e-09 | 0.00097009 | 4.7115e-09
[79 empty] | WLDFR | HFTD - Distribution - Tier 3 - 5QU CoRE ¦ 1QU LoRE | Red Flag Warning - Catastrophic Fires | 2040 | 8.7406e-10 | 16832.3912 | 280.5544 | 10192.2718 | 6359.5651 | 0 | 2.393e-06 | 1.4713e-05 | 0 | 1.4713e-05 | 1.0273e-07 | 1.6668e-05 | 0 | 1.6668e-05 | 0.00013584 | 0 | 0.00013584 | 0.00029777 | 0 | 0.00029777 | [17 empty] | 7.3.3.17.5 (Remote Grid) Updates to grid topology to minimize risk of ignition in HFTDs Remote GridWLDFRContact from objectAggregated | WLDFR | HFTD - Distribution - Tier 2 - 3QU CoRE ¦ 5QU LoRE | Non-Red Flag Warning - Large Fires | Contact from object | Aggregated | 2046 | 4.8568e-06 | 715.8465 | 0.0034767 | 2046 | Mitigation | 0.95 | 45 | 0 | esc | 0.00097009 | 4.7115e-09 | 0.00097009 | 4.7115e-09
[79 empty] | WLDFR | HFTD - Distribution - Tier 3 - 5QU CoRE ¦ 1QU LoRE | Red Flag Warning - Catastrophic Fires | 2041 | 8.7406e-10 | 16832.3912 | 280.5544 | 10192.2718 | 6359.5651 | 0 | 2.393e-06 | 1.4713e-05 | 0 | 1.4713e-05 | 1.0273e-07 | 0 | 0 | 0 | 0.00013584 | 0 | 0.00013584 | 0.00029777 | 0 | 0.00029777 | [17 empty] | 7.3.3.17.5 (Remote Grid) Updates to grid topology to minimize risk of ignition in HFTDs Remote GridWLDFRContact from objectAggregated | WLDFR | HFTD - Distribution - Tier 2 - 3QU CoRE ¦ 5QU LoRE | Non-Red Flag Warning - Large Fires | Contact from object | Aggregated | 2047 | 4.8568e-06 | 715.8465 | 0.0034767 | 2047 | Mitigation | 0.95 | 45 | 0 | esc | 0.00097009 | 4.7115e-09 | 0.00097009 | 4.7115e-09
[79 empty] | WLDFR | HFTD - Distribution - Tier 3 - 5QU CoRE ¦ 1QU LoRE | Red Flag Warning - Catastrophic Fires | 2042 | 8.7406e-10 | 16832.3912 | 280.5544 | 10192.2718 | 6359.5651 | 0 | 2.393e-06 | 1.4713e-05 | 0 | 1.4713e-05 | 1.0273e-07 | 0 | 0 | 0 | 0 | 0 | 0 | 0.00029777 | 0 | 0.00029777 | [17 empty] | 7.3.3.17.5 (Remote Grid) Updates to grid topology to minimize risk of ignition in HFTDs Remote GridWLDFRContact from objectAggregated | WLDFR | HFTD - Distribution - Tier 2 - 3QU CoRE ¦ 5QU LoRE | Non-Red Flag Warning - Large Fires | Contact from object | Aggregated | 2048 | 4.8568e-06 | 715.8465 | 0.0034767 | 2048 | Mitigation | 0.95 | 45 | 0 | esc | 0.00097009 | 4.7115e-09 | 0.00097009 | 4.7115e-09
[79 empty] | WLDFR | HFTD - Distribution - Tier 3 - 5QU CoRE ¦ 1QU LoRE | Red Flag Warning - Catastrophic Fires | 2043 | 8.7406e-10 | 17672.0852 | 299.42 | 10692.7362 | 6679.929 | 0 | 2.393e-06 | 1.5447e-05 | 0 | 1.5447e-05 | 1.0933e-07 | 1.2247e-05 | 0 | 1.2247e-05 | 0 | 0 | 0 | 0 | 0 | 0 | [17 empty] | 7.3.3.17.5 (Remote Grid) Updates to grid topology to minimize risk of ignition in HFTDs Remote GridWLDFRContact from objectAggregated | WLDFR | HFTD - Distribution - Tier 2 - 3QU CoRE ¦ 5QU LoRE | Non-Red Flag Warning - Large Fires | Contact from object | Aggregated | 2049 | 4.8568e-06 | 715.8465 | 0.0034767 | 2049 | Mitigation | 0.95 | 45 | 0 | esc | 0.00097009 | 4.7115e-09 | 0.00097009 | 4.7115e-09
[79 empty] | WLDFR | HFTD - Distribution - Tier 3 - 5QU CoRE ¦ 1QU LoRE | Red Flag Warning - Catastrophic Fires | 2044 | 8.7406e-10 | 17672.0852 | 299.42 | 10692.7362 | 6679.929 | 0 | 2.393e-06 | 1.5447e-05 | 0 | 1.5447e-05 | 1.0933e-07 | 1.2171e-05 | 0 | 1.2171e-05 | 9.9196e-05 | 0 | 9.9196e-05 | 0 | 0 | 0 | [17 empty] | 7.3.3.17.5 (Remote Grid) Updates to grid topology to minimize risk of ignition in HFTDs Remote GridWLDFRContact from objectAggregated | WLDFR | HFTD - Distribution - Tier 2 - 3QU CoRE ¦ 5QU LoRE | Non-Red Flag Warning - Large Fires | Contact from object | Aggregated | 2050 | 4.8568e-06 | 715.8465 | 0.0034767 | 2050 | Mitigation | 0.95 | 45 | 0 | esc | 0.00097009 | 4.7115e-09 | 0.00097009 | 4.7115e-09
[79 empty] | WLDFR | HFTD - Distribution - Tier 3 - 5QU CoRE ¦ 1QU LoRE | Red Flag Warning - Catastrophic Fires | 2045 | 8.7406e-10 | 17672.0852 | 299.42 | 10692.7362 | 6679.929 | 0 | 2.393e-06 | 1.5447e-05 | 0 | 1.5447e-05 | 1.0933e-07 | 1.2616e-05 | 0 | 1.2616e-05 | 0.00010282 | 0 | 0.00010282 | 0.00022538 | 0 | 0.00022538 | [17 empty] | 7.3.3.17.5 (Remote Grid) Updates to grid topology to minimize risk of ignition in HFTDs Remote GridWLDFRContact from objectAggregated | WLDFR | HFTD - Distribution - Tier 2 - 3QU CoRE ¦ 5QU LoRE | Non-Red Flag Warning - Large Fires | Contact from object | Aggregated | 2051 | 4.8568e-06 | 715.8465 | 0.0034767 | 2051 | Mitigation | 0.95 | 45 | 0 | esc | 0.00097009 | 4.7115e-09 | 0.00097009 | 4.7115e-09
[79 empty] | WLDFR | HFTD - Distribution - Tier 3 - 5QU CoRE ¦ 1QU LoRE | Red Flag Warning - Catastrophic Fires | 2046 | 8.7406e-10 | 17672.0852 | 299.42 | 10692.7362 | 6679.929 | 0 | 2.393e-06 | 1.5447e-05 | 0 | 1.5447e-05 | 1.0933e-07 | 1.2616e-05 | 0 | 1.2616e-05 | 0.00010282 | 0 | 0.00010282 | 0.00022538 | 0 | 0.00022538 | [17 empty] | 7.3.3.17.5 (Remote Grid) Updates to grid topology to minimize risk of ignition in HFTDs Remote GridWLDFRContact from objectAggregated | WLDFR | HFTD - Distribution - Tier 2 - 3QU CoRE ¦ 5QU LoRE | Non-Red Flag Warning - Large Fires | Contact from object | Aggregated | 2052 | 4.8568e-06 | 715.8465 | 0.0034767 | 2052 | Mitigation | 0.95 | 45 | 0 | esc | 0.00097009 | 4.7115e-09 | 0.00097009 | 4.7115e-09
[79 empty] | WLDFR | HFTD - Distribution - Tier 3 - 5QU CoRE ¦ 1QU LoRE | Red Flag Warning - Catastrophic Fires | 2047 | 8.7406e-10 | 17672.0852 | 299.42 | 10692.7362 | 6679.929 | 0 | 2.393e-06 | 1.5447e-05 | 0 | 1.5447e-05 | 1.0933e-07 | 1.2616e-05 | 0 | 1.2616e-05 | 0.00010282 | 0 | 0.00010282 | 0.00022538 | 0 | 0.00022538 | [17 empty] | 7.3.3.17.5 (Remote Grid) Updates to grid topology to minimize risk of ignition in HFTDs Remote GridWLDFRContact from objectAggregated | WLDFR | HFTD - Distribution - Tier 2 - 3QU CoRE ¦ 5QU LoRE | Non-Red Flag Warning - Large Fires | Contact from object | Aggregated | 2053 | 4.8568e-06 | 715.8465 | 0.0034767 | 2053 | Mitigation | 0.95 | 45 | 0 | esc | 0.00097009 | 4.7115e-09 | 0.00097009 | 4.7115e-09
[79 empty] | WLDFR | HFTD - Distribution - Tier 3 - 5QU CoRE ¦ 1QU LoRE | Red Flag Warning - Catastrophic Fires | 2048 | 8.7406e-10 | 18552.3348 | 319.4911 | 11216.5626 | 7016.281 | 0 | 2.393e-06 | 1.6216e-05 | 0 | 1.6216e-05 | 1.1645e-07 | 1.2616e-05 | 0 | 1.2616e-05 | 0.00010282 | 0 | 0.00010282 | 0.00022538 | 0 | 0.00022538 | [17 empty] | 7.3.3.17.5 (Remote Grid) Updates to grid topology to minimize risk of ignition in HFTDs Remote GridWLDFRContact from objectAggregated | WLDFR | HFTD - Distribution - Tier 2 - 3QU CoRE ¦ 5QU LoRE | Non-Red Flag Warning - Large Fires | Contact from object | Aggregated | 2054 | 4.8568e-06 | 715.8465 | 0.0034767 | 2054 | Mitigation | 0.95 | 45 | 0 | esc | 0.00097009 | 4.7115e-09 | 0.00097009 | 4.7115e-09
[79 empty] | WLDFR | HFTD - Distribution - Tier 3 - 5QU CoRE ¦ 1QU LoRE | Red Flag Warning - Catastrophic Fires | 2049 | 8.7406e-10 | 18552.3348 | 319.4911 | 11216.5626 | 7016.281 | 0 | 2.393e-06 | 1.6216e-05 | 0 | 1.6216e-05 | 1.1645e-07 | 1.2616e-05 | 0 | 1.2616e-05 | 0.00010282 | 0 | 0.00010282 | 0.00022538 | 0 | 0.00022538 | [17 empty] | 7.3.3.17.5 (Remote Grid) Updates to grid topology to minimize risk of ignition in HFTDs Remote GridWLDFRContact from objectAggregated | WLDFR | HFTD - Distribution - Tier 2 - 3QU CoRE ¦ 5QU LoRE | Non-Red Flag Warning - Large Fires | Contact from object | Aggregated | 2055 | 4.8568e-06 | 715.8465 | 0.0034767 | 2055 | Mitigation | 0.95 | 45 | 0 | esc | 0.00097009 | 4.7115e-09 | 0.00097009 | 4.7115e-09
[79 empty] | WLDFR | HFTD - Distribution - Tier 3 - 5QU CoRE ¦ 1QU LoRE | Red Flag Warning - Catastrophic Fires | 2050 | 8.7406e-10 | 18552.3348 | 319.4911 | 11216.5626 | 7016.281 | 0 | 2.393e-06 | 1.6216e-05 | 0 | 1.6216e-05 | 1.1645e-07 | 1.3176e-05 | 0 | 1.3176e-05 | 0.00010738 | 0 | 0.00010738 | 0.00023539 | 0 | 0.00023539 | [17 empty] | 7.3.3.17.5 (Remote Grid) Updates to grid topology to minimize risk of ignition in HFTDs Remote GridWLDFRContact from objectAggregated | WLDFR | HFTD - Distribution - Tier 2 - 3QU CoRE ¦ 5QU LoRE | Non-Red Flag Warning - Large Fires | Contact from object | Aggregated | 2056 | 4.8568e-06 | 715.8465 | 0.0034767 | 2056 | Mitigation | 0.95 | 45 | 0 | esc | 0.00097009 | 4.7115e-09 | 0.00097009 | 4.7115e-09
[79 empty] | WLDFR | HFTD - Distribution - Tier 3 - 5QU CoRE ¦ 1QU LoRE | Red Flag Warning - Catastrophic Fires | 2051 | 8.7406e-10 | 18552.3348 | 319.4911 | 11216.5626 | 7016.281 | 0 | 2.393e-06 | 1.6216e-05 | 0 | 1.6216e-05 | 1.1645e-07 | 1.3176e-05 | 0 | 1.3176e-05 | 0.00010738 | 0 | 0.00010738 | 0.00023539 | 0 | 0.00023539 | [17 empty] | 7.3.3.17.5 (Remote Grid) Updates to grid topology to minimize risk of ignition in HFTDs Remote GridWLDFRContact from objectAggregated | WLDFR | HFTD - Distribution - Tier 2 - 3QU CoRE ¦ 5QU LoRE | Non-Red Flag Warning - Large Fires | Contact from object | Aggregated | 2057 | 4.8568e-06 | 715.8465 | 0.0034767 | 2057 | Mitigation | 0.95 | 45 | 0 | esc | 0.00097009 | 4.7115e-09 | 0.00097009 | 4.7115e-09
[79 empty] | WLDFR | HFTD - Distribution - Tier 3 - 5QU CoRE ¦ 1QU LoRE | Red Flag Warning - Catastrophic Fires | 2052 | 8.7406e-10 | 18552.3348 | 319.4911 | 11216.5626 | 7016.281 | 0 | 2.393e-06 | 1.6216e-05 | 0 | 1.6216e-05 | 1.1645e-07 | 1.3176e-05 | 0 | 1.3176e-05 | 0.00010738 | 0 | 0.00010738 | 0.00023539 | 0 | 0.00023539 | [17 empty] | 7.3.3.17.5 (Remote Grid) Updates to grid topology to minimize risk of ignition in HFTDs Remote GridWLDFRContact from objectAggregated | WLDFR | HFTD - Distribution - Tier 2 - 3QU CoRE ¦ 5QU LoRE | Non-Red Flag Warning - Large Fires | Contact from object | Aggregated | 2058 | 4.8568e-06 | 715.8465 | 0.0034767 | 2058 | Mitigation | 0.95 | 45 | 0 | esc | 0.00097009 | 4.7115e-09 | 0.00097009 | 4.7115e-09
[79 empty] | WLDFR | HFTD - Distribution - Tier 3 - 5QU CoRE ¦ 1QU LoRE | Red Flag Warning - Catastrophic Fires | 2053 | 8.7406e-10 | 19462.1283 | 340.5356 | 11757.1413 | 7364.4514 | 0 | 2.393e-06 | 1.7011e-05 | 0 | 1.7011e-05 | 1.2402e-07 | 1.3176e-05 | 0 | 1.3176e-05 | 0.00010738 | 0 | 0.00010738 | 0.00023539 | 0 | 0.00023539 | [17 empty] | 7.3.3.17.5 (Remote Grid) Updates to grid topology to minimize risk of ignition in HFTDs Remote GridWLDFRContact from objectAggregated | WLDFR | HFTD - Distribution - Tier 2 - 3QU CoRE ¦ 5QU LoRE | Non-Red Flag Warning - Large Fires | Contact from object | Aggregated | 2059 | 4.8568e-06 | 715.8465 | 0.0034767 | 2059 | Mitigation | 0.95 | 45 | 0 | esc | 0.00097009 | 4.7115e-09 | 0.00097009 | 4.7115e-09
[79 empty] | WLDFR | HFTD - Distribution - Tier 3 - 5QU CoRE ¦ 1QU LoRE | Red Flag Warning - Catastrophic Fires | 2054 | 8.7406e-10 | 19462.1283 | 340.5356 | 11757.1413 | 7364.4514 | 0 | 2.393e-06 | 1.7011e-05 | 0 | 1.7011e-05 | 1.2402e-07 | 1.3176e-05 | 0 | 1.3176e-05 | 0.00010738 | 0 | 0.00010738 | 0.00023539 | 0 | 0.00023539 | [17 empty] | 7.3.3.17.5 (Remote Grid) Updates to grid topology to minimize risk of ignition in HFTDs Remote GridWLDFRContact from objectAggregated | WLDFR | HFTD - Distribution - Tier 2 - 3QU CoRE ¦ 5QU LoRE | Non-Red Flag Warning - Large Fires | Contact from object | Aggregated | 2060 | 4.8568e-06 | 715.8465 | 0.0034767 | 2060 | Mitigation | 0.95 | 45 | 0 | esc | 0.00097009 | 4.7115e-09 | 0.00097009 | 4.7115e-09
[79 empty] | WLDFR | HFTD - Distribution - Tier 3 - 5QU CoRE ¦ 1QU LoRE | Red Flag Warning - Catastrophic Fires | 2055 | 8.7406e-10 | 19462.1283 | 340.5356 | 11757.1413 | 7364.4514 | 0 | 2.393e-06 | 1.7011e-05 | 0 | 1.7011e-05 | 1.2402e-07 | 1.3798e-05 | 0 | 1.3798e-05 | 0.00011245 | 0 | 0.00011245 | 0.00024649 | 0 | 0.00024649 | [17 empty] | 7.3.3.17.5 (Remote Grid) Updates to grid topology to minimize risk of ignition in HFTDs Remote GridWLDFRContact from objectAggregated | WLDFR | HFTD - Distribution - Tier 2 - 3QU CoRE ¦ 5QU LoRE | Non-Red Flag Warning - Large Fires | Contact from object | Aggregated | 2061 | 4.8568e-06 | 715.8465 | 0.0034767 | 2061 | Mitigation | 0.95 | 45 | 0 | esc | 0.00097009 | 4.7115e-09 | 0.00097009 | 4.7115e-09
[79 empty] | WLDFR | HFTD - Distribution - Tier 3 - 5QU CoRE ¦ 1QU LoRE | Red Flag Warning - Catastrophic Fires | 2056 | 8.7406e-10 | 19462.1283 | 340.5356 | 11757.1413 | 7364.4514 | 0 | 2.393e-06 | 1.7011e-05 | 0 | 1.7011e-05 | 1.2402e-07 | 1.3798e-05 | 0 | 1.3798e-05 | 0.00011245 | 0 | 0.00011245 | 0.00024649 | 0 | 0.00024649 | [17 empty] | 7.3.3.17.5 (Remote Grid) Updates to grid topology to minimize risk of ignition in HFTDs Remote GridWLDFRContact from objectAggregated | WLDFR | HFTD - Distribution - Tier 2 - 3QU CoRE ¦ 5QU LoRE | Non-Red Flag Warning - Large Fires | Contact from object | Aggregated | 2062 | 4.8568e-06 | 715.8465 | 0.0034767 | 2062 | Mitigation | 0.95 | 45 | 0 | esc | 0.00097009 | 4.7115e-09 | 0.00097009 | 4.7115e-09
[79 empty] | WLDFR | HFTD - Distribution - Tier 3 - 5QU CoRE ¦ 1QU LoRE | Red Flag Warning - Catastrophic Fires | 2057 | 8.7406e-10 | 19462.1283 | 340.5356 | 11757.1413 | 7364.4514 | 0 | 2.393e-06 | 1.7011e-05 | 0 | 1.7011e-05 | 1.2402e-07 | 1.3798e-05 | 0 | 1.3798e-05 | 0.00011245 | 0 | 0.00011245 | 0.00024649 | 0 | 0.00024649 | [17 empty] | 7.3.3.17.5 (Remote Grid) Updates to grid topology to minimize risk of ignition in HFTDs Remote GridWLDFRContact from objectAggregated | WLDFR | HFTD - Distribution - Tier 2 - 3QU CoRE ¦ 5QU LoRE | Non-Red Flag Warning - Large Fires | Contact from object | Aggregated | 2063 | 4.8568e-06 | 715.8465 | 0.0034767 | 2063 | Mitigation | 0.95 | 45 | 0 | esc | 0.00097009 | 4.7115e-09 | 0.00097009 | 4.7115e-09
[79 empty] | WLDFR | HFTD - Distribution - Tier 3 - 5QU CoRE ¦ 1QU LoRE | Red Flag Warning - Catastrophic Fires | 2058 | 8.7406e-10 | 20390.4035 | 362.3049 | 12307.8747 | 7720.2238 | 0 | 2.393e-06 | 1.7823e-05 | 0 | 1.7823e-05 | 1.3195e-07 | 1.3798e-05 | 0 | 1.3798e-05 | 0.00011245 | 0 | 0.00011245 | 0.00024649 | 0 | 0.00024649 | [17 empty] | 7.3.3.17.5 (Remote Grid) Updates to grid topology to minimize risk of ignition in HFTDs Remote GridWLDFRContact from objectAggregated | WLDFR | HFTD - Distribution - Tier 2 - 3QU CoRE ¦ 5QU LoRE | Non-Red Flag Warning - Large Fires | Contact from object | Aggregated | 2064 | 4.8568e-06 | 715.8465 | 0.0034767 | 2064 | Mitigation | 0.95 | 45 | 0 | esc | 0.00097009 | 4.7115e-09 | 0.00097009 | 4.7115e-09
[79 empty] | WLDFR | HFTD - Distribution - Tier 3 - 5QU CoRE ¦ 1QU LoRE | Red Flag Warning - Catastrophic Fires | 2059 | 8.7406e-10 | 20390.4035 | 362.3049 | 12307.8747 | 7720.2238 | 0 | 2.393e-06 | 1.7823e-05 | 0 | 1.7823e-05 | 1.3195e-07 | 1.3798e-05 | 0 | 1.3798e-05 | 0.00011245 | 0 | 0.00011245 | 0.00024649 | 0 | 0.00024649 | [17 empty] | 7.3.3.17.5 (Remote Grid) Updates to grid topology to minimize risk of ignition in HFTDs Remote GridWLDFRContact from objectAggregated | WLDFR | HFTD - Distribution - Tier 2 - 3QU CoRE ¦ 5QU LoRE | Non-Red Flag Warning - Large Fires | Contact from object | Aggregated | 2065 | 4.8568e-06 | 715.8465 | 0.0034767 | 2065 | Mitigation | 0.95 | 45 | 0 | esc | 0.00097009 | 4.7115e-09 | 0.00097009 | 4.7115e-09
[79 empty] | WLDFR | HFTD - Distribution - Tier 3 - 5QU CoRE ¦ 1QU LoRE | Red Flag Warning - Catastrophic Fires | 2060 | 8.7406e-10 | 20390.4035 | 362.3049 | 12307.8747 | 7720.2238 | 0 | 2.393e-06 | 1.7823e-05 | 0 | 1.7823e-05 | 1.3195e-07 | 1.4472e-05 | 0 | 1.4472e-05 | 0.00011795 | 0 | 0.00011795 | 0.00025854 | 0 | 0.00025854 | [17 empty] | 7.3.3.17.5 (Remote Grid) Updates to grid topology to minimize risk of ignition in HFTDs Remote GridWLDFRContact from objectAggregated | WLDFR | HFTD - Distribution - Tier 2 - 3QU CoRE ¦ 5QU LoRE | Non-Red Flag Warning - Large Fires | Contact from object | Aggregated | 2066 | 4.8568e-06 | 715.8465 | 0.0034767 | 2066 | Mitigation | 0.95 | 45 | 0 | esc | 0.00097009 | 4.7115e-09 | 0.00097009 | 4.7115e-09
[79 empty] | WLDFR | HFTD - Distribution - Tier 3 - 5QU CoRE ¦ 1QU LoRE | Red Flag Warning - Catastrophic Fires | 2061 | 8.7406e-10 | 20390.4035 | 362.3049 | 12307.8747 | 7720.2238 | 0 | 2.393e-06 | 1.7823e-05 | 0 | 1.7823e-05 | 1.3195e-07 | 1.4472e-05 | 0 | 1.4472e-05 | 0.00011795 | 0 | 0.00011795 | 0.00025854 | 0 | 0.00025854 | [17 empty] | 7.3.3.17.5 (Remote Grid) Updates to grid topology to minimize risk of ignition in HFTDs Remote GridWLDFRContact from objectAggregated | WLDFR | HFTD - Distribution - Tier 2 - 3QU CoRE ¦ 5QU LoRE | Non-Red Flag Warning - Large Fires | Contact from object | Aggregated | 2067 | 4.8568e-06 | 715.8465 | 0.0034767 | 2067 | Mitigation | 0.95 | 45 | 0 | esc | 0 | 0 | 0.00097009 | 4.7115e-09
[79 empty] | WLDFR | HFTD - Distribution - Tier 3 - 5QU CoRE ¦ 1QU LoRE | Red Flag Warning - Catastrophic Fires | 2062 | 8.7406e-10 | 20390.4035 | 362.3049 | 12307.8747 | 7720.2238 | 0 | 2.393e-06 | 1.7823e-05 | 0 | 1.7823e-05 | 1.3195e-07 | 1.4472e-05 | 0 | 1.4472e-05 | 0.00011795 | 0 | 0.00011795 | 0.00025854 | 0 | 0.00025854 | [17 empty] | 7.3.3.17.5 (Remote Grid) Updates to grid topology to minimize risk of ignition in HFTDs Remote GridWLDFRContaminationAggregated | WLDFR | HFTD - Distribution - Tier 2 - 3QU CoRE ¦ 5QU LoRE | Non-Red Flag Warning - Large Fires | Contamination | Aggregated | 2022 | 8.4472e-08 | 715.8465 | 6.0469e-05 | 2022 | Mitigation | 0.95 | 45 | 0 | esc | 0.00097009 | 8.1945e-11 | 0 | 0
[79 empty] | WLDFR | HFTD - Distribution - Tier 3 - 5QU CoRE ¦ 1QU LoRE | Red Flag Warning - Catastrophic Fires | 2063 | 8.7406e-10 | 21325.9188 | 384.5316 | 12862.0997 | 8079.2876 | 0 | 2.393e-06 | 1.864e-05 | 0 | 1.864e-05 | 1.4016e-07 | 1.4472e-05 | 0 | 1.4472e-05 | 0.00011795 | 0 | 0.00011795 | 0.00025854 | 0 | 0.00025854 | [17 empty] | 7.3.3.17.5 (Remote Grid) Updates to grid topology to minimize risk of ignition in HFTDs Remote GridWLDFRContaminationAggregated | WLDFR | HFTD - Distribution - Tier 2 - 3QU CoRE ¦ 5QU LoRE | Non-Red Flag Warning - Large Fires | Contamination | Aggregated | 2023 | 8.4472e-08 | 715.8465 | 6.0469e-05 | 2023 | Mitigation | 0.95 | 45 | 0 | esc | 0.00097009 | 8.1945e-11 | 0.00097009 | 8.1945e-11
[79 empty] | WLDFR | HFTD - Distribution - Tier 3 - 5QU CoRE ¦ 1QU LoRE | Red Flag Warning - Catastrophic Fires | 2064 | 8.7406e-10 | 21325.9188 | 384.5316 | 12862.0997 | 8079.2876 | 0 | 2.393e-06 | 1.864e-05 | 0 | 1.864e-05 | 1.4016e-07 | 1.4472e-05 | 0 | 1.4472e-05 | 0.00011795 | 0 | 0.00011795 | 0.00025854 | 0 | 0.00025854 | [17 empty] | 7.3.3.17.5 (Remote Grid) Updates to grid topology to minimize risk of ignition in HFTDs Remote GridWLDFRContaminationAggregated | WLDFR | HFTD - Distribution - Tier 2 - 3QU CoRE ¦ 5QU LoRE | Non-Red Flag Warning - Large Fires | Contamination | Aggregated | 2024 | 8.4472e-08 | 715.8465 | 6.0469e-05 | 2024 | Mitigation | 0.95 | 45 | 0 | esc | 0.00097009 | 8.1945e-11 | 0.00097009 | 8.1945e-11
[79 empty] | WLDFR | HFTD - Distribution - Tier 3 - 5QU CoRE ¦ 1QU LoRE | Red Flag Warning - Catastrophic Fires | 2065 | 8.7406e-10 | 21325.9188 | 384.5316 | 12862.0997 | 8079.2876 | 0 | 2.393e-06 | 1.864e-05 | 0 | 1.864e-05 | 1.4016e-07 | 1.5189e-05 | 0 | 1.5189e-05 | 0.00012379 | 0 | 0.00012379 | 0.00027136 | 0 | 0.00027136 | [17 empty] | 7.3.3.17.5 (Remote Grid) Updates to grid topology to minimize risk of ignition in HFTDs Remote GridWLDFRContaminationAggregated | WLDFR | HFTD - Distribution - Tier 2 - 3QU CoRE ¦ 5QU LoRE | Non-Red Flag Warning - Large Fires | Contamination | Aggregated | 2025 | 8.4472e-08 | 715.8465 | 6.0469e-05 | 2025 | Mitigation | 0.95 | 45 | 0 | esc | 0.00097009 | 8.1945e-11 | 0.00097009 | 8.1945e-11
[79 empty] | WLDFR | HFTD - Distribution - Tier 3 - 5QU CoRE ¦ 1QU LoRE | Red Flag Warning - Catastrophic Fires | 2066 | 8.7406e-10 | 21325.9188 | 384.5316 | 12862.0997 | 8079.2876 | 0 | 2.393e-06 | 1.864e-05 | 0 | 1.864e-05 | 1.4016e-07 | 1.5189e-05 | 0 | 1.5189e-05 | 0.00012379 | 0 | 0.00012379 | 0.00027136 | 0 | 0.00027136 | [17 empty] | 7.3.3.17.5 (Remote Grid) Updates to grid topology to minimize risk of ignition in HFTDs Remote GridWLDFRContaminationAggregated | WLDFR | HFTD - Distribution - Tier 2 - 3QU CoRE ¦ 5QU LoRE | Non-Red Flag Warning - Large Fires | Contamination | Aggregated | 2026 | 8.4472e-08 | 715.8465 | 6.0469e-05 | 2026 | Mitigation | 0.95 | 45 | 0 | esc | 0.00097009 | 8.1945e-11 | 0.00097009 | 8.1945e-11
[79 empty] | WLDFR | HFTD - Distribution - Tier 3 - 5QU CoRE ¦ 1QU LoRE | Red Flag Warning - Destructive Fires | 2022 | 1.4987e-10 | 8807.9522 | 222.2294 | 8585.7228 | 0 | 0 | 4.1032e-07 | 1.3201e-06 | 0 | 1.3201e-06 | 3.7681e-08 | 1.5189e-05 | 0 | 1.5189e-05 | 0.00012379 | 0 | 0.00012379 | 0.00027136 | 0 | 0.00027136 | [17 empty] | 7.3.3.17.5 (Remote Grid) Updates to grid topology to minimize risk of ignition in HFTDs Remote GridWLDFRContaminationAggregated | WLDFR | HFTD - Distribution - Tier 2 - 3QU CoRE ¦ 5QU LoRE | Non-Red Flag Warning - Large Fires | Contamination | Aggregated | 2027 | 8.4472e-08 | 715.8465 | 6.0469e-05 | 2027 | Mitigation | 0.95 | 45 | 0 | esc | 0.00097009 | 8.1945e-11 | 0.00097009 | 8.1945e-11
[79 empty] | WLDFR | HFTD - Distribution - Tier 3 - 5QU CoRE ¦ 1QU LoRE | Red Flag Warning - Destructive Fires | 2023 | 1.4987e-10 | 9129.7461 | 233.2301 | 8896.516 | 0 | 0 | 4.1032e-07 | 1.3683e-06 | 0 | 1.3683e-06 | 3.8894e-08 | 1.5189e-05 | 0 | 1.5189e-05 | 0.00012379 | 0 | 0.00012379 | 0.00027136 | 0 | 0.00027136 | [17 empty] | 7.3.3.17.5 (Remote Grid) Updates to grid topology to minimize risk of ignition in HFTDs Remote GridWLDFRContaminationAggregated | WLDFR | HFTD - Distribution - Tier 2 - 3QU CoRE ¦ 5QU LoRE | Non-Red Flag Warning - Large Fires | Contamination | Aggregated | 2028 | 8.4472e-08 | 715.8465 | 6.0469e-05 | 2028 | Mitigation | 0.95 | 45 | 0 | esc | 0.00097009 | 8.1945e-11 | 0.00097009 | 8.1945e-11
[79 empty] | WLDFR | HFTD - Distribution - Tier 3 - 5QU CoRE ¦ 1QU LoRE | Red Flag Warning - Destructive Fires | 2024 | 1.4987e-10 | 9129.7461 | 233.2301 | 8896.516 | 0 | 0 | 4.1032e-07 | 1.3683e-06 | 0 | 1.3683e-06 | 3.8894e-08 | 1.5189e-05 | 0 | 1.5189e-05 | 0.00012379 | 0 | 0.00012379 | 0.00027136 | 0 | 0.00027136 | [17 empty] | 7.3.3.17.5 (Remote Grid) Updates to grid topology to minimize risk of ignition in HFTDs Remote GridWLDFRContaminationAggregated | WLDFR | HFTD - Distribution - Tier 2 - 3QU CoRE ¦ 5QU LoRE | Non-Red Flag Warning - Large Fires | Contamination | Aggregated | 2029 | 8.4472e-08 | 715.8465 | 6.0469e-05 | 2029 | Mitigation | 0.95 | 45 | 0 | esc | 0.00097009 | 8.1945e-11 | 0.00097009 | 8.1945e-11
[79 empty] | WLDFR | HFTD - Distribution - Tier 3 - 5QU CoRE ¦ 1QU LoRE | Red Flag Warning - Destructive Fires | 2025 | 1.4987e-10 | 9129.7461 | 233.2301 | 8896.516 | 0 | 0 | 4.1032e-07 | 1.3683e-06 | 0 | 1.3683e-06 | 3.8894e-08 | 1.5941e-05 | 0 | 1.5941e-05 | 0.00012992 | 0 | 0.00012992 | 0.00028479 | 0 | 0.00028479 | [17 empty] | 7.3.3.17.5 (Remote Grid) Updates to grid topology to minimize risk of ignition in HFTDs Remote GridWLDFRContaminationAggregated | WLDFR | HFTD - Distribution - Tier 2 - 3QU CoRE ¦ 5QU LoRE | Non-Red Flag Warning - Large Fires | Contamination | Aggregated | 2030 | 8.4472e-08 | 715.8465 | 6.0469e-05 | 2030 | Mitigation | 0.95 | 45 | 0 | esc | 0.00097009 | 8.1945e-11 | 0.00097009 | 8.1945e-11
[79 empty] | WLDFR | HFTD - Distribution - Tier 3 - 5QU CoRE ¦ 1QU LoRE | Red Flag Warning - Destructive Fires | 2026 | 1.4987e-10 | 9129.7461 | 233.2301 | 8896.516 | 0 | 0 | 4.1032e-07 | 1.3683e-06 | 0 | 1.3683e-06 | 3.8894e-08 | 1.5941e-05 | 0 | 1.5941e-05 | 0.00012992 | 0 | 0.00012992 | 0.00028479 | 0 | 0.00028479 | [17 empty] | 7.3.3.17.5 (Remote Grid) Updates to grid topology to minimize risk of ignition in HFTDs Remote GridWLDFRContaminationAggregated | WLDFR | HFTD - Distribution - Tier 2 - 3QU CoRE ¦ 5QU LoRE | Non-Red Flag Warning - Large Fires | Contamination | Aggregated | 2031 | 8.4472e-08 | 715.8465 | 6.0469e-05 | 2031 | Mitigation | 0.95 | 45 | 0 | esc | 0.00097009 | 8.1945e-11 | 0.00097009 | 8.1945e-11
[79 empty] | WLDFR | HFTD - Distribution - Tier 3 - 5QU CoRE ¦ 1QU LoRE | Red Flag Warning - Destructive Fires | 2027 | 1.4987e-10 | 9129.7461 | 233.2301 | 8896.516 | 0 | 0 | 4.1032e-07 | 1.3683e-06 | 0 | 1.3683e-06 | 3.8894e-08 | 1.5941e-05 | 0 | 1.5941e-05 | 0.00012992 | 0 | 0.00012992 | 0.00028479 | 0 | 0.00028479 | [17 empty] | 7.3.3.17.5 (Remote Grid) Updates to grid topology to minimize risk of ignition in HFTDs Remote GridWLDFRContaminationAggregated | WLDFR | HFTD - Distribution - Tier 2 - 3QU CoRE ¦ 5QU LoRE | Non-Red Flag Warning - Large Fires | Contamination | Aggregated | 2032 | 8.4472e-08 | 715.8465 | 6.0469e-05 | 2032 | Mitigation | 0.95 | 45 | 0 | esc | 0.00097009 | 8.1945e-11 | 0.00097009 | 8.1945e-11
[79 empty] | WLDFR | HFTD - Distribution - Tier 3 - 5QU CoRE ¦ 1QU LoRE | Red Flag Warning - Destructive Fires | 2028 | 1.4987e-10 | 9534.9221 | 247.273 | 9287.6491 | 0 | 0 | 4.1032e-07 | 1.429e-06 | 0 | 1.429e-06 | 4.0441e-08 | 1.5941e-05 | 0 | 1.5941e-05 | 0.00012992 | 0 | 0.00012992 | 0.00028479 | 0 | 0.00028479 | [17 empty] | 7.3.3.17.5 (Remote Grid) Updates to grid topology to minimize risk of ignition in HFTDs Remote GridWLDFRContaminationAggregated | WLDFR | HFTD - Distribution - Tier 2 - 3QU CoRE ¦ 5QU LoRE | Non-Red Flag Warning - Large Fires | Contamination | Aggregated | 2033 | 8.4472e-08 | 715.8465 | 6.0469e-05 | 2033 | Mitigation | 0.95 | 45 | 0 | esc | 0.00097009 | 8.1945e-11 | 0.00097009 | 8.1945e-11
[79 empty] | WLDFR | HFTD - Distribution - Tier 3 - 5QU CoRE ¦ 1QU LoRE | Red Flag Warning - Destructive Fires | 2029 | 1.4987e-10 | 9534.9221 | 247.273 | 9287.6491 | 0 | 0 | 4.1032e-07 | 1.429e-06 | 0 | 1.429e-06 | 4.0441e-08 | 1.5941e-05 | 0 | 1.5941e-05 | 0.00012992 | 0 | 0.00012992 | 0.00028479 | 0 | 0.00028479 | [17 empty] | 7.3.3.17.5 (Remote Grid) Updates to grid topology to minimize risk of ignition in HFTDs Remote GridWLDFRContaminationAggregated | WLDFR | HFTD - Distribution - Tier 2 - 3QU CoRE ¦ 5QU LoRE | Non-Red Flag Warning - Large Fires | Contamination | Aggregated | 2034 | 8.4472e-08 | 715.8465 | 6.0469e-05 | 2034 | Mitigation | 0.95 | 45 | 0 | esc | 0.00097009 | 8.1945e-11 | 0.00097009 | 8.1945e-11
[79 empty] | WLDFR | HFTD - Distribution - Tier 3 - 5QU CoRE ¦ 1QU LoRE | Red Flag Warning - Destructive Fires | 2030 | 1.4987e-10 | 9534.9221 | 247.273 | 9287.6491 | 0 | 0 | 4.1032e-07 | 1.429e-06 | 0 | 1.429e-06 | 4.0441e-08 | 1.6717e-05 | 0 | 1.6717e-05 | 0.00013624 | 0 | 0.00013624 | 0.00029865 | 0 | 0.00029865 | [17 empty] | 7.3.3.17.5 (Remote Grid) Updates to grid topology to minimize risk of ignition in HFTDs Remote GridWLDFRContaminationAggregated | WLDFR | HFTD - Distribution - Tier 2 - 3QU CoRE ¦ 5QU LoRE | Non-Red Flag Warning - Large Fires | Contamination | Aggregated | 2035 | 8.4472e-08 | 715.8465 | 6.0469e-05 | 2035 | Mitigation | 0.95 | 45 | 0 | esc | 0.00097009 | 8.1945e-11 | 0.00097009 | 8.1945e-11
[79 empty] | WLDFR | HFTD - Distribution - Tier 3 - 5QU CoRE ¦ 1QU LoRE | Red Flag Warning - Destructive Fires | 2031 | 1.4987e-10 | 9534.9221 | 247.273 | 9287.6491 | 0 | 0 | 4.1032e-07 | 1.429e-06 | 0 | 1.429e-06 | 4.0441e-08 | 1.6717e-05 | 0 | 1.6717e-05 | 0.00013624 | 0 | 0.00013624 | 0.00029865 | 0 | 0.00029865 | [17 empty] | 7.3.3.17.5 (Remote Grid) Updates to grid topology to minimize risk of ignition in HFTDs Remote GridWLDFRContaminationAggregated | WLDFR | HFTD - Distribution - Tier 2 - 3QU CoRE ¦ 5QU LoRE | Non-Red Flag Warning - Large Fires | Contamination | Aggregated | 2036 | 8.4472e-08 | 715.8465 | 6.0469e-05 | 2036 | Mitigation | 0.95 | 45 | 0 | esc | 0.00097009 | 8.1945e-11 | 0.00097009 | 8.1945e-11
[79 empty] | WLDFR | HFTD - Distribution - Tier 3 - 5QU CoRE ¦ 1QU LoRE | Red Flag Warning - Destructive Fires | 2032 | 1.4987e-10 | 9534.9221 | 247.273 | 9287.6491 | 0 | 0 | 4.1032e-07 | 1.429e-06 | 0 | 1.429e-06 | 4.0441e-08 | 1.6717e-05 | 0 | 1.6717e-05 | 0.00013624 | 0 | 0.00013624 | 0.00029865 | 0 | 0.00029865 | [17 empty] | 7.3.3.17.5 (Remote Grid) Updates to grid topology to minimize risk of ignition in HFTDs Remote GridWLDFRContaminationAggregated | WLDFR | HFTD - Distribution - Tier 2 - 3QU CoRE ¦ 5QU LoRE | Non-Red Flag Warning - Large Fires | Contamination | Aggregated | 2037 | 8.4472e-08 | 715.8465 | 6.0469e-05 | 2037 | Mitigation | 0.95 | 45 | 0 | esc | 0.00097009 | 8.1945e-11 | 0.00097009 | 8.1945e-11
[79 empty] | WLDFR | HFTD - Distribution - Tier 3 - 5QU CoRE ¦ 1QU LoRE | Red Flag Warning - Destructive Fires | 2033 | 1.4987e-10 | 9984.8474 | 263.1074 | 9721.74 | 0 | 0 | 4.1032e-07 | 1.4965e-06 | 0 | 1.4965e-06 | 4.2185e-08 | 1.6717e-05 | 0 | 1.6717e-05 | 0.00013624 | 0 | 0.00013624 | 0.00029865 | 0 | 0.00029865 | [17 empty] | 7.3.3.17.5 (Remote Grid) Updates to grid topology to minimize risk of ignition in HFTDs Remote GridWLDFRContaminationAggregated | WLDFR | HFTD - Distribution - Tier 2 - 3QU CoRE ¦ 5QU LoRE | Non-Red Flag Warning - Large Fires | Contamination | Aggregated | 2038 | 8.4472e-08 | 715.8465 | 6.0469e-05 | 2038 | Mitigation | 0.95 | 45 | 0 | esc | 0.00097009 | 8.1945e-11 | 0.00097009 | 8.1945e-11
[79 empty] | WLDFR | HFTD - Distribution - Tier 3 - 5QU CoRE ¦ 1QU LoRE | Red Flag Warning - Destructive Fires | 2034 | 1.4987e-10 | 9984.8474 | 263.1074 | 9721.74 | 0 | 0 | 4.1032e-07 | 1.4965e-06 | 0 | 1.4965e-06 | 4.2185e-08 | 1.6717e-05 | 0 | 1.6717e-05 | 0.00013624 | 0 | 0.00013624 | 0.00029865 | 0 | 0.00029865 | [17 empty] | 7.3.3.17.5 (Remote Grid) Updates to grid topology to minimize risk of ignition in HFTDs Remote GridWLDFRContaminationAggregated | WLDFR | HFTD - Distribution - Tier 2 - 3QU CoRE ¦ 5QU LoRE | Non-Red Flag Warning - Large Fires | Contamination | Aggregated | 2039 | 8.4472e-08 | 715.8465 | 6.0469e-05 | 2039 | Mitigation | 0.95 | 45 | 0 | esc | 0.00097009 | 8.1945e-11 | 0.00097009 | 8.1945e-11
[79 empty] | WLDFR | HFTD - Distribution - Tier 3 - 5QU CoRE ¦ 1QU LoRE | Red Flag Warning - Destructive Fires | 2035 | 1.4987e-10 | 9984.8474 | 263.1074 | 9721.74 | 0 | 0 | 4.1032e-07 | 1.4965e-06 | 0 | 1.4965e-06 | 4.2185e-08 | 1.7508e-05 | 0 | 1.7508e-05 | 0.00014269 | 0 | 0.00014269 | 0.00031278 | 0 | 0.00031278 | [17 empty] | 7.3.3.17.5 (Remote Grid) Updates to grid topology to minimize risk of ignition in HFTDs Remote GridWLDFRContaminationAggregated | WLDFR | HFTD - Distribution - Tier 2 - 3QU CoRE ¦ 5QU LoRE | Non-Red Flag Warning - Large Fires | Contamination | Aggregated | 2040 | 8.4472e-08 | 715.8465 | 6.0469e-05 | 2040 | Mitigation | 0.95 | 45 | 0 | esc | 0.00097009 | 8.1945e-11 | 0.00097009 | 8.1945e-11
[79 empty] | WLDFR | HFTD - Distribution - Tier 3 - 5QU CoRE ¦ 1QU LoRE | Red Flag Warning - Destructive Fires | 2036 | 1.4987e-10 | 9984.8474 | 263.1074 | 9721.74 | 0 | 0 | 4.1032e-07 | 1.4965e-06 | 0 | 1.4965e-06 | 4.2185e-08 | 1.7508e-05 | 0 | 1.7508e-05 | 0.00014269 | 0 | 0.00014269 | 0.00031278 | 0 | 0.00031278 | [17 empty] | 7.3.3.17.5 (Remote Grid) Updates to grid topology to minimize risk of ignition in HFTDs Remote GridWLDFRContaminationAggregated | WLDFR | HFTD - Distribution - Tier 2 - 3QU CoRE ¦ 5QU LoRE | Non-Red Flag Warning - Large Fires | Contamination | Aggregated | 2041 | 8.4472e-08 | 715.8465 | 6.0469e-05 | 2041 | Mitigation | 0.95 | 45 | 0 | esc | 0.00097009 | 8.1945e-11 | 0.00097009 | 8.1945e-11
[79 empty] | WLDFR | HFTD - Distribution - Tier 3 - 5QU CoRE ¦ 1QU LoRE | Red Flag Warning - Destructive Fires | 2037 | 1.4987e-10 | 9984.8474 | 263.1074 | 9721.74 | 0 | 0 | 4.1032e-07 | 1.4965e-06 | 0 | 1.4965e-06 | 4.2185e-08 | 1.7508e-05 | 0 | 1.7508e-05 | 0.00014269 | 0 | 0.00014269 | 0.00031278 | 0 | 0.00031278 | [17 empty] | 7.3.3.17.5 (Remote Grid) Updates to grid topology to minimize risk of ignition in HFTDs Remote GridWLDFRContaminationAggregated | WLDFR | HFTD - Distribution - Tier 2 - 3QU CoRE ¦ 5QU LoRE | Non-Red Flag Warning - Large Fires | Contamination | Aggregated | 2042 | 8.4472e-08 | 715.8465 | 6.0469e-05 | 2042 | Mitigation | 0.95 | 45 | 0 | esc | 0.00097009 | 8.1945e-11 | 0.00097009 | 8.1945e-11
[79 empty] | WLDFR | HFTD - Distribution - Tier 3 - 5QU CoRE ¦ 1QU LoRE | Red Flag Warning - Destructive Fires | 2038 | 1.4987e-10 | 10472.8261 | 280.5544 | 10192.2718 | 0 | 0 | 4.1032e-07 | 1.5696e-06 | 0 | 1.5696e-06 | 4.4107e-08 | 1.7508e-05 | 0 | 1.7508e-05 | 0.00014269 | 0 | 0.00014269 | 0.00031278 | 0 | 0.00031278 | [17 empty] | 7.3.3.17.5 (Remote Grid) Updates to grid topology to minimize risk of ignition in HFTDs Remote GridWLDFRContaminationAggregated | WLDFR | HFTD - Distribution - Tier 2 - 3QU CoRE ¦ 5QU LoRE | Non-Red Flag Warning - Large Fires | Contamination | Aggregated | 2043 | 8.4472e-08 | 715.8465 | 6.0469e-05 | 2043 | Mitigation | 0.95 | 45 | 0 | esc | 0.00097009 | 8.1945e-11 | 0.00097009 | 8.1945e-11
[79 empty] | WLDFR | HFTD - Distribution - Tier 3 - 5QU CoRE ¦ 1QU LoRE | Red Flag Warning - Destructive Fires | 2039 | 1.4987e-10 | 10472.8261 | 280.5544 | 10192.2718 | 0 | 0 | 4.1032e-07 | 1.5696e-06 | 0 | 1.5696e-06 | 4.4107e-08 | 1.7508e-05 | 0 | 1.7508e-05 | 0.00014269 | 0 | 0.00014269 | 0.00031278 | 0 | 0.00031278 | [17 empty] | 7.3.3.17.5 (Remote Grid) Updates to grid topology to minimize risk of ignition in HFTDs Remote GridWLDFRContaminationAggregated | WLDFR | HFTD - Distribution - Tier 2 - 3QU CoRE ¦ 5QU LoRE | Non-Red Flag Warning - Large Fires | Contamination | Aggregated | 2044 | 8.4472e-08 | 715.8465 | 6.0469e-05 | 2044 | Mitigation | 0.95 | 45 | 0 | esc | 0.00097009 | 8.1945e-11 | 0.00097009 | 8.1945e-11
[79 empty] | WLDFR | HFTD - Distribution - Tier 3 - 5QU CoRE ¦ 1QU LoRE | Red Flag Warning - Destructive Fires | 2040 | 1.4987e-10 | 10472.8261 | 280.5544 | 10192.2718 | 0 | 0 | 4.1032e-07 | 1.5696e-06 | 0 | 1.5696e-06 | 4.4107e-08 | 1.8305e-05 | 0 | 1.8305e-05 | 0.00014918 | 0 | 0.00014918 | 0.00032702 | 0 | 0.00032702 | [17 empty] | 7.3.3.17.5 (Remote Grid) Updates to grid topology to minimize risk of ignition in HFTDs Remote GridWLDFRContaminationAggregated | WLDFR | HFTD - Distribution - Tier 2 - 3QU CoRE ¦ 5QU LoRE | Non-Red Flag Warning - Large Fires | Contamination | Aggregated | 2045 | 8.4472e-08 | 715.8465 | 6.0469e-05 | 2045 | Mitigation | 0.95 | 45 | 0 | esc | 0.00097009 | 8.1945e-11 | 0.00097009 | 8.1945e-11
[79 empty] | WLDFR | HFTD - Distribution - Tier 3 - 5QU CoRE ¦ 1QU LoRE | Red Flag Warning - Destructive Fires | 2041 | 1.4987e-10 | 10472.8261 | 280.5544 | 10192.2718 | 0 | 0 | 4.1032e-07 | 1.5696e-06 | 0 | 1.5696e-06 | 4.4107e-08 | 1.8305e-05 | 0 | 1.8305e-05 | 0.00014918 | 0 | 0.00014918 | 0.00032702 | 0 | 0.00032702 | [17 empty] | 7.3.3.17.5 (Remote Grid) Updates to grid topology to minimize risk of ignition in HFTDs Remote GridWLDFRContaminationAggregated | WLDFR | HFTD - Distribution - Tier 2 - 3QU CoRE ¦ 5QU LoRE | Non-Red Flag Warning - Large Fires | Contamination | Aggregated | 2046 | 8.4472e-08 | 715.8465 | 6.0469e-05 | 2046 | Mitigation | 0.95 | 45 | 0 | esc | 0.00097009 | 8.1945e-11 | 0.00097009 | 8.1945e-11
[79 empty] | WLDFR | HFTD - Distribution - Tier 3 - 5QU CoRE ¦ 1QU LoRE | Red Flag Warning - Destructive Fires | 2042 | 1.4987e-10 | 10472.8261 | 280.5544 | 10192.2718 | 0 | 0 | 4.1032e-07 | 1.5696e-06 | 0 | 1.5696e-06 | 4.4107e-08 | 1.8305e-05 | 0 | 1.8305e-05 | 0.00014918 | 0 | 0.00014918 | 0.00032702 | 0 | 0.00032702 | [17 empty] | 7.3.3.17.5 (Remote Grid) Updates to grid topology to minimize risk of ignition in HFTDs Remote GridWLDFRContaminationAggregated | WLDFR | HFTD - Distribution - Tier 2 - 3QU CoRE ¦ 5QU LoRE | Non-Red Flag Warning - Large Fires | Contamination | Aggregated | 2047 | 8.4472e-08 | 715.8465 | 6.0469e-05 | 2047 | Mitigation | 0.95 | 45 | 0 | esc | 0.00097009 | 8.1945e-11 | 0.00097009 | 8.1945e-11
[79 empty] | WLDFR | HFTD - Distribution - Tier 3 - 5QU CoRE ¦ 1QU LoRE | Red Flag Warning - Destructive Fires | 2043 | 1.4987e-10 | 10992.1562 | 299.42 | 10692.7362 | 0 | 0 | 4.1032e-07 | 1.6474e-06 | 0 | 1.6474e-06 | 4.6187e-08 | 1.8305e-05 | 0 | 1.8305e-05 | 0.00014918 | 0 | 0.00014918 | 0.00032702 | 0 | 0.00032702 | [17 empty] | 7.3.3.17.5 (Remote Grid) Updates to grid topology to minimize risk of ignition in HFTDs Remote GridWLDFRContaminationAggregated | WLDFR | HFTD - Distribution - Tier 2 - 3QU CoRE ¦ 5QU LoRE | Non-Red Flag Warning - Large Fires | Contamination | Aggregated | 2048 | 8.4472e-08 | 715.8465 | 6.0469e-05 | 2048 | Mitigation | 0.95 | 45 | 0 | esc | 0.00097009 | 8.1945e-11 | 0.00097009 | 8.1945e-11
[79 empty] | WLDFR | HFTD - Distribution - Tier 3 - 5QU CoRE ¦ 1QU LoRE | Red Flag Warning - Destructive Fires | 2044 | 1.4987e-10 | 10992.1562 | 299.42 | 10692.7362 | 0 | 0 | 4.1032e-07 | 1.6474e-06 | 0 | 1.6474e-06 | 4.6187e-08 | 1.8305e-05 | 0 | 1.8305e-05 | 0.00014918 | 0 | 0.00014918 | 0.00032702 | 0 | 0.00032702 | [17 empty] | 7.3.3.17.5 (Remote Grid) Updates to grid topology to minimize risk of ignition in HFTDs Remote GridWLDFRContaminationAggregated | WLDFR | HFTD - Distribution - Tier 2 - 3QU CoRE ¦ 5QU LoRE | Non-Red Flag Warning - Large Fires | Contamination | Aggregated | 2049 | 8.4472e-08 | 715.8465 | 6.0469e-05 | 2049 | Mitigation | 0.95 | 45 | 0 | esc | 0.00097009 | 8.1945e-11 | 0.00097009 | 8.1945e-11
[79 empty] | WLDFR | HFTD - Distribution - Tier 3 - 5QU CoRE ¦ 1QU LoRE | Red Flag Warning - Destructive Fires | 2045 | 1.4987e-10 | 10992.1562 | 299.42 | 10692.7362 | 0 | 0 | 4.1032e-07 | 1.6474e-06 | 0 | 1.6474e-06 | 4.6187e-08 | 1.9097e-05 | 0 | 1.9097e-05 | 0.00015564 | 0 | 0.00015564 | 0.00034117 | 0 | 0.00034117 | [17 empty] | 7.3.3.17.5 (Remote Grid) Updates to grid topology to minimize risk of ignition in HFTDs Remote GridWLDFRContaminationAggregated | WLDFR | HFTD - Distribution - Tier 2 - 3QU CoRE ¦ 5QU LoRE | Non-Red Flag Warning - Large Fires | Contamination | Aggregated | 2050 | 8.4472e-08 | 715.8465 | 6.0469e-05 | 2050 | Mitigation | 0.95 | 45 | 0 | esc | 0.00097009 | 8.1945e-11 | 0.00097009 | 8.1945e-11
[79 empty] | WLDFR | HFTD - Distribution - Tier 3 - 5QU CoRE ¦ 1QU LoRE | Red Flag Warning - Destructive Fires | 2046 | 1.4987e-10 | 10992.1562 | 299.42 | 10692.7362 | 0 | 0 | 4.1032e-07 | 1.6474e-06 | 0 | 1.6474e-06 | 4.6187e-08 | 1.9097e-05 | 0 | 1.9097e-05 | 0.00015564 | 0 | 0.00015564 | 0.00034117 | 0 | 0.00034117 | [17 empty] | 7.3.3.17.5 (Remote Grid) Updates to grid topology to minimize risk of ignition in HFTDs Remote GridWLDFRContaminationAggregated | WLDFR | HFTD - Distribution - Tier 2 - 3QU CoRE ¦ 5QU LoRE | Non-Red Flag Warning - Large Fires | Contamination | Aggregated | 2051 | 8.4472e-08 | 715.8465 | 6.0469e-05 | 2051 | Mitigation | 0.95 | 45 | 0 | esc | 0.00097009 | 8.1945e-11 | 0.00097009 | 8.1945e-11
[79 empty] | WLDFR | HFTD - Distribution - Tier 3 - 5QU CoRE ¦ 1QU LoRE | Red Flag Warning - Destructive Fires | 2047 | 1.4987e-10 | 10992.1562 | 299.42 | 10692.7362 | 0 | 0 | 4.1032e-07 | 1.6474e-06 | 0 | 1.6474e-06 | 4.6187e-08 | 0 | 0 | 0 | 0.00015564 | 0 | 0.00015564 | 0.00034117 | 0 | 0.00034117 | [17 empty] | 7.3.3.17.5 (Remote Grid) Updates to grid topology to minimize risk of ignition in HFTDs Remote GridWLDFRContaminationAggregated | WLDFR | HFTD - Distribution - Tier 2 - 3QU CoRE ¦ 5QU LoRE | Non-Red Flag Warning - Large Fires | Contamination | Aggregated | 2052 | 8.4472e-08 | 715.8465 | 6.0469e-05 | 2052 | Mitigation | 0.95 | 45 | 0 | esc | 0.00097009 | 8.1945e-11 | 0.00097009 | 8.1945e-11
[79 empty] | WLDFR | HFTD - Distribution - Tier 3 - 5QU CoRE ¦ 1QU LoRE | Red Flag Warning - Destructive Fires | 2048 | 1.4987e-10 | 11536.0538 | 319.4911 | 11216.5626 | 0 | 0 | 4.1032e-07 | 1.7289e-06 | 0 | 1.7289e-06 | 4.8406e-08 | 0 | 0 | 0 | 0 | 0 | 0 | 0.00034117 | 0 | 0.00034117 | [17 empty] | 7.3.3.17.5 (Remote Grid) Updates to grid topology to minimize risk of ignition in HFTDs Remote GridWLDFRContaminationAggregated | WLDFR | HFTD - Distribution - Tier 2 - 3QU CoRE ¦ 5QU LoRE | Non-Red Flag Warning - Large Fires | Contamination | Aggregated | 2053 | 8.4472e-08 | 715.8465 | 6.0469e-05 | 2053 | Mitigation | 0.95 | 45 | 0 | esc | 0.00097009 | 8.1945e-11 | 0.00097009 | 8.1945e-11
[79 empty] | WLDFR | HFTD - Distribution - Tier 3 - 5QU CoRE ¦ 1QU LoRE | Red Flag Warning - Destructive Fires | 2049 | 1.4987e-10 | 11536.0538 | 319.4911 | 11216.5626 | 0 | 0 | 4.1032e-07 | 1.7289e-06 | 0 | 1.7289e-06 | 4.8406e-08 | 6.5737e-08 | 0 | 6.5737e-08 | 0 | 0 | 0 | 0 | 0 | 0 | [17 empty] | 7.3.3.17.5 (Remote Grid) Updates to grid topology to minimize risk of ignition in HFTDs Remote GridWLDFRContaminationAggregated | WLDFR | HFTD - Distribution - Tier 2 - 3QU CoRE ¦ 5QU LoRE | Non-Red Flag Warning - Large Fires | Contamination | Aggregated | 2054 | 8.4472e-08 | 715.8465 | 6.0469e-05 | 2054 | Mitigation | 0.95 | 45 | 0 | esc | 0.00097009 | 8.1945e-11 | 0.00097009 | 8.1945e-11
[79 empty] | WLDFR | HFTD - Distribution - Tier 3 - 5QU CoRE ¦ 1QU LoRE | Red Flag Warning - Destructive Fires | 2050 | 1.4987e-10 | 11536.0538 | 319.4911 | 11216.5626 | 0 | 0 | 4.1032e-07 | 1.7289e-06 | 0 | 1.7289e-06 | 4.8406e-08 | 6.5331e-08 | 0 | 6.5331e-08 | 5.3244e-07 | 0 | 5.3244e-07 | 0 | 0 | 0 | [17 empty] | 7.3.3.17.5 (Remote Grid) Updates to grid topology to minimize risk of ignition in HFTDs Remote GridWLDFRContaminationAggregated | WLDFR | HFTD - Distribution - Tier 2 - 3QU CoRE ¦ 5QU LoRE | Non-Red Flag Warning - Large Fires | Contamination | Aggregated | 2055 | 8.4472e-08 | 715.8465 | 6.0469e-05 | 2055 | Mitigation | 0.95 | 45 | 0 | esc | 0.00097009 | 8.1945e-11 | 0.00097009 | 8.1945e-11
[79 empty] | WLDFR | HFTD - Distribution - Tier 3 - 5QU CoRE ¦ 1QU LoRE | Red Flag Warning - Destructive Fires | 2051 | 1.4987e-10 | 11536.0538 | 319.4911 | 11216.5626 | 0 | 0 | 4.1032e-07 | 1.7289e-06 | 0 | 1.7289e-06 | 4.8406e-08 | 6.8254e-08 | 0 | 6.8254e-08 | 5.5627e-07 | 0 | 5.5627e-07 | 1.2193e-06 | 0 | 1.2193e-06 | [17 empty] | 7.3.3.17.5 (Remote Grid) Updates to grid topology to minimize risk of ignition in HFTDs Remote GridWLDFRContaminationAggregated | WLDFR | HFTD - Distribution - Tier 2 - 3QU CoRE ¦ 5QU LoRE | Non-Red Flag Warning - Large Fires | Contamination | Aggregated | 2056 | 8.4472e-08 | 715.8465 | 6.0469e-05 | 2056 | Mitigation | 0.95 | 45 | 0 | esc | 0.00097009 | 8.1945e-11 | 0.00097009 | 8.1945e-11
[79 empty] | WLDFR | HFTD - Distribution - Tier 3 - 5QU CoRE ¦ 1QU LoRE | Red Flag Warning - Destructive Fires | 2052 | 1.4987e-10 | 11536.0538 | 319.4911 | 11216.5626 | 0 | 0 | 4.1032e-07 | 1.7289e-06 | 0 | 1.7289e-06 | 4.8406e-08 | 6.8254e-08 | 0 | 6.8254e-08 | 5.5627e-07 | 0 | 5.5627e-07 | 1.2193e-06 | 0 | 1.2193e-06 | [17 empty] | 7.3.3.17.5 (Remote Grid) Updates to grid topology to minimize risk of ignition in HFTDs Remote GridWLDFRContaminationAggregated | WLDFR | HFTD - Distribution - Tier 2 - 3QU CoRE ¦ 5QU LoRE | Non-Red Flag Warning - Large Fires | Contamination | Aggregated | 2057 | 8.4472e-08 | 715.8465 | 6.0469e-05 | 2057 | Mitigation | 0.95 | 45 | 0 | esc | 0.00097009 | 8.1945e-11 | 0.00097009 | 8.1945e-11
[79 empty] | WLDFR | HFTD - Distribution - Tier 3 - 5QU CoRE ¦ 1QU LoRE | Red Flag Warning - Destructive Fires | 2053 | 1.4987e-10 | 12097.6769 | 340.5356 | 11757.1413 | 0 | 0 | 4.1032e-07 | 1.8131e-06 | 0 | 1.8131e-06 | 5.0739e-08 | 6.8254e-08 | 0 | 6.8254e-08 | 5.5627e-07 | 0 | 5.5627e-07 | 1.2193e-06 | 0 | 1.2193e-06 | [17 empty] | 7.3.3.17.5 (Remote Grid) Updates to grid topology to minimize risk of ignition in HFTDs Remote GridWLDFRContaminationAggregated | WLDFR | HFTD - Distribution - Tier 2 - 3QU CoRE ¦ 5QU LoRE | Non-Red Flag Warning - Large Fires | Contamination | Aggregated | 2058 | 8.4472e-08 | 715.8465 | 6.0469e-05 | 2058 | Mitigation | 0.95 | 45 | 0 | esc | 0.00097009 | 8.1945e-11 | 0.00097009 | 8.1945e-11
[79 empty] | WLDFR | HFTD - Distribution - Tier 3 - 5QU CoRE ¦ 1QU LoRE | Red Flag Warning - Destructive Fires | 2054 | 1.4987e-10 | 12097.6769 | 340.5356 | 11757.1413 | 0 | 0 | 4.1032e-07 | 1.8131e-06 | 0 | 1.8131e-06 | 5.0739e-08 | 6.8254e-08 | 0 | 6.8254e-08 | 5.5627e-07 | 0 | 5.5627e-07 | 1.2193e-06 | 0 | 1.2193e-06 | [17 empty] | 7.3.3.17.5 (Remote Grid) Updates to grid topology to minimize risk of ignition in HFTDs Remote GridWLDFRContaminationAggregated | WLDFR | HFTD - Distribution - Tier 2 - 3QU CoRE ¦ 5QU LoRE | Non-Red Flag Warning - Large Fires | Contamination | Aggregated | 2059 | 8.4472e-08 | 715.8465 | 6.0469e-05 | 2059 | Mitigation | 0.95 | 45 | 0 | esc | 0.00097009 | 8.1945e-11 | 0.00097009 | 8.1945e-11
[79 empty] | WLDFR | HFTD - Distribution - Tier 3 - 5QU CoRE ¦ 1QU LoRE | Red Flag Warning - Destructive Fires | 2055 | 1.4987e-10 | 12097.6769 | 340.5356 | 11757.1413 | 0 | 0 | 4.1032e-07 | 1.8131e-06 | 0 | 1.8131e-06 | 5.0739e-08 | 6.8254e-08 | 0 | 6.8254e-08 | 5.5627e-07 | 0 | 5.5627e-07 | 1.2193e-06 | 0 | 1.2193e-06 | [17 empty] | 7.3.3.17.5 (Remote Grid) Updates to grid topology to minimize risk of ignition in HFTDs Remote GridWLDFRContaminationAggregated | WLDFR | HFTD - Distribution - Tier 2 - 3QU CoRE ¦ 5QU LoRE | Non-Red Flag Warning - Large Fires | Contamination | Aggregated | 2060 | 8.4472e-08 | 715.8465 | 6.0469e-05 | 2060 | Mitigation | 0.95 | 45 | 0 | esc | 0.00097009 | 8.1945e-11 | 0.00097009 | 8.1945e-11
[79 empty] | WLDFR | HFTD - Distribution - Tier 3 - 5QU CoRE ¦ 1QU LoRE | Red Flag Warning - Destructive Fires | 2056 | 1.4987e-10 | 12097.6769 | 340.5356 | 11757.1413 | 0 | 0 | 4.1032e-07 | 1.8131e-06 | 0 | 1.8131e-06 | 5.0739e-08 | 7.2018e-08 | 0 | 7.2018e-08 | 5.8695e-07 | 0 | 5.8695e-07 | 1.2866e-06 | 0 | 1.2866e-06 | [17 empty] | 7.3.3.17.5 (Remote Grid) Updates to grid topology to minimize risk of ignition in HFTDs Remote GridWLDFRContaminationAggregated | WLDFR | HFTD - Distribution - Tier 2 - 3QU CoRE ¦ 5QU LoRE | Non-Red Flag Warning - Large Fires | Contamination | Aggregated | 2061 | 8.4472e-08 | 715.8465 | 6.0469e-05 | 2061 | Mitigation | 0.95 | 45 | 0 | esc | 0.00097009 | 8.1945e-11 | 0.00097009 | 8.1945e-11
[79 empty] | WLDFR | HFTD - Distribution - Tier 3 - 5QU CoRE ¦ 1QU LoRE | Red Flag Warning - Destructive Fires | 2057 | 1.4987e-10 | 12097.6769 | 340.5356 | 11757.1413 | 0 | 0 | 4.1032e-07 | 1.8131e-06 | 0 | 1.8131e-06 | 5.0739e-08 | 7.2018e-08 | 0 | 7.2018e-08 | 5.8695e-07 | 0 | 5.8695e-07 | 1.2866e-06 | 0 | 1.2866e-06 | [17 empty] | 7.3.3.17.5 (Remote Grid) Updates to grid topology to minimize risk of ignition in HFTDs Remote GridWLDFRContaminationAggregated | WLDFR | HFTD - Distribution - Tier 2 - 3QU CoRE ¦ 5QU LoRE | Non-Red Flag Warning - Large Fires | Contamination | Aggregated | 2062 | 8.4472e-08 | 715.8465 | 6.0469e-05 | 2062 | Mitigation | 0.95 | 45 | 0 | esc | 0.00097009 | 8.1945e-11 | 0.00097009 | 8.1945e-11
[79 empty] | WLDFR | HFTD - Distribution - Tier 3 - 5QU CoRE ¦ 1QU LoRE | Red Flag Warning - Destructive Fires | 2058 | 1.4987e-10 | 12670.1796 | 362.3049 | 12307.8747 | 0 | 0 | 4.1032e-07 | 1.8989e-06 | 0 | 1.8989e-06 | 5.3161e-08 | 7.2018e-08 | 0 | 7.2018e-08 | 5.8695e-07 | 0 | 5.8695e-07 | 1.2866e-06 | 0 | 1.2866e-06 | [17 empty] | 7.3.3.17.5 (Remote Grid) Updates to grid topology to minimize risk of ignition in HFTDs Remote GridWLDFRContaminationAggregated | WLDFR | HFTD - Distribution - Tier 2 - 3QU CoRE ¦ 5QU LoRE | Non-Red Flag Warning - Large Fires | Contamination | Aggregated | 2063 | 8.4472e-08 | 715.8465 | 6.0469e-05 | 2063 | Mitigation | 0.95 | 45 | 0 | esc | 0.00097009 | 8.1945e-11 | 0.00097009 | 8.1945e-11
[79 empty] | WLDFR | HFTD - Distribution - Tier 3 - 5QU CoRE ¦ 1QU LoRE | Red Flag Warning - Destructive Fires | 2059 | 1.4987e-10 | 12670.1796 | 362.3049 | 12307.8747 | 0 | 0 | 4.1032e-07 | 1.8989e-06 | 0 | 1.8989e-06 | 5.3161e-08 | 7.2018e-08 | 0 | 7.2018e-08 | 5.8695e-07 | 0 | 5.8695e-07 | 1.2866e-06 | 0 | 1.2866e-06 | [17 empty] | 7.3.3.17.5 (Remote Grid) Updates to grid topology to minimize risk of ignition in HFTDs Remote GridWLDFRContaminationAggregated | WLDFR | HFTD - Distribution - Tier 2 - 3QU CoRE ¦ 5QU LoRE | Non-Red Flag Warning - Large Fires | Contamination | Aggregated | 2064 | 8.4472e-08 | 715.8465 | 6.0469e-05 | 2064 | Mitigation | 0.95 | 45 | 0 | esc | 0.00097009 | 8.1945e-11 | 0.00097009 | 8.1945e-11
[79 empty] | WLDFR | HFTD - Distribution - Tier 3 - 5QU CoRE ¦ 1QU LoRE | Red Flag Warning - Destructive Fires | 2060 | 1.4987e-10 | 12670.1796 | 362.3049 | 12307.8747 | 0 | 0 | 4.1032e-07 | 1.8989e-06 | 0 | 1.8989e-06 | 5.3161e-08 | 7.2018e-08 | 0 | 7.2018e-08 | 5.8695e-07 | 0 | 5.8695e-07 | 1.2866e-06 | 0 | 1.2866e-06 | [17 empty] | 7.3.3.17.5 (Remote Grid) Updates to grid topology to minimize risk of ignition in HFTDs Remote GridWLDFRContaminationAggregated | WLDFR | HFTD - Distribution - Tier 2 - 3QU CoRE ¦ 5QU LoRE | Non-Red Flag Warning - Large Fires | Contamination | Aggregated | 2065 | 8.4472e-08 | 715.8465 | 6.0469e-05 | 2065 | Mitigation | 0.95 | 45 | 0 | esc | 0.00097009 | 8.1945e-11 | 0.00097009 | 8.1945e-11
[79 empty] | WLDFR | HFTD - Distribution - Tier 3 - 5QU CoRE ¦ 1QU LoRE | Red Flag Warning - Destructive Fires | 2061 | 1.4987e-10 | 12670.1796 | 362.3049 | 12307.8747 | 0 | 0 | 4.1032e-07 | 1.8989e-06 | 0 | 1.8989e-06 | 5.3161e-08 | 7.63e-08 | 0 | 7.63e-08 | 6.2185e-07 | 0 | 6.2185e-07 | 1.3631e-06 | 0 | 1.3631e-06 | [17 empty] | 7.3.3.17.5 (Remote Grid) Updates to grid topology to minimize risk of ignition in HFTDs Remote GridWLDFRContaminationAggregated | WLDFR | HFTD - Distribution - Tier 2 - 3QU CoRE ¦ 5QU LoRE | Non-Red Flag Warning - Large Fires | Contamination | Aggregated | 2066 | 8.4472e-08 | 715.8465 | 6.0469e-05 | 2066 | Mitigation | 0.95 | 45 | 0 | esc | 0.00097009 | 8.1945e-11 | 0.00097009 | 8.1945e-11
[79 empty] | WLDFR | HFTD - Distribution - Tier 3 - 5QU CoRE ¦ 1QU LoRE | Red Flag Warning - Destructive Fires | 2062 | 1.4987e-10 | 12670.1796 | 362.3049 | 12307.8747 | 0 | 0 | 4.1032e-07 | 1.8989e-06 | 0 | 1.8989e-06 | 5.3161e-08 | 7.63e-08 | 0 | 7.63e-08 | 6.2185e-07 | 0 | 6.2185e-07 | 1.3631e-06 | 0 | 1.3631e-06 | [17 empty] | 7.3.3.17.5 (Remote Grid) Updates to grid topology to minimize risk of ignition in HFTDs Remote GridWLDFRContaminationAggregated | WLDFR | HFTD - Distribution - Tier 2 - 3QU CoRE ¦ 5QU LoRE | Non-Red Flag Warning - Large Fires | Contamination | Aggregated | 2067 | 8.4472e-08 | 715.8465 | 6.0469e-05 | 2067 | Mitigation | 0.95 | 45 | 0 | esc | 0 | 0 | 0.00097009 | 8.1945e-11
[79 empty] | WLDFR | HFTD - Distribution - Tier 3 - 5QU CoRE ¦ 1QU LoRE | Red Flag Warning - Destructive Fires | 2063 | 1.4987e-10 | 13246.6313 | 384.5316 | 12862.0997 | 0 | 0 | 4.1032e-07 | 1.9853e-06 | 0 | 1.9853e-06 | 5.5645e-08 | 7.63e-08 | 0 | 7.63e-08 | 6.2185e-07 | 0 | 6.2185e-07 | 1.3631e-06 | 0 | 1.3631e-06 | [17 empty] | 7.3.3.17.5 (Remote Grid) Updates to grid topology to minimize risk of ignition in HFTDs Remote GridWLDFREquipment / facility failureAggregated | WLDFR | HFTD - Distribution - Tier 2 - 3QU CoRE ¦ 5QU LoRE | Non-Red Flag Warning - Large Fires | Equipment / facility failure | Aggregated | 2022 | 1.4957e-06 | 715.8465 | 0.0010707 | 2022 | Mitigation | 0.95 | 45 | 0 | esc | 0.00097009 | 1.451e-09 | 0 | 0
[79 empty] | WLDFR | HFTD - Distribution - Tier 3 - 5QU CoRE ¦ 1QU LoRE | Red Flag Warning - Destructive Fires | 2064 | 1.4987e-10 | 13246.6313 | 384.5316 | 12862.0997 | 0 | 0 | 4.1032e-07 | 1.9853e-06 | 0 | 1.9853e-06 | 5.5645e-08 | 7.63e-08 | 0 | 7.63e-08 | 6.2185e-07 | 0 | 6.2185e-07 | 1.3631e-06 | 0 | 1.3631e-06 | [17 empty] | 7.3.3.17.5 (Remote Grid) Updates to grid topology to minimize risk of ignition in HFTDs Remote GridWLDFREquipment / facility failureAggregated | WLDFR | HFTD - Distribution - Tier 2 - 3QU CoRE ¦ 5QU LoRE | Non-Red Flag Warning - Large Fires | Equipment / facility failure | Aggregated | 2023 | 1.4957e-06 | 715.8465 | 0.0010707 | 2023 | Mitigation | 0.95 | 45 | 0 | esc | 0.00097009 | 1.451e-09 | 0.00097009 | 1.451e-09
[79 empty] | WLDFR | HFTD - Distribution - Tier 3 - 5QU CoRE ¦ 1QU LoRE | Red Flag Warning - Destructive Fires | 2065 | 1.4987e-10 | 13246.6313 | 384.5316 | 12862.0997 | 0 | 0 | 4.1032e-07 | 1.9853e-06 | 0 | 1.9853e-06 | 5.5645e-08 | 7.63e-08 | 0 | 7.63e-08 | 6.2185e-07 | 0 | 6.2185e-07 | 1.3631e-06 | 0 | 1.3631e-06 | [17 empty] | 7.3.3.17.5 (Remote Grid) Updates to grid topology to minimize risk of ignition in HFTDs Remote GridWLDFREquipment / facility failureAggregated | WLDFR | HFTD - Distribution - Tier 2 - 3QU CoRE ¦ 5QU LoRE | Non-Red Flag Warning - Large Fires | Equipment / facility failure | Aggregated | 2024 | 1.4957e-06 | 715.8465 | 0.0010707 | 2024 | Mitigation | 0.95 | 45 | 0 | esc | 0.00097009 | 1.451e-09 | 0.00097009 | 1.451e-09
[79 empty] | WLDFR | HFTD - Distribution - Tier 3 - 5QU CoRE ¦ 1QU LoRE | Red Flag Warning - Destructive Fires | 2066 | 1.4987e-10 | 13246.6313 | 384.5316 | 12862.0997 | 0 | 0 | 4.1032e-07 | 1.9853e-06 | 0 | 1.9853e-06 | 5.5645e-08 | 8.1066e-08 | 0 | 8.1066e-08 | 6.6069e-07 | 0 | 6.6069e-07 | 1.4482e-06 | 0 | 1.4482e-06 | [17 empty] | 7.3.3.17.5 (Remote Grid) Updates to grid topology to minimize risk of ignition in HFTDs Remote GridWLDFREquipment / facility failureAggregated | WLDFR | HFTD - Distribution - Tier 2 - 3QU CoRE ¦ 5QU LoRE | Non-Red Flag Warning - Large Fires | Equipment / facility failure | Aggregated | 2025 | 1.4957e-06 | 715.8465 | 0.0010707 | 2025 | Mitigation | 0.95 | 45 | 0 | esc | 0.00097009 | 1.451e-09 | 0.00097009 | 1.451e-09
[79 empty] | WLDFR | HFTD - Distribution - Tier 3 - 5QU CoRE ¦ 1QU LoRE | Red Flag Warning - Large Fires | 2022 | 1.5181e-08 | 5.2406 | 0.69642 | 2.942 | 1.6022 | 0 | 4.1563e-05 | 7.9557e-08 | 0 | 7.9557e-08 | 4.809e-09 | 8.1066e-08 | 0 | 8.1066e-08 | 6.6069e-07 | 0 | 6.6069e-07 | 1.4482e-06 | 0 | 1.4482e-06 | [17 empty] | 7.3.3.17.5 (Remote Grid) Updates to grid topology to minimize risk of ignition in HFTDs Remote GridWLDFREquipment / facility failureAggregated | WLDFR | HFTD - Distribution - Tier 2 - 3QU CoRE ¦ 5QU LoRE | Non-Red Flag Warning - Large Fires | Equipment / facility failure | Aggregated | 2026 | 1.4957e-06 | 715.8465 | 0.0010707 | 2026 | Mitigation | 0.95 | 45 | 0 | esc | 0.00097009 | 1.451e-09 | 0.00097009 | 1.451e-09
[79 empty] | WLDFR | HFTD - Distribution - Tier 3 - 5QU CoRE ¦ 1QU LoRE | Red Flag Warning - Large Fires | 2023 | 1.5181e-08 | 5.475 | 0.71896 | 3.0715 | 1.6846 | 0 | 4.1563e-05 | 8.3117e-08 | 0 | 8.3117e-08 | 4.9806e-09 | 8.1066e-08 | 0 | 8.1066e-08 | 6.6069e-07 | 0 | 6.6069e-07 | 1.4482e-06 | 0 | 1.4482e-06 | [17 empty] | 7.3.3.17.5 (Remote Grid) Updates to grid topology to minimize risk of ignition in HFTDs Remote GridWLDFREquipment / facility failureAggregated | WLDFR | HFTD - Distribution - Tier 2 - 3QU CoRE ¦ 5QU LoRE | Non-Red Flag Warning - Large Fires | Equipment / facility failure | Aggregated | 2027 | 1.4957e-06 | 715.8465 | 0.0010707 | 2027 | Mitigation | 0.95 | 45 | 0 | esc | 0.00097009 | 1.451e-09 | 0.00097009 | 1.451e-09
[79 empty] | WLDFR | HFTD - Distribution - Tier 3 - 5QU CoRE ¦ 1QU LoRE | Red Flag Warning - Large Fires | 2024 | 1.5181e-08 | 5.475 | 0.71896 | 3.0715 | 1.6846 | 0 | 4.1563e-05 | 8.3117e-08 | 0 | 8.3117e-08 | 4.9806e-09 | 8.1066e-08 | 0 | 8.1066e-08 | 6.6069e-07 | 0 | 6.6069e-07 | 1.4482e-06 | 0 | 1.4482e-06 | [17 empty] | 7.3.3.17.5 (Remote Grid) Updates to grid topology to minimize risk of ignition in HFTDs Remote GridWLDFREquipment / facility failureAggregated | WLDFR | HFTD - Distribution - Tier 2 - 3QU CoRE ¦ 5QU LoRE | Non-Red Flag Warning - Large Fires | Equipment / facility failure | Aggregated | 2028 | 1.4957e-06 | 715.8465 | 0.0010707 | 2028 | Mitigation | 0.95 | 45 | 0 | esc | 0.00097009 | 1.451e-09 | 0.00097009 | 1.451e-09
[79 empty] | WLDFR | HFTD - Distribution - Tier 3 - 5QU CoRE ¦ 1QU LoRE | Red Flag Warning - Large Fires | 2025 | 1.5181e-08 | 5.475 | 0.71896 | 3.0715 | 1.6846 | 0 | 4.1563e-05 | 8.3117e-08 | 0 | 8.3117e-08 | 4.9806e-09 | 8.1066e-08 | 0 | 8.1066e-08 | 6.6069e-07 | 0 | 6.6069e-07 | 1.4482e-06 | 0 | 1.4482e-06 | [17 empty] | 7.3.3.17.5 (Remote Grid) Updates to grid topology to minimize risk of ignition in HFTDs Remote GridWLDFREquipment / facility failureAggregated | WLDFR | HFTD - Distribution - Tier 2 - 3QU CoRE ¦ 5QU LoRE | Non-Red Flag Warning - Large Fires | Equipment / facility failure | Aggregated | 2029 | 1.4957e-06 | 715.8465 | 0.0010707 | 2029 | Mitigation | 0.95 | 45 | 0 | esc | 0.00097009 | 1.451e-09 | 0.00097009 | 1.451e-09
[79 empty] | WLDFR | HFTD - Distribution - Tier 3 - 5QU CoRE ¦ 1QU LoRE | Red Flag Warning - Large Fires | 2026 | 1.5181e-08 | 5.475 | 0.71896 | 3.0715 | 1.6846 | 0 | 4.1563e-05 | 8.3117e-08 | 0 | 8.3117e-08 | 4.9806e-09 | 8.6279e-08 | 0 | 8.6279e-08 | 7.0317e-07 | 0 | 7.0317e-07 | 1.5414e-06 | 0 | 1.5414e-06 | [17 empty] | 7.3.3.17.5 (Remote Grid) Updates to grid topology to minimize risk of ignition in HFTDs Remote GridWLDFREquipment / facility failureAggregated | WLDFR | HFTD - Distribution - Tier 2 - 3QU CoRE ¦ 5QU LoRE | Non-Red Flag Warning - Large Fires | Equipment / facility failure | Aggregated | 2030 | 1.4957e-06 | 715.8465 | 0.0010707 | 2030 | Mitigation | 0.95 | 45 | 0 | esc | 0.00097009 | 1.451e-09 | 0.00097009 | 1.451e-09
[79 empty] | WLDFR | HFTD - Distribution - Tier 3 - 5QU CoRE ¦ 1QU LoRE | Red Flag Warning - Large Fires | 2027 | 1.5181e-08 | 5.475 | 0.71896 | 3.0715 | 1.6846 | 0 | 4.1563e-05 | 8.3117e-08 | 0 | 8.3117e-08 | 4.9806e-09 | 8.6279e-08 | 0 | 8.6279e-08 | 7.0317e-07 | 0 | 7.0317e-07 | 1.5414e-06 | 0 | 1.5414e-06 | [17 empty] | 7.3.3.17.5 (Remote Grid) Updates to grid topology to minimize risk of ignition in HFTDs Remote GridWLDFREquipment / facility failureAggregated | WLDFR | HFTD - Distribution - Tier 2 - 3QU CoRE ¦ 5QU LoRE | Non-Red Flag Warning - Large Fires | Equipment / facility failure | Aggregated | 2031 | 1.4957e-06 | 715.8465 | 0.0010707 | 2031 | Mitigation | 0.95 | 45 | 0 | esc | 0.00097009 | 1.451e-09 | 0.00097009 | 1.451e-09
[79 empty] | WLDFR | HFTD - Distribution - Tier 3 - 5QU CoRE ¦ 1QU LoRE | Red Flag Warning - Large Fires | 2028 | 1.5181e-08 | 5.777 | 0.74734 | 3.238 | 1.7917 | 0 | 4.1563e-05 | 8.7701e-08 | 0 | 8.7701e-08 | 5.1966e-09 | 8.6279e-08 | 0 | 8.6279e-08 | 7.0317e-07 | 0 | 7.0317e-07 | 1.5414e-06 | 0 | 1.5414e-06 | [17 empty] | 7.3.3.17.5 (Remote Grid) Updates to grid topology to minimize risk of ignition in HFTDs Remote GridWLDFREquipment / facility failureAggregated | WLDFR | HFTD - Distribution - Tier 2 - 3QU CoRE ¦ 5QU LoRE | Non-Red Flag Warning - Large Fires | Equipment / facility failure | Aggregated | 2032 | 1.4957e-06 | 715.8465 | 0.0010707 | 2032 | Mitigation | 0.95 | 45 | 0 | esc | 0.00097009 | 1.451e-09 | 0.00097009 | 1.451e-09
[79 empty] | WLDFR | HFTD - Distribution - Tier 3 - 5QU CoRE ¦ 1QU LoRE | Red Flag Warning - Large Fires | 2029 | 1.5181e-08 | 5.777 | 0.74734 | 3.238 | 1.7917 | 0 | 4.1563e-05 | 8.7701e-08 | 0 | 8.7701e-08 | 5.1966e-09 | 8.6279e-08 | 0 | 8.6279e-08 | 7.0317e-07 | 0 | 7.0317e-07 | 1.5414e-06 | 0 | 1.5414e-06 | [17 empty] | 7.3.3.17.5 (Remote Grid) Updates to grid topology to minimize risk of ignition in HFTDs Remote GridWLDFREquipment / facility failureAggregated | WLDFR | HFTD - Distribution - Tier 2 - 3QU CoRE ¦ 5QU LoRE | Non-Red Flag Warning - Large Fires | Equipment / facility failure | Aggregated | 2033 | 1.4957e-06 | 715.8465 | 0.0010707 | 2033 | Mitigation | 0.95 | 45 | 0 | esc | 0.00097009 | 1.451e-09 | 0.00097009 | 1.451e-09
[79 empty] | WLDFR | HFTD - Distribution - Tier 3 - 5QU CoRE ¦ 1QU LoRE | Red Flag Warning - Large Fires | 2030 | 1.5181e-08 | 5.777 | 0.74734 | 3.238 | 1.7917 | 0 | 4.1563e-05 | 8.7701e-08 | 0 | 8.7701e-08 | 5.1966e-09 | 8.6279e-08 | 0 | 8.6279e-08 | 7.0317e-07 | 0 | 7.0317e-07 | 1.5414e-06 | 0 | 1.5414e-06 | [17 empty] | 7.3.3.17.5 (Remote Grid) Updates to grid topology to minimize risk of ignition in HFTDs Remote GridWLDFREquipment / facility failureAggregated | WLDFR | HFTD - Distribution - Tier 2 - 3QU CoRE ¦ 5QU LoRE | Non-Red Flag Warning - Large Fires | Equipment / facility failure | Aggregated | 2034 | 1.4957e-06 | 715.8465 | 0.0010707 | 2034 | Mitigation | 0.95 | 45 | 0 | esc | 0.00097009 | 1.451e-09 | 0.00097009 | 1.451e-09
[79 empty] | WLDFR | HFTD - Distribution - Tier 3 - 5QU CoRE ¦ 1QU LoRE | Red Flag Warning - Large Fires | 2031 | 1.5181e-08 | 5.777 | 0.74734 | 3.238 | 1.7917 | 0 | 4.1563e-05 | 8.7701e-08 | 0 | 8.7701e-08 | 5.1966e-09 | 9.1894e-08 | 0 | 9.1894e-08 | 7.4893e-07 | 0 | 7.4893e-07 | 1.6417e-06 | 0 | 1.6417e-06 | [17 empty] | 7.3.3.17.5 (Remote Grid) Updates to grid topology to minimize risk of ignition in HFTDs Remote GridWLDFREquipment / facility failureAggregated | WLDFR | HFTD - Distribution - Tier 2 - 3QU CoRE ¦ 5QU LoRE | Non-Red Flag Warning - Large Fires | Equipment / facility failure | Aggregated | 2035 | 1.4957e-06 | 715.8465 | 0.0010707 | 2035 | Mitigation | 0.95 | 45 | 0 | esc | 0.00097009 | 1.451e-09 | 0.00097009 | 1.451e-09
[79 empty] | WLDFR | HFTD - Distribution - Tier 3 - 5QU CoRE ¦ 1QU LoRE | Red Flag Warning - Large Fires | 2032 | 1.5181e-08 | 5.777 | 0.74734 | 3.238 | 1.7917 | 0 | 4.1563e-05 | 8.7701e-08 | 0 | 8.7701e-08 | 5.1966e-09 | 9.1894e-08 | 0 | 9.1894e-08 | 7.4893e-07 | 0 | 7.4893e-07 | 1.6417e-06 | 0 | 1.6417e-06 | [17 empty] | 7.3.3.17.5 (Remote Grid) Updates to grid topology to minimize risk of ignition in HFTDs Remote GridWLDFREquipment / facility failureAggregated | WLDFR | HFTD - Distribution - Tier 2 - 3QU CoRE ¦ 5QU LoRE | Non-Red Flag Warning - Large Fires | Equipment / facility failure | Aggregated | 2036 | 1.4957e-06 | 715.8465 | 0.0010707 | 2036 | Mitigation | 0.95 | 45 | 0 | esc | 0.00097009 | 1.451e-09 | 0.00097009 | 1.451e-09
[79 empty] | WLDFR | HFTD - Distribution - Tier 3 - 5QU CoRE ¦ 1QU LoRE | Red Flag Warning - Large Fires | 2033 | 1.5181e-08 | 6.1205 | 0.77885 | 3.4265 | 1.9151 | 0 | 4.1563e-05 | 9.2916e-08 | 0 | 9.2916e-08 | 5.4366e-09 | 9.1894e-08 | 0 | 9.1894e-08 | 7.4893e-07 | 0 | 7.4893e-07 | 1.6417e-06 | 0 | 1.6417e-06 | [17 empty] | 7.3.3.17.5 (Remote Grid) Updates to grid topology to minimize risk of ignition in HFTDs Remote GridWLDFREquipment / facility failureAggregated | WLDFR | HFTD - Distribution - Tier 2 - 3QU CoRE ¦ 5QU LoRE | Non-Red Flag Warning - Large Fires | Equipment / facility failure | Aggregated | 2037 | 1.4957e-06 | 715.8465 | 0.0010707 | 2037 | Mitigation | 0.95 | 45 | 0 | esc | 0.00097009 | 1.451e-09 | 0.00097009 | 1.451e-09
[79 empty] | WLDFR | HFTD - Distribution - Tier 3 - 5QU CoRE ¦ 1QU LoRE | Red Flag Warning - Large Fires | 2034 | 1.5181e-08 | 6.1205 | 0.77885 | 3.4265 | 1.9151 | 0 | 4.1563e-05 | 9.2916e-08 | 0 | 9.2916e-08 | 5.4366e-09 | 9.1894e-08 | 0 | 9.1894e-08 | 7.4893e-07 | 0 | 7.4893e-07 | 1.6417e-06 | 0 | 1.6417e-06 | [17 empty] | 7.3.3.17.5 (Remote Grid) Updates to grid topology to minimize risk of ignition in HFTDs Remote GridWLDFREquipment / facility failureAggregated | WLDFR | HFTD - Distribution - Tier 2 - 3QU CoRE ¦ 5QU LoRE | Non-Red Flag Warning - Large Fires | Equipment / facility failure | Aggregated | 2038 | 1.4957e-06 | 715.8465 | 0.0010707 | 2038 | Mitigation | 0.95 | 45 | 0 | esc | 0.00097009 | 1.451e-09 | 0.00097009 | 1.451e-09
[79 empty] | WLDFR | HFTD - Distribution - Tier 3 - 5QU CoRE ¦ 1QU LoRE | Red Flag Warning - Large Fires | 2035 | 1.5181e-08 | 6.1205 | 0.77885 | 3.4265 | 1.9151 | 0 | 4.1563e-05 | 9.2916e-08 | 0 | 9.2916e-08 | 5.4366e-09 | 9.1894e-08 | 0 | 9.1894e-08 | 7.4893e-07 | 0 | 7.4893e-07 | 1.6417e-06 | 0 | 1.6417e-06 | [17 empty] | 7.3.3.17.5 (Remote Grid) Updates to grid topology to minimize risk of ignition in HFTDs Remote GridWLDFREquipment / facility failureAggregated | WLDFR | HFTD - Distribution - Tier 2 - 3QU CoRE ¦ 5QU LoRE | Non-Red Flag Warning - Large Fires | Equipment / facility failure | Aggregated | 2039 | 1.4957e-06 | 715.8465 | 0.0010707 | 2039 | Mitigation | 0.95 | 45 | 0 | esc | 0.00097009 | 1.451e-09 | 0.00097009 | 1.451e-09
[79 empty] | WLDFR | HFTD - Distribution - Tier 3 - 5QU CoRE ¦ 1QU LoRE | Red Flag Warning - Large Fires | 2036 | 1.5181e-08 | 6.1205 | 0.77885 | 3.4265 | 1.9151 | 0 | 4.1563e-05 | 9.2916e-08 | 0 | 9.2916e-08 | 5.4366e-09 | 9.7865e-08 | 0 | 9.7865e-08 | 7.976e-07 | 0 | 7.976e-07 | 1.7484e-06 | 0 | 1.7484e-06 | [17 empty] | 7.3.3.17.5 (Remote Grid) Updates to grid topology to minimize risk of ignition in HFTDs Remote GridWLDFREquipment / facility failureAggregated | WLDFR | HFTD - Distribution - Tier 2 - 3QU CoRE ¦ 5QU LoRE | Non-Red Flag Warning - Large Fires | Equipment / facility failure | Aggregated | 2040 | 1.4957e-06 | 715.8465 | 0.0010707 | 2040 | Mitigation | 0.95 | 45 | 0 | esc | 0.00097009 | 1.451e-09 | 0.00097009 | 1.451e-09
[79 empty] | WLDFR | HFTD - Distribution - Tier 3 - 5QU CoRE ¦ 1QU LoRE | Red Flag Warning - Large Fires | 2037 | 1.5181e-08 | 6.1205 | 0.77885 | 3.4265 | 1.9151 | 0 | 4.1563e-05 | 9.2916e-08 | 0 | 9.2916e-08 | 5.4366e-09 | 9.7865e-08 | 0 | 9.7865e-08 | 7.976e-07 | 0 | 7.976e-07 | 1.7484e-06 | 0 | 1.7484e-06 | [17 empty] | 7.3.3.17.5 (Remote Grid) Updates to grid topology to minimize risk of ignition in HFTDs Remote GridWLDFREquipment / facility failureAggregated | WLDFR | HFTD - Distribution - Tier 2 - 3QU CoRE ¦ 5QU LoRE | Non-Red Flag Warning - Large Fires | Equipment / facility failure | Aggregated | 2041 | 1.4957e-06 | 715.8465 | 0.0010707 | 2041 | Mitigation | 0.95 | 45 | 0 | esc | 0.00097009 | 1.451e-09 | 0.00097009 | 1.451e-09
[79 empty] | WLDFR | HFTD - Distribution - Tier 3 - 5QU CoRE ¦ 1QU LoRE | Red Flag Warning - Large Fires | 2038 | 1.5181e-08 | 6.5028 | 0.81304 | 3.6355 | 2.0543 | 0 | 4.1563e-05 | 9.872e-08 | 0 | 9.872e-08 | 5.697e-09 | 9.7865e-08 | 0 | 9.7865e-08 | 7.976e-07 | 0 | 7.976e-07 | 1.7484e-06 | 0 | 1.7484e-06 | [17 empty] | 7.3.3.17.5 (Remote Grid) Updates to grid topology to minimize risk of ignition in HFTDs Remote GridWLDFREquipment / facility failureAggregated | WLDFR | HFTD - Distribution - Tier 2 - 3QU CoRE ¦ 5QU LoRE | Non-Red Flag Warning - Large Fires | Equipment / facility failure | Aggregated | 2042 | 1.4957e-06 | 715.8465 | 0.0010707 | 2042 | Mitigation | 0.95 | 45 | 0 | esc | 0.00097009 | 1.451e-09 | 0.00097009 | 1.451e-09
[79 empty] | WLDFR | HFTD - Distribution - Tier 3 - 5QU CoRE ¦ 1QU LoRE | Red Flag Warning - Large Fires | 2039 | 1.5181e-08 | 6.5028 | 0.81304 | 3.6355 | 2.0543 | 0 | 4.1563e-05 | 9.872e-08 | 0 | 9.872e-08 | 5.697e-09 | 9.7865e-08 | 0 | 9.7865e-08 | 7.976e-07 | 0 | 7.976e-07 | 1.7484e-06 | 0 | 1.7484e-06 | [17 empty] | 7.3.3.17.5 (Remote Grid) Updates to grid topology to minimize risk of ignition in HFTDs Remote GridWLDFREquipment / facility failureAggregated | WLDFR | HFTD - Distribution - Tier 2 - 3QU CoRE ¦ 5QU LoRE | Non-Red Flag Warning - Large Fires | Equipment / facility failure | Aggregated | 2043 | 1.4957e-06 | 715.8465 | 0.0010707 | 2043 | Mitigation | 0.95 | 45 | 0 | esc | 0.00097009 | 1.451e-09 | 0.00097009 | 1.451e-09
[79 empty] | WLDFR | HFTD - Distribution - Tier 3 - 5QU CoRE ¦ 1QU LoRE | Red Flag Warning - Large Fires | 2040 | 1.5181e-08 | 6.5028 | 0.81304 | 3.6355 | 2.0543 | 0 | 4.1563e-05 | 9.872e-08 | 0 | 9.872e-08 | 5.697e-09 | 9.7865e-08 | 0 | 9.7865e-08 | 7.976e-07 | 0 | 7.976e-07 | 1.7484e-06 | 0 | 1.7484e-06 | [17 empty] | 7.3.3.17.5 (Remote Grid) Updates to grid topology to minimize risk of ignition in HFTDs Remote GridWLDFREquipment / facility failureAggregated | WLDFR | HFTD - Distribution - Tier 2 - 3QU CoRE ¦ 5QU LoRE | Non-Red Flag Warning - Large Fires | Equipment / facility failure | Aggregated | 2044 | 1.4957e-06 | 715.8465 | 0.0010707 | 2044 | Mitigation | 0.95 | 45 | 0 | esc | 0.00097009 | 1.451e-09 | 0.00097009 | 1.451e-09
[79 empty] | WLDFR | HFTD - Distribution - Tier 3 - 5QU CoRE ¦ 1QU LoRE | Red Flag Warning - Large Fires | 2041 | 1.5181e-08 | 6.5028 | 0.81304 | 3.6355 | 2.0543 | 0 | 4.1563e-05 | 9.872e-08 | 0 | 9.872e-08 | 5.697e-09 | 1.0412e-07 | 0 | 1.0412e-07 | 8.486e-07 | 0 | 8.486e-07 | 1.8602e-06 | 0 | 1.8602e-06 | [17 empty] | 7.3.3.17.5 (Remote Grid) Updates to grid topology to minimize risk of ignition in HFTDs Remote GridWLDFREquipment / facility failureAggregated | WLDFR | HFTD - Distribution - Tier 2 - 3QU CoRE ¦ 5QU LoRE | Non-Red Flag Warning - Large Fires | Equipment / facility failure | Aggregated | 2045 | 1.4957e-06 | 715.8465 | 0.0010707 | 2045 | Mitigation | 0.95 | 45 | 0 | esc | 0.00097009 | 1.451e-09 | 0.00097009 | 1.451e-09
[79 empty] | WLDFR | HFTD - Distribution - Tier 3 - 5QU CoRE ¦ 1QU LoRE | Red Flag Warning - Large Fires | 2042 | 1.5181e-08 | 6.5028 | 0.81304 | 3.6355 | 2.0543 | 0 | 4.1563e-05 | 9.872e-08 | 0 | 9.872e-08 | 5.697e-09 | 1.0412e-07 | 0 | 1.0412e-07 | 8.486e-07 | 0 | 8.486e-07 | 1.8602e-06 | 0 | 1.8602e-06 | [17 empty] | 7.3.3.17.5 (Remote Grid) Updates to grid topology to minimize risk of ignition in HFTDs Remote GridWLDFREquipment / facility failureAggregated | WLDFR | HFTD - Distribution - Tier 2 - 3QU CoRE ¦ 5QU LoRE | Non-Red Flag Warning - Large Fires | Equipment / facility failure | Aggregated | 2046 | 1.4957e-06 | 715.8465 | 0.0010707 | 2046 | Mitigation | 0.95 | 45 | 0 | esc | 0.00097009 | 1.451e-09 | 0.00097009 | 1.451e-09
[79 empty] | WLDFR | HFTD - Distribution - Tier 3 - 5QU CoRE ¦ 1QU LoRE | Red Flag Warning - Large Fires | 2043 | 1.5181e-08 | 6.9209 | 0.84944 | 3.8632 | 2.2083 | 0 | 4.1563e-05 | 1.0507e-07 | 0 | 1.0507e-07 | 5.9741e-09 | 1.0412e-07 | 0 | 1.0412e-07 | 8.486e-07 | 0 | 8.486e-07 | 1.8602e-06 | 0 | 1.8602e-06 | [17 empty] | 7.3.3.17.5 (Remote Grid) Updates to grid topology to minimize risk of ignition in HFTDs Remote GridWLDFREquipment / facility failureAggregated | WLDFR | HFTD - Distribution - Tier 2 - 3QU CoRE ¦ 5QU LoRE | Non-Red Flag Warning - Large Fires | Equipment / facility failure | Aggregated | 2047 | 1.4957e-06 | 715.8465 | 0.0010707 | 2047 | Mitigation | 0.95 | 45 | 0 | esc | 0.00097009 | 1.451e-09 | 0.00097009 | 1.451e-09
[79 empty] | WLDFR | HFTD - Distribution - Tier 3 - 5QU CoRE ¦ 1QU LoRE | Red Flag Warning - Large Fires | 2044 | 1.5181e-08 | 6.9209 | 0.84944 | 3.8632 | 2.2083 | 0 | 4.1563e-05 | 1.0507e-07 | 0 | 1.0507e-07 | 5.9741e-09 | 1.0412e-07 | 0 | 1.0412e-07 | 8.486e-07 | 0 | 8.486e-07 | 1.8602e-06 | 0 | 1.8602e-06 | [17 empty] | 7.3.3.17.5 (Remote Grid) Updates to grid topology to minimize risk of ignition in HFTDs Remote GridWLDFREquipment / facility failureAggregated | WLDFR | HFTD - Distribution - Tier 2 - 3QU CoRE ¦ 5QU LoRE | Non-Red Flag Warning - Large Fires | Equipment / facility failure | Aggregated | 2048 | 1.4957e-06 | 715.8465 | 0.0010707 | 2048 | Mitigation | 0.95 | 45 | 0 | esc | 0.00097009 | 1.451e-09 | 0.00097009 | 1.451e-09
[79 empty] | WLDFR | HFTD - Distribution - Tier 3 - 5QU CoRE ¦ 1QU LoRE | Red Flag Warning - Large Fires | 2045 | 1.5181e-08 | 6.9209 | 0.84944 | 3.8632 | 2.2083 | 0 | 4.1563e-05 | 1.0507e-07 | 0 | 1.0507e-07 | 5.9741e-09 | 1.0412e-07 | 0 | 1.0412e-07 | 8.486e-07 | 0 | 8.486e-07 | 1.8602e-06 | 0 | 1.8602e-06 | [17 empty] | 7.3.3.17.5 (Remote Grid) Updates to grid topology to minimize risk of ignition in HFTDs Remote GridWLDFREquipment / facility failureAggregated | WLDFR | HFTD - Distribution - Tier 2 - 3QU CoRE ¦ 5QU LoRE | Non-Red Flag Warning - Large Fires | Equipment / facility failure | Aggregated | 2049 | 1.4957e-06 | 715.8465 | 0.0010707 | 2049 | Mitigation | 0.95 | 45 | 0 | esc | 0.00097009 | 1.451e-09 | 0.00097009 | 1.451e-09
[79 empty] | WLDFR | HFTD - Distribution - Tier 3 - 5QU CoRE ¦ 1QU LoRE | Red Flag Warning - Large Fires | 2046 | 1.5181e-08 | 6.9209 | 0.84944 | 3.8632 | 2.2083 | 0 | 4.1563e-05 | 1.0507e-07 | 0 | 1.0507e-07 | 5.9741e-09 | 1.106e-07 | 0 | 1.106e-07 | 9.014e-07 | 0 | 9.014e-07 | 1.9759e-06 | 0 | 1.9759e-06 | [17 empty] | 7.3.3.17.5 (Remote Grid) Updates to grid topology to minimize risk of ignition in HFTDs Remote GridWLDFREquipment / facility failureAggregated | WLDFR | HFTD - Distribution - Tier 2 - 3QU CoRE ¦ 5QU LoRE | Non-Red Flag Warning - Large Fires | Equipment / facility failure | Aggregated | 2050 | 1.4957e-06 | 715.8465 | 0.0010707 | 2050 | Mitigation | 0.95 | 45 | 0 | esc | 0.00097009 | 1.451e-09 | 0.00097009 | 1.451e-09
[79 empty] | WLDFR | HFTD - Distribution - Tier 3 - 5QU CoRE ¦ 1QU LoRE | Red Flag Warning - Large Fires | 2047 | 1.5181e-08 | 6.9209 | 0.84944 | 3.8632 | 2.2083 | 0 | 4.1563e-05 | 1.0507e-07 | 0 | 1.0507e-07 | 5.9741e-09 | 1.106e-07 | 0 | 1.106e-07 | 9.014e-07 | 0 | 9.014e-07 | 1.9759e-06 | 0 | 1.9759e-06 | [17 empty] | 7.3.3.17.5 (Remote Grid) Updates to grid topology to minimize risk of ignition in HFTDs Remote GridWLDFREquipment / facility failureAggregated | WLDFR | HFTD - Distribution - Tier 2 - 3QU CoRE ¦ 5QU LoRE | Non-Red Flag Warning - Large Fires | Equipment / facility failure | Aggregated | 2051 | 1.4957e-06 | 715.8465 | 0.0010707 | 2051 | Mitigation | 0.95 | 45 | 0 | esc | 0.00097009 | 1.451e-09 | 0.00097009 | 1.451e-09
[79 empty] | WLDFR | HFTD - Distribution - Tier 3 - 5QU CoRE ¦ 1QU LoRE | Red Flag Warning - Large Fires | 2048 | 1.5181e-08 | 7.3713 | 0.88759 | 4.1075 | 2.3763 | 0 | 4.1563e-05 | 1.119e-07 | 0 | 1.119e-07 | 6.2645e-09 | 1.106e-07 | 0 | 1.106e-07 | 9.014e-07 | 0 | 9.014e-07 | 1.9759e-06 | 0 | 1.9759e-06 | [17 empty] | 7.3.3.17.5 (Remote Grid) Updates to grid topology to minimize risk of ignition in HFTDs Remote GridWLDFREquipment / facility failureAggregated | WLDFR | HFTD - Distribution - Tier 2 - 3QU CoRE ¦ 5QU LoRE | Non-Red Flag Warning - Large Fires | Equipment / facility failure | Aggregated | 2052 | 1.4957e-06 | 715.8465 | 0.0010707 | 2052 | Mitigation | 0.95 | 45 | 0 | esc | 0.00097009 | 1.451e-09 | 0.00097009 | 1.451e-09
[79 empty] | WLDFR | HFTD - Distribution - Tier 3 - 5QU CoRE ¦ 1QU LoRE | Red Flag Warning - Large Fires | 2049 | 1.5181e-08 | 7.3713 | 0.88759 | 4.1075 | 2.3763 | 0 | 4.1563e-05 | 1.119e-07 | 0 | 1.119e-07 | 6.2645e-09 | 1.106e-07 | 0 | 1.106e-07 | 9.014e-07 | 0 | 9.014e-07 | 1.9759e-06 | 0 | 1.9759e-06 | [17 empty] | 7.3.3.17.5 (Remote Grid) Updates to grid topology to minimize risk of ignition in HFTDs Remote GridWLDFREquipment / facility failureAggregated | WLDFR | HFTD - Distribution - Tier 2 - 3QU CoRE ¦ 5QU LoRE | Non-Red Flag Warning - Large Fires | Equipment / facility failure | Aggregated | 2053 | 1.4957e-06 | 715.8465 | 0.0010707 | 2053 | Mitigation | 0.95 | 45 | 0 | esc | 0.00097009 | 1.451e-09 | 0.00097009 | 1.451e-09
[79 empty] | WLDFR | HFTD - Distribution - Tier 3 - 5QU CoRE ¦ 1QU LoRE | Red Flag Warning - Large Fires | 2050 | 1.5181e-08 | 7.3713 | 0.88759 | 4.1075 | 2.3763 | 0 | 4.1563e-05 | 1.119e-07 | 0 | 1.119e-07 | 6.2645e-09 | 1.106e-07 | 0 | 1.106e-07 | 9.014e-07 | 0 | 9.014e-07 | 1.9759e-06 | 0 | 1.9759e-06 | [17 empty] | 7.3.3.17.5 (Remote Grid) Updates to grid topology to minimize risk of ignition in HFTDs Remote GridWLDFREquipment / facility failureAggregated | WLDFR | HFTD - Distribution - Tier 2 - 3QU CoRE ¦ 5QU LoRE | Non-Red Flag Warning - Large Fires | Equipment / facility failure | Aggregated | 2054 | 1.4957e-06 | 715.8465 | 0.0010707 | 2054 | Mitigation | 0.95 | 45 | 0 | esc | 0.00097009 | 1.451e-09 | 0.00097009 | 1.451e-09
[79 empty] | WLDFR | HFTD - Distribution - Tier 3 - 5QU CoRE ¦ 1QU LoRE | Red Flag Warning - Large Fires | 2051 | 1.5181e-08 | 7.3713 | 0.88759 | 4.1075 | 2.3763 | 0 | 4.1563e-05 | 1.119e-07 | 0 | 1.119e-07 | 6.2645e-09 | 1.1722e-07 | 0 | 1.1722e-07 | 9.5538e-07 | 0 | 9.5538e-07 | 2.0942e-06 | 0 | 2.0942e-06 | [17 empty] | 7.3.3.17.5 (Remote Grid) Updates to grid topology to minimize risk of ignition in HFTDs Remote GridWLDFREquipment / facility failureAggregated | WLDFR | HFTD - Distribution - Tier 2 - 3QU CoRE ¦ 5QU LoRE | Non-Red Flag Warning - Large Fires | Equipment / facility failure | Aggregated | 2055 | 1.4957e-06 | 715.8465 | 0.0010707 | 2055 | Mitigation | 0.95 | 45 | 0 | esc | 0.00097009 | 1.451e-09 | 0.00097009 | 1.451e-09
[79 empty] | WLDFR | HFTD - Distribution - Tier 3 - 5QU CoRE ¦ 1QU LoRE | Red Flag Warning - Large Fires | 2052 | 1.5181e-08 | 7.3713 | 0.88759 | 4.1075 | 2.3763 | 0 | 4.1563e-05 | 1.119e-07 | 0 | 1.119e-07 | 6.2645e-09 | 1.1722e-07 | 0 | 1.1722e-07 | 9.5538e-07 | 0 | 9.5538e-07 | 2.0942e-06 | 0 | 2.0942e-06 | [17 empty] | 7.3.3.17.5 (Remote Grid) Updates to grid topology to minimize risk of ignition in HFTDs Remote GridWLDFREquipment / facility failureAggregated | WLDFR | HFTD - Distribution - Tier 2 - 3QU CoRE ¦ 5QU LoRE | Non-Red Flag Warning - Large Fires | Equipment / facility failure | Aggregated | 2056 | 1.4957e-06 | 715.8465 | 0.0010707 | 2056 | Mitigation | 0.95 | 45 | 0 | esc | 0.00097009 | 1.451e-09 | 0.00097009 | 1.451e-09
[79 empty] | WLDFR | HFTD - Distribution - Tier 3 - 5QU CoRE ¦ 1QU LoRE | Red Flag Warning - Large Fires | 2053 | 1.5181e-08 | 7.8503 | 0.92702 | 4.3664 | 2.5569 | 0 | 4.1563e-05 | 1.1918e-07 | 0 | 1.1918e-07 | 6.5644e-09 | 0 | 0 | 0 | 9.5538e-07 | 0 | 9.5538e-07 | 2.0942e-06 | 0 | 2.0942e-06 | [17 empty] | 7.3.3.17.5 (Remote Grid) Updates to grid topology to minimize risk of ignition in HFTDs Remote GridWLDFREquipment / facility failureAggregated | WLDFR | HFTD - Distribution - Tier 2 - 3QU CoRE ¦ 5QU LoRE | Non-Red Flag Warning - Large Fires | Equipment / facility failure | Aggregated | 2057 | 1.4957e-06 | 715.8465 | 0.0010707 | 2057 | Mitigation | 0.95 | 45 | 0 | esc | 0.00097009 | 1.451e-09 | 0.00097009 | 1.451e-09
[79 empty] | WLDFR | HFTD - Distribution - Tier 3 - 5QU CoRE ¦ 1QU LoRE | Red Flag Warning - Large Fires | 2054 | 1.5181e-08 | 7.8503 | 0.92702 | 4.3664 | 2.5569 | 0 | 4.1563e-05 | 1.1918e-07 | 0 | 1.1918e-07 | 6.5644e-09 | 0 | 0 | 0 | 0 | 0 | 0 | 2.0942e-06 | 0 | 2.0942e-06 | [17 empty] | 7.3.3.17.5 (Remote Grid) Updates to grid topology to minimize risk of ignition in HFTDs Remote GridWLDFREquipment / facility failureAggregated | WLDFR | HFTD - Distribution - Tier 2 - 3QU CoRE ¦ 5QU LoRE | Non-Red Flag Warning - Large Fires | Equipment / facility failure | Aggregated | 2058 | 1.4957e-06 | 715.8465 | 0.0010707 | 2058 | Mitigation | 0.95 | 45 | 0 | esc | 0.00097009 | 1.451e-09 | 0.00097009 | 1.451e-09
[79 empty] | WLDFR | HFTD - Distribution - Tier 3 - 5QU CoRE ¦ 1QU LoRE | Red Flag Warning - Large Fires | 2055 | 1.5181e-08 | 7.8503 | 0.92702 | 4.3664 | 2.5569 | 0 | 4.1563e-05 | 1.1918e-07 | 0 | 1.1918e-07 | 6.5644e-09 | 3.537e-07 | 0 | 3.537e-07 | 0 | 0 | 0 | 0 | 0 | 0 | [17 empty] | 7.3.3.17.5 (Remote Grid) Updates to grid topology to minimize risk of ignition in HFTDs Remote GridWLDFREquipment / facility failureAggregated | WLDFR | HFTD - Distribution - Tier 2 - 3QU CoRE ¦ 5QU LoRE | Non-Red Flag Warning - Large Fires | Equipment / facility failure | Aggregated | 2059 | 1.4957e-06 | 715.8465 | 0.0010707 | 2059 | Mitigation | 0.95 | 45 | 0 | esc | 0.00097009 | 1.451e-09 | 0.00097009 | 1.451e-09
[79 empty] | WLDFR | HFTD - Distribution - Tier 3 - 5QU CoRE ¦ 1QU LoRE | Red Flag Warning - Large Fires | 2056 | 1.5181e-08 | 7.8503 | 0.92702 | 4.3664 | 2.5569 | 0 | 4.1563e-05 | 1.1918e-07 | 0 | 1.1918e-07 | 6.5644e-09 | 3.5362e-07 | 0 | 3.5362e-07 | 2.882e-06 | 0 | 2.882e-06 | 0 | 0 | 0 | [17 empty] | 7.3.3.17.5 (Remote Grid) Updates to grid topology to minimize risk of ignition in HFTDs Remote GridWLDFREquipment / facility failureAggregated | WLDFR | HFTD - Distribution - Tier 2 - 3QU CoRE ¦ 5QU LoRE | Non-Red Flag Warning - Large Fires | Equipment / facility failure | Aggregated | 2060 | 1.4957e-06 | 715.8465 | 0.0010707 | 2060 | Mitigation | 0.95 | 45 | 0 | esc | 0.00097009 | 1.451e-09 | 0.00097009 | 1.451e-09
[79 empty] | WLDFR | HFTD - Distribution - Tier 3 - 5QU CoRE ¦ 1QU LoRE | Red Flag Warning - Large Fires | 2057 | 1.5181e-08 | 7.8503 | 0.92702 | 4.3664 | 2.5569 | 0 | 4.1563e-05 | 1.1918e-07 | 0 | 1.1918e-07 | 6.5644e-09 | 3.6501e-07 | 0 | 3.6501e-07 | 2.9748e-06 | 0 | 2.9748e-06 | 6.5209e-06 | 0 | 6.5209e-06 | [17 empty] | 7.3.3.17.5 (Remote Grid) Updates to grid topology to minimize risk of ignition in HFTDs Remote GridWLDFREquipment / facility failureAggregated | WLDFR | HFTD - Distribution - Tier 2 - 3QU CoRE ¦ 5QU LoRE | Non-Red Flag Warning - Large Fires | Equipment / facility failure | Aggregated | 2061 | 1.4957e-06 | 715.8465 | 0.0010707 | 2061 | Mitigation | 0.95 | 45 | 0 | esc | 0.00097009 | 1.451e-09 | 0.00097009 | 1.451e-09
[79 empty] | WLDFR | HFTD - Distribution - Tier 3 - 5QU CoRE ¦ 1QU LoRE | Red Flag Warning - Large Fires | 2058 | 1.5181e-08 | 8.3524 | 0.96727 | 4.6367 | 2.7484 | 0 | 4.1563e-05 | 1.268e-07 | 0 | 1.268e-07 | 6.8702e-09 | 3.6501e-07 | 0 | 3.6501e-07 | 2.9748e-06 | 0 | 2.9748e-06 | 6.5209e-06 | 0 | 6.5209e-06 | [17 empty] | 7.3.3.17.5 (Remote Grid) Updates to grid topology to minimize risk of ignition in HFTDs Remote GridWLDFREquipment / facility failureAggregated | WLDFR | HFTD - Distribution - Tier 2 - 3QU CoRE ¦ 5QU LoRE | Non-Red Flag Warning - Large Fires | Equipment / facility failure | Aggregated | 2062 | 1.4957e-06 | 715.8465 | 0.0010707 | 2062 | Mitigation | 0.95 | 45 | 0 | esc | 0.00097009 | 1.451e-09 | 0.00097009 | 1.451e-09
[79 empty] | WLDFR | HFTD - Distribution - Tier 3 - 5QU CoRE ¦ 1QU LoRE | Red Flag Warning - Large Fires | 2059 | 1.5181e-08 | 8.3524 | 0.96727 | 4.6367 | 2.7484 | 0 | 4.1563e-05 | 1.268e-07 | 0 | 1.268e-07 | 6.8702e-09 | 3.6501e-07 | 0 | 3.6501e-07 | 2.9748e-06 | 0 | 2.9748e-06 | 6.5209e-06 | 0 | 6.5209e-06 | [17 empty] | 7.3.3.17.5 (Remote Grid) Updates to grid topology to minimize risk of ignition in HFTDs Remote GridWLDFREquipment / facility failureAggregated | WLDFR | HFTD - Distribution - Tier 2 - 3QU CoRE ¦ 5QU LoRE | Non-Red Flag Warning - Large Fires | Equipment / facility failure | Aggregated | 2063 | 1.4957e-06 | 715.8465 | 0.0010707 | 2063 | Mitigation | 0.95 | 45 | 0 | esc | 0.00097009 | 1.451e-09 | 0.00097009 | 1.451e-09
[79 empty] | WLDFR | HFTD - Distribution - Tier 3 - 5QU CoRE ¦ 1QU LoRE | Red Flag Warning - Large Fires | 2060 | 1.5181e-08 | 8.3524 | 0.96727 | 4.6367 | 2.7484 | 0 | 4.1563e-05 | 1.268e-07 | 0 | 1.268e-07 | 6.8702e-09 | 3.6501e-07 | 0 | 3.6501e-07 | 2.9748e-06 | 0 | 2.9748e-06 | 6.5209e-06 | 0 | 6.5209e-06 | [17 empty] | 7.3.3.17.5 (Remote Grid) Updates to grid topology to minimize risk of ignition in HFTDs Remote GridWLDFREquipment / facility failureAggregated | WLDFR | HFTD - Distribution - Tier 2 - 3QU CoRE ¦ 5QU LoRE | Non-Red Flag Warning - Large Fires | Equipment / facility failure | Aggregated | 2064 | 1.4957e-06 | 715.8465 | 0.0010707 | 2064 | Mitigation | 0.95 | 45 | 0 | esc | 0.00097009 | 1.451e-09 | 0.00097009 | 1.451e-09
[79 empty] | WLDFR | HFTD - Distribution - Tier 3 - 5QU CoRE ¦ 1QU LoRE | Red Flag Warning - Large Fires | 2061 | 1.5181e-08 | 8.3524 | 0.96727 | 4.6367 | 2.7484 | 0 | 4.1563e-05 | 1.268e-07 | 0 | 1.268e-07 | 6.8702e-09 | 3.6501e-07 | 0 | 3.6501e-07 | 2.9748e-06 | 0 | 2.9748e-06 | 6.5209e-06 | 0 | 6.5209e-06 | [17 empty] | 7.3.3.17.5 (Remote Grid) Updates to grid topology to minimize risk of ignition in HFTDs Remote GridWLDFREquipment / facility failureAggregated | WLDFR | HFTD - Distribution - Tier 2 - 3QU CoRE ¦ 5QU LoRE | Non-Red Flag Warning - Large Fires | Equipment / facility failure | Aggregated | 2065 | 1.4957e-06 | 715.8465 | 0.0010707 | 2065 | Mitigation | 0.95 | 45 | 0 | esc | 0.00097009 | 1.451e-09 | 0.00097009 | 1.451e-09
[79 empty] | WLDFR | HFTD - Distribution - Tier 3 - 5QU CoRE ¦ 1QU LoRE | Red Flag Warning - Large Fires | 2062 | 1.5181e-08 | 8.3524 | 0.96727 | 4.6367 | 2.7484 | 0 | 4.1563e-05 | 1.268e-07 | 0 | 1.268e-07 | 6.8702e-09 | 3.7952e-07 | 0 | 3.7952e-07 | 3.0931e-06 | 0 | 3.0931e-06 | 6.7802e-06 | 0 | 6.7802e-06 | [17 empty] | 7.3.3.17.5 (Remote Grid) Updates to grid topology to minimize risk of ignition in HFTDs Remote GridWLDFREquipment / facility failureAggregated | WLDFR | HFTD - Distribution - Tier 2 - 3QU CoRE ¦ 5QU LoRE | Non-Red Flag Warning - Large Fires | Equipment / facility failure | Aggregated | 2066 | 1.4957e-06 | 715.8465 | 0.0010707 | 2066 | Mitigation | 0.95 | 45 | 0 | esc | 0.00097009 | 1.451e-09 | 0.00097009 | 1.451e-09
[79 empty] | WLDFR | HFTD - Distribution - Tier 3 - 5QU CoRE ¦ 1QU LoRE | Red Flag Warning - Large Fires | 2063 | 1.5181e-08 | 8.872 | 1.0079 | 4.9153 | 2.9488 | 0 | 4.1563e-05 | 1.3469e-07 | 0 | 1.3469e-07 | 7.1783e-09 | 3.7952e-07 | 0 | 3.7952e-07 | 3.0931e-06 | 0 | 3.0931e-06 | 6.7802e-06 | 0 | 6.7802e-06 | [17 empty] | 7.3.3.17.5 (Remote Grid) Updates to grid topology to minimize risk of ignition in HFTDs Remote GridWLDFREquipment / facility failureAggregated | WLDFR | HFTD - Distribution - Tier 2 - 3QU CoRE ¦ 5QU LoRE | Non-Red Flag Warning - Large Fires | Equipment / facility failure | Aggregated | 2067 | 1.4957e-06 | 715.8465 | 0.0010707 | 2067 | Mitigation | 0.95 | 45 | 0 | esc | 0 | 0 | 0.00097009 | 1.451e-09
[79 empty] | WLDFR | HFTD - Distribution - Tier 3 - 5QU CoRE ¦ 1QU LoRE | Red Flag Warning - Large Fires | 2064 | 1.5181e-08 | 8.872 | 1.0079 | 4.9153 | 2.9488 | 0 | 4.1563e-05 | 1.3469e-07 | 0 | 1.3469e-07 | 7.1783e-09 | 3.7952e-07 | 0 | 3.7952e-07 | 3.0931e-06 | 0 | 3.0931e-06 | 6.7802e-06 | 0 | 6.7802e-06 | [17 empty] | 7.3.3.17.5 (Remote Grid) Updates to grid topology to minimize risk of ignition in HFTDs Remote GridWLDFRVegetation ContactAggregated | WLDFR | HFTD - Distribution - Tier 2 - 3QU CoRE ¦ 5QU LoRE | Non-Red Flag Warning - Large Fires | Vegetation Contact | Aggregated | 2022 | 5.2078e-06 | 715.8465 | 0.003728 | 2022 | Mitigation | 0.95 | 45 | 0 | esc | 0.00097009 | 5.052e-09 | 0 | 0
[79 empty] | WLDFR | HFTD - Distribution - Tier 3 - 5QU CoRE ¦ 1QU LoRE | Red Flag Warning - Large Fires | 2065 | 1.5181e-08 | 8.872 | 1.0079 | 4.9153 | 2.9488 | 0 | 4.1563e-05 | 1.3469e-07 | 0 | 1.3469e-07 | 7.1783e-09 | 3.7952e-07 | 0 | 3.7952e-07 | 3.0931e-06 | 0 | 3.0931e-06 | 6.7802e-06 | 0 | 6.7802e-06 | [17 empty] | 7.3.3.17.5 (Remote Grid) Updates to grid topology to minimize risk of ignition in HFTDs Remote GridWLDFRVegetation ContactAggregated | WLDFR | HFTD - Distribution - Tier 2 - 3QU CoRE ¦ 5QU LoRE | Non-Red Flag Warning - Large Fires | Vegetation Contact | Aggregated | 2023 | 5.2078e-06 | 715.8465 | 0.003728 | 2023 | Mitigation | 0.95 | 45 | 0 | esc | 0.00097009 | 5.052e-09 | 0.00097009 | 5.052e-09
[79 empty] | WLDFR | HFTD - Distribution - Tier 3 - 5QU CoRE ¦ 1QU LoRE | Red Flag Warning - Large Fires | 2066 | 1.5181e-08 | 8.872 | 1.0079 | 4.9153 | 2.9488 | 0 | 4.1563e-05 | 1.3469e-07 | 0 | 1.3469e-07 | 7.1783e-09 | 3.7952e-07 | 0 | 3.7952e-07 | 3.0931e-06 | 0 | 3.0931e-06 | 6.7802e-06 | 0 | 6.7802e-06 | [17 empty] | 7.3.3.17.5 (Remote Grid) Updates to grid topology to minimize risk of ignition in HFTDs Remote GridWLDFRVegetation ContactAggregated | WLDFR | HFTD - Distribution - Tier 2 - 3QU CoRE ¦ 5QU LoRE | Non-Red Flag Warning - Large Fires | Vegetation Contact | Aggregated | 2024 | 5.2078e-06 | 715.8465 | 0.003728 | 2024 | Mitigation | 0.95 | 45 | 0 | esc | 0.00097009 | 5.052e-09 | 0.00097009 | 5.052e-09
[79 empty] | WLDFR | HFTD - Distribution - Tier 3 - 5QU CoRE ¦ 1QU LoRE | Red Flag Warning - Small Fires | 2022 | 4.7133e-07 | 0.077901 | 0.036425 | 0.0015809 | 0.039895 | 0 | 0.0012904 | 3.6717e-08 | 0 | 3.6717e-08 | 2.0741e-07 | 3.9589e-07 | 0 | 3.9589e-07 | 3.2265e-06 | 0 | 3.2265e-06 | 7.0725e-06 | 0 | 7.0725e-06 | [17 empty] | 7.3.3.17.5 (Remote Grid) Updates to grid topology to minimize risk of ignition in HFTDs Remote GridWLDFRVegetation ContactAggregated | WLDFR | HFTD - Distribution - Tier 2 - 3QU CoRE ¦ 5QU LoRE | Non-Red Flag Warning - Large Fires | Vegetation Contact | Aggregated | 2025 | 5.2078e-06 | 715.8465 | 0.003728 | 2025 | Mitigation | 0.95 | 45 | 0 | esc | 0.00097009 | 5.052e-09 | 0.00097009 | 5.052e-09
[79 empty] | WLDFR | HFTD - Distribution - Tier 3 - 5QU CoRE ¦ 1QU LoRE | Red Flag Warning - Small Fires | 2023 | 4.7133e-07 | 0.080408 | 0.03759 | 0.0016314 | 0.041187 | 0 | 0.0012904 | 3.7899e-08 | 0 | 3.7899e-08 | 2.1481e-07 | 3.9589e-07 | 0 | 3.9589e-07 | 3.2265e-06 | 0 | 3.2265e-06 | 7.0725e-06 | 0 | 7.0725e-06 | [17 empty] | 7.3.3.17.5 (Remote Grid) Updates to grid topology to minimize risk of ignition in HFTDs Remote GridWLDFRVegetation ContactAggregated | WLDFR | HFTD - Distribution - Tier 2 - 3QU CoRE ¦ 5QU LoRE | Non-Red Flag Warning - Large Fires | Vegetation Contact | Aggregated | 2026 | 5.2078e-06 | 715.8465 | 0.003728 | 2026 | Mitigation | 0.95 | 45 | 0 | esc | 0.00097009 | 5.052e-09 | 0.00097009 | 5.052e-09
[79 empty] | WLDFR | HFTD - Distribution - Tier 3 - 5QU CoRE ¦ 1QU LoRE | Red Flag Warning - Small Fires | 2024 | 4.7133e-07 | 0.080408 | 0.03759 | 0.0016314 | 0.041187 | 0 | 0.0012904 | 3.7899e-08 | 0 | 3.7899e-08 | 2.1481e-07 | 3.9589e-07 | 0 | 3.9589e-07 | 3.2265e-06 | 0 | 3.2265e-06 | 7.0725e-06 | 0 | 7.0725e-06 | [17 empty] | 7.3.3.17.5 (Remote Grid) Updates to grid topology to minimize risk of ignition in HFTDs Remote GridWLDFRVegetation ContactAggregated | WLDFR | HFTD - Distribution - Tier 2 - 3QU CoRE ¦ 5QU LoRE | Non-Red Flag Warning - Large Fires | Vegetation Contact | Aggregated | 2027 | 5.2078e-06 | 715.8465 | 0.003728 | 2027 | Mitigation | 0.95 | 45 | 0 | esc | 0.00097009 | 5.052e-09 | 0.00097009 | 5.052e-09
[79 empty] | WLDFR | HFTD - Distribution - Tier 3 - 5QU CoRE ¦ 1QU LoRE | Red Flag Warning - Small Fires | 2025 | 4.7133e-07 | 0.080408 | 0.03759 | 0.0016314 | 0.041187 | 0 | 0.0012904 | 3.7899e-08 | 0 | 3.7899e-08 | 2.1481e-07 | 3.9589e-07 | 0 | 3.9589e-07 | 3.2265e-06 | 0 | 3.2265e-06 | 7.0725e-06 | 0 | 7.0725e-06 | [17 empty] | 7.3.3.17.5 (Remote Grid) Updates to grid topology to minimize risk of ignition in HFTDs Remote GridWLDFRVegetation ContactAggregated | WLDFR | HFTD - Distribution - Tier 2 - 3QU CoRE ¦ 5QU LoRE | Non-Red Flag Warning - Large Fires | Vegetation Contact | Aggregated | 2028 | 5.2078e-06 | 715.8465 | 0.003728 | 2028 | Mitigation | 0.95 | 45 | 0 | esc | 0.00097009 | 5.052e-09 | 0.00097009 | 5.052e-09
[79 empty] | WLDFR | HFTD - Distribution - Tier 3 - 5QU CoRE ¦ 1QU LoRE | Red Flag Warning - Small Fires | 2026 | 4.7133e-07 | 0.080408 | 0.03759 | 0.0016314 | 0.041187 | 0 | 0.0012904 | 3.7899e-08 | 0 | 3.7899e-08 | 2.1481e-07 | 3.9589e-07 | 0 | 3.9589e-07 | 3.2265e-06 | 0 | 3.2265e-06 | 7.0725e-06 | 0 | 7.0725e-06 | [17 empty] | 7.3.3.17.5 (Remote Grid) Updates to grid topology to minimize risk of ignition in HFTDs Remote GridWLDFRVegetation ContactAggregated | WLDFR | HFTD - Distribution - Tier 2 - 3QU CoRE ¦ 5QU LoRE | Non-Red Flag Warning - Large Fires | Vegetation Contact | Aggregated | 2029 | 5.2078e-06 | 715.8465 | 0.003728 | 2029 | Mitigation | 0.95 | 45 | 0 | esc | 0.00097009 | 5.052e-09 | 0.00097009 | 5.052e-09
[79 empty] | WLDFR | HFTD - Distribution - Tier 3 - 5QU CoRE ¦ 1QU LoRE | Red Flag Warning - Small Fires | 2027 | 4.7133e-07 | 0.080408 | 0.03759 | 0.0016314 | 0.041187 | 0 | 0.0012904 | 3.7899e-08 | 0 | 3.7899e-08 | 2.1481e-07 | 4.1392e-07 | 0 | 4.1392e-07 | 3.3735e-06 | 0 | 3.3735e-06 | 7.3947e-06 | 0 | 7.3947e-06 | [17 empty] | 7.3.3.17.5 (Remote Grid) Updates to grid topology to minimize risk of ignition in HFTDs Remote GridWLDFRVegetation ContactAggregated | WLDFR | HFTD - Distribution - Tier 2 - 3QU CoRE ¦ 5QU LoRE | Non-Red Flag Warning - Large Fires | Vegetation Contact | Aggregated | 2030 | 5.2078e-06 | 715.8465 | 0.003728 | 2030 | Mitigation | 0.95 | 45 | 0 | esc | 0.00097009 | 5.052e-09 | 0.00097009 | 5.052e-09
[79 empty] | WLDFR | HFTD - Distribution - Tier 3 - 5QU CoRE ¦ 1QU LoRE | Red Flag Warning - Small Fires | 2028 | 4.7133e-07 | 0.083606 | 0.039055 | 0.001695 | 0.042856 | 0 | 0.0012904 | 3.9406e-08 | 0 | 3.9406e-08 | 2.2412e-07 | 4.1392e-07 | 0 | 4.1392e-07 | 3.3735e-06 | 0 | 3.3735e-06 | 7.3947e-06 | 0 | 7.3947e-06 | [17 empty] | 7.3.3.17.5 (Remote Grid) Updates to grid topology to minimize risk of ignition in HFTDs Remote GridWLDFRVegetation ContactAggregated | WLDFR | HFTD - Distribution - Tier 2 - 3QU CoRE ¦ 5QU LoRE | Non-Red Flag Warning - Large Fires | Vegetation Contact | Aggregated | 2031 | 5.2078e-06 | 715.8465 | 0.003728 | 2031 | Mitigation | 0.95 | 45 | 0 | esc | 0.00097009 | 5.052e-09 | 0.00097009 | 5.052e-09
[79 empty] | WLDFR | HFTD - Distribution - Tier 3 - 5QU CoRE ¦ 1QU LoRE | Red Flag Warning - Small Fires | 2029 | 4.7133e-07 | 0.083606 | 0.039055 | 0.001695 | 0.042856 | 0 | 0.0012904 | 3.9406e-08 | 0 | 3.9406e-08 | 2.2412e-07 | 4.1392e-07 | 0 | 4.1392e-07 | 3.3735e-06 | 0 | 3.3735e-06 | 7.3947e-06 | 0 | 7.3947e-06 | [17 empty] | 7.3.3.17.5 (Remote Grid) Updates to grid topology to minimize risk of ignition in HFTDs Remote GridWLDFRVegetation ContactAggregated | WLDFR | HFTD - Distribution - Tier 2 - 3QU CoRE ¦ 5QU LoRE | Non-Red Flag Warning - Large Fires | Vegetation Contact | Aggregated | 2032 | 5.2078e-06 | 715.8465 | 0.003728 | 2032 | Mitigation | 0.95 | 45 | 0 | esc | 0.00097009 | 5.052e-09 | 0.00097009 | 5.052e-09
[79 empty] | WLDFR | HFTD - Distribution - Tier 3 - 5QU CoRE ¦ 1QU LoRE | Red Flag Warning - Small Fires | 2030 | 4.7133e-07 | 0.083606 | 0.039055 | 0.001695 | 0.042856 | 0 | 0.0012904 | 3.9406e-08 | 0 | 3.9406e-08 | 2.2412e-07 | 4.1392e-07 | 0 | 4.1392e-07 | 3.3735e-06 | 0 | 3.3735e-06 | 7.3947e-06 | 0 | 7.3947e-06 | [17 empty] | 7.3.3.17.5 (Remote Grid) Updates to grid topology to minimize risk of ignition in HFTDs Remote GridWLDFRVegetation ContactAggregated | WLDFR | HFTD - Distribution - Tier 2 - 3QU CoRE ¦ 5QU LoRE | Non-Red Flag Warning - Large Fires | Vegetation Contact | Aggregated | 2033 | 5.2078e-06 | 715.8465 | 0.003728 | 2033 | Mitigation | 0.95 | 45 | 0 | esc | 0.00097009 | 5.052e-09 | 0.00097009 | 5.052e-09
[79 empty] | WLDFR | HFTD - Distribution - Tier 3 - 5QU CoRE ¦ 1QU LoRE | Red Flag Warning - Small Fires | 2031 | 4.7133e-07 | 0.083606 | 0.039055 | 0.001695 | 0.042856 | 0 | 0.0012904 | 3.9406e-08 | 0 | 3.9406e-08 | 2.2412e-07 | 4.1392e-07 | 0 | 4.1392e-07 | 3.3735e-06 | 0 | 3.3735e-06 | 7.3947e-06 | 0 | 7.3947e-06 | [17 empty] | 7.3.3.17.5 (Remote Grid) Updates to grid topology to minimize risk of ignition in HFTDs Remote GridWLDFRVegetation ContactAggregated | WLDFR | HFTD - Distribution - Tier 2 - 3QU CoRE ¦ 5QU LoRE | Non-Red Flag Warning - Large Fires | Vegetation Contact | Aggregated | 2034 | 5.2078e-06 | 715.8465 | 0.003728 | 2034 | Mitigation | 0.95 | 45 | 0 | esc | 0.00097009 | 5.052e-09 | 0.00097009 | 5.052e-09
[79 empty] | WLDFR | HFTD - Distribution - Tier 3 - 5QU CoRE ¦ 1QU LoRE | Red Flag Warning - Small Fires | 2032 | 4.7133e-07 | 0.083606 | 0.039055 | 0.001695 | 0.042856 | 0 | 0.0012904 | 3.9406e-08 | 0 | 3.9406e-08 | 2.2412e-07 | 4.3345e-07 | 0 | 4.3345e-07 | 3.5326e-06 | 0 | 3.5326e-06 | 7.7436e-06 | 0 | 7.7436e-06 | [17 empty] | 7.3.3.17.5 (Remote Grid) Updates to grid topology to minimize risk of ignition in HFTDs Remote GridWLDFRVegetation ContactAggregated | WLDFR | HFTD - Distribution - Tier 2 - 3QU CoRE ¦ 5QU LoRE | Non-Red Flag Warning - Large Fires | Vegetation Contact | Aggregated | 2035 | 5.2078e-06 | 715.8465 | 0.003728 | 2035 | Mitigation | 0.95 | 45 | 0 | esc | 0.00097009 | 5.052e-09 | 0.00097009 | 5.052e-09
[79 empty] | WLDFR | HFTD - Distribution - Tier 3 - 5QU CoRE ¦ 1QU LoRE | Red Flag Warning - Small Fires | 2033 | 4.7133e-07 | 0.087211 | 0.040679 | 0.0017655 | 0.044766 | 0 | 0.0012904 | 4.1105e-08 | 0 | 4.1105e-08 | 2.3447e-07 | 4.3345e-07 | 0 | 4.3345e-07 | 3.5326e-06 | 0 | 3.5326e-06 | 7.7436e-06 | 0 | 7.7436e-06 | [17 empty] | 7.3.3.17.5 (Remote Grid) Updates to grid topology to minimize risk of ignition in HFTDs Remote GridWLDFRVegetation ContactAggregated | WLDFR | HFTD - Distribution - Tier 2 - 3QU CoRE ¦ 5QU LoRE | Non-Red Flag Warning - Large Fires | Vegetation Contact | Aggregated | 2036 | 5.2078e-06 | 715.8465 | 0.003728 | 2036 | Mitigation | 0.95 | 45 | 0 | esc | 0.00097009 | 5.052e-09 | 0.00097009 | 5.052e-09
[79 empty] | WLDFR | HFTD - Distribution - Tier 3 - 5QU CoRE ¦ 1QU LoRE | Red Flag Warning - Small Fires | 2034 | 4.7133e-07 | 0.087211 | 0.040679 | 0.0017655 | 0.044766 | 0 | 0.0012904 | 4.1105e-08 | 0 | 4.1105e-08 | 2.3447e-07 | 4.3345e-07 | 0 | 4.3345e-07 | 3.5326e-06 | 0 | 3.5326e-06 | 7.7436e-06 | 0 | 7.7436e-06 | [17 empty] | 7.3.3.17.5 (Remote Grid) Updates to grid topology to minimize risk of ignition in HFTDs Remote GridWLDFRVegetation ContactAggregated | WLDFR | HFTD - Distribution - Tier 2 - 3QU CoRE ¦ 5QU LoRE | Non-Red Flag Warning - Large Fires | Vegetation Contact | Aggregated | 2037 | 5.2078e-06 | 715.8465 | 0.003728 | 2037 | Mitigation | 0.95 | 45 | 0 | esc | 0.00097009 | 5.052e-09 | 0.00097009 | 5.052e-09
[79 empty] | WLDFR | HFTD - Distribution - Tier 3 - 5QU CoRE ¦ 1QU LoRE | Red Flag Warning - Small Fires | 2035 | 4.7133e-07 | 0.087211 | 0.040679 | 0.0017655 | 0.044766 | 0 | 0.0012904 | 4.1105e-08 | 0 | 4.1105e-08 | 2.3447e-07 | 4.3345e-07 | 0 | 4.3345e-07 | 3.5326e-06 | 0 | 3.5326e-06 | 7.7436e-06 | 0 | 7.7436e-06 | [17 empty] | 7.3.3.17.5 (Remote Grid) Updates to grid topology to minimize risk of ignition in HFTDs Remote GridWLDFRVegetation ContactAggregated | WLDFR | HFTD - Distribution - Tier 2 - 3QU CoRE ¦ 5QU LoRE | Non-Red Flag Warning - Large Fires | Vegetation Contact | Aggregated | 2038 | 5.2078e-06 | 715.8465 | 0.003728 | 2038 | Mitigation | 0.95 | 45 | 0 | esc | 0.00097009 | 5.052e-09 | 0.00097009 | 5.052e-09
[79 empty] | WLDFR | HFTD - Distribution - Tier 3 - 5QU CoRE ¦ 1QU LoRE | Red Flag Warning - Small Fires | 2036 | 4.7133e-07 | 0.087211 | 0.040679 | 0.0017655 | 0.044766 | 0 | 0.0012904 | 4.1105e-08 | 0 | 4.1105e-08 | 2.3447e-07 | 4.3345e-07 | 0 | 4.3345e-07 | 3.5326e-06 | 0 | 3.5326e-06 | 7.7436e-06 | 0 | 7.7436e-06 | [17 empty] | 7.3.3.17.5 (Remote Grid) Updates to grid topology to minimize risk of ignition in HFTDs Remote GridWLDFRVegetation ContactAggregated | WLDFR | HFTD - Distribution - Tier 2 - 3QU CoRE ¦ 5QU LoRE | Non-Red Flag Warning - Large Fires | Vegetation Contact | Aggregated | 2039 | 5.2078e-06 | 715.8465 | 0.003728 | 2039 | Mitigation | 0.95 | 45 | 0 | esc | 0.00097009 | 5.052e-09 | 0.00097009 | 5.052e-09
[79 empty] | WLDFR | HFTD - Distribution - Tier 3 - 5QU CoRE ¦ 1QU LoRE | Red Flag Warning - Small Fires | 2037 | 4.7133e-07 | 0.087211 | 0.040679 | 0.0017655 | 0.044766 | 0 | 0.0012904 | 4.1105e-08 | 0 | 4.1105e-08 | 2.3447e-07 | 4.5427e-07 | 0 | 4.5427e-07 | 3.7023e-06 | 0 | 3.7023e-06 | 8.1155e-06 | 0 | 8.1155e-06 | [17 empty] | 7.3.3.17.5 (Remote Grid) Updates to grid topology to minimize risk of ignition in HFTDs Remote GridWLDFRVegetation ContactAggregated | WLDFR | HFTD - Distribution - Tier 2 - 3QU CoRE ¦ 5QU LoRE | Non-Red Flag Warning - Large Fires | Vegetation Contact | Aggregated | 2040 | 5.2078e-06 | 715.8465 | 0.003728 | 2040 | Mitigation | 0.95 | 45 | 0 | esc | 0.00097009 | 5.052e-09 | 0.00097009 | 5.052e-09
[79 empty] | WLDFR | HFTD - Distribution - Tier 3 - 5QU CoRE ¦ 1QU LoRE | Red Flag Warning - Small Fires | 2038 | 4.7133e-07 | 0.091184 | 0.042438 | 0.0018418 | 0.046905 | 0 | 0.0012904 | 4.2978e-08 | 0 | 4.2978e-08 | 2.457e-07 | 4.5427e-07 | 0 | 4.5427e-07 | 3.7023e-06 | 0 | 3.7023e-06 | 8.1155e-06 | 0 | 8.1155e-06 | [17 empty] | 7.3.3.17.5 (Remote Grid) Updates to grid topology to minimize risk of ignition in HFTDs Remote GridWLDFRVegetation ContactAggregated | WLDFR | HFTD - Distribution - Tier 2 - 3QU CoRE ¦ 5QU LoRE | Non-Red Flag Warning - Large Fires | Vegetation Contact | Aggregated | 2041 | 5.2078e-06 | 715.8465 | 0.003728 | 2041 | Mitigation | 0.95 | 45 | 0 | esc | 0.00097009 | 5.052e-09 | 0.00097009 | 5.052e-09
[79 empty] | WLDFR | HFTD - Distribution - Tier 3 - 5QU CoRE ¦ 1QU LoRE | Red Flag Warning - Small Fires | 2039 | 4.7133e-07 | 0.091184 | 0.042438 | 0.0018418 | 0.046905 | 0 | 0.0012904 | 4.2978e-08 | 0 | 4.2978e-08 | 2.457e-07 | 4.5427e-07 | 0 | 4.5427e-07 | 3.7023e-06 | 0 | 3.7023e-06 | 8.1155e-06 | 0 | 8.1155e-06 | [17 empty] | 7.3.3.17.5 (Remote Grid) Updates to grid topology to minimize risk of ignition in HFTDs Remote GridWLDFRVegetation ContactAggregated | WLDFR | HFTD - Distribution - Tier 2 - 3QU CoRE ¦ 5QU LoRE | Non-Red Flag Warning - Large Fires | Vegetation Contact | Aggregated | 2042 | 5.2078e-06 | 715.8465 | 0.003728 | 2042 | Mitigation | 0.95 | 45 | 0 | esc | 0.00097009 | 5.052e-09 | 0.00097009 | 5.052e-09
[79 empty] | WLDFR | HFTD - Distribution - Tier 3 - 5QU CoRE ¦ 1QU LoRE | Red Flag Warning - Small Fires | 2040 | 4.7133e-07 | 0.091184 | 0.042438 | 0.0018418 | 0.046905 | 0 | 0.0012904 | 4.2978e-08 | 0 | 4.2978e-08 | 2.457e-07 | 4.5427e-07 | 0 | 4.5427e-07 | 3.7023e-06 | 0 | 3.7023e-06 | 8.1155e-06 | 0 | 8.1155e-06 | [17 empty] | 7.3.3.17.5 (Remote Grid) Updates to grid topology to minimize risk of ignition in HFTDs Remote GridWLDFRVegetation ContactAggregated | WLDFR | HFTD - Distribution - Tier 2 - 3QU CoRE ¦ 5QU LoRE | Non-Red Flag Warning - Large Fires | Vegetation Contact | Aggregated | 2043 | 5.2078e-06 | 715.8465 | 0.003728 | 2043 | Mitigation | 0.95 | 45 | 0 | esc | 0.00097009 | 5.052e-09 | 0.00097009 | 5.052e-09
[79 empty] | WLDFR | HFTD - Distribution - Tier 3 - 5QU CoRE ¦ 1QU LoRE | Red Flag Warning - Small Fires | 2041 | 4.7133e-07 | 0.091184 | 0.042438 | 0.0018418 | 0.046905 | 0 | 0.0012904 | 4.2978e-08 | 0 | 4.2978e-08 | 2.457e-07 | 4.5427e-07 | 0 | 4.5427e-07 | 3.7023e-06 | 0 | 3.7023e-06 | 8.1155e-06 | 0 | 8.1155e-06 | [17 empty] | 7.3.3.17.5 (Remote Grid) Updates to grid topology to minimize risk of ignition in HFTDs Remote GridWLDFRVegetation ContactAggregated | WLDFR | HFTD - Distribution - Tier 2 - 3QU CoRE ¦ 5QU LoRE | Non-Red Flag Warning - Large Fires | Vegetation Contact | Aggregated | 2044 | 5.2078e-06 | 715.8465 | 0.003728 | 2044 | Mitigation | 0.95 | 45 | 0 | esc | 0.00097009 | 5.052e-09 | 0.00097009 | 5.052e-09
[79 empty] | WLDFR | HFTD - Distribution - Tier 3 - 5QU CoRE ¦ 1QU LoRE | Red Flag Warning - Small Fires | 2042 | 4.7133e-07 | 0.091184 | 0.042438 | 0.0018418 | 0.046905 | 0 | 0.0012904 | 4.2978e-08 | 0 | 4.2978e-08 | 2.457e-07 | 4.7616e-07 | 0 | 4.7616e-07 | 3.8807e-06 | 0 | 3.8807e-06 | 8.5066e-06 | 0 | 8.5066e-06 | [17 empty] | 7.3.3.17.5 (Remote Grid) Updates to grid topology to minimize risk of ignition in HFTDs Remote GridWLDFRVegetation ContactAggregated | WLDFR | HFTD - Distribution - Tier 2 - 3QU CoRE ¦ 5QU LoRE | Non-Red Flag Warning - Large Fires | Vegetation Contact | Aggregated | 2045 | 5.2078e-06 | 715.8465 | 0.003728 | 2045 | Mitigation | 0.95 | 45 | 0 | esc | 0.00097009 | 5.052e-09 | 0.00097009 | 5.052e-09
[79 empty] | WLDFR | HFTD - Distribution - Tier 3 - 5QU CoRE ¦ 1QU LoRE | Red Flag Warning - Small Fires | 2043 | 4.7133e-07 | 0.095486 | 0.044306 | 0.0019228 | 0.049257 | 0 | 0.0012904 | 4.5005e-08 | 0 | 4.5005e-08 | 2.5766e-07 | 4.7616e-07 | 0 | 4.7616e-07 | 3.8807e-06 | 0 | 3.8807e-06 | 8.5066e-06 | 0 | 8.5066e-06 | [17 empty] | 7.3.3.17.5 (Remote Grid) Updates to grid topology to minimize risk of ignition in HFTDs Remote GridWLDFRVegetation ContactAggregated | WLDFR | HFTD - Distribution - Tier 2 - 3QU CoRE ¦ 5QU LoRE | Non-Red Flag Warning - Large Fires | Vegetation Contact | Aggregated | 2046 | 5.2078e-06 | 715.8465 | 0.003728 | 2046 | Mitigation | 0.95 | 45 | 0 | esc | 0.00097009 | 5.052e-09 | 0.00097009 | 5.052e-09
[79 empty] | WLDFR | HFTD - Distribution - Tier 3 - 5QU CoRE ¦ 1QU LoRE | Red Flag Warning - Small Fires | 2044 | 4.7133e-07 | 0.095486 | 0.044306 | 0.0019228 | 0.049257 | 0 | 0.0012904 | 4.5005e-08 | 0 | 4.5005e-08 | 2.5766e-07 | 4.7616e-07 | 0 | 4.7616e-07 | 3.8807e-06 | 0 | 3.8807e-06 | 8.5066e-06 | 0 | 8.5066e-06 | [17 empty] | 7.3.3.17.5 (Remote Grid) Updates to grid topology to minimize risk of ignition in HFTDs Remote GridWLDFRVegetation ContactAggregated | WLDFR | HFTD - Distribution - Tier 2 - 3QU CoRE ¦ 5QU LoRE | Non-Red Flag Warning - Large Fires | Vegetation Contact | Aggregated | 2047 | 5.2078e-06 | 715.8465 | 0.003728 | 2047 | Mitigation | 0.95 | 45 | 0 | esc | 0.00097009 | 5.052e-09 | 0.00097009 | 5.052e-09
[79 empty] | WLDFR | HFTD - Distribution - Tier 3 - 5QU CoRE ¦ 1QU LoRE | Red Flag Warning - Small Fires | 2045 | 4.7133e-07 | 0.095486 | 0.044306 | 0.0019228 | 0.049257 | 0 | 0.0012904 | 4.5005e-08 | 0 | 4.5005e-08 | 2.5766e-07 | 4.7616e-07 | 0 | 4.7616e-07 | 3.8807e-06 | 0 | 3.8807e-06 | 8.5066e-06 | 0 | 8.5066e-06 | [17 empty] | 7.3.3.17.5 (Remote Grid) Updates to grid topology to minimize risk of ignition in HFTDs Remote GridWLDFRVegetation ContactAggregated | WLDFR | HFTD - Distribution - Tier 2 - 3QU CoRE ¦ 5QU LoRE | Non-Red Flag Warning - Large Fires | Vegetation Contact | Aggregated | 2048 | 5.2078e-06 | 715.8465 | 0.003728 | 2048 | Mitigation | 0.95 | 45 | 0 | esc | 0.00097009 | 5.052e-09 | 0.00097009 | 5.052e-09
[79 empty] | WLDFR | HFTD - Distribution - Tier 3 - 5QU CoRE ¦ 1QU LoRE | Red Flag Warning - Small Fires | 2046 | 4.7133e-07 | 0.095486 | 0.044306 | 0.0019228 | 0.049257 | 0 | 0.0012904 | 4.5005e-08 | 0 | 4.5005e-08 | 2.5766e-07 | 4.7616e-07 | 0 | 4.7616e-07 | 3.8807e-06 | 0 | 3.8807e-06 | 8.5066e-06 | 0 | 8.5066e-06 | [17 empty] | 7.3.3.17.5 (Remote Grid) Updates to grid topology to minimize risk of ignition in HFTDs Remote GridWLDFRVegetation ContactAggregated | WLDFR | HFTD - Distribution - Tier 2 - 3QU CoRE ¦ 5QU LoRE | Non-Red Flag Warning - Large Fires | Vegetation Contact | Aggregated | 2049 | 5.2078e-06 | 715.8465 | 0.003728 | 2049 | Mitigation | 0.95 | 45 | 0 | esc | 0.00097009 | 5.052e-09 | 0.00097009 | 5.052e-09
[79 empty] | WLDFR | HFTD - Distribution - Tier 3 - 5QU CoRE ¦ 1QU LoRE | Red Flag Warning - Small Fires | 2047 | 4.7133e-07 | 0.095486 | 0.044306 | 0.0019228 | 0.049257 | 0 | 0.0012904 | 4.5005e-08 | 0 | 4.5005e-08 | 2.5766e-07 | 4.9889e-07 | 0 | 4.9889e-07 | 4.066e-06 | 0 | 4.066e-06 | 8.9127e-06 | 0 | 8.9127e-06 | [17 empty] | 7.3.3.17.5 (Remote Grid) Updates to grid topology to minimize risk of ignition in HFTDs Remote GridWLDFRVegetation ContactAggregated | WLDFR | HFTD - Distribution - Tier 2 - 3QU CoRE ¦ 5QU LoRE | Non-Red Flag Warning - Large Fires | Vegetation Contact | Aggregated | 2050 | 5.2078e-06 | 715.8465 | 0.003728 | 2050 | Mitigation | 0.95 | 45 | 0 | esc | 0.00097009 | 5.052e-09 | 0.00097009 | 5.052e-09
[79 empty] | WLDFR | HFTD - Distribution - Tier 3 - 5QU CoRE ¦ 1QU LoRE | Red Flag Warning - Small Fires | 2048 | 4.7133e-07 | 0.10007 | 0.04626 | 0.0020076 | 0.051804 | 0 | 0.0012904 | 4.7167e-08 | 0 | 4.7167e-08 | 2.7018e-07 | 4.9889e-07 | 0 | 4.9889e-07 | 4.066e-06 | 0 | 4.066e-06 | 8.9127e-06 | 0 | 8.9127e-06 | [17 empty] | 7.3.3.17.5 (Remote Grid) Updates to grid topology to minimize risk of ignition in HFTDs Remote GridWLDFRVegetation ContactAggregated | WLDFR | HFTD - Distribution - Tier 2 - 3QU CoRE ¦ 5QU LoRE | Non-Red Flag Warning - Large Fires | Vegetation Contact | Aggregated | 2051 | 5.2078e-06 | 715.8465 | 0.003728 | 2051 | Mitigation | 0.95 | 45 | 0 | esc | 0.00097009 | 5.052e-09 | 0.00097009 | 5.052e-09
[79 empty] | WLDFR | HFTD - Distribution - Tier 3 - 5QU CoRE ¦ 1QU LoRE | Red Flag Warning - Small Fires | 2049 | 4.7133e-07 | 0.10007 | 0.04626 | 0.0020076 | 0.051804 | 0 | 0.0012904 | 4.7167e-08 | 0 | 4.7167e-08 | 2.7018e-07 | 4.9889e-07 | 0 | 4.9889e-07 | 4.066e-06 | 0 | 4.066e-06 | 8.9127e-06 | 0 | 8.9127e-06 | [17 empty] | 7.3.3.17.5 (Remote Grid) Updates to grid topology to minimize risk of ignition in HFTDs Remote GridWLDFRVegetation ContactAggregated | WLDFR | HFTD - Distribution - Tier 2 - 3QU CoRE ¦ 5QU LoRE | Non-Red Flag Warning - Large Fires | Vegetation Contact | Aggregated | 2052 | 5.2078e-06 | 715.8465 | 0.003728 | 2052 | Mitigation | 0.95 | 45 | 0 | esc | 0.00097009 | 5.052e-09 | 0.00097009 | 5.052e-09
[79 empty] | WLDFR | HFTD - Distribution - Tier 3 - 5QU CoRE ¦ 1QU LoRE | Red Flag Warning - Small Fires | 2050 | 4.7133e-07 | 0.10007 | 0.04626 | 0.0020076 | 0.051804 | 0 | 0.0012904 | 4.7167e-08 | 0 | 4.7167e-08 | 2.7018e-07 | 4.9889e-07 | 0 | 4.9889e-07 | 4.066e-06 | 0 | 4.066e-06 | 8.9127e-06 | 0 | 8.9127e-06 | [17 empty] | 7.3.3.17.5 (Remote Grid) Updates to grid topology to minimize risk of ignition in HFTDs Remote GridWLDFRVegetation ContactAggregated | WLDFR | HFTD - Distribution - Tier 2 - 3QU CoRE ¦ 5QU LoRE | Non-Red Flag Warning - Large Fires | Vegetation Contact | Aggregated | 2053 | 5.2078e-06 | 715.8465 | 0.003728 | 2053 | Mitigation | 0.95 | 45 | 0 | esc | 0.00097009 | 5.052e-09 | 0.00097009 | 5.052e-09
[79 empty] | WLDFR | HFTD - Distribution - Tier 3 - 5QU CoRE ¦ 1QU LoRE | Red Flag Warning - Small Fires | 2051 | 4.7133e-07 | 0.10007 | 0.04626 | 0.0020076 | 0.051804 | 0 | 0.0012904 | 4.7167e-08 | 0 | 4.7167e-08 | 2.7018e-07 | 4.9889e-07 | 0 | 4.9889e-07 | 4.066e-06 | 0 | 4.066e-06 | 8.9127e-06 | 0 | 8.9127e-06 | [17 empty] | 7.3.3.17.5 (Remote Grid) Updates to grid topology to minimize risk of ignition in HFTDs Remote GridWLDFRVegetation ContactAggregated | WLDFR | HFTD - Distribution - Tier 2 - 3QU CoRE ¦ 5QU LoRE | Non-Red Flag Warning - Large Fires | Vegetation Contact | Aggregated | 2054 | 5.2078e-06 | 715.8465 | 0.003728 | 2054 | Mitigation | 0.95 | 45 | 0 | esc | 0.00097009 | 5.052e-09 | 0.00097009 | 5.052e-09
[79 empty] | WLDFR | HFTD - Distribution - Tier 3 - 5QU CoRE ¦ 1QU LoRE | Red Flag Warning - Small Fires | 2052 | 4.7133e-07 | 0.10007 | 0.04626 | 0.0020076 | 0.051804 | 0 | 0.0012904 | 4.7167e-08 | 0 | 4.7167e-08 | 2.7018e-07 | 5.2221e-07 | 0 | 5.2221e-07 | 4.256e-06 | 0 | 4.256e-06 | 9.3292e-06 | 0 | 9.3292e-06 | [17 empty] | 7.3.3.17.5 (Remote Grid) Updates to grid topology to minimize risk of ignition in HFTDs Remote GridWLDFRVegetation ContactAggregated | WLDFR | HFTD - Distribution - Tier 2 - 3QU CoRE ¦ 5QU LoRE | Non-Red Flag Warning - Large Fires | Vegetation Contact | Aggregated | 2055 | 5.2078e-06 | 715.8465 | 0.003728 | 2055 | Mitigation | 0.95 | 45 | 0 | esc | 0.00097009 | 5.052e-09 | 0.00097009 | 5.052e-09
[79 empty] | WLDFR | HFTD - Distribution - Tier 3 - 5QU CoRE ¦ 1QU LoRE | Red Flag Warning - Small Fires | 2053 | 4.7133e-07 | 0.10489 | 0.048274 | 0.002095 | 0.054525 | 0 | 0.0012904 | 4.944e-08 | 0 | 4.944e-08 | 2.8311e-07 | 5.2221e-07 | 0 | 5.2221e-07 | 4.256e-06 | 0 | 4.256e-06 | 9.3292e-06 | 0 | 9.3292e-06 | [17 empty] | 7.3.3.17.5 (Remote Grid) Updates to grid topology to minimize risk of ignition in HFTDs Remote GridWLDFRVegetation ContactAggregated | WLDFR | HFTD - Distribution - Tier 2 - 3QU CoRE ¦ 5QU LoRE | Non-Red Flag Warning - Large Fires | Vegetation Contact | Aggregated | 2056 | 5.2078e-06 | 715.8465 | 0.003728 | 2056 | Mitigation | 0.95 | 45 | 0 | esc | 0.00097009 | 5.052e-09 | 0.00097009 | 5.052e-09
[79 empty] | WLDFR | HFTD - Distribution - Tier 3 - 5QU CoRE ¦ 1QU LoRE | Red Flag Warning - Small Fires | 2054 | 4.7133e-07 | 0.10489 | 0.048274 | 0.002095 | 0.054525 | 0 | 0.0012904 | 4.944e-08 | 0 | 4.944e-08 | 2.8311e-07 | 5.2221e-07 | 0 | 5.2221e-07 | 4.256e-06 | 0 | 4.256e-06 | 9.3292e-06 | 0 | 9.3292e-06 | [17 empty] | 7.3.3.17.5 (Remote Grid) Updates to grid topology to minimize risk of ignition in HFTDs Remote GridWLDFRVegetation ContactAggregated | WLDFR | HFTD - Distribution - Tier 2 - 3QU CoRE ¦ 5QU LoRE | Non-Red Flag Warning - Large Fires | Vegetation Contact | Aggregated | 2057 | 5.2078e-06 | 715.8465 | 0.003728 | 2057 | Mitigation | 0.95 | 45 | 0 | esc | 0.00097009 | 5.052e-09 | 0.00097009 | 5.052e-09
[79 empty] | WLDFR | HFTD - Distribution - Tier 3 - 5QU CoRE ¦ 1QU LoRE | Red Flag Warning - Small Fires | 2055 | 4.7133e-07 | 0.10489 | 0.048274 | 0.002095 | 0.054525 | 0 | 0.0012904 | 4.944e-08 | 0 | 4.944e-08 | 2.8311e-07 | 5.2221e-07 | 0 | 5.2221e-07 | 4.256e-06 | 0 | 4.256e-06 | 9.3292e-06 | 0 | 9.3292e-06 | [17 empty] | 7.3.3.17.5 (Remote Grid) Updates to grid topology to minimize risk of ignition in HFTDs Remote GridWLDFRVegetation ContactAggregated | WLDFR | HFTD - Distribution - Tier 2 - 3QU CoRE ¦ 5QU LoRE | Non-Red Flag Warning - Large Fires | Vegetation Contact | Aggregated | 2058 | 5.2078e-06 | 715.8465 | 0.003728 | 2058 | Mitigation | 0.95 | 45 | 0 | esc | 0.00097009 | 5.052e-09 | 0.00097009 | 5.052e-09
[79 empty] | WLDFR | HFTD - Distribution - Tier 3 - 5QU CoRE ¦ 1QU LoRE | Red Flag Warning - Small Fires | 2056 | 4.7133e-07 | 0.10489 | 0.048274 | 0.002095 | 0.054525 | 0 | 0.0012904 | 4.944e-08 | 0 | 4.944e-08 | 2.8311e-07 | 5.2221e-07 | 0 | 5.2221e-07 | 4.256e-06 | 0 | 4.256e-06 | 9.3292e-06 | 0 | 9.3292e-06 | [17 empty] | 7.3.3.17.5 (Remote Grid) Updates to grid topology to minimize risk of ignition in HFTDs Remote GridWLDFRVegetation ContactAggregated | WLDFR | HFTD - Distribution - Tier 2 - 3QU CoRE ¦ 5QU LoRE | Non-Red Flag Warning - Large Fires | Vegetation Contact | Aggregated | 2059 | 5.2078e-06 | 715.8465 | 0.003728 | 2059 | Mitigation | 0.95 | 45 | 0 | esc | 0.00097009 | 5.052e-09 | 0.00097009 | 5.052e-09
[79 empty] | WLDFR | HFTD - Distribution - Tier 3 - 5QU CoRE ¦ 1QU LoRE | Red Flag Warning - Small Fires | 2057 | 4.7133e-07 | 0.10489 | 0.048274 | 0.002095 | 0.054525 | 0 | 0.0012904 | 4.944e-08 | 0 | 4.944e-08 | 2.8311e-07 | 5.4583e-07 | 0 | 5.4583e-07 | 4.4485e-06 | 0 | 4.4485e-06 | 9.7512e-06 | 0 | 9.7512e-06 | [17 empty] | 7.3.3.17.5 (Remote Grid) Updates to grid topology to minimize risk of ignition in HFTDs Remote GridWLDFRVegetation ContactAggregated | WLDFR | HFTD - Distribution - Tier 2 - 3QU CoRE ¦ 5QU LoRE | Non-Red Flag Warning - Large Fires | Vegetation Contact | Aggregated | 2060 | 5.2078e-06 | 715.8465 | 0.003728 | 2060 | Mitigation | 0.95 | 45 | 0 | esc | 0.00097009 | 5.052e-09 | 0.00097009 | 5.052e-09
[79 empty] | WLDFR | HFTD - Distribution - Tier 3 - 5QU CoRE ¦ 1QU LoRE | Red Flag Warning - Small Fires | 2058 | 4.7133e-07 | 0.1099 | 0.050325 | 0.0021839 | 0.057393 | 0 | 0.0012904 | 5.18e-08 | 0 | 5.18e-08 | 2.963e-07 | 5.4583e-07 | 0 | 5.4583e-07 | 4.4485e-06 | 0 | 4.4485e-06 | 9.7512e-06 | 0 | 9.7512e-06 | [17 empty] | 7.3.3.17.5 (Remote Grid) Updates to grid topology to minimize risk of ignition in HFTDs Remote GridWLDFRVegetation ContactAggregated | WLDFR | HFTD - Distribution - Tier 2 - 3QU CoRE ¦ 5QU LoRE | Non-Red Flag Warning - Large Fires | Vegetation Contact | Aggregated | 2061 | 5.2078e-06 | 715.8465 | 0.003728 | 2061 | Mitigation | 0.95 | 45 | 0 | esc | 0.00097009 | 5.052e-09 | 0.00097009 | 5.052e-09
[79 empty] | WLDFR | HFTD - Distribution - Tier 3 - 5QU CoRE ¦ 1QU LoRE | Red Flag Warning - Small Fires | 2059 | 4.7133e-07 | 0.1099 | 0.050325 | 0.0021839 | 0.057393 | 0 | 0.0012904 | 5.18e-08 | 0 | 5.18e-08 | 2.963e-07 | 0 | 0 | 0 | 4.4485e-06 | 0 | 4.4485e-06 | 9.7512e-06 | 0 | 9.7512e-06 | [17 empty] | 7.3.3.17.5 (Remote Grid) Updates to grid topology to minimize risk of ignition in HFTDs Remote GridWLDFRVegetation ContactAggregated | WLDFR | HFTD - Distribution - Tier 2 - 3QU CoRE ¦ 5QU LoRE | Non-Red Flag Warning - Large Fires | Vegetation Contact | Aggregated | 2062 | 5.2078e-06 | 715.8465 | 0.003728 | 2062 | Mitigation | 0.95 | 45 | 0 | esc | 0.00097009 | 5.052e-09 | 0.00097009 | 5.052e-09
[79 empty] | WLDFR | HFTD - Distribution - Tier 3 - 5QU CoRE ¦ 1QU LoRE | Red Flag Warning - Small Fires | 2060 | 4.7133e-07 | 0.1099 | 0.050325 | 0.0021839 | 0.057393 | 0 | 0.0012904 | 5.18e-08 | 0 | 5.18e-08 | 2.963e-07 | 0 | 0 | 0 | 0 | 0 | 0 | 9.7512e-06 | 0 | 9.7512e-06 | [17 empty] | 7.3.3.17.5 (Remote Grid) Updates to grid topology to minimize risk of ignition in HFTDs Remote GridWLDFRVegetation ContactAggregated | WLDFR | HFTD - Distribution - Tier 2 - 3QU CoRE ¦ 5QU LoRE | Non-Red Flag Warning - Large Fires | Vegetation Contact | Aggregated | 2063 | 5.2078e-06 | 715.8465 | 0.003728 | 2063 | Mitigation | 0.95 | 45 | 0 | esc | 0.00097009 | 5.052e-09 | 0.00097009 | 5.052e-09
[79 empty] | WLDFR | HFTD - Distribution - Tier 3 - 5QU CoRE ¦ 1QU LoRE | Red Flag Warning - Small Fires | 2061 | 4.7133e-07 | 0.1099 | 0.050325 | 0.0021839 | 0.057393 | 0 | 0.0012904 | 5.18e-08 | 0 | 5.18e-08 | 2.963e-07 | 6.3239e-05 | 0 | 6.3239e-05 | 0 | 0 | 0 | 0 | 0 | 0 | [17 empty] | 7.3.3.17.5 (Remote Grid) Updates to grid topology to minimize risk of ignition in HFTDs Remote GridWLDFRVegetation ContactAggregated | WLDFR | HFTD - Distribution - Tier 2 - 3QU CoRE ¦ 5QU LoRE | Non-Red Flag Warning - Large Fires | Vegetation Contact | Aggregated | 2064 | 5.2078e-06 | 715.8465 | 0.003728 | 2064 | Mitigation | 0.95 | 45 | 0 | esc | 0.00097009 | 5.052e-09 | 0.00097009 | 5.052e-09
[79 empty] | WLDFR | HFTD - Distribution - Tier 3 - 5QU CoRE ¦ 1QU LoRE | Red Flag Warning - Small Fires | 2062 | 4.7133e-07 | 0.1099 | 0.050325 | 0.0021839 | 0.057393 | 0 | 0.0012904 | 5.18e-08 | 0 | 5.18e-08 | 2.963e-07 | 6.2805e-05 | 0 | 6.2805e-05 | 0.00051186 | 0 | 0.00051186 | 0 | 0 | 0 | [17 empty] | 7.3.3.17.5 (Remote Grid) Updates to grid topology to minimize risk of ignition in HFTDs Remote GridWLDFRVegetation ContactAggregated | WLDFR | HFTD - Distribution - Tier 2 - 3QU CoRE ¦ 5QU LoRE | Non-Red Flag Warning - Large Fires | Vegetation Contact | Aggregated | 2065 | 5.2078e-06 | 715.8465 | 0.003728 | 2065 | Mitigation | 0.95 | 45 | 0 | esc | 0.00097009 | 5.052e-09 | 0.00097009 | 5.052e-09
[79 empty] | WLDFR | HFTD - Distribution - Tier 3 - 5QU CoRE ¦ 1QU LoRE | Red Flag Warning - Small Fires | 2063 | 4.7133e-07 | 0.11504 | 0.052388 | 0.0022734 | 0.060377 | 0 | 0.0012904 | 5.4221e-08 | 0 | 5.4221e-08 | 3.0959e-07 | 6.5107e-05 | 0 | 6.5107e-05 | 0.00053062 | 0 | 0.00053062 | 0.0011631 | 0 | 0.0011631 | [17 empty] | 7.3.3.17.5 (Remote Grid) Updates to grid topology to minimize risk of ignition in HFTDs Remote GridWLDFRVegetation ContactAggregated | WLDFR | HFTD - Distribution - Tier 2 - 3QU CoRE ¦ 5QU LoRE | Non-Red Flag Warning - Large Fires | Vegetation Contact | Aggregated | 2066 | 5.2078e-06 | 715.8465 | 0.003728 | 2066 | Mitigation | 0.95 | 45 | 0 | esc | 0.00097009 | 5.052e-09 | 0.00097009 | 5.052e-09
[79 empty] | WLDFR | HFTD - Distribution - Tier 3 - 5QU CoRE ¦ 1QU LoRE | Red Flag Warning - Small Fires | 2064 | 4.7133e-07 | 0.11504 | 0.052388 | 0.0022734 | 0.060377 | 0 | 0.0012904 | 5.4221e-08 | 0 | 5.4221e-08 | 3.0959e-07 | 6.5107e-05 | 0 | 6.5107e-05 | 0.00053062 | 0 | 0.00053062 | 0.0011631 | 0 | 0.0011631 | [17 empty] | 7.3.3.17.5 (Remote Grid) Updates to grid topology to minimize risk of ignition in HFTDs Remote GridWLDFRVegetation ContactAggregated | WLDFR | HFTD - Distribution - Tier 2 - 3QU CoRE ¦ 5QU LoRE | Non-Red Flag Warning - Large Fires | Vegetation Contact | Aggregated | 2067 | 5.2078e-06 | 715.8465 | 0.003728 | 2067 | Mitigation | 0.95 | 45 | 0 | esc | 0 | 0 | 0.00097009 | 5.052e-09
[79 empty] | WLDFR | HFTD - Distribution - Tier 3 - 5QU CoRE ¦ 1QU LoRE | Red Flag Warning - Small Fires | 2065 | 4.7133e-07 | 0.11504 | 0.052388 | 0.0022734 | 0.060377 | 0 | 0.0012904 | 5.4221e-08 | 0 | 5.4221e-08 | 3.0959e-07 | 6.5107e-05 | 0 | 6.5107e-05 | 0.00053062 | 0 | 0.00053062 | 0.0011631 | 0 | 0.0011631 | [17 empty] | 7.3.3.17.5 (Remote Grid) Updates to grid topology to minimize risk of ignition in HFTDs Remote GridWLDFRWire-to-wire contactAggregated | WLDFR | HFTD - Distribution - Tier 2 - 3QU CoRE ¦ 5QU LoRE | Non-Red Flag Warning - Large Fires | Wire-to-wire contact | Aggregated | 2022 | 2.31e-06 | 715.8465 | 0.0016536 | 2022 | Mitigation | 0.95 | 45 | 0 | esc | 0.00097009 | 2.2409e-09 | 0 | 0
[79 empty] | WLDFR | HFTD - Distribution - Tier 3 - 5QU CoRE ¦ 1QU LoRE | Red Flag Warning - Small Fires | 2066 | 4.7133e-07 | 0.11504 | 0.052388 | 0.0022734 | 0.060377 | 0 | 0.0012904 | 5.4221e-08 | 0 | 5.4221e-08 | 3.0959e-07 | 6.5107e-05 | 0 | 6.5107e-05 | 0.00053062 | 0 | 0.00053062 | 0.0011631 | 0 | 0.0011631 | [17 empty] | 7.3.3.17.5 (Remote Grid) Updates to grid topology to minimize risk of ignition in HFTDs Remote GridWLDFRWire-to-wire contactAggregated | WLDFR | HFTD - Distribution - Tier 2 - 3QU CoRE ¦ 5QU LoRE | Non-Red Flag Warning - Large Fires | Wire-to-wire contact | Aggregated | 2023 | 2.31e-06 | 715.8465 | 0.0016536 | 2023 | Mitigation | 0.95 | 45 | 0 | esc | 0.00097009 | 2.2409e-09 | 0.00097009 | 2.2409e-09
[79 empty] | WLDFR | HFTD - Distribution - Tier 3 - 5QU CoRE ¦ 1QU LoRE | Seismic - Non-Red Flag Warning - Catastrophic Fires | 2022 | 2.2147e-13 | 21083.8428 | 409.2237 | 13469.0878 | 7205.5313 | 0 | 6.0636e-10 | 4.6695e-09 | 0 | 4.6695e-09 | 4.1929e-07 | 6.5107e-05 | 0 | 6.5107e-05 | 0.00053062 | 0 | 0.00053062 | 0.0011631 | 0 | 0.0011631 | [17 empty] | 7.3.3.17.5 (Remote Grid) Updates to grid topology to minimize risk of ignition in HFTDs Remote GridWLDFRWire-to-wire contactAggregated | WLDFR | HFTD - Distribution - Tier 2 - 3QU CoRE ¦ 5QU LoRE | Non-Red Flag Warning - Large Fires | Wire-to-wire contact | Aggregated | 2024 | 2.31e-06 | 715.8465 | 0.0016536 | 2024 | Mitigation | 0.95 | 45 | 0 | esc | 0.00097009 | 2.2409e-09 | 0.00097009 | 2.2409e-09
[79 empty] | WLDFR | HFTD - Distribution - Tier 3 - 5QU CoRE ¦ 1QU LoRE | Seismic - Non-Red Flag Warning - Catastrophic Fires | 2023 | 2.2147e-13 | 21835.9781 | 428.6023 | 13939.561 | 7467.8148 | 0 | 6.0636e-10 | 4.8361e-09 | 0 | 4.8361e-09 | 4.3466e-07 | 6.8007e-05 | 0 | 6.8007e-05 | 0.00055426 | 0 | 0.00055426 | 0.0012149 | 0 | 0.0012149 | [17 empty] | 7.3.3.17.5 (Remote Grid) Updates to grid topology to minimize risk of ignition in HFTDs Remote GridWLDFRWire-to-wire contactAggregated | WLDFR | HFTD - Distribution - Tier 2 - 3QU CoRE ¦ 5QU LoRE | Non-Red Flag Warning - Large Fires | Wire-to-wire contact | Aggregated | 2025 | 2.31e-06 | 715.8465 | 0.0016536 | 2025 | Mitigation | 0.95 | 45 | 0 | esc | 0.00097009 | 2.2409e-09 | 0.00097009 | 2.2409e-09
[79 empty] | WLDFR | HFTD - Distribution - Tier 3 - 5QU CoRE ¦ 1QU LoRE | Seismic - Non-Red Flag Warning - Catastrophic Fires | 2024 | 2.2147e-13 | 21835.9781 | 428.6023 | 13939.561 | 7467.8148 | 0 | 6.0636e-10 | 4.8361e-09 | 0 | 4.8361e-09 | 4.3466e-07 | 6.8007e-05 | 0 | 6.8007e-05 | 0.00055426 | 0 | 0.00055426 | 0.0012149 | 0 | 0.0012149 | [17 empty] | 7.3.3.17.5 (Remote Grid) Updates to grid topology to minimize risk of ignition in HFTDs Remote GridWLDFRWire-to-wire contactAggregated | WLDFR | HFTD - Distribution - Tier 2 - 3QU CoRE ¦ 5QU LoRE | Non-Red Flag Warning - Large Fires | Wire-to-wire contact | Aggregated | 2026 | 2.31e-06 | 715.8465 | 0.0016536 | 2026 | Mitigation | 0.95 | 45 | 0 | esc | 0.00097009 | 2.2409e-09 | 0.00097009 | 2.2409e-09
[79 empty] | WLDFR | HFTD - Distribution - Tier 3 - 5QU CoRE ¦ 1QU LoRE | Seismic - Non-Red Flag Warning - Catastrophic Fires | 2025 | 2.2147e-13 | 21835.9781 | 428.6023 | 13939.561 | 7467.8148 | 0 | 6.0636e-10 | 4.8361e-09 | 0 | 4.8361e-09 | 4.3466e-07 | 6.8007e-05 | 0 | 6.8007e-05 | 0.00055426 | 0 | 0.00055426 | 0.0012149 | 0 | 0.0012149 | [17 empty] | 7.3.3.17.5 (Remote Grid) Updates to grid topology to minimize risk of ignition in HFTDs Remote GridWLDFRWire-to-wire contactAggregated | WLDFR | HFTD - Distribution - Tier 2 - 3QU CoRE ¦ 5QU LoRE | Non-Red Flag Warning - Large Fires | Wire-to-wire contact | Aggregated | 2027 | 2.31e-06 | 715.8465 | 0.0016536 | 2027 | Mitigation | 0.95 | 45 | 0 | esc | 0.00097009 | 2.2409e-09 | 0.00097009 | 2.2409e-09
[79 empty] | WLDFR | HFTD - Distribution - Tier 3 - 5QU CoRE ¦ 1QU LoRE | Seismic - Non-Red Flag Warning - Catastrophic Fires | 2026 | 2.2147e-13 | 21835.9781 | 428.6023 | 13939.561 | 7467.8148 | 0 | 6.0636e-10 | 4.8361e-09 | 0 | 4.8361e-09 | 4.3466e-07 | 6.8007e-05 | 0 | 6.8007e-05 | 0.00055426 | 0 | 0.00055426 | 0.0012149 | 0 | 0.0012149 | [17 empty] | 7.3.3.17.5 (Remote Grid) Updates to grid topology to minimize risk of ignition in HFTDs Remote GridWLDFRWire-to-wire contactAggregated | WLDFR | HFTD - Distribution - Tier 2 - 3QU CoRE ¦ 5QU LoRE | Non-Red Flag Warning - Large Fires | Wire-to-wire contact | Aggregated | 2028 | 2.31e-06 | 715.8465 | 0.0016536 | 2028 | Mitigation | 0.95 | 45 | 0 | esc | 0.00097009 | 2.2409e-09 | 0.00097009 | 2.2409e-09
[79 empty] | WLDFR | HFTD - Distribution - Tier 3 - 5QU CoRE ¦ 1QU LoRE | Seismic - Non-Red Flag Warning - Catastrophic Fires | 2027 | 2.2147e-13 | 21835.9781 | 428.6023 | 13939.561 | 7467.8148 | 0 | 6.0636e-10 | 4.8361e-09 | 0 | 4.8361e-09 | 4.3466e-07 | 6.8007e-05 | 0 | 6.8007e-05 | 0.00055426 | 0 | 0.00055426 | 0.0012149 | 0 | 0.0012149 | [17 empty] | 7.3.3.17.5 (Remote Grid) Updates to grid topology to minimize risk of ignition in HFTDs Remote GridWLDFRWire-to-wire contactAggregated | WLDFR | HFTD - Distribution - Tier 2 - 3QU CoRE ¦ 5QU LoRE | Non-Red Flag Warning - Large Fires | Wire-to-wire contact | Aggregated | 2029 | 2.31e-06 | 715.8465 | 0.0016536 | 2029 | Mitigation | 0.95 | 45 | 0 | esc | 0.00097009 | 2.2409e-09 | 0.00097009 | 2.2409e-09
[79 empty] | WLDFR | HFTD - Distribution - Tier 3 - 5QU CoRE ¦ 1QU LoRE | Seismic - Non-Red Flag Warning - Catastrophic Fires | 2028 | 2.2147e-13 | 22783.187 | 453.261 | 14531.3357 | 7798.5904 | 0 | 6.0636e-10 | 5.0459e-09 | 0 | 5.0459e-09 | 4.5402e-07 | 7.1231e-05 | 0 | 7.1231e-05 | 0.00058053 | 0 | 0.00058053 | 0.0012725 | 0 | 0.0012725 | [17 empty] | 7.3.3.17.5 (Remote Grid) Updates to grid topology to minimize risk of ignition in HFTDs Remote GridWLDFRWire-to-wire contactAggregated | WLDFR | HFTD - Distribution - Tier 2 - 3QU CoRE ¦ 5QU LoRE | Non-Red Flag Warning - Large Fires | Wire-to-wire contact | Aggregated | 2030 | 2.31e-06 | 715.8465 | 0.0016536 | 2030 | Mitigation | 0.95 | 45 | 0 | esc | 0.00097009 | 2.2409e-09 | 0.00097009 | 2.2409e-09
[79 empty] | WLDFR | HFTD - Distribution - Tier 3 - 5QU CoRE ¦ 1QU LoRE | Seismic - Non-Red Flag Warning - Catastrophic Fires | 2029 | 2.2147e-13 | 22783.187 | 453.261 | 14531.3357 | 7798.5904 | 0 | 6.0636e-10 | 5.0459e-09 | 0 | 5.0459e-09 | 4.5402e-07 | 7.1231e-05 | 0 | 7.1231e-05 | 0.00058053 | 0 | 0.00058053 | 0.0012725 | 0 | 0.0012725 | [17 empty] | 7.3.3.17.5 (Remote Grid) Updates to grid topology to minimize risk of ignition in HFTDs Remote GridWLDFRWire-to-wire contactAggregated | WLDFR | HFTD - Distribution - Tier 2 - 3QU CoRE ¦ 5QU LoRE | Non-Red Flag Warning - Large Fires | Wire-to-wire contact | Aggregated | 2031 | 2.31e-06 | 715.8465 | 0.0016536 | 2031 | Mitigation | 0.95 | 45 | 0 | esc | 0.00097009 | 2.2409e-09 | 0.00097009 | 2.2409e-09
[79 empty] | WLDFR | HFTD - Distribution - Tier 3 - 5QU CoRE ¦ 1QU LoRE | Seismic - Non-Red Flag Warning - Catastrophic Fires | 2030 | 2.2147e-13 | 22783.187 | 453.261 | 14531.3357 | 7798.5904 | 0 | 6.0636e-10 | 5.0459e-09 | 0 | 5.0459e-09 | 4.5402e-07 | 7.1231e-05 | 0 | 7.1231e-05 | 0.00058053 | 0 | 0.00058053 | 0.0012725 | 0 | 0.0012725 | [17 empty] | 7.3.3.17.5 (Remote Grid) Updates to grid topology to minimize risk of ignition in HFTDs Remote GridWLDFRWire-to-wire contactAggregated | WLDFR | HFTD - Distribution - Tier 2 - 3QU CoRE ¦ 5QU LoRE | Non-Red Flag Warning - Large Fires | Wire-to-wire contact | Aggregated | 2032 | 2.31e-06 | 715.8465 | 0.0016536 | 2032 | Mitigation | 0.95 | 45 | 0 | esc | 0.00097009 | 2.2409e-09 | 0.00097009 | 2.2409e-09
[79 empty] | WLDFR | HFTD - Distribution - Tier 3 - 5QU CoRE ¦ 1QU LoRE | Seismic - Non-Red Flag Warning - Catastrophic Fires | 2031 | 2.2147e-13 | 22783.187 | 453.261 | 14531.3357 | 7798.5904 | 0 | 6.0636e-10 | 5.0459e-09 | 0 | 5.0459e-09 | 4.5402e-07 | 7.1231e-05 | 0 | 7.1231e-05 | 0.00058053 | 0 | 0.00058053 | 0.0012725 | 0 | 0.0012725 | [17 empty] | 7.3.3.17.5 (Remote Grid) Updates to grid topology to minimize risk of ignition in HFTDs Remote GridWLDFRWire-to-wire contactAggregated | WLDFR | HFTD - Distribution - Tier 2 - 3QU CoRE ¦ 5QU LoRE | Non-Red Flag Warning - Large Fires | Wire-to-wire contact | Aggregated | 2033 | 2.31e-06 | 715.8465 | 0.0016536 | 2033 | Mitigation | 0.95 | 45 | 0 | esc | 0.00097009 | 2.2409e-09 | 0.00097009 | 2.2409e-09
[79 empty] | WLDFR | HFTD - Distribution - Tier 3 - 5QU CoRE ¦ 1QU LoRE | Seismic - Non-Red Flag Warning - Catastrophic Fires | 2032 | 2.2147e-13 | 22783.187 | 453.261 | 14531.3357 | 7798.5904 | 0 | 6.0636e-10 | 5.0459e-09 | 0 | 5.0459e-09 | 4.5402e-07 | 7.1231e-05 | 0 | 7.1231e-05 | 0.00058053 | 0 | 0.00058053 | 0.0012725 | 0 | 0.0012725 | [17 empty] | 7.3.3.17.5 (Remote Grid) Updates to grid topology to minimize risk of ignition in HFTDs Remote GridWLDFRWire-to-wire contactAggregated | WLDFR | HFTD - Distribution - Tier 2 - 3QU CoRE ¦ 5QU LoRE | Non-Red Flag Warning - Large Fires | Wire-to-wire contact | Aggregated | 2034 | 2.31e-06 | 715.8465 | 0.0016536 | 2034 | Mitigation | 0.95 | 45 | 0 | esc | 0.00097009 | 2.2409e-09 | 0.00097009 | 2.2409e-09
[79 empty] | WLDFR | HFTD - Distribution - Tier 3 - 5QU CoRE ¦ 1QU LoRE | Seismic - Non-Red Flag Warning - Catastrophic Fires | 2033 | 2.2147e-13 | 23835.2641 | 480.9649 | 15187.7294 | 8166.5698 | 0 | 6.0636e-10 | 5.2789e-09 | 0 | 5.2789e-09 | 4.7554e-07 | 7.4731e-05 | 0 | 7.4731e-05 | 0.00060906 | 0 | 0.00060906 | 0.0013351 | 0 | 0.0013351 | [17 empty] | 7.3.3.17.5 (Remote Grid) Updates to grid topology to minimize risk of ignition in HFTDs Remote GridWLDFRWire-to-wire contactAggregated | WLDFR | HFTD - Distribution - Tier 2 - 3QU CoRE ¦ 5QU LoRE | Non-Red Flag Warning - Large Fires | Wire-to-wire contact | Aggregated | 2035 | 2.31e-06 | 715.8465 | 0.0016536 | 2035 | Mitigation | 0.95 | 45 | 0 | esc | 0.00097009 | 2.2409e-09 | 0.00097009 | 2.2409e-09
[79 empty] | WLDFR | HFTD - Distribution - Tier 3 - 5QU CoRE ¦ 1QU LoRE | Seismic - Non-Red Flag Warning - Catastrophic Fires | 2034 | 2.2147e-13 | 23835.2641 | 480.9649 | 15187.7294 | 8166.5698 | 0 | 6.0636e-10 | 5.2789e-09 | 0 | 5.2789e-09 | 4.7554e-07 | 7.4731e-05 | 0 | 7.4731e-05 | 0.00060906 | 0 | 0.00060906 | 0.0013351 | 0 | 0.0013351 | [17 empty] | 7.3.3.17.5 (Remote Grid) Updates to grid topology to minimize risk of ignition in HFTDs Remote GridWLDFRWire-to-wire contactAggregated | WLDFR | HFTD - Distribution - Tier 2 - 3QU CoRE ¦ 5QU LoRE | Non-Red Flag Warning - Large Fires | Wire-to-wire contact | Aggregated | 2036 | 2.31e-06 | 715.8465 | 0.0016536 | 2036 | Mitigation | 0.95 | 45 | 0 | esc | 0.00097009 | 2.2409e-09 | 0.00097009 | 2.2409e-09
[79 empty] | WLDFR | HFTD - Distribution - Tier 3 - 5QU CoRE ¦ 1QU LoRE | Seismic - Non-Red Flag Warning - Catastrophic Fires | 2035 | 2.2147e-13 | 23835.2641 | 480.9649 | 15187.7294 | 8166.5698 | 0 | 6.0636e-10 | 5.2789e-09 | 0 | 5.2789e-09 | 4.7554e-07 | 7.4731e-05 | 0 | 7.4731e-05 | 0.00060906 | 0 | 0.00060906 | 0.0013351 | 0 | 0.0013351 | [17 empty] | 7.3.3.17.5 (Remote Grid) Updates to grid topology to minimize risk of ignition in HFTDs Remote GridWLDFRWire-to-wire contactAggregated | WLDFR | HFTD - Distribution - Tier 2 - 3QU CoRE ¦ 5QU LoRE | Non-Red Flag Warning - Large Fires | Wire-to-wire contact | Aggregated | 2037 | 2.31e-06 | 715.8465 | 0.0016536 | 2037 | Mitigation | 0.95 | 45 | 0 | esc | 0.00097009 | 2.2409e-09 | 0.00097009 | 2.2409e-09
[79 empty] | WLDFR | HFTD - Distribution - Tier 3 - 5QU CoRE ¦ 1QU LoRE | Seismic - Non-Red Flag Warning - Catastrophic Fires | 2036 | 2.2147e-13 | 23835.2641 | 480.9649 | 15187.7294 | 8166.5698 | 0 | 6.0636e-10 | 5.2789e-09 | 0 | 5.2789e-09 | 4.7554e-07 | 7.4731e-05 | 0 | 7.4731e-05 | 0.00060906 | 0 | 0.00060906 | 0.0013351 | 0 | 0.0013351 | [17 empty] | 7.3.3.17.5 (Remote Grid) Updates to grid topology to minimize risk of ignition in HFTDs Remote GridWLDFRWire-to-wire contactAggregated | WLDFR | HFTD - Distribution - Tier 2 - 3QU CoRE ¦ 5QU LoRE | Non-Red Flag Warning - Large Fires | Wire-to-wire contact | Aggregated | 2038 | 2.31e-06 | 715.8465 | 0.0016536 | 2038 | Mitigation | 0.95 | 45 | 0 | esc | 0.00097009 | 2.2409e-09 | 0.00097009 | 2.2409e-09
[79 empty] | WLDFR | HFTD - Distribution - Tier 3 - 5QU CoRE ¦ 1QU LoRE | Seismic - Non-Red Flag Warning - Catastrophic Fires | 2037 | 2.2147e-13 | 23835.2641 | 480.9649 | 15187.7294 | 8166.5698 | 0 | 6.0636e-10 | 5.2789e-09 | 0 | 5.2789e-09 | 4.7554e-07 | 7.4731e-05 | 0 | 7.4731e-05 | 0.00060906 | 0 | 0.00060906 | 0.0013351 | 0 | 0.0013351 | [17 empty] | 7.3.3.17.5 (Remote Grid) Updates to grid topology to minimize risk of ignition in HFTDs Remote GridWLDFRWire-to-wire contactAggregated | WLDFR | HFTD - Distribution - Tier 2 - 3QU CoRE ¦ 5QU LoRE | Non-Red Flag Warning - Large Fires | Wire-to-wire contact | Aggregated | 2039 | 2.31e-06 | 715.8465 | 0.0016536 | 2039 | Mitigation | 0.95 | 45 | 0 | esc | 0.00097009 | 2.2409e-09 | 0.00097009 | 2.2409e-09
[79 empty] | WLDFR | HFTD - Distribution - Tier 3 - 5QU CoRE ¦ 1QU LoRE | Seismic - Non-Red Flag Warning - Catastrophic Fires | 2038 | 2.2147e-13 | 24976.6418 | 511.3745 | 15898.8237 | 8566.4437 | 0 | 6.0636e-10 | 5.5317e-09 | 0 | 5.5317e-09 | 4.9891e-07 | 7.8459e-05 | 0 | 7.8459e-05 | 0.00063944 | 0 | 0.00063944 | 0.0014017 | 0 | 0.0014017 | [17 empty] | 7.3.3.17.5 (Remote Grid) Updates to grid topology to minimize risk of ignition in HFTDs Remote GridWLDFRWire-to-wire contactAggregated | WLDFR | HFTD - Distribution - Tier 2 - 3QU CoRE ¦ 5QU LoRE | Non-Red Flag Warning - Large Fires | Wire-to-wire contact | Aggregated | 2040 | 2.31e-06 | 715.8465 | 0.0016536 | 2040 | Mitigation | 0.95 | 45 | 0 | esc | 0.00097009 | 2.2409e-09 | 0.00097009 | 2.2409e-09
[79 empty] | WLDFR | HFTD - Distribution - Tier 3 - 5QU CoRE ¦ 1QU LoRE | Seismic - Non-Red Flag Warning - Catastrophic Fires | 2039 | 2.2147e-13 | 24976.6418 | 511.3745 | 15898.8237 | 8566.4437 | 0 | 6.0636e-10 | 5.5317e-09 | 0 | 5.5317e-09 | 4.9891e-07 | 7.8459e-05 | 0 | 7.8459e-05 | 0.00063944 | 0 | 0.00063944 | 0.0014017 | 0 | 0.0014017 | [17 empty] | 7.3.3.17.5 (Remote Grid) Updates to grid topology to minimize risk of ignition in HFTDs Remote GridWLDFRWire-to-wire contactAggregated | WLDFR | HFTD - Distribution - Tier 2 - 3QU CoRE ¦ 5QU LoRE | Non-Red Flag Warning - Large Fires | Wire-to-wire contact | Aggregated | 2041 | 2.31e-06 | 715.8465 | 0.0016536 | 2041 | Mitigation | 0.95 | 45 | 0 | esc | 0.00097009 | 2.2409e-09 | 0.00097009 | 2.2409e-09
[79 empty] | WLDFR | HFTD - Distribution - Tier 3 - 5QU CoRE ¦ 1QU LoRE | Seismic - Non-Red Flag Warning - Catastrophic Fires | 2040 | 2.2147e-13 | 24976.6418 | 511.3745 | 15898.8237 | 8566.4437 | 0 | 6.0636e-10 | 5.5317e-09 | 0 | 5.5317e-09 | 4.9891e-07 | 7.8459e-05 | 0 | 7.8459e-05 | 0.00063944 | 0 | 0.00063944 | 0.0014017 | 0 | 0.0014017 | [17 empty] | 7.3.3.17.5 (Remote Grid) Updates to grid topology to minimize risk of ignition in HFTDs Remote GridWLDFRWire-to-wire contactAggregated | WLDFR | HFTD - Distribution - Tier 2 - 3QU CoRE ¦ 5QU LoRE | Non-Red Flag Warning - Large Fires | Wire-to-wire contact | Aggregated | 2042 | 2.31e-06 | 715.8465 | 0.0016536 | 2042 | Mitigation | 0.95 | 45 | 0 | esc | 0.00097009 | 2.2409e-09 | 0.00097009 | 2.2409e-09
[79 empty] | WLDFR | HFTD - Distribution - Tier 3 - 5QU CoRE ¦ 1QU LoRE | Seismic - Non-Red Flag Warning - Catastrophic Fires | 2041 | 2.2147e-13 | 24976.6418 | 511.3745 | 15898.8237 | 8566.4437 | 0 | 6.0636e-10 | 5.5317e-09 | 0 | 5.5317e-09 | 4.9891e-07 | 7.8459e-05 | 0 | 7.8459e-05 | 0.00063944 | 0 | 0.00063944 | 0.0014017 | 0 | 0.0014017 | [17 empty] | 7.3.3.17.5 (Remote Grid) Updates to grid topology to minimize risk of ignition in HFTDs Remote GridWLDFRWire-to-wire contactAggregated | WLDFR | HFTD - Distribution - Tier 2 - 3QU CoRE ¦ 5QU LoRE | Non-Red Flag Warning - Large Fires | Wire-to-wire contact | Aggregated | 2043 | 2.31e-06 | 715.8465 | 0.0016536 | 2043 | Mitigation | 0.95 | 45 | 0 | esc | 0.00097009 | 2.2409e-09 | 0.00097009 | 2.2409e-09
[79 empty] | WLDFR | HFTD - Distribution - Tier 3 - 5QU CoRE ¦ 1QU LoRE | Seismic - Non-Red Flag Warning - Catastrophic Fires | 2042 | 2.2147e-13 | 24976.6418 | 511.3745 | 15898.8237 | 8566.4437 | 0 | 6.0636e-10 | 5.5317e-09 | 0 | 5.5317e-09 | 4.9891e-07 | 7.8459e-05 | 0 | 7.8459e-05 | 0.00063944 | 0 | 0.00063944 | 0.0014017 | 0 | 0.0014017 | [17 empty] | 7.3.3.17.5 (Remote Grid) Updates to grid topology to minimize risk of ignition in HFTDs Remote GridWLDFRWire-to-wire contactAggregated | WLDFR | HFTD - Distribution - Tier 2 - 3QU CoRE ¦ 5QU LoRE | Non-Red Flag Warning - Large Fires | Wire-to-wire contact | Aggregated | 2044 | 2.31e-06 | 715.8465 | 0.0016536 | 2044 | Mitigation | 0.95 | 45 | 0 | esc | 0.00097009 | 2.2409e-09 | 0.00097009 | 2.2409e-09
[79 empty] | WLDFR | HFTD - Distribution - Tier 3 - 5QU CoRE ¦ 1QU LoRE | Seismic - Non-Red Flag Warning - Catastrophic Fires | 2043 | 2.2147e-13 | 26191.7278 | 544.1291 | 16654.7414 | 8992.8573 | 0 | 6.0636e-10 | 5.8008e-09 | 0 | 5.8008e-09 | 5.238e-07 | 8.2367e-05 | 0 | 8.2367e-05 | 0.00067129 | 0 | 0.00067129 | 0.0014715 | 0 | 0.0014715 | [17 empty] | 7.3.3.17.5 (Remote Grid) Updates to grid topology to minimize risk of ignition in HFTDs Remote GridWLDFRWire-to-wire contactAggregated | WLDFR | HFTD - Distribution - Tier 2 - 3QU CoRE ¦ 5QU LoRE | Non-Red Flag Warning - Large Fires | Wire-to-wire contact | Aggregated | 2045 | 2.31e-06 | 715.8465 | 0.0016536 | 2045 | Mitigation | 0.95 | 45 | 0 | esc | 0.00097009 | 2.2409e-09 | 0.00097009 | 2.2409e-09
[79 empty] | WLDFR | HFTD - Distribution - Tier 3 - 5QU CoRE ¦ 1QU LoRE | Seismic - Non-Red Flag Warning - Catastrophic Fires | 2044 | 2.2147e-13 | 26191.7278 | 544.1291 | 16654.7414 | 8992.8573 | 0 | 6.0636e-10 | 5.8008e-09 | 0 | 5.8008e-09 | 5.238e-07 | 8.2367e-05 | 0 | 8.2367e-05 | 0.00067129 | 0 | 0.00067129 | 0.0014715 | 0 | 0.0014715 | [17 empty] | 7.3.3.17.5 (Remote Grid) Updates to grid topology to minimize risk of ignition in HFTDs Remote GridWLDFRWire-to-wire contactAggregated | WLDFR | HFTD - Distribution - Tier 2 - 3QU CoRE ¦ 5QU LoRE | Non-Red Flag Warning - Large Fires | Wire-to-wire contact | Aggregated | 2046 | 2.31e-06 | 715.8465 | 0.0016536 | 2046 | Mitigation | 0.95 | 45 | 0 | esc | 0.00097009 | 2.2409e-09 | 0.00097009 | 2.2409e-09
[79 empty] | WLDFR | HFTD - Distribution - Tier 3 - 5QU CoRE ¦ 1QU LoRE | Seismic - Non-Red Flag Warning - Catastrophic Fires | 2045 | 2.2147e-13 | 26191.7278 | 544.1291 | 16654.7414 | 8992.8573 | 0 | 6.0636e-10 | 5.8008e-09 | 0 | 5.8008e-09 | 5.238e-07 | 8.2367e-05 | 0 | 8.2367e-05 | 0.00067129 | 0 | 0.00067129 | 0.0014715 | 0 | 0.0014715 | [17 empty] | 7.3.3.17.5 (Remote Grid) Updates to grid topology to minimize risk of ignition in HFTDs Remote GridWLDFRWire-to-wire contactAggregated | WLDFR | HFTD - Distribution - Tier 2 - 3QU CoRE ¦ 5QU LoRE | Non-Red Flag Warning - Large Fires | Wire-to-wire contact | Aggregated | 2047 | 2.31e-06 | 715.8465 | 0.0016536 | 2047 | Mitigation | 0.95 | 45 | 0 | esc | 0.00097009 | 2.2409e-09 | 0.00097009 | 2.2409e-09
[79 empty] | WLDFR | HFTD - Distribution - Tier 3 - 5QU CoRE ¦ 1QU LoRE | Seismic - Non-Red Flag Warning - Catastrophic Fires | 2046 | 2.2147e-13 | 26191.7278 | 544.1291 | 16654.7414 | 8992.8573 | 0 | 6.0636e-10 | 5.8008e-09 | 0 | 5.8008e-09 | 5.238e-07 | 8.2367e-05 | 0 | 8.2367e-05 | 0.00067129 | 0 | 0.00067129 | 0.0014715 | 0 | 0.0014715 | [17 empty] | 7.3.3.17.5 (Remote Grid) Updates to grid topology to minimize risk of ignition in HFTDs Remote GridWLDFRWire-to-wire contactAggregated | WLDFR | HFTD - Distribution - Tier 2 - 3QU CoRE ¦ 5QU LoRE | Non-Red Flag Warning - Large Fires | Wire-to-wire contact | Aggregated | 2048 | 2.31e-06 | 715.8465 | 0.0016536 | 2048 | Mitigation | 0.95 | 45 | 0 | esc | 0.00097009 | 2.2409e-09 | 0.00097009 | 2.2409e-09
[79 empty] | WLDFR | HFTD - Distribution - Tier 3 - 5QU CoRE ¦ 1QU LoRE | Seismic - Non-Red Flag Warning - Catastrophic Fires | 2047 | 2.2147e-13 | 26191.7278 | 544.1291 | 16654.7414 | 8992.8573 | 0 | 6.0636e-10 | 5.8008e-09 | 0 | 5.8008e-09 | 5.238e-07 | 8.2367e-05 | 0 | 8.2367e-05 | 0.00067129 | 0 | 0.00067129 | 0.0014715 | 0 | 0.0014715 | [17 empty] | 7.3.3.17.5 (Remote Grid) Updates to grid topology to minimize risk of ignition in HFTDs Remote GridWLDFRWire-to-wire contactAggregated | WLDFR | HFTD - Distribution - Tier 2 - 3QU CoRE ¦ 5QU LoRE | Non-Red Flag Warning - Large Fires | Wire-to-wire contact | Aggregated | 2049 | 2.31e-06 | 715.8465 | 0.0016536 | 2049 | Mitigation | 0.95 | 45 | 0 | esc | 0.00097009 | 2.2409e-09 | 0.00097009 | 2.2409e-09
[79 empty] | WLDFR | HFTD - Distribution - Tier 3 - 5QU CoRE ¦ 1QU LoRE | Seismic - Non-Red Flag Warning - Catastrophic Fires | 2048 | 2.2147e-13 | 27464.7227 | 578.8407 | 17445.538 | 9440.3441 | 0 | 6.0636e-10 | 6.0827e-09 | 0 | 6.0827e-09 | 5.4989e-07 | 8.6406e-05 | 0 | 8.6406e-05 | 0.00070421 | 0 | 0.00070421 | 0.0015436 | 0 | 0.0015436 | [17 empty] | 7.3.3.17.5 (Remote Grid) Updates to grid topology to minimize risk of ignition in HFTDs Remote GridWLDFRWire-to-wire contactAggregated | WLDFR | HFTD - Distribution - Tier 2 - 3QU CoRE ¦ 5QU LoRE | Non-Red Flag Warning - Large Fires | Wire-to-wire contact | Aggregated | 2050 | 2.31e-06 | 715.8465 | 0.0016536 | 2050 | Mitigation | 0.95 | 45 | 0 | esc | 0.00097009 | 2.2409e-09 | 0.00097009 | 2.2409e-09
[79 empty] | WLDFR | HFTD - Distribution - Tier 3 - 5QU CoRE ¦ 1QU LoRE | Seismic - Non-Red Flag Warning - Catastrophic Fires | 2049 | 2.2147e-13 | 27464.7227 | 578.8407 | 17445.538 | 9440.3441 | 0 | 6.0636e-10 | 6.0827e-09 | 0 | 6.0827e-09 | 5.4989e-07 | 8.6406e-05 | 0 | 8.6406e-05 | 0.00070421 | 0 | 0.00070421 | 0.0015436 | 0 | 0.0015436 | [17 empty] | 7.3.3.17.5 (Remote Grid) Updates to grid topology to minimize risk of ignition in HFTDs Remote GridWLDFRWire-to-wire contactAggregated | WLDFR | HFTD - Distribution - Tier 2 - 3QU CoRE ¦ 5QU LoRE | Non-Red Flag Warning - Large Fires | Wire-to-wire contact | Aggregated | 2051 | 2.31e-06 | 715.8465 | 0.0016536 | 2051 | Mitigation | 0.95 | 45 | 0 | esc | 0.00097009 | 2.2409e-09 | 0.00097009 | 2.2409e-09
[79 empty] | WLDFR | HFTD - Distribution - Tier 3 - 5QU CoRE ¦ 1QU LoRE | Seismic - Non-Red Flag Warning - Catastrophic Fires | 2050 | 2.2147e-13 | 27464.7227 | 578.8407 | 17445.538 | 9440.3441 | 0 | 6.0636e-10 | 6.0827e-09 | 0 | 6.0827e-09 | 5.4989e-07 | 8.6406e-05 | 0 | 8.6406e-05 | 0.00070421 | 0 | 0.00070421 | 0.0015436 | 0 | 0.0015436 | [17 empty] | 7.3.3.17.5 (Remote Grid) Updates to grid topology to minimize risk of ignition in HFTDs Remote GridWLDFRWire-to-wire contactAggregated | WLDFR | HFTD - Distribution - Tier 2 - 3QU CoRE ¦ 5QU LoRE | Non-Red Flag Warning - Large Fires | Wire-to-wire contact | Aggregated | 2052 | 2.31e-06 | 715.8465 | 0.0016536 | 2052 | Mitigation | 0.95 | 45 | 0 | esc | 0.00097009 | 2.2409e-09 | 0.00097009 | 2.2409e-09
[79 empty] | WLDFR | HFTD - Distribution - Tier 3 - 5QU CoRE ¦ 1QU LoRE | Seismic - Non-Red Flag Warning - Catastrophic Fires | 2051 | 2.2147e-13 | 27464.7227 | 578.8407 | 17445.538 | 9440.3441 | 0 | 6.0636e-10 | 6.0827e-09 | 0 | 6.0827e-09 | 5.4989e-07 | 8.6406e-05 | 0 | 8.6406e-05 | 0.00070421 | 0 | 0.00070421 | 0.0015436 | 0 | 0.0015436 | [17 empty] | 7.3.3.17.5 (Remote Grid) Updates to grid topology to minimize risk of ignition in HFTDs Remote GridWLDFRWire-to-wire contactAggregated | WLDFR | HFTD - Distribution - Tier 2 - 3QU CoRE ¦ 5QU LoRE | Non-Red Flag Warning - Large Fires | Wire-to-wire contact | Aggregated | 2053 | 2.31e-06 | 715.8465 | 0.0016536 | 2053 | Mitigation | 0.95 | 45 | 0 | esc | 0.00097009 | 2.2409e-09 | 0.00097009 | 2.2409e-09
[79 empty] | WLDFR | HFTD - Distribution - Tier 3 - 5QU CoRE ¦ 1QU LoRE | Seismic - Non-Red Flag Warning - Catastrophic Fires | 2052 | 2.2147e-13 | 27464.7227 | 578.8407 | 17445.538 | 9440.3441 | 0 | 6.0636e-10 | 6.0827e-09 | 0 | 6.0827e-09 | 5.4989e-07 | 8.6406e-05 | 0 | 8.6406e-05 | 0.00070421 | 0 | 0.00070421 | 0.0015436 | 0 | 0.0015436 | [17 empty] | 7.3.3.17.5 (Remote Grid) Updates to grid topology to minimize risk of ignition in HFTDs Remote GridWLDFRWire-to-wire contactAggregated | WLDFR | HFTD - Distribution - Tier 2 - 3QU CoRE ¦ 5QU LoRE | Non-Red Flag Warning - Large Fires | Wire-to-wire contact | Aggregated | 2054 | 2.31e-06 | 715.8465 | 0.0016536 | 2054 | Mitigation | 0.95 | 45 | 0 | esc | 0.00097009 | 2.2409e-09 | 0.00097009 | 2.2409e-09
[79 empty] | WLDFR | HFTD - Distribution - Tier 3 - 5QU CoRE ¦ 1QU LoRE | Seismic - Non-Red Flag Warning - Catastrophic Fires | 2053 | 2.2147e-13 | 28779.6694 | 615.0952 | 18261.2327 | 9903.3415 | 0 | 6.0636e-10 | 6.374e-09 | 0 | 6.374e-09 | 5.7685e-07 | 9.0527e-05 | 0 | 9.0527e-05 | 0.0007378 | 0 | 0.0007378 | 0.0016173 | 0 | 0.0016173 | [17 empty] | 7.3.3.17.5 (Remote Grid) Updates to grid topology to minimize risk of ignition in HFTDs Remote GridWLDFRWire-to-wire contactAggregated | WLDFR | HFTD - Distribution - Tier 2 - 3QU CoRE ¦ 5QU LoRE | Non-Red Flag Warning - Large Fires | Wire-to-wire contact | Aggregated | 2055 | 2.31e-06 | 715.8465 | 0.0016536 | 2055 | Mitigation | 0.95 | 45 | 0 | esc | 0.00097009 | 2.2409e-09 | 0.00097009 | 2.2409e-09
[79 empty] | WLDFR | HFTD - Distribution - Tier 3 - 5QU CoRE ¦ 1QU LoRE | Seismic - Non-Red Flag Warning - Catastrophic Fires | 2054 | 2.2147e-13 | 28779.6694 | 615.0952 | 18261.2327 | 9903.3415 | 0 | 6.0636e-10 | 6.374e-09 | 0 | 6.374e-09 | 5.7685e-07 | 9.0527e-05 | 0 | 9.0527e-05 | 0.0007378 | 0 | 0.0007378 | 0.0016173 | 0 | 0.0016173 | [17 empty] | 7.3.3.17.5 (Remote Grid) Updates to grid topology to minimize risk of ignition in HFTDs Remote GridWLDFRWire-to-wire contactAggregated | WLDFR | HFTD - Distribution - Tier 2 - 3QU CoRE ¦ 5QU LoRE | Non-Red Flag Warning - Large Fires | Wire-to-wire contact | Aggregated | 2056 | 2.31e-06 | 715.8465 | 0.0016536 | 2056 | Mitigation | 0.95 | 45 | 0 | esc | 0.00097009 | 2.2409e-09 | 0.00097009 | 2.2409e-09
[79 empty] | WLDFR | HFTD - Distribution - Tier 3 - 5QU CoRE ¦ 1QU LoRE | Seismic - Non-Red Flag Warning - Catastrophic Fires | 2055 | 2.2147e-13 | 28779.6694 | 615.0952 | 18261.2327 | 9903.3415 | 0 | 6.0636e-10 | 6.374e-09 | 0 | 6.374e-09 | 5.7685e-07 | 9.0527e-05 | 0 | 9.0527e-05 | 0.0007378 | 0 | 0.0007378 | 0.0016173 | 0 | 0.0016173 | [17 empty] | 7.3.3.17.5 (Remote Grid) Updates to grid topology to minimize risk of ignition in HFTDs Remote GridWLDFRWire-to-wire contactAggregated | WLDFR | HFTD - Distribution - Tier 2 - 3QU CoRE ¦ 5QU LoRE | Non-Red Flag Warning - Large Fires | Wire-to-wire contact | Aggregated | 2057 | 2.31e-06 | 715.8465 | 0.0016536 | 2057 | Mitigation | 0.95 | 45 | 0 | esc | 0.00097009 | 2.2409e-09 | 0.00097009 | 2.2409e-09
[79 empty] | WLDFR | HFTD - Distribution - Tier 3 - 5QU CoRE ¦ 1QU LoRE | Seismic - Non-Red Flag Warning - Catastrophic Fires | 2056 | 2.2147e-13 | 28779.6694 | 615.0952 | 18261.2327 | 9903.3415 | 0 | 6.0636e-10 | 6.374e-09 | 0 | 6.374e-09 | 5.7685e-07 | 9.0527e-05 | 0 | 9.0527e-05 | 0.0007378 | 0 | 0.0007378 | 0.0016173 | 0 | 0.0016173 | [17 empty] | 7.3.3.17.5 (Remote Grid) Updates to grid topology to minimize risk of ignition in HFTDs Remote GridWLDFRWire-to-wire contactAggregated | WLDFR | HFTD - Distribution - Tier 2 - 3QU CoRE ¦ 5QU LoRE | Non-Red Flag Warning - Large Fires | Wire-to-wire contact | Aggregated | 2058 | 2.31e-06 | 715.8465 | 0.0016536 | 2058 | Mitigation | 0.95 | 45 | 0 | esc | 0.00097009 | 2.2409e-09 | 0.00097009 | 2.2409e-09
[79 empty] | WLDFR | HFTD - Distribution - Tier 3 - 5QU CoRE ¦ 1QU LoRE | Seismic - Non-Red Flag Warning - Catastrophic Fires | 2057 | 2.2147e-13 | 28779.6694 | 615.0952 | 18261.2327 | 9903.3415 | 0 | 6.0636e-10 | 6.374e-09 | 0 | 6.374e-09 | 5.7685e-07 | 9.0527e-05 | 0 | 9.0527e-05 | 0.0007378 | 0 | 0.0007378 | 0.0016173 | 0 | 0.0016173 | [17 empty] | 7.3.3.17.5 (Remote Grid) Updates to grid topology to minimize risk of ignition in HFTDs Remote GridWLDFRWire-to-wire contactAggregated | WLDFR | HFTD - Distribution - Tier 2 - 3QU CoRE ¦ 5QU LoRE | Non-Red Flag Warning - Large Fires | Wire-to-wire contact | Aggregated | 2059 | 2.31e-06 | 715.8465 | 0.0016536 | 2059 | Mitigation | 0.95 | 45 | 0 | esc | 0.00097009 | 2.2409e-09 | 0.00097009 | 2.2409e-09
[79 empty] | WLDFR | HFTD - Distribution - Tier 3 - 5QU CoRE ¦ 1QU LoRE | Seismic - Non-Red Flag Warning - Catastrophic Fires | 2058 | 2.2147e-13 | 30120.5761 | 652.457 | 19091.8834 | 10376.2358 | 0 | 6.0636e-10 | 6.6709e-09 | 0 | 6.6709e-09 | 6.0437e-07 | 9.4681e-05 | 0 | 9.4681e-05 | 0.00077165 | 0 | 0.00077165 | 0.0016915 | 0 | 0.0016915 | [17 empty] | 7.3.3.17.5 (Remote Grid) Updates to grid topology to minimize risk of ignition in HFTDs Remote GridWLDFRWire-to-wire contactAggregated | WLDFR | HFTD - Distribution - Tier 2 - 3QU CoRE ¦ 5QU LoRE | Non-Red Flag Warning - Large Fires | Wire-to-wire contact | Aggregated | 2060 | 2.31e-06 | 715.8465 | 0.0016536 | 2060 | Mitigation | 0.95 | 45 | 0 | esc | 0.00097009 | 2.2409e-09 | 0.00097009 | 2.2409e-09
[79 empty] | WLDFR | HFTD - Distribution - Tier 3 - 5QU CoRE ¦ 1QU LoRE | Seismic - Non-Red Flag Warning - Catastrophic Fires | 2059 | 2.2147e-13 | 30120.5761 | 652.457 | 19091.8834 | 10376.2358 | 0 | 6.0636e-10 | 6.6709e-09 | 0 | 6.6709e-09 | 6.0437e-07 | 9.4681e-05 | 0 | 9.4681e-05 | 0.00077165 | 0 | 0.00077165 | 0.0016915 | 0 | 0.0016915 | [17 empty] | 7.3.3.17.5 (Remote Grid) Updates to grid topology to minimize risk of ignition in HFTDs Remote GridWLDFRWire-to-wire contactAggregated | WLDFR | HFTD - Distribution - Tier 2 - 3QU CoRE ¦ 5QU LoRE | Non-Red Flag Warning - Large Fires | Wire-to-wire contact | Aggregated | 2061 | 2.31e-06 | 715.8465 | 0.0016536 | 2061 | Mitigation | 0.95 | 45 | 0 | esc | 0.00097009 | 2.2409e-09 | 0.00097009 | 2.2409e-09
[79 empty] | WLDFR | HFTD - Distribution - Tier 3 - 5QU CoRE ¦ 1QU LoRE | Seismic - Non-Red Flag Warning - Catastrophic Fires | 2060 | 2.2147e-13 | 30120.5761 | 652.457 | 19091.8834 | 10376.2358 | 0 | 6.0636e-10 | 6.6709e-09 | 0 | 6.6709e-09 | 6.0437e-07 | 9.4681e-05 | 0 | 9.4681e-05 | 0.00077165 | 0 | 0.00077165 | 0.0016915 | 0 | 0.0016915 | [17 empty] | 7.3.3.17.5 (Remote Grid) Updates to grid topology to minimize risk of ignition in HFTDs Remote GridWLDFRWire-to-wire contactAggregated | WLDFR | HFTD - Distribution - Tier 2 - 3QU CoRE ¦ 5QU LoRE | Non-Red Flag Warning - Large Fires | Wire-to-wire contact | Aggregated | 2062 | 2.31e-06 | 715.8465 | 0.0016536 | 2062 | Mitigation | 0.95 | 45 | 0 | esc | 0.00097009 | 2.2409e-09 | 0.00097009 | 2.2409e-09
[79 empty] | WLDFR | HFTD - Distribution - Tier 3 - 5QU CoRE ¦ 1QU LoRE | Seismic - Non-Red Flag Warning - Catastrophic Fires | 2061 | 2.2147e-13 | 30120.5761 | 652.457 | 19091.8834 | 10376.2358 | 0 | 6.0636e-10 | 6.6709e-09 | 0 | 6.6709e-09 | 6.0437e-07 | 9.4681e-05 | 0 | 9.4681e-05 | 0.00077165 | 0 | 0.00077165 | 0.0016915 | 0 | 0.0016915 | [17 empty] | 7.3.3.17.5 (Remote Grid) Updates to grid topology to minimize risk of ignition in HFTDs Remote GridWLDFRWire-to-wire contactAggregated | WLDFR | HFTD - Distribution - Tier 2 - 3QU CoRE ¦ 5QU LoRE | Non-Red Flag Warning - Large Fires | Wire-to-wire contact | Aggregated | 2063 | 2.31e-06 | 715.8465 | 0.0016536 | 2063 | Mitigation | 0.95 | 45 | 0 | esc | 0.00097009 | 2.2409e-09 | 0.00097009 | 2.2409e-09
[79 empty] | WLDFR | HFTD - Distribution - Tier 3 - 5QU CoRE ¦ 1QU LoRE | Seismic - Non-Red Flag Warning - Catastrophic Fires | 2062 | 2.2147e-13 | 30120.5761 | 652.457 | 19091.8834 | 10376.2358 | 0 | 6.0636e-10 | 6.6709e-09 | 0 | 6.6709e-09 | 6.0437e-07 | 9.4681e-05 | 0 | 9.4681e-05 | 0.00077165 | 0 | 0.00077165 | 0.0016915 | 0 | 0.0016915 | [17 empty] | 7.3.3.17.5 (Remote Grid) Updates to grid topology to minimize risk of ignition in HFTDs Remote GridWLDFRWire-to-wire contactAggregated | WLDFR | HFTD - Distribution - Tier 2 - 3QU CoRE ¦ 5QU LoRE | Non-Red Flag Warning - Large Fires | Wire-to-wire contact | Aggregated | 2064 | 2.31e-06 | 715.8465 | 0.0016536 | 2064 | Mitigation | 0.95 | 45 | 0 | esc | 0.00097009 | 2.2409e-09 | 0.00097009 | 2.2409e-09
[79 empty] | WLDFR | HFTD - Distribution - Tier 3 - 5QU CoRE ¦ 1QU LoRE | Seismic - Non-Red Flag Warning - Catastrophic Fires | 2063 | 2.2147e-13 | 31471.2268 | 690.4653 | 19927.4643 | 10853.2973 | 0 | 6.0636e-10 | 6.9701e-09 | 0 | 6.9701e-09 | 6.3209e-07 | 9.8816e-05 | 0 | 9.8816e-05 | 0.00080535 | 0 | 0.00080535 | 0.0017654 | 0 | 0.0017654 | [17 empty] | 7.3.3.17.5 (Remote Grid) Updates to grid topology to minimize risk of ignition in HFTDs Remote GridWLDFRWire-to-wire contactAggregated | WLDFR | HFTD - Distribution - Tier 2 - 3QU CoRE ¦ 5QU LoRE | Non-Red Flag Warning - Large Fires | Wire-to-wire contact | Aggregated | 2065 | 2.31e-06 | 715.8465 | 0.0016536 | 2065 | Mitigation | 0.95 | 45 | 0 | esc | 0.00097009 | 2.2409e-09 | 0.00097009 | 2.2409e-09
[79 empty] | WLDFR | HFTD - Distribution - Tier 3 - 5QU CoRE ¦ 1QU LoRE | Seismic - Non-Red Flag Warning - Catastrophic Fires | 2064 | 2.2147e-13 | 31471.2268 | 690.4653 | 19927.4643 | 10853.2973 | 0 | 6.0636e-10 | 6.9701e-09 | 0 | 6.9701e-09 | 6.3209e-07 | 9.8816e-05 | 0 | 9.8816e-05 | 0.00080535 | 0 | 0.00080535 | 0.0017654 | 0 | 0.0017654 | [17 empty] | 7.3.3.17.5 (Remote Grid) Updates to grid topology to minimize risk of ignition in HFTDs Remote GridWLDFRWire-to-wire contactAggregated | WLDFR | HFTD - Distribution - Tier 2 - 3QU CoRE ¦ 5QU LoRE | Non-Red Flag Warning - Large Fires | Wire-to-wire contact | Aggregated | 2066 | 2.31e-06 | 715.8465 | 0.0016536 | 2066 | Mitigation | 0.95 | 45 | 0 | esc | 0.00097009 | 2.2409e-09 | 0.00097009 | 2.2409e-09
[79 empty] | WLDFR | HFTD - Distribution - Tier 3 - 5QU CoRE ¦ 1QU LoRE | Seismic - Non-Red Flag Warning - Catastrophic Fires | 2065 | 2.2147e-13 | 31471.2268 | 690.4653 | 19927.4643 | 10853.2973 | 0 | 6.0636e-10 | 6.9701e-09 | 0 | 6.9701e-09 | 6.3209e-07 | 0 | 0 | 0 | 0.00080535 | 0 | 0.00080535 | 0.0017654 | 0 | 0.0017654 | [17 empty] | 7.3.3.17.5 (Remote Grid) Updates to grid topology to minimize risk of ignition in HFTDs Remote GridWLDFRWire-to-wire contactAggregated | WLDFR | HFTD - Distribution - Tier 2 - 3QU CoRE ¦ 5QU LoRE | Non-Red Flag Warning - Large Fires | Wire-to-wire contact | Aggregated | 2067 | 2.31e-06 | 715.8465 | 0.0016536 | 2067 | Mitigation | 0.95 | 45 | 0 | esc | 0 | 0 | 0.00097009 | 2.2409e-09
[79 empty] | WLDFR | HFTD - Distribution - Tier 3 - 5QU CoRE ¦ 1QU LoRE | Seismic - Non-Red Flag Warning - Catastrophic Fires | 2066 | 2.2147e-13 | 31471.2268 | 690.4653 | 19927.4643 | 10853.2973 | 0 | 6.0636e-10 | 6.9701e-09 | 0 | 6.9701e-09 | 6.3209e-07 | 0 | 0 | 0 | 0 | 0 | 0 | 0.0017654 | 0 | 0.0017654 | [17 empty] | 7.3.3.17.5 (Remote Grid) Updates to grid topology to minimize risk of ignition in HFTDs Remote GridWLDFRContact from objectAggregated | WLDFR | HFTD - Distribution - Tier 2 - 3QU CoRE ¦ 5QU LoRE | Non-Red Flag Warning - Small Fires | Contact from object | Aggregated | 2022 | 0.00040623 | 715.8465 | 0.2908 | 2022 | Mitigation | 0.95 | 45 | 0 | esc | 0.00097009 | 3.9408e-07 | 0 | 0
[79 empty] | WLDFR | HFTD - Distribution - Tier 3 - 5QU CoRE ¦ 1QU LoRE | Seismic - Red Flag Warning - Catastrophic Fires | 2022 | 9.5499e-12 | 21083.8428 | 409.2237 | 13469.0878 | 7205.5313 | 0 | 2.6146e-08 | 2.0135e-07 | 0 | 2.0135e-07 | 3.4228e-07 | 1.8994e-05 | 0 | 1.8994e-05 | 0 | 0 | 0 | 0 | 0 | 0 | [17 empty] | 7.3.3.17.5 (Remote Grid) Updates to grid topology to minimize risk of ignition in HFTDs Remote GridWLDFRContact from objectAggregated | WLDFR | HFTD - Distribution - Tier 2 - 3QU CoRE ¦ 5QU LoRE | Non-Red Flag Warning - Small Fires | Contact from object | Aggregated | 2023 | 0.00040623 | 715.8465 | 0.2908 | 2023 | Mitigation | 0.95 | 45 | 0 | esc | 0.00097009 | 3.9408e-07 | 0.00097009 | 3.9408e-07
[79 empty] | WLDFR | HFTD - Distribution - Tier 3 - 5QU CoRE ¦ 1QU LoRE | Seismic - Red Flag Warning - Catastrophic Fires | 2023 | 9.5499e-12 | 21835.9781 | 428.6023 | 13939.561 | 7467.8148 | 0 | 2.6146e-08 | 2.0853e-07 | 0 | 2.0853e-07 | 3.5479e-07 | 1.8864e-05 | 0 | 1.8864e-05 | 0.00015374 | 0 | 0.00015374 | 0 | 0 | 0 | [17 empty] | 7.3.3.17.5 (Remote Grid) Updates to grid topology to minimize risk of ignition in HFTDs Remote GridWLDFRContact from objectAggregated | WLDFR | HFTD - Distribution - Tier 2 - 3QU CoRE ¦ 5QU LoRE | Non-Red Flag Warning - Small Fires | Contact from object | Aggregated | 2024 | 0.00040623 | 715.8465 | 0.2908 | 2024 | Mitigation | 0.95 | 45 | 0 | esc | 0.00097009 | 3.9408e-07 | 0.00097009 | 3.9408e-07
[79 empty] | WLDFR | HFTD - Distribution - Tier 3 - 5QU CoRE ¦ 1QU LoRE | Seismic - Red Flag Warning - Catastrophic Fires | 2024 | 9.5499e-12 | 21835.9781 | 428.6023 | 13939.561 | 7467.8148 | 0 | 2.6146e-08 | 2.0853e-07 | 0 | 2.0853e-07 | 3.5479e-07 | 1.9553e-05 | 0 | 1.9553e-05 | 0.00015936 | 0 | 0.00015936 | 0.00034931 | 0 | 0.00034931 | [17 empty] | 7.3.3.17.5 (Remote Grid) Updates to grid topology to minimize risk of ignition in HFTDs Remote GridWLDFRContact from objectAggregated | WLDFR | HFTD - Distribution - Tier 2 - 3QU CoRE ¦ 5QU LoRE | Non-Red Flag Warning - Small Fires | Contact from object | Aggregated | 2025 | 0.00040623 | 715.8465 | 0.2908 | 2025 | Mitigation | 0.95 | 45 | 0 | esc | 0.00097009 | 3.9408e-07 | 0.00097009 | 3.9408e-07
[79 empty] | WLDFR | HFTD - Distribution - Tier 3 - 5QU CoRE ¦ 1QU LoRE | Seismic - Red Flag Warning - Catastrophic Fires | 2025 | 9.5499e-12 | 21835.9781 | 428.6023 | 13939.561 | 7467.8148 | 0 | 2.6146e-08 | 2.0853e-07 | 0 | 2.0853e-07 | 3.5479e-07 | 1.9553e-05 | 0 | 1.9553e-05 | 0.00015936 | 0 | 0.00015936 | 0.00034931 | 0 | 0.00034931 | [17 empty] | 7.3.3.17.5 (Remote Grid) Updates to grid topology to minimize risk of ignition in HFTDs Remote GridWLDFRContact from objectAggregated | WLDFR | HFTD - Distribution - Tier 2 - 3QU CoRE ¦ 5QU LoRE | Non-Red Flag Warning - Small Fires | Contact from object | Aggregated | 2026 | 0.00040623 | 715.8465 | 0.2908 | 2026 | Mitigation | 0.95 | 45 | 0 | esc | 0.00097009 | 3.9408e-07 | 0.00097009 | 3.9408e-07
[79 empty] | WLDFR | HFTD - Distribution - Tier 3 - 5QU CoRE ¦ 1QU LoRE | Seismic - Red Flag Warning - Catastrophic Fires | 2026 | 9.5499e-12 | 21835.9781 | 428.6023 | 13939.561 | 7467.8148 | 0 | 2.6146e-08 | 2.0853e-07 | 0 | 2.0853e-07 | 3.5479e-07 | 1.9553e-05 | 0 | 1.9553e-05 | 0.00015936 | 0 | 0.00015936 | 0.00034931 | 0 | 0.00034931 | [17 empty] | 7.3.3.17.5 (Remote Grid) Updates to grid topology to minimize risk of ignition in HFTDs Remote GridWLDFRContact from objectAggregated | WLDFR | HFTD - Distribution - Tier 2 - 3QU CoRE ¦ 5QU LoRE | Non-Red Flag Warning - Small Fires | Contact from object | Aggregated | 2027 | 0.00040623 | 715.8465 | 0.2908 | 2027 | Mitigation | 0.95 | 45 | 0 | esc | 0.00097009 | 3.9408e-07 | 0.00097009 | 3.9408e-07
[79 empty] | WLDFR | HFTD - Distribution - Tier 3 - 5QU CoRE ¦ 1QU LoRE | Seismic - Red Flag Warning - Catastrophic Fires | 2027 | 9.5499e-12 | 21835.9781 | 428.6023 | 13939.561 | 7467.8148 | 0 | 2.6146e-08 | 2.0853e-07 | 0 | 2.0853e-07 | 3.5479e-07 | 1.9553e-05 | 0 | 1.9553e-05 | 0.00015936 | 0 | 0.00015936 | 0.00034931 | 0 | 0.00034931 | [17 empty] | 7.3.3.17.5 (Remote Grid) Updates to grid topology to minimize risk of ignition in HFTDs Remote GridWLDFRContact from objectAggregated | WLDFR | HFTD - Distribution - Tier 2 - 3QU CoRE ¦ 5QU LoRE | Non-Red Flag Warning - Small Fires | Contact from object | Aggregated | 2028 | 0.00040623 | 715.8465 | 0.2908 | 2028 | Mitigation | 0.95 | 45 | 0 | esc | 0.00097009 | 3.9408e-07 | 0.00097009 | 3.9408e-07
[79 empty] | WLDFR | HFTD - Distribution - Tier 3 - 5QU CoRE ¦ 1QU LoRE | Seismic - Red Flag Warning - Catastrophic Fires | 2028 | 9.5499e-12 | 22783.187 | 453.261 | 14531.3357 | 7798.5904 | 0 | 2.6146e-08 | 2.1758e-07 | 0 | 2.1758e-07 | 3.7053e-07 | 1.9553e-05 | 0 | 1.9553e-05 | 0.00015936 | 0 | 0.00015936 | 0.00034931 | 0 | 0.00034931 | [17 empty] | 7.3.3.17.5 (Remote Grid) Updates to grid topology to minimize risk of ignition in HFTDs Remote GridWLDFRContact from objectAggregated | WLDFR | HFTD - Distribution - Tier 2 - 3QU CoRE ¦ 5QU LoRE | Non-Red Flag Warning - Small Fires | Contact from object | Aggregated | 2029 | 0.00040623 | 715.8465 | 0.2908 | 2029 | Mitigation | 0.95 | 45 | 0 | esc | 0.00097009 | 3.9408e-07 | 0.00097009 | 3.9408e-07
[79 empty] | WLDFR | HFTD - Distribution - Tier 3 - 5QU CoRE ¦ 1QU LoRE | Seismic - Red Flag Warning - Catastrophic Fires | 2029 | 9.5499e-12 | 22783.187 | 453.261 | 14531.3357 | 7798.5904 | 0 | 2.6146e-08 | 2.1758e-07 | 0 | 2.1758e-07 | 3.7053e-07 | 2.0421e-05 | 0 | 2.0421e-05 | 0.00016643 | 0 | 0.00016643 | 0.00036482 | 0 | 0.00036482 | [17 empty] | 7.3.3.17.5 (Remote Grid) Updates to grid topology to minimize risk of ignition in HFTDs Remote GridWLDFRContact from objectAggregated | WLDFR | HFTD - Distribution - Tier 2 - 3QU CoRE ¦ 5QU LoRE | Non-Red Flag Warning - Small Fires | Contact from object | Aggregated | 2030 | 0.00040623 | 715.8465 | 0.2908 | 2030 | Mitigation | 0.95 | 45 | 0 | esc | 0.00097009 | 3.9408e-07 | 0.00097009 | 3.9408e-07
[79 empty] | WLDFR | HFTD - Distribution - Tier 3 - 5QU CoRE ¦ 1QU LoRE | Seismic - Red Flag Warning - Catastrophic Fires | 2030 | 9.5499e-12 | 22783.187 | 453.261 | 14531.3357 | 7798.5904 | 0 | 2.6146e-08 | 2.1758e-07 | 0 | 2.1758e-07 | 3.7053e-07 | 2.0421e-05 | 0 | 2.0421e-05 | 0.00016643 | 0 | 0.00016643 | 0.00036482 | 0 | 0.00036482 | [17 empty] | 7.3.3.17.5 (Remote Grid) Updates to grid topology to minimize risk of ignition in HFTDs Remote GridWLDFRContact from objectAggregated | WLDFR | HFTD - Distribution - Tier 2 - 3QU CoRE ¦ 5QU LoRE | Non-Red Flag Warning - Small Fires | Contact from object | Aggregated | 2031 | 0.00040623 | 715.8465 | 0.2908 | 2031 | Mitigation | 0.95 | 45 | 0 | esc | 0.00097009 | 3.9408e-07 | 0.00097009 | 3.9408e-07
[79 empty] | WLDFR | HFTD - Distribution - Tier 3 - 5QU CoRE ¦ 1QU LoRE | Seismic - Red Flag Warning - Catastrophic Fires | 2031 | 9.5499e-12 | 22783.187 | 453.261 | 14531.3357 | 7798.5904 | 0 | 2.6146e-08 | 2.1758e-07 | 0 | 2.1758e-07 | 3.7053e-07 | 2.0421e-05 | 0 | 2.0421e-05 | 0.00016643 | 0 | 0.00016643 | 0.00036482 | 0 | 0.00036482 | [17 empty] | 7.3.3.17.5 (Remote Grid) Updates to grid topology to minimize risk of ignition in HFTDs Remote GridWLDFRContact from objectAggregated | WLDFR | HFTD - Distribution - Tier 2 - 3QU CoRE ¦ 5QU LoRE | Non-Red Flag Warning - Small Fires | Contact from object | Aggregated | 2032 | 0.00040623 | 715.8465 | 0.2908 | 2032 | Mitigation | 0.95 | 45 | 0 | esc | 0.00097009 | 3.9408e-07 | 0.00097009 | 3.9408e-07
[79 empty] | WLDFR | HFTD - Distribution - Tier 3 - 5QU CoRE ¦ 1QU LoRE | Seismic - Red Flag Warning - Catastrophic Fires | 2032 | 9.5499e-12 | 22783.187 | 453.261 | 14531.3357 | 7798.5904 | 0 | 2.6146e-08 | 2.1758e-07 | 0 | 2.1758e-07 | 3.7053e-07 | 2.0421e-05 | 0 | 2.0421e-05 | 0.00016643 | 0 | 0.00016643 | 0.00036482 | 0 | 0.00036482 | [17 empty] | 7.3.3.17.5 (Remote Grid) Updates to grid topology to minimize risk of ignition in HFTDs Remote GridWLDFRContact from objectAggregated | WLDFR | HFTD - Distribution - Tier 2 - 3QU CoRE ¦ 5QU LoRE | Non-Red Flag Warning - Small Fires | Contact from object | Aggregated | 2033 | 0.00040623 | 715.8465 | 0.2908 | 2033 | Mitigation | 0.95 | 45 | 0 | esc | 0.00097009 | 3.9408e-07 | 0.00097009 | 3.9408e-07
[79 empty] | WLDFR | HFTD - Distribution - Tier 3 - 5QU CoRE ¦ 1QU LoRE | Seismic - Red Flag Warning - Catastrophic Fires | 2033 | 9.5499e-12 | 23835.2641 | 480.9649 | 15187.7294 | 8166.5698 | 0 | 2.6146e-08 | 2.2762e-07 | 0 | 2.2762e-07 | 3.8802e-07 | 2.0421e-05 | 0 | 2.0421e-05 | 0.00016643 | 0 | 0.00016643 | 0.00036482 | 0 | 0.00036482 | [17 empty] | 7.3.3.17.5 (Remote Grid) Updates to grid topology to minimize risk of ignition in HFTDs Remote GridWLDFRContact from objectAggregated | WLDFR | HFTD - Distribution - Tier 2 - 3QU CoRE ¦ 5QU LoRE | Non-Red Flag Warning - Small Fires | Contact from object | Aggregated | 2034 | 0.00040623 | 715.8465 | 0.2908 | 2034 | Mitigation | 0.95 | 45 | 0 | esc | 0.00097009 | 3.9408e-07 | 0.00097009 | 3.9408e-07
[79 empty] | WLDFR | HFTD - Distribution - Tier 3 - 5QU CoRE ¦ 1QU LoRE | Seismic - Red Flag Warning - Catastrophic Fires | 2034 | 9.5499e-12 | 23835.2641 | 480.9649 | 15187.7294 | 8166.5698 | 0 | 2.6146e-08 | 2.2762e-07 | 0 | 2.2762e-07 | 3.8802e-07 | 2.1384e-05 | 0 | 2.1384e-05 | 0.00017428 | 0 | 0.00017428 | 0.00038203 | 0 | 0.00038203 | [17 empty] | 7.3.3.17.5 (Remote Grid) Updates to grid topology to minimize risk of ignition in HFTDs Remote GridWLDFRContact from objectAggregated | WLDFR | HFTD - Distribution - Tier 2 - 3QU CoRE ¦ 5QU LoRE | Non-Red Flag Warning - Small Fires | Contact from object | Aggregated | 2035 | 0.00040623 | 715.8465 | 0.2908 | 2035 | Mitigation | 0.95 | 45 | 0 | esc | 0.00097009 | 3.9408e-07 | 0.00097009 | 3.9408e-07
[79 empty] | WLDFR | HFTD - Distribution - Tier 3 - 5QU CoRE ¦ 1QU LoRE | Seismic - Red Flag Warning - Catastrophic Fires | 2035 | 9.5499e-12 | 23835.2641 | 480.9649 | 15187.7294 | 8166.5698 | 0 | 2.6146e-08 | 2.2762e-07 | 0 | 2.2762e-07 | 3.8802e-07 | 2.1384e-05 | 0 | 2.1384e-05 | 0.00017428 | 0 | 0.00017428 | 0.00038203 | 0 | 0.00038203 | [17 empty] | 7.3.3.17.5 (Remote Grid) Updates to grid topology to minimize risk of ignition in HFTDs Remote GridWLDFRContact from objectAggregated | WLDFR | HFTD - Distribution - Tier 2 - 3QU CoRE ¦ 5QU LoRE | Non-Red Flag Warning - Small Fires | Contact from object | Aggregated | 2036 | 0.00040623 | 715.8465 | 0.2908 | 2036 | Mitigation | 0.95 | 45 | 0 | esc | 0.00097009 | 3.9408e-07 | 0.00097009 | 3.9408e-07
[79 empty] | WLDFR | HFTD - Distribution - Tier 3 - 5QU CoRE ¦ 1QU LoRE | Seismic - Red Flag Warning - Catastrophic Fires | 2036 | 9.5499e-12 | 23835.2641 | 480.9649 | 15187.7294 | 8166.5698 | 0 | 2.6146e-08 | 2.2762e-07 | 0 | 2.2762e-07 | 3.8802e-07 | 2.1384e-05 | 0 | 2.1384e-05 | 0.00017428 | 0 | 0.00017428 | 0.00038203 | 0 | 0.00038203 | [17 empty] | 7.3.3.17.5 (Remote Grid) Updates to grid topology to minimize risk of ignition in HFTDs Remote GridWLDFRContact from objectAggregated | WLDFR | HFTD - Distribution - Tier 2 - 3QU CoRE ¦ 5QU LoRE | Non-Red Flag Warning - Small Fires | Contact from object | Aggregated | 2037 | 0.00040623 | 715.8465 | 0.2908 | 2037 | Mitigation | 0.95 | 45 | 0 | esc | 0.00097009 | 3.9408e-07 | 0.00097009 | 3.9408e-07
[79 empty] | WLDFR | HFTD - Distribution - Tier 3 - 5QU CoRE ¦ 1QU LoRE | Seismic - Red Flag Warning - Catastrophic Fires | 2037 | 9.5499e-12 | 23835.2641 | 480.9649 | 15187.7294 | 8166.5698 | 0 | 2.6146e-08 | 2.2762e-07 | 0 | 2.2762e-07 | 3.8802e-07 | 2.1384e-05 | 0 | 2.1384e-05 | 0.00017428 | 0 | 0.00017428 | 0.00038203 | 0 | 0.00038203 | [17 empty] | 7.3.3.17.5 (Remote Grid) Updates to grid topology to minimize risk of ignition in HFTDs Remote GridWLDFRContact from objectAggregated | WLDFR | HFTD - Distribution - Tier 2 - 3QU CoRE ¦ 5QU LoRE | Non-Red Flag Warning - Small Fires | Contact from object | Aggregated | 2038 | 0.00040623 | 715.8465 | 0.2908 | 2038 | Mitigation | 0.95 | 45 | 0 | esc | 0.00097009 | 3.9408e-07 | 0.00097009 | 3.9408e-07
[79 empty] | WLDFR | HFTD - Distribution - Tier 3 - 5QU CoRE ¦ 1QU LoRE | Seismic - Red Flag Warning - Catastrophic Fires | 2038 | 9.5499e-12 | 24976.6418 | 511.3745 | 15898.8237 | 8566.4437 | 0 | 2.6146e-08 | 2.3852e-07 | 0 | 2.3852e-07 | 4.0698e-07 | 2.1384e-05 | 0 | 2.1384e-05 | 0.00017428 | 0 | 0.00017428 | 0.00038203 | 0 | 0.00038203 | [17 empty] | 7.3.3.17.5 (Remote Grid) Updates to grid topology to minimize risk of ignition in HFTDs Remote GridWLDFRContact from objectAggregated | WLDFR | HFTD - Distribution - Tier 2 - 3QU CoRE ¦ 5QU LoRE | Non-Red Flag Warning - Small Fires | Contact from object | Aggregated | 2039 | 0.00040623 | 715.8465 | 0.2908 | 2039 | Mitigation | 0.95 | 45 | 0 | esc | 0.00097009 | 3.9408e-07 | 0.00097009 | 3.9408e-07
[79 empty] | WLDFR | HFTD - Distribution - Tier 3 - 5QU CoRE ¦ 1QU LoRE | Seismic - Red Flag Warning - Catastrophic Fires | 2039 | 9.5499e-12 | 24976.6418 | 511.3745 | 15898.8237 | 8566.4437 | 0 | 2.6146e-08 | 2.3852e-07 | 0 | 2.3852e-07 | 4.0698e-07 | 2.2429e-05 | 0 | 2.2429e-05 | 0.0001828 | 0 | 0.0001828 | 0.0004007 | 0 | 0.0004007 | [17 empty] | 7.3.3.17.5 (Remote Grid) Updates to grid topology to minimize risk of ignition in HFTDs Remote GridWLDFRContact from objectAggregated | WLDFR | HFTD - Distribution - Tier 2 - 3QU CoRE ¦ 5QU LoRE | Non-Red Flag Warning - Small Fires | Contact from object | Aggregated | 2040 | 0.00040623 | 715.8465 | 0.2908 | 2040 | Mitigation | 0.95 | 45 | 0 | esc | 0.00097009 | 3.9408e-07 | 0.00097009 | 3.9408e-07
[79 empty] | WLDFR | HFTD - Distribution - Tier 3 - 5QU CoRE ¦ 1QU LoRE | Seismic - Red Flag Warning - Catastrophic Fires | 2040 | 9.5499e-12 | 24976.6418 | 511.3745 | 15898.8237 | 8566.4437 | 0 | 2.6146e-08 | 2.3852e-07 | 0 | 2.3852e-07 | 4.0698e-07 | 2.2429e-05 | 0 | 2.2429e-05 | 0.0001828 | 0 | 0.0001828 | 0.0004007 | 0 | 0.0004007 | [17 empty] | 7.3.3.17.5 (Remote Grid) Updates to grid topology to minimize risk of ignition in HFTDs Remote GridWLDFRContact from objectAggregated | WLDFR | HFTD - Distribution - Tier 2 - 3QU CoRE ¦ 5QU LoRE | Non-Red Flag Warning - Small Fires | Contact from object | Aggregated | 2041 | 0.00040623 | 715.8465 | 0.2908 | 2041 | Mitigation | 0.95 | 45 | 0 | esc | 0.00097009 | 3.9408e-07 | 0.00097009 | 3.9408e-07
[79 empty] | WLDFR | HFTD - Distribution - Tier 3 - 5QU CoRE ¦ 1QU LoRE | Seismic - Red Flag Warning - Catastrophic Fires | 2041 | 9.5499e-12 | 24976.6418 | 511.3745 | 15898.8237 | 8566.4437 | 0 | 2.6146e-08 | 2.3852e-07 | 0 | 2.3852e-07 | 4.0698e-07 | 2.2429e-05 | 0 | 2.2429e-05 | 0.0001828 | 0 | 0.0001828 | 0.0004007 | 0 | 0.0004007 | [17 empty] | 7.3.3.17.5 (Remote Grid) Updates to grid topology to minimize risk of ignition in HFTDs Remote GridWLDFRContact from objectAggregated | WLDFR | HFTD - Distribution - Tier 2 - 3QU CoRE ¦ 5QU LoRE | Non-Red Flag Warning - Small Fires | Contact from object | Aggregated | 2042 | 0.00040623 | 715.8465 | 0.2908 | 2042 | Mitigation | 0.95 | 45 | 0 | esc | 0.00097009 | 3.9408e-07 | 0.00097009 | 3.9408e-07
[79 empty] | WLDFR | HFTD - Distribution - Tier 3 - 5QU CoRE ¦ 1QU LoRE | Seismic - Red Flag Warning - Catastrophic Fires | 2042 | 9.5499e-12 | 24976.6418 | 511.3745 | 15898.8237 | 8566.4437 | 0 | 2.6146e-08 | 2.3852e-07 | 0 | 2.3852e-07 | 4.0698e-07 | 2.2429e-05 | 0 | 2.2429e-05 | 0.0001828 | 0 | 0.0001828 | 0.0004007 | 0 | 0.0004007 | [17 empty] | 7.3.3.17.5 (Remote Grid) Updates to grid topology to minimize risk of ignition in HFTDs Remote GridWLDFRContact from objectAggregated | WLDFR | HFTD - Distribution - Tier 2 - 3QU CoRE ¦ 5QU LoRE | Non-Red Flag Warning - Small Fires | Contact from object | Aggregated | 2043 | 0.00040623 | 715.8465 | 0.2908 | 2043 | Mitigation | 0.95 | 45 | 0 | esc | 0.00097009 | 3.9408e-07 | 0.00097009 | 3.9408e-07
[79 empty] | WLDFR | HFTD - Distribution - Tier 3 - 5QU CoRE ¦ 1QU LoRE | Seismic - Red Flag Warning - Catastrophic Fires | 2043 | 9.5499e-12 | 26191.7278 | 544.1291 | 16654.7414 | 8992.8573 | 0 | 2.6146e-08 | 2.5013e-07 | 0 | 2.5013e-07 | 4.2716e-07 | 2.2429e-05 | 0 | 2.2429e-05 | 0.0001828 | 0 | 0.0001828 | 0.0004007 | 0 | 0.0004007 | [17 empty] | 7.3.3.17.5 (Remote Grid) Updates to grid topology to minimize risk of ignition in HFTDs Remote GridWLDFRContact from objectAggregated | WLDFR | HFTD - Distribution - Tier 2 - 3QU CoRE ¦ 5QU LoRE | Non-Red Flag Warning - Small Fires | Contact from object | Aggregated | 2044 | 0.00040623 | 715.8465 | 0.2908 | 2044 | Mitigation | 0.95 | 45 | 0 | esc | 0.00097009 | 3.9408e-07 | 0.00097009 | 3.9408e-07
[79 empty] | WLDFR | HFTD - Distribution - Tier 3 - 5QU CoRE ¦ 1QU LoRE | Seismic - Red Flag Warning - Catastrophic Fires | 2044 | 9.5499e-12 | 26191.7278 | 544.1291 | 16654.7414 | 8992.8573 | 0 | 2.6146e-08 | 2.5013e-07 | 0 | 2.5013e-07 | 4.2716e-07 | 2.3542e-05 | 0 | 2.3542e-05 | 0.00019186 | 0 | 0.00019186 | 0.00042057 | 0 | 0.00042057 | [17 empty] | 7.3.3.17.5 (Remote Grid) Updates to grid topology to minimize risk of ignition in HFTDs Remote GridWLDFRContact from objectAggregated | WLDFR | HFTD - Distribution - Tier 2 - 3QU CoRE ¦ 5QU LoRE | Non-Red Flag Warning - Small Fires | Contact from object | Aggregated | 2045 | 0.00040623 | 715.8465 | 0.2908 | 2045 | Mitigation | 0.95 | 45 | 0 | esc | 0.00097009 | 3.9408e-07 | 0.00097009 | 3.9408e-07
[79 empty] | WLDFR | HFTD - Distribution - Tier 3 - 5QU CoRE ¦ 1QU LoRE | Seismic - Red Flag Warning - Catastrophic Fires | 2045 | 9.5499e-12 | 26191.7278 | 544.1291 | 16654.7414 | 8992.8573 | 0 | 2.6146e-08 | 2.5013e-07 | 0 | 2.5013e-07 | 4.2716e-07 | 2.3542e-05 | 0 | 2.3542e-05 | 0.00019186 | 0 | 0.00019186 | 0.00042057 | 0 | 0.00042057 | [17 empty] | 7.3.3.17.5 (Remote Grid) Updates to grid topology to minimize risk of ignition in HFTDs Remote GridWLDFRContact from objectAggregated | WLDFR | HFTD - Distribution - Tier 2 - 3QU CoRE ¦ 5QU LoRE | Non-Red Flag Warning - Small Fires | Contact from object | Aggregated | 2046 | 0.00040623 | 715.8465 | 0.2908 | 2046 | Mitigation | 0.95 | 45 | 0 | esc | 0.00097009 | 3.9408e-07 | 0.00097009 | 3.9408e-07
[79 empty] | WLDFR | HFTD - Distribution - Tier 3 - 5QU CoRE ¦ 1QU LoRE | Seismic - Red Flag Warning - Catastrophic Fires | 2046 | 9.5499e-12 | 26191.7278 | 544.1291 | 16654.7414 | 8992.8573 | 0 | 2.6146e-08 | 2.5013e-07 | 0 | 2.5013e-07 | 4.2716e-07 | 2.3542e-05 | 0 | 2.3542e-05 | 0.00019186 | 0 | 0.00019186 | 0.00042057 | 0 | 0.00042057 | [17 empty] | 7.3.3.17.5 (Remote Grid) Updates to grid topology to minimize risk of ignition in HFTDs Remote GridWLDFRContact from objectAggregated | WLDFR | HFTD - Distribution - Tier 2 - 3QU CoRE ¦ 5QU LoRE | Non-Red Flag Warning - Small Fires | Contact from object | Aggregated | 2047 | 0.00040623 | 715.8465 | 0.2908 | 2047 | Mitigation | 0.95 | 45 | 0 | esc | 0.00097009 | 3.9408e-07 | 0.00097009 | 3.9408e-07
[79 empty] | WLDFR | HFTD - Distribution - Tier 3 - 5QU CoRE ¦ 1QU LoRE | Seismic - Red Flag Warning - Catastrophic Fires | 2047 | 9.5499e-12 | 26191.7278 | 544.1291 | 16654.7414 | 8992.8573 | 0 | 2.6146e-08 | 2.5013e-07 | 0 | 2.5013e-07 | 4.2716e-07 | 2.3542e-05 | 0 | 2.3542e-05 | 0.00019186 | 0 | 0.00019186 | 0.00042057 | 0 | 0.00042057 | [17 empty] | 7.3.3.17.5 (Remote Grid) Updates to grid topology to minimize risk of ignition in HFTDs Remote GridWLDFRContact from objectAggregated | WLDFR | HFTD - Distribution - Tier 2 - 3QU CoRE ¦ 5QU LoRE | Non-Red Flag Warning - Small Fires | Contact from object | Aggregated | 2048 | 0.00040623 | 715.8465 | 0.2908 | 2048 | Mitigation | 0.95 | 45 | 0 | esc | 0.00097009 | 3.9408e-07 | 0.00097009 | 3.9408e-07
[79 empty] | WLDFR | HFTD - Distribution - Tier 3 - 5QU CoRE ¦ 1QU LoRE | Seismic - Red Flag Warning - Catastrophic Fires | 2048 | 9.5499e-12 | 27464.7227 | 578.8407 | 17445.538 | 9440.3441 | 0 | 2.6146e-08 | 2.6229e-07 | 0 | 2.6229e-07 | 4.483e-07 | 2.3542e-05 | 0 | 2.3542e-05 | 0.00019186 | 0 | 0.00019186 | 0.00042057 | 0 | 0.00042057 | [17 empty] | 7.3.3.17.5 (Remote Grid) Updates to grid topology to minimize risk of ignition in HFTDs Remote GridWLDFRContact from objectAggregated | WLDFR | HFTD - Distribution - Tier 2 - 3QU CoRE ¦ 5QU LoRE | Non-Red Flag Warning - Small Fires | Contact from object | Aggregated | 2049 | 0.00040623 | 715.8465 | 0.2908 | 2049 | Mitigation | 0.95 | 45 | 0 | esc | 0.00097009 | 3.9408e-07 | 0.00097009 | 3.9408e-07
[79 empty] | WLDFR | HFTD - Distribution - Tier 3 - 5QU CoRE ¦ 1QU LoRE | Seismic - Red Flag Warning - Catastrophic Fires | 2049 | 9.5499e-12 | 27464.7227 | 578.8407 | 17445.538 | 9440.3441 | 0 | 2.6146e-08 | 2.6229e-07 | 0 | 2.6229e-07 | 4.483e-07 | 2.4706e-05 | 0 | 2.4706e-05 | 0.00020136 | 0 | 0.00020136 | 0.00044138 | 0 | 0.00044138 | [17 empty] | 7.3.3.17.5 (Remote Grid) Updates to grid topology to minimize risk of ignition in HFTDs Remote GridWLDFRContact from objectAggregated | WLDFR | HFTD - Distribution - Tier 2 - 3QU CoRE ¦ 5QU LoRE | Non-Red Flag Warning - Small Fires | Contact from object | Aggregated | 2050 | 0.00040623 | 715.8465 | 0.2908 | 2050 | Mitigation | 0.95 | 45 | 0 | esc | 0.00097009 | 3.9408e-07 | 0.00097009 | 3.9408e-07
[79 empty] | WLDFR | HFTD - Distribution - Tier 3 - 5QU CoRE ¦ 1QU LoRE | Seismic - Red Flag Warning - Catastrophic Fires | 2050 | 9.5499e-12 | 27464.7227 | 578.8407 | 17445.538 | 9440.3441 | 0 | 2.6146e-08 | 2.6229e-07 | 0 | 2.6229e-07 | 4.483e-07 | 2.4706e-05 | 0 | 2.4706e-05 | 0.00020136 | 0 | 0.00020136 | 0.00044138 | 0 | 0.00044138 | [17 empty] | 7.3.3.17.5 (Remote Grid) Updates to grid topology to minimize risk of ignition in HFTDs Remote GridWLDFRContact from objectAggregated | WLDFR | HFTD - Distribution - Tier 2 - 3QU CoRE ¦ 5QU LoRE | Non-Red Flag Warning - Small Fires | Contact from object | Aggregated | 2051 | 0.00040623 | 715.8465 | 0.2908 | 2051 | Mitigation | 0.95 | 45 | 0 | esc | 0.00097009 | 3.9408e-07 | 0.00097009 | 3.9408e-07
[79 empty] | WLDFR | HFTD - Distribution - Tier 3 - 5QU CoRE ¦ 1QU LoRE | Seismic - Red Flag Warning - Catastrophic Fires | 2051 | 9.5499e-12 | 27464.7227 | 578.8407 | 17445.538 | 9440.3441 | 0 | 2.6146e-08 | 2.6229e-07 | 0 | 2.6229e-07 | 4.483e-07 | 2.4706e-05 | 0 | 2.4706e-05 | 0.00020136 | 0 | 0.00020136 | 0.00044138 | 0 | 0.00044138 | [17 empty] | 7.3.3.17.5 (Remote Grid) Updates to grid topology to minimize risk of ignition in HFTDs Remote GridWLDFRContact from objectAggregated | WLDFR | HFTD - Distribution - Tier 2 - 3QU CoRE ¦ 5QU LoRE | Non-Red Flag Warning - Small Fires | Contact from object | Aggregated | 2052 | 0.00040623 | 715.8465 | 0.2908 | 2052 | Mitigation | 0.95 | 45 | 0 | esc | 0.00097009 | 3.9408e-07 | 0.00097009 | 3.9408e-07
[79 empty] | WLDFR | HFTD - Distribution - Tier 3 - 5QU CoRE ¦ 1QU LoRE | Seismic - Red Flag Warning - Catastrophic Fires | 2052 | 9.5499e-12 | 27464.7227 | 578.8407 | 17445.538 | 9440.3441 | 0 | 2.6146e-08 | 2.6229e-07 | 0 | 2.6229e-07 | 4.483e-07 | 2.4706e-05 | 0 | 2.4706e-05 | 0.00020136 | 0 | 0.00020136 | 0.00044138 | 0 | 0.00044138 | [17 empty] | 7.3.3.17.5 (Remote Grid) Updates to grid topology to minimize risk of ignition in HFTDs Remote GridWLDFRContact from objectAggregated | WLDFR | HFTD - Distribution - Tier 2 - 3QU CoRE ¦ 5QU LoRE | Non-Red Flag Warning - Small Fires | Contact from object | Aggregated | 2053 | 0.00040623 | 715.8465 | 0.2908 | 2053 | Mitigation | 0.95 | 45 | 0 | esc | 0.00097009 | 3.9408e-07 | 0.00097009 | 3.9408e-07
[79 empty] | WLDFR | HFTD - Distribution - Tier 3 - 5QU CoRE ¦ 1QU LoRE | Seismic - Red Flag Warning - Catastrophic Fires | 2053 | 9.5499e-12 | 28779.6694 | 615.0952 | 18261.2327 | 9903.3415 | 0 | 2.6146e-08 | 2.7484e-07 | 0 | 2.7484e-07 | 4.7013e-07 | 2.4706e-05 | 0 | 2.4706e-05 | 0.00020136 | 0 | 0.00020136 | 0.00044138 | 0 | 0.00044138 | [17 empty] | 7.3.3.17.5 (Remote Grid) Updates to grid topology to minimize risk of ignition in HFTDs Remote GridWLDFRContact from objectAggregated | WLDFR | HFTD - Distribution - Tier 2 - 3QU CoRE ¦ 5QU LoRE | Non-Red Flag Warning - Small Fires | Contact from object | Aggregated | 2054 | 0.00040623 | 715.8465 | 0.2908 | 2054 | Mitigation | 0.95 | 45 | 0 | esc | 0.00097009 | 3.9408e-07 | 0.00097009 | 3.9408e-07
[79 empty] | WLDFR | HFTD - Distribution - Tier 3 - 5QU CoRE ¦ 1QU LoRE | Seismic - Red Flag Warning - Catastrophic Fires | 2054 | 9.5499e-12 | 28779.6694 | 615.0952 | 18261.2327 | 9903.3415 | 0 | 2.6146e-08 | 2.7484e-07 | 0 | 2.7484e-07 | 4.7013e-07 | 2.5909e-05 | 0 | 2.5909e-05 | 0.00021116 | 0 | 0.00021116 | 0.00046287 | 0 | 0.00046287 | [17 empty] | 7.3.3.17.5 (Remote Grid) Updates to grid topology to minimize risk of ignition in HFTDs Remote GridWLDFRContact from objectAggregated | WLDFR | HFTD - Distribution - Tier 2 - 3QU CoRE ¦ 5QU LoRE | Non-Red Flag Warning - Small Fires | Contact from object | Aggregated | 2055 | 0.00040623 | 715.8465 | 0.2908 | 2055 | Mitigation | 0.95 | 45 | 0 | esc | 0.00097009 | 3.9408e-07 | 0.00097009 | 3.9408e-07
[79 empty] | WLDFR | HFTD - Distribution - Tier 3 - 5QU CoRE ¦ 1QU LoRE | Seismic - Red Flag Warning - Catastrophic Fires | 2055 | 9.5499e-12 | 28779.6694 | 615.0952 | 18261.2327 | 9903.3415 | 0 | 2.6146e-08 | 2.7484e-07 | 0 | 2.7484e-07 | 4.7013e-07 | 2.5909e-05 | 0 | 2.5909e-05 | 0.00021116 | 0 | 0.00021116 | 0.00046287 | 0 | 0.00046287 | [17 empty] | 7.3.3.17.5 (Remote Grid) Updates to grid topology to minimize risk of ignition in HFTDs Remote GridWLDFRContact from objectAggregated | WLDFR | HFTD - Distribution - Tier 2 - 3QU CoRE ¦ 5QU LoRE | Non-Red Flag Warning - Small Fires | Contact from object | Aggregated | 2056 | 0.00040623 | 715.8465 | 0.2908 | 2056 | Mitigation | 0.95 | 45 | 0 | esc | 0.00097009 | 3.9408e-07 | 0.00097009 | 3.9408e-07
[79 empty] | WLDFR | HFTD - Distribution - Tier 3 - 5QU CoRE ¦ 1QU LoRE | Seismic - Red Flag Warning - Catastrophic Fires | 2056 | 9.5499e-12 | 28779.6694 | 615.0952 | 18261.2327 | 9903.3415 | 0 | 2.6146e-08 | 2.7484e-07 | 0 | 2.7484e-07 | 4.7013e-07 | 2.5909e-05 | 0 | 2.5909e-05 | 0.00021116 | 0 | 0.00021116 | 0.00046287 | 0 | 0.00046287 | [17 empty] | 7.3.3.17.5 (Remote Grid) Updates to grid topology to minimize risk of ignition in HFTDs Remote GridWLDFRContact from objectAggregated | WLDFR | HFTD - Distribution - Tier 2 - 3QU CoRE ¦ 5QU LoRE | Non-Red Flag Warning - Small Fires | Contact from object | Aggregated | 2057 | 0.00040623 | 715.8465 | 0.2908 | 2057 | Mitigation | 0.95 | 45 | 0 | esc | 0.00097009 | 3.9408e-07 | 0.00097009 | 3.9408e-07
[79 empty] | WLDFR | HFTD - Distribution - Tier 3 - 5QU CoRE ¦ 1QU LoRE | Seismic - Red Flag Warning - Catastrophic Fires | 2057 | 9.5499e-12 | 28779.6694 | 615.0952 | 18261.2327 | 9903.3415 | 0 | 2.6146e-08 | 2.7484e-07 | 0 | 2.7484e-07 | 4.7013e-07 | 2.5909e-05 | 0 | 2.5909e-05 | 0.00021116 | 0 | 0.00021116 | 0.00046287 | 0 | 0.00046287 | [17 empty] | 7.3.3.17.5 (Remote Grid) Updates to grid topology to minimize risk of ignition in HFTDs Remote GridWLDFRContact from objectAggregated | WLDFR | HFTD - Distribution - Tier 2 - 3QU CoRE ¦ 5QU LoRE | Non-Red Flag Warning - Small Fires | Contact from object | Aggregated | 2058 | 0.00040623 | 715.8465 | 0.2908 | 2058 | Mitigation | 0.95 | 45 | 0 | esc | 0.00097009 | 3.9408e-07 | 0.00097009 | 3.9408e-07
[79 empty] | WLDFR | HFTD - Distribution - Tier 3 - 5QU CoRE ¦ 1QU LoRE | Seismic - Red Flag Warning - Catastrophic Fires | 2058 | 9.5499e-12 | 30120.5761 | 652.457 | 19091.8834 | 10376.2358 | 0 | 2.6146e-08 | 2.8765e-07 | 0 | 2.8765e-07 | 4.9237e-07 | 2.5909e-05 | 0 | 2.5909e-05 | 0.00021116 | 0 | 0.00021116 | 0.00046287 | 0 | 0.00046287 | [17 empty] | 7.3.3.17.5 (Remote Grid) Updates to grid topology to minimize risk of ignition in HFTDs Remote GridWLDFRContact from objectAggregated | WLDFR | HFTD - Distribution - Tier 2 - 3QU CoRE ¦ 5QU LoRE | Non-Red Flag Warning - Small Fires | Contact from object | Aggregated | 2059 | 0.00040623 | 715.8465 | 0.2908 | 2059 | Mitigation | 0.95 | 45 | 0 | esc | 0.00097009 | 3.9408e-07 | 0.00097009 | 3.9408e-07
[79 empty] | WLDFR | HFTD - Distribution - Tier 3 - 5QU CoRE ¦ 1QU LoRE | Seismic - Red Flag Warning - Catastrophic Fires | 2059 | 9.5499e-12 | 30120.5761 | 652.457 | 19091.8834 | 10376.2358 | 0 | 2.6146e-08 | 2.8765e-07 | 0 | 2.8765e-07 | 4.9237e-07 | 2.7135e-05 | 0 | 2.7135e-05 | 0.00022115 | 0 | 0.00022115 | 0.00048477 | 0 | 0.00048477 | [17 empty] | 7.3.3.17.5 (Remote Grid) Updates to grid topology to minimize risk of ignition in HFTDs Remote GridWLDFRContact from objectAggregated | WLDFR | HFTD - Distribution - Tier 2 - 3QU CoRE ¦ 5QU LoRE | Non-Red Flag Warning - Small Fires | Contact from object | Aggregated | 2060 | 0.00040623 | 715.8465 | 0.2908 | 2060 | Mitigation | 0.95 | 45 | 0 | esc | 0.00097009 | 3.9408e-07 | 0.00097009 | 3.9408e-07
[79 empty] | WLDFR | HFTD - Distribution - Tier 3 - 5QU CoRE ¦ 1QU LoRE | Seismic - Red Flag Warning - Catastrophic Fires | 2060 | 9.5499e-12 | 30120.5761 | 652.457 | 19091.8834 | 10376.2358 | 0 | 2.6146e-08 | 2.8765e-07 | 0 | 2.8765e-07 | 4.9237e-07 | 2.7135e-05 | 0 | 2.7135e-05 | 0.00022115 | 0 | 0.00022115 | 0.00048477 | 0 | 0.00048477 | [17 empty] | 7.3.3.17.5 (Remote Grid) Updates to grid topology to minimize risk of ignition in HFTDs Remote GridWLDFRContact from objectAggregated | WLDFR | HFTD - Distribution - Tier 2 - 3QU CoRE ¦ 5QU LoRE | Non-Red Flag Warning - Small Fires | Contact from object | Aggregated | 2061 | 0.00040623 | 715.8465 | 0.2908 | 2061 | Mitigation | 0.95 | 45 | 0 | esc | 0.00097009 | 3.9408e-07 | 0.00097009 | 3.9408e-07
[79 empty] | WLDFR | HFTD - Distribution - Tier 3 - 5QU CoRE ¦ 1QU LoRE | Seismic - Red Flag Warning - Catastrophic Fires | 2061 | 9.5499e-12 | 30120.5761 | 652.457 | 19091.8834 | 10376.2358 | 0 | 2.6146e-08 | 2.8765e-07 | 0 | 2.8765e-07 | 4.9237e-07 | 2.7135e-05 | 0 | 2.7135e-05 | 0.00022115 | 0 | 0.00022115 | 0.00048477 | 0 | 0.00048477 | [17 empty] | 7.3.3.17.5 (Remote Grid) Updates to grid topology to minimize risk of ignition in HFTDs Remote GridWLDFRContact from objectAggregated | WLDFR | HFTD - Distribution - Tier 2 - 3QU CoRE ¦ 5QU LoRE | Non-Red Flag Warning - Small Fires | Contact from object | Aggregated | 2062 | 0.00040623 | 715.8465 | 0.2908 | 2062 | Mitigation | 0.95 | 45 | 0 | esc | 0.00097009 | 3.9408e-07 | 0.00097009 | 3.9408e-07
[79 empty] | WLDFR | HFTD - Distribution - Tier 3 - 5QU CoRE ¦ 1QU LoRE | Seismic - Red Flag Warning - Catastrophic Fires | 2062 | 9.5499e-12 | 30120.5761 | 652.457 | 19091.8834 | 10376.2358 | 0 | 2.6146e-08 | 2.8765e-07 | 0 | 2.8765e-07 | 4.9237e-07 | 2.7135e-05 | 0 | 2.7135e-05 | 0.00022115 | 0 | 0.00022115 | 0.00048477 | 0 | 0.00048477 | [17 empty] | 7.3.3.17.5 (Remote Grid) Updates to grid topology to minimize risk of ignition in HFTDs Remote GridWLDFRContact from objectAggregated | WLDFR | HFTD - Distribution - Tier 2 - 3QU CoRE ¦ 5QU LoRE | Non-Red Flag Warning - Small Fires | Contact from object | Aggregated | 2063 | 0.00040623 | 715.8465 | 0.2908 | 2063 | Mitigation | 0.95 | 45 | 0 | esc | 0.00097009 | 3.9408e-07 | 0.00097009 | 3.9408e-07
[79 empty] | WLDFR | HFTD - Distribution - Tier 3 - 5QU CoRE ¦ 1QU LoRE | Seismic - Red Flag Warning - Catastrophic Fires | 2063 | 9.5499e-12 | 31471.2268 | 690.4653 | 19927.4643 | 10853.2973 | 0 | 2.6146e-08 | 3.0055e-07 | 0 | 3.0055e-07 | 5.1477e-07 | 2.7135e-05 | 0 | 2.7135e-05 | 0.00022115 | 0 | 0.00022115 | 0.00048477 | 0 | 0.00048477 | [17 empty] | 7.3.3.17.5 (Remote Grid) Updates to grid topology to minimize risk of ignition in HFTDs Remote GridWLDFRContact from objectAggregated | WLDFR | HFTD - Distribution - Tier 2 - 3QU CoRE ¦ 5QU LoRE | Non-Red Flag Warning - Small Fires | Contact from object | Aggregated | 2064 | 0.00040623 | 715.8465 | 0.2908 | 2064 | Mitigation | 0.95 | 45 | 0 | esc | 0.00097009 | 3.9408e-07 | 0.00097009 | 3.9408e-07
[79 empty] | WLDFR | HFTD - Distribution - Tier 3 - 5QU CoRE ¦ 1QU LoRE | Seismic - Red Flag Warning - Catastrophic Fires | 2064 | 9.5499e-12 | 31471.2268 | 690.4653 | 19927.4643 | 10853.2973 | 0 | 2.6146e-08 | 3.0055e-07 | 0 | 3.0055e-07 | 5.1477e-07 | 2.837e-05 | 0 | 2.837e-05 | 0.00023122 | 0 | 0.00023122 | 0.00050683 | 0 | 0.00050683 | [17 empty] | 7.3.3.17.5 (Remote Grid) Updates to grid topology to minimize risk of ignition in HFTDs Remote GridWLDFRContact from objectAggregated | WLDFR | HFTD - Distribution - Tier 2 - 3QU CoRE ¦ 5QU LoRE | Non-Red Flag Warning - Small Fires | Contact from object | Aggregated | 2065 | 0.00040623 | 715.8465 | 0.2908 | 2065 | Mitigation | 0.95 | 45 | 0 | esc | 0.00097009 | 3.9408e-07 | 0.00097009 | 3.9408e-07
[79 empty] | WLDFR | HFTD - Distribution - Tier 3 - 5QU CoRE ¦ 1QU LoRE | Seismic - Red Flag Warning - Catastrophic Fires | 2065 | 9.5499e-12 | 31471.2268 | 690.4653 | 19927.4643 | 10853.2973 | 0 | 2.6146e-08 | 3.0055e-07 | 0 | 3.0055e-07 | 5.1477e-07 | 2.837e-05 | 0 | 2.837e-05 | 0.00023122 | 0 | 0.00023122 | 0.00050683 | 0 | 0.00050683 | [17 empty] | 7.3.3.17.5 (Remote Grid) Updates to grid topology to minimize risk of ignition in HFTDs Remote GridWLDFRContact from objectAggregated | WLDFR | HFTD - Distribution - Tier 2 - 3QU CoRE ¦ 5QU LoRE | Non-Red Flag Warning - Small Fires | Contact from object | Aggregated | 2066 | 0.00040623 | 715.8465 | 0.2908 | 2066 | Mitigation | 0.95 | 45 | 0 | esc | 0.00097009 | 3.9408e-07 | 0.00097009 | 3.9408e-07
[79 empty] | WLDFR | HFTD - Distribution - Tier 3 - 5QU CoRE ¦ 1QU LoRE | Seismic - Red Flag Warning - Catastrophic Fires | 2066 | 9.5499e-12 | 31471.2268 | 690.4653 | 19927.4643 | 10853.2973 | 0 | 2.6146e-08 | 3.0055e-07 | 0 | 3.0055e-07 | 5.1477e-07 | 2.837e-05 | 0 | 2.837e-05 | 0.00023122 | 0 | 0.00023122 | 0.00050683 | 0 | 0.00050683 | [17 empty] | 7.3.3.17.5 (Remote Grid) Updates to grid topology to minimize risk of ignition in HFTDs Remote GridWLDFRContact from objectAggregated | WLDFR | HFTD - Distribution - Tier 2 - 3QU CoRE ¦ 5QU LoRE | Non-Red Flag Warning - Small Fires | Contact from object | Aggregated | 2067 | 0.00040623 | 715.8465 | 0.2908 | 2067 | Mitigation | 0.95 | 45 | 0 | esc | 0 | 0 | 0.00097009 | 3.9408e-07
[79 empty] | WLDFR | HFTD - Distribution - Tier 3 - 5QU CoRE ¦ 2QU LoRE | Non-Red Flag Warning - Catastrophic Fires | 2022 | 2.4934e-11 | 14146.1306 | 222.2294 | 8585.7228 | 5338.1784 | 0 | 6.8265e-08 | 3.5272e-07 | 0 | 3.5272e-07 | 2.6187e-08 | 2.837e-05 | 0 | 2.837e-05 | 0.00023122 | 0 | 0.00023122 | 0.00050683 | 0 | 0.00050683 | [17 empty] | 7.3.3.17.5 (Remote Grid) Updates to grid topology to minimize risk of ignition in HFTDs Remote GridWLDFRContaminationAggregated | WLDFR | HFTD - Distribution - Tier 2 - 3QU CoRE ¦ 5QU LoRE | Non-Red Flag Warning - Small Fires | Contamination | Aggregated | 2022 | 9.8222e-06 | 715.8465 | 0.0070312 | 2022 | Mitigation | 0.95 | 45 | 0 | esc | 0.00097009 | 9.5284e-09 | 0 | 0
[79 empty] | WLDFR | HFTD - Distribution - Tier 3 - 5QU CoRE ¦ 2QU LoRE | Non-Red Flag Warning - Catastrophic Fires | 2023 | 2.4934e-11 | 14664.6376 | 233.2301 | 8896.516 | 5534.8915 | 0 | 6.8265e-08 | 3.6565e-07 | 0 | 3.6565e-07 | 2.7359e-08 | 2.837e-05 | 0 | 2.837e-05 | 0.00023122 | 0 | 0.00023122 | 0.00050683 | 0 | 0.00050683 | [17 empty] | 7.3.3.17.5 (Remote Grid) Updates to grid topology to minimize risk of ignition in HFTDs Remote GridWLDFRContaminationAggregated | WLDFR | HFTD - Distribution - Tier 2 - 3QU CoRE ¦ 5QU LoRE | Non-Red Flag Warning - Small Fires | Contamination | Aggregated | 2023 | 9.8222e-06 | 715.8465 | 0.0070312 | 2023 | Mitigation | 0.95 | 45 | 0 | esc | 0.00097009 | 9.5284e-09 | 0.00097009 | 9.5284e-09
[79 empty] | WLDFR | HFTD - Distribution - Tier 3 - 5QU CoRE ¦ 2QU LoRE | Non-Red Flag Warning - Catastrophic Fires | 2024 | 2.4934e-11 | 14664.6376 | 233.2301 | 8896.516 | 5534.8915 | 0 | 6.8265e-08 | 3.6565e-07 | 0 | 3.6565e-07 | 2.7359e-08 | 2.9598e-05 | 0 | 2.9598e-05 | 0.00024123 | 0 | 0.00024123 | 0.00052877 | 0 | 0.00052877 | [17 empty] | 7.3.3.17.5 (Remote Grid) Updates to grid topology to minimize risk of ignition in HFTDs Remote GridWLDFRContaminationAggregated | WLDFR | HFTD - Distribution - Tier 2 - 3QU CoRE ¦ 5QU LoRE | Non-Red Flag Warning - Small Fires | Contamination | Aggregated | 2024 | 9.8222e-06 | 715.8465 | 0.0070312 | 2024 | Mitigation | 0.95 | 45 | 0 | esc | 0.00097009 | 9.5284e-09 | 0.00097009 | 9.5284e-09
[79 empty] | WLDFR | HFTD - Distribution - Tier 3 - 5QU CoRE ¦ 2QU LoRE | Non-Red Flag Warning - Catastrophic Fires | 2025 | 2.4934e-11 | 14664.6376 | 233.2301 | 8896.516 | 5534.8915 | 0 | 6.8265e-08 | 3.6565e-07 | 0 | 3.6565e-07 | 2.7359e-08 | 2.9598e-05 | 0 | 2.9598e-05 | 0.00024123 | 0 | 0.00024123 | 0.00052877 | 0 | 0.00052877 | [17 empty] | 7.3.3.17.5 (Remote Grid) Updates to grid topology to minimize risk of ignition in HFTDs Remote GridWLDFRContaminationAggregated | WLDFR | HFTD - Distribution - Tier 2 - 3QU CoRE ¦ 5QU LoRE | Non-Red Flag Warning - Small Fires | Contamination | Aggregated | 2025 | 9.8222e-06 | 715.8465 | 0.0070312 | 2025 | Mitigation | 0.95 | 45 | 0 | esc | 0.00097009 | 9.5284e-09 | 0.00097009 | 9.5284e-09
[79 empty] | WLDFR | HFTD - Distribution - Tier 3 - 5QU CoRE ¦ 2QU LoRE | Non-Red Flag Warning - Catastrophic Fires | 2026 | 2.4934e-11 | 14664.6376 | 233.2301 | 8896.516 | 5534.8915 | 0 | 6.8265e-08 | 3.6565e-07 | 0 | 3.6565e-07 | 2.7359e-08 | 0 | 0 | 0 | 0.00024123 | 0 | 0.00024123 | 0.00052877 | 0 | 0.00052877 | [17 empty] | 7.3.3.17.5 (Remote Grid) Updates to grid topology to minimize risk of ignition in HFTDs Remote GridWLDFRContaminationAggregated | WLDFR | HFTD - Distribution - Tier 2 - 3QU CoRE ¦ 5QU LoRE | Non-Red Flag Warning - Small Fires | Contamination | Aggregated | 2026 | 9.8222e-06 | 715.8465 | 0.0070312 | 2026 | Mitigation | 0.95 | 45 | 0 | esc | 0.00097009 | 9.5284e-09 | 0.00097009 | 9.5284e-09
[79 empty] | WLDFR | HFTD - Distribution - Tier 3 - 5QU CoRE ¦ 2QU LoRE | Non-Red Flag Warning - Catastrophic Fires | 2027 | 2.4934e-11 | 14664.6376 | 233.2301 | 8896.516 | 5534.8915 | 0 | 6.8265e-08 | 3.6565e-07 | 0 | 3.6565e-07 | 2.7359e-08 | 0 | 0 | 0 | 0 | 0 | 0 | 0.00052877 | 0 | 0.00052877 | [17 empty] | 7.3.3.17.5 (Remote Grid) Updates to grid topology to minimize risk of ignition in HFTDs Remote GridWLDFRContaminationAggregated | WLDFR | HFTD - Distribution - Tier 2 - 3QU CoRE ¦ 5QU LoRE | Non-Red Flag Warning - Small Fires | Contamination | Aggregated | 2027 | 9.8222e-06 | 715.8465 | 0.0070312 | 2027 | Mitigation | 0.95 | 45 | 0 | esc | 0.00097009 | 9.5284e-09 | 0.00097009 | 9.5284e-09
[79 empty] | WLDFR | HFTD - Distribution - Tier 3 - 5QU CoRE ¦ 2QU LoRE | Non-Red Flag Warning - Catastrophic Fires | 2028 | 2.4934e-11 | 15317.9909 | 247.273 | 9287.6491 | 5783.0689 | 0 | 6.8265e-08 | 3.8194e-07 | 0 | 3.8194e-07 | 2.8868e-08 | 7.2698e-08 | 0 | 7.2698e-08 | 0 | 0 | 0 | 0 | 0 | 0 | [17 empty] | 7.3.3.17.5 (Remote Grid) Updates to grid topology to minimize risk of ignition in HFTDs Remote GridWLDFRContaminationAggregated | WLDFR | HFTD - Distribution - Tier 2 - 3QU CoRE ¦ 5QU LoRE | Non-Red Flag Warning - Small Fires | Contamination | Aggregated | 2028 | 9.8222e-06 | 715.8465 | 0.0070312 | 2028 | Mitigation | 0.95 | 45 | 0 | esc | 0.00097009 | 9.5284e-09 | 0.00097009 | 9.5284e-09
[79 empty] | WLDFR | HFTD - Distribution - Tier 3 - 5QU CoRE ¦ 2QU LoRE | Non-Red Flag Warning - Catastrophic Fires | 2029 | 2.4934e-11 | 15317.9909 | 247.273 | 9287.6491 | 5783.0689 | 0 | 6.8265e-08 | 3.8194e-07 | 0 | 3.8194e-07 | 2.8868e-08 | 7.2199e-08 | 0 | 7.2199e-08 | 5.8842e-07 | 0 | 5.8842e-07 | 0 | 0 | 0 | [17 empty] | 7.3.3.17.5 (Remote Grid) Updates to grid topology to minimize risk of ignition in HFTDs Remote GridWLDFRContaminationAggregated | WLDFR | HFTD - Distribution - Tier 2 - 3QU CoRE ¦ 5QU LoRE | Non-Red Flag Warning - Small Fires | Contamination | Aggregated | 2029 | 9.8222e-06 | 715.8465 | 0.0070312 | 2029 | Mitigation | 0.95 | 45 | 0 | esc | 0.00097009 | 9.5284e-09 | 0.00097009 | 9.5284e-09
[79 empty] | WLDFR | HFTD - Distribution - Tier 3 - 5QU CoRE ¦ 2QU LoRE | Non-Red Flag Warning - Catastrophic Fires | 2030 | 2.4934e-11 | 15317.9909 | 247.273 | 9287.6491 | 5783.0689 | 0 | 6.8265e-08 | 3.8194e-07 | 0 | 3.8194e-07 | 2.8868e-08 | 7.5429e-08 | 0 | 7.5429e-08 | 6.1475e-07 | 0 | 6.1475e-07 | 1.3475e-06 | 0 | 1.3475e-06 | [17 empty] | 7.3.3.17.5 (Remote Grid) Updates to grid topology to minimize risk of ignition in HFTDs Remote GridWLDFRContaminationAggregated | WLDFR | HFTD - Distribution - Tier 2 - 3QU CoRE ¦ 5QU LoRE | Non-Red Flag Warning - Small Fires | Contamination | Aggregated | 2030 | 9.8222e-06 | 715.8465 | 0.0070312 | 2030 | Mitigation | 0.95 | 45 | 0 | esc | 0.00097009 | 9.5284e-09 | 0.00097009 | 9.5284e-09
[79 empty] | WLDFR | HFTD - Distribution - Tier 3 - 5QU CoRE ¦ 2QU LoRE | Non-Red Flag Warning - Catastrophic Fires | 2031 | 2.4934e-11 | 15317.9909 | 247.273 | 9287.6491 | 5783.0689 | 0 | 6.8265e-08 | 3.8194e-07 | 0 | 3.8194e-07 | 2.8868e-08 | 7.5429e-08 | 0 | 7.5429e-08 | 6.1475e-07 | 0 | 6.1475e-07 | 1.3475e-06 | 0 | 1.3475e-06 | [17 empty] | 7.3.3.17.5 (Remote Grid) Updates to grid topology to minimize risk of ignition in HFTDs Remote GridWLDFRContaminationAggregated | WLDFR | HFTD - Distribution - Tier 2 - 3QU CoRE ¦ 5QU LoRE | Non-Red Flag Warning - Small Fires | Contamination | Aggregated | 2031 | 9.8222e-06 | 715.8465 | 0.0070312 | 2031 | Mitigation | 0.95 | 45 | 0 | esc | 0.00097009 | 9.5284e-09 | 0.00097009 | 9.5284e-09
[79 empty] | WLDFR | HFTD - Distribution - Tier 3 - 5QU CoRE ¦ 2QU LoRE | Non-Red Flag Warning - Catastrophic Fires | 2032 | 2.4934e-11 | 15317.9909 | 247.273 | 9287.6491 | 5783.0689 | 0 | 6.8265e-08 | 3.8194e-07 | 0 | 3.8194e-07 | 2.8868e-08 | 7.5429e-08 | 0 | 7.5429e-08 | 6.1475e-07 | 0 | 6.1475e-07 | 1.3475e-06 | 0 | 1.3475e-06 | [17 empty] | 7.3.3.17.5 (Remote Grid) Updates to grid topology to minimize risk of ignition in HFTDs Remote GridWLDFRContaminationAggregated | WLDFR | HFTD - Distribution - Tier 2 - 3QU CoRE ¦ 5QU LoRE | Non-Red Flag Warning - Small Fires | Contamination | Aggregated | 2032 | 9.8222e-06 | 715.8465 | 0.0070312 | 2032 | Mitigation | 0.95 | 45 | 0 | esc | 0.00097009 | 9.5284e-09 | 0.00097009 | 9.5284e-09
[79 empty] | WLDFR | HFTD - Distribution - Tier 3 - 5QU CoRE ¦ 2QU LoRE | Non-Red Flag Warning - Catastrophic Fires | 2033 | 2.4934e-11 | 16044.1264 | 263.1074 | 9721.74 | 6059.2791 | 0 | 6.8265e-08 | 4.0005e-07 | 0 | 4.0005e-07 | 3.0584e-08 | 7.5429e-08 | 0 | 7.5429e-08 | 6.1475e-07 | 0 | 6.1475e-07 | 1.3475e-06 | 0 | 1.3475e-06 | [17 empty] | 7.3.3.17.5 (Remote Grid) Updates to grid topology to minimize risk of ignition in HFTDs Remote GridWLDFRContaminationAggregated | WLDFR | HFTD - Distribution - Tier 2 - 3QU CoRE ¦ 5QU LoRE | Non-Red Flag Warning - Small Fires | Contamination | Aggregated | 2033 | 9.8222e-06 | 715.8465 | 0.0070312 | 2033 | Mitigation | 0.95 | 45 | 0 | esc | 0.00097009 | 9.5284e-09 | 0.00097009 | 9.5284e-09
[79 empty] | WLDFR | HFTD - Distribution - Tier 3 - 5QU CoRE ¦ 2QU LoRE | Non-Red Flag Warning - Catastrophic Fires | 2034 | 2.4934e-11 | 16044.1264 | 263.1074 | 9721.74 | 6059.2791 | 0 | 6.8265e-08 | 4.0005e-07 | 0 | 4.0005e-07 | 3.0584e-08 | 7.5429e-08 | 0 | 7.5429e-08 | 6.1475e-07 | 0 | 6.1475e-07 | 1.3475e-06 | 0 | 1.3475e-06 | [17 empty] | 7.3.3.17.5 (Remote Grid) Updates to grid topology to minimize risk of ignition in HFTDs Remote GridWLDFRContaminationAggregated | WLDFR | HFTD - Distribution - Tier 2 - 3QU CoRE ¦ 5QU LoRE | Non-Red Flag Warning - Small Fires | Contamination | Aggregated | 2034 | 9.8222e-06 | 715.8465 | 0.0070312 | 2034 | Mitigation | 0.95 | 45 | 0 | esc | 0.00097009 | 9.5284e-09 | 0.00097009 | 9.5284e-09
[79 empty] | WLDFR | HFTD - Distribution - Tier 3 - 5QU CoRE ¦ 2QU LoRE | Non-Red Flag Warning - Catastrophic Fires | 2035 | 2.4934e-11 | 16044.1264 | 263.1074 | 9721.74 | 6059.2791 | 0 | 6.8265e-08 | 4.0005e-07 | 0 | 4.0005e-07 | 3.0584e-08 | 7.9589e-08 | 0 | 7.9589e-08 | 6.4865e-07 | 0 | 6.4865e-07 | 1.4219e-06 | 0 | 1.4219e-06 | [17 empty] | 7.3.3.17.5 (Remote Grid) Updates to grid topology to minimize risk of ignition in HFTDs Remote GridWLDFRContaminationAggregated | WLDFR | HFTD - Distribution - Tier 2 - 3QU CoRE ¦ 5QU LoRE | Non-Red Flag Warning - Small Fires | Contamination | Aggregated | 2035 | 9.8222e-06 | 715.8465 | 0.0070312 | 2035 | Mitigation | 0.95 | 45 | 0 | esc | 0.00097009 | 9.5284e-09 | 0.00097009 | 9.5284e-09
[79 empty] | WLDFR | HFTD - Distribution - Tier 3 - 5QU CoRE ¦ 2QU LoRE | Non-Red Flag Warning - Catastrophic Fires | 2036 | 2.4934e-11 | 16044.1264 | 263.1074 | 9721.74 | 6059.2791 | 0 | 6.8265e-08 | 4.0005e-07 | 0 | 4.0005e-07 | 3.0584e-08 | 7.9589e-08 | 0 | 7.9589e-08 | 6.4865e-07 | 0 | 6.4865e-07 | 1.4219e-06 | 0 | 1.4219e-06 | [17 empty] | 7.3.3.17.5 (Remote Grid) Updates to grid topology to minimize risk of ignition in HFTDs Remote GridWLDFRContaminationAggregated | WLDFR | HFTD - Distribution - Tier 2 - 3QU CoRE ¦ 5QU LoRE | Non-Red Flag Warning - Small Fires | Contamination | Aggregated | 2036 | 9.8222e-06 | 715.8465 | 0.0070312 | 2036 | Mitigation | 0.95 | 45 | 0 | esc | 0.00097009 | 9.5284e-09 | 0.00097009 | 9.5284e-09
[79 empty] | WLDFR | HFTD - Distribution - Tier 3 - 5QU CoRE ¦ 2QU LoRE | Non-Red Flag Warning - Catastrophic Fires | 2037 | 2.4934e-11 | 16044.1264 | 263.1074 | 9721.74 | 6059.2791 | 0 | 6.8265e-08 | 4.0005e-07 | 0 | 4.0005e-07 | 3.0584e-08 | 7.9589e-08 | 0 | 7.9589e-08 | 6.4865e-07 | 0 | 6.4865e-07 | 1.4219e-06 | 0 | 1.4219e-06 | [17 empty] | 7.3.3.17.5 (Remote Grid) Updates to grid topology to minimize risk of ignition in HFTDs Remote GridWLDFRContaminationAggregated | WLDFR | HFTD - Distribution - Tier 2 - 3QU CoRE ¦ 5QU LoRE | Non-Red Flag Warning - Small Fires | Contamination | Aggregated | 2037 | 9.8222e-06 | 715.8465 | 0.0070312 | 2037 | Mitigation | 0.95 | 45 | 0 | esc | 0.00097009 | 9.5284e-09 | 0.00097009 | 9.5284e-09
[79 empty] | WLDFR | HFTD - Distribution - Tier 3 - 5QU CoRE ¦ 2QU LoRE | Non-Red Flag Warning - Catastrophic Fires | 2038 | 2.4934e-11 | 16832.3912 | 280.5544 | 10192.2718 | 6359.5651 | 0 | 6.8265e-08 | 4.197e-07 | 0 | 4.197e-07 | 3.2495e-08 | 7.9589e-08 | 0 | 7.9589e-08 | 6.4865e-07 | 0 | 6.4865e-07 | 1.4219e-06 | 0 | 1.4219e-06 | [17 empty] | 7.3.3.17.5 (Remote Grid) Updates to grid topology to minimize risk of ignition in HFTDs Remote GridWLDFRContaminationAggregated | WLDFR | HFTD - Distribution - Tier 2 - 3QU CoRE ¦ 5QU LoRE | Non-Red Flag Warning - Small Fires | Contamination | Aggregated | 2038 | 9.8222e-06 | 715.8465 | 0.0070312 | 2038 | Mitigation | 0.95 | 45 | 0 | esc | 0.00097009 | 9.5284e-09 | 0.00097009 | 9.5284e-09
[79 empty] | WLDFR | HFTD - Distribution - Tier 3 - 5QU CoRE ¦ 2QU LoRE | Non-Red Flag Warning - Catastrophic Fires | 2039 | 2.4934e-11 | 16832.3912 | 280.5544 | 10192.2718 | 6359.5651 | 0 | 6.8265e-08 | 4.197e-07 | 0 | 4.197e-07 | 3.2495e-08 | 7.9589e-08 | 0 | 7.9589e-08 | 6.4865e-07 | 0 | 6.4865e-07 | 1.4219e-06 | 0 | 1.4219e-06 | [17 empty] | 7.3.3.17.5 (Remote Grid) Updates to grid topology to minimize risk of ignition in HFTDs Remote GridWLDFRContaminationAggregated | WLDFR | HFTD - Distribution - Tier 2 - 3QU CoRE ¦ 5QU LoRE | Non-Red Flag Warning - Small Fires | Contamination | Aggregated | 2039 | 9.8222e-06 | 715.8465 | 0.0070312 | 2039 | Mitigation | 0.95 | 45 | 0 | esc | 0.00097009 | 9.5284e-09 | 0.00097009 | 9.5284e-09
[79 empty] | WLDFR | HFTD - Distribution - Tier 3 - 5QU CoRE ¦ 2QU LoRE | Non-Red Flag Warning - Catastrophic Fires | 2040 | 2.4934e-11 | 16832.3912 | 280.5544 | 10192.2718 | 6359.5651 | 0 | 6.8265e-08 | 4.197e-07 | 0 | 4.197e-07 | 3.2495e-08 | 8.4321e-08 | 0 | 8.4321e-08 | 6.8722e-07 | 0 | 6.8722e-07 | 1.5064e-06 | 0 | 1.5064e-06 | [17 empty] | 7.3.3.17.5 (Remote Grid) Updates to grid topology to minimize risk of ignition in HFTDs Remote GridWLDFRContaminationAggregated | WLDFR | HFTD - Distribution - Tier 2 - 3QU CoRE ¦ 5QU LoRE | Non-Red Flag Warning - Small Fires | Contamination | Aggregated | 2040 | 9.8222e-06 | 715.8465 | 0.0070312 | 2040 | Mitigation | 0.95 | 45 | 0 | esc | 0.00097009 | 9.5284e-09 | 0.00097009 | 9.5284e-09
[79 empty] | WLDFR | HFTD - Distribution - Tier 3 - 5QU CoRE ¦ 2QU LoRE | Non-Red Flag Warning - Catastrophic Fires | 2041 | 2.4934e-11 | 16832.3912 | 280.5544 | 10192.2718 | 6359.5651 | 0 | 6.8265e-08 | 4.197e-07 | 0 | 4.197e-07 | 3.2495e-08 | 8.4321e-08 | 0 | 8.4321e-08 | 6.8722e-07 | 0 | 6.8722e-07 | 1.5064e-06 | 0 | 1.5064e-06 | [17 empty] | 7.3.3.17.5 (Remote Grid) Updates to grid topology to minimize risk of ignition in HFTDs Remote GridWLDFRContaminationAggregated | WLDFR | HFTD - Distribution - Tier 2 - 3QU CoRE ¦ 5QU LoRE | Non-Red Flag Warning - Small Fires | Contamination | Aggregated | 2041 | 9.8222e-06 | 715.8465 | 0.0070312 | 2041 | Mitigation | 0.95 | 45 | 0 | esc | 0.00097009 | 9.5284e-09 | 0.00097009 | 9.5284e-09
[79 empty] | WLDFR | HFTD - Distribution - Tier 3 - 5QU CoRE ¦ 2QU LoRE | Non-Red Flag Warning - Catastrophic Fires | 2042 | 2.4934e-11 | 16832.3912 | 280.5544 | 10192.2718 | 6359.5651 | 0 | 6.8265e-08 | 4.197e-07 | 0 | 4.197e-07 | 3.2495e-08 | 8.4321e-08 | 0 | 8.4321e-08 | 6.8722e-07 | 0 | 6.8722e-07 | 1.5064e-06 | 0 | 1.5064e-06 | [17 empty] | 7.3.3.17.5 (Remote Grid) Updates to grid topology to minimize risk of ignition in HFTDs Remote GridWLDFRContaminationAggregated | WLDFR | HFTD - Distribution - Tier 2 - 3QU CoRE ¦ 5QU LoRE | Non-Red Flag Warning - Small Fires | Contamination | Aggregated | 2042 | 9.8222e-06 | 715.8465 | 0.0070312 | 2042 | Mitigation | 0.95 | 45 | 0 | esc | 0.00097009 | 9.5284e-09 | 0.00097009 | 9.5284e-09
[79 empty] | WLDFR | HFTD - Distribution - Tier 3 - 5QU CoRE ¦ 2QU LoRE | Non-Red Flag Warning - Catastrophic Fires | 2043 | 2.4934e-11 | 17672.0852 | 299.42 | 10692.7362 | 6679.929 | 0 | 6.8265e-08 | 4.4064e-07 | 0 | 4.4064e-07 | 3.4584e-08 | 8.4321e-08 | 0 | 8.4321e-08 | 6.8722e-07 | 0 | 6.8722e-07 | 1.5064e-06 | 0 | 1.5064e-06 | [17 empty] | 7.3.3.17.5 (Remote Grid) Updates to grid topology to minimize risk of ignition in HFTDs Remote GridWLDFRContaminationAggregated | WLDFR | HFTD - Distribution - Tier 2 - 3QU CoRE ¦ 5QU LoRE | Non-Red Flag Warning - Small Fires | Contamination | Aggregated | 2043 | 9.8222e-06 | 715.8465 | 0.0070312 | 2043 | Mitigation | 0.95 | 45 | 0 | esc | 0.00097009 | 9.5284e-09 | 0.00097009 | 9.5284e-09
[79 empty] | WLDFR | HFTD - Distribution - Tier 3 - 5QU CoRE ¦ 2QU LoRE | Non-Red Flag Warning - Catastrophic Fires | 2044 | 2.4934e-11 | 17672.0852 | 299.42 | 10692.7362 | 6679.929 | 0 | 6.8265e-08 | 4.4064e-07 | 0 | 4.4064e-07 | 3.4584e-08 | 8.4321e-08 | 0 | 8.4321e-08 | 6.8722e-07 | 0 | 6.8722e-07 | 1.5064e-06 | 0 | 1.5064e-06 | [17 empty] | 7.3.3.17.5 (Remote Grid) Updates to grid topology to minimize risk of ignition in HFTDs Remote GridWLDFRContaminationAggregated | WLDFR | HFTD - Distribution - Tier 2 - 3QU CoRE ¦ 5QU LoRE | Non-Red Flag Warning - Small Fires | Contamination | Aggregated | 2044 | 9.8222e-06 | 715.8465 | 0.0070312 | 2044 | Mitigation | 0.95 | 45 | 0 | esc | 0.00097009 | 9.5284e-09 | 0.00097009 | 9.5284e-09
[79 empty] | WLDFR | HFTD - Distribution - Tier 3 - 5QU CoRE ¦ 2QU LoRE | Non-Red Flag Warning - Catastrophic Fires | 2045 | 2.4934e-11 | 17672.0852 | 299.42 | 10692.7362 | 6679.929 | 0 | 6.8265e-08 | 4.4064e-07 | 0 | 4.4064e-07 | 3.4584e-08 | 8.9589e-08 | 0 | 8.9589e-08 | 7.3015e-07 | 0 | 7.3015e-07 | 1.6005e-06 | 0 | 1.6005e-06 | [17 empty] | 7.3.3.17.5 (Remote Grid) Updates to grid topology to minimize risk of ignition in HFTDs Remote GridWLDFRContaminationAggregated | WLDFR | HFTD - Distribution - Tier 2 - 3QU CoRE ¦ 5QU LoRE | Non-Red Flag Warning - Small Fires | Contamination | Aggregated | 2045 | 9.8222e-06 | 715.8465 | 0.0070312 | 2045 | Mitigation | 0.95 | 45 | 0 | esc | 0.00097009 | 9.5284e-09 | 0.00097009 | 9.5284e-09
[79 empty] | WLDFR | HFTD - Distribution - Tier 3 - 5QU CoRE ¦ 2QU LoRE | Non-Red Flag Warning - Catastrophic Fires | 2046 | 2.4934e-11 | 17672.0852 | 299.42 | 10692.7362 | 6679.929 | 0 | 6.8265e-08 | 4.4064e-07 | 0 | 4.4064e-07 | 3.4584e-08 | 8.9589e-08 | 0 | 8.9589e-08 | 7.3015e-07 | 0 | 7.3015e-07 | 1.6005e-06 | 0 | 1.6005e-06 | [17 empty] | 7.3.3.17.5 (Remote Grid) Updates to grid topology to minimize risk of ignition in HFTDs Remote GridWLDFRContaminationAggregated | WLDFR | HFTD - Distribution - Tier 2 - 3QU CoRE ¦ 5QU LoRE | Non-Red Flag Warning - Small Fires | Contamination | Aggregated | 2046 | 9.8222e-06 | 715.8465 | 0.0070312 | 2046 | Mitigation | 0.95 | 45 | 0 | esc | 0.00097009 | 9.5284e-09 | 0.00097009 | 9.5284e-09
[79 empty] | WLDFR | HFTD - Distribution - Tier 3 - 5QU CoRE ¦ 2QU LoRE | Non-Red Flag Warning - Catastrophic Fires | 2047 | 2.4934e-11 | 17672.0852 | 299.42 | 10692.7362 | 6679.929 | 0 | 6.8265e-08 | 4.4064e-07 | 0 | 4.4064e-07 | 3.4584e-08 | 8.9589e-08 | 0 | 8.9589e-08 | 7.3015e-07 | 0 | 7.3015e-07 | 1.6005e-06 | 0 | 1.6005e-06 | [17 empty] | 7.3.3.17.5 (Remote Grid) Updates to grid topology to minimize risk of ignition in HFTDs Remote GridWLDFRContaminationAggregated | WLDFR | HFTD - Distribution - Tier 2 - 3QU CoRE ¦ 5QU LoRE | Non-Red Flag Warning - Small Fires | Contamination | Aggregated | 2047 | 9.8222e-06 | 715.8465 | 0.0070312 | 2047 | Mitigation | 0.95 | 45 | 0 | esc | 0.00097009 | 9.5284e-09 | 0.00097009 | 9.5284e-09
[79 empty] | WLDFR | HFTD - Distribution - Tier 3 - 5QU CoRE ¦ 2QU LoRE | Non-Red Flag Warning - Catastrophic Fires | 2048 | 2.4934e-11 | 18552.3348 | 319.4911 | 11216.5626 | 7016.281 | 0 | 6.8265e-08 | 4.6259e-07 | 0 | 4.6259e-07 | 3.6835e-08 | 8.9589e-08 | 0 | 8.9589e-08 | 7.3015e-07 | 0 | 7.3015e-07 | 1.6005e-06 | 0 | 1.6005e-06 | [17 empty] | 7.3.3.17.5 (Remote Grid) Updates to grid topology to minimize risk of ignition in HFTDs Remote GridWLDFRContaminationAggregated | WLDFR | HFTD - Distribution - Tier 2 - 3QU CoRE ¦ 5QU LoRE | Non-Red Flag Warning - Small Fires | Contamination | Aggregated | 2048 | 9.8222e-06 | 715.8465 | 0.0070312 | 2048 | Mitigation | 0.95 | 45 | 0 | esc | 0.00097009 | 9.5284e-09 | 0.00097009 | 9.5284e-09
[79 empty] | WLDFR | HFTD - Distribution - Tier 3 - 5QU CoRE ¦ 2QU LoRE | Non-Red Flag Warning - Catastrophic Fires | 2049 | 2.4934e-11 | 18552.3348 | 319.4911 | 11216.5626 | 7016.281 | 0 | 6.8265e-08 | 4.6259e-07 | 0 | 4.6259e-07 | 3.6835e-08 | 8.9589e-08 | 0 | 8.9589e-08 | 7.3015e-07 | 0 | 7.3015e-07 | 1.6005e-06 | 0 | 1.6005e-06 | [17 empty] | 7.3.3.17.5 (Remote Grid) Updates to grid topology to minimize risk of ignition in HFTDs Remote GridWLDFRContaminationAggregated | WLDFR | HFTD - Distribution - Tier 2 - 3QU CoRE ¦ 5QU LoRE | Non-Red Flag Warning - Small Fires | Contamination | Aggregated | 2049 | 9.8222e-06 | 715.8465 | 0.0070312 | 2049 | Mitigation | 0.95 | 45 | 0 | esc | 0.00097009 | 9.5284e-09 | 0.00097009 | 9.5284e-09
[79 empty] | WLDFR | HFTD - Distribution - Tier 3 - 5QU CoRE ¦ 2QU LoRE | Non-Red Flag Warning - Catastrophic Fires | 2050 | 2.4934e-11 | 18552.3348 | 319.4911 | 11216.5626 | 7016.281 | 0 | 6.8265e-08 | 4.6259e-07 | 0 | 4.6259e-07 | 3.6835e-08 | 9.5349e-08 | 0 | 9.5349e-08 | 7.7709e-07 | 0 | 7.7709e-07 | 1.7034e-06 | 0 | 1.7034e-06 | [17 empty] | 7.3.3.17.5 (Remote Grid) Updates to grid topology to minimize risk of ignition in HFTDs Remote GridWLDFRContaminationAggregated | WLDFR | HFTD - Distribution - Tier 2 - 3QU CoRE ¦ 5QU LoRE | Non-Red Flag Warning - Small Fires | Contamination | Aggregated | 2050 | 9.8222e-06 | 715.8465 | 0.0070312 | 2050 | Mitigation | 0.95 | 45 | 0 | esc | 0.00097009 | 9.5284e-09 | 0.00097009 | 9.5284e-09
[79 empty] | WLDFR | HFTD - Distribution - Tier 3 - 5QU CoRE ¦ 2QU LoRE | Non-Red Flag Warning - Catastrophic Fires | 2051 | 2.4934e-11 | 18552.3348 | 319.4911 | 11216.5626 | 7016.281 | 0 | 6.8265e-08 | 4.6259e-07 | 0 | 4.6259e-07 | 3.6835e-08 | 9.5349e-08 | 0 | 9.5349e-08 | 7.7709e-07 | 0 | 7.7709e-07 | 1.7034e-06 | 0 | 1.7034e-06 | [17 empty] | 7.3.3.17.5 (Remote Grid) Updates to grid topology to minimize risk of ignition in HFTDs Remote GridWLDFRContaminationAggregated | WLDFR | HFTD - Distribution - Tier 2 - 3QU CoRE ¦ 5QU LoRE | Non-Red Flag Warning - Small Fires | Contamination | Aggregated | 2051 | 9.8222e-06 | 715.8465 | 0.0070312 | 2051 | Mitigation | 0.95 | 45 | 0 | esc | 0.00097009 | 9.5284e-09 | 0.00097009 | 9.5284e-09
[79 empty] | WLDFR | HFTD - Distribution - Tier 3 - 5QU CoRE ¦ 2QU LoRE | Non-Red Flag Warning - Catastrophic Fires | 2052 | 2.4934e-11 | 18552.3348 | 319.4911 | 11216.5626 | 7016.281 | 0 | 6.8265e-08 | 4.6259e-07 | 0 | 4.6259e-07 | 3.6835e-08 | 9.5349e-08 | 0 | 9.5349e-08 | 7.7709e-07 | 0 | 7.7709e-07 | 1.7034e-06 | 0 | 1.7034e-06 | [17 empty] | 7.3.3.17.5 (Remote Grid) Updates to grid topology to minimize risk of ignition in HFTDs Remote GridWLDFRContaminationAggregated | WLDFR | HFTD - Distribution - Tier 2 - 3QU CoRE ¦ 5QU LoRE | Non-Red Flag Warning - Small Fires | Contamination | Aggregated | 2052 | 9.8222e-06 | 715.8465 | 0.0070312 | 2052 | Mitigation | 0.95 | 45 | 0 | esc | 0.00097009 | 9.5284e-09 | 0.00097009 | 9.5284e-09
[79 empty] | WLDFR | HFTD - Distribution - Tier 3 - 5QU CoRE ¦ 2QU LoRE | Non-Red Flag Warning - Catastrophic Fires | 2053 | 2.4934e-11 | 19462.1283 | 340.5356 | 11757.1413 | 7364.4514 | 0 | 6.8265e-08 | 4.8527e-07 | 0 | 4.8527e-07 | 3.9228e-08 | 9.5349e-08 | 0 | 9.5349e-08 | 7.7709e-07 | 0 | 7.7709e-07 | 1.7034e-06 | 0 | 1.7034e-06 | [17 empty] | 7.3.3.17.5 (Remote Grid) Updates to grid topology to minimize risk of ignition in HFTDs Remote GridWLDFRContaminationAggregated | WLDFR | HFTD - Distribution - Tier 2 - 3QU CoRE ¦ 5QU LoRE | Non-Red Flag Warning - Small Fires | Contamination | Aggregated | 2053 | 9.8222e-06 | 715.8465 | 0.0070312 | 2053 | Mitigation | 0.95 | 45 | 0 | esc | 0.00097009 | 9.5284e-09 | 0.00097009 | 9.5284e-09
[79 empty] | WLDFR | HFTD - Distribution - Tier 3 - 5QU CoRE ¦ 2QU LoRE | Non-Red Flag Warning - Catastrophic Fires | 2054 | 2.4934e-11 | 19462.1283 | 340.5356 | 11757.1413 | 7364.4514 | 0 | 6.8265e-08 | 4.8527e-07 | 0 | 4.8527e-07 | 3.9228e-08 | 9.5349e-08 | 0 | 9.5349e-08 | 7.7709e-07 | 0 | 7.7709e-07 | 1.7034e-06 | 0 | 1.7034e-06 | [17 empty] | 7.3.3.17.5 (Remote Grid) Updates to grid topology to minimize risk of ignition in HFTDs Remote GridWLDFRContaminationAggregated | WLDFR | HFTD - Distribution - Tier 2 - 3QU CoRE ¦ 5QU LoRE | Non-Red Flag Warning - Small Fires | Contamination | Aggregated | 2054 | 9.8222e-06 | 715.8465 | 0.0070312 | 2054 | Mitigation | 0.95 | 45 | 0 | esc | 0.00097009 | 9.5284e-09 | 0.00097009 | 9.5284e-09
[79 empty] | WLDFR | HFTD - Distribution - Tier 3 - 5QU CoRE ¦ 2QU LoRE | Non-Red Flag Warning - Catastrophic Fires | 2055 | 2.4934e-11 | 19462.1283 | 340.5356 | 11757.1413 | 7364.4514 | 0 | 6.8265e-08 | 4.8527e-07 | 0 | 4.8527e-07 | 3.9228e-08 | 1.0155e-07 | 0 | 1.0155e-07 | 8.2767e-07 | 0 | 8.2767e-07 | 1.8143e-06 | 0 | 1.8143e-06 | [17 empty] | 7.3.3.17.5 (Remote Grid) Updates to grid topology to minimize risk of ignition in HFTDs Remote GridWLDFRContaminationAggregated | WLDFR | HFTD - Distribution - Tier 2 - 3QU CoRE ¦ 5QU LoRE | Non-Red Flag Warning - Small Fires | Contamination | Aggregated | 2055 | 9.8222e-06 | 715.8465 | 0.0070312 | 2055 | Mitigation | 0.95 | 45 | 0 | esc | 0.00097009 | 9.5284e-09 | 0.00097009 | 9.5284e-09
[79 empty] | WLDFR | HFTD - Distribution - Tier 3 - 5QU CoRE ¦ 2QU LoRE | Non-Red Flag Warning - Catastrophic Fires | 2056 | 2.4934e-11 | 19462.1283 | 340.5356 | 11757.1413 | 7364.4514 | 0 | 6.8265e-08 | 4.8527e-07 | 0 | 4.8527e-07 | 3.9228e-08 | 1.0155e-07 | 0 | 1.0155e-07 | 8.2767e-07 | 0 | 8.2767e-07 | 1.8143e-06 | 0 | 1.8143e-06 | [17 empty] | 7.3.3.17.5 (Remote Grid) Updates to grid topology to minimize risk of ignition in HFTDs Remote GridWLDFRContaminationAggregated | WLDFR | HFTD - Distribution - Tier 2 - 3QU CoRE ¦ 5QU LoRE | Non-Red Flag Warning - Small Fires | Contamination | Aggregated | 2056 | 9.8222e-06 | 715.8465 | 0.0070312 | 2056 | Mitigation | 0.95 | 45 | 0 | esc | 0.00097009 | 9.5284e-09 | 0.00097009 | 9.5284e-09
[79 empty] | WLDFR | HFTD - Distribution - Tier 3 - 5QU CoRE ¦ 2QU LoRE | Non-Red Flag Warning - Catastrophic Fires | 2057 | 2.4934e-11 | 19462.1283 | 340.5356 | 11757.1413 | 7364.4514 | 0 | 6.8265e-08 | 4.8527e-07 | 0 | 4.8527e-07 | 3.9228e-08 | 1.0155e-07 | 0 | 1.0155e-07 | 8.2767e-07 | 0 | 8.2767e-07 | 1.8143e-06 | 0 | 1.8143e-06 | [17 empty] | 7.3.3.17.5 (Remote Grid) Updates to grid topology to minimize risk of ignition in HFTDs Remote GridWLDFRContaminationAggregated | WLDFR | HFTD - Distribution - Tier 2 - 3QU CoRE ¦ 5QU LoRE | Non-Red Flag Warning - Small Fires | Contamination | Aggregated | 2057 | 9.8222e-06 | 715.8465 | 0.0070312 | 2057 | Mitigation | 0.95 | 45 | 0 | esc | 0.00097009 | 9.5284e-09 | 0.00097009 | 9.5284e-09
[79 empty] | WLDFR | HFTD - Distribution - Tier 3 - 5QU CoRE ¦ 2QU LoRE | Non-Red Flag Warning - Catastrophic Fires | 2058 | 2.4934e-11 | 20390.4035 | 362.3049 | 12307.8747 | 7720.2238 | 0 | 6.8265e-08 | 5.0842e-07 | 0 | 5.0842e-07 | 4.1737e-08 | 1.0155e-07 | 0 | 1.0155e-07 | 8.2767e-07 | 0 | 8.2767e-07 | 1.8143e-06 | 0 | 1.8143e-06 | [17 empty] | 7.3.3.17.5 (Remote Grid) Updates to grid topology to minimize risk of ignition in HFTDs Remote GridWLDFRContaminationAggregated | WLDFR | HFTD - Distribution - Tier 2 - 3QU CoRE ¦ 5QU LoRE | Non-Red Flag Warning - Small Fires | Contamination | Aggregated | 2058 | 9.8222e-06 | 715.8465 | 0.0070312 | 2058 | Mitigation | 0.95 | 45 | 0 | esc | 0.00097009 | 9.5284e-09 | 0.00097009 | 9.5284e-09
[79 empty] | WLDFR | HFTD - Distribution - Tier 3 - 5QU CoRE ¦ 2QU LoRE | Non-Red Flag Warning - Catastrophic Fires | 2059 | 2.4934e-11 | 20390.4035 | 362.3049 | 12307.8747 | 7720.2238 | 0 | 6.8265e-08 | 5.0842e-07 | 0 | 5.0842e-07 | 4.1737e-08 | 1.0155e-07 | 0 | 1.0155e-07 | 8.2767e-07 | 0 | 8.2767e-07 | 1.8143e-06 | 0 | 1.8143e-06 | [17 empty] | 7.3.3.17.5 (Remote Grid) Updates to grid topology to minimize risk of ignition in HFTDs Remote GridWLDFRContaminationAggregated | WLDFR | HFTD - Distribution - Tier 2 - 3QU CoRE ¦ 5QU LoRE | Non-Red Flag Warning - Small Fires | Contamination | Aggregated | 2059 | 9.8222e-06 | 715.8465 | 0.0070312 | 2059 | Mitigation | 0.95 | 45 | 0 | esc | 0.00097009 | 9.5284e-09 | 0.00097009 | 9.5284e-09
[79 empty] | WLDFR | HFTD - Distribution - Tier 3 - 5QU CoRE ¦ 2QU LoRE | Non-Red Flag Warning - Catastrophic Fires | 2060 | 2.4934e-11 | 20390.4035 | 362.3049 | 12307.8747 | 7720.2238 | 0 | 6.8265e-08 | 5.0842e-07 | 0 | 5.0842e-07 | 4.1737e-08 | 1.0815e-07 | 0 | 1.0815e-07 | 8.8145e-07 | 0 | 8.8145e-07 | 1.9322e-06 | 0 | 1.9322e-06 | [17 empty] | 7.3.3.17.5 (Remote Grid) Updates to grid topology to minimize risk of ignition in HFTDs Remote GridWLDFRContaminationAggregated | WLDFR | HFTD - Distribution - Tier 2 - 3QU CoRE ¦ 5QU LoRE | Non-Red Flag Warning - Small Fires | Contamination | Aggregated | 2060 | 9.8222e-06 | 715.8465 | 0.0070312 | 2060 | Mitigation | 0.95 | 45 | 0 | esc | 0.00097009 | 9.5284e-09 | 0.00097009 | 9.5284e-09
[79 empty] | WLDFR | HFTD - Distribution - Tier 3 - 5QU CoRE ¦ 2QU LoRE | Non-Red Flag Warning - Catastrophic Fires | 2061 | 2.4934e-11 | 20390.4035 | 362.3049 | 12307.8747 | 7720.2238 | 0 | 6.8265e-08 | 5.0842e-07 | 0 | 5.0842e-07 | 4.1737e-08 | 1.0815e-07 | 0 | 1.0815e-07 | 8.8145e-07 | 0 | 8.8145e-07 | 1.9322e-06 | 0 | 1.9322e-06 | [17 empty] | 7.3.3.17.5 (Remote Grid) Updates to grid topology to minimize risk of ignition in HFTDs Remote GridWLDFRContaminationAggregated | WLDFR | HFTD - Distribution - Tier 2 - 3QU CoRE ¦ 5QU LoRE | Non-Red Flag Warning - Small Fires | Contamination | Aggregated | 2061 | 9.8222e-06 | 715.8465 | 0.0070312 | 2061 | Mitigation | 0.95 | 45 | 0 | esc | 0.00097009 | 9.5284e-09 | 0.00097009 | 9.5284e-09
[79 empty] | WLDFR | HFTD - Distribution - Tier 3 - 5QU CoRE ¦ 2QU LoRE | Non-Red Flag Warning - Catastrophic Fires | 2062 | 2.4934e-11 | 20390.4035 | 362.3049 | 12307.8747 | 7720.2238 | 0 | 6.8265e-08 | 5.0842e-07 | 0 | 5.0842e-07 | 4.1737e-08 | 1.0815e-07 | 0 | 1.0815e-07 | 8.8145e-07 | 0 | 8.8145e-07 | 1.9322e-06 | 0 | 1.9322e-06 | [17 empty] | 7.3.3.17.5 (Remote Grid) Updates to grid topology to minimize risk of ignition in HFTDs Remote GridWLDFRContaminationAggregated | WLDFR | HFTD - Distribution - Tier 2 - 3QU CoRE ¦ 5QU LoRE | Non-Red Flag Warning - Small Fires | Contamination | Aggregated | 2062 | 9.8222e-06 | 715.8465 | 0.0070312 | 2062 | Mitigation | 0.95 | 45 | 0 | esc | 0.00097009 | 9.5284e-09 | 0.00097009 | 9.5284e-09
[79 empty] | WLDFR | HFTD - Distribution - Tier 3 - 5QU CoRE ¦ 2QU LoRE | Non-Red Flag Warning - Catastrophic Fires | 2063 | 2.4934e-11 | 21325.9188 | 384.5316 | 12862.0997 | 8079.2876 | 0 | 6.8265e-08 | 5.3174e-07 | 0 | 5.3174e-07 | 4.4333e-08 | 1.0815e-07 | 0 | 1.0815e-07 | 8.8145e-07 | 0 | 8.8145e-07 | 1.9322e-06 | 0 | 1.9322e-06 | [17 empty] | 7.3.3.17.5 (Remote Grid) Updates to grid topology to minimize risk of ignition in HFTDs Remote GridWLDFRContaminationAggregated | WLDFR | HFTD - Distribution - Tier 2 - 3QU CoRE ¦ 5QU LoRE | Non-Red Flag Warning - Small Fires | Contamination | Aggregated | 2063 | 9.8222e-06 | 715.8465 | 0.0070312 | 2063 | Mitigation | 0.95 | 45 | 0 | esc | 0.00097009 | 9.5284e-09 | 0.00097009 | 9.5284e-09
[79 empty] | WLDFR | HFTD - Distribution - Tier 3 - 5QU CoRE ¦ 2QU LoRE | Non-Red Flag Warning - Catastrophic Fires | 2064 | 2.4934e-11 | 21325.9188 | 384.5316 | 12862.0997 | 8079.2876 | 0 | 6.8265e-08 | 5.3174e-07 | 0 | 5.3174e-07 | 4.4333e-08 | 1.0815e-07 | 0 | 1.0815e-07 | 8.8145e-07 | 0 | 8.8145e-07 | 1.9322e-06 | 0 | 1.9322e-06 | [17 empty] | 7.3.3.17.5 (Remote Grid) Updates to grid topology to minimize risk of ignition in HFTDs Remote GridWLDFRContaminationAggregated | WLDFR | HFTD - Distribution - Tier 2 - 3QU CoRE ¦ 5QU LoRE | Non-Red Flag Warning - Small Fires | Contamination | Aggregated | 2064 | 9.8222e-06 | 715.8465 | 0.0070312 | 2064 | Mitigation | 0.95 | 45 | 0 | esc | 0.00097009 | 9.5284e-09 | 0.00097009 | 9.5284e-09
[79 empty] | WLDFR | HFTD - Distribution - Tier 3 - 5QU CoRE ¦ 2QU LoRE | Non-Red Flag Warning - Catastrophic Fires | 2065 | 2.4934e-11 | 21325.9188 | 384.5316 | 12862.0997 | 8079.2876 | 0 | 6.8265e-08 | 5.3174e-07 | 0 | 5.3174e-07 | 4.4333e-08 | 1.1507e-07 | 0 | 1.1507e-07 | 9.3782e-07 | 0 | 9.3782e-07 | 2.0557e-06 | 0 | 2.0557e-06 | [17 empty] | 7.3.3.17.5 (Remote Grid) Updates to grid topology to minimize risk of ignition in HFTDs Remote GridWLDFRContaminationAggregated | WLDFR | HFTD - Distribution - Tier 2 - 3QU CoRE ¦ 5QU LoRE | Non-Red Flag Warning - Small Fires | Contamination | Aggregated | 2065 | 9.8222e-06 | 715.8465 | 0.0070312 | 2065 | Mitigation | 0.95 | 45 | 0 | esc | 0.00097009 | 9.5284e-09 | 0.00097009 | 9.5284e-09
[79 empty] | WLDFR | HFTD - Distribution - Tier 3 - 5QU CoRE ¦ 2QU LoRE | Non-Red Flag Warning - Catastrophic Fires | 2066 | 2.4934e-11 | 21325.9188 | 384.5316 | 12862.0997 | 8079.2876 | 0 | 6.8265e-08 | 5.3174e-07 | 0 | 5.3174e-07 | 4.4333e-08 | 1.1507e-07 | 0 | 1.1507e-07 | 9.3782e-07 | 0 | 9.3782e-07 | 2.0557e-06 | 0 | 2.0557e-06 | [17 empty] | 7.3.3.17.5 (Remote Grid) Updates to grid topology to minimize risk of ignition in HFTDs Remote GridWLDFRContaminationAggregated | WLDFR | HFTD - Distribution - Tier 2 - 3QU CoRE ¦ 5QU LoRE | Non-Red Flag Warning - Small Fires | Contamination | Aggregated | 2066 | 9.8222e-06 | 715.8465 | 0.0070312 | 2066 | Mitigation | 0.95 | 45 | 0 | esc | 0.00097009 | 9.5284e-09 | 0.00097009 | 9.5284e-09
[79 empty] | WLDFR | HFTD - Distribution - Tier 3 - 5QU CoRE ¦ 2QU LoRE | Non-Red Flag Warning - Destructive Fires | 2022 | 3.3216e-11 | 8807.9522 | 222.2294 | 8585.7228 | 0 | 0 | 9.0939e-08 | 2.9256e-07 | 0 | 2.9256e-07 | 1.6486e-07 | 1.1507e-07 | 0 | 1.1507e-07 | 9.3782e-07 | 0 | 9.3782e-07 | 2.0557e-06 | 0 | 2.0557e-06 | [17 empty] | 7.3.3.17.5 (Remote Grid) Updates to grid topology to minimize risk of ignition in HFTDs Remote GridWLDFRContaminationAggregated | WLDFR | HFTD - Distribution - Tier 2 - 3QU CoRE ¦ 5QU LoRE | Non-Red Flag Warning - Small Fires | Contamination | Aggregated | 2067 | 9.8222e-06 | 715.8465 | 0.0070312 | 2067 | Mitigation | 0.95 | 45 | 0 | esc | 0 | 0 | 0.00097009 | 9.5284e-09
[79 empty] | WLDFR | HFTD - Distribution - Tier 3 - 5QU CoRE ¦ 2QU LoRE | Non-Red Flag Warning - Destructive Fires | 2023 | 3.3216e-11 | 9129.7461 | 233.2301 | 8896.516 | 0 | 0 | 9.0939e-08 | 3.0325e-07 | 0 | 3.0325e-07 | 1.7016e-07 | 1.1507e-07 | 0 | 1.1507e-07 | 9.3782e-07 | 0 | 9.3782e-07 | 2.0557e-06 | 0 | 2.0557e-06 | [17 empty] | 7.3.3.17.5 (Remote Grid) Updates to grid topology to minimize risk of ignition in HFTDs Remote GridWLDFREquipment / facility failureAggregated | WLDFR | HFTD - Distribution - Tier 2 - 3QU CoRE ¦ 5QU LoRE | Non-Red Flag Warning - Small Fires | Equipment / facility failure | Aggregated | 2022 | 0.00051242 | 715.8465 | 0.36682 | 2022 | Mitigation | 0.95 | 45 | 0 | esc | 0.00097009 | 4.9709e-07 | 0 | 0
[79 empty] | WLDFR | HFTD - Distribution - Tier 3 - 5QU CoRE ¦ 2QU LoRE | Non-Red Flag Warning - Destructive Fires | 2024 | 3.3216e-11 | 9129.7461 | 233.2301 | 8896.516 | 0 | 0 | 9.0939e-08 | 3.0325e-07 | 0 | 3.0325e-07 | 1.7016e-07 | 1.1507e-07 | 0 | 1.1507e-07 | 9.3782e-07 | 0 | 9.3782e-07 | 2.0557e-06 | 0 | 2.0557e-06 | [17 empty] | 7.3.3.17.5 (Remote Grid) Updates to grid topology to minimize risk of ignition in HFTDs Remote GridWLDFREquipment / facility failureAggregated | WLDFR | HFTD - Distribution - Tier 2 - 3QU CoRE ¦ 5QU LoRE | Non-Red Flag Warning - Small Fires | Equipment / facility failure | Aggregated | 2023 | 0.00051242 | 715.8465 | 0.36682 | 2023 | Mitigation | 0.95 | 45 | 0 | esc | 0.00097009 | 4.9709e-07 | 0.00097009 | 4.9709e-07
[79 empty] | WLDFR | HFTD - Distribution - Tier 3 - 5QU CoRE ¦ 2QU LoRE | Non-Red Flag Warning - Destructive Fires | 2025 | 3.3216e-11 | 9129.7461 | 233.2301 | 8896.516 | 0 | 0 | 9.0939e-08 | 3.0325e-07 | 0 | 3.0325e-07 | 1.7016e-07 | 1.2223e-07 | 0 | 1.2223e-07 | 9.9616e-07 | 0 | 9.9616e-07 | 2.1836e-06 | 0 | 2.1836e-06 | [17 empty] | 7.3.3.17.5 (Remote Grid) Updates to grid topology to minimize risk of ignition in HFTDs Remote GridWLDFREquipment / facility failureAggregated | WLDFR | HFTD - Distribution - Tier 2 - 3QU CoRE ¦ 5QU LoRE | Non-Red Flag Warning - Small Fires | Equipment / facility failure | Aggregated | 2024 | 0.00051242 | 715.8465 | 0.36682 | 2024 | Mitigation | 0.95 | 45 | 0 | esc | 0.00097009 | 4.9709e-07 | 0.00097009 | 4.9709e-07
[79 empty] | WLDFR | HFTD - Distribution - Tier 3 - 5QU CoRE ¦ 2QU LoRE | Non-Red Flag Warning - Destructive Fires | 2026 | 3.3216e-11 | 9129.7461 | 233.2301 | 8896.516 | 0 | 0 | 9.0939e-08 | 3.0325e-07 | 0 | 3.0325e-07 | 1.7016e-07 | 1.2223e-07 | 0 | 1.2223e-07 | 9.9616e-07 | 0 | 9.9616e-07 | 2.1836e-06 | 0 | 2.1836e-06 | [17 empty] | 7.3.3.17.5 (Remote Grid) Updates to grid topology to minimize risk of ignition in HFTDs Remote GridWLDFREquipment / facility failureAggregated | WLDFR | HFTD - Distribution - Tier 2 - 3QU CoRE ¦ 5QU LoRE | Non-Red Flag Warning - Small Fires | Equipment / facility failure | Aggregated | 2025 | 0.00051242 | 715.8465 | 0.36682 | 2025 | Mitigation | 0.95 | 45 | 0 | esc | 0.00097009 | 4.9709e-07 | 0.00097009 | 4.9709e-07
[79 empty] | WLDFR | HFTD - Distribution - Tier 3 - 5QU CoRE ¦ 2QU LoRE | Non-Red Flag Warning - Destructive Fires | 2027 | 3.3216e-11 | 9129.7461 | 233.2301 | 8896.516 | 0 | 0 | 9.0939e-08 | 3.0325e-07 | 0 | 3.0325e-07 | 1.7016e-07 | 1.2223e-07 | 0 | 1.2223e-07 | 9.9616e-07 | 0 | 9.9616e-07 | 2.1836e-06 | 0 | 2.1836e-06 | [17 empty] | 7.3.3.17.5 (Remote Grid) Updates to grid topology to minimize risk of ignition in HFTDs Remote GridWLDFREquipment / facility failureAggregated | WLDFR | HFTD - Distribution - Tier 2 - 3QU CoRE ¦ 5QU LoRE | Non-Red Flag Warning - Small Fires | Equipment / facility failure | Aggregated | 2026 | 0.00051242 | 715.8465 | 0.36682 | 2026 | Mitigation | 0.95 | 45 | 0 | esc | 0.00097009 | 4.9709e-07 | 0.00097009 | 4.9709e-07
[79 empty] | WLDFR | HFTD - Distribution - Tier 3 - 5QU CoRE ¦ 2QU LoRE | Non-Red Flag Warning - Destructive Fires | 2028 | 3.3216e-11 | 9534.9221 | 247.273 | 9287.6491 | 0 | 0 | 9.0939e-08 | 3.1671e-07 | 0 | 3.1671e-07 | 1.7693e-07 | 1.2223e-07 | 0 | 1.2223e-07 | 9.9616e-07 | 0 | 9.9616e-07 | 2.1836e-06 | 0 | 2.1836e-06 | [17 empty] | 7.3.3.17.5 (Remote Grid) Updates to grid topology to minimize risk of ignition in HFTDs Remote GridWLDFREquipment / facility failureAggregated | WLDFR | HFTD - Distribution - Tier 2 - 3QU CoRE ¦ 5QU LoRE | Non-Red Flag Warning - Small Fires | Equipment / facility failure | Aggregated | 2027 | 0.00051242 | 715.8465 | 0.36682 | 2027 | Mitigation | 0.95 | 45 | 0 | esc | 0.00097009 | 4.9709e-07 | 0.00097009 | 4.9709e-07
[79 empty] | WLDFR | HFTD - Distribution - Tier 3 - 5QU CoRE ¦ 2QU LoRE | Non-Red Flag Warning - Destructive Fires | 2029 | 3.3216e-11 | 9534.9221 | 247.273 | 9287.6491 | 0 | 0 | 9.0939e-08 | 3.1671e-07 | 0 | 3.1671e-07 | 1.7693e-07 | 1.2223e-07 | 0 | 1.2223e-07 | 9.9616e-07 | 0 | 9.9616e-07 | 2.1836e-06 | 0 | 2.1836e-06 | [17 empty] | 7.3.3.17.5 (Remote Grid) Updates to grid topology to minimize risk of ignition in HFTDs Remote GridWLDFREquipment / facility failureAggregated | WLDFR | HFTD - Distribution - Tier 2 - 3QU CoRE ¦ 5QU LoRE | Non-Red Flag Warning - Small Fires | Equipment / facility failure | Aggregated | 2028 | 0.00051242 | 715.8465 | 0.36682 | 2028 | Mitigation | 0.95 | 45 | 0 | esc | 0.00097009 | 4.9709e-07 | 0.00097009 | 4.9709e-07
[79 empty] | WLDFR | HFTD - Distribution - Tier 3 - 5QU CoRE ¦ 2QU LoRE | Non-Red Flag Warning - Destructive Fires | 2030 | 3.3216e-11 | 9534.9221 | 247.273 | 9287.6491 | 0 | 0 | 9.0939e-08 | 3.1671e-07 | 0 | 3.1671e-07 | 1.7693e-07 | 1.2955e-07 | 0 | 1.2955e-07 | 1.0558e-06 | 0 | 1.0558e-06 | 2.3144e-06 | 0 | 2.3144e-06 | [17 empty] | 7.3.3.17.5 (Remote Grid) Updates to grid topology to minimize risk of ignition in HFTDs Remote GridWLDFREquipment / facility failureAggregated | WLDFR | HFTD - Distribution - Tier 2 - 3QU CoRE ¦ 5QU LoRE | Non-Red Flag Warning - Small Fires | Equipment / facility failure | Aggregated | 2029 | 0.00051242 | 715.8465 | 0.36682 | 2029 | Mitigation | 0.95 | 45 | 0 | esc | 0.00097009 | 4.9709e-07 | 0.00097009 | 4.9709e-07
[79 empty] | WLDFR | HFTD - Distribution - Tier 3 - 5QU CoRE ¦ 2QU LoRE | Non-Red Flag Warning - Destructive Fires | 2031 | 3.3216e-11 | 9534.9221 | 247.273 | 9287.6491 | 0 | 0 | 9.0939e-08 | 3.1671e-07 | 0 | 3.1671e-07 | 1.7693e-07 | 1.2955e-07 | 0 | 1.2955e-07 | 1.0558e-06 | 0 | 1.0558e-06 | 2.3144e-06 | 0 | 2.3144e-06 | [17 empty] | 7.3.3.17.5 (Remote Grid) Updates to grid topology to minimize risk of ignition in HFTDs Remote GridWLDFREquipment / facility failureAggregated | WLDFR | HFTD - Distribution - Tier 2 - 3QU CoRE ¦ 5QU LoRE | Non-Red Flag Warning - Small Fires | Equipment / facility failure | Aggregated | 2030 | 0.00051242 | 715.8465 | 0.36682 | 2030 | Mitigation | 0.95 | 45 | 0 | esc | 0.00097009 | 4.9709e-07 | 0.00097009 | 4.9709e-07
[79 empty] | WLDFR | HFTD - Distribution - Tier 3 - 5QU CoRE ¦ 2QU LoRE | Non-Red Flag Warning - Destructive Fires | 2032 | 3.3216e-11 | 9534.9221 | 247.273 | 9287.6491 | 0 | 0 | 9.0939e-08 | 3.1671e-07 | 0 | 3.1671e-07 | 1.7693e-07 | 0 | 0 | 0 | 1.0558e-06 | 0 | 1.0558e-06 | 2.3144e-06 | 0 | 2.3144e-06 | [17 empty] | 7.3.3.17.5 (Remote Grid) Updates to grid topology to minimize risk of ignition in HFTDs Remote GridWLDFREquipment / facility failureAggregated | WLDFR | HFTD - Distribution - Tier 2 - 3QU CoRE ¦ 5QU LoRE | Non-Red Flag Warning - Small Fires | Equipment / facility failure | Aggregated | 2031 | 0.00051242 | 715.8465 | 0.36682 | 2031 | Mitigation | 0.95 | 45 | 0 | esc | 0.00097009 | 4.9709e-07 | 0.00097009 | 4.9709e-07
[79 empty] | WLDFR | HFTD - Distribution - Tier 3 - 5QU CoRE ¦ 2QU LoRE | Non-Red Flag Warning - Destructive Fires | 2033 | 3.3216e-11 | 9984.8474 | 263.1074 | 9721.74 | 0 | 0 | 9.0939e-08 | 3.3165e-07 | 0 | 3.3165e-07 | 1.8456e-07 | 0 | 0 | 0 | 0 | 0 | 0 | 2.3144e-06 | 0 | 2.3144e-06 | [17 empty] | 7.3.3.17.5 (Remote Grid) Updates to grid topology to minimize risk of ignition in HFTDs Remote GridWLDFREquipment / facility failureAggregated | WLDFR | HFTD - Distribution - Tier 2 - 3QU CoRE ¦ 5QU LoRE | Non-Red Flag Warning - Small Fires | Equipment / facility failure | Aggregated | 2032 | 0.00051242 | 715.8465 | 0.36682 | 2032 | Mitigation | 0.95 | 45 | 0 | esc | 0.00097009 | 4.9709e-07 | 0.00097009 | 4.9709e-07
[79 empty] | WLDFR | HFTD - Distribution - Tier 3 - 5QU CoRE ¦ 2QU LoRE | Non-Red Flag Warning - Destructive Fires | 2034 | 3.3216e-11 | 9984.8474 | 263.1074 | 9721.74 | 0 | 0 | 9.0939e-08 | 3.3165e-07 | 0 | 3.3165e-07 | 1.8456e-07 | 2.4264e-08 | 0 | 2.4264e-08 | 0 | 0 | 0 | 0 | 0 | 0 | [17 empty] | 7.3.3.17.5 (Remote Grid) Updates to grid topology to minimize risk of ignition in HFTDs Remote GridWLDFREquipment / facility failureAggregated | WLDFR | HFTD - Distribution - Tier 2 - 3QU CoRE ¦ 5QU LoRE | Non-Red Flag Warning - Small Fires | Equipment / facility failure | Aggregated | 2033 | 0.00051242 | 715.8465 | 0.36682 | 2033 | Mitigation | 0.95 | 45 | 0 | esc | 0.00097009 | 4.9709e-07 | 0.00097009 | 4.9709e-07
[79 empty] | WLDFR | HFTD - Distribution - Tier 3 - 5QU CoRE ¦ 2QU LoRE | Non-Red Flag Warning - Destructive Fires | 2035 | 3.3216e-11 | 9984.8474 | 263.1074 | 9721.74 | 0 | 0 | 9.0939e-08 | 3.3165e-07 | 0 | 3.3165e-07 | 1.8456e-07 | 2.4252e-08 | 0 | 2.4252e-08 | 1.9765e-07 | 0 | 1.9765e-07 | 0 | 0 | 0 | [17 empty] | 7.3.3.17.5 (Remote Grid) Updates to grid topology to minimize risk of ignition in HFTDs Remote GridWLDFREquipment / facility failureAggregated | WLDFR | HFTD - Distribution - Tier 2 - 3QU CoRE ¦ 5QU LoRE | Non-Red Flag Warning - Small Fires | Equipment / facility failure | Aggregated | 2034 | 0.00051242 | 715.8465 | 0.36682 | 2034 | Mitigation | 0.95 | 45 | 0 | esc | 0.00097009 | 4.9709e-07 | 0.00097009 | 4.9709e-07
[79 empty] | WLDFR | HFTD - Distribution - Tier 3 - 5QU CoRE ¦ 2QU LoRE | Non-Red Flag Warning - Destructive Fires | 2036 | 3.3216e-11 | 9984.8474 | 263.1074 | 9721.74 | 0 | 0 | 9.0939e-08 | 3.3165e-07 | 0 | 3.3165e-07 | 1.8456e-07 | 2.5032e-08 | 0 | 2.5032e-08 | 2.0401e-07 | 0 | 2.0401e-07 | 4.472e-07 | 0 | 4.472e-07 | [17 empty] | 7.3.3.17.5 (Remote Grid) Updates to grid topology to minimize risk of ignition in HFTDs Remote GridWLDFREquipment / facility failureAggregated | WLDFR | HFTD - Distribution - Tier 2 - 3QU CoRE ¦ 5QU LoRE | Non-Red Flag Warning - Small Fires | Equipment / facility failure | Aggregated | 2035 | 0.00051242 | 715.8465 | 0.36682 | 2035 | Mitigation | 0.95 | 45 | 0 | esc | 0.00097009 | 4.9709e-07 | 0.00097009 | 4.9709e-07
[79 empty] | WLDFR | HFTD - Distribution - Tier 3 - 5QU CoRE ¦ 2QU LoRE | Non-Red Flag Warning - Destructive Fires | 2037 | 3.3216e-11 | 9984.8474 | 263.1074 | 9721.74 | 0 | 0 | 9.0939e-08 | 3.3165e-07 | 0 | 3.3165e-07 | 1.8456e-07 | 2.5032e-08 | 0 | 2.5032e-08 | 2.0401e-07 | 0 | 2.0401e-07 | 4.472e-07 | 0 | 4.472e-07 | [17 empty] | 7.3.3.17.5 (Remote Grid) Updates to grid topology to minimize risk of ignition in HFTDs Remote GridWLDFREquipment / facility failureAggregated | WLDFR | HFTD - Distribution - Tier 2 - 3QU CoRE ¦ 5QU LoRE | Non-Red Flag Warning - Small Fires | Equipment / facility failure | Aggregated | 2036 | 0.00051242 | 715.8465 | 0.36682 | 2036 | Mitigation | 0.95 | 45 | 0 | esc | 0.00097009 | 4.9709e-07 | 0.00097009 | 4.9709e-07
[79 empty] | WLDFR | HFTD - Distribution - Tier 3 - 5QU CoRE ¦ 2QU LoRE | Non-Red Flag Warning - Destructive Fires | 2038 | 3.3216e-11 | 10472.8261 | 280.5544 | 10192.2718 | 0 | 0 | 9.0939e-08 | 3.4786e-07 | 0 | 3.4786e-07 | 1.9297e-07 | 2.5032e-08 | 0 | 2.5032e-08 | 2.0401e-07 | 0 | 2.0401e-07 | 4.472e-07 | 0 | 4.472e-07 | [17 empty] | 7.3.3.17.5 (Remote Grid) Updates to grid topology to minimize risk of ignition in HFTDs Remote GridWLDFREquipment / facility failureAggregated | WLDFR | HFTD - Distribution - Tier 2 - 3QU CoRE ¦ 5QU LoRE | Non-Red Flag Warning - Small Fires | Equipment / facility failure | Aggregated | 2037 | 0.00051242 | 715.8465 | 0.36682 | 2037 | Mitigation | 0.95 | 45 | 0 | esc | 0.00097009 | 4.9709e-07 | 0.00097009 | 4.9709e-07
[79 empty] | WLDFR | HFTD - Distribution - Tier 3 - 5QU CoRE ¦ 2QU LoRE | Non-Red Flag Warning - Destructive Fires | 2039 | 3.3216e-11 | 10472.8261 | 280.5544 | 10192.2718 | 0 | 0 | 9.0939e-08 | 3.4786e-07 | 0 | 3.4786e-07 | 1.9297e-07 | 2.5032e-08 | 0 | 2.5032e-08 | 2.0401e-07 | 0 | 2.0401e-07 | 4.472e-07 | 0 | 4.472e-07 | [17 empty] | 7.3.3.17.5 (Remote Grid) Updates to grid topology to minimize risk of ignition in HFTDs Remote GridWLDFREquipment / facility failureAggregated | WLDFR | HFTD - Distribution - Tier 2 - 3QU CoRE ¦ 5QU LoRE | Non-Red Flag Warning - Small Fires | Equipment / facility failure | Aggregated | 2038 | 0.00051242 | 715.8465 | 0.36682 | 2038 | Mitigation | 0.95 | 45 | 0 | esc | 0.00097009 | 4.9709e-07 | 0.00097009 | 4.9709e-07
[79 empty] | WLDFR | HFTD - Distribution - Tier 3 - 5QU CoRE ¦ 2QU LoRE | Non-Red Flag Warning - Destructive Fires | 2040 | 3.3216e-11 | 10472.8261 | 280.5544 | 10192.2718 | 0 | 0 | 9.0939e-08 | 3.4786e-07 | 0 | 3.4786e-07 | 1.9297e-07 | 2.5032e-08 | 0 | 2.5032e-08 | 2.0401e-07 | 0 | 2.0401e-07 | 4.472e-07 | 0 | 4.472e-07 | [17 empty] | 7.3.3.17.5 (Remote Grid) Updates to grid topology to minimize risk of ignition in HFTDs Remote GridWLDFREquipment / facility failureAggregated | WLDFR | HFTD - Distribution - Tier 2 - 3QU CoRE ¦ 5QU LoRE | Non-Red Flag Warning - Small Fires | Equipment / facility failure | Aggregated | 2039 | 0.00051242 | 715.8465 | 0.36682 | 2039 | Mitigation | 0.95 | 45 | 0 | esc | 0.00097009 | 4.9709e-07 | 0.00097009 | 4.9709e-07
[79 empty] | WLDFR | HFTD - Distribution - Tier 3 - 5QU CoRE ¦ 2QU LoRE | Non-Red Flag Warning - Destructive Fires | 2041 | 3.3216e-11 | 10472.8261 | 280.5544 | 10192.2718 | 0 | 0 | 9.0939e-08 | 3.4786e-07 | 0 | 3.4786e-07 | 1.9297e-07 | 2.6028e-08 | 0 | 2.6028e-08 | 2.1213e-07 | 0 | 2.1213e-07 | 4.6499e-07 | 0 | 4.6499e-07 | [17 empty] | 7.3.3.17.5 (Remote Grid) Updates to grid topology to minimize risk of ignition in HFTDs Remote GridWLDFREquipment / facility failureAggregated | WLDFR | HFTD - Distribution - Tier 2 - 3QU CoRE ¦ 5QU LoRE | Non-Red Flag Warning - Small Fires | Equipment / facility failure | Aggregated | 2040 | 0.00051242 | 715.8465 | 0.36682 | 2040 | Mitigation | 0.95 | 45 | 0 | esc | 0.00097009 | 4.9709e-07 | 0.00097009 | 4.9709e-07
[79 empty] | WLDFR | HFTD - Distribution - Tier 3 - 5QU CoRE ¦ 2QU LoRE | Non-Red Flag Warning - Destructive Fires | 2042 | 3.3216e-11 | 10472.8261 | 280.5544 | 10192.2718 | 0 | 0 | 9.0939e-08 | 3.4786e-07 | 0 | 3.4786e-07 | 1.9297e-07 | 2.6028e-08 | 0 | 2.6028e-08 | 2.1213e-07 | 0 | 2.1213e-07 | 4.6499e-07 | 0 | 4.6499e-07 | [17 empty] | 7.3.3.17.5 (Remote Grid) Updates to grid topology to minimize risk of ignition in HFTDs Remote GridWLDFREquipment / facility failureAggregated | WLDFR | HFTD - Distribution - Tier 2 - 3QU CoRE ¦ 5QU LoRE | Non-Red Flag Warning - Small Fires | Equipment / facility failure | Aggregated | 2041 | 0.00051242 | 715.8465 | 0.36682 | 2041 | Mitigation | 0.95 | 45 | 0 | esc | 0.00097009 | 4.9709e-07 | 0.00097009 | 4.9709e-07
[79 empty] | WLDFR | HFTD - Distribution - Tier 3 - 5QU CoRE ¦ 2QU LoRE | Non-Red Flag Warning - Destructive Fires | 2043 | 3.3216e-11 | 10992.1562 | 299.42 | 10692.7362 | 0 | 0 | 9.0939e-08 | 3.6511e-07 | 0 | 3.6511e-07 | 2.0207e-07 | 2.6028e-08 | 0 | 2.6028e-08 | 2.1213e-07 | 0 | 2.1213e-07 | 4.6499e-07 | 0 | 4.6499e-07 | [17 empty] | 7.3.3.17.5 (Remote Grid) Updates to grid topology to minimize risk of ignition in HFTDs Remote GridWLDFREquipment / facility failureAggregated | WLDFR | HFTD - Distribution - Tier 2 - 3QU CoRE ¦ 5QU LoRE | Non-Red Flag Warning - Small Fires | Equipment / facility failure | Aggregated | 2042 | 0.00051242 | 715.8465 | 0.36682 | 2042 | Mitigation | 0.95 | 45 | 0 | esc | 0.00097009 | 4.9709e-07 | 0.00097009 | 4.9709e-07
[79 empty] | WLDFR | HFTD - Distribution - Tier 3 - 5QU CoRE ¦ 2QU LoRE | Non-Red Flag Warning - Destructive Fires | 2044 | 3.3216e-11 | 10992.1562 | 299.42 | 10692.7362 | 0 | 0 | 9.0939e-08 | 3.6511e-07 | 0 | 3.6511e-07 | 2.0207e-07 | 2.6028e-08 | 0 | 2.6028e-08 | 2.1213e-07 | 0 | 2.1213e-07 | 4.6499e-07 | 0 | 4.6499e-07 | [17 empty] | 7.3.3.17.5 (Remote Grid) Updates to grid topology to minimize risk of ignition in HFTDs Remote GridWLDFREquipment / facility failureAggregated | WLDFR | HFTD - Distribution - Tier 2 - 3QU CoRE ¦ 5QU LoRE | Non-Red Flag Warning - Small Fires | Equipment / facility failure | Aggregated | 2043 | 0.00051242 | 715.8465 | 0.36682 | 2043 | Mitigation | 0.95 | 45 | 0 | esc | 0.00097009 | 4.9709e-07 | 0.00097009 | 4.9709e-07
[79 empty] | WLDFR | HFTD - Distribution - Tier 3 - 5QU CoRE ¦ 2QU LoRE | Non-Red Flag Warning - Destructive Fires | 2045 | 3.3216e-11 | 10992.1562 | 299.42 | 10692.7362 | 0 | 0 | 9.0939e-08 | 3.6511e-07 | 0 | 3.6511e-07 | 2.0207e-07 | 2.6028e-08 | 0 | 2.6028e-08 | 2.1213e-07 | 0 | 2.1213e-07 | 4.6499e-07 | 0 | 4.6499e-07 | [17 empty] | 7.3.3.17.5 (Remote Grid) Updates to grid topology to minimize risk of ignition in HFTDs Remote GridWLDFREquipment / facility failureAggregated | WLDFR | HFTD - Distribution - Tier 2 - 3QU CoRE ¦ 5QU LoRE | Non-Red Flag Warning - Small Fires | Equipment / facility failure | Aggregated | 2044 | 0.00051242 | 715.8465 | 0.36682 | 2044 | Mitigation | 0.95 | 45 | 0 | esc | 0.00097009 | 4.9709e-07 | 0.00097009 | 4.9709e-07
[79 empty] | WLDFR | HFTD - Distribution - Tier 3 - 5QU CoRE ¦ 2QU LoRE | Non-Red Flag Warning - Destructive Fires | 2046 | 3.3216e-11 | 10992.1562 | 299.42 | 10692.7362 | 0 | 0 | 9.0939e-08 | 3.6511e-07 | 0 | 3.6511e-07 | 2.0207e-07 | 2.715e-08 | 0 | 2.715e-08 | 2.2127e-07 | 0 | 2.2127e-07 | 4.8504e-07 | 0 | 4.8504e-07 | [17 empty] | 7.3.3.17.5 (Remote Grid) Updates to grid topology to minimize risk of ignition in HFTDs Remote GridWLDFREquipment / facility failureAggregated | WLDFR | HFTD - Distribution - Tier 2 - 3QU CoRE ¦ 5QU LoRE | Non-Red Flag Warning - Small Fires | Equipment / facility failure | Aggregated | 2045 | 0.00051242 | 715.8465 | 0.36682 | 2045 | Mitigation | 0.95 | 45 | 0 | esc | 0.00097009 | 4.9709e-07 | 0.00097009 | 4.9709e-07
[79 empty] | WLDFR | HFTD - Distribution - Tier 3 - 5QU CoRE ¦ 2QU LoRE | Non-Red Flag Warning - Destructive Fires | 2047 | 3.3216e-11 | 10992.1562 | 299.42 | 10692.7362 | 0 | 0 | 9.0939e-08 | 3.6511e-07 | 0 | 3.6511e-07 | 2.0207e-07 | 2.715e-08 | 0 | 2.715e-08 | 2.2127e-07 | 0 | 2.2127e-07 | 4.8504e-07 | 0 | 4.8504e-07 | [17 empty] | 7.3.3.17.5 (Remote Grid) Updates to grid topology to minimize risk of ignition in HFTDs Remote GridWLDFREquipment / facility failureAggregated | WLDFR | HFTD - Distribution - Tier 2 - 3QU CoRE ¦ 5QU LoRE | Non-Red Flag Warning - Small Fires | Equipment / facility failure | Aggregated | 2046 | 0.00051242 | 715.8465 | 0.36682 | 2046 | Mitigation | 0.95 | 45 | 0 | esc | 0.00097009 | 4.9709e-07 | 0.00097009 | 4.9709e-07
[79 empty] | WLDFR | HFTD - Distribution - Tier 3 - 5QU CoRE ¦ 2QU LoRE | Non-Red Flag Warning - Destructive Fires | 2048 | 3.3216e-11 | 11536.0538 | 319.4911 | 11216.5626 | 0 | 0 | 9.0939e-08 | 3.8318e-07 | 0 | 3.8318e-07 | 2.1178e-07 | 2.715e-08 | 0 | 2.715e-08 | 2.2127e-07 | 0 | 2.2127e-07 | 4.8504e-07 | 0 | 4.8504e-07 | [17 empty] | 7.3.3.17.5 (Remote Grid) Updates to grid topology to minimize risk of ignition in HFTDs Remote GridWLDFREquipment / facility failureAggregated | WLDFR | HFTD - Distribution - Tier 2 - 3QU CoRE ¦ 5QU LoRE | Non-Red Flag Warning - Small Fires | Equipment / facility failure | Aggregated | 2047 | 0.00051242 | 715.8465 | 0.36682 | 2047 | Mitigation | 0.95 | 45 | 0 | esc | 0.00097009 | 4.9709e-07 | 0.00097009 | 4.9709e-07
[79 empty] | WLDFR | HFTD - Distribution - Tier 3 - 5QU CoRE ¦ 2QU LoRE | Non-Red Flag Warning - Destructive Fires | 2049 | 3.3216e-11 | 11536.0538 | 319.4911 | 11216.5626 | 0 | 0 | 9.0939e-08 | 3.8318e-07 | 0 | 3.8318e-07 | 2.1178e-07 | 2.715e-08 | 0 | 2.715e-08 | 2.2127e-07 | 0 | 2.2127e-07 | 4.8504e-07 | 0 | 4.8504e-07 | [17 empty] | 7.3.3.17.5 (Remote Grid) Updates to grid topology to minimize risk of ignition in HFTDs Remote GridWLDFREquipment / facility failureAggregated | WLDFR | HFTD - Distribution - Tier 2 - 3QU CoRE ¦ 5QU LoRE | Non-Red Flag Warning - Small Fires | Equipment / facility failure | Aggregated | 2048 | 0.00051242 | 715.8465 | 0.36682 | 2048 | Mitigation | 0.95 | 45 | 0 | esc | 0.00097009 | 4.9709e-07 | 0.00097009 | 4.9709e-07
[79 empty] | WLDFR | HFTD - Distribution - Tier 3 - 5QU CoRE ¦ 2QU LoRE | Non-Red Flag Warning - Destructive Fires | 2050 | 3.3216e-11 | 11536.0538 | 319.4911 | 11216.5626 | 0 | 0 | 9.0939e-08 | 3.8318e-07 | 0 | 3.8318e-07 | 2.1178e-07 | 2.715e-08 | 0 | 2.715e-08 | 2.2127e-07 | 0 | 2.2127e-07 | 4.8504e-07 | 0 | 4.8504e-07 | [17 empty] | 7.3.3.17.5 (Remote Grid) Updates to grid topology to minimize risk of ignition in HFTDs Remote GridWLDFREquipment / facility failureAggregated | WLDFR | HFTD - Distribution - Tier 2 - 3QU CoRE ¦ 5QU LoRE | Non-Red Flag Warning - Small Fires | Equipment / facility failure | Aggregated | 2049 | 0.00051242 | 715.8465 | 0.36682 | 2049 | Mitigation | 0.95 | 45 | 0 | esc | 0.00097009 | 4.9709e-07 | 0.00097009 | 4.9709e-07
[79 empty] | WLDFR | HFTD - Distribution - Tier 3 - 5QU CoRE ¦ 2QU LoRE | Non-Red Flag Warning - Destructive Fires | 2051 | 3.3216e-11 | 11536.0538 | 319.4911 | 11216.5626 | 0 | 0 | 9.0939e-08 | 3.8318e-07 | 0 | 3.8318e-07 | 2.1178e-07 | 2.8387e-08 | 0 | 2.8387e-08 | 2.3135e-07 | 0 | 2.3135e-07 | 5.0714e-07 | 0 | 5.0714e-07 | [17 empty] | 7.3.3.17.5 (Remote Grid) Updates to grid topology to minimize risk of ignition in HFTDs Remote GridWLDFREquipment / facility failureAggregated | WLDFR | HFTD - Distribution - Tier 2 - 3QU CoRE ¦ 5QU LoRE | Non-Red Flag Warning - Small Fires | Equipment / facility failure | Aggregated | 2050 | 0.00051242 | 715.8465 | 0.36682 | 2050 | Mitigation | 0.95 | 45 | 0 | esc | 0.00097009 | 4.9709e-07 | 0.00097009 | 4.9709e-07
[79 empty] | WLDFR | HFTD - Distribution - Tier 3 - 5QU CoRE ¦ 2QU LoRE | Non-Red Flag Warning - Destructive Fires | 2052 | 3.3216e-11 | 11536.0538 | 319.4911 | 11216.5626 | 0 | 0 | 9.0939e-08 | 3.8318e-07 | 0 | 3.8318e-07 | 2.1178e-07 | 2.8387e-08 | 0 | 2.8387e-08 | 2.3135e-07 | 0 | 2.3135e-07 | 5.0714e-07 | 0 | 5.0714e-07 | [17 empty] | 7.3.3.17.5 (Remote Grid) Updates to grid topology to minimize risk of ignition in HFTDs Remote GridWLDFREquipment / facility failureAggregated | WLDFR | HFTD - Distribution - Tier 2 - 3QU CoRE ¦ 5QU LoRE | Non-Red Flag Warning - Small Fires | Equipment / facility failure | Aggregated | 2051 | 0.00051242 | 715.8465 | 0.36682 | 2051 | Mitigation | 0.95 | 45 | 0 | esc | 0.00097009 | 4.9709e-07 | 0.00097009 | 4.9709e-07
[79 empty] | WLDFR | HFTD - Distribution - Tier 3 - 5QU CoRE ¦ 2QU LoRE | Non-Red Flag Warning - Destructive Fires | 2053 | 3.3216e-11 | 12097.6769 | 340.5356 | 11757.1413 | 0 | 0 | 9.0939e-08 | 4.0183e-07 | 0 | 4.0183e-07 | 2.2198e-07 | 2.8387e-08 | 0 | 2.8387e-08 | 2.3135e-07 | 0 | 2.3135e-07 | 5.0714e-07 | 0 | 5.0714e-07 | [17 empty] | 7.3.3.17.5 (Remote Grid) Updates to grid topology to minimize risk of ignition in HFTDs Remote GridWLDFREquipment / facility failureAggregated | WLDFR | HFTD - Distribution - Tier 2 - 3QU CoRE ¦ 5QU LoRE | Non-Red Flag Warning - Small Fires | Equipment / facility failure | Aggregated | 2052 | 0.00051242 | 715.8465 | 0.36682 | 2052 | Mitigation | 0.95 | 45 | 0 | esc | 0.00097009 | 4.9709e-07 | 0.00097009 | 4.9709e-07
[79 empty] | WLDFR | HFTD - Distribution - Tier 3 - 5QU CoRE ¦ 2QU LoRE | Non-Red Flag Warning - Destructive Fires | 2054 | 3.3216e-11 | 12097.6769 | 340.5356 | 11757.1413 | 0 | 0 | 9.0939e-08 | 4.0183e-07 | 0 | 4.0183e-07 | 2.2198e-07 | 2.8387e-08 | 0 | 2.8387e-08 | 2.3135e-07 | 0 | 2.3135e-07 | 5.0714e-07 | 0 | 5.0714e-07 | [17 empty] | 7.3.3.17.5 (Remote Grid) Updates to grid topology to minimize risk of ignition in HFTDs Remote GridWLDFREquipment / facility failureAggregated | WLDFR | HFTD - Distribution - Tier 2 - 3QU CoRE ¦ 5QU LoRE | Non-Red Flag Warning - Small Fires | Equipment / facility failure | Aggregated | 2053 | 0.00051242 | 715.8465 | 0.36682 | 2053 | Mitigation | 0.95 | 45 | 0 | esc | 0.00097009 | 4.9709e-07 | 0.00097009 | 4.9709e-07
[79 empty] | WLDFR | HFTD - Distribution - Tier 3 - 5QU CoRE ¦ 2QU LoRE | Non-Red Flag Warning - Destructive Fires | 2055 | 3.3216e-11 | 12097.6769 | 340.5356 | 11757.1413 | 0 | 0 | 9.0939e-08 | 4.0183e-07 | 0 | 4.0183e-07 | 2.2198e-07 | 2.8387e-08 | 0 | 2.8387e-08 | 2.3135e-07 | 0 | 2.3135e-07 | 5.0714e-07 | 0 | 5.0714e-07 | [17 empty] | 7.3.3.17.5 (Remote Grid) Updates to grid topology to minimize risk of ignition in HFTDs Remote GridWLDFREquipment / facility failureAggregated | WLDFR | HFTD - Distribution - Tier 2 - 3QU CoRE ¦ 5QU LoRE | Non-Red Flag Warning - Small Fires | Equipment / facility failure | Aggregated | 2054 | 0.00051242 | 715.8465 | 0.36682 | 2054 | Mitigation | 0.95 | 45 | 0 | esc | 0.00097009 | 4.9709e-07 | 0.00097009 | 4.9709e-07
[79 empty] | WLDFR | HFTD - Distribution - Tier 3 - 5QU CoRE ¦ 2QU LoRE | Non-Red Flag Warning - Destructive Fires | 2056 | 3.3216e-11 | 12097.6769 | 340.5356 | 11757.1413 | 0 | 0 | 9.0939e-08 | 4.0183e-07 | 0 | 4.0183e-07 | 2.2198e-07 | 2.9726e-08 | 0 | 2.9726e-08 | 2.4227e-07 | 0 | 2.4227e-07 | 5.3106e-07 | 0 | 5.3106e-07 | [17 empty] | 7.3.3.17.5 (Remote Grid) Updates to grid topology to minimize risk of ignition in HFTDs Remote GridWLDFREquipment / facility failureAggregated | WLDFR | HFTD - Distribution - Tier 2 - 3QU CoRE ¦ 5QU LoRE | Non-Red Flag Warning - Small Fires | Equipment / facility failure | Aggregated | 2055 | 0.00051242 | 715.8465 | 0.36682 | 2055 | Mitigation | 0.95 | 45 | 0 | esc | 0.00097009 | 4.9709e-07 | 0.00097009 | 4.9709e-07
[79 empty] | WLDFR | HFTD - Distribution - Tier 3 - 5QU CoRE ¦ 2QU LoRE | Non-Red Flag Warning - Destructive Fires | 2057 | 3.3216e-11 | 12097.6769 | 340.5356 | 11757.1413 | 0 | 0 | 9.0939e-08 | 4.0183e-07 | 0 | 4.0183e-07 | 2.2198e-07 | 2.9726e-08 | 0 | 2.9726e-08 | 2.4227e-07 | 0 | 2.4227e-07 | 5.3106e-07 | 0 | 5.3106e-07 | [17 empty] | 7.3.3.17.5 (Remote Grid) Updates to grid topology to minimize risk of ignition in HFTDs Remote GridWLDFREquipment / facility failureAggregated | WLDFR | HFTD - Distribution - Tier 2 - 3QU CoRE ¦ 5QU LoRE | Non-Red Flag Warning - Small Fires | Equipment / facility failure | Aggregated | 2056 | 0.00051242 | 715.8465 | 0.36682 | 2056 | Mitigation | 0.95 | 45 | 0 | esc | 0.00097009 | 4.9709e-07 | 0.00097009 | 4.9709e-07
[79 empty] | WLDFR | HFTD - Distribution - Tier 3 - 5QU CoRE ¦ 2QU LoRE | Non-Red Flag Warning - Destructive Fires | 2058 | 3.3216e-11 | 12670.1796 | 362.3049 | 12307.8747 | 0 | 0 | 9.0939e-08 | 4.2085e-07 | 0 | 4.2085e-07 | 2.3258e-07 | 2.9726e-08 | 0 | 2.9726e-08 | 2.4227e-07 | 0 | 2.4227e-07 | 5.3106e-07 | 0 | 5.3106e-07 | [17 empty] | 7.3.3.17.5 (Remote Grid) Updates to grid topology to minimize risk of ignition in HFTDs Remote GridWLDFREquipment / facility failureAggregated | WLDFR | HFTD - Distribution - Tier 2 - 3QU CoRE ¦ 5QU LoRE | Non-Red Flag Warning - Small Fires | Equipment / facility failure | Aggregated | 2057 | 0.00051242 | 715.8465 | 0.36682 | 2057 | Mitigation | 0.95 | 45 | 0 | esc | 0.00097009 | 4.9709e-07 | 0.00097009 | 4.9709e-07
[79 empty] | WLDFR | HFTD - Distribution - Tier 3 - 5QU CoRE ¦ 2QU LoRE | Non-Red Flag Warning - Destructive Fires | 2059 | 3.3216e-11 | 12670.1796 | 362.3049 | 12307.8747 | 0 | 0 | 9.0939e-08 | 4.2085e-07 | 0 | 4.2085e-07 | 2.3258e-07 | 2.9726e-08 | 0 | 2.9726e-08 | 2.4227e-07 | 0 | 2.4227e-07 | 5.3106e-07 | 0 | 5.3106e-07 | [17 empty] | 7.3.3.17.5 (Remote Grid) Updates to grid topology to minimize risk of ignition in HFTDs Remote GridWLDFREquipment / facility failureAggregated | WLDFR | HFTD - Distribution - Tier 2 - 3QU CoRE ¦ 5QU LoRE | Non-Red Flag Warning - Small Fires | Equipment / facility failure | Aggregated | 2058 | 0.00051242 | 715.8465 | 0.36682 | 2058 | Mitigation | 0.95 | 45 | 0 | esc | 0.00097009 | 4.9709e-07 | 0.00097009 | 4.9709e-07
[79 empty] | WLDFR | HFTD - Distribution - Tier 3 - 5QU CoRE ¦ 2QU LoRE | Non-Red Flag Warning - Destructive Fires | 2060 | 3.3216e-11 | 12670.1796 | 362.3049 | 12307.8747 | 0 | 0 | 9.0939e-08 | 4.2085e-07 | 0 | 4.2085e-07 | 2.3258e-07 | 2.9726e-08 | 0 | 2.9726e-08 | 2.4227e-07 | 0 | 2.4227e-07 | 5.3106e-07 | 0 | 5.3106e-07 | [17 empty] | 7.3.3.17.5 (Remote Grid) Updates to grid topology to minimize risk of ignition in HFTDs Remote GridWLDFREquipment / facility failureAggregated | WLDFR | HFTD - Distribution - Tier 2 - 3QU CoRE ¦ 5QU LoRE | Non-Red Flag Warning - Small Fires | Equipment / facility failure | Aggregated | 2059 | 0.00051242 | 715.8465 | 0.36682 | 2059 | Mitigation | 0.95 | 45 | 0 | esc | 0.00097009 | 4.9709e-07 | 0.00097009 | 4.9709e-07
[79 empty] | WLDFR | HFTD - Distribution - Tier 3 - 5QU CoRE ¦ 2QU LoRE | Non-Red Flag Warning - Destructive Fires | 2061 | 3.3216e-11 | 12670.1796 | 362.3049 | 12307.8747 | 0 | 0 | 9.0939e-08 | 4.2085e-07 | 0 | 4.2085e-07 | 2.3258e-07 | 3.1154e-08 | 0 | 3.1154e-08 | 2.539e-07 | 0 | 2.539e-07 | 5.5656e-07 | 0 | 5.5656e-07 | [17 empty] | 7.3.3.17.5 (Remote Grid) Updates to grid topology to minimize risk of ignition in HFTDs Remote GridWLDFREquipment / facility failureAggregated | WLDFR | HFTD - Distribution - Tier 2 - 3QU CoRE ¦ 5QU LoRE | Non-Red Flag Warning - Small Fires | Equipment / facility failure | Aggregated | 2060 | 0.00051242 | 715.8465 | 0.36682 | 2060 | Mitigation | 0.95 | 45 | 0 | esc | 0.00097009 | 4.9709e-07 | 0.00097009 | 4.9709e-07
[79 empty] | WLDFR | HFTD - Distribution - Tier 3 - 5QU CoRE ¦ 2QU LoRE | Non-Red Flag Warning - Destructive Fires | 2062 | 3.3216e-11 | 12670.1796 | 362.3049 | 12307.8747 | 0 | 0 | 9.0939e-08 | 4.2085e-07 | 0 | 4.2085e-07 | 2.3258e-07 | 3.1154e-08 | 0 | 3.1154e-08 | 2.539e-07 | 0 | 2.539e-07 | 5.5656e-07 | 0 | 5.5656e-07 | [17 empty] | 7.3.3.17.5 (Remote Grid) Updates to grid topology to minimize risk of ignition in HFTDs Remote GridWLDFREquipment / facility failureAggregated | WLDFR | HFTD - Distribution - Tier 2 - 3QU CoRE ¦ 5QU LoRE | Non-Red Flag Warning - Small Fires | Equipment / facility failure | Aggregated | 2061 | 0.00051242 | 715.8465 | 0.36682 | 2061 | Mitigation | 0.95 | 45 | 0 | esc | 0.00097009 | 4.9709e-07 | 0.00097009 | 4.9709e-07
[79 empty] | WLDFR | HFTD - Distribution - Tier 3 - 5QU CoRE ¦ 2QU LoRE | Non-Red Flag Warning - Destructive Fires | 2063 | 3.3216e-11 | 13246.6313 | 384.5316 | 12862.0997 | 0 | 0 | 9.0939e-08 | 4.4e-07 | 0 | 4.4e-07 | 2.4345e-07 | 3.1154e-08 | 0 | 3.1154e-08 | 2.539e-07 | 0 | 2.539e-07 | 5.5656e-07 | 0 | 5.5656e-07 | [17 empty] | 7.3.3.17.5 (Remote Grid) Updates to grid topology to minimize risk of ignition in HFTDs Remote GridWLDFREquipment / facility failureAggregated | WLDFR | HFTD - Distribution - Tier 2 - 3QU CoRE ¦ 5QU LoRE | Non-Red Flag Warning - Small Fires | Equipment / facility failure | Aggregated | 2062 | 0.00051242 | 715.8465 | 0.36682 | 2062 | Mitigation | 0.95 | 45 | 0 | esc | 0.00097009 | 4.9709e-07 | 0.00097009 | 4.9709e-07
[79 empty] | WLDFR | HFTD - Distribution - Tier 3 - 5QU CoRE ¦ 2QU LoRE | Non-Red Flag Warning - Destructive Fires | 2064 | 3.3216e-11 | 13246.6313 | 384.5316 | 12862.0997 | 0 | 0 | 9.0939e-08 | 4.4e-07 | 0 | 4.4e-07 | 2.4345e-07 | 3.1154e-08 | 0 | 3.1154e-08 | 2.539e-07 | 0 | 2.539e-07 | 5.5656e-07 | 0 | 5.5656e-07 | [17 empty] | 7.3.3.17.5 (Remote Grid) Updates to grid topology to minimize risk of ignition in HFTDs Remote GridWLDFREquipment / facility failureAggregated | WLDFR | HFTD - Distribution - Tier 2 - 3QU CoRE ¦ 5QU LoRE | Non-Red Flag Warning - Small Fires | Equipment / facility failure | Aggregated | 2063 | 0.00051242 | 715.8465 | 0.36682 | 2063 | Mitigation | 0.95 | 45 | 0 | esc | 0.00097009 | 4.9709e-07 | 0.00097009 | 4.9709e-07
[79 empty] | WLDFR | HFTD - Distribution - Tier 3 - 5QU CoRE ¦ 2QU LoRE | Non-Red Flag Warning - Destructive Fires | 2065 | 3.3216e-11 | 13246.6313 | 384.5316 | 12862.0997 | 0 | 0 | 9.0939e-08 | 4.4e-07 | 0 | 4.4e-07 | 2.4345e-07 | 3.1154e-08 | 0 | 3.1154e-08 | 2.539e-07 | 0 | 2.539e-07 | 5.5656e-07 | 0 | 5.5656e-07 | [17 empty] | 7.3.3.17.5 (Remote Grid) Updates to grid topology to minimize risk of ignition in HFTDs Remote GridWLDFREquipment / facility failureAggregated | WLDFR | HFTD - Distribution - Tier 2 - 3QU CoRE ¦ 5QU LoRE | Non-Red Flag Warning - Small Fires | Equipment / facility failure | Aggregated | 2064 | 0.00051242 | 715.8465 | 0.36682 | 2064 | Mitigation | 0.95 | 45 | 0 | esc | 0.00097009 | 4.9709e-07 | 0.00097009 | 4.9709e-07
[79 empty] | WLDFR | HFTD - Distribution - Tier 3 - 5QU CoRE ¦ 2QU LoRE | Non-Red Flag Warning - Destructive Fires | 2066 | 3.3216e-11 | 13246.6313 | 384.5316 | 12862.0997 | 0 | 0 | 9.0939e-08 | 4.4e-07 | 0 | 4.4e-07 | 2.4345e-07 | 3.2655e-08 | 0 | 3.2655e-08 | 2.6614e-07 | 0 | 2.6614e-07 | 5.8339e-07 | 0 | 5.8339e-07 | [17 empty] | 7.3.3.17.5 (Remote Grid) Updates to grid topology to minimize risk of ignition in HFTDs Remote GridWLDFREquipment / facility failureAggregated | WLDFR | HFTD - Distribution - Tier 2 - 3QU CoRE ¦ 5QU LoRE | Non-Red Flag Warning - Small Fires | Equipment / facility failure | Aggregated | 2065 | 0.00051242 | 715.8465 | 0.36682 | 2065 | Mitigation | 0.95 | 45 | 0 | esc | 0.00097009 | 4.9709e-07 | 0.00097009 | 4.9709e-07
[79 empty] | WLDFR | HFTD - Distribution - Tier 3 - 5QU CoRE ¦ 2QU LoRE | Non-Red Flag Warning - Large Fires | 2022 | 4.677e-09 | 5.2406 | 0.69642 | 2.942 | 1.6022 | 0 | 1.2805e-05 | 2.451e-08 | 0 | 2.451e-08 | 1.0329e-05 | 3.2655e-08 | 0 | 3.2655e-08 | 2.6614e-07 | 0 | 2.6614e-07 | 5.8339e-07 | 0 | 5.8339e-07 | [17 empty] | 7.3.3.17.5 (Remote Grid) Updates to grid topology to minimize risk of ignition in HFTDs Remote GridWLDFREquipment / facility failureAggregated | WLDFR | HFTD - Distribution - Tier 2 - 3QU CoRE ¦ 5QU LoRE | Non-Red Flag Warning - Small Fires | Equipment / facility failure | Aggregated | 2066 | 0.00051242 | 715.8465 | 0.36682 | 2066 | Mitigation | 0.95 | 45 | 0 | esc | 0.00097009 | 4.9709e-07 | 0.00097009 | 4.9709e-07
[79 empty] | WLDFR | HFTD - Distribution - Tier 3 - 5QU CoRE ¦ 2QU LoRE | Non-Red Flag Warning - Large Fires | 2023 | 4.677e-09 | 5.475 | 0.71896 | 3.0715 | 1.6846 | 0 | 1.2805e-05 | 2.5607e-08 | 0 | 2.5607e-08 | 1.0708e-05 | 3.2655e-08 | 0 | 3.2655e-08 | 2.6614e-07 | 0 | 2.6614e-07 | 5.8339e-07 | 0 | 5.8339e-07 | [17 empty] | 7.3.3.17.5 (Remote Grid) Updates to grid topology to minimize risk of ignition in HFTDs Remote GridWLDFREquipment / facility failureAggregated | WLDFR | HFTD - Distribution - Tier 2 - 3QU CoRE ¦ 5QU LoRE | Non-Red Flag Warning - Small Fires | Equipment / facility failure | Aggregated | 2067 | 0.00051242 | 715.8465 | 0.36682 | 2067 | Mitigation | 0.95 | 45 | 0 | esc | 0 | 0 | 0.00097009 | 4.9709e-07
[79 empty] | WLDFR | HFTD - Distribution - Tier 3 - 5QU CoRE ¦ 2QU LoRE | Non-Red Flag Warning - Large Fires | 2024 | 4.677e-09 | 5.475 | 0.71896 | 3.0715 | 1.6846 | 0 | 1.2805e-05 | 2.5607e-08 | 0 | 2.5607e-08 | 1.0708e-05 | 3.2655e-08 | 0 | 3.2655e-08 | 2.6614e-07 | 0 | 2.6614e-07 | 5.8339e-07 | 0 | 5.8339e-07 | [17 empty] | 7.3.3.17.5 (Remote Grid) Updates to grid topology to minimize risk of ignition in HFTDs Remote GridWLDFRVegetation ContactAggregated | WLDFR | HFTD - Distribution - Tier 2 - 3QU CoRE ¦ 5QU LoRE | Non-Red Flag Warning - Small Fires | Vegetation Contact | Aggregated | 2022 | 0.00085151 | 715.8465 | 0.60955 | 2022 | Mitigation | 0.95 | 45 | 0 | esc | 0.00097009 | 8.2603e-07 | 0 | 0
[79 empty] | WLDFR | HFTD - Distribution - Tier 3 - 5QU CoRE ¦ 2QU LoRE | Non-Red Flag Warning - Large Fires | 2025 | 4.677e-09 | 5.475 | 0.71896 | 3.0715 | 1.6846 | 0 | 1.2805e-05 | 2.5607e-08 | 0 | 2.5607e-08 | 1.0708e-05 | 3.2655e-08 | 0 | 3.2655e-08 | 2.6614e-07 | 0 | 2.6614e-07 | 5.8339e-07 | 0 | 5.8339e-07 | [17 empty] | 7.3.3.17.5 (Remote Grid) Updates to grid topology to minimize risk of ignition in HFTDs Remote GridWLDFRVegetation ContactAggregated | WLDFR | HFTD - Distribution - Tier 2 - 3QU CoRE ¦ 5QU LoRE | Non-Red Flag Warning - Small Fires | Vegetation Contact | Aggregated | 2023 | 0.00085151 | 715.8465 | 0.60955 | 2023 | Mitigation | 0.95 | 45 | 0 | esc | 0.00097009 | 8.2603e-07 | 0.00097009 | 8.2603e-07
[79 empty] | WLDFR | HFTD - Distribution - Tier 3 - 5QU CoRE ¦ 2QU LoRE | Non-Red Flag Warning - Large Fires | 2026 | 4.677e-09 | 5.475 | 0.71896 | 3.0715 | 1.6846 | 0 | 1.2805e-05 | 2.5607e-08 | 0 | 2.5607e-08 | 1.0708e-05 | 3.4214e-08 | 0 | 3.4214e-08 | 2.7885e-07 | 0 | 2.7885e-07 | 6.1124e-07 | 0 | 6.1124e-07 | [17 empty] | 7.3.3.17.5 (Remote Grid) Updates to grid topology to minimize risk of ignition in HFTDs Remote GridWLDFRVegetation ContactAggregated | WLDFR | HFTD - Distribution - Tier 2 - 3QU CoRE ¦ 5QU LoRE | Non-Red Flag Warning - Small Fires | Vegetation Contact | Aggregated | 2024 | 0.00085151 | 715.8465 | 0.60955 | 2024 | Mitigation | 0.95 | 45 | 0 | esc | 0.00097009 | 8.2603e-07 | 0.00097009 | 8.2603e-07
[79 empty] | WLDFR | HFTD - Distribution - Tier 3 - 5QU CoRE ¦ 2QU LoRE | Non-Red Flag Warning - Large Fires | 2027 | 4.677e-09 | 5.475 | 0.71896 | 3.0715 | 1.6846 | 0 | 1.2805e-05 | 2.5607e-08 | 0 | 2.5607e-08 | 1.0708e-05 | 3.4214e-08 | 0 | 3.4214e-08 | 2.7885e-07 | 0 | 2.7885e-07 | 6.1124e-07 | 0 | 6.1124e-07 | [17 empty] | 7.3.3.17.5 (Remote Grid) Updates to grid topology to minimize risk of ignition in HFTDs Remote GridWLDFRVegetation ContactAggregated | WLDFR | HFTD - Distribution - Tier 2 - 3QU CoRE ¦ 5QU LoRE | Non-Red Flag Warning - Small Fires | Vegetation Contact | Aggregated | 2025 | 0.00085151 | 715.8465 | 0.60955 | 2025 | Mitigation | 0.95 | 45 | 0 | esc | 0.00097009 | 8.2603e-07 | 0.00097009 | 8.2603e-07
[79 empty] | WLDFR | HFTD - Distribution - Tier 3 - 5QU CoRE ¦ 2QU LoRE | Non-Red Flag Warning - Large Fires | 2028 | 4.677e-09 | 5.777 | 0.74734 | 3.238 | 1.7917 | 0 | 1.2805e-05 | 2.7019e-08 | 0 | 2.7019e-08 | 1.1185e-05 | 3.4214e-08 | 0 | 3.4214e-08 | 2.7885e-07 | 0 | 2.7885e-07 | 6.1124e-07 | 0 | 6.1124e-07 | [17 empty] | 7.3.3.17.5 (Remote Grid) Updates to grid topology to minimize risk of ignition in HFTDs Remote GridWLDFRVegetation ContactAggregated | WLDFR | HFTD - Distribution - Tier 2 - 3QU CoRE ¦ 5QU LoRE | Non-Red Flag Warning - Small Fires | Vegetation Contact | Aggregated | 2026 | 0.00085151 | 715.8465 | 0.60955 | 2026 | Mitigation | 0.95 | 45 | 0 | esc | 0.00097009 | 8.2603e-07 | 0.00097009 | 8.2603e-07
[79 empty] | WLDFR | HFTD - Distribution - Tier 3 - 5QU CoRE ¦ 2QU LoRE | Non-Red Flag Warning - Large Fires | 2029 | 4.677e-09 | 5.777 | 0.74734 | 3.238 | 1.7917 | 0 | 1.2805e-05 | 2.7019e-08 | 0 | 2.7019e-08 | 1.1185e-05 | 3.4214e-08 | 0 | 3.4214e-08 | 2.7885e-07 | 0 | 2.7885e-07 | 6.1124e-07 | 0 | 6.1124e-07 | [17 empty] | 7.3.3.17.5 (Remote Grid) Updates to grid topology to minimize risk of ignition in HFTDs Remote GridWLDFRVegetation ContactAggregated | WLDFR | HFTD - Distribution - Tier 2 - 3QU CoRE ¦ 5QU LoRE | Non-Red Flag Warning - Small Fires | Vegetation Contact | Aggregated | 2027 | 0.00085151 | 715.8465 | 0.60955 | 2027 | Mitigation | 0.95 | 45 | 0 | esc | 0.00097009 | 8.2603e-07 | 0.00097009 | 8.2603e-07
[79 empty] | WLDFR | HFTD - Distribution - Tier 3 - 5QU CoRE ¦ 2QU LoRE | Non-Red Flag Warning - Large Fires | 2030 | 4.677e-09 | 5.777 | 0.74734 | 3.238 | 1.7917 | 0 | 1.2805e-05 | 2.7019e-08 | 0 | 2.7019e-08 | 1.1185e-05 | 3.4214e-08 | 0 | 3.4214e-08 | 2.7885e-07 | 0 | 2.7885e-07 | 6.1124e-07 | 0 | 6.1124e-07 | [17 empty] | 7.3.3.17.5 (Remote Grid) Updates to grid topology to minimize risk of ignition in HFTDs Remote GridWLDFRVegetation ContactAggregated | WLDFR | HFTD - Distribution - Tier 2 - 3QU CoRE ¦ 5QU LoRE | Non-Red Flag Warning - Small Fires | Vegetation Contact | Aggregated | 2028 | 0.00085151 | 715.8465 | 0.60955 | 2028 | Mitigation | 0.95 | 45 | 0 | esc | 0.00097009 | 8.2603e-07 | 0.00097009 | 8.2603e-07
[79 empty] | WLDFR | HFTD - Distribution - Tier 3 - 5QU CoRE ¦ 2QU LoRE | Non-Red Flag Warning - Large Fires | 2031 | 4.677e-09 | 5.777 | 0.74734 | 3.238 | 1.7917 | 0 | 1.2805e-05 | 2.7019e-08 | 0 | 2.7019e-08 | 1.1185e-05 | 3.5813e-08 | 0 | 3.5813e-08 | 2.9188e-07 | 0 | 2.9188e-07 | 6.398e-07 | 0 | 6.398e-07 | [17 empty] | 7.3.3.17.5 (Remote Grid) Updates to grid topology to minimize risk of ignition in HFTDs Remote GridWLDFRVegetation ContactAggregated | WLDFR | HFTD - Distribution - Tier 2 - 3QU CoRE ¦ 5QU LoRE | Non-Red Flag Warning - Small Fires | Vegetation Contact | Aggregated | 2029 | 0.00085151 | 715.8465 | 0.60955 | 2029 | Mitigation | 0.95 | 45 | 0 | esc | 0.00097009 | 8.2603e-07 | 0.00097009 | 8.2603e-07
[79 empty] | WLDFR | HFTD - Distribution - Tier 3 - 5QU CoRE ¦ 2QU LoRE | Non-Red Flag Warning - Large Fires | 2032 | 4.677e-09 | 5.777 | 0.74734 | 3.238 | 1.7917 | 0 | 1.2805e-05 | 2.7019e-08 | 0 | 2.7019e-08 | 1.1185e-05 | 3.5813e-08 | 0 | 3.5813e-08 | 2.9188e-07 | 0 | 2.9188e-07 | 6.398e-07 | 0 | 6.398e-07 | [17 empty] | 7.3.3.17.5 (Remote Grid) Updates to grid topology to minimize risk of ignition in HFTDs Remote GridWLDFRVegetation ContactAggregated | WLDFR | HFTD - Distribution - Tier 2 - 3QU CoRE ¦ 5QU LoRE | Non-Red Flag Warning - Small Fires | Vegetation Contact | Aggregated | 2030 | 0.00085151 | 715.8465 | 0.60955 | 2030 | Mitigation | 0.95 | 45 | 0 | esc | 0.00097009 | 8.2603e-07 | 0.00097009 | 8.2603e-07
[79 empty] | WLDFR | HFTD - Distribution - Tier 3 - 5QU CoRE ¦ 2QU LoRE | Non-Red Flag Warning - Large Fires | 2033 | 4.677e-09 | 6.1205 | 0.77885 | 3.4265 | 1.9151 | 0 | 1.2805e-05 | 2.8626e-08 | 0 | 2.8626e-08 | 1.1715e-05 | 3.5813e-08 | 0 | 3.5813e-08 | 2.9188e-07 | 0 | 2.9188e-07 | 6.398e-07 | 0 | 6.398e-07 | [17 empty] | 7.3.3.17.5 (Remote Grid) Updates to grid topology to minimize risk of ignition in HFTDs Remote GridWLDFRVegetation ContactAggregated | WLDFR | HFTD - Distribution - Tier 2 - 3QU CoRE ¦ 5QU LoRE | Non-Red Flag Warning - Small Fires | Vegetation Contact | Aggregated | 2031 | 0.00085151 | 715.8465 | 0.60955 | 2031 | Mitigation | 0.95 | 45 | 0 | esc | 0.00097009 | 8.2603e-07 | 0.00097009 | 8.2603e-07
[79 empty] | WLDFR | HFTD - Distribution - Tier 3 - 5QU CoRE ¦ 2QU LoRE | Non-Red Flag Warning - Large Fires | 2034 | 4.677e-09 | 6.1205 | 0.77885 | 3.4265 | 1.9151 | 0 | 1.2805e-05 | 2.8626e-08 | 0 | 2.8626e-08 | 1.1715e-05 | 3.5813e-08 | 0 | 3.5813e-08 | 2.9188e-07 | 0 | 2.9188e-07 | 6.398e-07 | 0 | 6.398e-07 | [17 empty] | 7.3.3.17.5 (Remote Grid) Updates to grid topology to minimize risk of ignition in HFTDs Remote GridWLDFRVegetation ContactAggregated | WLDFR | HFTD - Distribution - Tier 2 - 3QU CoRE ¦ 5QU LoRE | Non-Red Flag Warning - Small Fires | Vegetation Contact | Aggregated | 2032 | 0.00085151 | 715.8465 | 0.60955 | 2032 | Mitigation | 0.95 | 45 | 0 | esc | 0.00097009 | 8.2603e-07 | 0.00097009 | 8.2603e-07
[79 empty] | WLDFR | HFTD - Distribution - Tier 3 - 5QU CoRE ¦ 2QU LoRE | Non-Red Flag Warning - Large Fires | 2035 | 4.677e-09 | 6.1205 | 0.77885 | 3.4265 | 1.9151 | 0 | 1.2805e-05 | 2.8626e-08 | 0 | 2.8626e-08 | 1.1715e-05 | 3.5813e-08 | 0 | 3.5813e-08 | 2.9188e-07 | 0 | 2.9188e-07 | 6.398e-07 | 0 | 6.398e-07 | [17 empty] | 7.3.3.17.5 (Remote Grid) Updates to grid topology to minimize risk of ignition in HFTDs Remote GridWLDFRVegetation ContactAggregated | WLDFR | HFTD - Distribution - Tier 2 - 3QU CoRE ¦ 5QU LoRE | Non-Red Flag Warning - Small Fires | Vegetation Contact | Aggregated | 2033 | 0.00085151 | 715.8465 | 0.60955 | 2033 | Mitigation | 0.95 | 45 | 0 | esc | 0.00097009 | 8.2603e-07 | 0.00097009 | 8.2603e-07
[79 empty] | WLDFR | HFTD - Distribution - Tier 3 - 5QU CoRE ¦ 2QU LoRE | Non-Red Flag Warning - Large Fires | 2036 | 4.677e-09 | 6.1205 | 0.77885 | 3.4265 | 1.9151 | 0 | 1.2805e-05 | 2.8626e-08 | 0 | 2.8626e-08 | 1.1715e-05 | 3.7433e-08 | 0 | 3.7433e-08 | 3.0508e-07 | 0 | 3.0508e-07 | 6.6874e-07 | 0 | 6.6874e-07 | [17 empty] | 7.3.3.17.5 (Remote Grid) Updates to grid topology to minimize risk of ignition in HFTDs Remote GridWLDFRVegetation ContactAggregated | WLDFR | HFTD - Distribution - Tier 2 - 3QU CoRE ¦ 5QU LoRE | Non-Red Flag Warning - Small Fires | Vegetation Contact | Aggregated | 2034 | 0.00085151 | 715.8465 | 0.60955 | 2034 | Mitigation | 0.95 | 45 | 0 | esc | 0.00097009 | 8.2603e-07 | 0.00097009 | 8.2603e-07
[79 empty] | WLDFR | HFTD - Distribution - Tier 3 - 5QU CoRE ¦ 2QU LoRE | Non-Red Flag Warning - Large Fires | 2037 | 4.677e-09 | 6.1205 | 0.77885 | 3.4265 | 1.9151 | 0 | 1.2805e-05 | 2.8626e-08 | 0 | 2.8626e-08 | 1.1715e-05 | 3.7433e-08 | 0 | 3.7433e-08 | 3.0508e-07 | 0 | 3.0508e-07 | 6.6874e-07 | 0 | 6.6874e-07 | [17 empty] | 7.3.3.17.5 (Remote Grid) Updates to grid topology to minimize risk of ignition in HFTDs Remote GridWLDFRVegetation ContactAggregated | WLDFR | HFTD - Distribution - Tier 2 - 3QU CoRE ¦ 5QU LoRE | Non-Red Flag Warning - Small Fires | Vegetation Contact | Aggregated | 2035 | 0.00085151 | 715.8465 | 0.60955 | 2035 | Mitigation | 0.95 | 45 | 0 | esc | 0.00097009 | 8.2603e-07 | 0.00097009 | 8.2603e-07
[79 empty] | WLDFR | HFTD - Distribution - Tier 3 - 5QU CoRE ¦ 2QU LoRE | Non-Red Flag Warning - Large Fires | 2038 | 4.677e-09 | 6.5028 | 0.81304 | 3.6355 | 2.0543 | 0 | 1.2805e-05 | 3.0414e-08 | 0 | 3.0414e-08 | 1.2291e-05 | 0 | 0 | 0 | 3.0508e-07 | 0 | 3.0508e-07 | 6.6874e-07 | 0 | 6.6874e-07 | [17 empty] | 7.3.3.17.5 (Remote Grid) Updates to grid topology to minimize risk of ignition in HFTDs Remote GridWLDFRVegetation ContactAggregated | WLDFR | HFTD - Distribution - Tier 2 - 3QU CoRE ¦ 5QU LoRE | Non-Red Flag Warning - Small Fires | Vegetation Contact | Aggregated | 2036 | 0.00085151 | 715.8465 | 0.60955 | 2036 | Mitigation | 0.95 | 45 | 0 | esc | 0.00097009 | 8.2603e-07 | 0.00097009 | 8.2603e-07
[79 empty] | WLDFR | HFTD - Distribution - Tier 3 - 5QU CoRE ¦ 2QU LoRE | Non-Red Flag Warning - Large Fires | 2039 | 4.677e-09 | 6.5028 | 0.81304 | 3.6355 | 2.0543 | 0 | 1.2805e-05 | 3.0414e-08 | 0 | 3.0414e-08 | 1.2291e-05 | 0 | 0 | 0 | 0 | 0 | 0 | 6.6874e-07 | 0 | 6.6874e-07 | [17 empty] | 7.3.3.17.5 (Remote Grid) Updates to grid topology to minimize risk of ignition in HFTDs Remote GridWLDFRVegetation ContactAggregated | WLDFR | HFTD - Distribution - Tier 2 - 3QU CoRE ¦ 5QU LoRE | Non-Red Flag Warning - Small Fires | Vegetation Contact | Aggregated | 2037 | 0.00085151 | 715.8465 | 0.60955 | 2037 | Mitigation | 0.95 | 45 | 0 | esc | 0.00097009 | 8.2603e-07 | 0.00097009 | 8.2603e-07
[79 empty] | WLDFR | HFTD - Distribution - Tier 3 - 5QU CoRE ¦ 2QU LoRE | Non-Red Flag Warning - Large Fires | 2040 | 4.677e-09 | 6.5028 | 0.81304 | 3.6355 | 2.0543 | 0 | 1.2805e-05 | 3.0414e-08 | 0 | 3.0414e-08 | 1.2291e-05 | 3.1737e-07 | 0 | 3.1737e-07 | 0 | 0 | 0 | 0 | 0 | 0 | [17 empty] | 7.3.3.17.5 (Remote Grid) Updates to grid topology to minimize risk of ignition in HFTDs Remote GridWLDFRVegetation ContactAggregated | WLDFR | HFTD - Distribution - Tier 2 - 3QU CoRE ¦ 5QU LoRE | Non-Red Flag Warning - Small Fires | Vegetation Contact | Aggregated | 2038 | 0.00085151 | 715.8465 | 0.60955 | 2038 | Mitigation | 0.95 | 45 | 0 | esc | 0.00097009 | 8.2603e-07 | 0.00097009 | 8.2603e-07
[79 empty] | WLDFR | HFTD - Distribution - Tier 3 - 5QU CoRE ¦ 2QU LoRE | Non-Red Flag Warning - Large Fires | 2041 | 4.677e-09 | 6.5028 | 0.81304 | 3.6355 | 2.0543 | 0 | 1.2805e-05 | 3.0414e-08 | 0 | 3.0414e-08 | 1.2291e-05 | 3.1491e-07 | 0 | 3.1491e-07 | 2.5665e-06 | 0 | 2.5665e-06 | 0 | 0 | 0 | [17 empty] | 7.3.3.17.5 (Remote Grid) Updates to grid topology to minimize risk of ignition in HFTDs Remote GridWLDFRVegetation ContactAggregated | WLDFR | HFTD - Distribution - Tier 2 - 3QU CoRE ¦ 5QU LoRE | Non-Red Flag Warning - Small Fires | Vegetation Contact | Aggregated | 2039 | 0.00085151 | 715.8465 | 0.60955 | 2039 | Mitigation | 0.95 | 45 | 0 | esc | 0.00097009 | 8.2603e-07 | 0.00097009 | 8.2603e-07
[79 empty] | WLDFR | HFTD - Distribution - Tier 3 - 5QU CoRE ¦ 2QU LoRE | Non-Red Flag Warning - Large Fires | 2042 | 4.677e-09 | 6.5028 | 0.81304 | 3.6355 | 2.0543 | 0 | 1.2805e-05 | 3.0414e-08 | 0 | 3.0414e-08 | 1.2291e-05 | 3.2645e-07 | 0 | 3.2645e-07 | 2.6606e-06 | 0 | 2.6606e-06 | 5.8321e-06 | 0 | 5.8321e-06 | [17 empty] | 7.3.3.17.5 (Remote Grid) Updates to grid topology to minimize risk of ignition in HFTDs Remote GridWLDFRVegetation ContactAggregated | WLDFR | HFTD - Distribution - Tier 2 - 3QU CoRE ¦ 5QU LoRE | Non-Red Flag Warning - Small Fires | Vegetation Contact | Aggregated | 2040 | 0.00085151 | 715.8465 | 0.60955 | 2040 | Mitigation | 0.95 | 45 | 0 | esc | 0.00097009 | 8.2603e-07 | 0.00097009 | 8.2603e-07
[79 empty] | WLDFR | HFTD - Distribution - Tier 3 - 5QU CoRE ¦ 2QU LoRE | Non-Red Flag Warning - Large Fires | 2043 | 4.677e-09 | 6.9209 | 0.84944 | 3.8632 | 2.2083 | 0 | 1.2805e-05 | 3.2369e-08 | 0 | 3.2369e-08 | 1.2904e-05 | 3.2645e-07 | 0 | 3.2645e-07 | 2.6606e-06 | 0 | 2.6606e-06 | 5.8321e-06 | 0 | 5.8321e-06 | [17 empty] | 7.3.3.17.5 (Remote Grid) Updates to grid topology to minimize risk of ignition in HFTDs Remote GridWLDFRVegetation ContactAggregated | WLDFR | HFTD - Distribution - Tier 2 - 3QU CoRE ¦ 5QU LoRE | Non-Red Flag Warning - Small Fires | Vegetation Contact | Aggregated | 2041 | 0.00085151 | 715.8465 | 0.60955 | 2041 | Mitigation | 0.95 | 45 | 0 | esc | 0.00097009 | 8.2603e-07 | 0.00097009 | 8.2603e-07
[79 empty] | WLDFR | HFTD - Distribution - Tier 3 - 5QU CoRE ¦ 2QU LoRE | Non-Red Flag Warning - Large Fires | 2044 | 4.677e-09 | 6.9209 | 0.84944 | 3.8632 | 2.2083 | 0 | 1.2805e-05 | 3.2369e-08 | 0 | 3.2369e-08 | 1.2904e-05 | 3.2645e-07 | 0 | 3.2645e-07 | 2.6606e-06 | 0 | 2.6606e-06 | 5.8321e-06 | 0 | 5.8321e-06 | [17 empty] | 7.3.3.17.5 (Remote Grid) Updates to grid topology to minimize risk of ignition in HFTDs Remote GridWLDFRVegetation ContactAggregated | WLDFR | HFTD - Distribution - Tier 2 - 3QU CoRE ¦ 5QU LoRE | Non-Red Flag Warning - Small Fires | Vegetation Contact | Aggregated | 2042 | 0.00085151 | 715.8465 | 0.60955 | 2042 | Mitigation | 0.95 | 45 | 0 | esc | 0.00097009 | 8.2603e-07 | 0.00097009 | 8.2603e-07
[79 empty] | WLDFR | HFTD - Distribution - Tier 3 - 5QU CoRE ¦ 2QU LoRE | Non-Red Flag Warning - Large Fires | 2045 | 4.677e-09 | 6.9209 | 0.84944 | 3.8632 | 2.2083 | 0 | 1.2805e-05 | 3.2369e-08 | 0 | 3.2369e-08 | 1.2904e-05 | 3.2645e-07 | 0 | 3.2645e-07 | 2.6606e-06 | 0 | 2.6606e-06 | 5.8321e-06 | 0 | 5.8321e-06 | [17 empty] | 7.3.3.17.5 (Remote Grid) Updates to grid topology to minimize risk of ignition in HFTDs Remote GridWLDFRVegetation ContactAggregated | WLDFR | HFTD - Distribution - Tier 2 - 3QU CoRE ¦ 5QU LoRE | Non-Red Flag Warning - Small Fires | Vegetation Contact | Aggregated | 2043 | 0.00085151 | 715.8465 | 0.60955 | 2043 | Mitigation | 0.95 | 45 | 0 | esc | 0.00097009 | 8.2603e-07 | 0.00097009 | 8.2603e-07
[79 empty] | WLDFR | HFTD - Distribution - Tier 3 - 5QU CoRE ¦ 2QU LoRE | Non-Red Flag Warning - Large Fires | 2046 | 4.677e-09 | 6.9209 | 0.84944 | 3.8632 | 2.2083 | 0 | 1.2805e-05 | 3.2369e-08 | 0 | 3.2369e-08 | 1.2904e-05 | 3.2645e-07 | 0 | 3.2645e-07 | 2.6606e-06 | 0 | 2.6606e-06 | 5.8321e-06 | 0 | 5.8321e-06 | [17 empty] | 7.3.3.17.5 (Remote Grid) Updates to grid topology to minimize risk of ignition in HFTDs Remote GridWLDFRVegetation ContactAggregated | WLDFR | HFTD - Distribution - Tier 2 - 3QU CoRE ¦ 5QU LoRE | Non-Red Flag Warning - Small Fires | Vegetation Contact | Aggregated | 2044 | 0.00085151 | 715.8465 | 0.60955 | 2044 | Mitigation | 0.95 | 45 | 0 | esc | 0.00097009 | 8.2603e-07 | 0.00097009 | 8.2603e-07
[79 empty] | WLDFR | HFTD - Distribution - Tier 3 - 5QU CoRE ¦ 2QU LoRE | Non-Red Flag Warning - Large Fires | 2047 | 4.677e-09 | 6.9209 | 0.84944 | 3.8632 | 2.2083 | 0 | 1.2805e-05 | 3.2369e-08 | 0 | 3.2369e-08 | 1.2904e-05 | 3.41e-07 | 0 | 3.41e-07 | 2.7791e-06 | 0 | 2.7791e-06 | 6.0919e-06 | 0 | 6.0919e-06 | [17 empty] | 7.3.3.17.5 (Remote Grid) Updates to grid topology to minimize risk of ignition in HFTDs Remote GridWLDFRVegetation ContactAggregated | WLDFR | HFTD - Distribution - Tier 2 - 3QU CoRE ¦ 5QU LoRE | Non-Red Flag Warning - Small Fires | Vegetation Contact | Aggregated | 2045 | 0.00085151 | 715.8465 | 0.60955 | 2045 | Mitigation | 0.95 | 45 | 0 | esc | 0.00097009 | 8.2603e-07 | 0.00097009 | 8.2603e-07
[79 empty] | WLDFR | HFTD - Distribution - Tier 3 - 5QU CoRE ¦ 2QU LoRE | Non-Red Flag Warning - Large Fires | 2048 | 4.677e-09 | 7.3713 | 0.88759 | 4.1075 | 2.3763 | 0 | 1.2805e-05 | 3.4476e-08 | 0 | 3.4476e-08 | 1.3547e-05 | 3.41e-07 | 0 | 3.41e-07 | 2.7791e-06 | 0 | 2.7791e-06 | 6.0919e-06 | 0 | 6.0919e-06 | [17 empty] | 7.3.3.17.5 (Remote Grid) Updates to grid topology to minimize risk of ignition in HFTDs Remote GridWLDFRVegetation ContactAggregated | WLDFR | HFTD - Distribution - Tier 2 - 3QU CoRE ¦ 5QU LoRE | Non-Red Flag Warning - Small Fires | Vegetation Contact | Aggregated | 2046 | 0.00085151 | 715.8465 | 0.60955 | 2046 | Mitigation | 0.95 | 45 | 0 | esc | 0.00097009 | 8.2603e-07 | 0.00097009 | 8.2603e-07
[79 empty] | WLDFR | HFTD - Distribution - Tier 3 - 5QU CoRE ¦ 2QU LoRE | Non-Red Flag Warning - Large Fires | 2049 | 4.677e-09 | 7.3713 | 0.88759 | 4.1075 | 2.3763 | 0 | 1.2805e-05 | 3.4476e-08 | 0 | 3.4476e-08 | 1.3547e-05 | 3.41e-07 | 0 | 3.41e-07 | 2.7791e-06 | 0 | 2.7791e-06 | 6.0919e-06 | 0 | 6.0919e-06 | [17 empty] | 7.3.3.17.5 (Remote Grid) Updates to grid topology to minimize risk of ignition in HFTDs Remote GridWLDFRVegetation ContactAggregated | WLDFR | HFTD - Distribution - Tier 2 - 3QU CoRE ¦ 5QU LoRE | Non-Red Flag Warning - Small Fires | Vegetation Contact | Aggregated | 2047 | 0.00085151 | 715.8465 | 0.60955 | 2047 | Mitigation | 0.95 | 45 | 0 | esc | 0.00097009 | 8.2603e-07 | 0.00097009 | 8.2603e-07
[79 empty] | WLDFR | HFTD - Distribution - Tier 3 - 5QU CoRE ¦ 2QU LoRE | Non-Red Flag Warning - Large Fires | 2050 | 4.677e-09 | 7.3713 | 0.88759 | 4.1075 | 2.3763 | 0 | 1.2805e-05 | 3.4476e-08 | 0 | 3.4476e-08 | 1.3547e-05 | 3.41e-07 | 0 | 3.41e-07 | 2.7791e-06 | 0 | 2.7791e-06 | 6.0919e-06 | 0 | 6.0919e-06 | [17 empty] | 7.3.3.17.5 (Remote Grid) Updates to grid topology to minimize risk of ignition in HFTDs Remote GridWLDFRVegetation ContactAggregated | WLDFR | HFTD - Distribution - Tier 2 - 3QU CoRE ¦ 5QU LoRE | Non-Red Flag Warning - Small Fires | Vegetation Contact | Aggregated | 2048 | 0.00085151 | 715.8465 | 0.60955 | 2048 | Mitigation | 0.95 | 45 | 0 | esc | 0.00097009 | 8.2603e-07 | 0.00097009 | 8.2603e-07
[79 empty] | WLDFR | HFTD - Distribution - Tier 3 - 5QU CoRE ¦ 2QU LoRE | Non-Red Flag Warning - Large Fires | 2051 | 4.677e-09 | 7.3713 | 0.88759 | 4.1075 | 2.3763 | 0 | 1.2805e-05 | 3.4476e-08 | 0 | 3.4476e-08 | 1.3547e-05 | 3.41e-07 | 0 | 3.41e-07 | 2.7791e-06 | 0 | 2.7791e-06 | 6.0919e-06 | 0 | 6.0919e-06 | [17 empty] | 7.3.3.17.5 (Remote Grid) Updates to grid topology to minimize risk of ignition in HFTDs Remote GridWLDFRVegetation ContactAggregated | WLDFR | HFTD - Distribution - Tier 2 - 3QU CoRE ¦ 5QU LoRE | Non-Red Flag Warning - Small Fires | Vegetation Contact | Aggregated | 2049 | 0.00085151 | 715.8465 | 0.60955 | 2049 | Mitigation | 0.95 | 45 | 0 | esc | 0.00097009 | 8.2603e-07 | 0.00097009 | 8.2603e-07
[79 empty] | WLDFR | HFTD - Distribution - Tier 3 - 5QU CoRE ¦ 2QU LoRE | Non-Red Flag Warning - Large Fires | 2052 | 4.677e-09 | 7.3713 | 0.88759 | 4.1075 | 2.3763 | 0 | 1.2805e-05 | 3.4476e-08 | 0 | 3.4476e-08 | 1.3547e-05 | 3.5716e-07 | 0 | 3.5716e-07 | 2.9109e-06 | 0 | 2.9109e-06 | 6.3807e-06 | 0 | 6.3807e-06 | [17 empty] | 7.3.3.17.5 (Remote Grid) Updates to grid topology to minimize risk of ignition in HFTDs Remote GridWLDFRVegetation ContactAggregated | WLDFR | HFTD - Distribution - Tier 2 - 3QU CoRE ¦ 5QU LoRE | Non-Red Flag Warning - Small Fires | Vegetation Contact | Aggregated | 2050 | 0.00085151 | 715.8465 | 0.60955 | 2050 | Mitigation | 0.95 | 45 | 0 | esc | 0.00097009 | 8.2603e-07 | 0.00097009 | 8.2603e-07
[79 empty] | WLDFR | HFTD - Distribution - Tier 3 - 5QU CoRE ¦ 2QU LoRE | Non-Red Flag Warning - Large Fires | 2053 | 4.677e-09 | 7.8503 | 0.92702 | 4.3664 | 2.5569 | 0 | 1.2805e-05 | 3.6716e-08 | 0 | 3.6716e-08 | 1.4211e-05 | 3.5716e-07 | 0 | 3.5716e-07 | 2.9109e-06 | 0 | 2.9109e-06 | 6.3807e-06 | 0 | 6.3807e-06 | [17 empty] | 7.3.3.17.5 (Remote Grid) Updates to grid topology to minimize risk of ignition in HFTDs Remote GridWLDFRVegetation ContactAggregated | WLDFR | HFTD - Distribution - Tier 2 - 3QU CoRE ¦ 5QU LoRE | Non-Red Flag Warning - Small Fires | Vegetation Contact | Aggregated | 2051 | 0.00085151 | 715.8465 | 0.60955 | 2051 | Mitigation | 0.95 | 45 | 0 | esc | 0.00097009 | 8.2603e-07 | 0.00097009 | 8.2603e-07
[79 empty] | WLDFR | HFTD - Distribution - Tier 3 - 5QU CoRE ¦ 2QU LoRE | Non-Red Flag Warning - Large Fires | 2054 | 4.677e-09 | 7.8503 | 0.92702 | 4.3664 | 2.5569 | 0 | 1.2805e-05 | 3.6716e-08 | 0 | 3.6716e-08 | 1.4211e-05 | 3.5716e-07 | 0 | 3.5716e-07 | 2.9109e-06 | 0 | 2.9109e-06 | 6.3807e-06 | 0 | 6.3807e-06 | [17 empty] | 7.3.3.17.5 (Remote Grid) Updates to grid topology to minimize risk of ignition in HFTDs Remote GridWLDFRVegetation ContactAggregated | WLDFR | HFTD - Distribution - Tier 2 - 3QU CoRE ¦ 5QU LoRE | Non-Red Flag Warning - Small Fires | Vegetation Contact | Aggregated | 2052 | 0.00085151 | 715.8465 | 0.60955 | 2052 | Mitigation | 0.95 | 45 | 0 | esc | 0.00097009 | 8.2603e-07 | 0.00097009 | 8.2603e-07
[79 empty] | WLDFR | HFTD - Distribution - Tier 3 - 5QU CoRE ¦ 2QU LoRE | Non-Red Flag Warning - Large Fires | 2055 | 4.677e-09 | 7.8503 | 0.92702 | 4.3664 | 2.5569 | 0 | 1.2805e-05 | 3.6716e-08 | 0 | 3.6716e-08 | 1.4211e-05 | 3.5716e-07 | 0 | 3.5716e-07 | 2.9109e-06 | 0 | 2.9109e-06 | 6.3807e-06 | 0 | 6.3807e-06 | [17 empty] | 7.3.3.17.5 (Remote Grid) Updates to grid topology to minimize risk of ignition in HFTDs Remote GridWLDFRVegetation ContactAggregated | WLDFR | HFTD - Distribution - Tier 2 - 3QU CoRE ¦ 5QU LoRE | Non-Red Flag Warning - Small Fires | Vegetation Contact | Aggregated | 2053 | 0.00085151 | 715.8465 | 0.60955 | 2053 | Mitigation | 0.95 | 45 | 0 | esc | 0.00097009 | 8.2603e-07 | 0.00097009 | 8.2603e-07
[79 empty] | WLDFR | HFTD - Distribution - Tier 3 - 5QU CoRE ¦ 2QU LoRE | Non-Red Flag Warning - Large Fires | 2056 | 4.677e-09 | 7.8503 | 0.92702 | 4.3664 | 2.5569 | 0 | 1.2805e-05 | 3.6716e-08 | 0 | 3.6716e-08 | 1.4211e-05 | 3.5716e-07 | 0 | 3.5716e-07 | 2.9109e-06 | 0 | 2.9109e-06 | 6.3807e-06 | 0 | 6.3807e-06 | [17 empty] | 7.3.3.17.5 (Remote Grid) Updates to grid topology to minimize risk of ignition in HFTDs Remote GridWLDFRVegetation ContactAggregated | WLDFR | HFTD - Distribution - Tier 2 - 3QU CoRE ¦ 5QU LoRE | Non-Red Flag Warning - Small Fires | Vegetation Contact | Aggregated | 2054 | 0.00085151 | 715.8465 | 0.60955 | 2054 | Mitigation | 0.95 | 45 | 0 | esc | 0.00097009 | 8.2603e-07 | 0.00097009 | 8.2603e-07
[79 empty] | WLDFR | HFTD - Distribution - Tier 3 - 5QU CoRE ¦ 2QU LoRE | Non-Red Flag Warning - Large Fires | 2057 | 4.677e-09 | 7.8503 | 0.92702 | 4.3664 | 2.5569 | 0 | 1.2805e-05 | 3.6716e-08 | 0 | 3.6716e-08 | 1.4211e-05 | 3.7471e-07 | 0 | 3.7471e-07 | 3.0539e-06 | 0 | 3.0539e-06 | 6.6942e-06 | 0 | 6.6942e-06 | [17 empty] | 7.3.3.17.5 (Remote Grid) Updates to grid topology to minimize risk of ignition in HFTDs Remote GridWLDFRVegetation ContactAggregated | WLDFR | HFTD - Distribution - Tier 2 - 3QU CoRE ¦ 5QU LoRE | Non-Red Flag Warning - Small Fires | Vegetation Contact | Aggregated | 2055 | 0.00085151 | 715.8465 | 0.60955 | 2055 | Mitigation | 0.95 | 45 | 0 | esc | 0.00097009 | 8.2603e-07 | 0.00097009 | 8.2603e-07
[79 empty] | WLDFR | HFTD - Distribution - Tier 3 - 5QU CoRE ¦ 2QU LoRE | Non-Red Flag Warning - Large Fires | 2058 | 4.677e-09 | 8.3524 | 0.96727 | 4.6367 | 2.7484 | 0 | 1.2805e-05 | 3.9064e-08 | 0 | 3.9064e-08 | 1.4889e-05 | 3.7471e-07 | 0 | 3.7471e-07 | 3.0539e-06 | 0 | 3.0539e-06 | 6.6942e-06 | 0 | 6.6942e-06 | [17 empty] | 7.3.3.17.5 (Remote Grid) Updates to grid topology to minimize risk of ignition in HFTDs Remote GridWLDFRVegetation ContactAggregated | WLDFR | HFTD - Distribution - Tier 2 - 3QU CoRE ¦ 5QU LoRE | Non-Red Flag Warning - Small Fires | Vegetation Contact | Aggregated | 2056 | 0.00085151 | 715.8465 | 0.60955 | 2056 | Mitigation | 0.95 | 45 | 0 | esc | 0.00097009 | 8.2603e-07 | 0.00097009 | 8.2603e-07
[79 empty] | WLDFR | HFTD - Distribution - Tier 3 - 5QU CoRE ¦ 2QU LoRE | Non-Red Flag Warning - Large Fires | 2059 | 4.677e-09 | 8.3524 | 0.96727 | 4.6367 | 2.7484 | 0 | 1.2805e-05 | 3.9064e-08 | 0 | 3.9064e-08 | 1.4889e-05 | 3.7471e-07 | 0 | 3.7471e-07 | 3.0539e-06 | 0 | 3.0539e-06 | 6.6942e-06 | 0 | 6.6942e-06 | [17 empty] | 7.3.3.17.5 (Remote Grid) Updates to grid topology to minimize risk of ignition in HFTDs Remote GridWLDFRVegetation ContactAggregated | WLDFR | HFTD - Distribution - Tier 2 - 3QU CoRE ¦ 5QU LoRE | Non-Red Flag Warning - Small Fires | Vegetation Contact | Aggregated | 2057 | 0.00085151 | 715.8465 | 0.60955 | 2057 | Mitigation | 0.95 | 45 | 0 | esc | 0.00097009 | 8.2603e-07 | 0.00097009 | 8.2603e-07
[79 empty] | WLDFR | HFTD - Distribution - Tier 3 - 5QU CoRE ¦ 2QU LoRE | Non-Red Flag Warning - Large Fires | 2060 | 4.677e-09 | 8.3524 | 0.96727 | 4.6367 | 2.7484 | 0 | 1.2805e-05 | 3.9064e-08 | 0 | 3.9064e-08 | 1.4889e-05 | 3.7471e-07 | 0 | 3.7471e-07 | 3.0539e-06 | 0 | 3.0539e-06 | 6.6942e-06 | 0 | 6.6942e-06 | [17 empty] | 7.3.3.17.5 (Remote Grid) Updates to grid topology to minimize risk of ignition in HFTDs Remote GridWLDFRVegetation ContactAggregated | WLDFR | HFTD - Distribution - Tier 2 - 3QU CoRE ¦ 5QU LoRE | Non-Red Flag Warning - Small Fires | Vegetation Contact | Aggregated | 2058 | 0.00085151 | 715.8465 | 0.60955 | 2058 | Mitigation | 0.95 | 45 | 0 | esc | 0.00097009 | 8.2603e-07 | 0.00097009 | 8.2603e-07
[79 empty] | WLDFR | HFTD - Distribution - Tier 3 - 5QU CoRE ¦ 2QU LoRE | Non-Red Flag Warning - Large Fires | 2061 | 4.677e-09 | 8.3524 | 0.96727 | 4.6367 | 2.7484 | 0 | 1.2805e-05 | 3.9064e-08 | 0 | 3.9064e-08 | 1.4889e-05 | 3.7471e-07 | 0 | 3.7471e-07 | 3.0539e-06 | 0 | 3.0539e-06 | 6.6942e-06 | 0 | 6.6942e-06 | [17 empty] | 7.3.3.17.5 (Remote Grid) Updates to grid topology to minimize risk of ignition in HFTDs Remote GridWLDFRVegetation ContactAggregated | WLDFR | HFTD - Distribution - Tier 2 - 3QU CoRE ¦ 5QU LoRE | Non-Red Flag Warning - Small Fires | Vegetation Contact | Aggregated | 2059 | 0.00085151 | 715.8465 | 0.60955 | 2059 | Mitigation | 0.95 | 45 | 0 | esc | 0.00097009 | 8.2603e-07 | 0.00097009 | 8.2603e-07
[79 empty] | WLDFR | HFTD - Distribution - Tier 3 - 5QU CoRE ¦ 2QU LoRE | Non-Red Flag Warning - Large Fires | 2062 | 4.677e-09 | 8.3524 | 0.96727 | 4.6367 | 2.7484 | 0 | 1.2805e-05 | 3.9064e-08 | 0 | 3.9064e-08 | 1.4889e-05 | 3.934e-07 | 0 | 3.934e-07 | 3.2062e-06 | 0 | 3.2062e-06 | 7.0282e-06 | 0 | 7.0282e-06 | [17 empty] | 7.3.3.17.5 (Remote Grid) Updates to grid topology to minimize risk of ignition in HFTDs Remote GridWLDFRVegetation ContactAggregated | WLDFR | HFTD - Distribution - Tier 2 - 3QU CoRE ¦ 5QU LoRE | Non-Red Flag Warning - Small Fires | Vegetation Contact | Aggregated | 2060 | 0.00085151 | 715.8465 | 0.60955 | 2060 | Mitigation | 0.95 | 45 | 0 | esc | 0.00097009 | 8.2603e-07 | 0.00097009 | 8.2603e-07
[79 empty] | WLDFR | HFTD - Distribution - Tier 3 - 5QU CoRE ¦ 2QU LoRE | Non-Red Flag Warning - Large Fires | 2063 | 4.677e-09 | 8.872 | 1.0079 | 4.9153 | 2.9488 | 0 | 1.2805e-05 | 4.1494e-08 | 0 | 4.1494e-08 | 1.5572e-05 | 3.934e-07 | 0 | 3.934e-07 | 3.2062e-06 | 0 | 3.2062e-06 | 7.0282e-06 | 0 | 7.0282e-06 | [17 empty] | 7.3.3.17.5 (Remote Grid) Updates to grid topology to minimize risk of ignition in HFTDs Remote GridWLDFRVegetation ContactAggregated | WLDFR | HFTD - Distribution - Tier 2 - 3QU CoRE ¦ 5QU LoRE | Non-Red Flag Warning - Small Fires | Vegetation Contact | Aggregated | 2061 | 0.00085151 | 715.8465 | 0.60955 | 2061 | Mitigation | 0.95 | 45 | 0 | esc | 0.00097009 | 8.2603e-07 | 0.00097009 | 8.2603e-07
[79 empty] | WLDFR | HFTD - Distribution - Tier 3 - 5QU CoRE ¦ 2QU LoRE | Non-Red Flag Warning - Large Fires | 2064 | 4.677e-09 | 8.872 | 1.0079 | 4.9153 | 2.9488 | 0 | 1.2805e-05 | 4.1494e-08 | 0 | 4.1494e-08 | 1.5572e-05 | 3.934e-07 | 0 | 3.934e-07 | 3.2062e-06 | 0 | 3.2062e-06 | 7.0282e-06 | 0 | 7.0282e-06 | [17 empty] | 7.3.3.17.5 (Remote Grid) Updates to grid topology to minimize risk of ignition in HFTDs Remote GridWLDFRVegetation ContactAggregated | WLDFR | HFTD - Distribution - Tier 2 - 3QU CoRE ¦ 5QU LoRE | Non-Red Flag Warning - Small Fires | Vegetation Contact | Aggregated | 2062 | 0.00085151 | 715.8465 | 0.60955 | 2062 | Mitigation | 0.95 | 45 | 0 | esc | 0.00097009 | 8.2603e-07 | 0.00097009 | 8.2603e-07
[79 empty] | WLDFR | HFTD - Distribution - Tier 3 - 5QU CoRE ¦ 2QU LoRE | Non-Red Flag Warning - Large Fires | 2065 | 4.677e-09 | 8.872 | 1.0079 | 4.9153 | 2.9488 | 0 | 1.2805e-05 | 4.1494e-08 | 0 | 4.1494e-08 | 1.5572e-05 | 3.934e-07 | 0 | 3.934e-07 | 3.2062e-06 | 0 | 3.2062e-06 | 7.0282e-06 | 0 | 7.0282e-06 | [17 empty] | 7.3.3.17.5 (Remote Grid) Updates to grid topology to minimize risk of ignition in HFTDs Remote GridWLDFRVegetation ContactAggregated | WLDFR | HFTD - Distribution - Tier 2 - 3QU CoRE ¦ 5QU LoRE | Non-Red Flag Warning - Small Fires | Vegetation Contact | Aggregated | 2063 | 0.00085151 | 715.8465 | 0.60955 | 2063 | Mitigation | 0.95 | 45 | 0 | esc | 0.00097009 | 8.2603e-07 | 0.00097009 | 8.2603e-07
[79 empty] | WLDFR | HFTD - Distribution - Tier 3 - 5QU CoRE ¦ 2QU LoRE | Non-Red Flag Warning - Large Fires | 2066 | 4.677e-09 | 8.872 | 1.0079 | 4.9153 | 2.9488 | 0 | 1.2805e-05 | 4.1494e-08 | 0 | 4.1494e-08 | 1.5572e-05 | 3.934e-07 | 0 | 3.934e-07 | 3.2062e-06 | 0 | 3.2062e-06 | 7.0282e-06 | 0 | 7.0282e-06 | [17 empty] | 7.3.3.17.5 (Remote Grid) Updates to grid topology to minimize risk of ignition in HFTDs Remote GridWLDFRVegetation ContactAggregated | WLDFR | HFTD - Distribution - Tier 2 - 3QU CoRE ¦ 5QU LoRE | Non-Red Flag Warning - Small Fires | Vegetation Contact | Aggregated | 2064 | 0.00085151 | 715.8465 | 0.60955 | 2064 | Mitigation | 0.95 | 45 | 0 | esc | 0.00097009 | 8.2603e-07 | 0.00097009 | 8.2603e-07
[79 empty] | WLDFR | HFTD - Distribution - Tier 3 - 5QU CoRE ¦ 2QU LoRE | Non-Red Flag Warning - Small Fires | 2022 | 2.0024e-06 | 0.077901 | 0.036425 | 0.0015809 | 0.039895 | 0 | 0.0054822 | 1.5599e-07 | 0 | 1.5599e-07 | 1.0539e-06 | 4.13e-07 | 0 | 4.13e-07 | 3.3659e-06 | 0 | 3.3659e-06 | 7.3782e-06 | 0 | 7.3782e-06 | [17 empty] | 7.3.3.17.5 (Remote Grid) Updates to grid topology to minimize risk of ignition in HFTDs Remote GridWLDFRVegetation ContactAggregated | WLDFR | HFTD - Distribution - Tier 2 - 3QU CoRE ¦ 5QU LoRE | Non-Red Flag Warning - Small Fires | Vegetation Contact | Aggregated | 2065 | 0.00085151 | 715.8465 | 0.60955 | 2065 | Mitigation | 0.95 | 45 | 0 | esc | 0.00097009 | 8.2603e-07 | 0.00097009 | 8.2603e-07
[79 empty] | WLDFR | HFTD - Distribution - Tier 3 - 5QU CoRE ¦ 2QU LoRE | Non-Red Flag Warning - Small Fires | 2023 | 2.0024e-06 | 0.080408 | 0.03759 | 0.0016314 | 0.041187 | 0 | 0.0054822 | 1.6101e-07 | 0 | 1.6101e-07 | 1.0924e-06 | 4.13e-07 | 0 | 4.13e-07 | 3.3659e-06 | 0 | 3.3659e-06 | 7.3782e-06 | 0 | 7.3782e-06 | [17 empty] | 7.3.3.17.5 (Remote Grid) Updates to grid topology to minimize risk of ignition in HFTDs Remote GridWLDFRVegetation ContactAggregated | WLDFR | HFTD - Distribution - Tier 2 - 3QU CoRE ¦ 5QU LoRE | Non-Red Flag Warning - Small Fires | Vegetation Contact | Aggregated | 2066 | 0.00085151 | 715.8465 | 0.60955 | 2066 | Mitigation | 0.95 | 45 | 0 | esc | 0.00097009 | 8.2603e-07 | 0.00097009 | 8.2603e-07
[79 empty] | WLDFR | HFTD - Distribution - Tier 3 - 5QU CoRE ¦ 2QU LoRE | Non-Red Flag Warning - Small Fires | 2024 | 2.0024e-06 | 0.080408 | 0.03759 | 0.0016314 | 0.041187 | 0 | 0.0054822 | 1.6101e-07 | 0 | 1.6101e-07 | 1.0924e-06 | 4.13e-07 | 0 | 4.13e-07 | 3.3659e-06 | 0 | 3.3659e-06 | 7.3782e-06 | 0 | 7.3782e-06 | [17 empty] | 7.3.3.17.5 (Remote Grid) Updates to grid topology to minimize risk of ignition in HFTDs Remote GridWLDFRVegetation ContactAggregated | WLDFR | HFTD - Distribution - Tier 2 - 3QU CoRE ¦ 5QU LoRE | Non-Red Flag Warning - Small Fires | Vegetation Contact | Aggregated | 2067 | 0.00085151 | 715.8465 | 0.60955 | 2067 | Mitigation | 0.95 | 45 | 0 | esc | 0 | 0 | 0.00097009 | 8.2603e-07
[79 empty] | WLDFR | HFTD - Distribution - Tier 3 - 5QU CoRE ¦ 2QU LoRE | Non-Red Flag Warning - Small Fires | 2025 | 2.0024e-06 | 0.080408 | 0.03759 | 0.0016314 | 0.041187 | 0 | 0.0054822 | 1.6101e-07 | 0 | 1.6101e-07 | 1.0924e-06 | 4.13e-07 | 0 | 4.13e-07 | 3.3659e-06 | 0 | 3.3659e-06 | 7.3782e-06 | 0 | 7.3782e-06 | [17 empty] | 7.3.3.17.5 (Remote Grid) Updates to grid topology to minimize risk of ignition in HFTDs Remote GridWLDFRWire-to-wire contactAggregated | WLDFR | HFTD - Distribution - Tier 2 - 3QU CoRE ¦ 5QU LoRE | Non-Red Flag Warning - Small Fires | Wire-to-wire contact | Aggregated | 2022 | 0.00019002 | 715.8465 | 0.13602 | 2022 | Mitigation | 0.95 | 45 | 0 | esc | 0.00097009 | 1.8433e-07 | 0 | 0
[79 empty] | WLDFR | HFTD - Distribution - Tier 3 - 5QU CoRE ¦ 2QU LoRE | Non-Red Flag Warning - Small Fires | 2026 | 2.0024e-06 | 0.080408 | 0.03759 | 0.0016314 | 0.041187 | 0 | 0.0054822 | 1.6101e-07 | 0 | 1.6101e-07 | 1.0924e-06 | 4.13e-07 | 0 | 4.13e-07 | 3.3659e-06 | 0 | 3.3659e-06 | 7.3782e-06 | 0 | 7.3782e-06 | [17 empty] | 7.3.3.17.5 (Remote Grid) Updates to grid topology to minimize risk of ignition in HFTDs Remote GridWLDFRWire-to-wire contactAggregated | WLDFR | HFTD - Distribution - Tier 2 - 3QU CoRE ¦ 5QU LoRE | Non-Red Flag Warning - Small Fires | Wire-to-wire contact | Aggregated | 2023 | 0.00019002 | 715.8465 | 0.13602 | 2023 | Mitigation | 0.95 | 45 | 0 | esc | 0.00097009 | 1.8433e-07 | 0.00097009 | 1.8433e-07
[79 empty] | WLDFR | HFTD - Distribution - Tier 3 - 5QU CoRE ¦ 2QU LoRE | Non-Red Flag Warning - Small Fires | 2027 | 2.0024e-06 | 0.080408 | 0.03759 | 0.0016314 | 0.041187 | 0 | 0.0054822 | 1.6101e-07 | 0 | 1.6101e-07 | 1.0924e-06 | 4.3325e-07 | 0 | 4.3325e-07 | 3.531e-06 | 0 | 3.531e-06 | 7.7401e-06 | 0 | 7.7401e-06 | [17 empty] | 7.3.3.17.5 (Remote Grid) Updates to grid topology to minimize risk of ignition in HFTDs Remote GridWLDFRWire-to-wire contactAggregated | WLDFR | HFTD - Distribution - Tier 2 - 3QU CoRE ¦ 5QU LoRE | Non-Red Flag Warning - Small Fires | Wire-to-wire contact | Aggregated | 2024 | 0.00019002 | 715.8465 | 0.13602 | 2024 | Mitigation | 0.95 | 45 | 0 | esc | 0.00097009 | 1.8433e-07 | 0.00097009 | 1.8433e-07
[79 empty] | WLDFR | HFTD - Distribution - Tier 3 - 5QU CoRE ¦ 2QU LoRE | Non-Red Flag Warning - Small Fires | 2028 | 2.0024e-06 | 0.083606 | 0.039055 | 0.001695 | 0.042856 | 0 | 0.0054822 | 1.6741e-07 | 0 | 1.6741e-07 | 1.1409e-06 | 4.3325e-07 | 0 | 4.3325e-07 | 3.531e-06 | 0 | 3.531e-06 | 7.7401e-06 | 0 | 7.7401e-06 | [17 empty] | 7.3.3.17.5 (Remote Grid) Updates to grid topology to minimize risk of ignition in HFTDs Remote GridWLDFRWire-to-wire contactAggregated | WLDFR | HFTD - Distribution - Tier 2 - 3QU CoRE ¦ 5QU LoRE | Non-Red Flag Warning - Small Fires | Wire-to-wire contact | Aggregated | 2025 | 0.00019002 | 715.8465 | 0.13602 | 2025 | Mitigation | 0.95 | 45 | 0 | esc | 0.00097009 | 1.8433e-07 | 0.00097009 | 1.8433e-07
[79 empty] | WLDFR | HFTD - Distribution - Tier 3 - 5QU CoRE ¦ 2QU LoRE | Non-Red Flag Warning - Small Fires | 2029 | 2.0024e-06 | 0.083606 | 0.039055 | 0.001695 | 0.042856 | 0 | 0.0054822 | 1.6741e-07 | 0 | 1.6741e-07 | 1.1409e-06 | 4.3325e-07 | 0 | 4.3325e-07 | 3.531e-06 | 0 | 3.531e-06 | 7.7401e-06 | 0 | 7.7401e-06 | [17 empty] | 7.3.3.17.5 (Remote Grid) Updates to grid topology to minimize risk of ignition in HFTDs Remote GridWLDFRWire-to-wire contactAggregated | WLDFR | HFTD - Distribution - Tier 2 - 3QU CoRE ¦ 5QU LoRE | Non-Red Flag Warning - Small Fires | Wire-to-wire contact | Aggregated | 2026 | 0.00019002 | 715.8465 | 0.13602 | 2026 | Mitigation | 0.95 | 45 | 0 | esc | 0.00097009 | 1.8433e-07 | 0.00097009 | 1.8433e-07
[79 empty] | WLDFR | HFTD - Distribution - Tier 3 - 5QU CoRE ¦ 2QU LoRE | Non-Red Flag Warning - Small Fires | 2030 | 2.0024e-06 | 0.083606 | 0.039055 | 0.001695 | 0.042856 | 0 | 0.0054822 | 1.6741e-07 | 0 | 1.6741e-07 | 1.1409e-06 | 4.3325e-07 | 0 | 4.3325e-07 | 3.531e-06 | 0 | 3.531e-06 | 7.7401e-06 | 0 | 7.7401e-06 | [17 empty] | 7.3.3.17.5 (Remote Grid) Updates to grid topology to minimize risk of ignition in HFTDs Remote GridWLDFRWire-to-wire contactAggregated | WLDFR | HFTD - Distribution - Tier 2 - 3QU CoRE ¦ 5QU LoRE | Non-Red Flag Warning - Small Fires | Wire-to-wire contact | Aggregated | 2027 | 0.00019002 | 715.8465 | 0.13602 | 2027 | Mitigation | 0.95 | 45 | 0 | esc | 0.00097009 | 1.8433e-07 | 0.00097009 | 1.8433e-07
[79 empty] | WLDFR | HFTD - Distribution - Tier 3 - 5QU CoRE ¦ 2QU LoRE | Non-Red Flag Warning - Small Fires | 2031 | 2.0024e-06 | 0.083606 | 0.039055 | 0.001695 | 0.042856 | 0 | 0.0054822 | 1.6741e-07 | 0 | 1.6741e-07 | 1.1409e-06 | 4.3325e-07 | 0 | 4.3325e-07 | 3.531e-06 | 0 | 3.531e-06 | 7.7401e-06 | 0 | 7.7401e-06 | [17 empty] | 7.3.3.17.5 (Remote Grid) Updates to grid topology to minimize risk of ignition in HFTDs Remote GridWLDFRWire-to-wire contactAggregated | WLDFR | HFTD - Distribution - Tier 2 - 3QU CoRE ¦ 5QU LoRE | Non-Red Flag Warning - Small Fires | Wire-to-wire contact | Aggregated | 2028 | 0.00019002 | 715.8465 | 0.13602 | 2028 | Mitigation | 0.95 | 45 | 0 | esc | 0.00097009 | 1.8433e-07 | 0.00097009 | 1.8433e-07
[79 empty] | WLDFR | HFTD - Distribution - Tier 3 - 5QU CoRE ¦ 2QU LoRE | Non-Red Flag Warning - Small Fires | 2032 | 2.0024e-06 | 0.083606 | 0.039055 | 0.001695 | 0.042856 | 0 | 0.0054822 | 1.6741e-07 | 0 | 1.6741e-07 | 1.1409e-06 | 4.5392e-07 | 0 | 4.5392e-07 | 3.6994e-06 | 0 | 3.6994e-06 | 8.1092e-06 | 0 | 8.1092e-06 | [17 empty] | 7.3.3.17.5 (Remote Grid) Updates to grid topology to minimize risk of ignition in HFTDs Remote GridWLDFRWire-to-wire contactAggregated | WLDFR | HFTD - Distribution - Tier 2 - 3QU CoRE ¦ 5QU LoRE | Non-Red Flag Warning - Small Fires | Wire-to-wire contact | Aggregated | 2029 | 0.00019002 | 715.8465 | 0.13602 | 2029 | Mitigation | 0.95 | 45 | 0 | esc | 0.00097009 | 1.8433e-07 | 0.00097009 | 1.8433e-07
[79 empty] | WLDFR | HFTD - Distribution - Tier 3 - 5QU CoRE ¦ 2QU LoRE | Non-Red Flag Warning - Small Fires | 2033 | 2.0024e-06 | 0.087211 | 0.040679 | 0.0017655 | 0.044766 | 0 | 0.0054822 | 1.7463e-07 | 0 | 1.7463e-07 | 1.1947e-06 | 4.5392e-07 | 0 | 4.5392e-07 | 3.6994e-06 | 0 | 3.6994e-06 | 8.1092e-06 | 0 | 8.1092e-06 | [17 empty] | 7.3.3.17.5 (Remote Grid) Updates to grid topology to minimize risk of ignition in HFTDs Remote GridWLDFRWire-to-wire contactAggregated | WLDFR | HFTD - Distribution - Tier 2 - 3QU CoRE ¦ 5QU LoRE | Non-Red Flag Warning - Small Fires | Wire-to-wire contact | Aggregated | 2030 | 0.00019002 | 715.8465 | 0.13602 | 2030 | Mitigation | 0.95 | 45 | 0 | esc | 0.00097009 | 1.8433e-07 | 0.00097009 | 1.8433e-07
[79 empty] | WLDFR | HFTD - Distribution - Tier 3 - 5QU CoRE ¦ 2QU LoRE | Non-Red Flag Warning - Small Fires | 2034 | 2.0024e-06 | 0.087211 | 0.040679 | 0.0017655 | 0.044766 | 0 | 0.0054822 | 1.7463e-07 | 0 | 1.7463e-07 | 1.1947e-06 | 4.5392e-07 | 0 | 4.5392e-07 | 3.6994e-06 | 0 | 3.6994e-06 | 8.1092e-06 | 0 | 8.1092e-06 | [17 empty] | 7.3.3.17.5 (Remote Grid) Updates to grid topology to minimize risk of ignition in HFTDs Remote GridWLDFRWire-to-wire contactAggregated | WLDFR | HFTD - Distribution - Tier 2 - 3QU CoRE ¦ 5QU LoRE | Non-Red Flag Warning - Small Fires | Wire-to-wire contact | Aggregated | 2031 | 0.00019002 | 715.8465 | 0.13602 | 2031 | Mitigation | 0.95 | 45 | 0 | esc | 0.00097009 | 1.8433e-07 | 0.00097009 | 1.8433e-07
[79 empty] | WLDFR | HFTD - Distribution - Tier 3 - 5QU CoRE ¦ 2QU LoRE | Non-Red Flag Warning - Small Fires | 2035 | 2.0024e-06 | 0.087211 | 0.040679 | 0.0017655 | 0.044766 | 0 | 0.0054822 | 1.7463e-07 | 0 | 1.7463e-07 | 1.1947e-06 | 4.5392e-07 | 0 | 4.5392e-07 | 3.6994e-06 | 0 | 3.6994e-06 | 8.1092e-06 | 0 | 8.1092e-06 | [17 empty] | 7.3.3.17.5 (Remote Grid) Updates to grid topology to minimize risk of ignition in HFTDs Remote GridWLDFRWire-to-wire contactAggregated | WLDFR | HFTD - Distribution - Tier 2 - 3QU CoRE ¦ 5QU LoRE | Non-Red Flag Warning - Small Fires | Wire-to-wire contact | Aggregated | 2032 | 0.00019002 | 715.8465 | 0.13602 | 2032 | Mitigation | 0.95 | 45 | 0 | esc | 0.00097009 | 1.8433e-07 | 0.00097009 | 1.8433e-07
[79 empty] | WLDFR | HFTD - Distribution - Tier 3 - 5QU CoRE ¦ 2QU LoRE | Non-Red Flag Warning - Small Fires | 2036 | 2.0024e-06 | 0.087211 | 0.040679 | 0.0017655 | 0.044766 | 0 | 0.0054822 | 1.7463e-07 | 0 | 1.7463e-07 | 1.1947e-06 | 4.5392e-07 | 0 | 4.5392e-07 | 3.6994e-06 | 0 | 3.6994e-06 | 8.1092e-06 | 0 | 8.1092e-06 | [17 empty] | 7.3.3.17.5 (Remote Grid) Updates to grid topology to minimize risk of ignition in HFTDs Remote GridWLDFRWire-to-wire contactAggregated | WLDFR | HFTD - Distribution - Tier 2 - 3QU CoRE ¦ 5QU LoRE | Non-Red Flag Warning - Small Fires | Wire-to-wire contact | Aggregated | 2033 | 0.00019002 | 715.8465 | 0.13602 | 2033 | Mitigation | 0.95 | 45 | 0 | esc | 0.00097009 | 1.8433e-07 | 0.00097009 | 1.8433e-07
[79 empty] | WLDFR | HFTD - Distribution - Tier 3 - 5QU CoRE ¦ 2QU LoRE | Non-Red Flag Warning - Small Fires | 2037 | 2.0024e-06 | 0.087211 | 0.040679 | 0.0017655 | 0.044766 | 0 | 0.0054822 | 1.7463e-07 | 0 | 1.7463e-07 | 1.1947e-06 | 4.7474e-07 | 0 | 4.7474e-07 | 3.8692e-06 | 0 | 3.8692e-06 | 8.4813e-06 | 0 | 8.4813e-06 | [17 empty] | 7.3.3.17.5 (Remote Grid) Updates to grid topology to minimize risk of ignition in HFTDs Remote GridWLDFRWire-to-wire contactAggregated | WLDFR | HFTD - Distribution - Tier 2 - 3QU CoRE ¦ 5QU LoRE | Non-Red Flag Warning - Small Fires | Wire-to-wire contact | Aggregated | 2034 | 0.00019002 | 715.8465 | 0.13602 | 2034 | Mitigation | 0.95 | 45 | 0 | esc | 0.00097009 | 1.8433e-07 | 0.00097009 | 1.8433e-07
[79 empty] | WLDFR | HFTD - Distribution - Tier 3 - 5QU CoRE ¦ 2QU LoRE | Non-Red Flag Warning - Small Fires | 2038 | 2.0024e-06 | 0.091184 | 0.042438 | 0.0018418 | 0.046905 | 0 | 0.0054822 | 1.8259e-07 | 0 | 1.8259e-07 | 1.2531e-06 | 4.7474e-07 | 0 | 4.7474e-07 | 3.8692e-06 | 0 | 3.8692e-06 | 8.4813e-06 | 0 | 8.4813e-06 | [17 empty] | 7.3.3.17.5 (Remote Grid) Updates to grid topology to minimize risk of ignition in HFTDs Remote GridWLDFRWire-to-wire contactAggregated | WLDFR | HFTD - Distribution - Tier 2 - 3QU CoRE ¦ 5QU LoRE | Non-Red Flag Warning - Small Fires | Wire-to-wire contact | Aggregated | 2035 | 0.00019002 | 715.8465 | 0.13602 | 2035 | Mitigation | 0.95 | 45 | 0 | esc | 0.00097009 | 1.8433e-07 | 0.00097009 | 1.8433e-07
[79 empty] | WLDFR | HFTD - Distribution - Tier 3 - 5QU CoRE ¦ 2QU LoRE | Non-Red Flag Warning - Small Fires | 2039 | 2.0024e-06 | 0.091184 | 0.042438 | 0.0018418 | 0.046905 | 0 | 0.0054822 | 1.8259e-07 | 0 | 1.8259e-07 | 1.2531e-06 | 4.7474e-07 | 0 | 4.7474e-07 | 3.8692e-06 | 0 | 3.8692e-06 | 8.4813e-06 | 0 | 8.4813e-06 | [17 empty] | 7.3.3.17.5 (Remote Grid) Updates to grid topology to minimize risk of ignition in HFTDs Remote GridWLDFRWire-to-wire contactAggregated | WLDFR | HFTD - Distribution - Tier 2 - 3QU CoRE ¦ 5QU LoRE | Non-Red Flag Warning - Small Fires | Wire-to-wire contact | Aggregated | 2036 | 0.00019002 | 715.8465 | 0.13602 | 2036 | Mitigation | 0.95 | 45 | 0 | esc | 0.00097009 | 1.8433e-07 | 0.00097009 | 1.8433e-07
[79 empty] | WLDFR | HFTD - Distribution - Tier 3 - 5QU CoRE ¦ 2QU LoRE | Non-Red Flag Warning - Small Fires | 2040 | 2.0024e-06 | 0.091184 | 0.042438 | 0.0018418 | 0.046905 | 0 | 0.0054822 | 1.8259e-07 | 0 | 1.8259e-07 | 1.2531e-06 | 4.7474e-07 | 0 | 4.7474e-07 | 3.8692e-06 | 0 | 3.8692e-06 | 8.4813e-06 | 0 | 8.4813e-06 | [17 empty] | 7.3.3.17.5 (Remote Grid) Updates to grid topology to minimize risk of ignition in HFTDs Remote GridWLDFRWire-to-wire contactAggregated | WLDFR | HFTD - Distribution - Tier 2 - 3QU CoRE ¦ 5QU LoRE | Non-Red Flag Warning - Small Fires | Wire-to-wire contact | Aggregated | 2037 | 0.00019002 | 715.8465 | 0.13602 | 2037 | Mitigation | 0.95 | 45 | 0 | esc | 0.00097009 | 1.8433e-07 | 0.00097009 | 1.8433e-07
[79 empty] | WLDFR | HFTD - Distribution - Tier 3 - 5QU CoRE ¦ 2QU LoRE | Non-Red Flag Warning - Small Fires | 2041 | 2.0024e-06 | 0.091184 | 0.042438 | 0.0018418 | 0.046905 | 0 | 0.0054822 | 1.8259e-07 | 0 | 1.8259e-07 | 1.2531e-06 | 4.7474e-07 | 0 | 4.7474e-07 | 3.8692e-06 | 0 | 3.8692e-06 | 8.4813e-06 | 0 | 8.4813e-06 | [17 empty] | 7.3.3.17.5 (Remote Grid) Updates to grid topology to minimize risk of ignition in HFTDs Remote GridWLDFRWire-to-wire contactAggregated | WLDFR | HFTD - Distribution - Tier 2 - 3QU CoRE ¦ 5QU LoRE | Non-Red Flag Warning - Small Fires | Wire-to-wire contact | Aggregated | 2038 | 0.00019002 | 715.8465 | 0.13602 | 2038 | Mitigation | 0.95 | 45 | 0 | esc | 0.00097009 | 1.8433e-07 | 0.00097009 | 1.8433e-07
[79 empty] | WLDFR | HFTD - Distribution - Tier 3 - 5QU CoRE ¦ 2QU LoRE | Non-Red Flag Warning - Small Fires | 2042 | 2.0024e-06 | 0.091184 | 0.042438 | 0.0018418 | 0.046905 | 0 | 0.0054822 | 1.8259e-07 | 0 | 1.8259e-07 | 1.2531e-06 | 4.9548e-07 | 0 | 4.9548e-07 | 4.0382e-06 | 0 | 4.0382e-06 | 8.8518e-06 | 0 | 8.8518e-06 | [17 empty] | 7.3.3.17.5 (Remote Grid) Updates to grid topology to minimize risk of ignition in HFTDs Remote GridWLDFRWire-to-wire contactAggregated | WLDFR | HFTD - Distribution - Tier 2 - 3QU CoRE ¦ 5QU LoRE | Non-Red Flag Warning - Small Fires | Wire-to-wire contact | Aggregated | 2039 | 0.00019002 | 715.8465 | 0.13602 | 2039 | Mitigation | 0.95 | 45 | 0 | esc | 0.00097009 | 1.8433e-07 | 0.00097009 | 1.8433e-07
[79 empty] | WLDFR | HFTD - Distribution - Tier 3 - 5QU CoRE ¦ 2QU LoRE | Non-Red Flag Warning - Small Fires | 2043 | 2.0024e-06 | 0.095486 | 0.044306 | 0.0019228 | 0.049257 | 0 | 0.0054822 | 1.912e-07 | 0 | 1.912e-07 | 1.3153e-06 | 4.9548e-07 | 0 | 4.9548e-07 | 4.0382e-06 | 0 | 4.0382e-06 | 8.8518e-06 | 0 | 8.8518e-06 | [17 empty] | 7.3.3.17.5 (Remote Grid) Updates to grid topology to minimize risk of ignition in HFTDs Remote GridWLDFRWire-to-wire contactAggregated | WLDFR | HFTD - Distribution - Tier 2 - 3QU CoRE ¦ 5QU LoRE | Non-Red Flag Warning - Small Fires | Wire-to-wire contact | Aggregated | 2040 | 0.00019002 | 715.8465 | 0.13602 | 2040 | Mitigation | 0.95 | 45 | 0 | esc | 0.00097009 | 1.8433e-07 | 0.00097009 | 1.8433e-07
[79 empty] | WLDFR | HFTD - Distribution - Tier 3 - 5QU CoRE ¦ 2QU LoRE | Non-Red Flag Warning - Small Fires | 2044 | 2.0024e-06 | 0.095486 | 0.044306 | 0.0019228 | 0.049257 | 0 | 0.0054822 | 1.912e-07 | 0 | 1.912e-07 | 1.3153e-06 | 0 | 0 | 0 | 4.0382e-06 | 0 | 4.0382e-06 | 8.8518e-06 | 0 | 8.8518e-06 | [17 empty] | 7.3.3.17.5 (Remote Grid) Updates to grid topology to minimize risk of ignition in HFTDs Remote GridWLDFRWire-to-wire contactAggregated | WLDFR | HFTD - Distribution - Tier 2 - 3QU CoRE ¦ 5QU LoRE | Non-Red Flag Warning - Small Fires | Wire-to-wire contact | Aggregated | 2041 | 0.00019002 | 715.8465 | 0.13602 | 2041 | Mitigation | 0.95 | 45 | 0 | esc | 0.00097009 | 1.8433e-07 | 0.00097009 | 1.8433e-07
[79 empty] | WLDFR | HFTD - Distribution - Tier 3 - 5QU CoRE ¦ 2QU LoRE | Non-Red Flag Warning - Small Fires | 2045 | 2.0024e-06 | 0.095486 | 0.044306 | 0.0019228 | 0.049257 | 0 | 0.0054822 | 1.912e-07 | 0 | 1.912e-07 | 1.3153e-06 | 0 | 0 | 0 | 0 | 0 | 0 | 8.8518e-06 | 0 | 8.8518e-06 | [17 empty] | 7.3.3.17.5 (Remote Grid) Updates to grid topology to minimize risk of ignition in HFTDs Remote GridWLDFRWire-to-wire contactAggregated | WLDFR | HFTD - Distribution - Tier 2 - 3QU CoRE ¦ 5QU LoRE | Non-Red Flag Warning - Small Fires | Wire-to-wire contact | Aggregated | 2042 | 0.00019002 | 715.8465 | 0.13602 | 2042 | Mitigation | 0.95 | 45 | 0 | esc | 0.00097009 | 1.8433e-07 | 0.00097009 | 1.8433e-07
[79 empty] | WLDFR | HFTD - Distribution - Tier 3 - 5QU CoRE ¦ 2QU LoRE | Non-Red Flag Warning - Small Fires | 2046 | 2.0024e-06 | 0.095486 | 0.044306 | 0.0019228 | 0.049257 | 0 | 0.0054822 | 1.912e-07 | 0 | 1.912e-07 | 1.3153e-06 | 2.8036e-07 | 0 | 2.8036e-07 | 0 | 0 | 0 | 0 | 0 | 0 | [17 empty] | 7.3.3.17.5 (Remote Grid) Updates to grid topology to minimize risk of ignition in HFTDs Remote GridWLDFRWire-to-wire contactAggregated | WLDFR | HFTD - Distribution - Tier 2 - 3QU CoRE ¦ 5QU LoRE | Non-Red Flag Warning - Small Fires | Wire-to-wire contact | Aggregated | 2043 | 0.00019002 | 715.8465 | 0.13602 | 2043 | Mitigation | 0.95 | 45 | 0 | esc | 0.00097009 | 1.8433e-07 | 0.00097009 | 1.8433e-07
[79 empty] | WLDFR | HFTD - Distribution - Tier 3 - 5QU CoRE ¦ 2QU LoRE | Non-Red Flag Warning - Small Fires | 2047 | 2.0024e-06 | 0.095486 | 0.044306 | 0.0019228 | 0.049257 | 0 | 0.0054822 | 1.912e-07 | 0 | 1.912e-07 | 1.3153e-06 | 2.7804e-07 | 0 | 2.7804e-07 | 2.266e-06 | 0 | 2.266e-06 | 0 | 0 | 0 | [17 empty] | 7.3.3.17.5 (Remote Grid) Updates to grid topology to minimize risk of ignition in HFTDs Remote GridWLDFRWire-to-wire contactAggregated | WLDFR | HFTD - Distribution - Tier 2 - 3QU CoRE ¦ 5QU LoRE | Non-Red Flag Warning - Small Fires | Wire-to-wire contact | Aggregated | 2044 | 0.00019002 | 715.8465 | 0.13602 | 2044 | Mitigation | 0.95 | 45 | 0 | esc | 0.00097009 | 1.8433e-07 | 0.00097009 | 1.8433e-07
[79 empty] | WLDFR | HFTD - Distribution - Tier 3 - 5QU CoRE ¦ 2QU LoRE | Non-Red Flag Warning - Small Fires | 2048 | 2.0024e-06 | 0.10007 | 0.04626 | 0.0020076 | 0.051804 | 0 | 0.0054822 | 2.0038e-07 | 0 | 2.0038e-07 | 1.3804e-06 | 2.8819e-07 | 0 | 2.8819e-07 | 2.3488e-06 | 0 | 2.3488e-06 | 5.1486e-06 | 0 | 5.1486e-06 | [17 empty] | 7.3.3.17.5 (Remote Grid) Updates to grid topology to minimize risk of ignition in HFTDs Remote GridWLDFRWire-to-wire contactAggregated | WLDFR | HFTD - Distribution - Tier 2 - 3QU CoRE ¦ 5QU LoRE | Non-Red Flag Warning - Small Fires | Wire-to-wire contact | Aggregated | 2045 | 0.00019002 | 715.8465 | 0.13602 | 2045 | Mitigation | 0.95 | 45 | 0 | esc | 0.00097009 | 1.8433e-07 | 0.00097009 | 1.8433e-07
[79 empty] | WLDFR | HFTD - Distribution - Tier 3 - 5QU CoRE ¦ 2QU LoRE | Non-Red Flag Warning - Small Fires | 2049 | 2.0024e-06 | 0.10007 | 0.04626 | 0.0020076 | 0.051804 | 0 | 0.0054822 | 2.0038e-07 | 0 | 2.0038e-07 | 1.3804e-06 | 2.8819e-07 | 0 | 2.8819e-07 | 2.3488e-06 | 0 | 2.3488e-06 | 5.1486e-06 | 0 | 5.1486e-06 | [17 empty] | 7.3.3.17.5 (Remote Grid) Updates to grid topology to minimize risk of ignition in HFTDs Remote GridWLDFRWire-to-wire contactAggregated | WLDFR | HFTD - Distribution - Tier 2 - 3QU CoRE ¦ 5QU LoRE | Non-Red Flag Warning - Small Fires | Wire-to-wire contact | Aggregated | 2046 | 0.00019002 | 715.8465 | 0.13602 | 2046 | Mitigation | 0.95 | 45 | 0 | esc | 0.00097009 | 1.8433e-07 | 0.00097009 | 1.8433e-07
[79 empty] | WLDFR | HFTD - Distribution - Tier 3 - 5QU CoRE ¦ 2QU LoRE | Non-Red Flag Warning - Small Fires | 2050 | 2.0024e-06 | 0.10007 | 0.04626 | 0.0020076 | 0.051804 | 0 | 0.0054822 | 2.0038e-07 | 0 | 2.0038e-07 | 1.3804e-06 | 2.8819e-07 | 0 | 2.8819e-07 | 2.3488e-06 | 0 | 2.3488e-06 | 5.1486e-06 | 0 | 5.1486e-06 | [17 empty] | 7.3.3.17.5 (Remote Grid) Updates to grid topology to minimize risk of ignition in HFTDs Remote GridWLDFRWire-to-wire contactAggregated | WLDFR | HFTD - Distribution - Tier 2 - 3QU CoRE ¦ 5QU LoRE | Non-Red Flag Warning - Small Fires | Wire-to-wire contact | Aggregated | 2047 | 0.00019002 | 715.8465 | 0.13602 | 2047 | Mitigation | 0.95 | 45 | 0 | esc | 0.00097009 | 1.8433e-07 | 0.00097009 | 1.8433e-07
[79 empty] | WLDFR | HFTD - Distribution - Tier 3 - 5QU CoRE ¦ 2QU LoRE | Non-Red Flag Warning - Small Fires | 2051 | 2.0024e-06 | 0.10007 | 0.04626 | 0.0020076 | 0.051804 | 0 | 0.0054822 | 2.0038e-07 | 0 | 2.0038e-07 | 1.3804e-06 | 2.8819e-07 | 0 | 2.8819e-07 | 2.3488e-06 | 0 | 2.3488e-06 | 5.1486e-06 | 0 | 5.1486e-06 | [17 empty] | 7.3.3.17.5 (Remote Grid) Updates to grid topology to minimize risk of ignition in HFTDs Remote GridWLDFRWire-to-wire contactAggregated | WLDFR | HFTD - Distribution - Tier 2 - 3QU CoRE ¦ 5QU LoRE | Non-Red Flag Warning - Small Fires | Wire-to-wire contact | Aggregated | 2048 | 0.00019002 | 715.8465 | 0.13602 | 2048 | Mitigation | 0.95 | 45 | 0 | esc | 0.00097009 | 1.8433e-07 | 0.00097009 | 1.8433e-07
[79 empty] | WLDFR | HFTD - Distribution - Tier 3 - 5QU CoRE ¦ 2QU LoRE | Non-Red Flag Warning - Small Fires | 2052 | 2.0024e-06 | 0.10007 | 0.04626 | 0.0020076 | 0.051804 | 0 | 0.0054822 | 2.0038e-07 | 0 | 2.0038e-07 | 1.3804e-06 | 2.8819e-07 | 0 | 2.8819e-07 | 2.3488e-06 | 0 | 2.3488e-06 | 5.1486e-06 | 0 | 5.1486e-06 | [17 empty] | 7.3.3.17.5 (Remote Grid) Updates to grid topology to minimize risk of ignition in HFTDs Remote GridWLDFRWire-to-wire contactAggregated | WLDFR | HFTD - Distribution - Tier 2 - 3QU CoRE ¦ 5QU LoRE | Non-Red Flag Warning - Small Fires | Wire-to-wire contact | Aggregated | 2049 | 0.00019002 | 715.8465 | 0.13602 | 2049 | Mitigation | 0.95 | 45 | 0 | esc | 0.00097009 | 1.8433e-07 | 0.00097009 | 1.8433e-07
[79 empty] | WLDFR | HFTD - Distribution - Tier 3 - 5QU CoRE ¦ 2QU LoRE | Non-Red Flag Warning - Small Fires | 2053 | 2.0024e-06 | 0.10489 | 0.048274 | 0.002095 | 0.054525 | 0 | 0.0054822 | 2.1004e-07 | 0 | 2.1004e-07 | 1.4476e-06 | 3.0098e-07 | 0 | 3.0098e-07 | 2.453e-06 | 0 | 2.453e-06 | 5.3771e-06 | 0 | 5.3771e-06 | [17 empty] | 7.3.3.17.5 (Remote Grid) Updates to grid topology to minimize risk of ignition in HFTDs Remote GridWLDFRWire-to-wire contactAggregated | WLDFR | HFTD - Distribution - Tier 2 - 3QU CoRE ¦ 5QU LoRE | Non-Red Flag Warning - Small Fires | Wire-to-wire contact | Aggregated | 2050 | 0.00019002 | 715.8465 | 0.13602 | 2050 | Mitigation | 0.95 | 45 | 0 | esc | 0.00097009 | 1.8433e-07 | 0.00097009 | 1.8433e-07
[79 empty] | WLDFR | HFTD - Distribution - Tier 3 - 5QU CoRE ¦ 2QU LoRE | Non-Red Flag Warning - Small Fires | 2054 | 2.0024e-06 | 0.10489 | 0.048274 | 0.002095 | 0.054525 | 0 | 0.0054822 | 2.1004e-07 | 0 | 2.1004e-07 | 1.4476e-06 | 3.0098e-07 | 0 | 3.0098e-07 | 2.453e-06 | 0 | 2.453e-06 | 5.3771e-06 | 0 | 5.3771e-06 | [17 empty] | 7.3.3.17.5 (Remote Grid) Updates to grid topology to minimize risk of ignition in HFTDs Remote GridWLDFRWire-to-wire contactAggregated | WLDFR | HFTD - Distribution - Tier 2 - 3QU CoRE ¦ 5QU LoRE | Non-Red Flag Warning - Small Fires | Wire-to-wire contact | Aggregated | 2051 | 0.00019002 | 715.8465 | 0.13602 | 2051 | Mitigation | 0.95 | 45 | 0 | esc | 0.00097009 | 1.8433e-07 | 0.00097009 | 1.8433e-07
[79 empty] | WLDFR | HFTD - Distribution - Tier 3 - 5QU CoRE ¦ 2QU LoRE | Non-Red Flag Warning - Small Fires | 2055 | 2.0024e-06 | 0.10489 | 0.048274 | 0.002095 | 0.054525 | 0 | 0.0054822 | 2.1004e-07 | 0 | 2.1004e-07 | 1.4476e-06 | 3.0098e-07 | 0 | 3.0098e-07 | 2.453e-06 | 0 | 2.453e-06 | 5.3771e-06 | 0 | 5.3771e-06 | [17 empty] | 7.3.3.17.5 (Remote Grid) Updates to grid topology to minimize risk of ignition in HFTDs Remote GridWLDFRWire-to-wire contactAggregated | WLDFR | HFTD - Distribution - Tier 2 - 3QU CoRE ¦ 5QU LoRE | Non-Red Flag Warning - Small Fires | Wire-to-wire contact | Aggregated | 2052 | 0.00019002 | 715.8465 | 0.13602 | 2052 | Mitigation | 0.95 | 45 | 0 | esc | 0.00097009 | 1.8433e-07 | 0.00097009 | 1.8433e-07
[79 empty] | WLDFR | HFTD - Distribution - Tier 3 - 5QU CoRE ¦ 2QU LoRE | Non-Red Flag Warning - Small Fires | 2056 | 2.0024e-06 | 0.10489 | 0.048274 | 0.002095 | 0.054525 | 0 | 0.0054822 | 2.1004e-07 | 0 | 2.1004e-07 | 1.4476e-06 | 3.0098e-07 | 0 | 3.0098e-07 | 2.453e-06 | 0 | 2.453e-06 | 5.3771e-06 | 0 | 5.3771e-06 | [17 empty] | 7.3.3.17.5 (Remote Grid) Updates to grid topology to minimize risk of ignition in HFTDs Remote GridWLDFRWire-to-wire contactAggregated | WLDFR | HFTD - Distribution - Tier 2 - 3QU CoRE ¦ 5QU LoRE | Non-Red Flag Warning - Small Fires | Wire-to-wire contact | Aggregated | 2053 | 0.00019002 | 715.8465 | 0.13602 | 2053 | Mitigation | 0.95 | 45 | 0 | esc | 0.00097009 | 1.8433e-07 | 0.00097009 | 1.8433e-07
[79 empty] | WLDFR | HFTD - Distribution - Tier 3 - 5QU CoRE ¦ 2QU LoRE | Non-Red Flag Warning - Small Fires | 2057 | 2.0024e-06 | 0.10489 | 0.048274 | 0.002095 | 0.054525 | 0 | 0.0054822 | 2.1004e-07 | 0 | 2.1004e-07 | 1.4476e-06 | 3.0098e-07 | 0 | 3.0098e-07 | 2.453e-06 | 0 | 2.453e-06 | 5.3771e-06 | 0 | 5.3771e-06 | [17 empty] | 7.3.3.17.5 (Remote Grid) Updates to grid topology to minimize risk of ignition in HFTDs Remote GridWLDFRWire-to-wire contactAggregated | WLDFR | HFTD - Distribution - Tier 2 - 3QU CoRE ¦ 5QU LoRE | Non-Red Flag Warning - Small Fires | Wire-to-wire contact | Aggregated | 2054 | 0.00019002 | 715.8465 | 0.13602 | 2054 | Mitigation | 0.95 | 45 | 0 | esc | 0.00097009 | 1.8433e-07 | 0.00097009 | 1.8433e-07
[79 empty] | WLDFR | HFTD - Distribution - Tier 3 - 5QU CoRE ¦ 2QU LoRE | Non-Red Flag Warning - Small Fires | 2058 | 2.0024e-06 | 0.1099 | 0.050325 | 0.0021839 | 0.057393 | 0 | 0.0054822 | 2.2007e-07 | 0 | 2.2007e-07 | 1.5161e-06 | 3.1519e-07 | 0 | 3.1519e-07 | 2.5688e-06 | 0 | 2.5688e-06 | 5.6308e-06 | 0 | 5.6308e-06 | [17 empty] | 7.3.3.17.5 (Remote Grid) Updates to grid topology to minimize risk of ignition in HFTDs Remote GridWLDFRWire-to-wire contactAggregated | WLDFR | HFTD - Distribution - Tier 2 - 3QU CoRE ¦ 5QU LoRE | Non-Red Flag Warning - Small Fires | Wire-to-wire contact | Aggregated | 2055 | 0.00019002 | 715.8465 | 0.13602 | 2055 | Mitigation | 0.95 | 45 | 0 | esc | 0.00097009 | 1.8433e-07 | 0.00097009 | 1.8433e-07
[79 empty] | WLDFR | HFTD - Distribution - Tier 3 - 5QU CoRE ¦ 2QU LoRE | Non-Red Flag Warning - Small Fires | 2059 | 2.0024e-06 | 0.1099 | 0.050325 | 0.0021839 | 0.057393 | 0 | 0.0054822 | 2.2007e-07 | 0 | 2.2007e-07 | 1.5161e-06 | 3.1519e-07 | 0 | 3.1519e-07 | 2.5688e-06 | 0 | 2.5688e-06 | 5.6308e-06 | 0 | 5.6308e-06 | [17 empty] | 7.3.3.17.5 (Remote Grid) Updates to grid topology to minimize risk of ignition in HFTDs Remote GridWLDFRWire-to-wire contactAggregated | WLDFR | HFTD - Distribution - Tier 2 - 3QU CoRE ¦ 5QU LoRE | Non-Red Flag Warning - Small Fires | Wire-to-wire contact | Aggregated | 2056 | 0.00019002 | 715.8465 | 0.13602 | 2056 | Mitigation | 0.95 | 45 | 0 | esc | 0.00097009 | 1.8433e-07 | 0.00097009 | 1.8433e-07
[79 empty] | WLDFR | HFTD - Distribution - Tier 3 - 5QU CoRE ¦ 2QU LoRE | Non-Red Flag Warning - Small Fires | 2060 | 2.0024e-06 | 0.1099 | 0.050325 | 0.0021839 | 0.057393 | 0 | 0.0054822 | 2.2007e-07 | 0 | 2.2007e-07 | 1.5161e-06 | 3.1519e-07 | 0 | 3.1519e-07 | 2.5688e-06 | 0 | 2.5688e-06 | 5.6308e-06 | 0 | 5.6308e-06 | [17 empty] | 7.3.3.17.5 (Remote Grid) Updates to grid topology to minimize risk of ignition in HFTDs Remote GridWLDFRWire-to-wire contactAggregated | WLDFR | HFTD - Distribution - Tier 2 - 3QU CoRE ¦ 5QU LoRE | Non-Red Flag Warning - Small Fires | Wire-to-wire contact | Aggregated | 2057 | 0.00019002 | 715.8465 | 0.13602 | 2057 | Mitigation | 0.95 | 45 | 0 | esc | 0.00097009 | 1.8433e-07 | 0.00097009 | 1.8433e-07
[79 empty] | WLDFR | HFTD - Distribution - Tier 3 - 5QU CoRE ¦ 2QU LoRE | Non-Red Flag Warning - Small Fires | 2061 | 2.0024e-06 | 0.1099 | 0.050325 | 0.0021839 | 0.057393 | 0 | 0.0054822 | 2.2007e-07 | 0 | 2.2007e-07 | 1.5161e-06 | 3.1519e-07 | 0 | 3.1519e-07 | 2.5688e-06 | 0 | 2.5688e-06 | 5.6308e-06 | 0 | 5.6308e-06 | [17 empty] | 7.3.3.17.5 (Remote Grid) Updates to grid topology to minimize risk of ignition in HFTDs Remote GridWLDFRWire-to-wire contactAggregated | WLDFR | HFTD - Distribution - Tier 2 - 3QU CoRE ¦ 5QU LoRE | Non-Red Flag Warning - Small Fires | Wire-to-wire contact | Aggregated | 2058 | 0.00019002 | 715.8465 | 0.13602 | 2058 | Mitigation | 0.95 | 45 | 0 | esc | 0.00097009 | 1.8433e-07 | 0.00097009 | 1.8433e-07
[79 empty] | WLDFR | HFTD - Distribution - Tier 3 - 5QU CoRE ¦ 2QU LoRE | Non-Red Flag Warning - Small Fires | 2062 | 2.0024e-06 | 0.1099 | 0.050325 | 0.0021839 | 0.057393 | 0 | 0.0054822 | 2.2007e-07 | 0 | 2.2007e-07 | 1.5161e-06 | 3.1519e-07 | 0 | 3.1519e-07 | 2.5688e-06 | 0 | 2.5688e-06 | 5.6308e-06 | 0 | 5.6308e-06 | [17 empty] | 7.3.3.17.5 (Remote Grid) Updates to grid topology to minimize risk of ignition in HFTDs Remote GridWLDFRWire-to-wire contactAggregated | WLDFR | HFTD - Distribution - Tier 2 - 3QU CoRE ¦ 5QU LoRE | Non-Red Flag Warning - Small Fires | Wire-to-wire contact | Aggregated | 2059 | 0.00019002 | 715.8465 | 0.13602 | 2059 | Mitigation | 0.95 | 45 | 0 | esc | 0.00097009 | 1.8433e-07 | 0.00097009 | 1.8433e-07
[79 empty] | WLDFR | HFTD - Distribution - Tier 3 - 5QU CoRE ¦ 2QU LoRE | Non-Red Flag Warning - Small Fires | 2063 | 2.0024e-06 | 0.11504 | 0.052388 | 0.0022734 | 0.060377 | 0 | 0.0054822 | 2.3035e-07 | 0 | 2.3035e-07 | 1.585e-06 | 3.3059e-07 | 0 | 3.3059e-07 | 2.6943e-06 | 0 | 2.6943e-06 | 5.906e-06 | 0 | 5.906e-06 | [17 empty] | 7.3.3.17.5 (Remote Grid) Updates to grid topology to minimize risk of ignition in HFTDs Remote GridWLDFRWire-to-wire contactAggregated | WLDFR | HFTD - Distribution - Tier 2 - 3QU CoRE ¦ 5QU LoRE | Non-Red Flag Warning - Small Fires | Wire-to-wire contact | Aggregated | 2060 | 0.00019002 | 715.8465 | 0.13602 | 2060 | Mitigation | 0.95 | 45 | 0 | esc | 0.00097009 | 1.8433e-07 | 0.00097009 | 1.8433e-07
[79 empty] | WLDFR | HFTD - Distribution - Tier 3 - 5QU CoRE ¦ 2QU LoRE | Non-Red Flag Warning - Small Fires | 2064 | 2.0024e-06 | 0.11504 | 0.052388 | 0.0022734 | 0.060377 | 0 | 0.0054822 | 2.3035e-07 | 0 | 2.3035e-07 | 1.585e-06 | 3.3059e-07 | 0 | 3.3059e-07 | 2.6943e-06 | 0 | 2.6943e-06 | 5.906e-06 | 0 | 5.906e-06 | [17 empty] | 7.3.3.17.5 (Remote Grid) Updates to grid topology to minimize risk of ignition in HFTDs Remote GridWLDFRWire-to-wire contactAggregated | WLDFR | HFTD - Distribution - Tier 2 - 3QU CoRE ¦ 5QU LoRE | Non-Red Flag Warning - Small Fires | Wire-to-wire contact | Aggregated | 2061 | 0.00019002 | 715.8465 | 0.13602 | 2061 | Mitigation | 0.95 | 45 | 0 | esc | 0.00097009 | 1.8433e-07 | 0.00097009 | 1.8433e-07
[79 empty] | WLDFR | HFTD - Distribution - Tier 3 - 5QU CoRE ¦ 2QU LoRE | Non-Red Flag Warning - Small Fires | 2065 | 2.0024e-06 | 0.11504 | 0.052388 | 0.0022734 | 0.060377 | 0 | 0.0054822 | 2.3035e-07 | 0 | 2.3035e-07 | 1.585e-06 | 3.3059e-07 | 0 | 3.3059e-07 | 2.6943e-06 | 0 | 2.6943e-06 | 5.906e-06 | 0 | 5.906e-06 | [17 empty] | 7.3.3.17.5 (Remote Grid) Updates to grid topology to minimize risk of ignition in HFTDs Remote GridWLDFRWire-to-wire contactAggregated | WLDFR | HFTD - Distribution - Tier 2 - 3QU CoRE ¦ 5QU LoRE | Non-Red Flag Warning - Small Fires | Wire-to-wire contact | Aggregated | 2062 | 0.00019002 | 715.8465 | 0.13602 | 2062 | Mitigation | 0.95 | 45 | 0 | esc | 0.00097009 | 1.8433e-07 | 0.00097009 | 1.8433e-07
[79 empty] | WLDFR | HFTD - Distribution - Tier 3 - 5QU CoRE ¦ 2QU LoRE | Non-Red Flag Warning - Small Fires | 2066 | 2.0024e-06 | 0.11504 | 0.052388 | 0.0022734 | 0.060377 | 0 | 0.0054822 | 2.3035e-07 | 0 | 2.3035e-07 | 1.585e-06 | 3.3059e-07 | 0 | 3.3059e-07 | 2.6943e-06 | 0 | 2.6943e-06 | 5.906e-06 | 0 | 5.906e-06 | [17 empty] | 7.3.3.17.5 (Remote Grid) Updates to grid topology to minimize risk of ignition in HFTDs Remote GridWLDFRWire-to-wire contactAggregated | WLDFR | HFTD - Distribution - Tier 2 - 3QU CoRE ¦ 5QU LoRE | Non-Red Flag Warning - Small Fires | Wire-to-wire contact | Aggregated | 2063 | 0.00019002 | 715.8465 | 0.13602 | 2063 | Mitigation | 0.95 | 45 | 0 | esc | 0.00097009 | 1.8433e-07 | 0.00097009 | 1.8433e-07
[79 empty] | WLDFR | HFTD - Distribution - Tier 3 - 5QU CoRE ¦ 2QU LoRE | Red Flag Warning - Catastrophic Fires | 2022 | 6.5223e-10 | 14146.1306 | 222.2294 | 8585.7228 | 5338.1784 | 0 | 1.7857e-06 | 9.2265e-06 | 0 | 9.2265e-06 | 5.3331e-08 | 3.3059e-07 | 0 | 3.3059e-07 | 2.6943e-06 | 0 | 2.6943e-06 | 5.906e-06 | 0 | 5.906e-06 | [17 empty] | 7.3.3.17.5 (Remote Grid) Updates to grid topology to minimize risk of ignition in HFTDs Remote GridWLDFRWire-to-wire contactAggregated | WLDFR | HFTD - Distribution - Tier 2 - 3QU CoRE ¦ 5QU LoRE | Non-Red Flag Warning - Small Fires | Wire-to-wire contact | Aggregated | 2064 | 0.00019002 | 715.8465 | 0.13602 | 2064 | Mitigation | 0.95 | 45 | 0 | esc | 0.00097009 | 1.8433e-07 | 0.00097009 | 1.8433e-07
[79 empty] | WLDFR | HFTD - Distribution - Tier 3 - 5QU CoRE ¦ 2QU LoRE | Red Flag Warning - Catastrophic Fires | 2023 | 6.5223e-10 | 14664.6376 | 233.2301 | 8896.516 | 5534.8915 | 0 | 1.7857e-06 | 9.5647e-06 | 0 | 9.5647e-06 | 5.5717e-08 | 3.4698e-07 | 0 | 3.4698e-07 | 2.8279e-06 | 0 | 2.8279e-06 | 6.1989e-06 | 0 | 6.1989e-06 | [17 empty] | 7.3.3.17.5 (Remote Grid) Updates to grid topology to minimize risk of ignition in HFTDs Remote GridWLDFRWire-to-wire contactAggregated | WLDFR | HFTD - Distribution - Tier 2 - 3QU CoRE ¦ 5QU LoRE | Non-Red Flag Warning - Small Fires | Wire-to-wire contact | Aggregated | 2065 | 0.00019002 | 715.8465 | 0.13602 | 2065 | Mitigation | 0.95 | 45 | 0 | esc | 0.00097009 | 1.8433e-07 | 0.00097009 | 1.8433e-07
[79 empty] | WLDFR | HFTD - Distribution - Tier 3 - 5QU CoRE ¦ 2QU LoRE | Red Flag Warning - Catastrophic Fires | 2024 | 6.5223e-10 | 14664.6376 | 233.2301 | 8896.516 | 5534.8915 | 0 | 1.7857e-06 | 9.5647e-06 | 0 | 9.5647e-06 | 5.5717e-08 | 3.4698e-07 | 0 | 3.4698e-07 | 2.8279e-06 | 0 | 2.8279e-06 | 6.1989e-06 | 0 | 6.1989e-06 | [17 empty] | 7.3.3.17.5 (Remote Grid) Updates to grid topology to minimize risk of ignition in HFTDs Remote GridWLDFRWire-to-wire contactAggregated | WLDFR | HFTD - Distribution - Tier 2 - 3QU CoRE ¦ 5QU LoRE | Non-Red Flag Warning - Small Fires | Wire-to-wire contact | Aggregated | 2066 | 0.00019002 | 715.8465 | 0.13602 | 2066 | Mitigation | 0.95 | 45 | 0 | esc | 0.00097009 | 1.8433e-07 | 0.00097009 | 1.8433e-07
[79 empty] | WLDFR | HFTD - Distribution - Tier 3 - 5QU CoRE ¦ 2QU LoRE | Red Flag Warning - Catastrophic Fires | 2025 | 6.5223e-10 | 14664.6376 | 233.2301 | 8896.516 | 5534.8915 | 0 | 1.7857e-06 | 9.5647e-06 | 0 | 9.5647e-06 | 5.5717e-08 | 3.4698e-07 | 0 | 3.4698e-07 | 2.8279e-06 | 0 | 2.8279e-06 | 6.1989e-06 | 0 | 6.1989e-06 | [17 empty] | 7.3.3.17.5 (Remote Grid) Updates to grid topology to minimize risk of ignition in HFTDs Remote GridWLDFRWire-to-wire contactAggregated | WLDFR | HFTD - Distribution - Tier 2 - 3QU CoRE ¦ 5QU LoRE | Non-Red Flag Warning - Small Fires | Wire-to-wire contact | Aggregated | 2067 | 0.00019002 | 715.8465 | 0.13602 | 2067 | Mitigation | 0.95 | 45 | 0 | esc | 0 | 0 | 0.00097009 | 1.8433e-07
[79 empty] | WLDFR | HFTD - Distribution - Tier 3 - 5QU CoRE ¦ 2QU LoRE | Red Flag Warning - Catastrophic Fires | 2026 | 6.5223e-10 | 14664.6376 | 233.2301 | 8896.516 | 5534.8915 | 0 | 1.7857e-06 | 9.5647e-06 | 0 | 9.5647e-06 | 5.5717e-08 | 3.4698e-07 | 0 | 3.4698e-07 | 2.8279e-06 | 0 | 2.8279e-06 | 6.1989e-06 | 0 | 6.1989e-06 | [17 empty] | 7.3.3.17.5 (Remote Grid) Updates to grid topology to minimize risk of ignition in HFTDs Remote GridWLDFREquipment / facility failureAggregated | WLDFR | HFTD - Distribution - Tier 2 - 3QU CoRE ¦ 5QU LoRE | Red Flag Warning - Catastrophic Fires | Equipment / facility failure | Aggregated | 2022 | 6.1587e-06 | 715.8465 | 0.0044087 | 2022 | Mitigation | 0.95 | 45 | 0 | esc | 0.00097009 | 5.9744e-09 | 0 | 0
[79 empty] | WLDFR | HFTD - Distribution - Tier 3 - 5QU CoRE ¦ 2QU LoRE | Red Flag Warning - Catastrophic Fires | 2027 | 6.5223e-10 | 14664.6376 | 233.2301 | 8896.516 | 5534.8915 | 0 | 1.7857e-06 | 9.5647e-06 | 0 | 9.5647e-06 | 5.5717e-08 | 3.4698e-07 | 0 | 3.4698e-07 | 2.8279e-06 | 0 | 2.8279e-06 | 6.1989e-06 | 0 | 6.1989e-06 | [17 empty] | 7.3.3.17.5 (Remote Grid) Updates to grid topology to minimize risk of ignition in HFTDs Remote GridWLDFREquipment / facility failureAggregated | WLDFR | HFTD - Distribution - Tier 2 - 3QU CoRE ¦ 5QU LoRE | Red Flag Warning - Catastrophic Fires | Equipment / facility failure | Aggregated | 2023 | 6.1587e-06 | 715.8465 | 0.0044087 | 2023 | Mitigation | 0.95 | 45 | 0 | esc | 0.00097009 | 5.9744e-09 | 0.00097009 | 5.9744e-09
[79 empty] | WLDFR | HFTD - Distribution - Tier 3 - 5QU CoRE ¦ 2QU LoRE | Red Flag Warning - Catastrophic Fires | 2028 | 6.5223e-10 | 15317.9909 | 247.273 | 9287.6491 | 5783.0689 | 0 | 1.7857e-06 | 9.9909e-06 | 0 | 9.9909e-06 | 5.879e-08 | 3.6415e-07 | 0 | 3.6415e-07 | 2.9678e-06 | 0 | 2.9678e-06 | 6.5056e-06 | 0 | 6.5056e-06 | [17 empty] | 7.3.3.17.5 (Remote Grid) Updates to grid topology to minimize risk of ignition in HFTDs Remote GridWLDFREquipment / facility failureAggregated | WLDFR | HFTD - Distribution - Tier 2 - 3QU CoRE ¦ 5QU LoRE | Red Flag Warning - Catastrophic Fires | Equipment / facility failure | Aggregated | 2024 | 6.1587e-06 | 715.8465 | 0.0044087 | 2024 | Mitigation | 0.95 | 45 | 0 | esc | 0.00097009 | 5.9744e-09 | 0.00097009 | 5.9744e-09
[79 empty] | WLDFR | HFTD - Distribution - Tier 3 - 5QU CoRE ¦ 2QU LoRE | Red Flag Warning - Catastrophic Fires | 2029 | 6.5223e-10 | 15317.9909 | 247.273 | 9287.6491 | 5783.0689 | 0 | 1.7857e-06 | 9.9909e-06 | 0 | 9.9909e-06 | 5.879e-08 | 3.6415e-07 | 0 | 3.6415e-07 | 2.9678e-06 | 0 | 2.9678e-06 | 6.5056e-06 | 0 | 6.5056e-06 | [17 empty] | 7.3.3.17.5 (Remote Grid) Updates to grid topology to minimize risk of ignition in HFTDs Remote GridWLDFREquipment / facility failureAggregated | WLDFR | HFTD - Distribution - Tier 2 - 3QU CoRE ¦ 5QU LoRE | Red Flag Warning - Catastrophic Fires | Equipment / facility failure | Aggregated | 2025 | 6.1587e-06 | 715.8465 | 0.0044087 | 2025 | Mitigation | 0.95 | 45 | 0 | esc | 0.00097009 | 5.9744e-09 | 0.00097009 | 5.9744e-09
[79 empty] | WLDFR | HFTD - Distribution - Tier 3 - 5QU CoRE ¦ 2QU LoRE | Red Flag Warning - Catastrophic Fires | 2030 | 6.5223e-10 | 15317.9909 | 247.273 | 9287.6491 | 5783.0689 | 0 | 1.7857e-06 | 9.9909e-06 | 0 | 9.9909e-06 | 5.879e-08 | 3.6415e-07 | 0 | 3.6415e-07 | 2.9678e-06 | 0 | 2.9678e-06 | 6.5056e-06 | 0 | 6.5056e-06 | [17 empty] | 7.3.3.17.5 (Remote Grid) Updates to grid topology to minimize risk of ignition in HFTDs Remote GridWLDFREquipment / facility failureAggregated | WLDFR | HFTD - Distribution - Tier 2 - 3QU CoRE ¦ 5QU LoRE | Red Flag Warning - Catastrophic Fires | Equipment / facility failure | Aggregated | 2026 | 6.1587e-06 | 715.8465 | 0.0044087 | 2026 | Mitigation | 0.95 | 45 | 0 | esc | 0.00097009 | 5.9744e-09 | 0.00097009 | 5.9744e-09
[79 empty] | WLDFR | HFTD - Distribution - Tier 3 - 5QU CoRE ¦ 2QU LoRE | Red Flag Warning - Catastrophic Fires | 2031 | 6.5223e-10 | 15317.9909 | 247.273 | 9287.6491 | 5783.0689 | 0 | 1.7857e-06 | 9.9909e-06 | 0 | 9.9909e-06 | 5.879e-08 | 3.6415e-07 | 0 | 3.6415e-07 | 2.9678e-06 | 0 | 2.9678e-06 | 6.5056e-06 | 0 | 6.5056e-06 | [17 empty] | 7.3.3.17.5 (Remote Grid) Updates to grid topology to minimize risk of ignition in HFTDs Remote GridWLDFREquipment / facility failureAggregated | WLDFR | HFTD - Distribution - Tier 2 - 3QU CoRE ¦ 5QU LoRE | Red Flag Warning - Catastrophic Fires | Equipment / facility failure | Aggregated | 2027 | 6.1587e-06 | 715.8465 | 0.0044087 | 2027 | Mitigation | 0.95 | 45 | 0 | esc | 0.00097009 | 5.9744e-09 | 0.00097009 | 5.9744e-09
[79 empty] | WLDFR | HFTD - Distribution - Tier 3 - 5QU CoRE ¦ 2QU LoRE | Red Flag Warning - Catastrophic Fires | 2032 | 6.5223e-10 | 15317.9909 | 247.273 | 9287.6491 | 5783.0689 | 0 | 1.7857e-06 | 9.9909e-06 | 0 | 9.9909e-06 | 5.879e-08 | 3.6415e-07 | 0 | 3.6415e-07 | 2.9678e-06 | 0 | 2.9678e-06 | 6.5056e-06 | 0 | 6.5056e-06 | [17 empty] | 7.3.3.17.5 (Remote Grid) Updates to grid topology to minimize risk of ignition in HFTDs Remote GridWLDFREquipment / facility failureAggregated | WLDFR | HFTD - Distribution - Tier 2 - 3QU CoRE ¦ 5QU LoRE | Red Flag Warning - Catastrophic Fires | Equipment / facility failure | Aggregated | 2028 | 6.1587e-06 | 715.8465 | 0.0044087 | 2028 | Mitigation | 0.95 | 45 | 0 | esc | 0.00097009 | 5.9744e-09 | 0.00097009 | 5.9744e-09
[79 empty] | WLDFR | HFTD - Distribution - Tier 3 - 5QU CoRE ¦ 2QU LoRE | Red Flag Warning - Catastrophic Fires | 2033 | 6.5223e-10 | 16044.1264 | 263.1074 | 9721.74 | 6059.2791 | 0 | 1.7857e-06 | 1.0464e-05 | 0 | 1.0464e-05 | 6.2285e-08 | 3.8188e-07 | 0 | 3.8188e-07 | 3.1123e-06 | 0 | 3.1123e-06 | 6.8223e-06 | 0 | 6.8223e-06 | [17 empty] | 7.3.3.17.5 (Remote Grid) Updates to grid topology to minimize risk of ignition in HFTDs Remote GridWLDFREquipment / facility failureAggregated | WLDFR | HFTD - Distribution - Tier 2 - 3QU CoRE ¦ 5QU LoRE | Red Flag Warning - Catastrophic Fires | Equipment / facility failure | Aggregated | 2029 | 6.1587e-06 | 715.8465 | 0.0044087 | 2029 | Mitigation | 0.95 | 45 | 0 | esc | 0.00097009 | 5.9744e-09 | 0.00097009 | 5.9744e-09
[79 empty] | WLDFR | HFTD - Distribution - Tier 3 - 5QU CoRE ¦ 2QU LoRE | Red Flag Warning - Catastrophic Fires | 2034 | 6.5223e-10 | 16044.1264 | 263.1074 | 9721.74 | 6059.2791 | 0 | 1.7857e-06 | 1.0464e-05 | 0 | 1.0464e-05 | 6.2285e-08 | 3.8188e-07 | 0 | 3.8188e-07 | 3.1123e-06 | 0 | 3.1123e-06 | 6.8223e-06 | 0 | 6.8223e-06 | [17 empty] | 7.3.3.17.5 (Remote Grid) Updates to grid topology to minimize risk of ignition in HFTDs Remote GridWLDFREquipment / facility failureAggregated | WLDFR | HFTD - Distribution - Tier 2 - 3QU CoRE ¦ 5QU LoRE | Red Flag Warning - Catastrophic Fires | Equipment / facility failure | Aggregated | 2030 | 6.1587e-06 | 715.8465 | 0.0044087 | 2030 | Mitigation | 0.95 | 45 | 0 | esc | 0.00097009 | 5.9744e-09 | 0.00097009 | 5.9744e-09
[79 empty] | WLDFR | HFTD - Distribution - Tier 3 - 5QU CoRE ¦ 2QU LoRE | Red Flag Warning - Catastrophic Fires | 2035 | 6.5223e-10 | 16044.1264 | 263.1074 | 9721.74 | 6059.2791 | 0 | 1.7857e-06 | 1.0464e-05 | 0 | 1.0464e-05 | 6.2285e-08 | 3.8188e-07 | 0 | 3.8188e-07 | 3.1123e-06 | 0 | 3.1123e-06 | 6.8223e-06 | 0 | 6.8223e-06 | [17 empty] | 7.3.3.17.5 (Remote Grid) Updates to grid topology to minimize risk of ignition in HFTDs Remote GridWLDFREquipment / facility failureAggregated | WLDFR | HFTD - Distribution - Tier 2 - 3QU CoRE ¦ 5QU LoRE | Red Flag Warning - Catastrophic Fires | Equipment / facility failure | Aggregated | 2031 | 6.1587e-06 | 715.8465 | 0.0044087 | 2031 | Mitigation | 0.95 | 45 | 0 | esc | 0.00097009 | 5.9744e-09 | 0.00097009 | 5.9744e-09
[79 empty] | WLDFR | HFTD - Distribution - Tier 3 - 5QU CoRE ¦ 2QU LoRE | Red Flag Warning - Catastrophic Fires | 2036 | 6.5223e-10 | 16044.1264 | 263.1074 | 9721.74 | 6059.2791 | 0 | 1.7857e-06 | 1.0464e-05 | 0 | 1.0464e-05 | 6.2285e-08 | 3.8188e-07 | 0 | 3.8188e-07 | 3.1123e-06 | 0 | 3.1123e-06 | 6.8223e-06 | 0 | 6.8223e-06 | [17 empty] | 7.3.3.17.5 (Remote Grid) Updates to grid topology to minimize risk of ignition in HFTDs Remote GridWLDFREquipment / facility failureAggregated | WLDFR | HFTD - Distribution - Tier 2 - 3QU CoRE ¦ 5QU LoRE | Red Flag Warning - Catastrophic Fires | Equipment / facility failure | Aggregated | 2032 | 6.1587e-06 | 715.8465 | 0.0044087 | 2032 | Mitigation | 0.95 | 45 | 0 | esc | 0.00097009 | 5.9744e-09 | 0.00097009 | 5.9744e-09
[79 empty] | WLDFR | HFTD - Distribution - Tier 3 - 5QU CoRE ¦ 2QU LoRE | Red Flag Warning - Catastrophic Fires | 2037 | 6.5223e-10 | 16044.1264 | 263.1074 | 9721.74 | 6059.2791 | 0 | 1.7857e-06 | 1.0464e-05 | 0 | 1.0464e-05 | 6.2285e-08 | 3.8188e-07 | 0 | 3.8188e-07 | 3.1123e-06 | 0 | 3.1123e-06 | 6.8223e-06 | 0 | 6.8223e-06 | [17 empty] | 7.3.3.17.5 (Remote Grid) Updates to grid topology to minimize risk of ignition in HFTDs Remote GridWLDFREquipment / facility failureAggregated | WLDFR | HFTD - Distribution - Tier 2 - 3QU CoRE ¦ 5QU LoRE | Red Flag Warning - Catastrophic Fires | Equipment / facility failure | Aggregated | 2033 | 6.1587e-06 | 715.8465 | 0.0044087 | 2033 | Mitigation | 0.95 | 45 | 0 | esc | 0.00097009 | 5.9744e-09 | 0.00097009 | 5.9744e-09
[79 empty] | WLDFR | HFTD - Distribution - Tier 3 - 5QU CoRE ¦ 2QU LoRE | Red Flag Warning - Catastrophic Fires | 2038 | 6.5223e-10 | 16832.3912 | 280.5544 | 10192.2718 | 6359.5651 | 0 | 1.7857e-06 | 1.0979e-05 | 0 | 1.0979e-05 | 6.6176e-08 | 3.9995e-07 | 0 | 3.9995e-07 | 3.2596e-06 | 0 | 3.2596e-06 | 7.1452e-06 | 0 | 7.1452e-06 | [17 empty] | 7.3.3.17.5 (Remote Grid) Updates to grid topology to minimize risk of ignition in HFTDs Remote GridWLDFREquipment / facility failureAggregated | WLDFR | HFTD - Distribution - Tier 2 - 3QU CoRE ¦ 5QU LoRE | Red Flag Warning - Catastrophic Fires | Equipment / facility failure | Aggregated | 2034 | 6.1587e-06 | 715.8465 | 0.0044087 | 2034 | Mitigation | 0.95 | 45 | 0 | esc | 0.00097009 | 5.9744e-09 | 0.00097009 | 5.9744e-09
[79 empty] | WLDFR | HFTD - Distribution - Tier 3 - 5QU CoRE ¦ 2QU LoRE | Red Flag Warning - Catastrophic Fires | 2039 | 6.5223e-10 | 16832.3912 | 280.5544 | 10192.2718 | 6359.5651 | 0 | 1.7857e-06 | 1.0979e-05 | 0 | 1.0979e-05 | 6.6176e-08 | 3.9995e-07 | 0 | 3.9995e-07 | 3.2596e-06 | 0 | 3.2596e-06 | 7.1452e-06 | 0 | 7.1452e-06 | [17 empty] | 7.3.3.17.5 (Remote Grid) Updates to grid topology to minimize risk of ignition in HFTDs Remote GridWLDFREquipment / facility failureAggregated | WLDFR | HFTD - Distribution - Tier 2 - 3QU CoRE ¦ 5QU LoRE | Red Flag Warning - Catastrophic Fires | Equipment / facility failure | Aggregated | 2035 | 6.1587e-06 | 715.8465 | 0.0044087 | 2035 | Mitigation | 0.95 | 45 | 0 | esc | 0.00097009 | 5.9744e-09 | 0.00097009 | 5.9744e-09
[79 empty] | WLDFR | HFTD - Distribution - Tier 3 - 5QU CoRE ¦ 2QU LoRE | Red Flag Warning - Catastrophic Fires | 2040 | 6.5223e-10 | 16832.3912 | 280.5544 | 10192.2718 | 6359.5651 | 0 | 1.7857e-06 | 1.0979e-05 | 0 | 1.0979e-05 | 6.6176e-08 | 3.9995e-07 | 0 | 3.9995e-07 | 3.2596e-06 | 0 | 3.2596e-06 | 7.1452e-06 | 0 | 7.1452e-06 | [17 empty] | 7.3.3.17.5 (Remote Grid) Updates to grid topology to minimize risk of ignition in HFTDs Remote GridWLDFREquipment / facility failureAggregated | WLDFR | HFTD - Distribution - Tier 2 - 3QU CoRE ¦ 5QU LoRE | Red Flag Warning - Catastrophic Fires | Equipment / facility failure | Aggregated | 2036 | 6.1587e-06 | 715.8465 | 0.0044087 | 2036 | Mitigation | 0.95 | 45 | 0 | esc | 0.00097009 | 5.9744e-09 | 0.00097009 | 5.9744e-09
[79 empty] | WLDFR | HFTD - Distribution - Tier 3 - 5QU CoRE ¦ 2QU LoRE | Red Flag Warning - Catastrophic Fires | 2041 | 6.5223e-10 | 16832.3912 | 280.5544 | 10192.2718 | 6359.5651 | 0 | 1.7857e-06 | 1.0979e-05 | 0 | 1.0979e-05 | 6.6176e-08 | 3.9995e-07 | 0 | 3.9995e-07 | 3.2596e-06 | 0 | 3.2596e-06 | 7.1452e-06 | 0 | 7.1452e-06 | [17 empty] | 7.3.3.17.5 (Remote Grid) Updates to grid topology to minimize risk of ignition in HFTDs Remote GridWLDFREquipment / facility failureAggregated | WLDFR | HFTD - Distribution - Tier 2 - 3QU CoRE ¦ 5QU LoRE | Red Flag Warning - Catastrophic Fires | Equipment / facility failure | Aggregated | 2037 | 6.1587e-06 | 715.8465 | 0.0044087 | 2037 | Mitigation | 0.95 | 45 | 0 | esc | 0.00097009 | 5.9744e-09 | 0.00097009 | 5.9744e-09
[79 empty] | WLDFR | HFTD - Distribution - Tier 3 - 5QU CoRE ¦ 2QU LoRE | Red Flag Warning - Catastrophic Fires | 2042 | 6.5223e-10 | 16832.3912 | 280.5544 | 10192.2718 | 6359.5651 | 0 | 1.7857e-06 | 1.0979e-05 | 0 | 1.0979e-05 | 6.6176e-08 | 3.9995e-07 | 0 | 3.9995e-07 | 3.2596e-06 | 0 | 3.2596e-06 | 7.1452e-06 | 0 | 7.1452e-06 | [17 empty] | 7.3.3.17.5 (Remote Grid) Updates to grid topology to minimize risk of ignition in HFTDs Remote GridWLDFREquipment / facility failureAggregated | WLDFR | HFTD - Distribution - Tier 2 - 3QU CoRE ¦ 5QU LoRE | Red Flag Warning - Catastrophic Fires | Equipment / facility failure | Aggregated | 2038 | 6.1587e-06 | 715.8465 | 0.0044087 | 2038 | Mitigation | 0.95 | 45 | 0 | esc | 0.00097009 | 5.9744e-09 | 0.00097009 | 5.9744e-09
[79 empty] | WLDFR | HFTD - Distribution - Tier 3 - 5QU CoRE ¦ 2QU LoRE | Red Flag Warning - Catastrophic Fires | 2043 | 6.5223e-10 | 17672.0852 | 299.42 | 10692.7362 | 6679.929 | 0 | 1.7857e-06 | 1.1526e-05 | 0 | 1.1526e-05 | 7.0431e-08 | 4.1815e-07 | 0 | 4.1815e-07 | 3.4079e-06 | 0 | 3.4079e-06 | 7.4702e-06 | 0 | 7.4702e-06 | [17 empty] | 7.3.3.17.5 (Remote Grid) Updates to grid topology to minimize risk of ignition in HFTDs Remote GridWLDFREquipment / facility failureAggregated | WLDFR | HFTD - Distribution - Tier 2 - 3QU CoRE ¦ 5QU LoRE | Red Flag Warning - Catastrophic Fires | Equipment / facility failure | Aggregated | 2039 | 6.1587e-06 | 715.8465 | 0.0044087 | 2039 | Mitigation | 0.95 | 45 | 0 | esc | 0.00097009 | 5.9744e-09 | 0.00097009 | 5.9744e-09
[79 empty] | WLDFR | HFTD - Distribution - Tier 3 - 5QU CoRE ¦ 2QU LoRE | Red Flag Warning - Catastrophic Fires | 2044 | 6.5223e-10 | 17672.0852 | 299.42 | 10692.7362 | 6679.929 | 0 | 1.7857e-06 | 1.1526e-05 | 0 | 1.1526e-05 | 7.0431e-08 | 4.1815e-07 | 0 | 4.1815e-07 | 3.4079e-06 | 0 | 3.4079e-06 | 7.4702e-06 | 0 | 7.4702e-06 | [17 empty] | 7.3.3.17.5 (Remote Grid) Updates to grid topology to minimize risk of ignition in HFTDs Remote GridWLDFREquipment / facility failureAggregated | WLDFR | HFTD - Distribution - Tier 2 - 3QU CoRE ¦ 5QU LoRE | Red Flag Warning - Catastrophic Fires | Equipment / facility failure | Aggregated | 2040 | 6.1587e-06 | 715.8465 | 0.0044087 | 2040 | Mitigation | 0.95 | 45 | 0 | esc | 0.00097009 | 5.9744e-09 | 0.00097009 | 5.9744e-09
[79 empty] | WLDFR | HFTD - Distribution - Tier 3 - 5QU CoRE ¦ 2QU LoRE | Red Flag Warning - Catastrophic Fires | 2045 | 6.5223e-10 | 17672.0852 | 299.42 | 10692.7362 | 6679.929 | 0 | 1.7857e-06 | 1.1526e-05 | 0 | 1.1526e-05 | 7.0431e-08 | 4.1815e-07 | 0 | 4.1815e-07 | 3.4079e-06 | 0 | 3.4079e-06 | 7.4702e-06 | 0 | 7.4702e-06 | [17 empty] | 7.3.3.17.5 (Remote Grid) Updates to grid topology to minimize risk of ignition in HFTDs Remote GridWLDFREquipment / facility failureAggregated | WLDFR | HFTD - Distribution - Tier 2 - 3QU CoRE ¦ 5QU LoRE | Red Flag Warning - Catastrophic Fires | Equipment / facility failure | Aggregated | 2041 | 6.1587e-06 | 715.8465 | 0.0044087 | 2041 | Mitigation | 0.95 | 45 | 0 | esc | 0.00097009 | 5.9744e-09 | 0.00097009 | 5.9744e-09
[79 empty] | WLDFR | HFTD - Distribution - Tier 3 - 5QU CoRE ¦ 2QU LoRE | Red Flag Warning - Catastrophic Fires | 2046 | 6.5223e-10 | 17672.0852 | 299.42 | 10692.7362 | 6679.929 | 0 | 1.7857e-06 | 1.1526e-05 | 0 | 1.1526e-05 | 7.0431e-08 | 4.1815e-07 | 0 | 4.1815e-07 | 3.4079e-06 | 0 | 3.4079e-06 | 7.4702e-06 | 0 | 7.4702e-06 | [17 empty] | 7.3.3.17.5 (Remote Grid) Updates to grid topology to minimize risk of ignition in HFTDs Remote GridWLDFREquipment / facility failureAggregated | WLDFR | HFTD - Distribution - Tier 2 - 3QU CoRE ¦ 5QU LoRE | Red Flag Warning - Catastrophic Fires | Equipment / facility failure | Aggregated | 2042 | 6.1587e-06 | 715.8465 | 0.0044087 | 2042 | Mitigation | 0.95 | 45 | 0 | esc | 0.00097009 | 5.9744e-09 | 0.00097009 | 5.9744e-09
[79 empty] | WLDFR | HFTD - Distribution - Tier 3 - 5QU CoRE ¦ 2QU LoRE | Red Flag Warning - Catastrophic Fires | 2047 | 6.5223e-10 | 17672.0852 | 299.42 | 10692.7362 | 6679.929 | 0 | 1.7857e-06 | 1.1526e-05 | 0 | 1.1526e-05 | 7.0431e-08 | 4.1815e-07 | 0 | 4.1815e-07 | 3.4079e-06 | 0 | 3.4079e-06 | 7.4702e-06 | 0 | 7.4702e-06 | [17 empty] | 7.3.3.17.5 (Remote Grid) Updates to grid topology to minimize risk of ignition in HFTDs Remote GridWLDFREquipment / facility failureAggregated | WLDFR | HFTD - Distribution - Tier 2 - 3QU CoRE ¦ 5QU LoRE | Red Flag Warning - Catastrophic Fires | Equipment / facility failure | Aggregated | 2043 | 6.1587e-06 | 715.8465 | 0.0044087 | 2043 | Mitigation | 0.95 | 45 | 0 | esc | 0.00097009 | 5.9744e-09 | 0.00097009 | 5.9744e-09
[79 empty] | WLDFR | HFTD - Distribution - Tier 3 - 5QU CoRE ¦ 2QU LoRE | Red Flag Warning - Catastrophic Fires | 2048 | 6.5223e-10 | 18552.3348 | 319.4911 | 11216.5626 | 7016.281 | 0 | 1.7857e-06 | 1.21e-05 | 0 | 1.21e-05 | 7.5015e-08 | 4.3625e-07 | 0 | 4.3625e-07 | 3.5555e-06 | 0 | 3.5555e-06 | 7.7936e-06 | 0 | 7.7936e-06 | [17 empty] | 7.3.3.17.5 (Remote Grid) Updates to grid topology to minimize risk of ignition in HFTDs Remote GridWLDFREquipment / facility failureAggregated | WLDFR | HFTD - Distribution - Tier 2 - 3QU CoRE ¦ 5QU LoRE | Red Flag Warning - Catastrophic Fires | Equipment / facility failure | Aggregated | 2044 | 6.1587e-06 | 715.8465 | 0.0044087 | 2044 | Mitigation | 0.95 | 45 | 0 | esc | 0.00097009 | 5.9744e-09 | 0.00097009 | 5.9744e-09
[79 empty] | WLDFR | HFTD - Distribution - Tier 3 - 5QU CoRE ¦ 2QU LoRE | Red Flag Warning - Catastrophic Fires | 2049 | 6.5223e-10 | 18552.3348 | 319.4911 | 11216.5626 | 7016.281 | 0 | 1.7857e-06 | 1.21e-05 | 0 | 1.21e-05 | 7.5015e-08 | 4.3625e-07 | 0 | 4.3625e-07 | 3.5555e-06 | 0 | 3.5555e-06 | 7.7936e-06 | 0 | 7.7936e-06 | [17 empty] | 7.3.3.17.5 (Remote Grid) Updates to grid topology to minimize risk of ignition in HFTDs Remote GridWLDFREquipment / facility failureAggregated | WLDFR | HFTD - Distribution - Tier 2 - 3QU CoRE ¦ 5QU LoRE | Red Flag Warning - Catastrophic Fires | Equipment / facility failure | Aggregated | 2045 | 6.1587e-06 | 715.8465 | 0.0044087 | 2045 | Mitigation | 0.95 | 45 | 0 | esc | 0.00097009 | 5.9744e-09 | 0.00097009 | 5.9744e-09
[79 empty] | WLDFR | HFTD - Distribution - Tier 3 - 5QU CoRE ¦ 2QU LoRE | Red Flag Warning - Catastrophic Fires | 2050 | 6.5223e-10 | 18552.3348 | 319.4911 | 11216.5626 | 7016.281 | 0 | 1.7857e-06 | 1.21e-05 | 0 | 1.21e-05 | 7.5015e-08 | 0 | 0 | 0 | 3.5555e-06 | 0 | 3.5555e-06 | 7.7936e-06 | 0 | 7.7936e-06 | [17 empty] | 7.3.3.17.5 (Remote Grid) Updates to grid topology to minimize risk of ignition in HFTDs Remote GridWLDFREquipment / facility failureAggregated | WLDFR | HFTD - Distribution - Tier 2 - 3QU CoRE ¦ 5QU LoRE | Red Flag Warning - Catastrophic Fires | Equipment / facility failure | Aggregated | 2046 | 6.1587e-06 | 715.8465 | 0.0044087 | 2046 | Mitigation | 0.95 | 45 | 0 | esc | 0.00097009 | 5.9744e-09 | 0.00097009 | 5.9744e-09
[79 empty] | WLDFR | HFTD - Distribution - Tier 3 - 5QU CoRE ¦ 2QU LoRE | Red Flag Warning - Catastrophic Fires | 2051 | 6.5223e-10 | 18552.3348 | 319.4911 | 11216.5626 | 7016.281 | 0 | 1.7857e-06 | 1.21e-05 | 0 | 1.21e-05 | 7.5015e-08 | 0 | 0 | 0 | 0 | 0 | 0 | 7.7936e-06 | 0 | 7.7936e-06 | [17 empty] | 7.3.3.17.5 (Remote Grid) Updates to grid topology to minimize risk of ignition in HFTDs Remote GridWLDFREquipment / facility failureAggregated | WLDFR | HFTD - Distribution - Tier 2 - 3QU CoRE ¦ 5QU LoRE | Red Flag Warning - Catastrophic Fires | Equipment / facility failure | Aggregated | 2047 | 6.1587e-06 | 715.8465 | 0.0044087 | 2047 | Mitigation | 0.95 | 45 | 0 | esc | 0.00097009 | 5.9744e-09 | 0.00097009 | 5.9744e-09
[79 empty] | WLDFR | HFTD - Distribution - Tier 3 - 5QU CoRE ¦ 2QU LoRE | Red Flag Warning - Catastrophic Fires | 2052 | 6.5223e-10 | 18552.3348 | 319.4911 | 11216.5626 | 7016.281 | 0 | 1.7857e-06 | 1.21e-05 | 0 | 1.21e-05 | 7.5015e-08 | 4.5615e-08 | 0 | 4.5615e-08 | 0 | 0 | 0 | 0 | 0 | 0 | [17 empty] | 7.3.3.17.5 (Remote Grid) Updates to grid topology to minimize risk of ignition in HFTDs Remote GridWLDFREquipment / facility failureAggregated | WLDFR | HFTD - Distribution - Tier 2 - 3QU CoRE ¦ 5QU LoRE | Red Flag Warning - Catastrophic Fires | Equipment / facility failure | Aggregated | 2048 | 6.1587e-06 | 715.8465 | 0.0044087 | 2048 | Mitigation | 0.95 | 45 | 0 | esc | 0.00097009 | 5.9744e-09 | 0.00097009 | 5.9744e-09
[79 empty] | WLDFR | HFTD - Distribution - Tier 3 - 5QU CoRE ¦ 2QU LoRE | Red Flag Warning - Catastrophic Fires | 2053 | 6.5223e-10 | 19462.1283 | 340.5356 | 11757.1413 | 7364.4514 | 0 | 1.7857e-06 | 1.2694e-05 | 0 | 1.2694e-05 | 7.9889e-08 | 4.5323e-08 | 0 | 4.5323e-08 | 3.6938e-07 | 0 | 3.6938e-07 | 0 | 0 | 0 | [17 empty] | 7.3.3.17.5 (Remote Grid) Updates to grid topology to minimize risk of ignition in HFTDs Remote GridWLDFREquipment / facility failureAggregated | WLDFR | HFTD - Distribution - Tier 2 - 3QU CoRE ¦ 5QU LoRE | Red Flag Warning - Catastrophic Fires | Equipment / facility failure | Aggregated | 2049 | 6.1587e-06 | 715.8465 | 0.0044087 | 2049 | Mitigation | 0.95 | 45 | 0 | esc | 0.00097009 | 5.9744e-09 | 0.00097009 | 5.9744e-09
[79 empty] | WLDFR | HFTD - Distribution - Tier 3 - 5QU CoRE ¦ 2QU LoRE | Red Flag Warning - Catastrophic Fires | 2054 | 6.5223e-10 | 19462.1283 | 340.5356 | 11757.1413 | 7364.4514 | 0 | 1.7857e-06 | 1.2694e-05 | 0 | 1.2694e-05 | 7.9889e-08 | 4.7351e-08 | 0 | 4.7351e-08 | 3.8591e-07 | 0 | 3.8591e-07 | 8.4592e-07 | 0 | 8.4592e-07 | [17 empty] | 7.3.3.17.5 (Remote Grid) Updates to grid topology to minimize risk of ignition in HFTDs Remote GridWLDFREquipment / facility failureAggregated | WLDFR | HFTD - Distribution - Tier 2 - 3QU CoRE ¦ 5QU LoRE | Red Flag Warning - Catastrophic Fires | Equipment / facility failure | Aggregated | 2050 | 6.1587e-06 | 715.8465 | 0.0044087 | 2050 | Mitigation | 0.95 | 45 | 0 | esc | 0.00097009 | 5.9744e-09 | 0.00097009 | 5.9744e-09
[79 empty] | WLDFR | HFTD - Distribution - Tier 3 - 5QU CoRE ¦ 2QU LoRE | Red Flag Warning - Catastrophic Fires | 2055 | 6.5223e-10 | 19462.1283 | 340.5356 | 11757.1413 | 7364.4514 | 0 | 1.7857e-06 | 1.2694e-05 | 0 | 1.2694e-05 | 7.9889e-08 | 4.7351e-08 | 0 | 4.7351e-08 | 3.8591e-07 | 0 | 3.8591e-07 | 8.4592e-07 | 0 | 8.4592e-07 | [17 empty] | 7.3.3.17.5 (Remote Grid) Updates to grid topology to minimize risk of ignition in HFTDs Remote GridWLDFREquipment / facility failureAggregated | WLDFR | HFTD - Distribution - Tier 2 - 3QU CoRE ¦ 5QU LoRE | Red Flag Warning - Catastrophic Fires | Equipment / facility failure | Aggregated | 2051 | 6.1587e-06 | 715.8465 | 0.0044087 | 2051 | Mitigation | 0.95 | 45 | 0 | esc | 0.00097009 | 5.9744e-09 | 0.00097009 | 5.9744e-09
[79 empty] | WLDFR | HFTD - Distribution - Tier 3 - 5QU CoRE ¦ 2QU LoRE | Red Flag Warning - Catastrophic Fires | 2056 | 6.5223e-10 | 19462.1283 | 340.5356 | 11757.1413 | 7364.4514 | 0 | 1.7857e-06 | 1.2694e-05 | 0 | 1.2694e-05 | 7.9889e-08 | 4.7351e-08 | 0 | 4.7351e-08 | 3.8591e-07 | 0 | 3.8591e-07 | 8.4592e-07 | 0 | 8.4592e-07 | [17 empty] | 7.3.3.17.5 (Remote Grid) Updates to grid topology to minimize risk of ignition in HFTDs Remote GridWLDFREquipment / facility failureAggregated | WLDFR | HFTD - Distribution - Tier 2 - 3QU CoRE ¦ 5QU LoRE | Red Flag Warning - Catastrophic Fires | Equipment / facility failure | Aggregated | 2052 | 6.1587e-06 | 715.8465 | 0.0044087 | 2052 | Mitigation | 0.95 | 45 | 0 | esc | 0.00097009 | 5.9744e-09 | 0.00097009 | 5.9744e-09
[79 empty] | WLDFR | HFTD - Distribution - Tier 3 - 5QU CoRE ¦ 2QU LoRE | Red Flag Warning - Catastrophic Fires | 2057 | 6.5223e-10 | 19462.1283 | 340.5356 | 11757.1413 | 7364.4514 | 0 | 1.7857e-06 | 1.2694e-05 | 0 | 1.2694e-05 | 7.9889e-08 | 4.7351e-08 | 0 | 4.7351e-08 | 3.8591e-07 | 0 | 3.8591e-07 | 8.4592e-07 | 0 | 8.4592e-07 | [17 empty] | 7.3.3.17.5 (Remote Grid) Updates to grid topology to minimize risk of ignition in HFTDs Remote GridWLDFREquipment / facility failureAggregated | WLDFR | HFTD - Distribution - Tier 2 - 3QU CoRE ¦ 5QU LoRE | Red Flag Warning - Catastrophic Fires | Equipment / facility failure | Aggregated | 2053 | 6.1587e-06 | 715.8465 | 0.0044087 | 2053 | Mitigation | 0.95 | 45 | 0 | esc | 0.00097009 | 5.9744e-09 | 0.00097009 | 5.9744e-09
[79 empty] | WLDFR | HFTD - Distribution - Tier 3 - 5QU CoRE ¦ 2QU LoRE | Red Flag Warning - Catastrophic Fires | 2058 | 6.5223e-10 | 20390.4035 | 362.3049 | 12307.8747 | 7720.2238 | 0 | 1.7857e-06 | 1.3299e-05 | 0 | 1.3299e-05 | 8.4998e-08 | 4.7351e-08 | 0 | 4.7351e-08 | 3.8591e-07 | 0 | 3.8591e-07 | 8.4592e-07 | 0 | 8.4592e-07 | [17 empty] | 7.3.3.17.5 (Remote Grid) Updates to grid topology to minimize risk of ignition in HFTDs Remote GridWLDFREquipment / facility failureAggregated | WLDFR | HFTD - Distribution - Tier 2 - 3QU CoRE ¦ 5QU LoRE | Red Flag Warning - Catastrophic Fires | Equipment / facility failure | Aggregated | 2054 | 6.1587e-06 | 715.8465 | 0.0044087 | 2054 | Mitigation | 0.95 | 45 | 0 | esc | 0.00097009 | 5.9744e-09 | 0.00097009 | 5.9744e-09
[79 empty] | WLDFR | HFTD - Distribution - Tier 3 - 5QU CoRE ¦ 2QU LoRE | Red Flag Warning - Catastrophic Fires | 2059 | 6.5223e-10 | 20390.4035 | 362.3049 | 12307.8747 | 7720.2238 | 0 | 1.7857e-06 | 1.3299e-05 | 0 | 1.3299e-05 | 8.4998e-08 | 4.9962e-08 | 0 | 4.9962e-08 | 4.0719e-07 | 0 | 4.0719e-07 | 8.9258e-07 | 0 | 8.9258e-07 | [17 empty] | 7.3.3.17.5 (Remote Grid) Updates to grid topology to minimize risk of ignition in HFTDs Remote GridWLDFREquipment / facility failureAggregated | WLDFR | HFTD - Distribution - Tier 2 - 3QU CoRE ¦ 5QU LoRE | Red Flag Warning - Catastrophic Fires | Equipment / facility failure | Aggregated | 2055 | 6.1587e-06 | 715.8465 | 0.0044087 | 2055 | Mitigation | 0.95 | 45 | 0 | esc | 0.00097009 | 5.9744e-09 | 0.00097009 | 5.9744e-09
[79 empty] | WLDFR | HFTD - Distribution - Tier 3 - 5QU CoRE ¦ 2QU LoRE | Red Flag Warning - Catastrophic Fires | 2060 | 6.5223e-10 | 20390.4035 | 362.3049 | 12307.8747 | 7720.2238 | 0 | 1.7857e-06 | 1.3299e-05 | 0 | 1.3299e-05 | 8.4998e-08 | 4.9962e-08 | 0 | 4.9962e-08 | 4.0719e-07 | 0 | 4.0719e-07 | 8.9258e-07 | 0 | 8.9258e-07 | [17 empty] | 7.3.3.17.5 (Remote Grid) Updates to grid topology to minimize risk of ignition in HFTDs Remote GridWLDFREquipment / facility failureAggregated | WLDFR | HFTD - Distribution - Tier 2 - 3QU CoRE ¦ 5QU LoRE | Red Flag Warning - Catastrophic Fires | Equipment / facility failure | Aggregated | 2056 | 6.1587e-06 | 715.8465 | 0.0044087 | 2056 | Mitigation | 0.95 | 45 | 0 | esc | 0.00097009 | 5.9744e-09 | 0.00097009 | 5.9744e-09
[79 empty] | WLDFR | HFTD - Distribution - Tier 3 - 5QU CoRE ¦ 2QU LoRE | Red Flag Warning - Catastrophic Fires | 2061 | 6.5223e-10 | 20390.4035 | 362.3049 | 12307.8747 | 7720.2238 | 0 | 1.7857e-06 | 1.3299e-05 | 0 | 1.3299e-05 | 8.4998e-08 | 4.9962e-08 | 0 | 4.9962e-08 | 4.0719e-07 | 0 | 4.0719e-07 | 8.9258e-07 | 0 | 8.9258e-07 | [17 empty] | 7.3.3.17.5 (Remote Grid) Updates to grid topology to minimize risk of ignition in HFTDs Remote GridWLDFREquipment / facility failureAggregated | WLDFR | HFTD - Distribution - Tier 2 - 3QU CoRE ¦ 5QU LoRE | Red Flag Warning - Catastrophic Fires | Equipment / facility failure | Aggregated | 2057 | 6.1587e-06 | 715.8465 | 0.0044087 | 2057 | Mitigation | 0.95 | 45 | 0 | esc | 0.00097009 | 5.9744e-09 | 0.00097009 | 5.9744e-09
[79 empty] | WLDFR | HFTD - Distribution - Tier 3 - 5QU CoRE ¦ 2QU LoRE | Red Flag Warning - Catastrophic Fires | 2062 | 6.5223e-10 | 20390.4035 | 362.3049 | 12307.8747 | 7720.2238 | 0 | 1.7857e-06 | 1.3299e-05 | 0 | 1.3299e-05 | 8.4998e-08 | 4.9962e-08 | 0 | 4.9962e-08 | 4.0719e-07 | 0 | 4.0719e-07 | 8.9258e-07 | 0 | 8.9258e-07 | [17 empty] | 7.3.3.17.5 (Remote Grid) Updates to grid topology to minimize risk of ignition in HFTDs Remote GridWLDFREquipment / facility failureAggregated | WLDFR | HFTD - Distribution - Tier 2 - 3QU CoRE ¦ 5QU LoRE | Red Flag Warning - Catastrophic Fires | Equipment / facility failure | Aggregated | 2058 | 6.1587e-06 | 715.8465 | 0.0044087 | 2058 | Mitigation | 0.95 | 45 | 0 | esc | 0.00097009 | 5.9744e-09 | 0.00097009 | 5.9744e-09
[79 empty] | WLDFR | HFTD - Distribution - Tier 3 - 5QU CoRE ¦ 2QU LoRE | Red Flag Warning - Catastrophic Fires | 2063 | 6.5223e-10 | 21325.9188 | 384.5316 | 12862.0997 | 8079.2876 | 0 | 1.7857e-06 | 1.3909e-05 | 0 | 1.3909e-05 | 9.0286e-08 | 4.9962e-08 | 0 | 4.9962e-08 | 4.0719e-07 | 0 | 4.0719e-07 | 8.9258e-07 | 0 | 8.9258e-07 | [17 empty] | 7.3.3.17.5 (Remote Grid) Updates to grid topology to minimize risk of ignition in HFTDs Remote GridWLDFREquipment / facility failureAggregated | WLDFR | HFTD - Distribution - Tier 2 - 3QU CoRE ¦ 5QU LoRE | Red Flag Warning - Catastrophic Fires | Equipment / facility failure | Aggregated | 2059 | 6.1587e-06 | 715.8465 | 0.0044087 | 2059 | Mitigation | 0.95 | 45 | 0 | esc | 0.00097009 | 5.9744e-09 | 0.00097009 | 5.9744e-09
[79 empty] | WLDFR | HFTD - Distribution - Tier 3 - 5QU CoRE ¦ 2QU LoRE | Red Flag Warning - Catastrophic Fires | 2064 | 6.5223e-10 | 21325.9188 | 384.5316 | 12862.0997 | 8079.2876 | 0 | 1.7857e-06 | 1.3909e-05 | 0 | 1.3909e-05 | 9.0286e-08 | 5.2933e-08 | 0 | 5.2933e-08 | 4.314e-07 | 0 | 4.314e-07 | 9.4565e-07 | 0 | 9.4565e-07 | [17 empty] | 7.3.3.17.5 (Remote Grid) Updates to grid topology to minimize risk of ignition in HFTDs Remote GridWLDFREquipment / facility failureAggregated | WLDFR | HFTD - Distribution - Tier 2 - 3QU CoRE ¦ 5QU LoRE | Red Flag Warning - Catastrophic Fires | Equipment / facility failure | Aggregated | 2060 | 6.1587e-06 | 715.8465 | 0.0044087 | 2060 | Mitigation | 0.95 | 45 | 0 | esc | 0.00097009 | 5.9744e-09 | 0.00097009 | 5.9744e-09
[79 empty] | WLDFR | HFTD - Distribution - Tier 3 - 5QU CoRE ¦ 2QU LoRE | Red Flag Warning - Catastrophic Fires | 2065 | 6.5223e-10 | 21325.9188 | 384.5316 | 12862.0997 | 8079.2876 | 0 | 1.7857e-06 | 1.3909e-05 | 0 | 1.3909e-05 | 9.0286e-08 | 5.2933e-08 | 0 | 5.2933e-08 | 4.314e-07 | 0 | 4.314e-07 | 9.4565e-07 | 0 | 9.4565e-07 | [17 empty] | 7.3.3.17.5 (Remote Grid) Updates to grid topology to minimize risk of ignition in HFTDs Remote GridWLDFREquipment / facility failureAggregated | WLDFR | HFTD - Distribution - Tier 2 - 3QU CoRE ¦ 5QU LoRE | Red Flag Warning - Catastrophic Fires | Equipment / facility failure | Aggregated | 2061 | 6.1587e-06 | 715.8465 | 0.0044087 | 2061 | Mitigation | 0.95 | 45 | 0 | esc | 0.00097009 | 5.9744e-09 | 0.00097009 | 5.9744e-09
[79 empty] | WLDFR | HFTD - Distribution - Tier 3 - 5QU CoRE ¦ 2QU LoRE | Red Flag Warning - Catastrophic Fires | 2066 | 6.5223e-10 | 21325.9188 | 384.5316 | 12862.0997 | 8079.2876 | 0 | 1.7857e-06 | 1.3909e-05 | 0 | 1.3909e-05 | 9.0286e-08 | 5.2933e-08 | 0 | 5.2933e-08 | 4.314e-07 | 0 | 4.314e-07 | 9.4565e-07 | 0 | 9.4565e-07 | [17 empty] | 7.3.3.17.5 (Remote Grid) Updates to grid topology to minimize risk of ignition in HFTDs Remote GridWLDFREquipment / facility failureAggregated | WLDFR | HFTD - Distribution - Tier 2 - 3QU CoRE ¦ 5QU LoRE | Red Flag Warning - Catastrophic Fires | Equipment / facility failure | Aggregated | 2062 | 6.1587e-06 | 715.8465 | 0.0044087 | 2062 | Mitigation | 0.95 | 45 | 0 | esc | 0.00097009 | 5.9744e-09 | 0.00097009 | 5.9744e-09
[79 empty] | WLDFR | HFTD - Distribution - Tier 3 - 5QU CoRE ¦ 2QU LoRE | Red Flag Warning - Destructive Fires | 2022 | 1.0531e-10 | 8807.9522 | 222.2294 | 8585.7228 | 0 | 0 | 2.8831e-07 | 9.2753e-07 | 0 | 9.2753e-07 | 2.281e-08 | 5.2933e-08 | 0 | 5.2933e-08 | 4.314e-07 | 0 | 4.314e-07 | 9.4565e-07 | 0 | 9.4565e-07 | [17 empty] | 7.3.3.17.5 (Remote Grid) Updates to grid topology to minimize risk of ignition in HFTDs Remote GridWLDFREquipment / facility failureAggregated | WLDFR | HFTD - Distribution - Tier 2 - 3QU CoRE ¦ 5QU LoRE | Red Flag Warning - Catastrophic Fires | Equipment / facility failure | Aggregated | 2063 | 6.1587e-06 | 715.8465 | 0.0044087 | 2063 | Mitigation | 0.95 | 45 | 0 | esc | 0.00097009 | 5.9744e-09 | 0.00097009 | 5.9744e-09
[79 empty] | WLDFR | HFTD - Distribution - Tier 3 - 5QU CoRE ¦ 2QU LoRE | Red Flag Warning - Destructive Fires | 2023 | 1.0531e-10 | 9129.7461 | 233.2301 | 8896.516 | 0 | 0 | 2.8831e-07 | 9.6141e-07 | 0 | 9.6141e-07 | 2.3544e-08 | 5.2933e-08 | 0 | 5.2933e-08 | 4.314e-07 | 0 | 4.314e-07 | 9.4565e-07 | 0 | 9.4565e-07 | [17 empty] | 7.3.3.17.5 (Remote Grid) Updates to grid topology to minimize risk of ignition in HFTDs Remote GridWLDFREquipment / facility failureAggregated | WLDFR | HFTD - Distribution - Tier 2 - 3QU CoRE ¦ 5QU LoRE | Red Flag Warning - Catastrophic Fires | Equipment / facility failure | Aggregated | 2064 | 6.1587e-06 | 715.8465 | 0.0044087 | 2064 | Mitigation | 0.95 | 45 | 0 | esc | 0.00097009 | 5.9744e-09 | 0.00097009 | 5.9744e-09
[79 empty] | WLDFR | HFTD - Distribution - Tier 3 - 5QU CoRE ¦ 2QU LoRE | Red Flag Warning - Destructive Fires | 2024 | 1.0531e-10 | 9129.7461 | 233.2301 | 8896.516 | 0 | 0 | 2.8831e-07 | 9.6141e-07 | 0 | 9.6141e-07 | 2.3544e-08 | 5.6239e-08 | 0 | 5.6239e-08 | 4.5835e-07 | 0 | 4.5835e-07 | 1.0047e-06 | 0 | 1.0047e-06 | [17 empty] | 7.3.3.17.5 (Remote Grid) Updates to grid topology to minimize risk of ignition in HFTDs Remote GridWLDFREquipment / facility failureAggregated | WLDFR | HFTD - Distribution - Tier 2 - 3QU CoRE ¦ 5QU LoRE | Red Flag Warning - Catastrophic Fires | Equipment / facility failure | Aggregated | 2065 | 6.1587e-06 | 715.8465 | 0.0044087 | 2065 | Mitigation | 0.95 | 45 | 0 | esc | 0.00097009 | 5.9744e-09 | 0.00097009 | 5.9744e-09
[79 empty] | WLDFR | HFTD - Distribution - Tier 3 - 5QU CoRE ¦ 2QU LoRE | Red Flag Warning - Destructive Fires | 2025 | 1.0531e-10 | 9129.7461 | 233.2301 | 8896.516 | 0 | 0 | 2.8831e-07 | 9.6141e-07 | 0 | 9.6141e-07 | 2.3544e-08 | 5.6239e-08 | 0 | 5.6239e-08 | 4.5835e-07 | 0 | 4.5835e-07 | 1.0047e-06 | 0 | 1.0047e-06 | [17 empty] | 7.3.3.17.5 (Remote Grid) Updates to grid topology to minimize risk of ignition in HFTDs Remote GridWLDFREquipment / facility failureAggregated | WLDFR | HFTD - Distribution - Tier 2 - 3QU CoRE ¦ 5QU LoRE | Red Flag Warning - Catastrophic Fires | Equipment / facility failure | Aggregated | 2066 | 6.1587e-06 | 715.8465 | 0.0044087 | 2066 | Mitigation | 0.95 | 45 | 0 | esc | 0.00097009 | 5.9744e-09 | 0.00097009 | 5.9744e-09
[79 empty] | WLDFR | HFTD - Distribution - Tier 3 - 5QU CoRE ¦ 2QU LoRE | Red Flag Warning - Destructive Fires | 2026 | 1.0531e-10 | 9129.7461 | 233.2301 | 8896.516 | 0 | 0 | 2.8831e-07 | 9.6141e-07 | 0 | 9.6141e-07 | 2.3544e-08 | 5.6239e-08 | 0 | 5.6239e-08 | 4.5835e-07 | 0 | 4.5835e-07 | 1.0047e-06 | 0 | 1.0047e-06 | [17 empty] | 7.3.3.17.5 (Remote Grid) Updates to grid topology to minimize risk of ignition in HFTDs Remote GridWLDFREquipment / facility failureAggregated | WLDFR | HFTD - Distribution - Tier 2 - 3QU CoRE ¦ 5QU LoRE | Red Flag Warning - Catastrophic Fires | Equipment / facility failure | Aggregated | 2067 | 6.1587e-06 | 715.8465 | 0.0044087 | 2067 | Mitigation | 0.95 | 45 | 0 | esc | 0 | 0 | 0.00097009 | 5.9744e-09
[79 empty] | WLDFR | HFTD - Distribution - Tier 3 - 5QU CoRE ¦ 2QU LoRE | Red Flag Warning - Destructive Fires | 2027 | 1.0531e-10 | 9129.7461 | 233.2301 | 8896.516 | 0 | 0 | 2.8831e-07 | 9.6141e-07 | 0 | 9.6141e-07 | 2.3544e-08 | 5.6239e-08 | 0 | 5.6239e-08 | 4.5835e-07 | 0 | 4.5835e-07 | 1.0047e-06 | 0 | 1.0047e-06 | [17 empty] | 7.3.3.17.5 (Remote Grid) Updates to grid topology to minimize risk of ignition in HFTDs Remote GridWLDFRVegetation ContactAggregated | WLDFR | HFTD - Distribution - Tier 2 - 3QU CoRE ¦ 5QU LoRE | Red Flag Warning - Catastrophic Fires | Vegetation Contact | Aggregated | 2022 | 8.6923e-06 | 715.8465 | 0.0062224 | 2022 | Mitigation | 0.95 | 45 | 0 | esc | 0.00097009 | 8.4323e-09 | 0 | 0
[79 empty] | WLDFR | HFTD - Distribution - Tier 3 - 5QU CoRE ¦ 2QU LoRE | Red Flag Warning - Destructive Fires | 2028 | 1.0531e-10 | 9534.9221 | 247.273 | 9287.6491 | 0 | 0 | 2.8831e-07 | 1.0041e-06 | 0 | 1.0041e-06 | 2.448e-08 | 5.6239e-08 | 0 | 5.6239e-08 | 4.5835e-07 | 0 | 4.5835e-07 | 1.0047e-06 | 0 | 1.0047e-06 | [17 empty] | 7.3.3.17.5 (Remote Grid) Updates to grid topology to minimize risk of ignition in HFTDs Remote GridWLDFRVegetation ContactAggregated | WLDFR | HFTD - Distribution - Tier 2 - 3QU CoRE ¦ 5QU LoRE | Red Flag Warning - Catastrophic Fires | Vegetation Contact | Aggregated | 2023 | 8.6923e-06 | 715.8465 | 0.0062224 | 2023 | Mitigation | 0.95 | 45 | 0 | esc | 0.00097009 | 8.4323e-09 | 0.00097009 | 8.4323e-09
[79 empty] | WLDFR | HFTD - Distribution - Tier 3 - 5QU CoRE ¦ 2QU LoRE | Red Flag Warning - Destructive Fires | 2029 | 1.0531e-10 | 9534.9221 | 247.273 | 9287.6491 | 0 | 0 | 2.8831e-07 | 1.0041e-06 | 0 | 1.0041e-06 | 2.448e-08 | 5.9855e-08 | 0 | 5.9855e-08 | 4.8782e-07 | 0 | 4.8782e-07 | 1.0693e-06 | 0 | 1.0693e-06 | [17 empty] | 7.3.3.17.5 (Remote Grid) Updates to grid topology to minimize risk of ignition in HFTDs Remote GridWLDFRVegetation ContactAggregated | WLDFR | HFTD - Distribution - Tier 2 - 3QU CoRE ¦ 5QU LoRE | Red Flag Warning - Catastrophic Fires | Vegetation Contact | Aggregated | 2024 | 8.6923e-06 | 715.8465 | 0.0062224 | 2024 | Mitigation | 0.95 | 45 | 0 | esc | 0.00097009 | 8.4323e-09 | 0.00097009 | 8.4323e-09
[79 empty] | WLDFR | HFTD - Distribution - Tier 3 - 5QU CoRE ¦ 2QU LoRE | Red Flag Warning - Destructive Fires | 2030 | 1.0531e-10 | 9534.9221 | 247.273 | 9287.6491 | 0 | 0 | 2.8831e-07 | 1.0041e-06 | 0 | 1.0041e-06 | 2.448e-08 | 5.9855e-08 | 0 | 5.9855e-08 | 4.8782e-07 | 0 | 4.8782e-07 | 1.0693e-06 | 0 | 1.0693e-06 | [17 empty] | 7.3.3.17.5 (Remote Grid) Updates to grid topology to minimize risk of ignition in HFTDs Remote GridWLDFRVegetation ContactAggregated | WLDFR | HFTD - Distribution - Tier 2 - 3QU CoRE ¦ 5QU LoRE | Red Flag Warning - Catastrophic Fires | Vegetation Contact | Aggregated | 2025 | 8.6923e-06 | 715.8465 | 0.0062224 | 2025 | Mitigation | 0.95 | 45 | 0 | esc | 0.00097009 | 8.4323e-09 | 0.00097009 | 8.4323e-09
[79 empty] | WLDFR | HFTD - Distribution - Tier 3 - 5QU CoRE ¦ 2QU LoRE | Red Flag Warning - Destructive Fires | 2031 | 1.0531e-10 | 9534.9221 | 247.273 | 9287.6491 | 0 | 0 | 2.8831e-07 | 1.0041e-06 | 0 | 1.0041e-06 | 2.448e-08 | 5.9855e-08 | 0 | 5.9855e-08 | 4.8782e-07 | 0 | 4.8782e-07 | 1.0693e-06 | 0 | 1.0693e-06 | [17 empty] | 7.3.3.17.5 (Remote Grid) Updates to grid topology to minimize risk of ignition in HFTDs Remote GridWLDFRVegetation ContactAggregated | WLDFR | HFTD - Distribution - Tier 2 - 3QU CoRE ¦ 5QU LoRE | Red Flag Warning - Catastrophic Fires | Vegetation Contact | Aggregated | 2026 | 8.6923e-06 | 715.8465 | 0.0062224 | 2026 | Mitigation | 0.95 | 45 | 0 | esc | 0.00097009 | 8.4323e-09 | 0.00097009 | 8.4323e-09
[79 empty] | WLDFR | HFTD - Distribution - Tier 3 - 5QU CoRE ¦ 2QU LoRE | Red Flag Warning - Destructive Fires | 2032 | 1.0531e-10 | 9534.9221 | 247.273 | 9287.6491 | 0 | 0 | 2.8831e-07 | 1.0041e-06 | 0 | 1.0041e-06 | 2.448e-08 | 5.9855e-08 | 0 | 5.9855e-08 | 4.8782e-07 | 0 | 4.8782e-07 | 1.0693e-06 | 0 | 1.0693e-06 | [17 empty] | 7.3.3.17.5 (Remote Grid) Updates to grid topology to minimize risk of ignition in HFTDs Remote GridWLDFRVegetation ContactAggregated | WLDFR | HFTD - Distribution - Tier 2 - 3QU CoRE ¦ 5QU LoRE | Red Flag Warning - Catastrophic Fires | Vegetation Contact | Aggregated | 2027 | 8.6923e-06 | 715.8465 | 0.0062224 | 2027 | Mitigation | 0.95 | 45 | 0 | esc | 0.00097009 | 8.4323e-09 | 0.00097009 | 8.4323e-09
[79 empty] | WLDFR | HFTD - Distribution - Tier 3 - 5QU CoRE ¦ 2QU LoRE | Red Flag Warning - Destructive Fires | 2033 | 1.0531e-10 | 9984.8474 | 263.1074 | 9721.74 | 0 | 0 | 2.8831e-07 | 1.0515e-06 | 0 | 1.0515e-06 | 2.5536e-08 | 5.9855e-08 | 0 | 5.9855e-08 | 4.8782e-07 | 0 | 4.8782e-07 | 1.0693e-06 | 0 | 1.0693e-06 | [17 empty] | 7.3.3.17.5 (Remote Grid) Updates to grid topology to minimize risk of ignition in HFTDs Remote GridWLDFRVegetation ContactAggregated | WLDFR | HFTD - Distribution - Tier 2 - 3QU CoRE ¦ 5QU LoRE | Red Flag Warning - Catastrophic Fires | Vegetation Contact | Aggregated | 2028 | 8.6923e-06 | 715.8465 | 0.0062224 | 2028 | Mitigation | 0.95 | 45 | 0 | esc | 0.00097009 | 8.4323e-09 | 0.00097009 | 8.4323e-09
[79 empty] | WLDFR | HFTD - Distribution - Tier 3 - 5QU CoRE ¦ 2QU LoRE | Red Flag Warning - Destructive Fires | 2034 | 1.0531e-10 | 9984.8474 | 263.1074 | 9721.74 | 0 | 0 | 2.8831e-07 | 1.0515e-06 | 0 | 1.0515e-06 | 2.5536e-08 | 6.3751e-08 | 0 | 6.3751e-08 | 5.1957e-07 | 0 | 5.1957e-07 | 1.1389e-06 | 0 | 1.1389e-06 | [17 empty] | 7.3.3.17.5 (Remote Grid) Updates to grid topology to minimize risk of ignition in HFTDs Remote GridWLDFRVegetation ContactAggregated | WLDFR | HFTD - Distribution - Tier 2 - 3QU CoRE ¦ 5QU LoRE | Red Flag Warning - Catastrophic Fires | Vegetation Contact | Aggregated | 2029 | 8.6923e-06 | 715.8465 | 0.0062224 | 2029 | Mitigation | 0.95 | 45 | 0 | esc | 0.00097009 | 8.4323e-09 | 0.00097009 | 8.4323e-09
[79 empty] | WLDFR | HFTD - Distribution - Tier 3 - 5QU CoRE ¦ 2QU LoRE | Red Flag Warning - Destructive Fires | 2035 | 1.0531e-10 | 9984.8474 | 263.1074 | 9721.74 | 0 | 0 | 2.8831e-07 | 1.0515e-06 | 0 | 1.0515e-06 | 2.5536e-08 | 6.3751e-08 | 0 | 6.3751e-08 | 5.1957e-07 | 0 | 5.1957e-07 | 1.1389e-06 | 0 | 1.1389e-06 | [17 empty] | 7.3.3.17.5 (Remote Grid) Updates to grid topology to minimize risk of ignition in HFTDs Remote GridWLDFRVegetation ContactAggregated | WLDFR | HFTD - Distribution - Tier 2 - 3QU CoRE ¦ 5QU LoRE | Red Flag Warning - Catastrophic Fires | Vegetation Contact | Aggregated | 2030 | 8.6923e-06 | 715.8465 | 0.0062224 | 2030 | Mitigation | 0.95 | 45 | 0 | esc | 0.00097009 | 8.4323e-09 | 0.00097009 | 8.4323e-09
[79 empty] | WLDFR | HFTD - Distribution - Tier 3 - 5QU CoRE ¦ 2QU LoRE | Red Flag Warning - Destructive Fires | 2036 | 1.0531e-10 | 9984.8474 | 263.1074 | 9721.74 | 0 | 0 | 2.8831e-07 | 1.0515e-06 | 0 | 1.0515e-06 | 2.5536e-08 | 6.3751e-08 | 0 | 6.3751e-08 | 5.1957e-07 | 0 | 5.1957e-07 | 1.1389e-06 | 0 | 1.1389e-06 | [17 empty] | 7.3.3.17.5 (Remote Grid) Updates to grid topology to minimize risk of ignition in HFTDs Remote GridWLDFRVegetation ContactAggregated | WLDFR | HFTD - Distribution - Tier 2 - 3QU CoRE ¦ 5QU LoRE | Red Flag Warning - Catastrophic Fires | Vegetation Contact | Aggregated | 2031 | 8.6923e-06 | 715.8465 | 0.0062224 | 2031 | Mitigation | 0.95 | 45 | 0 | esc | 0.00097009 | 8.4323e-09 | 0.00097009 | 8.4323e-09
[79 empty] | WLDFR | HFTD - Distribution - Tier 3 - 5QU CoRE ¦ 2QU LoRE | Red Flag Warning - Destructive Fires | 2037 | 1.0531e-10 | 9984.8474 | 263.1074 | 9721.74 | 0 | 0 | 2.8831e-07 | 1.0515e-06 | 0 | 1.0515e-06 | 2.5536e-08 | 6.3751e-08 | 0 | 6.3751e-08 | 5.1957e-07 | 0 | 5.1957e-07 | 1.1389e-06 | 0 | 1.1389e-06 | [17 empty] | 7.3.3.17.5 (Remote Grid) Updates to grid topology to minimize risk of ignition in HFTDs Remote GridWLDFRVegetation ContactAggregated | WLDFR | HFTD - Distribution - Tier 2 - 3QU CoRE ¦ 5QU LoRE | Red Flag Warning - Catastrophic Fires | Vegetation Contact | Aggregated | 2032 | 8.6923e-06 | 715.8465 | 0.0062224 | 2032 | Mitigation | 0.95 | 45 | 0 | esc | 0.00097009 | 8.4323e-09 | 0.00097009 | 8.4323e-09
[79 empty] | WLDFR | HFTD - Distribution - Tier 3 - 5QU CoRE ¦ 2QU LoRE | Red Flag Warning - Destructive Fires | 2038 | 1.0531e-10 | 10472.8261 | 280.5544 | 10192.2718 | 0 | 0 | 2.8831e-07 | 1.1028e-06 | 0 | 1.1028e-06 | 2.6699e-08 | 6.3751e-08 | 0 | 6.3751e-08 | 5.1957e-07 | 0 | 5.1957e-07 | 1.1389e-06 | 0 | 1.1389e-06 | [17 empty] | 7.3.3.17.5 (Remote Grid) Updates to grid topology to minimize risk of ignition in HFTDs Remote GridWLDFRVegetation ContactAggregated | WLDFR | HFTD - Distribution - Tier 2 - 3QU CoRE ¦ 5QU LoRE | Red Flag Warning - Catastrophic Fires | Vegetation Contact | Aggregated | 2033 | 8.6923e-06 | 715.8465 | 0.0062224 | 2033 | Mitigation | 0.95 | 45 | 0 | esc | 0.00097009 | 8.4323e-09 | 0.00097009 | 8.4323e-09
[79 empty] | WLDFR | HFTD - Distribution - Tier 3 - 5QU CoRE ¦ 2QU LoRE | Red Flag Warning - Destructive Fires | 2039 | 1.0531e-10 | 10472.8261 | 280.5544 | 10192.2718 | 0 | 0 | 2.8831e-07 | 1.1028e-06 | 0 | 1.1028e-06 | 2.6699e-08 | 6.7893e-08 | 0 | 6.7893e-08 | 5.5333e-07 | 0 | 5.5333e-07 | 1.2129e-06 | 0 | 1.2129e-06 | [17 empty] | 7.3.3.17.5 (Remote Grid) Updates to grid topology to minimize risk of ignition in HFTDs Remote GridWLDFRVegetation ContactAggregated | WLDFR | HFTD - Distribution - Tier 2 - 3QU CoRE ¦ 5QU LoRE | Red Flag Warning - Catastrophic Fires | Vegetation Contact | Aggregated | 2034 | 8.6923e-06 | 715.8465 | 0.0062224 | 2034 | Mitigation | 0.95 | 45 | 0 | esc | 0.00097009 | 8.4323e-09 | 0.00097009 | 8.4323e-09
[79 empty] | WLDFR | HFTD - Distribution - Tier 3 - 5QU CoRE ¦ 2QU LoRE | Red Flag Warning - Destructive Fires | 2040 | 1.0531e-10 | 10472.8261 | 280.5544 | 10192.2718 | 0 | 0 | 2.8831e-07 | 1.1028e-06 | 0 | 1.1028e-06 | 2.6699e-08 | 6.7893e-08 | 0 | 6.7893e-08 | 5.5333e-07 | 0 | 5.5333e-07 | 1.2129e-06 | 0 | 1.2129e-06 | [17 empty] | 7.3.3.17.5 (Remote Grid) Updates to grid topology to minimize risk of ignition in HFTDs Remote GridWLDFRVegetation ContactAggregated | WLDFR | HFTD - Distribution - Tier 2 - 3QU CoRE ¦ 5QU LoRE | Red Flag Warning - Catastrophic Fires | Vegetation Contact | Aggregated | 2035 | 8.6923e-06 | 715.8465 | 0.0062224 | 2035 | Mitigation | 0.95 | 45 | 0 | esc | 0.00097009 | 8.4323e-09 | 0.00097009 | 8.4323e-09
[79 empty] | WLDFR | HFTD - Distribution - Tier 3 - 5QU CoRE ¦ 2QU LoRE | Red Flag Warning - Destructive Fires | 2041 | 1.0531e-10 | 10472.8261 | 280.5544 | 10192.2718 | 0 | 0 | 2.8831e-07 | 1.1028e-06 | 0 | 1.1028e-06 | 2.6699e-08 | 6.7893e-08 | 0 | 6.7893e-08 | 5.5333e-07 | 0 | 5.5333e-07 | 1.2129e-06 | 0 | 1.2129e-06 | [17 empty] | 7.3.3.17.5 (Remote Grid) Updates to grid topology to minimize risk of ignition in HFTDs Remote GridWLDFRVegetation ContactAggregated | WLDFR | HFTD - Distribution - Tier 2 - 3QU CoRE ¦ 5QU LoRE | Red Flag Warning - Catastrophic Fires | Vegetation Contact | Aggregated | 2036 | 8.6923e-06 | 715.8465 | 0.0062224 | 2036 | Mitigation | 0.95 | 45 | 0 | esc | 0.00097009 | 8.4323e-09 | 0.00097009 | 8.4323e-09
[79 empty] | WLDFR | HFTD - Distribution - Tier 3 - 5QU CoRE ¦ 2QU LoRE | Red Flag Warning - Destructive Fires | 2042 | 1.0531e-10 | 10472.8261 | 280.5544 | 10192.2718 | 0 | 0 | 2.8831e-07 | 1.1028e-06 | 0 | 1.1028e-06 | 2.6699e-08 | 6.7893e-08 | 0 | 6.7893e-08 | 5.5333e-07 | 0 | 5.5333e-07 | 1.2129e-06 | 0 | 1.2129e-06 | [17 empty] | 7.3.3.17.5 (Remote Grid) Updates to grid topology to minimize risk of ignition in HFTDs Remote GridWLDFRVegetation ContactAggregated | WLDFR | HFTD - Distribution - Tier 2 - 3QU CoRE ¦ 5QU LoRE | Red Flag Warning - Catastrophic Fires | Vegetation Contact | Aggregated | 2037 | 8.6923e-06 | 715.8465 | 0.0062224 | 2037 | Mitigation | 0.95 | 45 | 0 | esc | 0.00097009 | 8.4323e-09 | 0.00097009 | 8.4323e-09
[79 empty] | WLDFR | HFTD - Distribution - Tier 3 - 5QU CoRE ¦ 2QU LoRE | Red Flag Warning - Destructive Fires | 2043 | 1.0531e-10 | 10992.1562 | 299.42 | 10692.7362 | 0 | 0 | 2.8831e-07 | 1.1575e-06 | 0 | 1.1575e-06 | 2.7959e-08 | 6.7893e-08 | 0 | 6.7893e-08 | 5.5333e-07 | 0 | 5.5333e-07 | 1.2129e-06 | 0 | 1.2129e-06 | [17 empty] | 7.3.3.17.5 (Remote Grid) Updates to grid topology to minimize risk of ignition in HFTDs Remote GridWLDFRVegetation ContactAggregated | WLDFR | HFTD - Distribution - Tier 2 - 3QU CoRE ¦ 5QU LoRE | Red Flag Warning - Catastrophic Fires | Vegetation Contact | Aggregated | 2038 | 8.6923e-06 | 715.8465 | 0.0062224 | 2038 | Mitigation | 0.95 | 45 | 0 | esc | 0.00097009 | 8.4323e-09 | 0.00097009 | 8.4323e-09
[79 empty] | WLDFR | HFTD - Distribution - Tier 3 - 5QU CoRE ¦ 2QU LoRE | Red Flag Warning - Destructive Fires | 2044 | 1.0531e-10 | 10992.1562 | 299.42 | 10692.7362 | 0 | 0 | 2.8831e-07 | 1.1575e-06 | 0 | 1.1575e-06 | 2.7959e-08 | 7.2235e-08 | 0 | 7.2235e-08 | 5.8871e-07 | 0 | 5.8871e-07 | 1.2905e-06 | 0 | 1.2905e-06 | [17 empty] | 7.3.3.17.5 (Remote Grid) Updates to grid topology to minimize risk of ignition in HFTDs Remote GridWLDFRVegetation ContactAggregated | WLDFR | HFTD - Distribution - Tier 2 - 3QU CoRE ¦ 5QU LoRE | Red Flag Warning - Catastrophic Fires | Vegetation Contact | Aggregated | 2039 | 8.6923e-06 | 715.8465 | 0.0062224 | 2039 | Mitigation | 0.95 | 45 | 0 | esc | 0.00097009 | 8.4323e-09 | 0.00097009 | 8.4323e-09
[79 empty] | WLDFR | HFTD - Distribution - Tier 3 - 5QU CoRE ¦ 2QU LoRE | Red Flag Warning - Destructive Fires | 2045 | 1.0531e-10 | 10992.1562 | 299.42 | 10692.7362 | 0 | 0 | 2.8831e-07 | 1.1575e-06 | 0 | 1.1575e-06 | 2.7959e-08 | 7.2235e-08 | 0 | 7.2235e-08 | 5.8871e-07 | 0 | 5.8871e-07 | 1.2905e-06 | 0 | 1.2905e-06 | [17 empty] | 7.3.3.17.5 (Remote Grid) Updates to grid topology to minimize risk of ignition in HFTDs Remote GridWLDFRVegetation ContactAggregated | WLDFR | HFTD - Distribution - Tier 2 - 3QU CoRE ¦ 5QU LoRE | Red Flag Warning - Catastrophic Fires | Vegetation Contact | Aggregated | 2040 | 8.6923e-06 | 715.8465 | 0.0062224 | 2040 | Mitigation | 0.95 | 45 | 0 | esc | 0.00097009 | 8.4323e-09 | 0.00097009 | 8.4323e-09
[79 empty] | WLDFR | HFTD - Distribution - Tier 3 - 5QU CoRE ¦ 2QU LoRE | Red Flag Warning - Destructive Fires | 2046 | 1.0531e-10 | 10992.1562 | 299.42 | 10692.7362 | 0 | 0 | 2.8831e-07 | 1.1575e-06 | 0 | 1.1575e-06 | 2.7959e-08 | 7.2235e-08 | 0 | 7.2235e-08 | 5.8871e-07 | 0 | 5.8871e-07 | 1.2905e-06 | 0 | 1.2905e-06 | [17 empty] | 7.3.3.17.5 (Remote Grid) Updates to grid topology to minimize risk of ignition in HFTDs Remote GridWLDFRVegetation ContactAggregated | WLDFR | HFTD - Distribution - Tier 2 - 3QU CoRE ¦ 5QU LoRE | Red Flag Warning - Catastrophic Fires | Vegetation Contact | Aggregated | 2041 | 8.6923e-06 | 715.8465 | 0.0062224 | 2041 | Mitigation | 0.95 | 45 | 0 | esc | 0.00097009 | 8.4323e-09 | 0.00097009 | 8.4323e-09
[79 empty] | WLDFR | HFTD - Distribution - Tier 3 - 5QU CoRE ¦ 2QU LoRE | Red Flag Warning - Destructive Fires | 2047 | 1.0531e-10 | 10992.1562 | 299.42 | 10692.7362 | 0 | 0 | 2.8831e-07 | 1.1575e-06 | 0 | 1.1575e-06 | 2.7959e-08 | 7.2235e-08 | 0 | 7.2235e-08 | 5.8871e-07 | 0 | 5.8871e-07 | 1.2905e-06 | 0 | 1.2905e-06 | [17 empty] | 7.3.3.17.5 (Remote Grid) Updates to grid topology to minimize risk of ignition in HFTDs Remote GridWLDFRVegetation ContactAggregated | WLDFR | HFTD - Distribution - Tier 2 - 3QU CoRE ¦ 5QU LoRE | Red Flag Warning - Catastrophic Fires | Vegetation Contact | Aggregated | 2042 | 8.6923e-06 | 715.8465 | 0.0062224 | 2042 | Mitigation | 0.95 | 45 | 0 | esc | 0.00097009 | 8.4323e-09 | 0.00097009 | 8.4323e-09
[79 empty] | WLDFR | HFTD - Distribution - Tier 3 - 5QU CoRE ¦ 2QU LoRE | Red Flag Warning - Destructive Fires | 2048 | 1.0531e-10 | 11536.0538 | 319.4911 | 11216.5626 | 0 | 0 | 2.8831e-07 | 1.2148e-06 | 0 | 1.2148e-06 | 2.9301e-08 | 7.2235e-08 | 0 | 7.2235e-08 | 5.8871e-07 | 0 | 5.8871e-07 | 1.2905e-06 | 0 | 1.2905e-06 | [17 empty] | 7.3.3.17.5 (Remote Grid) Updates to grid topology to minimize risk of ignition in HFTDs Remote GridWLDFRVegetation ContactAggregated | WLDFR | HFTD - Distribution - Tier 2 - 3QU CoRE ¦ 5QU LoRE | Red Flag Warning - Catastrophic Fires | Vegetation Contact | Aggregated | 2043 | 8.6923e-06 | 715.8465 | 0.0062224 | 2043 | Mitigation | 0.95 | 45 | 0 | esc | 0.00097009 | 8.4323e-09 | 0.00097009 | 8.4323e-09
[79 empty] | WLDFR | HFTD - Distribution - Tier 3 - 5QU CoRE ¦ 2QU LoRE | Red Flag Warning - Destructive Fires | 2049 | 1.0531e-10 | 11536.0538 | 319.4911 | 11216.5626 | 0 | 0 | 2.8831e-07 | 1.2148e-06 | 0 | 1.2148e-06 | 2.9301e-08 | 7.6729e-08 | 0 | 7.6729e-08 | 6.2534e-07 | 0 | 6.2534e-07 | 1.3708e-06 | 0 | 1.3708e-06 | [17 empty] | 7.3.3.17.5 (Remote Grid) Updates to grid topology to minimize risk of ignition in HFTDs Remote GridWLDFRVegetation ContactAggregated | WLDFR | HFTD - Distribution - Tier 2 - 3QU CoRE ¦ 5QU LoRE | Red Flag Warning - Catastrophic Fires | Vegetation Contact | Aggregated | 2044 | 8.6923e-06 | 715.8465 | 0.0062224 | 2044 | Mitigation | 0.95 | 45 | 0 | esc | 0.00097009 | 8.4323e-09 | 0.00097009 | 8.4323e-09
[79 empty] | WLDFR | HFTD - Distribution - Tier 3 - 5QU CoRE ¦ 2QU LoRE | Red Flag Warning - Destructive Fires | 2050 | 1.0531e-10 | 11536.0538 | 319.4911 | 11216.5626 | 0 | 0 | 2.8831e-07 | 1.2148e-06 | 0 | 1.2148e-06 | 2.9301e-08 | 7.6729e-08 | 0 | 7.6729e-08 | 6.2534e-07 | 0 | 6.2534e-07 | 1.3708e-06 | 0 | 1.3708e-06 | [17 empty] | 7.3.3.17.5 (Remote Grid) Updates to grid topology to minimize risk of ignition in HFTDs Remote GridWLDFRVegetation ContactAggregated | WLDFR | HFTD - Distribution - Tier 2 - 3QU CoRE ¦ 5QU LoRE | Red Flag Warning - Catastrophic Fires | Vegetation Contact | Aggregated | 2045 | 8.6923e-06 | 715.8465 | 0.0062224 | 2045 | Mitigation | 0.95 | 45 | 0 | esc | 0.00097009 | 8.4323e-09 | 0.00097009 | 8.4323e-09
[79 empty] | WLDFR | HFTD - Distribution - Tier 3 - 5QU CoRE ¦ 2QU LoRE | Red Flag Warning - Destructive Fires | 2051 | 1.0531e-10 | 11536.0538 | 319.4911 | 11216.5626 | 0 | 0 | 2.8831e-07 | 1.2148e-06 | 0 | 1.2148e-06 | 2.9301e-08 | 7.6729e-08 | 0 | 7.6729e-08 | 6.2534e-07 | 0 | 6.2534e-07 | 1.3708e-06 | 0 | 1.3708e-06 | [17 empty] | 7.3.3.17.5 (Remote Grid) Updates to grid topology to minimize risk of ignition in HFTDs Remote GridWLDFRVegetation ContactAggregated | WLDFR | HFTD - Distribution - Tier 2 - 3QU CoRE ¦ 5QU LoRE | Red Flag Warning - Catastrophic Fires | Vegetation Contact | Aggregated | 2046 | 8.6923e-06 | 715.8465 | 0.0062224 | 2046 | Mitigation | 0.95 | 45 | 0 | esc | 0.00097009 | 8.4323e-09 | 0.00097009 | 8.4323e-09
[79 empty] | WLDFR | HFTD - Distribution - Tier 3 - 5QU CoRE ¦ 2QU LoRE | Red Flag Warning - Destructive Fires | 2052 | 1.0531e-10 | 11536.0538 | 319.4911 | 11216.5626 | 0 | 0 | 2.8831e-07 | 1.2148e-06 | 0 | 1.2148e-06 | 2.9301e-08 | 7.6729e-08 | 0 | 7.6729e-08 | 6.2534e-07 | 0 | 6.2534e-07 | 1.3708e-06 | 0 | 1.3708e-06 | [17 empty] | 7.3.3.17.5 (Remote Grid) Updates to grid topology to minimize risk of ignition in HFTDs Remote GridWLDFRVegetation ContactAggregated | WLDFR | HFTD - Distribution - Tier 2 - 3QU CoRE ¦ 5QU LoRE | Red Flag Warning - Catastrophic Fires | Vegetation Contact | Aggregated | 2047 | 8.6923e-06 | 715.8465 | 0.0062224 | 2047 | Mitigation | 0.95 | 45 | 0 | esc | 0.00097009 | 8.4323e-09 | 0.00097009 | 8.4323e-09
[79 empty] | WLDFR | HFTD - Distribution - Tier 3 - 5QU CoRE ¦ 2QU LoRE | Red Flag Warning - Destructive Fires | 2053 | 1.0531e-10 | 12097.6769 | 340.5356 | 11757.1413 | 0 | 0 | 2.8831e-07 | 1.274e-06 | 0 | 1.274e-06 | 3.0714e-08 | 7.6729e-08 | 0 | 7.6729e-08 | 6.2534e-07 | 0 | 6.2534e-07 | 1.3708e-06 | 0 | 1.3708e-06 | [17 empty] | 7.3.3.17.5 (Remote Grid) Updates to grid topology to minimize risk of ignition in HFTDs Remote GridWLDFRVegetation ContactAggregated | WLDFR | HFTD - Distribution - Tier 2 - 3QU CoRE ¦ 5QU LoRE | Red Flag Warning - Catastrophic Fires | Vegetation Contact | Aggregated | 2048 | 8.6923e-06 | 715.8465 | 0.0062224 | 2048 | Mitigation | 0.95 | 45 | 0 | esc | 0.00097009 | 8.4323e-09 | 0.00097009 | 8.4323e-09
[79 empty] | WLDFR | HFTD - Distribution - Tier 3 - 5QU CoRE ¦ 2QU LoRE | Red Flag Warning - Destructive Fires | 2054 | 1.0531e-10 | 12097.6769 | 340.5356 | 11757.1413 | 0 | 0 | 2.8831e-07 | 1.274e-06 | 0 | 1.274e-06 | 3.0714e-08 | 8.1324e-08 | 0 | 8.1324e-08 | 6.6279e-07 | 0 | 6.6279e-07 | 1.4528e-06 | 0 | 1.4528e-06 | [17 empty] | 7.3.3.17.5 (Remote Grid) Updates to grid topology to minimize risk of ignition in HFTDs Remote GridWLDFRVegetation ContactAggregated | WLDFR | HFTD - Distribution - Tier 2 - 3QU CoRE ¦ 5QU LoRE | Red Flag Warning - Catastrophic Fires | Vegetation Contact | Aggregated | 2049 | 8.6923e-06 | 715.8465 | 0.0062224 | 2049 | Mitigation | 0.95 | 45 | 0 | esc | 0.00097009 | 8.4323e-09 | 0.00097009 | 8.4323e-09
[79 empty] | WLDFR | HFTD - Distribution - Tier 3 - 5QU CoRE ¦ 2QU LoRE | Red Flag Warning - Destructive Fires | 2055 | 1.0531e-10 | 12097.6769 | 340.5356 | 11757.1413 | 0 | 0 | 2.8831e-07 | 1.274e-06 | 0 | 1.274e-06 | 3.0714e-08 | 8.1324e-08 | 0 | 8.1324e-08 | 6.6279e-07 | 0 | 6.6279e-07 | 1.4528e-06 | 0 | 1.4528e-06 | [17 empty] | 7.3.3.17.5 (Remote Grid) Updates to grid topology to minimize risk of ignition in HFTDs Remote GridWLDFRVegetation ContactAggregated | WLDFR | HFTD - Distribution - Tier 2 - 3QU CoRE ¦ 5QU LoRE | Red Flag Warning - Catastrophic Fires | Vegetation Contact | Aggregated | 2050 | 8.6923e-06 | 715.8465 | 0.0062224 | 2050 | Mitigation | 0.95 | 45 | 0 | esc | 0.00097009 | 8.4323e-09 | 0.00097009 | 8.4323e-09
[79 empty] | WLDFR | HFTD - Distribution - Tier 3 - 5QU CoRE ¦ 2QU LoRE | Red Flag Warning - Destructive Fires | 2056 | 1.0531e-10 | 12097.6769 | 340.5356 | 11757.1413 | 0 | 0 | 2.8831e-07 | 1.274e-06 | 0 | 1.274e-06 | 3.0714e-08 | 0 | 0 | 0 | 6.6279e-07 | 0 | 6.6279e-07 | 1.4528e-06 | 0 | 1.4528e-06 | [17 empty] | 7.3.3.17.5 (Remote Grid) Updates to grid topology to minimize risk of ignition in HFTDs Remote GridWLDFRVegetation ContactAggregated | WLDFR | HFTD - Distribution - Tier 2 - 3QU CoRE ¦ 5QU LoRE | Red Flag Warning - Catastrophic Fires | Vegetation Contact | Aggregated | 2051 | 8.6923e-06 | 715.8465 | 0.0062224 | 2051 | Mitigation | 0.95 | 45 | 0 | esc | 0.00097009 | 8.4323e-09 | 0.00097009 | 8.4323e-09
[79 empty] | WLDFR | HFTD - Distribution - Tier 3 - 5QU CoRE ¦ 2QU LoRE | Red Flag Warning - Destructive Fires | 2057 | 1.0531e-10 | 12097.6769 | 340.5356 | 11757.1413 | 0 | 0 | 2.8831e-07 | 1.274e-06 | 0 | 1.274e-06 | 3.0714e-08 | 0 | 0 | 0 | 0 | 0 | 0 | 1.4528e-06 | 0 | 1.4528e-06 | [17 empty] | 7.3.3.17.5 (Remote Grid) Updates to grid topology to minimize risk of ignition in HFTDs Remote GridWLDFRVegetation ContactAggregated | WLDFR | HFTD - Distribution - Tier 2 - 3QU CoRE ¦ 5QU LoRE | Red Flag Warning - Catastrophic Fires | Vegetation Contact | Aggregated | 2052 | 8.6923e-06 | 715.8465 | 0.0062224 | 2052 | Mitigation | 0.95 | 45 | 0 | esc | 0.00097009 | 8.4323e-09 | 0.00097009 | 8.4323e-09
[79 empty] | WLDFR | HFTD - Distribution - Tier 3 - 5QU CoRE ¦ 2QU LoRE | Red Flag Warning - Destructive Fires | 2058 | 1.0531e-10 | 12670.1796 | 362.3049 | 12307.8747 | 0 | 0 | 2.8831e-07 | 1.3342e-06 | 0 | 1.3342e-06 | 3.218e-08 | 2.5547e-07 | 0 | 2.5547e-07 | 0 | 0 | 0 | 0 | 0 | 0 | [17 empty] | 7.3.3.17.5 (Remote Grid) Updates to grid topology to minimize risk of ignition in HFTDs Remote GridWLDFRVegetation ContactAggregated | WLDFR | HFTD - Distribution - Tier 2 - 3QU CoRE ¦ 5QU LoRE | Red Flag Warning - Catastrophic Fires | Vegetation Contact | Aggregated | 2053 | 8.6923e-06 | 715.8465 | 0.0062224 | 2053 | Mitigation | 0.95 | 45 | 0 | esc | 0.00097009 | 8.4323e-09 | 0.00097009 | 8.4323e-09
[79 empty] | WLDFR | HFTD - Distribution - Tier 3 - 5QU CoRE ¦ 2QU LoRE | Red Flag Warning - Destructive Fires | 2059 | 1.0531e-10 | 12670.1796 | 362.3049 | 12307.8747 | 0 | 0 | 2.8831e-07 | 1.3342e-06 | 0 | 1.3342e-06 | 3.218e-08 | 2.5533e-07 | 0 | 2.5533e-07 | 2.081e-06 | 0 | 2.081e-06 | 0 | 0 | 0 | [17 empty] | 7.3.3.17.5 (Remote Grid) Updates to grid topology to minimize risk of ignition in HFTDs Remote GridWLDFRVegetation ContactAggregated | WLDFR | HFTD - Distribution - Tier 2 - 3QU CoRE ¦ 5QU LoRE | Red Flag Warning - Catastrophic Fires | Vegetation Contact | Aggregated | 2054 | 8.6923e-06 | 715.8465 | 0.0062224 | 2054 | Mitigation | 0.95 | 45 | 0 | esc | 0.00097009 | 8.4323e-09 | 0.00097009 | 8.4323e-09
[79 empty] | WLDFR | HFTD - Distribution - Tier 3 - 5QU CoRE ¦ 2QU LoRE | Red Flag Warning - Destructive Fires | 2060 | 1.0531e-10 | 12670.1796 | 362.3049 | 12307.8747 | 0 | 0 | 2.8831e-07 | 1.3342e-06 | 0 | 1.3342e-06 | 3.218e-08 | 2.6355e-07 | 0 | 2.6355e-07 | 2.148e-06 | 0 | 2.148e-06 | 4.7084e-06 | 0 | 4.7084e-06 | [17 empty] | 7.3.3.17.5 (Remote Grid) Updates to grid topology to minimize risk of ignition in HFTDs Remote GridWLDFRVegetation ContactAggregated | WLDFR | HFTD - Distribution - Tier 2 - 3QU CoRE ¦ 5QU LoRE | Red Flag Warning - Catastrophic Fires | Vegetation Contact | Aggregated | 2055 | 8.6923e-06 | 715.8465 | 0.0062224 | 2055 | Mitigation | 0.95 | 45 | 0 | esc | 0.00097009 | 8.4323e-09 | 0.00097009 | 8.4323e-09
[79 empty] | WLDFR | HFTD - Distribution - Tier 3 - 5QU CoRE ¦ 2QU LoRE | Red Flag Warning - Destructive Fires | 2061 | 1.0531e-10 | 12670.1796 | 362.3049 | 12307.8747 | 0 | 0 | 2.8831e-07 | 1.3342e-06 | 0 | 1.3342e-06 | 3.218e-08 | 2.6355e-07 | 0 | 2.6355e-07 | 2.148e-06 | 0 | 2.148e-06 | 4.7084e-06 | 0 | 4.7084e-06 | [17 empty] | 7.3.3.17.5 (Remote Grid) Updates to grid topology to minimize risk of ignition in HFTDs Remote GridWLDFRVegetation ContactAggregated | WLDFR | HFTD - Distribution - Tier 2 - 3QU CoRE ¦ 5QU LoRE | Red Flag Warning - Catastrophic Fires | Vegetation Contact | Aggregated | 2056 | 8.6923e-06 | 715.8465 | 0.0062224 | 2056 | Mitigation | 0.95 | 45 | 0 | esc | 0.00097009 | 8.4323e-09 | 0.00097009 | 8.4323e-09
[79 empty] | WLDFR | HFTD - Distribution - Tier 3 - 5QU CoRE ¦ 2QU LoRE | Red Flag Warning - Destructive Fires | 2062 | 1.0531e-10 | 12670.1796 | 362.3049 | 12307.8747 | 0 | 0 | 2.8831e-07 | 1.3342e-06 | 0 | 1.3342e-06 | 3.218e-08 | 2.6355e-07 | 0 | 2.6355e-07 | 2.148e-06 | 0 | 2.148e-06 | 4.7084e-06 | 0 | 4.7084e-06 | [17 empty] | 7.3.3.17.5 (Remote Grid) Updates to grid topology to minimize risk of ignition in HFTDs Remote GridWLDFRVegetation ContactAggregated | WLDFR | HFTD - Distribution - Tier 2 - 3QU CoRE ¦ 5QU LoRE | Red Flag Warning - Catastrophic Fires | Vegetation Contact | Aggregated | 2057 | 8.6923e-06 | 715.8465 | 0.0062224 | 2057 | Mitigation | 0.95 | 45 | 0 | esc | 0.00097009 | 8.4323e-09 | 0.00097009 | 8.4323e-09
[79 empty] | WLDFR | HFTD - Distribution - Tier 3 - 5QU CoRE ¦ 2QU LoRE | Red Flag Warning - Destructive Fires | 2063 | 1.0531e-10 | 13246.6313 | 384.5316 | 12862.0997 | 0 | 0 | 2.8831e-07 | 1.3949e-06 | 0 | 1.3949e-06 | 3.3684e-08 | 2.6355e-07 | 0 | 2.6355e-07 | 2.148e-06 | 0 | 2.148e-06 | 4.7084e-06 | 0 | 4.7084e-06 | [17 empty] | 7.3.3.17.5 (Remote Grid) Updates to grid topology to minimize risk of ignition in HFTDs Remote GridWLDFRVegetation ContactAggregated | WLDFR | HFTD - Distribution - Tier 2 - 3QU CoRE ¦ 5QU LoRE | Red Flag Warning - Catastrophic Fires | Vegetation Contact | Aggregated | 2058 | 8.6923e-06 | 715.8465 | 0.0062224 | 2058 | Mitigation | 0.95 | 45 | 0 | esc | 0.00097009 | 8.4323e-09 | 0.00097009 | 8.4323e-09
[79 empty] | WLDFR | HFTD - Distribution - Tier 3 - 5QU CoRE ¦ 2QU LoRE | Red Flag Warning - Destructive Fires | 2064 | 1.0531e-10 | 13246.6313 | 384.5316 | 12862.0997 | 0 | 0 | 2.8831e-07 | 1.3949e-06 | 0 | 1.3949e-06 | 3.3684e-08 | 2.6355e-07 | 0 | 2.6355e-07 | 2.148e-06 | 0 | 2.148e-06 | 4.7084e-06 | 0 | 4.7084e-06 | [17 empty] | 7.3.3.17.5 (Remote Grid) Updates to grid topology to minimize risk of ignition in HFTDs Remote GridWLDFRVegetation ContactAggregated | WLDFR | HFTD - Distribution - Tier 2 - 3QU CoRE ¦ 5QU LoRE | Red Flag Warning - Catastrophic Fires | Vegetation Contact | Aggregated | 2059 | 8.6923e-06 | 715.8465 | 0.0062224 | 2059 | Mitigation | 0.95 | 45 | 0 | esc | 0.00097009 | 8.4323e-09 | 0.00097009 | 8.4323e-09
[79 empty] | WLDFR | HFTD - Distribution - Tier 3 - 5QU CoRE ¦ 2QU LoRE | Red Flag Warning - Destructive Fires | 2065 | 1.0531e-10 | 13246.6313 | 384.5316 | 12862.0997 | 0 | 0 | 2.8831e-07 | 1.3949e-06 | 0 | 1.3949e-06 | 3.3684e-08 | 2.7404e-07 | 0 | 2.7404e-07 | 2.2334e-06 | 0 | 2.2334e-06 | 4.8957e-06 | 0 | 4.8957e-06 | [17 empty] | 7.3.3.17.5 (Remote Grid) Updates to grid topology to minimize risk of ignition in HFTDs Remote GridWLDFRVegetation ContactAggregated | WLDFR | HFTD - Distribution - Tier 2 - 3QU CoRE ¦ 5QU LoRE | Red Flag Warning - Catastrophic Fires | Vegetation Contact | Aggregated | 2060 | 8.6923e-06 | 715.8465 | 0.0062224 | 2060 | Mitigation | 0.95 | 45 | 0 | esc | 0.00097009 | 8.4323e-09 | 0.00097009 | 8.4323e-09
[79 empty] | WLDFR | HFTD - Distribution - Tier 3 - 5QU CoRE ¦ 2QU LoRE | Red Flag Warning - Destructive Fires | 2066 | 1.0531e-10 | 13246.6313 | 384.5316 | 12862.0997 | 0 | 0 | 2.8831e-07 | 1.3949e-06 | 0 | 1.3949e-06 | 3.3684e-08 | 2.7404e-07 | 0 | 2.7404e-07 | 2.2334e-06 | 0 | 2.2334e-06 | 4.8957e-06 | 0 | 4.8957e-06 | [17 empty] | 7.3.3.17.5 (Remote Grid) Updates to grid topology to minimize risk of ignition in HFTDs Remote GridWLDFRVegetation ContactAggregated | WLDFR | HFTD - Distribution - Tier 2 - 3QU CoRE ¦ 5QU LoRE | Red Flag Warning - Catastrophic Fires | Vegetation Contact | Aggregated | 2061 | 8.6923e-06 | 715.8465 | 0.0062224 | 2061 | Mitigation | 0.95 | 45 | 0 | esc | 0.00097009 | 8.4323e-09 | 0.00097009 | 8.4323e-09
[79 empty] | WLDFR | HFTD - Distribution - Tier 3 - 5QU CoRE ¦ 2QU LoRE | Red Flag Warning - Large Fires | 2022 | 9.9305e-09 | 5.2406 | 0.69642 | 2.942 | 1.6022 | 0 | 2.7188e-05 | 5.2041e-08 | 0 | 5.2041e-08 | 3.8405e-09 | 2.7404e-07 | 0 | 2.7404e-07 | 2.2334e-06 | 0 | 2.2334e-06 | 4.8957e-06 | 0 | 4.8957e-06 | [17 empty] | 7.3.3.17.5 (Remote Grid) Updates to grid topology to minimize risk of ignition in HFTDs Remote GridWLDFRVegetation ContactAggregated | WLDFR | HFTD - Distribution - Tier 2 - 3QU CoRE ¦ 5QU LoRE | Red Flag Warning - Catastrophic Fires | Vegetation Contact | Aggregated | 2062 | 8.6923e-06 | 715.8465 | 0.0062224 | 2062 | Mitigation | 0.95 | 45 | 0 | esc | 0.00097009 | 8.4323e-09 | 0.00097009 | 8.4323e-09
[79 empty] | WLDFR | HFTD - Distribution - Tier 3 - 5QU CoRE ¦ 2QU LoRE | Red Flag Warning - Large Fires | 2023 | 9.9305e-09 | 5.475 | 0.71896 | 3.0715 | 1.6846 | 0 | 2.7188e-05 | 5.437e-08 | 0 | 5.437e-08 | 3.9775e-09 | 2.7404e-07 | 0 | 2.7404e-07 | 2.2334e-06 | 0 | 2.2334e-06 | 4.8957e-06 | 0 | 4.8957e-06 | [17 empty] | 7.3.3.17.5 (Remote Grid) Updates to grid topology to minimize risk of ignition in HFTDs Remote GridWLDFRVegetation ContactAggregated | WLDFR | HFTD - Distribution - Tier 2 - 3QU CoRE ¦ 5QU LoRE | Red Flag Warning - Catastrophic Fires | Vegetation Contact | Aggregated | 2063 | 8.6923e-06 | 715.8465 | 0.0062224 | 2063 | Mitigation | 0.95 | 45 | 0 | esc | 0.00097009 | 8.4323e-09 | 0.00097009 | 8.4323e-09
[79 empty] | WLDFR | HFTD - Distribution - Tier 3 - 5QU CoRE ¦ 2QU LoRE | Red Flag Warning - Large Fires | 2024 | 9.9305e-09 | 5.475 | 0.71896 | 3.0715 | 1.6846 | 0 | 2.7188e-05 | 5.437e-08 | 0 | 5.437e-08 | 3.9775e-09 | 2.7404e-07 | 0 | 2.7404e-07 | 2.2334e-06 | 0 | 2.2334e-06 | 4.8957e-06 | 0 | 4.8957e-06 | [17 empty] | 7.3.3.17.5 (Remote Grid) Updates to grid topology to minimize risk of ignition in HFTDs Remote GridWLDFRVegetation ContactAggregated | WLDFR | HFTD - Distribution - Tier 2 - 3QU CoRE ¦ 5QU LoRE | Red Flag Warning - Catastrophic Fires | Vegetation Contact | Aggregated | 2064 | 8.6923e-06 | 715.8465 | 0.0062224 | 2064 | Mitigation | 0.95 | 45 | 0 | esc | 0.00097009 | 8.4323e-09 | 0.00097009 | 8.4323e-09
[79 empty] | WLDFR | HFTD - Distribution - Tier 3 - 5QU CoRE ¦ 2QU LoRE | Red Flag Warning - Large Fires | 2025 | 9.9305e-09 | 5.475 | 0.71896 | 3.0715 | 1.6846 | 0 | 2.7188e-05 | 5.437e-08 | 0 | 5.437e-08 | 3.9775e-09 | 2.8585e-07 | 0 | 2.8585e-07 | 2.3297e-06 | 0 | 2.3297e-06 | 5.1067e-06 | 0 | 5.1067e-06 | [17 empty] | 7.3.3.17.5 (Remote Grid) Updates to grid topology to minimize risk of ignition in HFTDs Remote GridWLDFRVegetation ContactAggregated | WLDFR | HFTD - Distribution - Tier 2 - 3QU CoRE ¦ 5QU LoRE | Red Flag Warning - Catastrophic Fires | Vegetation Contact | Aggregated | 2065 | 8.6923e-06 | 715.8465 | 0.0062224 | 2065 | Mitigation | 0.95 | 45 | 0 | esc | 0.00097009 | 8.4323e-09 | 0.00097009 | 8.4323e-09
[79 empty] | WLDFR | HFTD - Distribution - Tier 3 - 5QU CoRE ¦ 2QU LoRE | Red Flag Warning - Large Fires | 2026 | 9.9305e-09 | 5.475 | 0.71896 | 3.0715 | 1.6846 | 0 | 2.7188e-05 | 5.437e-08 | 0 | 5.437e-08 | 3.9775e-09 | 2.8585e-07 | 0 | 2.8585e-07 | 2.3297e-06 | 0 | 2.3297e-06 | 5.1067e-06 | 0 | 5.1067e-06 | [17 empty] | 7.3.3.17.5 (Remote Grid) Updates to grid topology to minimize risk of ignition in HFTDs Remote GridWLDFRVegetation ContactAggregated | WLDFR | HFTD - Distribution - Tier 2 - 3QU CoRE ¦ 5QU LoRE | Red Flag Warning - Catastrophic Fires | Vegetation Contact | Aggregated | 2066 | 8.6923e-06 | 715.8465 | 0.0062224 | 2066 | Mitigation | 0.95 | 45 | 0 | esc | 0.00097009 | 8.4323e-09 | 0.00097009 | 8.4323e-09
[79 empty] | WLDFR | HFTD - Distribution - Tier 3 - 5QU CoRE ¦ 2QU LoRE | Red Flag Warning - Large Fires | 2027 | 9.9305e-09 | 5.475 | 0.71896 | 3.0715 | 1.6846 | 0 | 2.7188e-05 | 5.437e-08 | 0 | 5.437e-08 | 3.9775e-09 | 2.8585e-07 | 0 | 2.8585e-07 | 2.3297e-06 | 0 | 2.3297e-06 | 5.1067e-06 | 0 | 5.1067e-06 | [17 empty] | 7.3.3.17.5 (Remote Grid) Updates to grid topology to minimize risk of ignition in HFTDs Remote GridWLDFRVegetation ContactAggregated | WLDFR | HFTD - Distribution - Tier 2 - 3QU CoRE ¦ 5QU LoRE | Red Flag Warning - Catastrophic Fires | Vegetation Contact | Aggregated | 2067 | 8.6923e-06 | 715.8465 | 0.0062224 | 2067 | Mitigation | 0.95 | 45 | 0 | esc | 0 | 0 | 0.00097009 | 8.4323e-09
[79 empty] | WLDFR | HFTD - Distribution - Tier 3 - 5QU CoRE ¦ 2QU LoRE | Red Flag Warning - Large Fires | 2028 | 9.9305e-09 | 5.777 | 0.74734 | 3.238 | 1.7917 | 0 | 2.7188e-05 | 5.7369e-08 | 0 | 5.7369e-08 | 4.1501e-09 | 2.8585e-07 | 0 | 2.8585e-07 | 2.3297e-06 | 0 | 2.3297e-06 | 5.1067e-06 | 0 | 5.1067e-06 | [17 empty] | 7.3.3.17.5 (Remote Grid) Updates to grid topology to minimize risk of ignition in HFTDs Remote GridWLDFREquipment / facility failureAggregated | WLDFR | HFTD - Distribution - Tier 2 - 3QU CoRE ¦ 5QU LoRE | Red Flag Warning - Destructive Fires | Equipment / facility failure | Aggregated | 2022 | 1.214e-06 | 715.8465 | 0.00086903 | 2022 | Mitigation | 0.95 | 45 | 0 | esc | 0.00097009 | 1.1777e-09 | 0 | 0
[79 empty] | WLDFR | HFTD - Distribution - Tier 3 - 5QU CoRE ¦ 2QU LoRE | Red Flag Warning - Large Fires | 2029 | 9.9305e-09 | 5.777 | 0.74734 | 3.238 | 1.7917 | 0 | 2.7188e-05 | 5.7369e-08 | 0 | 5.7369e-08 | 4.1501e-09 | 2.8585e-07 | 0 | 2.8585e-07 | 2.3297e-06 | 0 | 2.3297e-06 | 5.1067e-06 | 0 | 5.1067e-06 | [17 empty] | 7.3.3.17.5 (Remote Grid) Updates to grid topology to minimize risk of ignition in HFTDs Remote GridWLDFREquipment / facility failureAggregated | WLDFR | HFTD - Distribution - Tier 2 - 3QU CoRE ¦ 5QU LoRE | Red Flag Warning - Destructive Fires | Equipment / facility failure | Aggregated | 2023 | 1.214e-06 | 715.8465 | 0.00086903 | 2023 | Mitigation | 0.95 | 45 | 0 | esc | 0.00097009 | 1.1777e-09 | 0.00097009 | 1.1777e-09
[79 empty] | WLDFR | HFTD - Distribution - Tier 3 - 5QU CoRE ¦ 2QU LoRE | Red Flag Warning - Large Fires | 2030 | 9.9305e-09 | 5.777 | 0.74734 | 3.238 | 1.7917 | 0 | 2.7188e-05 | 5.7369e-08 | 0 | 5.7369e-08 | 4.1501e-09 | 2.9887e-07 | 0 | 2.9887e-07 | 2.4358e-06 | 0 | 2.4358e-06 | 5.3394e-06 | 0 | 5.3394e-06 | [17 empty] | 7.3.3.17.5 (Remote Grid) Updates to grid topology to minimize risk of ignition in HFTDs Remote GridWLDFREquipment / facility failureAggregated | WLDFR | HFTD - Distribution - Tier 2 - 3QU CoRE ¦ 5QU LoRE | Red Flag Warning - Destructive Fires | Equipment / facility failure | Aggregated | 2024 | 1.214e-06 | 715.8465 | 0.00086903 | 2024 | Mitigation | 0.95 | 45 | 0 | esc | 0.00097009 | 1.1777e-09 | 0.00097009 | 1.1777e-09
[79 empty] | WLDFR | HFTD - Distribution - Tier 3 - 5QU CoRE ¦ 2QU LoRE | Red Flag Warning - Large Fires | 2031 | 9.9305e-09 | 5.777 | 0.74734 | 3.238 | 1.7917 | 0 | 2.7188e-05 | 5.7369e-08 | 0 | 5.7369e-08 | 4.1501e-09 | 2.9887e-07 | 0 | 2.9887e-07 | 2.4358e-06 | 0 | 2.4358e-06 | 5.3394e-06 | 0 | 5.3394e-06 | [17 empty] | 7.3.3.17.5 (Remote Grid) Updates to grid topology to minimize risk of ignition in HFTDs Remote GridWLDFREquipment / facility failureAggregated | WLDFR | HFTD - Distribution - Tier 2 - 3QU CoRE ¦ 5QU LoRE | Red Flag Warning - Destructive Fires | Equipment / facility failure | Aggregated | 2025 | 1.214e-06 | 715.8465 | 0.00086903 | 2025 | Mitigation | 0.95 | 45 | 0 | esc | 0.00097009 | 1.1777e-09 | 0.00097009 | 1.1777e-09
[79 empty] | WLDFR | HFTD - Distribution - Tier 3 - 5QU CoRE ¦ 2QU LoRE | Red Flag Warning - Large Fires | 2032 | 9.9305e-09 | 5.777 | 0.74734 | 3.238 | 1.7917 | 0 | 2.7188e-05 | 5.7369e-08 | 0 | 5.7369e-08 | 4.1501e-09 | 2.9887e-07 | 0 | 2.9887e-07 | 2.4358e-06 | 0 | 2.4358e-06 | 5.3394e-06 | 0 | 5.3394e-06 | [17 empty] | 7.3.3.17.5 (Remote Grid) Updates to grid topology to minimize risk of ignition in HFTDs Remote GridWLDFREquipment / facility failureAggregated | WLDFR | HFTD - Distribution - Tier 2 - 3QU CoRE ¦ 5QU LoRE | Red Flag Warning - Destructive Fires | Equipment / facility failure | Aggregated | 2026 | 1.214e-06 | 715.8465 | 0.00086903 | 2026 | Mitigation | 0.95 | 45 | 0 | esc | 0.00097009 | 1.1777e-09 | 0.00097009 | 1.1777e-09
[79 empty] | WLDFR | HFTD - Distribution - Tier 3 - 5QU CoRE ¦ 2QU LoRE | Red Flag Warning - Large Fires | 2033 | 9.9305e-09 | 6.1205 | 0.77885 | 3.4265 | 1.9151 | 0 | 2.7188e-05 | 6.078e-08 | 0 | 6.078e-08 | 4.3417e-09 | 2.9887e-07 | 0 | 2.9887e-07 | 2.4358e-06 | 0 | 2.4358e-06 | 5.3394e-06 | 0 | 5.3394e-06 | [17 empty] | 7.3.3.17.5 (Remote Grid) Updates to grid topology to minimize risk of ignition in HFTDs Remote GridWLDFREquipment / facility failureAggregated | WLDFR | HFTD - Distribution - Tier 2 - 3QU CoRE ¦ 5QU LoRE | Red Flag Warning - Destructive Fires | Equipment / facility failure | Aggregated | 2027 | 1.214e-06 | 715.8465 | 0.00086903 | 2027 | Mitigation | 0.95 | 45 | 0 | esc | 0.00097009 | 1.1777e-09 | 0.00097009 | 1.1777e-09
[79 empty] | WLDFR | HFTD - Distribution - Tier 3 - 5QU CoRE ¦ 2QU LoRE | Red Flag Warning - Large Fires | 2034 | 9.9305e-09 | 6.1205 | 0.77885 | 3.4265 | 1.9151 | 0 | 2.7188e-05 | 6.078e-08 | 0 | 6.078e-08 | 4.3417e-09 | 2.9887e-07 | 0 | 2.9887e-07 | 2.4358e-06 | 0 | 2.4358e-06 | 5.3394e-06 | 0 | 5.3394e-06 | [17 empty] | 7.3.3.17.5 (Remote Grid) Updates to grid topology to minimize risk of ignition in HFTDs Remote GridWLDFREquipment / facility failureAggregated | WLDFR | HFTD - Distribution - Tier 2 - 3QU CoRE ¦ 5QU LoRE | Red Flag Warning - Destructive Fires | Equipment / facility failure | Aggregated | 2028 | 1.214e-06 | 715.8465 | 0.00086903 | 2028 | Mitigation | 0.95 | 45 | 0 | esc | 0.00097009 | 1.1777e-09 | 0.00097009 | 1.1777e-09
[79 empty] | WLDFR | HFTD - Distribution - Tier 3 - 5QU CoRE ¦ 2QU LoRE | Red Flag Warning - Large Fires | 2035 | 9.9305e-09 | 6.1205 | 0.77885 | 3.4265 | 1.9151 | 0 | 2.7188e-05 | 6.078e-08 | 0 | 6.078e-08 | 4.3417e-09 | 3.1297e-07 | 0 | 3.1297e-07 | 2.5507e-06 | 0 | 2.5507e-06 | 5.5913e-06 | 0 | 5.5913e-06 | [17 empty] | 7.3.3.17.5 (Remote Grid) Updates to grid topology to minimize risk of ignition in HFTDs Remote GridWLDFREquipment / facility failureAggregated | WLDFR | HFTD - Distribution - Tier 2 - 3QU CoRE ¦ 5QU LoRE | Red Flag Warning - Destructive Fires | Equipment / facility failure | Aggregated | 2029 | 1.214e-06 | 715.8465 | 0.00086903 | 2029 | Mitigation | 0.95 | 45 | 0 | esc | 0.00097009 | 1.1777e-09 | 0.00097009 | 1.1777e-09
[79 empty] | WLDFR | HFTD - Distribution - Tier 3 - 5QU CoRE ¦ 2QU LoRE | Red Flag Warning - Large Fires | 2036 | 9.9305e-09 | 6.1205 | 0.77885 | 3.4265 | 1.9151 | 0 | 2.7188e-05 | 6.078e-08 | 0 | 6.078e-08 | 4.3417e-09 | 3.1297e-07 | 0 | 3.1297e-07 | 2.5507e-06 | 0 | 2.5507e-06 | 5.5913e-06 | 0 | 5.5913e-06 | [17 empty] | 7.3.3.17.5 (Remote Grid) Updates to grid topology to minimize risk of ignition in HFTDs Remote GridWLDFREquipment / facility failureAggregated | WLDFR | HFTD - Distribution - Tier 2 - 3QU CoRE ¦ 5QU LoRE | Red Flag Warning - Destructive Fires | Equipment / facility failure | Aggregated | 2030 | 1.214e-06 | 715.8465 | 0.00086903 | 2030 | Mitigation | 0.95 | 45 | 0 | esc | 0.00097009 | 1.1777e-09 | 0.00097009 | 1.1777e-09
[79 empty] | WLDFR | HFTD - Distribution - Tier 3 - 5QU CoRE ¦ 2QU LoRE | Red Flag Warning - Large Fires | 2037 | 9.9305e-09 | 6.1205 | 0.77885 | 3.4265 | 1.9151 | 0 | 2.7188e-05 | 6.078e-08 | 0 | 6.078e-08 | 4.3417e-09 | 3.1297e-07 | 0 | 3.1297e-07 | 2.5507e-06 | 0 | 2.5507e-06 | 5.5913e-06 | 0 | 5.5913e-06 | [17 empty] | 7.3.3.17.5 (Remote Grid) Updates to grid topology to minimize risk of ignition in HFTDs Remote GridWLDFREquipment / facility failureAggregated | WLDFR | HFTD - Distribution - Tier 2 - 3QU CoRE ¦ 5QU LoRE | Red Flag Warning - Destructive Fires | Equipment / facility failure | Aggregated | 2031 | 1.214e-06 | 715.8465 | 0.00086903 | 2031 | Mitigation | 0.95 | 45 | 0 | esc | 0.00097009 | 1.1777e-09 | 0.00097009 | 1.1777e-09
[79 empty] | WLDFR | HFTD - Distribution - Tier 3 - 5QU CoRE ¦ 2QU LoRE | Red Flag Warning - Large Fires | 2038 | 9.9305e-09 | 6.5028 | 0.81304 | 3.6355 | 2.0543 | 0 | 2.7188e-05 | 6.4576e-08 | 0 | 6.4576e-08 | 4.5496e-09 | 3.1297e-07 | 0 | 3.1297e-07 | 2.5507e-06 | 0 | 2.5507e-06 | 5.5913e-06 | 0 | 5.5913e-06 | [17 empty] | 7.3.3.17.5 (Remote Grid) Updates to grid topology to minimize risk of ignition in HFTDs Remote GridWLDFREquipment / facility failureAggregated | WLDFR | HFTD - Distribution - Tier 2 - 3QU CoRE ¦ 5QU LoRE | Red Flag Warning - Destructive Fires | Equipment / facility failure | Aggregated | 2032 | 1.214e-06 | 715.8465 | 0.00086903 | 2032 | Mitigation | 0.95 | 45 | 0 | esc | 0.00097009 | 1.1777e-09 | 0.00097009 | 1.1777e-09
[79 empty] | WLDFR | HFTD - Distribution - Tier 3 - 5QU CoRE ¦ 2QU LoRE | Red Flag Warning - Large Fires | 2039 | 9.9305e-09 | 6.5028 | 0.81304 | 3.6355 | 2.0543 | 0 | 2.7188e-05 | 6.4576e-08 | 0 | 6.4576e-08 | 4.5496e-09 | 3.1297e-07 | 0 | 3.1297e-07 | 2.5507e-06 | 0 | 2.5507e-06 | 5.5913e-06 | 0 | 5.5913e-06 | [17 empty] | 7.3.3.17.5 (Remote Grid) Updates to grid topology to minimize risk of ignition in HFTDs Remote GridWLDFREquipment / facility failureAggregated | WLDFR | HFTD - Distribution - Tier 2 - 3QU CoRE ¦ 5QU LoRE | Red Flag Warning - Destructive Fires | Equipment / facility failure | Aggregated | 2033 | 1.214e-06 | 715.8465 | 0.00086903 | 2033 | Mitigation | 0.95 | 45 | 0 | esc | 0.00097009 | 1.1777e-09 | 0.00097009 | 1.1777e-09
[79 empty] | WLDFR | HFTD - Distribution - Tier 3 - 5QU CoRE ¦ 2QU LoRE | Red Flag Warning - Large Fires | 2040 | 9.9305e-09 | 6.5028 | 0.81304 | 3.6355 | 2.0543 | 0 | 2.7188e-05 | 6.4576e-08 | 0 | 6.4576e-08 | 4.5496e-09 | 3.28e-07 | 0 | 3.28e-07 | 2.6732e-06 | 0 | 2.6732e-06 | 5.8598e-06 | 0 | 5.8598e-06 | [17 empty] | 7.3.3.17.5 (Remote Grid) Updates to grid topology to minimize risk of ignition in HFTDs Remote GridWLDFREquipment / facility failureAggregated | WLDFR | HFTD - Distribution - Tier 2 - 3QU CoRE ¦ 5QU LoRE | Red Flag Warning - Destructive Fires | Equipment / facility failure | Aggregated | 2034 | 1.214e-06 | 715.8465 | 0.00086903 | 2034 | Mitigation | 0.95 | 45 | 0 | esc | 0.00097009 | 1.1777e-09 | 0.00097009 | 1.1777e-09
[79 empty] | WLDFR | HFTD - Distribution - Tier 3 - 5QU CoRE ¦ 2QU LoRE | Red Flag Warning - Large Fires | 2041 | 9.9305e-09 | 6.5028 | 0.81304 | 3.6355 | 2.0543 | 0 | 2.7188e-05 | 6.4576e-08 | 0 | 6.4576e-08 | 4.5496e-09 | 3.28e-07 | 0 | 3.28e-07 | 2.6732e-06 | 0 | 2.6732e-06 | 5.8598e-06 | 0 | 5.8598e-06 | [17 empty] | 7.3.3.17.5 (Remote Grid) Updates to grid topology to minimize risk of ignition in HFTDs Remote GridWLDFREquipment / facility failureAggregated | WLDFR | HFTD - Distribution - Tier 2 - 3QU CoRE ¦ 5QU LoRE | Red Flag Warning - Destructive Fires | Equipment / facility failure | Aggregated | 2035 | 1.214e-06 | 715.8465 | 0.00086903 | 2035 | Mitigation | 0.95 | 45 | 0 | esc | 0.00097009 | 1.1777e-09 | 0.00097009 | 1.1777e-09
[79 empty] | WLDFR | HFTD - Distribution - Tier 3 - 5QU CoRE ¦ 2QU LoRE | Red Flag Warning - Large Fires | 2042 | 9.9305e-09 | 6.5028 | 0.81304 | 3.6355 | 2.0543 | 0 | 2.7188e-05 | 6.4576e-08 | 0 | 6.4576e-08 | 4.5496e-09 | 3.28e-07 | 0 | 3.28e-07 | 2.6732e-06 | 0 | 2.6732e-06 | 5.8598e-06 | 0 | 5.8598e-06 | [17 empty] | 7.3.3.17.5 (Remote Grid) Updates to grid topology to minimize risk of ignition in HFTDs Remote GridWLDFREquipment / facility failureAggregated | WLDFR | HFTD - Distribution - Tier 2 - 3QU CoRE ¦ 5QU LoRE | Red Flag Warning - Destructive Fires | Equipment / facility failure | Aggregated | 2036 | 1.214e-06 | 715.8465 | 0.00086903 | 2036 | Mitigation | 0.95 | 45 | 0 | esc | 0.00097009 | 1.1777e-09 | 0.00097009 | 1.1777e-09
[79 empty] | WLDFR | HFTD - Distribution - Tier 3 - 5QU CoRE ¦ 2QU LoRE | Red Flag Warning - Large Fires | 2043 | 9.9305e-09 | 6.9209 | 0.84944 | 3.8632 | 2.2083 | 0 | 2.7188e-05 | 6.8728e-08 | 0 | 6.8728e-08 | 4.7709e-09 | 3.28e-07 | 0 | 3.28e-07 | 2.6732e-06 | 0 | 2.6732e-06 | 5.8598e-06 | 0 | 5.8598e-06 | [17 empty] | 7.3.3.17.5 (Remote Grid) Updates to grid topology to minimize risk of ignition in HFTDs Remote GridWLDFREquipment / facility failureAggregated | WLDFR | HFTD - Distribution - Tier 2 - 3QU CoRE ¦ 5QU LoRE | Red Flag Warning - Destructive Fires | Equipment / facility failure | Aggregated | 2037 | 1.214e-06 | 715.8465 | 0.00086903 | 2037 | Mitigation | 0.95 | 45 | 0 | esc | 0.00097009 | 1.1777e-09 | 0.00097009 | 1.1777e-09
[79 empty] | WLDFR | HFTD - Distribution - Tier 3 - 5QU CoRE ¦ 2QU LoRE | Red Flag Warning - Large Fires | 2044 | 9.9305e-09 | 6.9209 | 0.84944 | 3.8632 | 2.2083 | 0 | 2.7188e-05 | 6.8728e-08 | 0 | 6.8728e-08 | 4.7709e-09 | 3.28e-07 | 0 | 3.28e-07 | 2.6732e-06 | 0 | 2.6732e-06 | 5.8598e-06 | 0 | 5.8598e-06 | [17 empty] | 7.3.3.17.5 (Remote Grid) Updates to grid topology to minimize risk of ignition in HFTDs Remote GridWLDFREquipment / facility failureAggregated | WLDFR | HFTD - Distribution - Tier 2 - 3QU CoRE ¦ 5QU LoRE | Red Flag Warning - Destructive Fires | Equipment / facility failure | Aggregated | 2038 | 1.214e-06 | 715.8465 | 0.00086903 | 2038 | Mitigation | 0.95 | 45 | 0 | esc | 0.00097009 | 1.1777e-09 | 0.00097009 | 1.1777e-09
[79 empty] | WLDFR | HFTD - Distribution - Tier 3 - 5QU CoRE ¦ 2QU LoRE | Red Flag Warning - Large Fires | 2045 | 9.9305e-09 | 6.9209 | 0.84944 | 3.8632 | 2.2083 | 0 | 2.7188e-05 | 6.8728e-08 | 0 | 6.8728e-08 | 4.7709e-09 | 3.4381e-07 | 0 | 3.4381e-07 | 2.8021e-06 | 0 | 2.8021e-06 | 6.1422e-06 | 0 | 6.1422e-06 | [17 empty] | 7.3.3.17.5 (Remote Grid) Updates to grid topology to minimize risk of ignition in HFTDs Remote GridWLDFREquipment / facility failureAggregated | WLDFR | HFTD - Distribution - Tier 2 - 3QU CoRE ¦ 5QU LoRE | Red Flag Warning - Destructive Fires | Equipment / facility failure | Aggregated | 2039 | 1.214e-06 | 715.8465 | 0.00086903 | 2039 | Mitigation | 0.95 | 45 | 0 | esc | 0.00097009 | 1.1777e-09 | 0.00097009 | 1.1777e-09
[79 empty] | WLDFR | HFTD - Distribution - Tier 3 - 5QU CoRE ¦ 2QU LoRE | Red Flag Warning - Large Fires | 2046 | 9.9305e-09 | 6.9209 | 0.84944 | 3.8632 | 2.2083 | 0 | 2.7188e-05 | 6.8728e-08 | 0 | 6.8728e-08 | 4.7709e-09 | 3.4381e-07 | 0 | 3.4381e-07 | 2.8021e-06 | 0 | 2.8021e-06 | 6.1422e-06 | 0 | 6.1422e-06 | [17 empty] | 7.3.3.17.5 (Remote Grid) Updates to grid topology to minimize risk of ignition in HFTDs Remote GridWLDFREquipment / facility failureAggregated | WLDFR | HFTD - Distribution - Tier 2 - 3QU CoRE ¦ 5QU LoRE | Red Flag Warning - Destructive Fires | Equipment / facility failure | Aggregated | 2040 | 1.214e-06 | 715.8465 | 0.00086903 | 2040 | Mitigation | 0.95 | 45 | 0 | esc | 0.00097009 | 1.1777e-09 | 0.00097009 | 1.1777e-09
[79 empty] | WLDFR | HFTD - Distribution - Tier 3 - 5QU CoRE ¦ 2QU LoRE | Red Flag Warning - Large Fires | 2047 | 9.9305e-09 | 6.9209 | 0.84944 | 3.8632 | 2.2083 | 0 | 2.7188e-05 | 6.8728e-08 | 0 | 6.8728e-08 | 4.7709e-09 | 3.4381e-07 | 0 | 3.4381e-07 | 2.8021e-06 | 0 | 2.8021e-06 | 6.1422e-06 | 0 | 6.1422e-06 | [17 empty] | 7.3.3.17.5 (Remote Grid) Updates to grid topology to minimize risk of ignition in HFTDs Remote GridWLDFREquipment / facility failureAggregated | WLDFR | HFTD - Distribution - Tier 2 - 3QU CoRE ¦ 5QU LoRE | Red Flag Warning - Destructive Fires | Equipment / facility failure | Aggregated | 2041 | 1.214e-06 | 715.8465 | 0.00086903 | 2041 | Mitigation | 0.95 | 45 | 0 | esc | 0.00097009 | 1.1777e-09 | 0.00097009 | 1.1777e-09
[79 empty] | WLDFR | HFTD - Distribution - Tier 3 - 5QU CoRE ¦ 2QU LoRE | Red Flag Warning - Large Fires | 2048 | 9.9305e-09 | 7.3713 | 0.88759 | 4.1075 | 2.3763 | 0 | 2.7188e-05 | 7.3201e-08 | 0 | 7.3201e-08 | 5.0028e-09 | 3.4381e-07 | 0 | 3.4381e-07 | 2.8021e-06 | 0 | 2.8021e-06 | 6.1422e-06 | 0 | 6.1422e-06 | [17 empty] | 7.3.3.17.5 (Remote Grid) Updates to grid topology to minimize risk of ignition in HFTDs Remote GridWLDFREquipment / facility failureAggregated | WLDFR | HFTD - Distribution - Tier 2 - 3QU CoRE ¦ 5QU LoRE | Red Flag Warning - Destructive Fires | Equipment / facility failure | Aggregated | 2042 | 1.214e-06 | 715.8465 | 0.00086903 | 2042 | Mitigation | 0.95 | 45 | 0 | esc | 0.00097009 | 1.1777e-09 | 0.00097009 | 1.1777e-09
[79 empty] | WLDFR | HFTD - Distribution - Tier 3 - 5QU CoRE ¦ 2QU LoRE | Red Flag Warning - Large Fires | 2049 | 9.9305e-09 | 7.3713 | 0.88759 | 4.1075 | 2.3763 | 0 | 2.7188e-05 | 7.3201e-08 | 0 | 7.3201e-08 | 5.0028e-09 | 3.4381e-07 | 0 | 3.4381e-07 | 2.8021e-06 | 0 | 2.8021e-06 | 6.1422e-06 | 0 | 6.1422e-06 | [17 empty] | 7.3.3.17.5 (Remote Grid) Updates to grid topology to minimize risk of ignition in HFTDs Remote GridWLDFREquipment / facility failureAggregated | WLDFR | HFTD - Distribution - Tier 2 - 3QU CoRE ¦ 5QU LoRE | Red Flag Warning - Destructive Fires | Equipment / facility failure | Aggregated | 2043 | 1.214e-06 | 715.8465 | 0.00086903 | 2043 | Mitigation | 0.95 | 45 | 0 | esc | 0.00097009 | 1.1777e-09 | 0.00097009 | 1.1777e-09
[79 empty] | WLDFR | HFTD - Distribution - Tier 3 - 5QU CoRE ¦ 2QU LoRE | Red Flag Warning - Large Fires | 2050 | 9.9305e-09 | 7.3713 | 0.88759 | 4.1075 | 2.3763 | 0 | 2.7188e-05 | 7.3201e-08 | 0 | 7.3201e-08 | 5.0028e-09 | 3.6023e-07 | 0 | 3.6023e-07 | 2.9358e-06 | 0 | 2.9358e-06 | 6.4354e-06 | 0 | 6.4354e-06 | [17 empty] | 7.3.3.17.5 (Remote Grid) Updates to grid topology to minimize risk of ignition in HFTDs Remote GridWLDFREquipment / facility failureAggregated | WLDFR | HFTD - Distribution - Tier 2 - 3QU CoRE ¦ 5QU LoRE | Red Flag Warning - Destructive Fires | Equipment / facility failure | Aggregated | 2044 | 1.214e-06 | 715.8465 | 0.00086903 | 2044 | Mitigation | 0.95 | 45 | 0 | esc | 0.00097009 | 1.1777e-09 | 0.00097009 | 1.1777e-09
[79 empty] | WLDFR | HFTD - Distribution - Tier 3 - 5QU CoRE ¦ 2QU LoRE | Red Flag Warning - Large Fires | 2051 | 9.9305e-09 | 7.3713 | 0.88759 | 4.1075 | 2.3763 | 0 | 2.7188e-05 | 7.3201e-08 | 0 | 7.3201e-08 | 5.0028e-09 | 3.6023e-07 | 0 | 3.6023e-07 | 2.9358e-06 | 0 | 2.9358e-06 | 6.4354e-06 | 0 | 6.4354e-06 | [17 empty] | 7.3.3.17.5 (Remote Grid) Updates to grid topology to minimize risk of ignition in HFTDs Remote GridWLDFREquipment / facility failureAggregated | WLDFR | HFTD - Distribution - Tier 2 - 3QU CoRE ¦ 5QU LoRE | Red Flag Warning - Destructive Fires | Equipment / facility failure | Aggregated | 2045 | 1.214e-06 | 715.8465 | 0.00086903 | 2045 | Mitigation | 0.95 | 45 | 0 | esc | 0.00097009 | 1.1777e-09 | 0.00097009 | 1.1777e-09
[79 empty] | WLDFR | HFTD - Distribution - Tier 3 - 5QU CoRE ¦ 2QU LoRE | Red Flag Warning - Large Fires | 2052 | 9.9305e-09 | 7.3713 | 0.88759 | 4.1075 | 2.3763 | 0 | 2.7188e-05 | 7.3201e-08 | 0 | 7.3201e-08 | 5.0028e-09 | 3.6023e-07 | 0 | 3.6023e-07 | 2.9358e-06 | 0 | 2.9358e-06 | 6.4354e-06 | 0 | 6.4354e-06 | [17 empty] | 7.3.3.17.5 (Remote Grid) Updates to grid topology to minimize risk of ignition in HFTDs Remote GridWLDFREquipment / facility failureAggregated | WLDFR | HFTD - Distribution - Tier 2 - 3QU CoRE ¦ 5QU LoRE | Red Flag Warning - Destructive Fires | Equipment / facility failure | Aggregated | 2046 | 1.214e-06 | 715.8465 | 0.00086903 | 2046 | Mitigation | 0.95 | 45 | 0 | esc | 0.00097009 | 1.1777e-09 | 0.00097009 | 1.1777e-09
[79 empty] | WLDFR | HFTD - Distribution - Tier 3 - 5QU CoRE ¦ 2QU LoRE | Red Flag Warning - Large Fires | 2053 | 9.9305e-09 | 7.8503 | 0.92702 | 4.3664 | 2.5569 | 0 | 2.7188e-05 | 7.7957e-08 | 0 | 7.7957e-08 | 5.2423e-09 | 3.6023e-07 | 0 | 3.6023e-07 | 2.9358e-06 | 0 | 2.9358e-06 | 6.4354e-06 | 0 | 6.4354e-06 | [17 empty] | 7.3.3.17.5 (Remote Grid) Updates to grid topology to minimize risk of ignition in HFTDs Remote GridWLDFREquipment / facility failureAggregated | WLDFR | HFTD - Distribution - Tier 2 - 3QU CoRE ¦ 5QU LoRE | Red Flag Warning - Destructive Fires | Equipment / facility failure | Aggregated | 2047 | 1.214e-06 | 715.8465 | 0.00086903 | 2047 | Mitigation | 0.95 | 45 | 0 | esc | 0.00097009 | 1.1777e-09 | 0.00097009 | 1.1777e-09
[79 empty] | WLDFR | HFTD - Distribution - Tier 3 - 5QU CoRE ¦ 2QU LoRE | Red Flag Warning - Large Fires | 2054 | 9.9305e-09 | 7.8503 | 0.92702 | 4.3664 | 2.5569 | 0 | 2.7188e-05 | 7.7957e-08 | 0 | 7.7957e-08 | 5.2423e-09 | 3.6023e-07 | 0 | 3.6023e-07 | 2.9358e-06 | 0 | 2.9358e-06 | 6.4354e-06 | 0 | 6.4354e-06 | [17 empty] | 7.3.3.17.5 (Remote Grid) Updates to grid topology to minimize risk of ignition in HFTDs Remote GridWLDFREquipment / facility failureAggregated | WLDFR | HFTD - Distribution - Tier 2 - 3QU CoRE ¦ 5QU LoRE | Red Flag Warning - Destructive Fires | Equipment / facility failure | Aggregated | 2048 | 1.214e-06 | 715.8465 | 0.00086903 | 2048 | Mitigation | 0.95 | 45 | 0 | esc | 0.00097009 | 1.1777e-09 | 0.00097009 | 1.1777e-09
[79 empty] | WLDFR | HFTD - Distribution - Tier 3 - 5QU CoRE ¦ 2QU LoRE | Red Flag Warning - Large Fires | 2055 | 9.9305e-09 | 7.8503 | 0.92702 | 4.3664 | 2.5569 | 0 | 2.7188e-05 | 7.7957e-08 | 0 | 7.7957e-08 | 5.2423e-09 | 3.7706e-07 | 0 | 3.7706e-07 | 3.073e-06 | 0 | 3.073e-06 | 6.7362e-06 | 0 | 6.7362e-06 | [17 empty] | 7.3.3.17.5 (Remote Grid) Updates to grid topology to minimize risk of ignition in HFTDs Remote GridWLDFREquipment / facility failureAggregated | WLDFR | HFTD - Distribution - Tier 2 - 3QU CoRE ¦ 5QU LoRE | Red Flag Warning - Destructive Fires | Equipment / facility failure | Aggregated | 2049 | 1.214e-06 | 715.8465 | 0.00086903 | 2049 | Mitigation | 0.95 | 45 | 0 | esc | 0.00097009 | 1.1777e-09 | 0.00097009 | 1.1777e-09
[79 empty] | WLDFR | HFTD - Distribution - Tier 3 - 5QU CoRE ¦ 2QU LoRE | Red Flag Warning - Large Fires | 2056 | 9.9305e-09 | 7.8503 | 0.92702 | 4.3664 | 2.5569 | 0 | 2.7188e-05 | 7.7957e-08 | 0 | 7.7957e-08 | 5.2423e-09 | 3.7706e-07 | 0 | 3.7706e-07 | 3.073e-06 | 0 | 3.073e-06 | 6.7362e-06 | 0 | 6.7362e-06 | [17 empty] | 7.3.3.17.5 (Remote Grid) Updates to grid topology to minimize risk of ignition in HFTDs Remote GridWLDFREquipment / facility failureAggregated | WLDFR | HFTD - Distribution - Tier 2 - 3QU CoRE ¦ 5QU LoRE | Red Flag Warning - Destructive Fires | Equipment / facility failure | Aggregated | 2050 | 1.214e-06 | 715.8465 | 0.00086903 | 2050 | Mitigation | 0.95 | 45 | 0 | esc | 0.00097009 | 1.1777e-09 | 0.00097009 | 1.1777e-09
[79 empty] | WLDFR | HFTD - Distribution - Tier 3 - 5QU CoRE ¦ 2QU LoRE | Red Flag Warning - Large Fires | 2057 | 9.9305e-09 | 7.8503 | 0.92702 | 4.3664 | 2.5569 | 0 | 2.7188e-05 | 7.7957e-08 | 0 | 7.7957e-08 | 5.2423e-09 | 3.7706e-07 | 0 | 3.7706e-07 | 3.073e-06 | 0 | 3.073e-06 | 6.7362e-06 | 0 | 6.7362e-06 | [17 empty] | 7.3.3.17.5 (Remote Grid) Updates to grid topology to minimize risk of ignition in HFTDs Remote GridWLDFREquipment / facility failureAggregated | WLDFR | HFTD - Distribution - Tier 2 - 3QU CoRE ¦ 5QU LoRE | Red Flag Warning - Destructive Fires | Equipment / facility failure | Aggregated | 2051 | 1.214e-06 | 715.8465 | 0.00086903 | 2051 | Mitigation | 0.95 | 45 | 0 | esc | 0.00097009 | 1.1777e-09 | 0.00097009 | 1.1777e-09
[79 empty] | WLDFR | HFTD - Distribution - Tier 3 - 5QU CoRE ¦ 2QU LoRE | Red Flag Warning - Large Fires | 2058 | 9.9305e-09 | 8.3524 | 0.96727 | 4.6367 | 2.7484 | 0 | 2.7188e-05 | 8.2943e-08 | 0 | 8.2943e-08 | 5.4866e-09 | 3.7706e-07 | 0 | 3.7706e-07 | 3.073e-06 | 0 | 3.073e-06 | 6.7362e-06 | 0 | 6.7362e-06 | [17 empty] | 7.3.3.17.5 (Remote Grid) Updates to grid topology to minimize risk of ignition in HFTDs Remote GridWLDFREquipment / facility failureAggregated | WLDFR | HFTD - Distribution - Tier 2 - 3QU CoRE ¦ 5QU LoRE | Red Flag Warning - Destructive Fires | Equipment / facility failure | Aggregated | 2052 | 1.214e-06 | 715.8465 | 0.00086903 | 2052 | Mitigation | 0.95 | 45 | 0 | esc | 0.00097009 | 1.1777e-09 | 0.00097009 | 1.1777e-09
[79 empty] | WLDFR | HFTD - Distribution - Tier 3 - 5QU CoRE ¦ 2QU LoRE | Red Flag Warning - Large Fires | 2059 | 9.9305e-09 | 8.3524 | 0.96727 | 4.6367 | 2.7484 | 0 | 2.7188e-05 | 8.2943e-08 | 0 | 8.2943e-08 | 5.4866e-09 | 3.7706e-07 | 0 | 3.7706e-07 | 3.073e-06 | 0 | 3.073e-06 | 6.7362e-06 | 0 | 6.7362e-06 | [17 empty] | 7.3.3.17.5 (Remote Grid) Updates to grid topology to minimize risk of ignition in HFTDs Remote GridWLDFREquipment / facility failureAggregated | WLDFR | HFTD - Distribution - Tier 2 - 3QU CoRE ¦ 5QU LoRE | Red Flag Warning - Destructive Fires | Equipment / facility failure | Aggregated | 2053 | 1.214e-06 | 715.8465 | 0.00086903 | 2053 | Mitigation | 0.95 | 45 | 0 | esc | 0.00097009 | 1.1777e-09 | 0.00097009 | 1.1777e-09
[79 empty] | WLDFR | HFTD - Distribution - Tier 3 - 5QU CoRE ¦ 2QU LoRE | Red Flag Warning - Large Fires | 2060 | 9.9305e-09 | 8.3524 | 0.96727 | 4.6367 | 2.7484 | 0 | 2.7188e-05 | 8.2943e-08 | 0 | 8.2943e-08 | 5.4866e-09 | 3.9411e-07 | 0 | 3.9411e-07 | 3.212e-06 | 0 | 3.212e-06 | 7.0408e-06 | 0 | 7.0408e-06 | [17 empty] | 7.3.3.17.5 (Remote Grid) Updates to grid topology to minimize risk of ignition in HFTDs Remote GridWLDFREquipment / facility failureAggregated | WLDFR | HFTD - Distribution - Tier 2 - 3QU CoRE ¦ 5QU LoRE | Red Flag Warning - Destructive Fires | Equipment / facility failure | Aggregated | 2054 | 1.214e-06 | 715.8465 | 0.00086903 | 2054 | Mitigation | 0.95 | 45 | 0 | esc | 0.00097009 | 1.1777e-09 | 0.00097009 | 1.1777e-09
[79 empty] | WLDFR | HFTD - Distribution - Tier 3 - 5QU CoRE ¦ 2QU LoRE | Red Flag Warning - Large Fires | 2061 | 9.9305e-09 | 8.3524 | 0.96727 | 4.6367 | 2.7484 | 0 | 2.7188e-05 | 8.2943e-08 | 0 | 8.2943e-08 | 5.4866e-09 | 3.9411e-07 | 0 | 3.9411e-07 | 3.212e-06 | 0 | 3.212e-06 | 7.0408e-06 | 0 | 7.0408e-06 | [17 empty] | 7.3.3.17.5 (Remote Grid) Updates to grid topology to minimize risk of ignition in HFTDs Remote GridWLDFREquipment / facility failureAggregated | WLDFR | HFTD - Distribution - Tier 2 - 3QU CoRE ¦ 5QU LoRE | Red Flag Warning - Destructive Fires | Equipment / facility failure | Aggregated | 2055 | 1.214e-06 | 715.8465 | 0.00086903 | 2055 | Mitigation | 0.95 | 45 | 0 | esc | 0.00097009 | 1.1777e-09 | 0.00097009 | 1.1777e-09
[79 empty] | WLDFR | HFTD - Distribution - Tier 3 - 5QU CoRE ¦ 2QU LoRE | Red Flag Warning - Large Fires | 2062 | 9.9305e-09 | 8.3524 | 0.96727 | 4.6367 | 2.7484 | 0 | 2.7188e-05 | 8.2943e-08 | 0 | 8.2943e-08 | 5.4866e-09 | 0 | 0 | 0 | 3.212e-06 | 0 | 3.212e-06 | 7.0408e-06 | 0 | 7.0408e-06 | [17 empty] | 7.3.3.17.5 (Remote Grid) Updates to grid topology to minimize risk of ignition in HFTDs Remote GridWLDFREquipment / facility failureAggregated | WLDFR | HFTD - Distribution - Tier 2 - 3QU CoRE ¦ 5QU LoRE | Red Flag Warning - Destructive Fires | Equipment / facility failure | Aggregated | 2056 | 1.214e-06 | 715.8465 | 0.00086903 | 2056 | Mitigation | 0.95 | 45 | 0 | esc | 0.00097009 | 1.1777e-09 | 0.00097009 | 1.1777e-09
[79 empty] | WLDFR | HFTD - Distribution - Tier 3 - 5QU CoRE ¦ 2QU LoRE | Red Flag Warning - Large Fires | 2063 | 9.9305e-09 | 8.872 | 1.0079 | 4.9153 | 2.9488 | 0 | 2.7188e-05 | 8.8103e-08 | 0 | 8.8103e-08 | 5.7326e-09 | 0 | 0 | 0 | 0 | 0 | 0 | 7.0408e-06 | 0 | 7.0408e-06 | [17 empty] | 7.3.3.17.5 (Remote Grid) Updates to grid topology to minimize risk of ignition in HFTDs Remote GridWLDFREquipment / facility failureAggregated | WLDFR | HFTD - Distribution - Tier 2 - 3QU CoRE ¦ 5QU LoRE | Red Flag Warning - Destructive Fires | Equipment / facility failure | Aggregated | 2057 | 1.214e-06 | 715.8465 | 0.00086903 | 2057 | Mitigation | 0.95 | 45 | 0 | esc | 0.00097009 | 1.1777e-09 | 0.00097009 | 1.1777e-09
[79 empty] | WLDFR | HFTD - Distribution - Tier 3 - 5QU CoRE ¦ 2QU LoRE | Red Flag Warning - Large Fires | 2064 | 9.9305e-09 | 8.872 | 1.0079 | 4.9153 | 2.9488 | 0 | 2.7188e-05 | 8.8103e-08 | 0 | 8.8103e-08 | 5.7326e-09 | 6.4404e-07 | 0 | 6.4404e-07 | 0 | 0 | 0 | 0 | 0 | 0 | [17 empty] | 7.3.3.17.5 (Remote Grid) Updates to grid topology to minimize risk of ignition in HFTDs Remote GridWLDFREquipment / facility failureAggregated | WLDFR | HFTD - Distribution - Tier 2 - 3QU CoRE ¦ 5QU LoRE | Red Flag Warning - Destructive Fires | Equipment / facility failure | Aggregated | 2058 | 1.214e-06 | 715.8465 | 0.00086903 | 2058 | Mitigation | 0.95 | 45 | 0 | esc | 0.00097009 | 1.1777e-09 | 0.00097009 | 1.1777e-09
[79 empty] | WLDFR | HFTD - Distribution - Tier 3 - 5QU CoRE ¦ 2QU LoRE | Red Flag Warning - Large Fires | 2065 | 9.9305e-09 | 8.872 | 1.0079 | 4.9153 | 2.9488 | 0 | 2.7188e-05 | 8.8103e-08 | 0 | 8.8103e-08 | 5.7326e-09 | 6.3662e-07 | 0 | 6.3662e-07 | 5.1884e-06 | 0 | 5.1884e-06 | 0 | 0 | 0 | [17 empty] | 7.3.3.17.5 (Remote Grid) Updates to grid topology to minimize risk of ignition in HFTDs Remote GridWLDFREquipment / facility failureAggregated | WLDFR | HFTD - Distribution - Tier 2 - 3QU CoRE ¦ 5QU LoRE | Red Flag Warning - Destructive Fires | Equipment / facility failure | Aggregated | 2059 | 1.214e-06 | 715.8465 | 0.00086903 | 2059 | Mitigation | 0.95 | 45 | 0 | esc | 0.00097009 | 1.1777e-09 | 0.00097009 | 1.1777e-09
[79 empty] | WLDFR | HFTD - Distribution - Tier 3 - 5QU CoRE ¦ 2QU LoRE | Red Flag Warning - Large Fires | 2066 | 9.9305e-09 | 8.872 | 1.0079 | 4.9153 | 2.9488 | 0 | 2.7188e-05 | 8.8103e-08 | 0 | 8.8103e-08 | 5.7326e-09 | 6.5995e-07 | 0 | 6.5995e-07 | 5.3786e-06 | 0 | 5.3786e-06 | 1.179e-05 | 0 | 1.179e-05 | [17 empty] | 7.3.3.17.5 (Remote Grid) Updates to grid topology to minimize risk of ignition in HFTDs Remote GridWLDFREquipment / facility failureAggregated | WLDFR | HFTD - Distribution - Tier 2 - 3QU CoRE ¦ 5QU LoRE | Red Flag Warning - Destructive Fires | Equipment / facility failure | Aggregated | 2060 | 1.214e-06 | 715.8465 | 0.00086903 | 2060 | Mitigation | 0.95 | 45 | 0 | esc | 0.00097009 | 1.1777e-09 | 0.00097009 | 1.1777e-09
[79 empty] | WLDFR | HFTD - Distribution - Tier 3 - 5QU CoRE ¦ 2QU LoRE | Red Flag Warning - Small Fires | 2022 | 2.8775e-07 | 0.077901 | 0.036425 | 0.0015809 | 0.039895 | 0 | 0.0007878 | 2.2416e-08 | 0 | 2.2416e-08 | 1.6564e-07 | 6.5995e-07 | 0 | 6.5995e-07 | 5.3786e-06 | 0 | 5.3786e-06 | 1.179e-05 | 0 | 1.179e-05 | [17 empty] | 7.3.3.17.5 (Remote Grid) Updates to grid topology to minimize risk of ignition in HFTDs Remote GridWLDFREquipment / facility failureAggregated | WLDFR | HFTD - Distribution - Tier 2 - 3QU CoRE ¦ 5QU LoRE | Red Flag Warning - Destructive Fires | Equipment / facility failure | Aggregated | 2061 | 1.214e-06 | 715.8465 | 0.00086903 | 2061 | Mitigation | 0.95 | 45 | 0 | esc | 0.00097009 | 1.1777e-09 | 0.00097009 | 1.1777e-09
[79 empty] | WLDFR | HFTD - Distribution - Tier 3 - 5QU CoRE ¦ 2QU LoRE | Red Flag Warning - Small Fires | 2023 | 2.8775e-07 | 0.080408 | 0.03759 | 0.0016314 | 0.041187 | 0 | 0.0007878 | 2.3137e-08 | 0 | 2.3137e-08 | 1.7155e-07 | 6.5995e-07 | 0 | 6.5995e-07 | 5.3786e-06 | 0 | 5.3786e-06 | 1.179e-05 | 0 | 1.179e-05 | [17 empty] | 7.3.3.17.5 (Remote Grid) Updates to grid topology to minimize risk of ignition in HFTDs Remote GridWLDFREquipment / facility failureAggregated | WLDFR | HFTD - Distribution - Tier 2 - 3QU CoRE ¦ 5QU LoRE | Red Flag Warning - Destructive Fires | Equipment / facility failure | Aggregated | 2062 | 1.214e-06 | 715.8465 | 0.00086903 | 2062 | Mitigation | 0.95 | 45 | 0 | esc | 0.00097009 | 1.1777e-09 | 0.00097009 | 1.1777e-09
[79 empty] | WLDFR | HFTD - Distribution - Tier 3 - 5QU CoRE ¦ 2QU LoRE | Red Flag Warning - Small Fires | 2024 | 2.8775e-07 | 0.080408 | 0.03759 | 0.0016314 | 0.041187 | 0 | 0.0007878 | 2.3137e-08 | 0 | 2.3137e-08 | 1.7155e-07 | 6.5995e-07 | 0 | 6.5995e-07 | 5.3786e-06 | 0 | 5.3786e-06 | 1.179e-05 | 0 | 1.179e-05 | [17 empty] | 7.3.3.17.5 (Remote Grid) Updates to grid topology to minimize risk of ignition in HFTDs Remote GridWLDFREquipment / facility failureAggregated | WLDFR | HFTD - Distribution - Tier 2 - 3QU CoRE ¦ 5QU LoRE | Red Flag Warning - Destructive Fires | Equipment / facility failure | Aggregated | 2063 | 1.214e-06 | 715.8465 | 0.00086903 | 2063 | Mitigation | 0.95 | 45 | 0 | esc | 0.00097009 | 1.1777e-09 | 0.00097009 | 1.1777e-09
[79 empty] | WLDFR | HFTD - Distribution - Tier 3 - 5QU CoRE ¦ 2QU LoRE | Red Flag Warning - Small Fires | 2025 | 2.8775e-07 | 0.080408 | 0.03759 | 0.0016314 | 0.041187 | 0 | 0.0007878 | 2.3137e-08 | 0 | 2.3137e-08 | 1.7155e-07 | 6.5995e-07 | 0 | 6.5995e-07 | 5.3786e-06 | 0 | 5.3786e-06 | 1.179e-05 | 0 | 1.179e-05 | [17 empty] | 7.3.3.17.5 (Remote Grid) Updates to grid topology to minimize risk of ignition in HFTDs Remote GridWLDFREquipment / facility failureAggregated | WLDFR | HFTD - Distribution - Tier 2 - 3QU CoRE ¦ 5QU LoRE | Red Flag Warning - Destructive Fires | Equipment / facility failure | Aggregated | 2064 | 1.214e-06 | 715.8465 | 0.00086903 | 2064 | Mitigation | 0.95 | 45 | 0 | esc | 0.00097009 | 1.1777e-09 | 0.00097009 | 1.1777e-09
[79 empty] | WLDFR | HFTD - Distribution - Tier 3 - 5QU CoRE ¦ 2QU LoRE | Red Flag Warning - Small Fires | 2026 | 2.8775e-07 | 0.080408 | 0.03759 | 0.0016314 | 0.041187 | 0 | 0.0007878 | 2.3137e-08 | 0 | 2.3137e-08 | 1.7155e-07 | 6.8936e-07 | 0 | 6.8936e-07 | 5.6183e-06 | 0 | 5.6183e-06 | 1.2315e-05 | 0 | 1.2315e-05 | [17 empty] | 7.3.3.17.5 (Remote Grid) Updates to grid topology to minimize risk of ignition in HFTDs Remote GridWLDFREquipment / facility failureAggregated | WLDFR | HFTD - Distribution - Tier 2 - 3QU CoRE ¦ 5QU LoRE | Red Flag Warning - Destructive Fires | Equipment / facility failure | Aggregated | 2065 | 1.214e-06 | 715.8465 | 0.00086903 | 2065 | Mitigation | 0.95 | 45 | 0 | esc | 0.00097009 | 1.1777e-09 | 0.00097009 | 1.1777e-09
[79 empty] | WLDFR | HFTD - Distribution - Tier 3 - 5QU CoRE ¦ 2QU LoRE | Red Flag Warning - Small Fires | 2027 | 2.8775e-07 | 0.080408 | 0.03759 | 0.0016314 | 0.041187 | 0 | 0.0007878 | 2.3137e-08 | 0 | 2.3137e-08 | 1.7155e-07 | 6.8936e-07 | 0 | 6.8936e-07 | 5.6183e-06 | 0 | 5.6183e-06 | 1.2315e-05 | 0 | 1.2315e-05 | [17 empty] | 7.3.3.17.5 (Remote Grid) Updates to grid topology to minimize risk of ignition in HFTDs Remote GridWLDFREquipment / facility failureAggregated | WLDFR | HFTD - Distribution - Tier 2 - 3QU CoRE ¦ 5QU LoRE | Red Flag Warning - Destructive Fires | Equipment / facility failure | Aggregated | 2066 | 1.214e-06 | 715.8465 | 0.00086903 | 2066 | Mitigation | 0.95 | 45 | 0 | esc | 0.00097009 | 1.1777e-09 | 0.00097009 | 1.1777e-09
[79 empty] | WLDFR | HFTD - Distribution - Tier 3 - 5QU CoRE ¦ 2QU LoRE | Red Flag Warning - Small Fires | 2028 | 2.8775e-07 | 0.083606 | 0.039055 | 0.001695 | 0.042856 | 0 | 0.0007878 | 2.4057e-08 | 0 | 2.4057e-08 | 1.7899e-07 | 6.8936e-07 | 0 | 6.8936e-07 | 5.6183e-06 | 0 | 5.6183e-06 | 1.2315e-05 | 0 | 1.2315e-05 | [17 empty] | 7.3.3.17.5 (Remote Grid) Updates to grid topology to minimize risk of ignition in HFTDs Remote GridWLDFREquipment / facility failureAggregated | WLDFR | HFTD - Distribution - Tier 2 - 3QU CoRE ¦ 5QU LoRE | Red Flag Warning - Destructive Fires | Equipment / facility failure | Aggregated | 2067 | 1.214e-06 | 715.8465 | 0.00086903 | 2067 | Mitigation | 0.95 | 45 | 0 | esc | 0 | 0 | 0.00097009 | 1.1777e-09
[79 empty] | WLDFR | HFTD - Distribution - Tier 3 - 5QU CoRE ¦ 2QU LoRE | Red Flag Warning - Small Fires | 2029 | 2.8775e-07 | 0.083606 | 0.039055 | 0.001695 | 0.042856 | 0 | 0.0007878 | 2.4057e-08 | 0 | 2.4057e-08 | 1.7899e-07 | 6.8936e-07 | 0 | 6.8936e-07 | 5.6183e-06 | 0 | 5.6183e-06 | 1.2315e-05 | 0 | 1.2315e-05 | [17 empty] | 7.3.3.17.5 (Remote Grid) Updates to grid topology to minimize risk of ignition in HFTDs Remote GridWLDFRVegetation ContactAggregated | WLDFR | HFTD - Distribution - Tier 2 - 3QU CoRE ¦ 5QU LoRE | Red Flag Warning - Destructive Fires | Vegetation Contact | Aggregated | 2022 | 1.119e-06 | 715.8465 | 0.00080105 | 2022 | Mitigation | 0.95 | 45 | 0 | esc | 0.00097009 | 1.0855e-09 | 0 | 0
[79 empty] | WLDFR | HFTD - Distribution - Tier 3 - 5QU CoRE ¦ 2QU LoRE | Red Flag Warning - Small Fires | 2030 | 2.8775e-07 | 0.083606 | 0.039055 | 0.001695 | 0.042856 | 0 | 0.0007878 | 2.4057e-08 | 0 | 2.4057e-08 | 1.7899e-07 | 6.8936e-07 | 0 | 6.8936e-07 | 5.6183e-06 | 0 | 5.6183e-06 | 1.2315e-05 | 0 | 1.2315e-05 | [17 empty] | 7.3.3.17.5 (Remote Grid) Updates to grid topology to minimize risk of ignition in HFTDs Remote GridWLDFRVegetation ContactAggregated | WLDFR | HFTD - Distribution - Tier 2 - 3QU CoRE ¦ 5QU LoRE | Red Flag Warning - Destructive Fires | Vegetation Contact | Aggregated | 2023 | 1.119e-06 | 715.8465 | 0.00080105 | 2023 | Mitigation | 0.95 | 45 | 0 | esc | 0.00097009 | 1.0855e-09 | 0.00097009 | 1.0855e-09
[79 empty] | WLDFR | HFTD - Distribution - Tier 3 - 5QU CoRE ¦ 2QU LoRE | Red Flag Warning - Small Fires | 2031 | 2.8775e-07 | 0.083606 | 0.039055 | 0.001695 | 0.042856 | 0 | 0.0007878 | 2.4057e-08 | 0 | 2.4057e-08 | 1.7899e-07 | 7.2203e-07 | 0 | 7.2203e-07 | 5.8846e-06 | 0 | 5.8846e-06 | 1.2899e-05 | 0 | 1.2899e-05 | [17 empty] | 7.3.3.17.5 (Remote Grid) Updates to grid topology to minimize risk of ignition in HFTDs Remote GridWLDFRVegetation ContactAggregated | WLDFR | HFTD - Distribution - Tier 2 - 3QU CoRE ¦ 5QU LoRE | Red Flag Warning - Destructive Fires | Vegetation Contact | Aggregated | 2024 | 1.119e-06 | 715.8465 | 0.00080105 | 2024 | Mitigation | 0.95 | 45 | 0 | esc | 0.00097009 | 1.0855e-09 | 0.00097009 | 1.0855e-09
[79 empty] | WLDFR | HFTD - Distribution - Tier 3 - 5QU CoRE ¦ 2QU LoRE | Red Flag Warning - Small Fires | 2032 | 2.8775e-07 | 0.083606 | 0.039055 | 0.001695 | 0.042856 | 0 | 0.0007878 | 2.4057e-08 | 0 | 2.4057e-08 | 1.7899e-07 | 7.2203e-07 | 0 | 7.2203e-07 | 5.8846e-06 | 0 | 5.8846e-06 | 1.2899e-05 | 0 | 1.2899e-05 | [17 empty] | 7.3.3.17.5 (Remote Grid) Updates to grid topology to minimize risk of ignition in HFTDs Remote GridWLDFRVegetation ContactAggregated | WLDFR | HFTD - Distribution - Tier 2 - 3QU CoRE ¦ 5QU LoRE | Red Flag Warning - Destructive Fires | Vegetation Contact | Aggregated | 2025 | 1.119e-06 | 715.8465 | 0.00080105 | 2025 | Mitigation | 0.95 | 45 | 0 | esc | 0.00097009 | 1.0855e-09 | 0.00097009 | 1.0855e-09
[79 empty] | WLDFR | HFTD - Distribution - Tier 3 - 5QU CoRE ¦ 2QU LoRE | Red Flag Warning - Small Fires | 2033 | 2.8775e-07 | 0.087211 | 0.040679 | 0.0017655 | 0.044766 | 0 | 0.0007878 | 2.5095e-08 | 0 | 2.5095e-08 | 1.8725e-07 | 7.2203e-07 | 0 | 7.2203e-07 | 5.8846e-06 | 0 | 5.8846e-06 | 1.2899e-05 | 0 | 1.2899e-05 | [17 empty] | 7.3.3.17.5 (Remote Grid) Updates to grid topology to minimize risk of ignition in HFTDs Remote GridWLDFRVegetation ContactAggregated | WLDFR | HFTD - Distribution - Tier 2 - 3QU CoRE ¦ 5QU LoRE | Red Flag Warning - Destructive Fires | Vegetation Contact | Aggregated | 2026 | 1.119e-06 | 715.8465 | 0.00080105 | 2026 | Mitigation | 0.95 | 45 | 0 | esc | 0.00097009 | 1.0855e-09 | 0.00097009 | 1.0855e-09
[79 empty] | WLDFR | HFTD - Distribution - Tier 3 - 5QU CoRE ¦ 2QU LoRE | Red Flag Warning - Small Fires | 2034 | 2.8775e-07 | 0.087211 | 0.040679 | 0.0017655 | 0.044766 | 0 | 0.0007878 | 2.5095e-08 | 0 | 2.5095e-08 | 1.8725e-07 | 7.2203e-07 | 0 | 7.2203e-07 | 5.8846e-06 | 0 | 5.8846e-06 | 1.2899e-05 | 0 | 1.2899e-05 | [17 empty] | 7.3.3.17.5 (Remote Grid) Updates to grid topology to minimize risk of ignition in HFTDs Remote GridWLDFRVegetation ContactAggregated | WLDFR | HFTD - Distribution - Tier 2 - 3QU CoRE ¦ 5QU LoRE | Red Flag Warning - Destructive Fires | Vegetation Contact | Aggregated | 2027 | 1.119e-06 | 715.8465 | 0.00080105 | 2027 | Mitigation | 0.95 | 45 | 0 | esc | 0.00097009 | 1.0855e-09 | 0.00097009 | 1.0855e-09
[79 empty] | WLDFR | HFTD - Distribution - Tier 3 - 5QU CoRE ¦ 2QU LoRE | Red Flag Warning - Small Fires | 2035 | 2.8775e-07 | 0.087211 | 0.040679 | 0.0017655 | 0.044766 | 0 | 0.0007878 | 2.5095e-08 | 0 | 2.5095e-08 | 1.8725e-07 | 7.2203e-07 | 0 | 7.2203e-07 | 5.8846e-06 | 0 | 5.8846e-06 | 1.2899e-05 | 0 | 1.2899e-05 | [17 empty] | 7.3.3.17.5 (Remote Grid) Updates to grid topology to minimize risk of ignition in HFTDs Remote GridWLDFRVegetation ContactAggregated | WLDFR | HFTD - Distribution - Tier 2 - 3QU CoRE ¦ 5QU LoRE | Red Flag Warning - Destructive Fires | Vegetation Contact | Aggregated | 2028 | 1.119e-06 | 715.8465 | 0.00080105 | 2028 | Mitigation | 0.95 | 45 | 0 | esc | 0.00097009 | 1.0855e-09 | 0.00097009 | 1.0855e-09
[79 empty] | WLDFR | HFTD - Distribution - Tier 3 - 5QU CoRE ¦ 2QU LoRE | Red Flag Warning - Small Fires | 2036 | 2.8775e-07 | 0.087211 | 0.040679 | 0.0017655 | 0.044766 | 0 | 0.0007878 | 2.5095e-08 | 0 | 2.5095e-08 | 1.8725e-07 | 7.5751e-07 | 0 | 7.5751e-07 | 6.1737e-06 | 0 | 6.1737e-06 | 1.3533e-05 | 0 | 1.3533e-05 | [17 empty] | 7.3.3.17.5 (Remote Grid) Updates to grid topology to minimize risk of ignition in HFTDs Remote GridWLDFRVegetation ContactAggregated | WLDFR | HFTD - Distribution - Tier 2 - 3QU CoRE ¦ 5QU LoRE | Red Flag Warning - Destructive Fires | Vegetation Contact | Aggregated | 2029 | 1.119e-06 | 715.8465 | 0.00080105 | 2029 | Mitigation | 0.95 | 45 | 0 | esc | 0.00097009 | 1.0855e-09 | 0.00097009 | 1.0855e-09
[79 empty] | WLDFR | HFTD - Distribution - Tier 3 - 5QU CoRE ¦ 2QU LoRE | Red Flag Warning - Small Fires | 2037 | 2.8775e-07 | 0.087211 | 0.040679 | 0.0017655 | 0.044766 | 0 | 0.0007878 | 2.5095e-08 | 0 | 2.5095e-08 | 1.8725e-07 | 7.5751e-07 | 0 | 7.5751e-07 | 6.1737e-06 | 0 | 6.1737e-06 | 1.3533e-05 | 0 | 1.3533e-05 | [17 empty] | 7.3.3.17.5 (Remote Grid) Updates to grid topology to minimize risk of ignition in HFTDs Remote GridWLDFRVegetation ContactAggregated | WLDFR | HFTD - Distribution - Tier 2 - 3QU CoRE ¦ 5QU LoRE | Red Flag Warning - Destructive Fires | Vegetation Contact | Aggregated | 2030 | 1.119e-06 | 715.8465 | 0.00080105 | 2030 | Mitigation | 0.95 | 45 | 0 | esc | 0.00097009 | 1.0855e-09 | 0.00097009 | 1.0855e-09
[79 empty] | WLDFR | HFTD - Distribution - Tier 3 - 5QU CoRE ¦ 2QU LoRE | Red Flag Warning - Small Fires | 2038 | 2.8775e-07 | 0.091184 | 0.042438 | 0.0018418 | 0.046905 | 0 | 0.0007878 | 2.6238e-08 | 0 | 2.6238e-08 | 1.9622e-07 | 7.5751e-07 | 0 | 7.5751e-07 | 6.1737e-06 | 0 | 6.1737e-06 | 1.3533e-05 | 0 | 1.3533e-05 | [17 empty] | 7.3.3.17.5 (Remote Grid) Updates to grid topology to minimize risk of ignition in HFTDs Remote GridWLDFRVegetation ContactAggregated | WLDFR | HFTD - Distribution - Tier 2 - 3QU CoRE ¦ 5QU LoRE | Red Flag Warning - Destructive Fires | Vegetation Contact | Aggregated | 2031 | 1.119e-06 | 715.8465 | 0.00080105 | 2031 | Mitigation | 0.95 | 45 | 0 | esc | 0.00097009 | 1.0855e-09 | 0.00097009 | 1.0855e-09
[79 empty] | WLDFR | HFTD - Distribution - Tier 3 - 5QU CoRE ¦ 2QU LoRE | Red Flag Warning - Small Fires | 2039 | 2.8775e-07 | 0.091184 | 0.042438 | 0.0018418 | 0.046905 | 0 | 0.0007878 | 2.6238e-08 | 0 | 2.6238e-08 | 1.9622e-07 | 7.5751e-07 | 0 | 7.5751e-07 | 6.1737e-06 | 0 | 6.1737e-06 | 1.3533e-05 | 0 | 1.3533e-05 | [17 empty] | 7.3.3.17.5 (Remote Grid) Updates to grid topology to minimize risk of ignition in HFTDs Remote GridWLDFRVegetation ContactAggregated | WLDFR | HFTD - Distribution - Tier 2 - 3QU CoRE ¦ 5QU LoRE | Red Flag Warning - Destructive Fires | Vegetation Contact | Aggregated | 2032 | 1.119e-06 | 715.8465 | 0.00080105 | 2032 | Mitigation | 0.95 | 45 | 0 | esc | 0.00097009 | 1.0855e-09 | 0.00097009 | 1.0855e-09
[79 empty] | WLDFR | HFTD - Distribution - Tier 3 - 5QU CoRE ¦ 2QU LoRE | Red Flag Warning - Small Fires | 2040 | 2.8775e-07 | 0.091184 | 0.042438 | 0.0018418 | 0.046905 | 0 | 0.0007878 | 2.6238e-08 | 0 | 2.6238e-08 | 1.9622e-07 | 7.5751e-07 | 0 | 7.5751e-07 | 6.1737e-06 | 0 | 6.1737e-06 | 1.3533e-05 | 0 | 1.3533e-05 | [17 empty] | 7.3.3.17.5 (Remote Grid) Updates to grid topology to minimize risk of ignition in HFTDs Remote GridWLDFRVegetation ContactAggregated | WLDFR | HFTD - Distribution - Tier 2 - 3QU CoRE ¦ 5QU LoRE | Red Flag Warning - Destructive Fires | Vegetation Contact | Aggregated | 2033 | 1.119e-06 | 715.8465 | 0.00080105 | 2033 | Mitigation | 0.95 | 45 | 0 | esc | 0.00097009 | 1.0855e-09 | 0.00097009 | 1.0855e-09
[79 empty] | WLDFR | HFTD - Distribution - Tier 3 - 5QU CoRE ¦ 2QU LoRE | Red Flag Warning - Small Fires | 2041 | 2.8775e-07 | 0.091184 | 0.042438 | 0.0018418 | 0.046905 | 0 | 0.0007878 | 2.6238e-08 | 0 | 2.6238e-08 | 1.9622e-07 | 7.953e-07 | 0 | 7.953e-07 | 6.4817e-06 | 0 | 6.4817e-06 | 1.4208e-05 | 0 | 1.4208e-05 | [17 empty] | 7.3.3.17.5 (Remote Grid) Updates to grid topology to minimize risk of ignition in HFTDs Remote GridWLDFRVegetation ContactAggregated | WLDFR | HFTD - Distribution - Tier 2 - 3QU CoRE ¦ 5QU LoRE | Red Flag Warning - Destructive Fires | Vegetation Contact | Aggregated | 2034 | 1.119e-06 | 715.8465 | 0.00080105 | 2034 | Mitigation | 0.95 | 45 | 0 | esc | 0.00097009 | 1.0855e-09 | 0.00097009 | 1.0855e-09
[79 empty] | WLDFR | HFTD - Distribution - Tier 3 - 5QU CoRE ¦ 2QU LoRE | Red Flag Warning - Small Fires | 2042 | 2.8775e-07 | 0.091184 | 0.042438 | 0.0018418 | 0.046905 | 0 | 0.0007878 | 2.6238e-08 | 0 | 2.6238e-08 | 1.9622e-07 | 7.953e-07 | 0 | 7.953e-07 | 6.4817e-06 | 0 | 6.4817e-06 | 1.4208e-05 | 0 | 1.4208e-05 | [17 empty] | 7.3.3.17.5 (Remote Grid) Updates to grid topology to minimize risk of ignition in HFTDs Remote GridWLDFRVegetation ContactAggregated | WLDFR | HFTD - Distribution - Tier 2 - 3QU CoRE ¦ 5QU LoRE | Red Flag Warning - Destructive Fires | Vegetation Contact | Aggregated | 2035 | 1.119e-06 | 715.8465 | 0.00080105 | 2035 | Mitigation | 0.95 | 45 | 0 | esc | 0.00097009 | 1.0855e-09 | 0.00097009 | 1.0855e-09
[79 empty] | WLDFR | HFTD - Distribution - Tier 3 - 5QU CoRE ¦ 2QU LoRE | Red Flag Warning - Small Fires | 2043 | 2.8775e-07 | 0.095486 | 0.044306 | 0.0019228 | 0.049257 | 0 | 0.0007878 | 2.7476e-08 | 0 | 2.7476e-08 | 2.0576e-07 | 7.953e-07 | 0 | 7.953e-07 | 6.4817e-06 | 0 | 6.4817e-06 | 1.4208e-05 | 0 | 1.4208e-05 | [17 empty] | 7.3.3.17.5 (Remote Grid) Updates to grid topology to minimize risk of ignition in HFTDs Remote GridWLDFRVegetation ContactAggregated | WLDFR | HFTD - Distribution - Tier 2 - 3QU CoRE ¦ 5QU LoRE | Red Flag Warning - Destructive Fires | Vegetation Contact | Aggregated | 2036 | 1.119e-06 | 715.8465 | 0.00080105 | 2036 | Mitigation | 0.95 | 45 | 0 | esc | 0.00097009 | 1.0855e-09 | 0.00097009 | 1.0855e-09
[79 empty] | WLDFR | HFTD - Distribution - Tier 3 - 5QU CoRE ¦ 2QU LoRE | Red Flag Warning - Small Fires | 2044 | 2.8775e-07 | 0.095486 | 0.044306 | 0.0019228 | 0.049257 | 0 | 0.0007878 | 2.7476e-08 | 0 | 2.7476e-08 | 2.0576e-07 | 7.953e-07 | 0 | 7.953e-07 | 6.4817e-06 | 0 | 6.4817e-06 | 1.4208e-05 | 0 | 1.4208e-05 | [17 empty] | 7.3.3.17.5 (Remote Grid) Updates to grid topology to minimize risk of ignition in HFTDs Remote GridWLDFRVegetation ContactAggregated | WLDFR | HFTD - Distribution - Tier 2 - 3QU CoRE ¦ 5QU LoRE | Red Flag Warning - Destructive Fires | Vegetation Contact | Aggregated | 2037 | 1.119e-06 | 715.8465 | 0.00080105 | 2037 | Mitigation | 0.95 | 45 | 0 | esc | 0.00097009 | 1.0855e-09 | 0.00097009 | 1.0855e-09
[79 empty] | WLDFR | HFTD - Distribution - Tier 3 - 5QU CoRE ¦ 2QU LoRE | Red Flag Warning - Small Fires | 2045 | 2.8775e-07 | 0.095486 | 0.044306 | 0.0019228 | 0.049257 | 0 | 0.0007878 | 2.7476e-08 | 0 | 2.7476e-08 | 2.0576e-07 | 7.953e-07 | 0 | 7.953e-07 | 6.4817e-06 | 0 | 6.4817e-06 | 1.4208e-05 | 0 | 1.4208e-05 | [17 empty] | 7.3.3.17.5 (Remote Grid) Updates to grid topology to minimize risk of ignition in HFTDs Remote GridWLDFRVegetation ContactAggregated | WLDFR | HFTD - Distribution - Tier 2 - 3QU CoRE ¦ 5QU LoRE | Red Flag Warning - Destructive Fires | Vegetation Contact | Aggregated | 2038 | 1.119e-06 | 715.8465 | 0.00080105 | 2038 | Mitigation | 0.95 | 45 | 0 | esc | 0.00097009 | 1.0855e-09 | 0.00097009 | 1.0855e-09
[79 empty] | WLDFR | HFTD - Distribution - Tier 3 - 5QU CoRE ¦ 2QU LoRE | Red Flag Warning - Small Fires | 2046 | 2.8775e-07 | 0.095486 | 0.044306 | 0.0019228 | 0.049257 | 0 | 0.0007878 | 2.7476e-08 | 0 | 2.7476e-08 | 2.0576e-07 | 8.3491e-07 | 0 | 8.3491e-07 | 6.8045e-06 | 0 | 6.8045e-06 | 1.4916e-05 | 0 | 1.4916e-05 | [17 empty] | 7.3.3.17.5 (Remote Grid) Updates to grid topology to minimize risk of ignition in HFTDs Remote GridWLDFRVegetation ContactAggregated | WLDFR | HFTD - Distribution - Tier 2 - 3QU CoRE ¦ 5QU LoRE | Red Flag Warning - Destructive Fires | Vegetation Contact | Aggregated | 2039 | 1.119e-06 | 715.8465 | 0.00080105 | 2039 | Mitigation | 0.95 | 45 | 0 | esc | 0.00097009 | 1.0855e-09 | 0.00097009 | 1.0855e-09
[79 empty] | WLDFR | HFTD - Distribution - Tier 3 - 5QU CoRE ¦ 2QU LoRE | Red Flag Warning - Small Fires | 2047 | 2.8775e-07 | 0.095486 | 0.044306 | 0.0019228 | 0.049257 | 0 | 0.0007878 | 2.7476e-08 | 0 | 2.7476e-08 | 2.0576e-07 | 8.3491e-07 | 0 | 8.3491e-07 | 6.8045e-06 | 0 | 6.8045e-06 | 1.4916e-05 | 0 | 1.4916e-05 | [17 empty] | 7.3.3.17.5 (Remote Grid) Updates to grid topology to minimize risk of ignition in HFTDs Remote GridWLDFRVegetation ContactAggregated | WLDFR | HFTD - Distribution - Tier 2 - 3QU CoRE ¦ 5QU LoRE | Red Flag Warning - Destructive Fires | Vegetation Contact | Aggregated | 2040 | 1.119e-06 | 715.8465 | 0.00080105 | 2040 | Mitigation | 0.95 | 45 | 0 | esc | 0.00097009 | 1.0855e-09 | 0.00097009 | 1.0855e-09
[79 empty] | WLDFR | HFTD - Distribution - Tier 3 - 5QU CoRE ¦ 2QU LoRE | Red Flag Warning - Small Fires | 2048 | 2.8775e-07 | 0.10007 | 0.04626 | 0.0020076 | 0.051804 | 0 | 0.0007878 | 2.8795e-08 | 0 | 2.8795e-08 | 2.1577e-07 | 8.3491e-07 | 0 | 8.3491e-07 | 6.8045e-06 | 0 | 6.8045e-06 | 1.4916e-05 | 0 | 1.4916e-05 | [17 empty] | 7.3.3.17.5 (Remote Grid) Updates to grid topology to minimize risk of ignition in HFTDs Remote GridWLDFRVegetation ContactAggregated | WLDFR | HFTD - Distribution - Tier 2 - 3QU CoRE ¦ 5QU LoRE | Red Flag Warning - Destructive Fires | Vegetation Contact | Aggregated | 2041 | 1.119e-06 | 715.8465 | 0.00080105 | 2041 | Mitigation | 0.95 | 45 | 0 | esc | 0.00097009 | 1.0855e-09 | 0.00097009 | 1.0855e-09
[79 empty] | WLDFR | HFTD - Distribution - Tier 3 - 5QU CoRE ¦ 2QU LoRE | Red Flag Warning - Small Fires | 2049 | 2.8775e-07 | 0.10007 | 0.04626 | 0.0020076 | 0.051804 | 0 | 0.0007878 | 2.8795e-08 | 0 | 2.8795e-08 | 2.1577e-07 | 8.3491e-07 | 0 | 8.3491e-07 | 6.8045e-06 | 0 | 6.8045e-06 | 1.4916e-05 | 0 | 1.4916e-05 | [17 empty] | 7.3.3.17.5 (Remote Grid) Updates to grid topology to minimize risk of ignition in HFTDs Remote GridWLDFRVegetation ContactAggregated | WLDFR | HFTD - Distribution - Tier 2 - 3QU CoRE ¦ 5QU LoRE | Red Flag Warning - Destructive Fires | Vegetation Contact | Aggregated | 2042 | 1.119e-06 | 715.8465 | 0.00080105 | 2042 | Mitigation | 0.95 | 45 | 0 | esc | 0.00097009 | 1.0855e-09 | 0.00097009 | 1.0855e-09
[79 empty] | WLDFR | HFTD - Distribution - Tier 3 - 5QU CoRE ¦ 2QU LoRE | Red Flag Warning - Small Fires | 2050 | 2.8775e-07 | 0.10007 | 0.04626 | 0.0020076 | 0.051804 | 0 | 0.0007878 | 2.8795e-08 | 0 | 2.8795e-08 | 2.1577e-07 | 8.3491e-07 | 0 | 8.3491e-07 | 6.8045e-06 | 0 | 6.8045e-06 | 1.4916e-05 | 0 | 1.4916e-05 | [17 empty] | 7.3.3.17.5 (Remote Grid) Updates to grid topology to minimize risk of ignition in HFTDs Remote GridWLDFRVegetation ContactAggregated | WLDFR | HFTD - Distribution - Tier 2 - 3QU CoRE ¦ 5QU LoRE | Red Flag Warning - Destructive Fires | Vegetation Contact | Aggregated | 2043 | 1.119e-06 | 715.8465 | 0.00080105 | 2043 | Mitigation | 0.95 | 45 | 0 | esc | 0.00097009 | 1.0855e-09 | 0.00097009 | 1.0855e-09
[79 empty] | WLDFR | HFTD - Distribution - Tier 3 - 5QU CoRE ¦ 2QU LoRE | Red Flag Warning - Small Fires | 2051 | 2.8775e-07 | 0.10007 | 0.04626 | 0.0020076 | 0.051804 | 0 | 0.0007878 | 2.8795e-08 | 0 | 2.8795e-08 | 2.1577e-07 | 8.7586e-07 | 0 | 8.7586e-07 | 7.1382e-06 | 0 | 7.1382e-06 | 1.5647e-05 | 0 | 1.5647e-05 | [17 empty] | 7.3.3.17.5 (Remote Grid) Updates to grid topology to minimize risk of ignition in HFTDs Remote GridWLDFRVegetation ContactAggregated | WLDFR | HFTD - Distribution - Tier 2 - 3QU CoRE ¦ 5QU LoRE | Red Flag Warning - Destructive Fires | Vegetation Contact | Aggregated | 2044 | 1.119e-06 | 715.8465 | 0.00080105 | 2044 | Mitigation | 0.95 | 45 | 0 | esc | 0.00097009 | 1.0855e-09 | 0.00097009 | 1.0855e-09
[79 empty] | WLDFR | HFTD - Distribution - Tier 3 - 5QU CoRE ¦ 2QU LoRE | Red Flag Warning - Small Fires | 2052 | 2.8775e-07 | 0.10007 | 0.04626 | 0.0020076 | 0.051804 | 0 | 0.0007878 | 2.8795e-08 | 0 | 2.8795e-08 | 2.1577e-07 | 8.7586e-07 | 0 | 8.7586e-07 | 7.1382e-06 | 0 | 7.1382e-06 | 1.5647e-05 | 0 | 1.5647e-05 | [17 empty] | 7.3.3.17.5 (Remote Grid) Updates to grid topology to minimize risk of ignition in HFTDs Remote GridWLDFRVegetation ContactAggregated | WLDFR | HFTD - Distribution - Tier 2 - 3QU CoRE ¦ 5QU LoRE | Red Flag Warning - Destructive Fires | Vegetation Contact | Aggregated | 2045 | 1.119e-06 | 715.8465 | 0.00080105 | 2045 | Mitigation | 0.95 | 45 | 0 | esc | 0.00097009 | 1.0855e-09 | 0.00097009 | 1.0855e-09
[79 empty] | WLDFR | HFTD - Distribution - Tier 3 - 5QU CoRE ¦ 2QU LoRE | Red Flag Warning - Small Fires | 2053 | 2.8775e-07 | 0.10489 | 0.048274 | 0.002095 | 0.054525 | 0 | 0.0007878 | 3.0183e-08 | 0 | 3.0183e-08 | 2.261e-07 | 8.7586e-07 | 0 | 8.7586e-07 | 7.1382e-06 | 0 | 7.1382e-06 | 1.5647e-05 | 0 | 1.5647e-05 | [17 empty] | 7.3.3.17.5 (Remote Grid) Updates to grid topology to minimize risk of ignition in HFTDs Remote GridWLDFRVegetation ContactAggregated | WLDFR | HFTD - Distribution - Tier 2 - 3QU CoRE ¦ 5QU LoRE | Red Flag Warning - Destructive Fires | Vegetation Contact | Aggregated | 2046 | 1.119e-06 | 715.8465 | 0.00080105 | 2046 | Mitigation | 0.95 | 45 | 0 | esc | 0.00097009 | 1.0855e-09 | 0.00097009 | 1.0855e-09
[79 empty] | WLDFR | HFTD - Distribution - Tier 3 - 5QU CoRE ¦ 2QU LoRE | Red Flag Warning - Small Fires | 2054 | 2.8775e-07 | 0.10489 | 0.048274 | 0.002095 | 0.054525 | 0 | 0.0007878 | 3.0183e-08 | 0 | 3.0183e-08 | 2.261e-07 | 8.7586e-07 | 0 | 8.7586e-07 | 7.1382e-06 | 0 | 7.1382e-06 | 1.5647e-05 | 0 | 1.5647e-05 | [17 empty] | 7.3.3.17.5 (Remote Grid) Updates to grid topology to minimize risk of ignition in HFTDs Remote GridWLDFRVegetation ContactAggregated | WLDFR | HFTD - Distribution - Tier 2 - 3QU CoRE ¦ 5QU LoRE | Red Flag Warning - Destructive Fires | Vegetation Contact | Aggregated | 2047 | 1.119e-06 | 715.8465 | 0.00080105 | 2047 | Mitigation | 0.95 | 45 | 0 | esc | 0.00097009 | 1.0855e-09 | 0.00097009 | 1.0855e-09
[79 empty] | WLDFR | HFTD - Distribution - Tier 3 - 5QU CoRE ¦ 2QU LoRE | Red Flag Warning - Small Fires | 2055 | 2.8775e-07 | 0.10489 | 0.048274 | 0.002095 | 0.054525 | 0 | 0.0007878 | 3.0183e-08 | 0 | 3.0183e-08 | 2.261e-07 | 8.7586e-07 | 0 | 8.7586e-07 | 7.1382e-06 | 0 | 7.1382e-06 | 1.5647e-05 | 0 | 1.5647e-05 | [17 empty] | 7.3.3.17.5 (Remote Grid) Updates to grid topology to minimize risk of ignition in HFTDs Remote GridWLDFRVegetation ContactAggregated | WLDFR | HFTD - Distribution - Tier 2 - 3QU CoRE ¦ 5QU LoRE | Red Flag Warning - Destructive Fires | Vegetation Contact | Aggregated | 2048 | 1.119e-06 | 715.8465 | 0.00080105 | 2048 | Mitigation | 0.95 | 45 | 0 | esc | 0.00097009 | 1.0855e-09 | 0.00097009 | 1.0855e-09
[79 empty] | WLDFR | HFTD - Distribution - Tier 3 - 5QU CoRE ¦ 2QU LoRE | Red Flag Warning - Small Fires | 2056 | 2.8775e-07 | 0.10489 | 0.048274 | 0.002095 | 0.054525 | 0 | 0.0007878 | 3.0183e-08 | 0 | 3.0183e-08 | 2.261e-07 | 9.1763e-07 | 0 | 9.1763e-07 | 7.4787e-06 | 0 | 7.4787e-06 | 1.6393e-05 | 0 | 1.6393e-05 | [17 empty] | 7.3.3.17.5 (Remote Grid) Updates to grid topology to minimize risk of ignition in HFTDs Remote GridWLDFRVegetation ContactAggregated | WLDFR | HFTD - Distribution - Tier 2 - 3QU CoRE ¦ 5QU LoRE | Red Flag Warning - Destructive Fires | Vegetation Contact | Aggregated | 2049 | 1.119e-06 | 715.8465 | 0.00080105 | 2049 | Mitigation | 0.95 | 45 | 0 | esc | 0.00097009 | 1.0855e-09 | 0.00097009 | 1.0855e-09
[79 empty] | WLDFR | HFTD - Distribution - Tier 3 - 5QU CoRE ¦ 2QU LoRE | Red Flag Warning - Small Fires | 2057 | 2.8775e-07 | 0.10489 | 0.048274 | 0.002095 | 0.054525 | 0 | 0.0007878 | 3.0183e-08 | 0 | 3.0183e-08 | 2.261e-07 | 9.1763e-07 | 0 | 9.1763e-07 | 7.4787e-06 | 0 | 7.4787e-06 | 1.6393e-05 | 0 | 1.6393e-05 | [17 empty] | 7.3.3.17.5 (Remote Grid) Updates to grid topology to minimize risk of ignition in HFTDs Remote GridWLDFRVegetation ContactAggregated | WLDFR | HFTD - Distribution - Tier 2 - 3QU CoRE ¦ 5QU LoRE | Red Flag Warning - Destructive Fires | Vegetation Contact | Aggregated | 2050 | 1.119e-06 | 715.8465 | 0.00080105 | 2050 | Mitigation | 0.95 | 45 | 0 | esc | 0.00097009 | 1.0855e-09 | 0.00097009 | 1.0855e-09
[79 empty] | WLDFR | HFTD - Distribution - Tier 3 - 5QU CoRE ¦ 2QU LoRE | Red Flag Warning - Small Fires | 2058 | 2.8775e-07 | 0.1099 | 0.050325 | 0.0021839 | 0.057393 | 0 | 0.0007878 | 3.1624e-08 | 0 | 3.1624e-08 | 2.3663e-07 | 9.1763e-07 | 0 | 9.1763e-07 | 7.4787e-06 | 0 | 7.4787e-06 | 1.6393e-05 | 0 | 1.6393e-05 | [17 empty] | 7.3.3.17.5 (Remote Grid) Updates to grid topology to minimize risk of ignition in HFTDs Remote GridWLDFRVegetation ContactAggregated | WLDFR | HFTD - Distribution - Tier 2 - 3QU CoRE ¦ 5QU LoRE | Red Flag Warning - Destructive Fires | Vegetation Contact | Aggregated | 2051 | 1.119e-06 | 715.8465 | 0.00080105 | 2051 | Mitigation | 0.95 | 45 | 0 | esc | 0.00097009 | 1.0855e-09 | 0.00097009 | 1.0855e-09
[79 empty] | WLDFR | HFTD - Distribution - Tier 3 - 5QU CoRE ¦ 2QU LoRE | Red Flag Warning - Small Fires | 2059 | 2.8775e-07 | 0.1099 | 0.050325 | 0.0021839 | 0.057393 | 0 | 0.0007878 | 3.1624e-08 | 0 | 3.1624e-08 | 2.3663e-07 | 9.1763e-07 | 0 | 9.1763e-07 | 7.4787e-06 | 0 | 7.4787e-06 | 1.6393e-05 | 0 | 1.6393e-05 | [17 empty] | 7.3.3.17.5 (Remote Grid) Updates to grid topology to minimize risk of ignition in HFTDs Remote GridWLDFRVegetation ContactAggregated | WLDFR | HFTD - Distribution - Tier 2 - 3QU CoRE ¦ 5QU LoRE | Red Flag Warning - Destructive Fires | Vegetation Contact | Aggregated | 2052 | 1.119e-06 | 715.8465 | 0.00080105 | 2052 | Mitigation | 0.95 | 45 | 0 | esc | 0.00097009 | 1.0855e-09 | 0.00097009 | 1.0855e-09
[79 empty] | WLDFR | HFTD - Distribution - Tier 3 - 5QU CoRE ¦ 2QU LoRE | Red Flag Warning - Small Fires | 2060 | 2.8775e-07 | 0.1099 | 0.050325 | 0.0021839 | 0.057393 | 0 | 0.0007878 | 3.1624e-08 | 0 | 3.1624e-08 | 2.3663e-07 | 9.1763e-07 | 0 | 9.1763e-07 | 7.4787e-06 | 0 | 7.4787e-06 | 1.6393e-05 | 0 | 1.6393e-05 | [17 empty] | 7.3.3.17.5 (Remote Grid) Updates to grid topology to minimize risk of ignition in HFTDs Remote GridWLDFRVegetation ContactAggregated | WLDFR | HFTD - Distribution - Tier 2 - 3QU CoRE ¦ 5QU LoRE | Red Flag Warning - Destructive Fires | Vegetation Contact | Aggregated | 2053 | 1.119e-06 | 715.8465 | 0.00080105 | 2053 | Mitigation | 0.95 | 45 | 0 | esc | 0.00097009 | 1.0855e-09 | 0.00097009 | 1.0855e-09
[79 empty] | WLDFR | HFTD - Distribution - Tier 3 - 5QU CoRE ¦ 2QU LoRE | Red Flag Warning - Small Fires | 2061 | 2.8775e-07 | 0.1099 | 0.050325 | 0.0021839 | 0.057393 | 0 | 0.0007878 | 3.1624e-08 | 0 | 3.1624e-08 | 2.3663e-07 | 9.5973e-07 | 0 | 9.5973e-07 | 7.8218e-06 | 0 | 7.8218e-06 | 1.7146e-05 | 0 | 1.7146e-05 | [17 empty] | 7.3.3.17.5 (Remote Grid) Updates to grid topology to minimize risk of ignition in HFTDs Remote GridWLDFRVegetation ContactAggregated | WLDFR | HFTD - Distribution - Tier 2 - 3QU CoRE ¦ 5QU LoRE | Red Flag Warning - Destructive Fires | Vegetation Contact | Aggregated | 2054 | 1.119e-06 | 715.8465 | 0.00080105 | 2054 | Mitigation | 0.95 | 45 | 0 | esc | 0.00097009 | 1.0855e-09 | 0.00097009 | 1.0855e-09
[79 empty] | WLDFR | HFTD - Distribution - Tier 3 - 5QU CoRE ¦ 2QU LoRE | Red Flag Warning - Small Fires | 2062 | 2.8775e-07 | 0.1099 | 0.050325 | 0.0021839 | 0.057393 | 0 | 0.0007878 | 3.1624e-08 | 0 | 3.1624e-08 | 2.3663e-07 | 9.5973e-07 | 0 | 9.5973e-07 | 7.8218e-06 | 0 | 7.8218e-06 | 1.7146e-05 | 0 | 1.7146e-05 | [17 empty] | 7.3.3.17.5 (Remote Grid) Updates to grid topology to minimize risk of ignition in HFTDs Remote GridWLDFRVegetation ContactAggregated | WLDFR | HFTD - Distribution - Tier 2 - 3QU CoRE ¦ 5QU LoRE | Red Flag Warning - Destructive Fires | Vegetation Contact | Aggregated | 2055 | 1.119e-06 | 715.8465 | 0.00080105 | 2055 | Mitigation | 0.95 | 45 | 0 | esc | 0.00097009 | 1.0855e-09 | 0.00097009 | 1.0855e-09
[79 empty] | WLDFR | HFTD - Distribution - Tier 3 - 5QU CoRE ¦ 2QU LoRE | Red Flag Warning - Small Fires | 2063 | 2.8775e-07 | 0.11504 | 0.052388 | 0.0022734 | 0.060377 | 0 | 0.0007878 | 3.3102e-08 | 0 | 3.3102e-08 | 2.4724e-07 | 9.5973e-07 | 0 | 9.5973e-07 | 7.8218e-06 | 0 | 7.8218e-06 | 1.7146e-05 | 0 | 1.7146e-05 | [17 empty] | 7.3.3.17.5 (Remote Grid) Updates to grid topology to minimize risk of ignition in HFTDs Remote GridWLDFRVegetation ContactAggregated | WLDFR | HFTD - Distribution - Tier 2 - 3QU CoRE ¦ 5QU LoRE | Red Flag Warning - Destructive Fires | Vegetation Contact | Aggregated | 2056 | 1.119e-06 | 715.8465 | 0.00080105 | 2056 | Mitigation | 0.95 | 45 | 0 | esc | 0.00097009 | 1.0855e-09 | 0.00097009 | 1.0855e-09
[79 empty] | WLDFR | HFTD - Distribution - Tier 3 - 5QU CoRE ¦ 2QU LoRE | Red Flag Warning - Small Fires | 2064 | 2.8775e-07 | 0.11504 | 0.052388 | 0.0022734 | 0.060377 | 0 | 0.0007878 | 3.3102e-08 | 0 | 3.3102e-08 | 2.4724e-07 | 9.5973e-07 | 0 | 9.5973e-07 | 7.8218e-06 | 0 | 7.8218e-06 | 1.7146e-05 | 0 | 1.7146e-05 | [17 empty] | 7.3.3.17.5 (Remote Grid) Updates to grid topology to minimize risk of ignition in HFTDs Remote GridWLDFRVegetation ContactAggregated | WLDFR | HFTD - Distribution - Tier 2 - 3QU CoRE ¦ 5QU LoRE | Red Flag Warning - Destructive Fires | Vegetation Contact | Aggregated | 2057 | 1.119e-06 | 715.8465 | 0.00080105 | 2057 | Mitigation | 0.95 | 45 | 0 | esc | 0.00097009 | 1.0855e-09 | 0.00097009 | 1.0855e-09
[79 empty] | WLDFR | HFTD - Distribution - Tier 3 - 5QU CoRE ¦ 2QU LoRE | Red Flag Warning - Small Fires | 2065 | 2.8775e-07 | 0.11504 | 0.052388 | 0.0022734 | 0.060377 | 0 | 0.0007878 | 3.3102e-08 | 0 | 3.3102e-08 | 2.4724e-07 | 9.5973e-07 | 0 | 9.5973e-07 | 7.8218e-06 | 0 | 7.8218e-06 | 1.7146e-05 | 0 | 1.7146e-05 | [17 empty] | 7.3.3.17.5 (Remote Grid) Updates to grid topology to minimize risk of ignition in HFTDs Remote GridWLDFRVegetation ContactAggregated | WLDFR | HFTD - Distribution - Tier 2 - 3QU CoRE ¦ 5QU LoRE | Red Flag Warning - Destructive Fires | Vegetation Contact | Aggregated | 2058 | 1.119e-06 | 715.8465 | 0.00080105 | 2058 | Mitigation | 0.95 | 45 | 0 | esc | 0.00097009 | 1.0855e-09 | 0.00097009 | 1.0855e-09
[79 empty] | WLDFR | HFTD - Distribution - Tier 3 - 5QU CoRE ¦ 2QU LoRE | Red Flag Warning - Small Fires | 2066 | 2.8775e-07 | 0.11504 | 0.052388 | 0.0022734 | 0.060377 | 0 | 0.0007878 | 3.3102e-08 | 0 | 3.3102e-08 | 2.4724e-07 | 1.0017e-06 | 0 | 1.0017e-06 | 8.1635e-06 | 0 | 8.1635e-06 | 1.7895e-05 | 0 | 1.7895e-05 | [17 empty] | 7.3.3.17.5 (Remote Grid) Updates to grid topology to minimize risk of ignition in HFTDs Remote GridWLDFRVegetation ContactAggregated | WLDFR | HFTD - Distribution - Tier 2 - 3QU CoRE ¦ 5QU LoRE | Red Flag Warning - Destructive Fires | Vegetation Contact | Aggregated | 2059 | 1.119e-06 | 715.8465 | 0.00080105 | 2059 | Mitigation | 0.95 | 45 | 0 | esc | 0.00097009 | 1.0855e-09 | 0.00097009 | 1.0855e-09
[79 empty] | WLDFR | HFTD - Distribution - Tier 3 - 5QU CoRE ¦ 2QU LoRE | Seismic - Non-Red Flag Warning - Catastrophic Fires | 2022 | 2.0485e-13 | 21083.8428 | 409.2237 | 13469.0878 | 7205.5313 | 0 | 5.6085e-10 | 4.3191e-09 | 0 | 4.3191e-09 | 5.3137e-07 | 1.0017e-06 | 0 | 1.0017e-06 | 8.1635e-06 | 0 | 8.1635e-06 | 1.7895e-05 | 0 | 1.7895e-05 | [17 empty] | 7.3.3.17.5 (Remote Grid) Updates to grid topology to minimize risk of ignition in HFTDs Remote GridWLDFRVegetation ContactAggregated | WLDFR | HFTD - Distribution - Tier 2 - 3QU CoRE ¦ 5QU LoRE | Red Flag Warning - Destructive Fires | Vegetation Contact | Aggregated | 2060 | 1.119e-06 | 715.8465 | 0.00080105 | 2060 | Mitigation | 0.95 | 45 | 0 | esc | 0.00097009 | 1.0855e-09 | 0.00097009 | 1.0855e-09
[79 empty] | WLDFR | HFTD - Distribution - Tier 3 - 5QU CoRE ¦ 2QU LoRE | Seismic - Non-Red Flag Warning - Catastrophic Fires | 2023 | 2.0485e-13 | 21835.9781 | 428.6023 | 13939.561 | 7467.8148 | 0 | 5.6085e-10 | 4.4731e-09 | 0 | 4.4731e-09 | 5.5085e-07 | 0 | 0 | 0 | 8.1635e-06 | 0 | 8.1635e-06 | 1.7895e-05 | 0 | 1.7895e-05 | [17 empty] | 7.3.3.17.5 (Remote Grid) Updates to grid topology to minimize risk of ignition in HFTDs Remote GridWLDFRVegetation ContactAggregated | WLDFR | HFTD - Distribution - Tier 2 - 3QU CoRE ¦ 5QU LoRE | Red Flag Warning - Destructive Fires | Vegetation Contact | Aggregated | 2061 | 1.119e-06 | 715.8465 | 0.00080105 | 2061 | Mitigation | 0.95 | 45 | 0 | esc | 0.00097009 | 1.0855e-09 | 0.00097009 | 1.0855e-09
[79 empty] | WLDFR | HFTD - Distribution - Tier 3 - 5QU CoRE ¦ 2QU LoRE | Seismic - Non-Red Flag Warning - Catastrophic Fires | 2024 | 2.0485e-13 | 21835.9781 | 428.6023 | 13939.561 | 7467.8148 | 0 | 5.6085e-10 | 4.4731e-09 | 0 | 4.4731e-09 | 5.5085e-07 | 0 | 0 | 0 | 0 | 0 | 0 | 1.7895e-05 | 0 | 1.7895e-05 | [17 empty] | 7.3.3.17.5 (Remote Grid) Updates to grid topology to minimize risk of ignition in HFTDs Remote GridWLDFRVegetation ContactAggregated | WLDFR | HFTD - Distribution - Tier 2 - 3QU CoRE ¦ 5QU LoRE | Red Flag Warning - Destructive Fires | Vegetation Contact | Aggregated | 2062 | 1.119e-06 | 715.8465 | 0.00080105 | 2062 | Mitigation | 0.95 | 45 | 0 | esc | 0.00097009 | 1.0855e-09 | 0.00097009 | 1.0855e-09
[79 empty] | WLDFR | HFTD - Distribution - Tier 3 - 5QU CoRE ¦ 2QU LoRE | Seismic - Non-Red Flag Warning - Catastrophic Fires | 2025 | 2.0485e-13 | 21835.9781 | 428.6023 | 13939.561 | 7467.8148 | 0 | 5.6085e-10 | 4.4731e-09 | 0 | 4.4731e-09 | 5.5085e-07 | 1.7546e-07 | 0 | 1.7546e-07 | 0 | 0 | 0 | 0 | 0 | 0 | [17 empty] | 7.3.3.17.5 (Remote Grid) Updates to grid topology to minimize risk of ignition in HFTDs Remote GridWLDFRVegetation ContactAggregated | WLDFR | HFTD - Distribution - Tier 2 - 3QU CoRE ¦ 5QU LoRE | Red Flag Warning - Destructive Fires | Vegetation Contact | Aggregated | 2063 | 1.119e-06 | 715.8465 | 0.00080105 | 2063 | Mitigation | 0.95 | 45 | 0 | esc | 0.00097009 | 1.0855e-09 | 0.00097009 | 1.0855e-09
[79 empty] | WLDFR | HFTD - Distribution - Tier 3 - 5QU CoRE ¦ 2QU LoRE | Seismic - Non-Red Flag Warning - Catastrophic Fires | 2026 | 2.0485e-13 | 21835.9781 | 428.6023 | 13939.561 | 7467.8148 | 0 | 5.6085e-10 | 4.4731e-09 | 0 | 4.4731e-09 | 5.5085e-07 | 1.7334e-07 | 0 | 1.7334e-07 | 1.4127e-06 | 0 | 1.4127e-06 | 0 | 0 | 0 | [17 empty] | 7.3.3.17.5 (Remote Grid) Updates to grid topology to minimize risk of ignition in HFTDs Remote GridWLDFRVegetation ContactAggregated | WLDFR | HFTD - Distribution - Tier 2 - 3QU CoRE ¦ 5QU LoRE | Red Flag Warning - Destructive Fires | Vegetation Contact | Aggregated | 2064 | 1.119e-06 | 715.8465 | 0.00080105 | 2064 | Mitigation | 0.95 | 45 | 0 | esc | 0.00097009 | 1.0855e-09 | 0.00097009 | 1.0855e-09
[79 empty] | WLDFR | HFTD - Distribution - Tier 3 - 5QU CoRE ¦ 2QU LoRE | Seismic - Non-Red Flag Warning - Catastrophic Fires | 2027 | 2.0485e-13 | 21835.9781 | 428.6023 | 13939.561 | 7467.8148 | 0 | 5.6085e-10 | 4.4731e-09 | 0 | 4.4731e-09 | 5.5085e-07 | 1.7967e-07 | 0 | 1.7967e-07 | 1.4643e-06 | 0 | 1.4643e-06 | 3.2098e-06 | 0 | 3.2098e-06 | [17 empty] | 7.3.3.17.5 (Remote Grid) Updates to grid topology to minimize risk of ignition in HFTDs Remote GridWLDFRVegetation ContactAggregated | WLDFR | HFTD - Distribution - Tier 2 - 3QU CoRE ¦ 5QU LoRE | Red Flag Warning - Destructive Fires | Vegetation Contact | Aggregated | 2065 | 1.119e-06 | 715.8465 | 0.00080105 | 2065 | Mitigation | 0.95 | 45 | 0 | esc | 0.00097009 | 1.0855e-09 | 0.00097009 | 1.0855e-09
[79 empty] | WLDFR | HFTD - Distribution - Tier 3 - 5QU CoRE ¦ 2QU LoRE | Seismic - Non-Red Flag Warning - Catastrophic Fires | 2028 | 2.0485e-13 | 22783.187 | 453.261 | 14531.3357 | 7798.5904 | 0 | 5.6085e-10 | 4.6672e-09 | 0 | 4.6672e-09 | 5.7539e-07 | 1.7967e-07 | 0 | 1.7967e-07 | 1.4643e-06 | 0 | 1.4643e-06 | 3.2098e-06 | 0 | 3.2098e-06 | [17 empty] | 7.3.3.17.5 (Remote Grid) Updates to grid topology to minimize risk of ignition in HFTDs Remote GridWLDFRVegetation ContactAggregated | WLDFR | HFTD - Distribution - Tier 2 - 3QU CoRE ¦ 5QU LoRE | Red Flag Warning - Destructive Fires | Vegetation Contact | Aggregated | 2066 | 1.119e-06 | 715.8465 | 0.00080105 | 2066 | Mitigation | 0.95 | 45 | 0 | esc | 0.00097009 | 1.0855e-09 | 0.00097009 | 1.0855e-09
[79 empty] | WLDFR | HFTD - Distribution - Tier 3 - 5QU CoRE ¦ 2QU LoRE | Seismic - Non-Red Flag Warning - Catastrophic Fires | 2029 | 2.0485e-13 | 22783.187 | 453.261 | 14531.3357 | 7798.5904 | 0 | 5.6085e-10 | 4.6672e-09 | 0 | 4.6672e-09 | 5.7539e-07 | 1.7967e-07 | 0 | 1.7967e-07 | 1.4643e-06 | 0 | 1.4643e-06 | 3.2098e-06 | 0 | 3.2098e-06 | [17 empty] | 7.3.3.17.5 (Remote Grid) Updates to grid topology to minimize risk of ignition in HFTDs Remote GridWLDFRVegetation ContactAggregated | WLDFR | HFTD - Distribution - Tier 2 - 3QU CoRE ¦ 5QU LoRE | Red Flag Warning - Destructive Fires | Vegetation Contact | Aggregated | 2067 | 1.119e-06 | 715.8465 | 0.00080105 | 2067 | Mitigation | 0.95 | 45 | 0 | esc | 0 | 0 | 0.00097009 | 1.0855e-09
[79 empty] | WLDFR | HFTD - Distribution - Tier 3 - 5QU CoRE ¦ 2QU LoRE | Seismic - Non-Red Flag Warning - Catastrophic Fires | 2030 | 2.0485e-13 | 22783.187 | 453.261 | 14531.3357 | 7798.5904 | 0 | 5.6085e-10 | 4.6672e-09 | 0 | 4.6672e-09 | 5.7539e-07 | 1.7967e-07 | 0 | 1.7967e-07 | 1.4643e-06 | 0 | 1.4643e-06 | 3.2098e-06 | 0 | 3.2098e-06 | [17 empty] | 7.3.3.17.5 (Remote Grid) Updates to grid topology to minimize risk of ignition in HFTDs Remote GridWLDFREquipment / facility failureAggregated | WLDFR | HFTD - Distribution - Tier 2 - 3QU CoRE ¦ 5QU LoRE | Red Flag Warning - Large Fires | Equipment / facility failure | Aggregated | 2022 | 1.1629e-05 | 715.8465 | 0.0083249 | 2022 | Mitigation | 0.95 | 45 | 0 | esc | 0.00097009 | 1.1282e-08 | 0 | 0
[79 empty] | WLDFR | HFTD - Distribution - Tier 3 - 5QU CoRE ¦ 2QU LoRE | Seismic - Non-Red Flag Warning - Catastrophic Fires | 2031 | 2.0485e-13 | 22783.187 | 453.261 | 14531.3357 | 7798.5904 | 0 | 5.6085e-10 | 4.6672e-09 | 0 | 4.6672e-09 | 5.7539e-07 | 1.7967e-07 | 0 | 1.7967e-07 | 1.4643e-06 | 0 | 1.4643e-06 | 3.2098e-06 | 0 | 3.2098e-06 | [17 empty] | 7.3.3.17.5 (Remote Grid) Updates to grid topology to minimize risk of ignition in HFTDs Remote GridWLDFREquipment / facility failureAggregated | WLDFR | HFTD - Distribution - Tier 2 - 3QU CoRE ¦ 5QU LoRE | Red Flag Warning - Large Fires | Equipment / facility failure | Aggregated | 2023 | 1.1629e-05 | 715.8465 | 0.0083249 | 2023 | Mitigation | 0.95 | 45 | 0 | esc | 0.00097009 | 1.1282e-08 | 0.00097009 | 1.1282e-08
[79 empty] | WLDFR | HFTD - Distribution - Tier 3 - 5QU CoRE ¦ 2QU LoRE | Seismic - Non-Red Flag Warning - Catastrophic Fires | 2032 | 2.0485e-13 | 22783.187 | 453.261 | 14531.3357 | 7798.5904 | 0 | 5.6085e-10 | 4.6672e-09 | 0 | 4.6672e-09 | 5.7539e-07 | 1.8764e-07 | 0 | 1.8764e-07 | 1.5293e-06 | 0 | 1.5293e-06 | 3.3522e-06 | 0 | 3.3522e-06 | [17 empty] | 7.3.3.17.5 (Remote Grid) Updates to grid topology to minimize risk of ignition in HFTDs Remote GridWLDFREquipment / facility failureAggregated | WLDFR | HFTD - Distribution - Tier 2 - 3QU CoRE ¦ 5QU LoRE | Red Flag Warning - Large Fires | Equipment / facility failure | Aggregated | 2024 | 1.1629e-05 | 715.8465 | 0.0083249 | 2024 | Mitigation | 0.95 | 45 | 0 | esc | 0.00097009 | 1.1282e-08 | 0.00097009 | 1.1282e-08
[79 empty] | WLDFR | HFTD - Distribution - Tier 3 - 5QU CoRE ¦ 2QU LoRE | Seismic - Non-Red Flag Warning - Catastrophic Fires | 2033 | 2.0485e-13 | 23835.2641 | 480.9649 | 15187.7294 | 8166.5698 | 0 | 5.6085e-10 | 4.8827e-09 | 0 | 4.8827e-09 | 6.0267e-07 | 1.8764e-07 | 0 | 1.8764e-07 | 1.5293e-06 | 0 | 1.5293e-06 | 3.3522e-06 | 0 | 3.3522e-06 | [17 empty] | 7.3.3.17.5 (Remote Grid) Updates to grid topology to minimize risk of ignition in HFTDs Remote GridWLDFREquipment / facility failureAggregated | WLDFR | HFTD - Distribution - Tier 2 - 3QU CoRE ¦ 5QU LoRE | Red Flag Warning - Large Fires | Equipment / facility failure | Aggregated | 2025 | 1.1629e-05 | 715.8465 | 0.0083249 | 2025 | Mitigation | 0.95 | 45 | 0 | esc | 0.00097009 | 1.1282e-08 | 0.00097009 | 1.1282e-08
[79 empty] | WLDFR | HFTD - Distribution - Tier 3 - 5QU CoRE ¦ 2QU LoRE | Seismic - Non-Red Flag Warning - Catastrophic Fires | 2034 | 2.0485e-13 | 23835.2641 | 480.9649 | 15187.7294 | 8166.5698 | 0 | 5.6085e-10 | 4.8827e-09 | 0 | 4.8827e-09 | 6.0267e-07 | 1.8764e-07 | 0 | 1.8764e-07 | 1.5293e-06 | 0 | 1.5293e-06 | 3.3522e-06 | 0 | 3.3522e-06 | [17 empty] | 7.3.3.17.5 (Remote Grid) Updates to grid topology to minimize risk of ignition in HFTDs Remote GridWLDFREquipment / facility failureAggregated | WLDFR | HFTD - Distribution - Tier 2 - 3QU CoRE ¦ 5QU LoRE | Red Flag Warning - Large Fires | Equipment / facility failure | Aggregated | 2026 | 1.1629e-05 | 715.8465 | 0.0083249 | 2026 | Mitigation | 0.95 | 45 | 0 | esc | 0.00097009 | 1.1282e-08 | 0.00097009 | 1.1282e-08
[79 empty] | WLDFR | HFTD - Distribution - Tier 3 - 5QU CoRE ¦ 2QU LoRE | Seismic - Non-Red Flag Warning - Catastrophic Fires | 2035 | 2.0485e-13 | 23835.2641 | 480.9649 | 15187.7294 | 8166.5698 | 0 | 5.6085e-10 | 4.8827e-09 | 0 | 4.8827e-09 | 6.0267e-07 | 1.8764e-07 | 0 | 1.8764e-07 | 1.5293e-06 | 0 | 1.5293e-06 | 3.3522e-06 | 0 | 3.3522e-06 | [17 empty] | 7.3.3.17.5 (Remote Grid) Updates to grid topology to minimize risk of ignition in HFTDs Remote GridWLDFREquipment / facility failureAggregated | WLDFR | HFTD - Distribution - Tier 2 - 3QU CoRE ¦ 5QU LoRE | Red Flag Warning - Large Fires | Equipment / facility failure | Aggregated | 2027 | 1.1629e-05 | 715.8465 | 0.0083249 | 2027 | Mitigation | 0.95 | 45 | 0 | esc | 0.00097009 | 1.1282e-08 | 0.00097009 | 1.1282e-08
[79 empty] | WLDFR | HFTD - Distribution - Tier 3 - 5QU CoRE ¦ 2QU LoRE | Seismic - Non-Red Flag Warning - Catastrophic Fires | 2036 | 2.0485e-13 | 23835.2641 | 480.9649 | 15187.7294 | 8166.5698 | 0 | 5.6085e-10 | 4.8827e-09 | 0 | 4.8827e-09 | 6.0267e-07 | 1.8764e-07 | 0 | 1.8764e-07 | 1.5293e-06 | 0 | 1.5293e-06 | 3.3522e-06 | 0 | 3.3522e-06 | [17 empty] | 7.3.3.17.5 (Remote Grid) Updates to grid topology to minimize risk of ignition in HFTDs Remote GridWLDFREquipment / facility failureAggregated | WLDFR | HFTD - Distribution - Tier 2 - 3QU CoRE ¦ 5QU LoRE | Red Flag Warning - Large Fires | Equipment / facility failure | Aggregated | 2028 | 1.1629e-05 | 715.8465 | 0.0083249 | 2028 | Mitigation | 0.95 | 45 | 0 | esc | 0.00097009 | 1.1282e-08 | 0.00097009 | 1.1282e-08
[79 empty] | WLDFR | HFTD - Distribution - Tier 3 - 5QU CoRE ¦ 2QU LoRE | Seismic - Non-Red Flag Warning - Catastrophic Fires | 2037 | 2.0485e-13 | 23835.2641 | 480.9649 | 15187.7294 | 8166.5698 | 0 | 5.6085e-10 | 4.8827e-09 | 0 | 4.8827e-09 | 6.0267e-07 | 1.965e-07 | 0 | 1.965e-07 | 1.6015e-06 | 0 | 1.6015e-06 | 3.5104e-06 | 0 | 3.5104e-06 | [17 empty] | 7.3.3.17.5 (Remote Grid) Updates to grid topology to minimize risk of ignition in HFTDs Remote GridWLDFREquipment / facility failureAggregated | WLDFR | HFTD - Distribution - Tier 2 - 3QU CoRE ¦ 5QU LoRE | Red Flag Warning - Large Fires | Equipment / facility failure | Aggregated | 2029 | 1.1629e-05 | 715.8465 | 0.0083249 | 2029 | Mitigation | 0.95 | 45 | 0 | esc | 0.00097009 | 1.1282e-08 | 0.00097009 | 1.1282e-08
[79 empty] | WLDFR | HFTD - Distribution - Tier 3 - 5QU CoRE ¦ 2QU LoRE | Seismic - Non-Red Flag Warning - Catastrophic Fires | 2038 | 2.0485e-13 | 24976.6418 | 511.3745 | 15898.8237 | 8566.4437 | 0 | 5.6085e-10 | 5.1165e-09 | 0 | 5.1165e-09 | 6.3228e-07 | 1.965e-07 | 0 | 1.965e-07 | 1.6015e-06 | 0 | 1.6015e-06 | 3.5104e-06 | 0 | 3.5104e-06 | [17 empty] | 7.3.3.17.5 (Remote Grid) Updates to grid topology to minimize risk of ignition in HFTDs Remote GridWLDFREquipment / facility failureAggregated | WLDFR | HFTD - Distribution - Tier 2 - 3QU CoRE ¦ 5QU LoRE | Red Flag Warning - Large Fires | Equipment / facility failure | Aggregated | 2030 | 1.1629e-05 | 715.8465 | 0.0083249 | 2030 | Mitigation | 0.95 | 45 | 0 | esc | 0.00097009 | 1.1282e-08 | 0.00097009 | 1.1282e-08
[79 empty] | WLDFR | HFTD - Distribution - Tier 3 - 5QU CoRE ¦ 2QU LoRE | Seismic - Non-Red Flag Warning - Catastrophic Fires | 2039 | 2.0485e-13 | 24976.6418 | 511.3745 | 15898.8237 | 8566.4437 | 0 | 5.6085e-10 | 5.1165e-09 | 0 | 5.1165e-09 | 6.3228e-07 | 1.965e-07 | 0 | 1.965e-07 | 1.6015e-06 | 0 | 1.6015e-06 | 3.5104e-06 | 0 | 3.5104e-06 | [17 empty] | 7.3.3.17.5 (Remote Grid) Updates to grid topology to minimize risk of ignition in HFTDs Remote GridWLDFREquipment / facility failureAggregated | WLDFR | HFTD - Distribution - Tier 2 - 3QU CoRE ¦ 5QU LoRE | Red Flag Warning - Large Fires | Equipment / facility failure | Aggregated | 2031 | 1.1629e-05 | 715.8465 | 0.0083249 | 2031 | Mitigation | 0.95 | 45 | 0 | esc | 0.00097009 | 1.1282e-08 | 0.00097009 | 1.1282e-08
[79 empty] | WLDFR | HFTD - Distribution - Tier 3 - 5QU CoRE ¦ 2QU LoRE | Seismic - Non-Red Flag Warning - Catastrophic Fires | 2040 | 2.0485e-13 | 24976.6418 | 511.3745 | 15898.8237 | 8566.4437 | 0 | 5.6085e-10 | 5.1165e-09 | 0 | 5.1165e-09 | 6.3228e-07 | 1.965e-07 | 0 | 1.965e-07 | 1.6015e-06 | 0 | 1.6015e-06 | 3.5104e-06 | 0 | 3.5104e-06 | [17 empty] | 7.3.3.17.5 (Remote Grid) Updates to grid topology to minimize risk of ignition in HFTDs Remote GridWLDFREquipment / facility failureAggregated | WLDFR | HFTD - Distribution - Tier 2 - 3QU CoRE ¦ 5QU LoRE | Red Flag Warning - Large Fires | Equipment / facility failure | Aggregated | 2032 | 1.1629e-05 | 715.8465 | 0.0083249 | 2032 | Mitigation | 0.95 | 45 | 0 | esc | 0.00097009 | 1.1282e-08 | 0.00097009 | 1.1282e-08
[79 empty] | WLDFR | HFTD - Distribution - Tier 3 - 5QU CoRE ¦ 2QU LoRE | Seismic - Non-Red Flag Warning - Catastrophic Fires | 2041 | 2.0485e-13 | 24976.6418 | 511.3745 | 15898.8237 | 8566.4437 | 0 | 5.6085e-10 | 5.1165e-09 | 0 | 5.1165e-09 | 6.3228e-07 | 1.965e-07 | 0 | 1.965e-07 | 1.6015e-06 | 0 | 1.6015e-06 | 3.5104e-06 | 0 | 3.5104e-06 | [17 empty] | 7.3.3.17.5 (Remote Grid) Updates to grid topology to minimize risk of ignition in HFTDs Remote GridWLDFREquipment / facility failureAggregated | WLDFR | HFTD - Distribution - Tier 2 - 3QU CoRE ¦ 5QU LoRE | Red Flag Warning - Large Fires | Equipment / facility failure | Aggregated | 2033 | 1.1629e-05 | 715.8465 | 0.0083249 | 2033 | Mitigation | 0.95 | 45 | 0 | esc | 0.00097009 | 1.1282e-08 | 0.00097009 | 1.1282e-08
[79 empty] | WLDFR | HFTD - Distribution - Tier 3 - 5QU CoRE ¦ 2QU LoRE | Seismic - Non-Red Flag Warning - Catastrophic Fires | 2042 | 2.0485e-13 | 24976.6418 | 511.3745 | 15898.8237 | 8566.4437 | 0 | 5.6085e-10 | 5.1165e-09 | 0 | 5.1165e-09 | 6.3228e-07 | 2.061e-07 | 0 | 2.061e-07 | 1.6797e-06 | 0 | 1.6797e-06 | 3.682e-06 | 0 | 3.682e-06 | [17 empty] | 7.3.3.17.5 (Remote Grid) Updates to grid topology to minimize risk of ignition in HFTDs Remote GridWLDFREquipment / facility failureAggregated | WLDFR | HFTD - Distribution - Tier 2 - 3QU CoRE ¦ 5QU LoRE | Red Flag Warning - Large Fires | Equipment / facility failure | Aggregated | 2034 | 1.1629e-05 | 715.8465 | 0.0083249 | 2034 | Mitigation | 0.95 | 45 | 0 | esc | 0.00097009 | 1.1282e-08 | 0.00097009 | 1.1282e-08
[79 empty] | WLDFR | HFTD - Distribution - Tier 3 - 5QU CoRE ¦ 2QU LoRE | Seismic - Non-Red Flag Warning - Catastrophic Fires | 2043 | 2.0485e-13 | 26191.7278 | 544.1291 | 16654.7414 | 8992.8573 | 0 | 5.6085e-10 | 5.3654e-09 | 0 | 5.3654e-09 | 6.6382e-07 | 2.061e-07 | 0 | 2.061e-07 | 1.6797e-06 | 0 | 1.6797e-06 | 3.682e-06 | 0 | 3.682e-06 | [17 empty] | 7.3.3.17.5 (Remote Grid) Updates to grid topology to minimize risk of ignition in HFTDs Remote GridWLDFREquipment / facility failureAggregated | WLDFR | HFTD - Distribution - Tier 2 - 3QU CoRE ¦ 5QU LoRE | Red Flag Warning - Large Fires | Equipment / facility failure | Aggregated | 2035 | 1.1629e-05 | 715.8465 | 0.0083249 | 2035 | Mitigation | 0.95 | 45 | 0 | esc | 0.00097009 | 1.1282e-08 | 0.00097009 | 1.1282e-08
[79 empty] | WLDFR | HFTD - Distribution - Tier 3 - 5QU CoRE ¦ 2QU LoRE | Seismic - Non-Red Flag Warning - Catastrophic Fires | 2044 | 2.0485e-13 | 26191.7278 | 544.1291 | 16654.7414 | 8992.8573 | 0 | 5.6085e-10 | 5.3654e-09 | 0 | 5.3654e-09 | 6.6382e-07 | 2.061e-07 | 0 | 2.061e-07 | 1.6797e-06 | 0 | 1.6797e-06 | 3.682e-06 | 0 | 3.682e-06 | [17 empty] | 7.3.3.17.5 (Remote Grid) Updates to grid topology to minimize risk of ignition in HFTDs Remote GridWLDFREquipment / facility failureAggregated | WLDFR | HFTD - Distribution - Tier 2 - 3QU CoRE ¦ 5QU LoRE | Red Flag Warning - Large Fires | Equipment / facility failure | Aggregated | 2036 | 1.1629e-05 | 715.8465 | 0.0083249 | 2036 | Mitigation | 0.95 | 45 | 0 | esc | 0.00097009 | 1.1282e-08 | 0.00097009 | 1.1282e-08
[79 empty] | WLDFR | HFTD - Distribution - Tier 3 - 5QU CoRE ¦ 2QU LoRE | Seismic - Non-Red Flag Warning - Catastrophic Fires | 2045 | 2.0485e-13 | 26191.7278 | 544.1291 | 16654.7414 | 8992.8573 | 0 | 5.6085e-10 | 5.3654e-09 | 0 | 5.3654e-09 | 6.6382e-07 | 2.061e-07 | 0 | 2.061e-07 | 1.6797e-06 | 0 | 1.6797e-06 | 3.682e-06 | 0 | 3.682e-06 | [17 empty] | 7.3.3.17.5 (Remote Grid) Updates to grid topology to minimize risk of ignition in HFTDs Remote GridWLDFREquipment / facility failureAggregated | WLDFR | HFTD - Distribution - Tier 2 - 3QU CoRE ¦ 5QU LoRE | Red Flag Warning - Large Fires | Equipment / facility failure | Aggregated | 2037 | 1.1629e-05 | 715.8465 | 0.0083249 | 2037 | Mitigation | 0.95 | 45 | 0 | esc | 0.00097009 | 1.1282e-08 | 0.00097009 | 1.1282e-08
[79 empty] | WLDFR | HFTD - Distribution - Tier 3 - 5QU CoRE ¦ 2QU LoRE | Seismic - Non-Red Flag Warning - Catastrophic Fires | 2046 | 2.0485e-13 | 26191.7278 | 544.1291 | 16654.7414 | 8992.8573 | 0 | 5.6085e-10 | 5.3654e-09 | 0 | 5.3654e-09 | 6.6382e-07 | 2.061e-07 | 0 | 2.061e-07 | 1.6797e-06 | 0 | 1.6797e-06 | 3.682e-06 | 0 | 3.682e-06 | [17 empty] | 7.3.3.17.5 (Remote Grid) Updates to grid topology to minimize risk of ignition in HFTDs Remote GridWLDFREquipment / facility failureAggregated | WLDFR | HFTD - Distribution - Tier 2 - 3QU CoRE ¦ 5QU LoRE | Red Flag Warning - Large Fires | Equipment / facility failure | Aggregated | 2038 | 1.1629e-05 | 715.8465 | 0.0083249 | 2038 | Mitigation | 0.95 | 45 | 0 | esc | 0.00097009 | 1.1282e-08 | 0.00097009 | 1.1282e-08
[79 empty] | WLDFR | HFTD - Distribution - Tier 3 - 5QU CoRE ¦ 2QU LoRE | Seismic - Non-Red Flag Warning - Catastrophic Fires | 2047 | 2.0485e-13 | 26191.7278 | 544.1291 | 16654.7414 | 8992.8573 | 0 | 5.6085e-10 | 5.3654e-09 | 0 | 5.3654e-09 | 6.6382e-07 | 2.1632e-07 | 0 | 2.1632e-07 | 1.763e-06 | 0 | 1.763e-06 | 3.8646e-06 | 0 | 3.8646e-06 | [17 empty] | 7.3.3.17.5 (Remote Grid) Updates to grid topology to minimize risk of ignition in HFTDs Remote GridWLDFREquipment / facility failureAggregated | WLDFR | HFTD - Distribution - Tier 2 - 3QU CoRE ¦ 5QU LoRE | Red Flag Warning - Large Fires | Equipment / facility failure | Aggregated | 2039 | 1.1629e-05 | 715.8465 | 0.0083249 | 2039 | Mitigation | 0.95 | 45 | 0 | esc | 0.00097009 | 1.1282e-08 | 0.00097009 | 1.1282e-08
[79 empty] | WLDFR | HFTD - Distribution - Tier 3 - 5QU CoRE ¦ 2QU LoRE | Seismic - Non-Red Flag Warning - Catastrophic Fires | 2048 | 2.0485e-13 | 27464.7227 | 578.8407 | 17445.538 | 9440.3441 | 0 | 5.6085e-10 | 5.6262e-09 | 0 | 5.6262e-09 | 6.9689e-07 | 2.1632e-07 | 0 | 2.1632e-07 | 1.763e-06 | 0 | 1.763e-06 | 3.8646e-06 | 0 | 3.8646e-06 | [17 empty] | 7.3.3.17.5 (Remote Grid) Updates to grid topology to minimize risk of ignition in HFTDs Remote GridWLDFREquipment / facility failureAggregated | WLDFR | HFTD - Distribution - Tier 2 - 3QU CoRE ¦ 5QU LoRE | Red Flag Warning - Large Fires | Equipment / facility failure | Aggregated | 2040 | 1.1629e-05 | 715.8465 | 0.0083249 | 2040 | Mitigation | 0.95 | 45 | 0 | esc | 0.00097009 | 1.1282e-08 | 0.00097009 | 1.1282e-08
[79 empty] | WLDFR | HFTD - Distribution - Tier 3 - 5QU CoRE ¦ 2QU LoRE | Seismic - Non-Red Flag Warning - Catastrophic Fires | 2049 | 2.0485e-13 | 27464.7227 | 578.8407 | 17445.538 | 9440.3441 | 0 | 5.6085e-10 | 5.6262e-09 | 0 | 5.6262e-09 | 6.9689e-07 | 2.1632e-07 | 0 | 2.1632e-07 | 1.763e-06 | 0 | 1.763e-06 | 3.8646e-06 | 0 | 3.8646e-06 | [17 empty] | 7.3.3.17.5 (Remote Grid) Updates to grid topology to minimize risk of ignition in HFTDs Remote GridWLDFREquipment / facility failureAggregated | WLDFR | HFTD - Distribution - Tier 2 - 3QU CoRE ¦ 5QU LoRE | Red Flag Warning - Large Fires | Equipment / facility failure | Aggregated | 2041 | 1.1629e-05 | 715.8465 | 0.0083249 | 2041 | Mitigation | 0.95 | 45 | 0 | esc | 0.00097009 | 1.1282e-08 | 0.00097009 | 1.1282e-08
[79 empty] | WLDFR | HFTD - Distribution - Tier 3 - 5QU CoRE ¦ 2QU LoRE | Seismic - Non-Red Flag Warning - Catastrophic Fires | 2050 | 2.0485e-13 | 27464.7227 | 578.8407 | 17445.538 | 9440.3441 | 0 | 5.6085e-10 | 5.6262e-09 | 0 | 5.6262e-09 | 6.9689e-07 | 2.1632e-07 | 0 | 2.1632e-07 | 1.763e-06 | 0 | 1.763e-06 | 3.8646e-06 | 0 | 3.8646e-06 | [17 empty] | 7.3.3.17.5 (Remote Grid) Updates to grid topology to minimize risk of ignition in HFTDs Remote GridWLDFREquipment / facility failureAggregated | WLDFR | HFTD - Distribution - Tier 2 - 3QU CoRE ¦ 5QU LoRE | Red Flag Warning - Large Fires | Equipment / facility failure | Aggregated | 2042 | 1.1629e-05 | 715.8465 | 0.0083249 | 2042 | Mitigation | 0.95 | 45 | 0 | esc | 0.00097009 | 1.1282e-08 | 0.00097009 | 1.1282e-08
[79 empty] | WLDFR | HFTD - Distribution - Tier 3 - 5QU CoRE ¦ 2QU LoRE | Seismic - Non-Red Flag Warning - Catastrophic Fires | 2051 | 2.0485e-13 | 27464.7227 | 578.8407 | 17445.538 | 9440.3441 | 0 | 5.6085e-10 | 5.6262e-09 | 0 | 5.6262e-09 | 6.9689e-07 | 2.1632e-07 | 0 | 2.1632e-07 | 1.763e-06 | 0 | 1.763e-06 | 3.8646e-06 | 0 | 3.8646e-06 | [17 empty] | 7.3.3.17.5 (Remote Grid) Updates to grid topology to minimize risk of ignition in HFTDs Remote GridWLDFREquipment / facility failureAggregated | WLDFR | HFTD - Distribution - Tier 2 - 3QU CoRE ¦ 5QU LoRE | Red Flag Warning - Large Fires | Equipment / facility failure | Aggregated | 2043 | 1.1629e-05 | 715.8465 | 0.0083249 | 2043 | Mitigation | 0.95 | 45 | 0 | esc | 0.00097009 | 1.1282e-08 | 0.00097009 | 1.1282e-08
[79 empty] | WLDFR | HFTD - Distribution - Tier 3 - 5QU CoRE ¦ 2QU LoRE | Seismic - Non-Red Flag Warning - Catastrophic Fires | 2052 | 2.0485e-13 | 27464.7227 | 578.8407 | 17445.538 | 9440.3441 | 0 | 5.6085e-10 | 5.6262e-09 | 0 | 5.6262e-09 | 6.9689e-07 | 2.2702e-07 | 0 | 2.2702e-07 | 1.8502e-06 | 0 | 1.8502e-06 | 4.0558e-06 | 0 | 4.0558e-06 | [17 empty] | 7.3.3.17.5 (Remote Grid) Updates to grid topology to minimize risk of ignition in HFTDs Remote GridWLDFREquipment / facility failureAggregated | WLDFR | HFTD - Distribution - Tier 2 - 3QU CoRE ¦ 5QU LoRE | Red Flag Warning - Large Fires | Equipment / facility failure | Aggregated | 2044 | 1.1629e-05 | 715.8465 | 0.0083249 | 2044 | Mitigation | 0.95 | 45 | 0 | esc | 0.00097009 | 1.1282e-08 | 0.00097009 | 1.1282e-08
[79 empty] | WLDFR | HFTD - Distribution - Tier 3 - 5QU CoRE ¦ 2QU LoRE | Seismic - Non-Red Flag Warning - Catastrophic Fires | 2053 | 2.0485e-13 | 28779.6694 | 615.0952 | 18261.2327 | 9903.3415 | 0 | 5.6085e-10 | 5.8956e-09 | 0 | 5.8956e-09 | 7.3106e-07 | 2.2702e-07 | 0 | 2.2702e-07 | 1.8502e-06 | 0 | 1.8502e-06 | 4.0558e-06 | 0 | 4.0558e-06 | [17 empty] | 7.3.3.17.5 (Remote Grid) Updates to grid topology to minimize risk of ignition in HFTDs Remote GridWLDFREquipment / facility failureAggregated | WLDFR | HFTD - Distribution - Tier 2 - 3QU CoRE ¦ 5QU LoRE | Red Flag Warning - Large Fires | Equipment / facility failure | Aggregated | 2045 | 1.1629e-05 | 715.8465 | 0.0083249 | 2045 | Mitigation | 0.95 | 45 | 0 | esc | 0.00097009 | 1.1282e-08 | 0.00097009 | 1.1282e-08
[79 empty] | WLDFR | HFTD - Distribution - Tier 3 - 5QU CoRE ¦ 2QU LoRE | Seismic - Non-Red Flag Warning - Catastrophic Fires | 2054 | 2.0485e-13 | 28779.6694 | 615.0952 | 18261.2327 | 9903.3415 | 0 | 5.6085e-10 | 5.8956e-09 | 0 | 5.8956e-09 | 7.3106e-07 | 2.2702e-07 | 0 | 2.2702e-07 | 1.8502e-06 | 0 | 1.8502e-06 | 4.0558e-06 | 0 | 4.0558e-06 | [17 empty] | 7.3.3.17.5 (Remote Grid) Updates to grid topology to minimize risk of ignition in HFTDs Remote GridWLDFREquipment / facility failureAggregated | WLDFR | HFTD - Distribution - Tier 2 - 3QU CoRE ¦ 5QU LoRE | Red Flag Warning - Large Fires | Equipment / facility failure | Aggregated | 2046 | 1.1629e-05 | 715.8465 | 0.0083249 | 2046 | Mitigation | 0.95 | 45 | 0 | esc | 0.00097009 | 1.1282e-08 | 0.00097009 | 1.1282e-08
[79 empty] | WLDFR | HFTD - Distribution - Tier 3 - 5QU CoRE ¦ 2QU LoRE | Seismic - Non-Red Flag Warning - Catastrophic Fires | 2055 | 2.0485e-13 | 28779.6694 | 615.0952 | 18261.2327 | 9903.3415 | 0 | 5.6085e-10 | 5.8956e-09 | 0 | 5.8956e-09 | 7.3106e-07 | 2.2702e-07 | 0 | 2.2702e-07 | 1.8502e-06 | 0 | 1.8502e-06 | 4.0558e-06 | 0 | 4.0558e-06 | [17 empty] | 7.3.3.17.5 (Remote Grid) Updates to grid topology to minimize risk of ignition in HFTDs Remote GridWLDFREquipment / facility failureAggregated | WLDFR | HFTD - Distribution - Tier 2 - 3QU CoRE ¦ 5QU LoRE | Red Flag Warning - Large Fires | Equipment / facility failure | Aggregated | 2047 | 1.1629e-05 | 715.8465 | 0.0083249 | 2047 | Mitigation | 0.95 | 45 | 0 | esc | 0.00097009 | 1.1282e-08 | 0.00097009 | 1.1282e-08
[79 empty] | WLDFR | HFTD - Distribution - Tier 3 - 5QU CoRE ¦ 2QU LoRE | Seismic - Non-Red Flag Warning - Catastrophic Fires | 2056 | 2.0485e-13 | 28779.6694 | 615.0952 | 18261.2327 | 9903.3415 | 0 | 5.6085e-10 | 5.8956e-09 | 0 | 5.8956e-09 | 7.3106e-07 | 2.2702e-07 | 0 | 2.2702e-07 | 1.8502e-06 | 0 | 1.8502e-06 | 4.0558e-06 | 0 | 4.0558e-06 | [17 empty] | 7.3.3.17.5 (Remote Grid) Updates to grid topology to minimize risk of ignition in HFTDs Remote GridWLDFREquipment / facility failureAggregated | WLDFR | HFTD - Distribution - Tier 2 - 3QU CoRE ¦ 5QU LoRE | Red Flag Warning - Large Fires | Equipment / facility failure | Aggregated | 2048 | 1.1629e-05 | 715.8465 | 0.0083249 | 2048 | Mitigation | 0.95 | 45 | 0 | esc | 0.00097009 | 1.1282e-08 | 0.00097009 | 1.1282e-08
[79 empty] | WLDFR | HFTD - Distribution - Tier 3 - 5QU CoRE ¦ 2QU LoRE | Seismic - Non-Red Flag Warning - Catastrophic Fires | 2057 | 2.0485e-13 | 28779.6694 | 615.0952 | 18261.2327 | 9903.3415 | 0 | 5.6085e-10 | 5.8956e-09 | 0 | 5.8956e-09 | 7.3106e-07 | 2.3808e-07 | 0 | 2.3808e-07 | 1.9403e-06 | 0 | 1.9403e-06 | 4.2532e-06 | 0 | 4.2532e-06 | [17 empty] | 7.3.3.17.5 (Remote Grid) Updates to grid topology to minimize risk of ignition in HFTDs Remote GridWLDFREquipment / facility failureAggregated | WLDFR | HFTD - Distribution - Tier 2 - 3QU CoRE ¦ 5QU LoRE | Red Flag Warning - Large Fires | Equipment / facility failure | Aggregated | 2049 | 1.1629e-05 | 715.8465 | 0.0083249 | 2049 | Mitigation | 0.95 | 45 | 0 | esc | 0.00097009 | 1.1282e-08 | 0.00097009 | 1.1282e-08
[79 empty] | WLDFR | HFTD - Distribution - Tier 3 - 5QU CoRE ¦ 2QU LoRE | Seismic - Non-Red Flag Warning - Catastrophic Fires | 2058 | 2.0485e-13 | 30120.5761 | 652.457 | 19091.8834 | 10376.2358 | 0 | 5.6085e-10 | 6.1703e-09 | 0 | 6.1703e-09 | 7.6593e-07 | 2.3808e-07 | 0 | 2.3808e-07 | 1.9403e-06 | 0 | 1.9403e-06 | 4.2532e-06 | 0 | 4.2532e-06 | [17 empty] | 7.3.3.17.5 (Remote Grid) Updates to grid topology to minimize risk of ignition in HFTDs Remote GridWLDFREquipment / facility failureAggregated | WLDFR | HFTD - Distribution - Tier 2 - 3QU CoRE ¦ 5QU LoRE | Red Flag Warning - Large Fires | Equipment / facility failure | Aggregated | 2050 | 1.1629e-05 | 715.8465 | 0.0083249 | 2050 | Mitigation | 0.95 | 45 | 0 | esc | 0.00097009 | 1.1282e-08 | 0.00097009 | 1.1282e-08
[79 empty] | WLDFR | HFTD - Distribution - Tier 3 - 5QU CoRE ¦ 2QU LoRE | Seismic - Non-Red Flag Warning - Catastrophic Fires | 2059 | 2.0485e-13 | 30120.5761 | 652.457 | 19091.8834 | 10376.2358 | 0 | 5.6085e-10 | 6.1703e-09 | 0 | 6.1703e-09 | 7.6593e-07 | 2.3808e-07 | 0 | 2.3808e-07 | 1.9403e-06 | 0 | 1.9403e-06 | 4.2532e-06 | 0 | 4.2532e-06 | [17 empty] | 7.3.3.17.5 (Remote Grid) Updates to grid topology to minimize risk of ignition in HFTDs Remote GridWLDFREquipment / facility failureAggregated | WLDFR | HFTD - Distribution - Tier 2 - 3QU CoRE ¦ 5QU LoRE | Red Flag Warning - Large Fires | Equipment / facility failure | Aggregated | 2051 | 1.1629e-05 | 715.8465 | 0.0083249 | 2051 | Mitigation | 0.95 | 45 | 0 | esc | 0.00097009 | 1.1282e-08 | 0.00097009 | 1.1282e-08
[79 empty] | WLDFR | HFTD - Distribution - Tier 3 - 5QU CoRE ¦ 2QU LoRE | Seismic - Non-Red Flag Warning - Catastrophic Fires | 2060 | 2.0485e-13 | 30120.5761 | 652.457 | 19091.8834 | 10376.2358 | 0 | 5.6085e-10 | 6.1703e-09 | 0 | 6.1703e-09 | 7.6593e-07 | 2.3808e-07 | 0 | 2.3808e-07 | 1.9403e-06 | 0 | 1.9403e-06 | 4.2532e-06 | 0 | 4.2532e-06 | [17 empty] | 7.3.3.17.5 (Remote Grid) Updates to grid topology to minimize risk of ignition in HFTDs Remote GridWLDFREquipment / facility failureAggregated | WLDFR | HFTD - Distribution - Tier 2 - 3QU CoRE ¦ 5QU LoRE | Red Flag Warning - Large Fires | Equipment / facility failure | Aggregated | 2052 | 1.1629e-05 | 715.8465 | 0.0083249 | 2052 | Mitigation | 0.95 | 45 | 0 | esc | 0.00097009 | 1.1282e-08 | 0.00097009 | 1.1282e-08
[79 empty] | WLDFR | HFTD - Distribution - Tier 3 - 5QU CoRE ¦ 2QU LoRE | Seismic - Non-Red Flag Warning - Catastrophic Fires | 2061 | 2.0485e-13 | 30120.5761 | 652.457 | 19091.8834 | 10376.2358 | 0 | 5.6085e-10 | 6.1703e-09 | 0 | 6.1703e-09 | 7.6593e-07 | 2.3808e-07 | 0 | 2.3808e-07 | 1.9403e-06 | 0 | 1.9403e-06 | 4.2532e-06 | 0 | 4.2532e-06 | [17 empty] | 7.3.3.17.5 (Remote Grid) Updates to grid topology to minimize risk of ignition in HFTDs Remote GridWLDFREquipment / facility failureAggregated | WLDFR | HFTD - Distribution - Tier 2 - 3QU CoRE ¦ 5QU LoRE | Red Flag Warning - Large Fires | Equipment / facility failure | Aggregated | 2053 | 1.1629e-05 | 715.8465 | 0.0083249 | 2053 | Mitigation | 0.95 | 45 | 0 | esc | 0.00097009 | 1.1282e-08 | 0.00097009 | 1.1282e-08
[79 empty] | WLDFR | HFTD - Distribution - Tier 3 - 5QU CoRE ¦ 2QU LoRE | Seismic - Non-Red Flag Warning - Catastrophic Fires | 2062 | 2.0485e-13 | 30120.5761 | 652.457 | 19091.8834 | 10376.2358 | 0 | 5.6085e-10 | 6.1703e-09 | 0 | 6.1703e-09 | 7.6593e-07 | 2.4934e-07 | 0 | 2.4934e-07 | 2.0322e-06 | 0 | 2.0322e-06 | 4.4545e-06 | 0 | 4.4545e-06 | [17 empty] | 7.3.3.17.5 (Remote Grid) Updates to grid topology to minimize risk of ignition in HFTDs Remote GridWLDFREquipment / facility failureAggregated | WLDFR | HFTD - Distribution - Tier 2 - 3QU CoRE ¦ 5QU LoRE | Red Flag Warning - Large Fires | Equipment / facility failure | Aggregated | 2054 | 1.1629e-05 | 715.8465 | 0.0083249 | 2054 | Mitigation | 0.95 | 45 | 0 | esc | 0.00097009 | 1.1282e-08 | 0.00097009 | 1.1282e-08
[79 empty] | WLDFR | HFTD - Distribution - Tier 3 - 5QU CoRE ¦ 2QU LoRE | Seismic - Non-Red Flag Warning - Catastrophic Fires | 2063 | 2.0485e-13 | 31471.2268 | 690.4653 | 19927.4643 | 10853.2973 | 0 | 5.6085e-10 | 6.4469e-09 | 0 | 6.4469e-09 | 8.0107e-07 | 2.4934e-07 | 0 | 2.4934e-07 | 2.0322e-06 | 0 | 2.0322e-06 | 4.4545e-06 | 0 | 4.4545e-06 | [17 empty] | 7.3.3.17.5 (Remote Grid) Updates to grid topology to minimize risk of ignition in HFTDs Remote GridWLDFREquipment / facility failureAggregated | WLDFR | HFTD - Distribution - Tier 2 - 3QU CoRE ¦ 5QU LoRE | Red Flag Warning - Large Fires | Equipment / facility failure | Aggregated | 2055 | 1.1629e-05 | 715.8465 | 0.0083249 | 2055 | Mitigation | 0.95 | 45 | 0 | esc | 0.00097009 | 1.1282e-08 | 0.00097009 | 1.1282e-08
[79 empty] | WLDFR | HFTD - Distribution - Tier 3 - 5QU CoRE ¦ 2QU LoRE | Seismic - Non-Red Flag Warning - Catastrophic Fires | 2064 | 2.0485e-13 | 31471.2268 | 690.4653 | 19927.4643 | 10853.2973 | 0 | 5.6085e-10 | 6.4469e-09 | 0 | 6.4469e-09 | 8.0107e-07 | 2.4934e-07 | 0 | 2.4934e-07 | 2.0322e-06 | 0 | 2.0322e-06 | 4.4545e-06 | 0 | 4.4545e-06 | [17 empty] | 7.3.3.17.5 (Remote Grid) Updates to grid topology to minimize risk of ignition in HFTDs Remote GridWLDFREquipment / facility failureAggregated | WLDFR | HFTD - Distribution - Tier 2 - 3QU CoRE ¦ 5QU LoRE | Red Flag Warning - Large Fires | Equipment / facility failure | Aggregated | 2056 | 1.1629e-05 | 715.8465 | 0.0083249 | 2056 | Mitigation | 0.95 | 45 | 0 | esc | 0.00097009 | 1.1282e-08 | 0.00097009 | 1.1282e-08
[79 empty] | WLDFR | HFTD - Distribution - Tier 3 - 5QU CoRE ¦ 2QU LoRE | Seismic - Non-Red Flag Warning - Catastrophic Fires | 2065 | 2.0485e-13 | 31471.2268 | 690.4653 | 19927.4643 | 10853.2973 | 0 | 5.6085e-10 | 6.4469e-09 | 0 | 6.4469e-09 | 8.0107e-07 | 2.4934e-07 | 0 | 2.4934e-07 | 2.0322e-06 | 0 | 2.0322e-06 | 4.4545e-06 | 0 | 4.4545e-06 | [17 empty] | 7.3.3.17.5 (Remote Grid) Updates to grid topology to minimize risk of ignition in HFTDs Remote GridWLDFREquipment / facility failureAggregated | WLDFR | HFTD - Distribution - Tier 2 - 3QU CoRE ¦ 5QU LoRE | Red Flag Warning - Large Fires | Equipment / facility failure | Aggregated | 2057 | 1.1629e-05 | 715.8465 | 0.0083249 | 2057 | Mitigation | 0.95 | 45 | 0 | esc | 0.00097009 | 1.1282e-08 | 0.00097009 | 1.1282e-08
[79 empty] | WLDFR | HFTD - Distribution - Tier 3 - 5QU CoRE ¦ 2QU LoRE | Seismic - Non-Red Flag Warning - Catastrophic Fires | 2066 | 2.0485e-13 | 31471.2268 | 690.4653 | 19927.4643 | 10853.2973 | 0 | 5.6085e-10 | 6.4469e-09 | 0 | 6.4469e-09 | 8.0107e-07 | 2.4934e-07 | 0 | 2.4934e-07 | 2.0322e-06 | 0 | 2.0322e-06 | 4.4545e-06 | 0 | 4.4545e-06 | [17 empty] | 7.3.3.17.5 (Remote Grid) Updates to grid topology to minimize risk of ignition in HFTDs Remote GridWLDFREquipment / facility failureAggregated | WLDFR | HFTD - Distribution - Tier 2 - 3QU CoRE ¦ 5QU LoRE | Red Flag Warning - Large Fires | Equipment / facility failure | Aggregated | 2058 | 1.1629e-05 | 715.8465 | 0.0083249 | 2058 | Mitigation | 0.95 | 45 | 0 | esc | 0.00097009 | 1.1282e-08 | 0.00097009 | 1.1282e-08
[79 empty] | WLDFR | HFTD - Distribution - Tier 3 - 5QU CoRE ¦ 2QU LoRE | Seismic - Red Flag Warning - Catastrophic Fires | 2022 | 8.8331e-12 | 21083.8428 | 409.2237 | 13469.0878 | 7205.5313 | 0 | 2.4183e-08 | 1.8624e-07 | 0 | 1.8624e-07 | 3.7183e-07 | 2.6069e-07 | 0 | 2.6069e-07 | 2.1246e-06 | 0 | 2.1246e-06 | 4.6572e-06 | 0 | 4.6572e-06 | [17 empty] | 7.3.3.17.5 (Remote Grid) Updates to grid topology to minimize risk of ignition in HFTDs Remote GridWLDFREquipment / facility failureAggregated | WLDFR | HFTD - Distribution - Tier 2 - 3QU CoRE ¦ 5QU LoRE | Red Flag Warning - Large Fires | Equipment / facility failure | Aggregated | 2059 | 1.1629e-05 | 715.8465 | 0.0083249 | 2059 | Mitigation | 0.95 | 45 | 0 | esc | 0.00097009 | 1.1282e-08 | 0.00097009 | 1.1282e-08
[79 empty] | WLDFR | HFTD - Distribution - Tier 3 - 5QU CoRE ¦ 2QU LoRE | Seismic - Red Flag Warning - Catastrophic Fires | 2023 | 8.8331e-12 | 21835.9781 | 428.6023 | 13939.561 | 7467.8148 | 0 | 2.4183e-08 | 1.9288e-07 | 0 | 1.9288e-07 | 3.8541e-07 | 2.6069e-07 | 0 | 2.6069e-07 | 2.1246e-06 | 0 | 2.1246e-06 | 4.6572e-06 | 0 | 4.6572e-06 | [17 empty] | 7.3.3.17.5 (Remote Grid) Updates to grid topology to minimize risk of ignition in HFTDs Remote GridWLDFREquipment / facility failureAggregated | WLDFR | HFTD - Distribution - Tier 2 - 3QU CoRE ¦ 5QU LoRE | Red Flag Warning - Large Fires | Equipment / facility failure | Aggregated | 2060 | 1.1629e-05 | 715.8465 | 0.0083249 | 2060 | Mitigation | 0.95 | 45 | 0 | esc | 0.00097009 | 1.1282e-08 | 0.00097009 | 1.1282e-08
[79 empty] | WLDFR | HFTD - Distribution - Tier 3 - 5QU CoRE ¦ 2QU LoRE | Seismic - Red Flag Warning - Catastrophic Fires | 2024 | 8.8331e-12 | 21835.9781 | 428.6023 | 13939.561 | 7467.8148 | 0 | 2.4183e-08 | 1.9288e-07 | 0 | 1.9288e-07 | 3.8541e-07 | 2.6069e-07 | 0 | 2.6069e-07 | 2.1246e-06 | 0 | 2.1246e-06 | 4.6572e-06 | 0 | 4.6572e-06 | [17 empty] | 7.3.3.17.5 (Remote Grid) Updates to grid topology to minimize risk of ignition in HFTDs Remote GridWLDFREquipment / facility failureAggregated | WLDFR | HFTD - Distribution - Tier 2 - 3QU CoRE ¦ 5QU LoRE | Red Flag Warning - Large Fires | Equipment / facility failure | Aggregated | 2061 | 1.1629e-05 | 715.8465 | 0.0083249 | 2061 | Mitigation | 0.95 | 45 | 0 | esc | 0.00097009 | 1.1282e-08 | 0.00097009 | 1.1282e-08
[79 empty] | WLDFR | HFTD - Distribution - Tier 3 - 5QU CoRE ¦ 2QU LoRE | Seismic - Red Flag Warning - Catastrophic Fires | 2025 | 8.8331e-12 | 21835.9781 | 428.6023 | 13939.561 | 7467.8148 | 0 | 2.4183e-08 | 1.9288e-07 | 0 | 1.9288e-07 | 3.8541e-07 | 2.6069e-07 | 0 | 2.6069e-07 | 2.1246e-06 | 0 | 2.1246e-06 | 4.6572e-06 | 0 | 4.6572e-06 | [17 empty] | 7.3.3.17.5 (Remote Grid) Updates to grid topology to minimize risk of ignition in HFTDs Remote GridWLDFREquipment / facility failureAggregated | WLDFR | HFTD - Distribution - Tier 2 - 3QU CoRE ¦ 5QU LoRE | Red Flag Warning - Large Fires | Equipment / facility failure | Aggregated | 2062 | 1.1629e-05 | 715.8465 | 0.0083249 | 2062 | Mitigation | 0.95 | 45 | 0 | esc | 0.00097009 | 1.1282e-08 | 0.00097009 | 1.1282e-08
[79 empty] | WLDFR | HFTD - Distribution - Tier 3 - 5QU CoRE ¦ 2QU LoRE | Seismic - Red Flag Warning - Catastrophic Fires | 2026 | 8.8331e-12 | 21835.9781 | 428.6023 | 13939.561 | 7467.8148 | 0 | 2.4183e-08 | 1.9288e-07 | 0 | 1.9288e-07 | 3.8541e-07 | 2.6069e-07 | 0 | 2.6069e-07 | 2.1246e-06 | 0 | 2.1246e-06 | 4.6572e-06 | 0 | 4.6572e-06 | [17 empty] | 7.3.3.17.5 (Remote Grid) Updates to grid topology to minimize risk of ignition in HFTDs Remote GridWLDFREquipment / facility failureAggregated | WLDFR | HFTD - Distribution - Tier 2 - 3QU CoRE ¦ 5QU LoRE | Red Flag Warning - Large Fires | Equipment / facility failure | Aggregated | 2063 | 1.1629e-05 | 715.8465 | 0.0083249 | 2063 | Mitigation | 0.95 | 45 | 0 | esc | 0.00097009 | 1.1282e-08 | 0.00097009 | 1.1282e-08
[79 empty] | WLDFR | HFTD - Distribution - Tier 3 - 5QU CoRE ¦ 2QU LoRE | Seismic - Red Flag Warning - Catastrophic Fires | 2027 | 8.8331e-12 | 21835.9781 | 428.6023 | 13939.561 | 7467.8148 | 0 | 2.4183e-08 | 1.9288e-07 | 0 | 1.9288e-07 | 3.8541e-07 | 2.7197e-07 | 0 | 2.7197e-07 | 2.2166e-06 | 0 | 2.2166e-06 | 4.8588e-06 | 0 | 4.8588e-06 | [17 empty] | 7.3.3.17.5 (Remote Grid) Updates to grid topology to minimize risk of ignition in HFTDs Remote GridWLDFREquipment / facility failureAggregated | WLDFR | HFTD - Distribution - Tier 2 - 3QU CoRE ¦ 5QU LoRE | Red Flag Warning - Large Fires | Equipment / facility failure | Aggregated | 2064 | 1.1629e-05 | 715.8465 | 0.0083249 | 2064 | Mitigation | 0.95 | 45 | 0 | esc | 0.00097009 | 1.1282e-08 | 0.00097009 | 1.1282e-08
[79 empty] | WLDFR | HFTD - Distribution - Tier 3 - 5QU CoRE ¦ 2QU LoRE | Seismic - Red Flag Warning - Catastrophic Fires | 2028 | 8.8331e-12 | 22783.187 | 453.261 | 14531.3357 | 7798.5904 | 0 | 2.4183e-08 | 2.0125e-07 | 0 | 2.0125e-07 | 4.0252e-07 | 2.7197e-07 | 0 | 2.7197e-07 | 2.2166e-06 | 0 | 2.2166e-06 | 4.8588e-06 | 0 | 4.8588e-06 | [17 empty] | 7.3.3.17.5 (Remote Grid) Updates to grid topology to minimize risk of ignition in HFTDs Remote GridWLDFREquipment / facility failureAggregated | WLDFR | HFTD - Distribution - Tier 2 - 3QU CoRE ¦ 5QU LoRE | Red Flag Warning - Large Fires | Equipment / facility failure | Aggregated | 2065 | 1.1629e-05 | 715.8465 | 0.0083249 | 2065 | Mitigation | 0.95 | 45 | 0 | esc | 0.00097009 | 1.1282e-08 | 0.00097009 | 1.1282e-08
[79 empty] | WLDFR | HFTD - Distribution - Tier 3 - 5QU CoRE ¦ 2QU LoRE | Seismic - Red Flag Warning - Catastrophic Fires | 2029 | 8.8331e-12 | 22783.187 | 453.261 | 14531.3357 | 7798.5904 | 0 | 2.4183e-08 | 2.0125e-07 | 0 | 2.0125e-07 | 4.0252e-07 | 0 | 0 | 0 | 2.2166e-06 | 0 | 2.2166e-06 | 4.8588e-06 | 0 | 4.8588e-06 | [17 empty] | 7.3.3.17.5 (Remote Grid) Updates to grid topology to minimize risk of ignition in HFTDs Remote GridWLDFREquipment / facility failureAggregated | WLDFR | HFTD - Distribution - Tier 2 - 3QU CoRE ¦ 5QU LoRE | Red Flag Warning - Large Fires | Equipment / facility failure | Aggregated | 2066 | 1.1629e-05 | 715.8465 | 0.0083249 | 2066 | Mitigation | 0.95 | 45 | 0 | esc | 0.00097009 | 1.1282e-08 | 0.00097009 | 1.1282e-08
[79 empty] | WLDFR | HFTD - Distribution - Tier 3 - 5QU CoRE ¦ 2QU LoRE | Seismic - Red Flag Warning - Catastrophic Fires | 2030 | 8.8331e-12 | 22783.187 | 453.261 | 14531.3357 | 7798.5904 | 0 | 2.4183e-08 | 2.0125e-07 | 0 | 2.0125e-07 | 4.0252e-07 | 0 | 0 | 0 | 0 | 0 | 0 | 4.8588e-06 | 0 | 4.8588e-06 | [17 empty] | 7.3.3.17.5 (Remote Grid) Updates to grid topology to minimize risk of ignition in HFTDs Remote GridWLDFREquipment / facility failureAggregated | WLDFR | HFTD - Distribution - Tier 2 - 3QU CoRE ¦ 5QU LoRE | Red Flag Warning - Large Fires | Equipment / facility failure | Aggregated | 2067 | 1.1629e-05 | 715.8465 | 0.0083249 | 2067 | Mitigation | 0.95 | 45 | 0 | esc | 0 | 0 | 0.00097009 | 1.1282e-08
[79 empty] | WLDFR | HFTD - Distribution - Tier 3 - 5QU CoRE ¦ 2QU LoRE | Seismic - Red Flag Warning - Catastrophic Fires | 2031 | 8.8331e-12 | 22783.187 | 453.261 | 14531.3357 | 7798.5904 | 0 | 2.4183e-08 | 2.0125e-07 | 0 | 2.0125e-07 | 4.0252e-07 | 1.0967e-07 | 0 | 1.0967e-07 | 0 | 0 | 0 | 0 | 0 | 0 | [17 empty] | 7.3.3.17.5 (Remote Grid) Updates to grid topology to minimize risk of ignition in HFTDs Remote GridWLDFRVegetation ContactAggregated | WLDFR | HFTD - Distribution - Tier 2 - 3QU CoRE ¦ 5QU LoRE | Red Flag Warning - Large Fires | Vegetation Contact | Aggregated | 2022 | 1.1616e-05 | 715.8465 | 0.0083156 | 2022 | Mitigation | 0.95 | 45 | 0 | esc | 0.00097009 | 1.1269e-08 | 0 | 0
[79 empty] | WLDFR | HFTD - Distribution - Tier 3 - 5QU CoRE ¦ 2QU LoRE | Seismic - Red Flag Warning - Catastrophic Fires | 2032 | 8.8331e-12 | 22783.187 | 453.261 | 14531.3357 | 7798.5904 | 0 | 2.4183e-08 | 2.0125e-07 | 0 | 2.0125e-07 | 4.0252e-07 | 1.0889e-07 | 0 | 1.0889e-07 | 8.8744e-07 | 0 | 8.8744e-07 | 0 | 0 | 0 | [17 empty] | 7.3.3.17.5 (Remote Grid) Updates to grid topology to minimize risk of ignition in HFTDs Remote GridWLDFRVegetation ContactAggregated | WLDFR | HFTD - Distribution - Tier 2 - 3QU CoRE ¦ 5QU LoRE | Red Flag Warning - Large Fires | Vegetation Contact | Aggregated | 2023 | 1.1616e-05 | 715.8465 | 0.0083156 | 2023 | Mitigation | 0.95 | 45 | 0 | esc | 0.00097009 | 1.1269e-08 | 0.00097009 | 1.1269e-08
[79 empty] | WLDFR | HFTD - Distribution - Tier 3 - 5QU CoRE ¦ 2QU LoRE | Seismic - Red Flag Warning - Catastrophic Fires | 2033 | 8.8331e-12 | 23835.2641 | 480.9649 | 15187.7294 | 8166.5698 | 0 | 2.4183e-08 | 2.1054e-07 | 0 | 2.1054e-07 | 4.2151e-07 | 1.1376e-07 | 0 | 1.1376e-07 | 9.2714e-07 | 0 | 9.2714e-07 | 2.0323e-06 | 0 | 2.0323e-06 | [17 empty] | 7.3.3.17.5 (Remote Grid) Updates to grid topology to minimize risk of ignition in HFTDs Remote GridWLDFRVegetation ContactAggregated | WLDFR | HFTD - Distribution - Tier 2 - 3QU CoRE ¦ 5QU LoRE | Red Flag Warning - Large Fires | Vegetation Contact | Aggregated | 2024 | 1.1616e-05 | 715.8465 | 0.0083156 | 2024 | Mitigation | 0.95 | 45 | 0 | esc | 0.00097009 | 1.1269e-08 | 0.00097009 | 1.1269e-08
[79 empty] | WLDFR | HFTD - Distribution - Tier 3 - 5QU CoRE ¦ 2QU LoRE | Seismic - Red Flag Warning - Catastrophic Fires | 2034 | 8.8331e-12 | 23835.2641 | 480.9649 | 15187.7294 | 8166.5698 | 0 | 2.4183e-08 | 2.1054e-07 | 0 | 2.1054e-07 | 4.2151e-07 | 1.1376e-07 | 0 | 1.1376e-07 | 9.2714e-07 | 0 | 9.2714e-07 | 2.0323e-06 | 0 | 2.0323e-06 | [17 empty] | 7.3.3.17.5 (Remote Grid) Updates to grid topology to minimize risk of ignition in HFTDs Remote GridWLDFRVegetation ContactAggregated | WLDFR | HFTD - Distribution - Tier 2 - 3QU CoRE ¦ 5QU LoRE | Red Flag Warning - Large Fires | Vegetation Contact | Aggregated | 2025 | 1.1616e-05 | 715.8465 | 0.0083156 | 2025 | Mitigation | 0.95 | 45 | 0 | esc | 0.00097009 | 1.1269e-08 | 0.00097009 | 1.1269e-08
[79 empty] | WLDFR | HFTD - Distribution - Tier 3 - 5QU CoRE ¦ 2QU LoRE | Seismic - Red Flag Warning - Catastrophic Fires | 2035 | 8.8331e-12 | 23835.2641 | 480.9649 | 15187.7294 | 8166.5698 | 0 | 2.4183e-08 | 2.1054e-07 | 0 | 2.1054e-07 | 4.2151e-07 | 1.1376e-07 | 0 | 1.1376e-07 | 9.2714e-07 | 0 | 9.2714e-07 | 2.0323e-06 | 0 | 2.0323e-06 | [17 empty] | 7.3.3.17.5 (Remote Grid) Updates to grid topology to minimize risk of ignition in HFTDs Remote GridWLDFRVegetation ContactAggregated | WLDFR | HFTD - Distribution - Tier 2 - 3QU CoRE ¦ 5QU LoRE | Red Flag Warning - Large Fires | Vegetation Contact | Aggregated | 2026 | 1.1616e-05 | 715.8465 | 0.0083156 | 2026 | Mitigation | 0.95 | 45 | 0 | esc | 0.00097009 | 1.1269e-08 | 0.00097009 | 1.1269e-08
[79 empty] | WLDFR | HFTD - Distribution - Tier 3 - 5QU CoRE ¦ 2QU LoRE | Seismic - Red Flag Warning - Catastrophic Fires | 2036 | 8.8331e-12 | 23835.2641 | 480.9649 | 15187.7294 | 8166.5698 | 0 | 2.4183e-08 | 2.1054e-07 | 0 | 2.1054e-07 | 4.2151e-07 | 1.1376e-07 | 0 | 1.1376e-07 | 9.2714e-07 | 0 | 9.2714e-07 | 2.0323e-06 | 0 | 2.0323e-06 | [17 empty] | 7.3.3.17.5 (Remote Grid) Updates to grid topology to minimize risk of ignition in HFTDs Remote GridWLDFRVegetation ContactAggregated | WLDFR | HFTD - Distribution - Tier 2 - 3QU CoRE ¦ 5QU LoRE | Red Flag Warning - Large Fires | Vegetation Contact | Aggregated | 2027 | 1.1616e-05 | 715.8465 | 0.0083156 | 2027 | Mitigation | 0.95 | 45 | 0 | esc | 0.00097009 | 1.1269e-08 | 0.00097009 | 1.1269e-08
[79 empty] | WLDFR | HFTD - Distribution - Tier 3 - 5QU CoRE ¦ 2QU LoRE | Seismic - Red Flag Warning - Catastrophic Fires | 2037 | 8.8331e-12 | 23835.2641 | 480.9649 | 15187.7294 | 8166.5698 | 0 | 2.4183e-08 | 2.1054e-07 | 0 | 2.1054e-07 | 4.2151e-07 | 1.1376e-07 | 0 | 1.1376e-07 | 9.2714e-07 | 0 | 9.2714e-07 | 2.0323e-06 | 0 | 2.0323e-06 | [17 empty] | 7.3.3.17.5 (Remote Grid) Updates to grid topology to minimize risk of ignition in HFTDs Remote GridWLDFRVegetation ContactAggregated | WLDFR | HFTD - Distribution - Tier 2 - 3QU CoRE ¦ 5QU LoRE | Red Flag Warning - Large Fires | Vegetation Contact | Aggregated | 2028 | 1.1616e-05 | 715.8465 | 0.0083156 | 2028 | Mitigation | 0.95 | 45 | 0 | esc | 0.00097009 | 1.1269e-08 | 0.00097009 | 1.1269e-08
[79 empty] | WLDFR | HFTD - Distribution - Tier 3 - 5QU CoRE ¦ 2QU LoRE | Seismic - Red Flag Warning - Catastrophic Fires | 2038 | 8.8331e-12 | 24976.6418 | 511.3745 | 15898.8237 | 8566.4437 | 0 | 2.4183e-08 | 2.2062e-07 | 0 | 2.2062e-07 | 4.4211e-07 | 1.2003e-07 | 0 | 1.2003e-07 | 9.7828e-07 | 0 | 9.7828e-07 | 2.1444e-06 | 0 | 2.1444e-06 | [17 empty] | 7.3.3.17.5 (Remote Grid) Updates to grid topology to minimize risk of ignition in HFTDs Remote GridWLDFRVegetation ContactAggregated | WLDFR | HFTD - Distribution - Tier 2 - 3QU CoRE ¦ 5QU LoRE | Red Flag Warning - Large Fires | Vegetation Contact | Aggregated | 2029 | 1.1616e-05 | 715.8465 | 0.0083156 | 2029 | Mitigation | 0.95 | 45 | 0 | esc | 0.00097009 | 1.1269e-08 | 0.00097009 | 1.1269e-08
[79 empty] | WLDFR | HFTD - Distribution - Tier 3 - 5QU CoRE ¦ 2QU LoRE | Seismic - Red Flag Warning - Catastrophic Fires | 2039 | 8.8331e-12 | 24976.6418 | 511.3745 | 15898.8237 | 8566.4437 | 0 | 2.4183e-08 | 2.2062e-07 | 0 | 2.2062e-07 | 4.4211e-07 | 1.2003e-07 | 0 | 1.2003e-07 | 9.7828e-07 | 0 | 9.7828e-07 | 2.1444e-06 | 0 | 2.1444e-06 | [17 empty] | 7.3.3.17.5 (Remote Grid) Updates to grid topology to minimize risk of ignition in HFTDs Remote GridWLDFRVegetation ContactAggregated | WLDFR | HFTD - Distribution - Tier 2 - 3QU CoRE ¦ 5QU LoRE | Red Flag Warning - Large Fires | Vegetation Contact | Aggregated | 2030 | 1.1616e-05 | 715.8465 | 0.0083156 | 2030 | Mitigation | 0.95 | 45 | 0 | esc | 0.00097009 | 1.1269e-08 | 0.00097009 | 1.1269e-08
[79 empty] | WLDFR | HFTD - Distribution - Tier 3 - 5QU CoRE ¦ 2QU LoRE | Seismic - Red Flag Warning - Catastrophic Fires | 2040 | 8.8331e-12 | 24976.6418 | 511.3745 | 15898.8237 | 8566.4437 | 0 | 2.4183e-08 | 2.2062e-07 | 0 | 2.2062e-07 | 4.4211e-07 | 1.2003e-07 | 0 | 1.2003e-07 | 9.7828e-07 | 0 | 9.7828e-07 | 2.1444e-06 | 0 | 2.1444e-06 | [17 empty] | 7.3.3.17.5 (Remote Grid) Updates to grid topology to minimize risk of ignition in HFTDs Remote GridWLDFRVegetation ContactAggregated | WLDFR | HFTD - Distribution - Tier 2 - 3QU CoRE ¦ 5QU LoRE | Red Flag Warning - Large Fires | Vegetation Contact | Aggregated | 2031 | 1.1616e-05 | 715.8465 | 0.0083156 | 2031 | Mitigation | 0.95 | 45 | 0 | esc | 0.00097009 | 1.1269e-08 | 0.00097009 | 1.1269e-08
[79 empty] | WLDFR | HFTD - Distribution - Tier 3 - 5QU CoRE ¦ 2QU LoRE | Seismic - Red Flag Warning - Catastrophic Fires | 2041 | 8.8331e-12 | 24976.6418 | 511.3745 | 15898.8237 | 8566.4437 | 0 | 2.4183e-08 | 2.2062e-07 | 0 | 2.2062e-07 | 4.4211e-07 | 1.2003e-07 | 0 | 1.2003e-07 | 9.7828e-07 | 0 | 9.7828e-07 | 2.1444e-06 | 0 | 2.1444e-06 | [17 empty] | 7.3.3.17.5 (Remote Grid) Updates to grid topology to minimize risk of ignition in HFTDs Remote GridWLDFRVegetation ContactAggregated | WLDFR | HFTD - Distribution - Tier 2 - 3QU CoRE ¦ 5QU LoRE | Red Flag Warning - Large Fires | Vegetation Contact | Aggregated | 2032 | 1.1616e-05 | 715.8465 | 0.0083156 | 2032 | Mitigation | 0.95 | 45 | 0 | esc | 0.00097009 | 1.1269e-08 | 0.00097009 | 1.1269e-08
[79 empty] | WLDFR | HFTD - Distribution - Tier 3 - 5QU CoRE ¦ 2QU LoRE | Seismic - Red Flag Warning - Catastrophic Fires | 2042 | 8.8331e-12 | 24976.6418 | 511.3745 | 15898.8237 | 8566.4437 | 0 | 2.4183e-08 | 2.2062e-07 | 0 | 2.2062e-07 | 4.4211e-07 | 1.2003e-07 | 0 | 1.2003e-07 | 9.7828e-07 | 0 | 9.7828e-07 | 2.1444e-06 | 0 | 2.1444e-06 | [17 empty] | 7.3.3.17.5 (Remote Grid) Updates to grid topology to minimize risk of ignition in HFTDs Remote GridWLDFRVegetation ContactAggregated | WLDFR | HFTD - Distribution - Tier 2 - 3QU CoRE ¦ 5QU LoRE | Red Flag Warning - Large Fires | Vegetation Contact | Aggregated | 2033 | 1.1616e-05 | 715.8465 | 0.0083156 | 2033 | Mitigation | 0.95 | 45 | 0 | esc | 0.00097009 | 1.1269e-08 | 0.00097009 | 1.1269e-08
[79 empty] | WLDFR | HFTD - Distribution - Tier 3 - 5QU CoRE ¦ 2QU LoRE | Seismic - Red Flag Warning - Catastrophic Fires | 2043 | 8.8331e-12 | 26191.7278 | 544.1291 | 16654.7414 | 8992.8573 | 0 | 2.4183e-08 | 2.3135e-07 | 0 | 2.3135e-07 | 4.6403e-07 | 1.2717e-07 | 0 | 1.2717e-07 | 1.0364e-06 | 0 | 1.0364e-06 | 2.2719e-06 | 0 | 2.2719e-06 | [17 empty] | 7.3.3.17.5 (Remote Grid) Updates to grid topology to minimize risk of ignition in HFTDs Remote GridWLDFRVegetation ContactAggregated | WLDFR | HFTD - Distribution - Tier 2 - 3QU CoRE ¦ 5QU LoRE | Red Flag Warning - Large Fires | Vegetation Contact | Aggregated | 2034 | 1.1616e-05 | 715.8465 | 0.0083156 | 2034 | Mitigation | 0.95 | 45 | 0 | esc | 0.00097009 | 1.1269e-08 | 0.00097009 | 1.1269e-08
[79 empty] | WLDFR | HFTD - Distribution - Tier 3 - 5QU CoRE ¦ 2QU LoRE | Seismic - Red Flag Warning - Catastrophic Fires | 2044 | 8.8331e-12 | 26191.7278 | 544.1291 | 16654.7414 | 8992.8573 | 0 | 2.4183e-08 | 2.3135e-07 | 0 | 2.3135e-07 | 4.6403e-07 | 1.2717e-07 | 0 | 1.2717e-07 | 1.0364e-06 | 0 | 1.0364e-06 | 2.2719e-06 | 0 | 2.2719e-06 | [17 empty] | 7.3.3.17.5 (Remote Grid) Updates to grid topology to minimize risk of ignition in HFTDs Remote GridWLDFRVegetation ContactAggregated | WLDFR | HFTD - Distribution - Tier 2 - 3QU CoRE ¦ 5QU LoRE | Red Flag Warning - Large Fires | Vegetation Contact | Aggregated | 2035 | 1.1616e-05 | 715.8465 | 0.0083156 | 2035 | Mitigation | 0.95 | 45 | 0 | esc | 0.00097009 | 1.1269e-08 | 0.00097009 | 1.1269e-08
[79 empty] | WLDFR | HFTD - Distribution - Tier 3 - 5QU CoRE ¦ 2QU LoRE | Seismic - Red Flag Warning - Catastrophic Fires | 2045 | 8.8331e-12 | 26191.7278 | 544.1291 | 16654.7414 | 8992.8573 | 0 | 2.4183e-08 | 2.3135e-07 | 0 | 2.3135e-07 | 4.6403e-07 | 1.2717e-07 | 0 | 1.2717e-07 | 1.0364e-06 | 0 | 1.0364e-06 | 2.2719e-06 | 0 | 2.2719e-06 | [17 empty] | 7.3.3.17.5 (Remote Grid) Updates to grid topology to minimize risk of ignition in HFTDs Remote GridWLDFRVegetation ContactAggregated | WLDFR | HFTD - Distribution - Tier 2 - 3QU CoRE ¦ 5QU LoRE | Red Flag Warning - Large Fires | Vegetation Contact | Aggregated | 2036 | 1.1616e-05 | 715.8465 | 0.0083156 | 2036 | Mitigation | 0.95 | 45 | 0 | esc | 0.00097009 | 1.1269e-08 | 0.00097009 | 1.1269e-08
[79 empty] | WLDFR | HFTD - Distribution - Tier 3 - 5QU CoRE ¦ 2QU LoRE | Seismic - Red Flag Warning - Catastrophic Fires | 2046 | 8.8331e-12 | 26191.7278 | 544.1291 | 16654.7414 | 8992.8573 | 0 | 2.4183e-08 | 2.3135e-07 | 0 | 2.3135e-07 | 4.6403e-07 | 1.2717e-07 | 0 | 1.2717e-07 | 1.0364e-06 | 0 | 1.0364e-06 | 2.2719e-06 | 0 | 2.2719e-06 | [17 empty] | 7.3.3.17.5 (Remote Grid) Updates to grid topology to minimize risk of ignition in HFTDs Remote GridWLDFRVegetation ContactAggregated | WLDFR | HFTD - Distribution - Tier 2 - 3QU CoRE ¦ 5QU LoRE | Red Flag Warning - Large Fires | Vegetation Contact | Aggregated | 2037 | 1.1616e-05 | 715.8465 | 0.0083156 | 2037 | Mitigation | 0.95 | 45 | 0 | esc | 0.00097009 | 1.1269e-08 | 0.00097009 | 1.1269e-08
[79 empty] | WLDFR | HFTD - Distribution - Tier 3 - 5QU CoRE ¦ 2QU LoRE | Seismic - Red Flag Warning - Catastrophic Fires | 2047 | 8.8331e-12 | 26191.7278 | 544.1291 | 16654.7414 | 8992.8573 | 0 | 2.4183e-08 | 2.3135e-07 | 0 | 2.3135e-07 | 4.6403e-07 | 1.2717e-07 | 0 | 1.2717e-07 | 1.0364e-06 | 0 | 1.0364e-06 | 2.2719e-06 | 0 | 2.2719e-06 | [17 empty] | 7.3.3.17.5 (Remote Grid) Updates to grid topology to minimize risk of ignition in HFTDs Remote GridWLDFRVegetation ContactAggregated | WLDFR | HFTD - Distribution - Tier 2 - 3QU CoRE ¦ 5QU LoRE | Red Flag Warning - Large Fires | Vegetation Contact | Aggregated | 2038 | 1.1616e-05 | 715.8465 | 0.0083156 | 2038 | Mitigation | 0.95 | 45 | 0 | esc | 0.00097009 | 1.1269e-08 | 0.00097009 | 1.1269e-08
[79 empty] | WLDFR | HFTD - Distribution - Tier 3 - 5QU CoRE ¦ 2QU LoRE | Seismic - Red Flag Warning - Catastrophic Fires | 2048 | 8.8331e-12 | 27464.7227 | 578.8407 | 17445.538 | 9440.3441 | 0 | 2.4183e-08 | 2.426e-07 | 0 | 2.426e-07 | 4.87e-07 | 1.3511e-07 | 0 | 1.3511e-07 | 1.1012e-06 | 0 | 1.1012e-06 | 2.4138e-06 | 0 | 2.4138e-06 | [17 empty] | 7.3.3.17.5 (Remote Grid) Updates to grid topology to minimize risk of ignition in HFTDs Remote GridWLDFRVegetation ContactAggregated | WLDFR | HFTD - Distribution - Tier 2 - 3QU CoRE ¦ 5QU LoRE | Red Flag Warning - Large Fires | Vegetation Contact | Aggregated | 2039 | 1.1616e-05 | 715.8465 | 0.0083156 | 2039 | Mitigation | 0.95 | 45 | 0 | esc | 0.00097009 | 1.1269e-08 | 0.00097009 | 1.1269e-08
[79 empty] | WLDFR | HFTD - Distribution - Tier 3 - 5QU CoRE ¦ 2QU LoRE | Seismic - Red Flag Warning - Catastrophic Fires | 2049 | 8.8331e-12 | 27464.7227 | 578.8407 | 17445.538 | 9440.3441 | 0 | 2.4183e-08 | 2.426e-07 | 0 | 2.426e-07 | 4.87e-07 | 1.3511e-07 | 0 | 1.3511e-07 | 1.1012e-06 | 0 | 1.1012e-06 | 2.4138e-06 | 0 | 2.4138e-06 | [17 empty] | 7.3.3.17.5 (Remote Grid) Updates to grid topology to minimize risk of ignition in HFTDs Remote GridWLDFRVegetation ContactAggregated | WLDFR | HFTD - Distribution - Tier 2 - 3QU CoRE ¦ 5QU LoRE | Red Flag Warning - Large Fires | Vegetation Contact | Aggregated | 2040 | 1.1616e-05 | 715.8465 | 0.0083156 | 2040 | Mitigation | 0.95 | 45 | 0 | esc | 0.00097009 | 1.1269e-08 | 0.00097009 | 1.1269e-08
[79 empty] | WLDFR | HFTD - Distribution - Tier 3 - 5QU CoRE ¦ 2QU LoRE | Seismic - Red Flag Warning - Catastrophic Fires | 2050 | 8.8331e-12 | 27464.7227 | 578.8407 | 17445.538 | 9440.3441 | 0 | 2.4183e-08 | 2.426e-07 | 0 | 2.426e-07 | 4.87e-07 | 1.3511e-07 | 0 | 1.3511e-07 | 1.1012e-06 | 0 | 1.1012e-06 | 2.4138e-06 | 0 | 2.4138e-06 | [17 empty] | 7.3.3.17.5 (Remote Grid) Updates to grid topology to minimize risk of ignition in HFTDs Remote GridWLDFRVegetation ContactAggregated | WLDFR | HFTD - Distribution - Tier 2 - 3QU CoRE ¦ 5QU LoRE | Red Flag Warning - Large Fires | Vegetation Contact | Aggregated | 2041 | 1.1616e-05 | 715.8465 | 0.0083156 | 2041 | Mitigation | 0.95 | 45 | 0 | esc | 0.00097009 | 1.1269e-08 | 0.00097009 | 1.1269e-08
[79 empty] | WLDFR | HFTD - Distribution - Tier 3 - 5QU CoRE ¦ 2QU LoRE | Seismic - Red Flag Warning - Catastrophic Fires | 2051 | 8.8331e-12 | 27464.7227 | 578.8407 | 17445.538 | 9440.3441 | 0 | 2.4183e-08 | 2.426e-07 | 0 | 2.426e-07 | 4.87e-07 | 1.3511e-07 | 0 | 1.3511e-07 | 1.1012e-06 | 0 | 1.1012e-06 | 2.4138e-06 | 0 | 2.4138e-06 | [17 empty] | 7.3.3.17.5 (Remote Grid) Updates to grid topology to minimize risk of ignition in HFTDs Remote GridWLDFRVegetation ContactAggregated | WLDFR | HFTD - Distribution - Tier 2 - 3QU CoRE ¦ 5QU LoRE | Red Flag Warning - Large Fires | Vegetation Contact | Aggregated | 2042 | 1.1616e-05 | 715.8465 | 0.0083156 | 2042 | Mitigation | 0.95 | 45 | 0 | esc | 0.00097009 | 1.1269e-08 | 0.00097009 | 1.1269e-08
[79 empty] | WLDFR | HFTD - Distribution - Tier 3 - 5QU CoRE ¦ 2QU LoRE | Seismic - Red Flag Warning - Catastrophic Fires | 2052 | 8.8331e-12 | 27464.7227 | 578.8407 | 17445.538 | 9440.3441 | 0 | 2.4183e-08 | 2.426e-07 | 0 | 2.426e-07 | 4.87e-07 | 1.3511e-07 | 0 | 1.3511e-07 | 1.1012e-06 | 0 | 1.1012e-06 | 2.4138e-06 | 0 | 2.4138e-06 | [17 empty] | 7.3.3.17.5 (Remote Grid) Updates to grid topology to minimize risk of ignition in HFTDs Remote GridWLDFRVegetation ContactAggregated | WLDFR | HFTD - Distribution - Tier 2 - 3QU CoRE ¦ 5QU LoRE | Red Flag Warning - Large Fires | Vegetation Contact | Aggregated | 2043 | 1.1616e-05 | 715.8465 | 0.0083156 | 2043 | Mitigation | 0.95 | 45 | 0 | esc | 0.00097009 | 1.1269e-08 | 0.00097009 | 1.1269e-08
[79 empty] | WLDFR | HFTD - Distribution - Tier 3 - 5QU CoRE ¦ 2QU LoRE | Seismic - Red Flag Warning - Catastrophic Fires | 2053 | 8.8331e-12 | 28779.6694 | 615.0952 | 18261.2327 | 9903.3415 | 0 | 2.4183e-08 | 2.5421e-07 | 0 | 2.5421e-07 | 5.107e-07 | 1.438e-07 | 0 | 1.438e-07 | 1.172e-06 | 0 | 1.172e-06 | 2.569e-06 | 0 | 2.569e-06 | [17 empty] | 7.3.3.17.5 (Remote Grid) Updates to grid topology to minimize risk of ignition in HFTDs Remote GridWLDFRVegetation ContactAggregated | WLDFR | HFTD - Distribution - Tier 2 - 3QU CoRE ¦ 5QU LoRE | Red Flag Warning - Large Fires | Vegetation Contact | Aggregated | 2044 | 1.1616e-05 | 715.8465 | 0.0083156 | 2044 | Mitigation | 0.95 | 45 | 0 | esc | 0.00097009 | 1.1269e-08 | 0.00097009 | 1.1269e-08
[79 empty] | WLDFR | HFTD - Distribution - Tier 3 - 5QU CoRE ¦ 2QU LoRE | Seismic - Red Flag Warning - Catastrophic Fires | 2054 | 8.8331e-12 | 28779.6694 | 615.0952 | 18261.2327 | 9903.3415 | 0 | 2.4183e-08 | 2.5421e-07 | 0 | 2.5421e-07 | 5.107e-07 | 1.438e-07 | 0 | 1.438e-07 | 1.172e-06 | 0 | 1.172e-06 | 2.569e-06 | 0 | 2.569e-06 | [17 empty] | 7.3.3.17.5 (Remote Grid) Updates to grid topology to minimize risk of ignition in HFTDs Remote GridWLDFRVegetation ContactAggregated | WLDFR | HFTD - Distribution - Tier 2 - 3QU CoRE ¦ 5QU LoRE | Red Flag Warning - Large Fires | Vegetation Contact | Aggregated | 2045 | 1.1616e-05 | 715.8465 | 0.0083156 | 2045 | Mitigation | 0.95 | 45 | 0 | esc | 0.00097009 | 1.1269e-08 | 0.00097009 | 1.1269e-08
[79 empty] | WLDFR | HFTD - Distribution - Tier 3 - 5QU CoRE ¦ 2QU LoRE | Seismic - Red Flag Warning - Catastrophic Fires | 2055 | 8.8331e-12 | 28779.6694 | 615.0952 | 18261.2327 | 9903.3415 | 0 | 2.4183e-08 | 2.5421e-07 | 0 | 2.5421e-07 | 5.107e-07 | 1.438e-07 | 0 | 1.438e-07 | 1.172e-06 | 0 | 1.172e-06 | 2.569e-06 | 0 | 2.569e-06 | [17 empty] | 7.3.3.17.5 (Remote Grid) Updates to grid topology to minimize risk of ignition in HFTDs Remote GridWLDFRVegetation ContactAggregated | WLDFR | HFTD - Distribution - Tier 2 - 3QU CoRE ¦ 5QU LoRE | Red Flag Warning - Large Fires | Vegetation Contact | Aggregated | 2046 | 1.1616e-05 | 715.8465 | 0.0083156 | 2046 | Mitigation | 0.95 | 45 | 0 | esc | 0.00097009 | 1.1269e-08 | 0.00097009 | 1.1269e-08
[79 empty] | WLDFR | HFTD - Distribution - Tier 3 - 5QU CoRE ¦ 2QU LoRE | Seismic - Red Flag Warning - Catastrophic Fires | 2056 | 8.8331e-12 | 28779.6694 | 615.0952 | 18261.2327 | 9903.3415 | 0 | 2.4183e-08 | 2.5421e-07 | 0 | 2.5421e-07 | 5.107e-07 | 1.438e-07 | 0 | 1.438e-07 | 1.172e-06 | 0 | 1.172e-06 | 2.569e-06 | 0 | 2.569e-06 | [17 empty] | 7.3.3.17.5 (Remote Grid) Updates to grid topology to minimize risk of ignition in HFTDs Remote GridWLDFRVegetation ContactAggregated | WLDFR | HFTD - Distribution - Tier 2 - 3QU CoRE ¦ 5QU LoRE | Red Flag Warning - Large Fires | Vegetation Contact | Aggregated | 2047 | 1.1616e-05 | 715.8465 | 0.0083156 | 2047 | Mitigation | 0.95 | 45 | 0 | esc | 0.00097009 | 1.1269e-08 | 0.00097009 | 1.1269e-08
[79 empty] | WLDFR | HFTD - Distribution - Tier 3 - 5QU CoRE ¦ 2QU LoRE | Seismic - Red Flag Warning - Catastrophic Fires | 2057 | 8.8331e-12 | 28779.6694 | 615.0952 | 18261.2327 | 9903.3415 | 0 | 2.4183e-08 | 2.5421e-07 | 0 | 2.5421e-07 | 5.107e-07 | 1.438e-07 | 0 | 1.438e-07 | 1.172e-06 | 0 | 1.172e-06 | 2.569e-06 | 0 | 2.569e-06 | [17 empty] | 7.3.3.17.5 (Remote Grid) Updates to grid topology to minimize risk of ignition in HFTDs Remote GridWLDFRVegetation ContactAggregated | WLDFR | HFTD - Distribution - Tier 2 - 3QU CoRE ¦ 5QU LoRE | Red Flag Warning - Large Fires | Vegetation Contact | Aggregated | 2048 | 1.1616e-05 | 715.8465 | 0.0083156 | 2048 | Mitigation | 0.95 | 45 | 0 | esc | 0.00097009 | 1.1269e-08 | 0.00097009 | 1.1269e-08
[79 empty] | WLDFR | HFTD - Distribution - Tier 3 - 5QU CoRE ¦ 2QU LoRE | Seismic - Red Flag Warning - Catastrophic Fires | 2058 | 8.8331e-12 | 30120.5761 | 652.457 | 19091.8834 | 10376.2358 | 0 | 2.4183e-08 | 2.6606e-07 | 0 | 2.6606e-07 | 5.3487e-07 | 1.5316e-07 | 0 | 1.5316e-07 | 1.2483e-06 | 0 | 1.2483e-06 | 2.7362e-06 | 0 | 2.7362e-06 | [17 empty] | 7.3.3.17.5 (Remote Grid) Updates to grid topology to minimize risk of ignition in HFTDs Remote GridWLDFRVegetation ContactAggregated | WLDFR | HFTD - Distribution - Tier 2 - 3QU CoRE ¦ 5QU LoRE | Red Flag Warning - Large Fires | Vegetation Contact | Aggregated | 2049 | 1.1616e-05 | 715.8465 | 0.0083156 | 2049 | Mitigation | 0.95 | 45 | 0 | esc | 0.00097009 | 1.1269e-08 | 0.00097009 | 1.1269e-08
[79 empty] | WLDFR | HFTD - Distribution - Tier 3 - 5QU CoRE ¦ 2QU LoRE | Seismic - Red Flag Warning - Catastrophic Fires | 2059 | 8.8331e-12 | 30120.5761 | 652.457 | 19091.8834 | 10376.2358 | 0 | 2.4183e-08 | 2.6606e-07 | 0 | 2.6606e-07 | 5.3487e-07 | 1.5316e-07 | 0 | 1.5316e-07 | 1.2483e-06 | 0 | 1.2483e-06 | 2.7362e-06 | 0 | 2.7362e-06 | [17 empty] | 7.3.3.17.5 (Remote Grid) Updates to grid topology to minimize risk of ignition in HFTDs Remote GridWLDFRVegetation ContactAggregated | WLDFR | HFTD - Distribution - Tier 2 - 3QU CoRE ¦ 5QU LoRE | Red Flag Warning - Large Fires | Vegetation Contact | Aggregated | 2050 | 1.1616e-05 | 715.8465 | 0.0083156 | 2050 | Mitigation | 0.95 | 45 | 0 | esc | 0.00097009 | 1.1269e-08 | 0.00097009 | 1.1269e-08
[79 empty] | WLDFR | HFTD - Distribution - Tier 3 - 5QU CoRE ¦ 2QU LoRE | Seismic - Red Flag Warning - Catastrophic Fires | 2060 | 8.8331e-12 | 30120.5761 | 652.457 | 19091.8834 | 10376.2358 | 0 | 2.4183e-08 | 2.6606e-07 | 0 | 2.6606e-07 | 5.3487e-07 | 1.5316e-07 | 0 | 1.5316e-07 | 1.2483e-06 | 0 | 1.2483e-06 | 2.7362e-06 | 0 | 2.7362e-06 | [17 empty] | 7.3.3.17.5 (Remote Grid) Updates to grid topology to minimize risk of ignition in HFTDs Remote GridWLDFRVegetation ContactAggregated | WLDFR | HFTD - Distribution - Tier 2 - 3QU CoRE ¦ 5QU LoRE | Red Flag Warning - Large Fires | Vegetation Contact | Aggregated | 2051 | 1.1616e-05 | 715.8465 | 0.0083156 | 2051 | Mitigation | 0.95 | 45 | 0 | esc | 0.00097009 | 1.1269e-08 | 0.00097009 | 1.1269e-08
[79 empty] | WLDFR | HFTD - Distribution - Tier 3 - 5QU CoRE ¦ 2QU LoRE | Seismic - Red Flag Warning - Catastrophic Fires | 2061 | 8.8331e-12 | 30120.5761 | 652.457 | 19091.8834 | 10376.2358 | 0 | 2.4183e-08 | 2.6606e-07 | 0 | 2.6606e-07 | 5.3487e-07 | 1.5316e-07 | 0 | 1.5316e-07 | 1.2483e-06 | 0 | 1.2483e-06 | 2.7362e-06 | 0 | 2.7362e-06 | [17 empty] | 7.3.3.17.5 (Remote Grid) Updates to grid topology to minimize risk of ignition in HFTDs Remote GridWLDFRVegetation ContactAggregated | WLDFR | HFTD - Distribution - Tier 2 - 3QU CoRE ¦ 5QU LoRE | Red Flag Warning - Large Fires | Vegetation Contact | Aggregated | 2052 | 1.1616e-05 | 715.8465 | 0.0083156 | 2052 | Mitigation | 0.95 | 45 | 0 | esc | 0.00097009 | 1.1269e-08 | 0.00097009 | 1.1269e-08
[79 empty] | WLDFR | HFTD - Distribution - Tier 3 - 5QU CoRE ¦ 2QU LoRE | Seismic - Red Flag Warning - Catastrophic Fires | 2062 | 8.8331e-12 | 30120.5761 | 652.457 | 19091.8834 | 10376.2358 | 0 | 2.4183e-08 | 2.6606e-07 | 0 | 2.6606e-07 | 5.3487e-07 | 1.5316e-07 | 0 | 1.5316e-07 | 1.2483e-06 | 0 | 1.2483e-06 | 2.7362e-06 | 0 | 2.7362e-06 | [17 empty] | 7.3.3.17.5 (Remote Grid) Updates to grid topology to minimize risk of ignition in HFTDs Remote GridWLDFRVegetation ContactAggregated | WLDFR | HFTD - Distribution - Tier 2 - 3QU CoRE ¦ 5QU LoRE | Red Flag Warning - Large Fires | Vegetation Contact | Aggregated | 2053 | 1.1616e-05 | 715.8465 | 0.0083156 | 2053 | Mitigation | 0.95 | 45 | 0 | esc | 0.00097009 | 1.1269e-08 | 0.00097009 | 1.1269e-08
[79 empty] | WLDFR | HFTD - Distribution - Tier 3 - 5QU CoRE ¦ 2QU LoRE | Seismic - Red Flag Warning - Catastrophic Fires | 2063 | 8.8331e-12 | 31471.2268 | 690.4653 | 19927.4643 | 10853.2973 | 0 | 2.4183e-08 | 2.7799e-07 | 0 | 2.7799e-07 | 5.5921e-07 | 1.6311e-07 | 0 | 1.6311e-07 | 1.3294e-06 | 0 | 1.3294e-06 | 2.914e-06 | 0 | 2.914e-06 | [17 empty] | 7.3.3.17.5 (Remote Grid) Updates to grid topology to minimize risk of ignition in HFTDs Remote GridWLDFRVegetation ContactAggregated | WLDFR | HFTD - Distribution - Tier 2 - 3QU CoRE ¦ 5QU LoRE | Red Flag Warning - Large Fires | Vegetation Contact | Aggregated | 2054 | 1.1616e-05 | 715.8465 | 0.0083156 | 2054 | Mitigation | 0.95 | 45 | 0 | esc | 0.00097009 | 1.1269e-08 | 0.00097009 | 1.1269e-08
[79 empty] | WLDFR | HFTD - Distribution - Tier 3 - 5QU CoRE ¦ 2QU LoRE | Seismic - Red Flag Warning - Catastrophic Fires | 2064 | 8.8331e-12 | 31471.2268 | 690.4653 | 19927.4643 | 10853.2973 | 0 | 2.4183e-08 | 2.7799e-07 | 0 | 2.7799e-07 | 5.5921e-07 | 1.6311e-07 | 0 | 1.6311e-07 | 1.3294e-06 | 0 | 1.3294e-06 | 2.914e-06 | 0 | 2.914e-06 | [17 empty] | 7.3.3.17.5 (Remote Grid) Updates to grid topology to minimize risk of ignition in HFTDs Remote GridWLDFRVegetation ContactAggregated | WLDFR | HFTD - Distribution - Tier 2 - 3QU CoRE ¦ 5QU LoRE | Red Flag Warning - Large Fires | Vegetation Contact | Aggregated | 2055 | 1.1616e-05 | 715.8465 | 0.0083156 | 2055 | Mitigation | 0.95 | 45 | 0 | esc | 0.00097009 | 1.1269e-08 | 0.00097009 | 1.1269e-08
[79 empty] | WLDFR | HFTD - Distribution - Tier 3 - 5QU CoRE ¦ 2QU LoRE | Seismic - Red Flag Warning - Catastrophic Fires | 2065 | 8.8331e-12 | 31471.2268 | 690.4653 | 19927.4643 | 10853.2973 | 0 | 2.4183e-08 | 2.7799e-07 | 0 | 2.7799e-07 | 5.5921e-07 | 1.6311e-07 | 0 | 1.6311e-07 | 1.3294e-06 | 0 | 1.3294e-06 | 2.914e-06 | 0 | 2.914e-06 | [17 empty] | 7.3.3.17.5 (Remote Grid) Updates to grid topology to minimize risk of ignition in HFTDs Remote GridWLDFRVegetation ContactAggregated | WLDFR | HFTD - Distribution - Tier 2 - 3QU CoRE ¦ 5QU LoRE | Red Flag Warning - Large Fires | Vegetation Contact | Aggregated | 2056 | 1.1616e-05 | 715.8465 | 0.0083156 | 2056 | Mitigation | 0.95 | 45 | 0 | esc | 0.00097009 | 1.1269e-08 | 0.00097009 | 1.1269e-08
[79 empty] | WLDFR | HFTD - Distribution - Tier 3 - 5QU CoRE ¦ 2QU LoRE | Seismic - Red Flag Warning - Catastrophic Fires | 2066 | 8.8331e-12 | 31471.2268 | 690.4653 | 19927.4643 | 10853.2973 | 0 | 2.4183e-08 | 2.7799e-07 | 0 | 2.7799e-07 | 5.5921e-07 | 1.6311e-07 | 0 | 1.6311e-07 | 1.3294e-06 | 0 | 1.3294e-06 | 2.914e-06 | 0 | 2.914e-06 | [17 empty] | 7.3.3.17.5 (Remote Grid) Updates to grid topology to minimize risk of ignition in HFTDs Remote GridWLDFRVegetation ContactAggregated | WLDFR | HFTD - Distribution - Tier 2 - 3QU CoRE ¦ 5QU LoRE | Red Flag Warning - Large Fires | Vegetation Contact | Aggregated | 2057 | 1.1616e-05 | 715.8465 | 0.0083156 | 2057 | Mitigation | 0.95 | 45 | 0 | esc | 0.00097009 | 1.1269e-08 | 0.00097009 | 1.1269e-08
[79 empty] | WLDFR | HFTD - Distribution - Tier 3 - 5QU CoRE ¦ 3QU LoRE | Non-Red Flag Warning - Catastrophic Fires | 2022 | 3.8772e-11 | 14146.1306 | 222.2294 | 8585.7228 | 5338.1784 | 0 | 1.0615e-07 | 5.4848e-07 | 0 | 5.4848e-07 | 2.0378e-08 | 1.6311e-07 | 0 | 1.6311e-07 | 1.3294e-06 | 0 | 1.3294e-06 | 2.914e-06 | 0 | 2.914e-06 | [17 empty] | 7.3.3.17.5 (Remote Grid) Updates to grid topology to minimize risk of ignition in HFTDs Remote GridWLDFRVegetation ContactAggregated | WLDFR | HFTD - Distribution - Tier 2 - 3QU CoRE ¦ 5QU LoRE | Red Flag Warning - Large Fires | Vegetation Contact | Aggregated | 2058 | 1.1616e-05 | 715.8465 | 0.0083156 | 2058 | Mitigation | 0.95 | 45 | 0 | esc | 0.00097009 | 1.1269e-08 | 0.00097009 | 1.1269e-08
[79 empty] | WLDFR | HFTD - Distribution - Tier 3 - 5QU CoRE ¦ 3QU LoRE | Non-Red Flag Warning - Catastrophic Fires | 2023 | 3.8772e-11 | 14664.6376 | 233.2301 | 8896.516 | 5534.8915 | 0 | 1.0615e-07 | 5.6858e-07 | 0 | 5.6858e-07 | 2.1289e-08 | 1.7354e-07 | 0 | 1.7354e-07 | 1.4144e-06 | 0 | 1.4144e-06 | 3.1004e-06 | 0 | 3.1004e-06 | [17 empty] | 7.3.3.17.5 (Remote Grid) Updates to grid topology to minimize risk of ignition in HFTDs Remote GridWLDFRVegetation ContactAggregated | WLDFR | HFTD - Distribution - Tier 2 - 3QU CoRE ¦ 5QU LoRE | Red Flag Warning - Large Fires | Vegetation Contact | Aggregated | 2059 | 1.1616e-05 | 715.8465 | 0.0083156 | 2059 | Mitigation | 0.95 | 45 | 0 | esc | 0.00097009 | 1.1269e-08 | 0.00097009 | 1.1269e-08
[79 empty] | WLDFR | HFTD - Distribution - Tier 3 - 5QU CoRE ¦ 3QU LoRE | Non-Red Flag Warning - Catastrophic Fires | 2024 | 3.8772e-11 | 14664.6376 | 233.2301 | 8896.516 | 5534.8915 | 0 | 1.0615e-07 | 5.6858e-07 | 0 | 5.6858e-07 | 2.1289e-08 | 1.7354e-07 | 0 | 1.7354e-07 | 1.4144e-06 | 0 | 1.4144e-06 | 3.1004e-06 | 0 | 3.1004e-06 | [17 empty] | 7.3.3.17.5 (Remote Grid) Updates to grid topology to minimize risk of ignition in HFTDs Remote GridWLDFRVegetation ContactAggregated | WLDFR | HFTD - Distribution - Tier 2 - 3QU CoRE ¦ 5QU LoRE | Red Flag Warning - Large Fires | Vegetation Contact | Aggregated | 2060 | 1.1616e-05 | 715.8465 | 0.0083156 | 2060 | Mitigation | 0.95 | 45 | 0 | esc | 0.00097009 | 1.1269e-08 | 0.00097009 | 1.1269e-08
[79 empty] | WLDFR | HFTD - Distribution - Tier 3 - 5QU CoRE ¦ 3QU LoRE | Non-Red Flag Warning - Catastrophic Fires | 2025 | 3.8772e-11 | 14664.6376 | 233.2301 | 8896.516 | 5534.8915 | 0 | 1.0615e-07 | 5.6858e-07 | 0 | 5.6858e-07 | 2.1289e-08 | 1.7354e-07 | 0 | 1.7354e-07 | 1.4144e-06 | 0 | 1.4144e-06 | 3.1004e-06 | 0 | 3.1004e-06 | [17 empty] | 7.3.3.17.5 (Remote Grid) Updates to grid topology to minimize risk of ignition in HFTDs Remote GridWLDFRVegetation ContactAggregated | WLDFR | HFTD - Distribution - Tier 2 - 3QU CoRE ¦ 5QU LoRE | Red Flag Warning - Large Fires | Vegetation Contact | Aggregated | 2061 | 1.1616e-05 | 715.8465 | 0.0083156 | 2061 | Mitigation | 0.95 | 45 | 0 | esc | 0.00097009 | 1.1269e-08 | 0.00097009 | 1.1269e-08
[79 empty] | WLDFR | HFTD - Distribution - Tier 3 - 5QU CoRE ¦ 3QU LoRE | Non-Red Flag Warning - Catastrophic Fires | 2026 | 3.8772e-11 | 14664.6376 | 233.2301 | 8896.516 | 5534.8915 | 0 | 1.0615e-07 | 5.6858e-07 | 0 | 5.6858e-07 | 2.1289e-08 | 1.7354e-07 | 0 | 1.7354e-07 | 1.4144e-06 | 0 | 1.4144e-06 | 3.1004e-06 | 0 | 3.1004e-06 | [17 empty] | 7.3.3.17.5 (Remote Grid) Updates to grid topology to minimize risk of ignition in HFTDs Remote GridWLDFRVegetation ContactAggregated | WLDFR | HFTD - Distribution - Tier 2 - 3QU CoRE ¦ 5QU LoRE | Red Flag Warning - Large Fires | Vegetation Contact | Aggregated | 2062 | 1.1616e-05 | 715.8465 | 0.0083156 | 2062 | Mitigation | 0.95 | 45 | 0 | esc | 0.00097009 | 1.1269e-08 | 0.00097009 | 1.1269e-08
[79 empty] | WLDFR | HFTD - Distribution - Tier 3 - 5QU CoRE ¦ 3QU LoRE | Non-Red Flag Warning - Catastrophic Fires | 2027 | 3.8772e-11 | 14664.6376 | 233.2301 | 8896.516 | 5534.8915 | 0 | 1.0615e-07 | 5.6858e-07 | 0 | 5.6858e-07 | 2.1289e-08 | 1.7354e-07 | 0 | 1.7354e-07 | 1.4144e-06 | 0 | 1.4144e-06 | 3.1004e-06 | 0 | 3.1004e-06 | [17 empty] | 7.3.3.17.5 (Remote Grid) Updates to grid topology to minimize risk of ignition in HFTDs Remote GridWLDFRVegetation ContactAggregated | WLDFR | HFTD - Distribution - Tier 2 - 3QU CoRE ¦ 5QU LoRE | Red Flag Warning - Large Fires | Vegetation Contact | Aggregated | 2063 | 1.1616e-05 | 715.8465 | 0.0083156 | 2063 | Mitigation | 0.95 | 45 | 0 | esc | 0.00097009 | 1.1269e-08 | 0.00097009 | 1.1269e-08
[79 empty] | WLDFR | HFTD - Distribution - Tier 3 - 5QU CoRE ¦ 3QU LoRE | Non-Red Flag Warning - Catastrophic Fires | 2028 | 3.8772e-11 | 15317.9909 | 247.273 | 9287.6491 | 5783.0689 | 0 | 1.0615e-07 | 5.9391e-07 | 0 | 5.9391e-07 | 2.2464e-08 | 1.8434e-07 | 0 | 1.8434e-07 | 1.5024e-06 | 0 | 1.5024e-06 | 3.2933e-06 | 0 | 3.2933e-06 | [17 empty] | 7.3.3.17.5 (Remote Grid) Updates to grid topology to minimize risk of ignition in HFTDs Remote GridWLDFRVegetation ContactAggregated | WLDFR | HFTD - Distribution - Tier 2 - 3QU CoRE ¦ 5QU LoRE | Red Flag Warning - Large Fires | Vegetation Contact | Aggregated | 2064 | 1.1616e-05 | 715.8465 | 0.0083156 | 2064 | Mitigation | 0.95 | 45 | 0 | esc | 0.00097009 | 1.1269e-08 | 0.00097009 | 1.1269e-08
[79 empty] | WLDFR | HFTD - Distribution - Tier 3 - 5QU CoRE ¦ 3QU LoRE | Non-Red Flag Warning - Catastrophic Fires | 2029 | 3.8772e-11 | 15317.9909 | 247.273 | 9287.6491 | 5783.0689 | 0 | 1.0615e-07 | 5.9391e-07 | 0 | 5.9391e-07 | 2.2464e-08 | 1.8434e-07 | 0 | 1.8434e-07 | 1.5024e-06 | 0 | 1.5024e-06 | 3.2933e-06 | 0 | 3.2933e-06 | [17 empty] | 7.3.3.17.5 (Remote Grid) Updates to grid topology to minimize risk of ignition in HFTDs Remote GridWLDFRVegetation ContactAggregated | WLDFR | HFTD - Distribution - Tier 2 - 3QU CoRE ¦ 5QU LoRE | Red Flag Warning - Large Fires | Vegetation Contact | Aggregated | 2065 | 1.1616e-05 | 715.8465 | 0.0083156 | 2065 | Mitigation | 0.95 | 45 | 0 | esc | 0.00097009 | 1.1269e-08 | 0.00097009 | 1.1269e-08
[79 empty] | WLDFR | HFTD - Distribution - Tier 3 - 5QU CoRE ¦ 3QU LoRE | Non-Red Flag Warning - Catastrophic Fires | 2030 | 3.8772e-11 | 15317.9909 | 247.273 | 9287.6491 | 5783.0689 | 0 | 1.0615e-07 | 5.9391e-07 | 0 | 5.9391e-07 | 2.2464e-08 | 1.8434e-07 | 0 | 1.8434e-07 | 1.5024e-06 | 0 | 1.5024e-06 | 3.2933e-06 | 0 | 3.2933e-06 | [17 empty] | 7.3.3.17.5 (Remote Grid) Updates to grid topology to minimize risk of ignition in HFTDs Remote GridWLDFRVegetation ContactAggregated | WLDFR | HFTD - Distribution - Tier 2 - 3QU CoRE ¦ 5QU LoRE | Red Flag Warning - Large Fires | Vegetation Contact | Aggregated | 2066 | 1.1616e-05 | 715.8465 | 0.0083156 | 2066 | Mitigation | 0.95 | 45 | 0 | esc | 0.00097009 | 1.1269e-08 | 0.00097009 | 1.1269e-08
[79 empty] | WLDFR | HFTD - Distribution - Tier 3 - 5QU CoRE ¦ 3QU LoRE | Non-Red Flag Warning - Catastrophic Fires | 2031 | 3.8772e-11 | 15317.9909 | 247.273 | 9287.6491 | 5783.0689 | 0 | 1.0615e-07 | 5.9391e-07 | 0 | 5.9391e-07 | 2.2464e-08 | 1.8434e-07 | 0 | 1.8434e-07 | 1.5024e-06 | 0 | 1.5024e-06 | 3.2933e-06 | 0 | 3.2933e-06 | [17 empty] | 7.3.3.17.5 (Remote Grid) Updates to grid topology to minimize risk of ignition in HFTDs Remote GridWLDFRVegetation ContactAggregated | WLDFR | HFTD - Distribution - Tier 2 - 3QU CoRE ¦ 5QU LoRE | Red Flag Warning - Large Fires | Vegetation Contact | Aggregated | 2067 | 1.1616e-05 | 715.8465 | 0.0083156 | 2067 | Mitigation | 0.95 | 45 | 0 | esc | 0 | 0 | 0.00097009 | 1.1269e-08
[79 empty] | WLDFR | HFTD - Distribution - Tier 3 - 5QU CoRE ¦ 3QU LoRE | Non-Red Flag Warning - Catastrophic Fires | 2032 | 3.8772e-11 | 15317.9909 | 247.273 | 9287.6491 | 5783.0689 | 0 | 1.0615e-07 | 5.9391e-07 | 0 | 5.9391e-07 | 2.2464e-08 | 1.8434e-07 | 0 | 1.8434e-07 | 1.5024e-06 | 0 | 1.5024e-06 | 3.2933e-06 | 0 | 3.2933e-06 | [17 empty] | 7.3.3.17.5 (Remote Grid) Updates to grid topology to minimize risk of ignition in HFTDs Remote GridWLDFRContact from objectAggregated | WLDFR | HFTD - Distribution - Tier 2 - 3QU CoRE ¦ 5QU LoRE | Red Flag Warning - Small Fires | Contact from object | Aggregated | 2022 | 1.2979e-05 | 715.8465 | 0.0092907 | 2022 | Mitigation | 0.95 | 45 | 0 | esc | 0.00097009 | 1.259e-08 | 0 | 0
[79 empty] | WLDFR | HFTD - Distribution - Tier 3 - 5QU CoRE ¦ 3QU LoRE | Non-Red Flag Warning - Catastrophic Fires | 2033 | 3.8772e-11 | 16044.1264 | 263.1074 | 9721.74 | 6059.2791 | 0 | 1.0615e-07 | 6.2207e-07 | 0 | 6.2207e-07 | 2.3799e-08 | 1.9538e-07 | 0 | 1.9538e-07 | 1.5923e-06 | 0 | 1.5923e-06 | 3.4905e-06 | 0 | 3.4905e-06 | [17 empty] | 7.3.3.17.5 (Remote Grid) Updates to grid topology to minimize risk of ignition in HFTDs Remote GridWLDFRContact from objectAggregated | WLDFR | HFTD - Distribution - Tier 2 - 3QU CoRE ¦ 5QU LoRE | Red Flag Warning - Small Fires | Contact from object | Aggregated | 2023 | 1.2979e-05 | 715.8465 | 0.0092907 | 2023 | Mitigation | 0.95 | 45 | 0 | esc | 0.00097009 | 1.259e-08 | 0.00097009 | 1.259e-08
[79 empty] | WLDFR | HFTD - Distribution - Tier 3 - 5QU CoRE ¦ 3QU LoRE | Non-Red Flag Warning - Catastrophic Fires | 2034 | 3.8772e-11 | 16044.1264 | 263.1074 | 9721.74 | 6059.2791 | 0 | 1.0615e-07 | 6.2207e-07 | 0 | 6.2207e-07 | 2.3799e-08 | 1.9538e-07 | 0 | 1.9538e-07 | 1.5923e-06 | 0 | 1.5923e-06 | 3.4905e-06 | 0 | 3.4905e-06 | [17 empty] | 7.3.3.17.5 (Remote Grid) Updates to grid topology to minimize risk of ignition in HFTDs Remote GridWLDFRContact from objectAggregated | WLDFR | HFTD - Distribution - Tier 2 - 3QU CoRE ¦ 5QU LoRE | Red Flag Warning - Small Fires | Contact from object | Aggregated | 2024 | 1.2979e-05 | 715.8465 | 0.0092907 | 2024 | Mitigation | 0.95 | 45 | 0 | esc | 0.00097009 | 1.259e-08 | 0.00097009 | 1.259e-08
[79 empty] | WLDFR | HFTD - Distribution - Tier 3 - 5QU CoRE ¦ 3QU LoRE | Non-Red Flag Warning - Catastrophic Fires | 2035 | 3.8772e-11 | 16044.1264 | 263.1074 | 9721.74 | 6059.2791 | 0 | 1.0615e-07 | 6.2207e-07 | 0 | 6.2207e-07 | 2.3799e-08 | 0 | 0 | 0 | 1.5923e-06 | 0 | 1.5923e-06 | 3.4905e-06 | 0 | 3.4905e-06 | [17 empty] | 7.3.3.17.5 (Remote Grid) Updates to grid topology to minimize risk of ignition in HFTDs Remote GridWLDFRContact from objectAggregated | WLDFR | HFTD - Distribution - Tier 2 - 3QU CoRE ¦ 5QU LoRE | Red Flag Warning - Small Fires | Contact from object | Aggregated | 2025 | 1.2979e-05 | 715.8465 | 0.0092907 | 2025 | Mitigation | 0.95 | 45 | 0 | esc | 0.00097009 | 1.259e-08 | 0.00097009 | 1.259e-08
[79 empty] | WLDFR | HFTD - Distribution - Tier 3 - 5QU CoRE ¦ 3QU LoRE | Non-Red Flag Warning - Catastrophic Fires | 2036 | 3.8772e-11 | 16044.1264 | 263.1074 | 9721.74 | 6059.2791 | 0 | 1.0615e-07 | 6.2207e-07 | 0 | 6.2207e-07 | 2.3799e-08 | 0 | 0 | 0 | 0 | 0 | 0 | 3.4905e-06 | 0 | 3.4905e-06 | [17 empty] | 7.3.3.17.5 (Remote Grid) Updates to grid topology to minimize risk of ignition in HFTDs Remote GridWLDFRContact from objectAggregated | WLDFR | HFTD - Distribution - Tier 2 - 3QU CoRE ¦ 5QU LoRE | Red Flag Warning - Small Fires | Contact from object | Aggregated | 2026 | 1.2979e-05 | 715.8465 | 0.0092907 | 2026 | Mitigation | 0.95 | 45 | 0 | esc | 0.00097009 | 1.259e-08 | 0.00097009 | 1.259e-08
[79 empty] | WLDFR | HFTD - Distribution - Tier 3 - 5QU CoRE ¦ 3QU LoRE | Non-Red Flag Warning - Catastrophic Fires | 2037 | 3.8772e-11 | 16044.1264 | 263.1074 | 9721.74 | 6059.2791 | 0 | 1.0615e-07 | 6.2207e-07 | 0 | 6.2207e-07 | 2.3799e-08 | 2.5637e-08 | 0 | 2.5637e-08 | 0 | 0 | 0 | 0 | 0 | 0 | [17 empty] | 7.3.3.17.5 (Remote Grid) Updates to grid topology to minimize risk of ignition in HFTDs Remote GridWLDFRContact from objectAggregated | WLDFR | HFTD - Distribution - Tier 2 - 3QU CoRE ¦ 5QU LoRE | Red Flag Warning - Small Fires | Contact from object | Aggregated | 2027 | 1.2979e-05 | 715.8465 | 0.0092907 | 2027 | Mitigation | 0.95 | 45 | 0 | esc | 0.00097009 | 1.259e-08 | 0.00097009 | 1.259e-08
[79 empty] | WLDFR | HFTD - Distribution - Tier 3 - 5QU CoRE ¦ 3QU LoRE | Non-Red Flag Warning - Catastrophic Fires | 2038 | 3.8772e-11 | 16832.3912 | 280.5544 | 10192.2718 | 6359.5651 | 0 | 1.0615e-07 | 6.5263e-07 | 0 | 6.5263e-07 | 2.5286e-08 | 2.5615e-08 | 0 | 2.5615e-08 | 2.0876e-07 | 0 | 2.0876e-07 | 0 | 0 | 0 | [17 empty] | 7.3.3.17.5 (Remote Grid) Updates to grid topology to minimize risk of ignition in HFTDs Remote GridWLDFRContact from objectAggregated | WLDFR | HFTD - Distribution - Tier 2 - 3QU CoRE ¦ 5QU LoRE | Red Flag Warning - Small Fires | Contact from object | Aggregated | 2028 | 1.2979e-05 | 715.8465 | 0.0092907 | 2028 | Mitigation | 0.95 | 45 | 0 | esc | 0.00097009 | 1.259e-08 | 0.00097009 | 1.259e-08
[79 empty] | WLDFR | HFTD - Distribution - Tier 3 - 5QU CoRE ¦ 3QU LoRE | Non-Red Flag Warning - Catastrophic Fires | 2039 | 3.8772e-11 | 16832.3912 | 280.5544 | 10192.2718 | 6359.5651 | 0 | 1.0615e-07 | 6.5263e-07 | 0 | 6.5263e-07 | 2.5286e-08 | 2.6439e-08 | 0 | 2.6439e-08 | 2.1548e-07 | 0 | 2.1548e-07 | 4.7234e-07 | 0 | 4.7234e-07 | [17 empty] | 7.3.3.17.5 (Remote Grid) Updates to grid topology to minimize risk of ignition in HFTDs Remote GridWLDFRContact from objectAggregated | WLDFR | HFTD - Distribution - Tier 2 - 3QU CoRE ¦ 5QU LoRE | Red Flag Warning - Small Fires | Contact from object | Aggregated | 2029 | 1.2979e-05 | 715.8465 | 0.0092907 | 2029 | Mitigation | 0.95 | 45 | 0 | esc | 0.00097009 | 1.259e-08 | 0.00097009 | 1.259e-08
[79 empty] | WLDFR | HFTD - Distribution - Tier 3 - 5QU CoRE ¦ 3QU LoRE | Non-Red Flag Warning - Catastrophic Fires | 2040 | 3.8772e-11 | 16832.3912 | 280.5544 | 10192.2718 | 6359.5651 | 0 | 1.0615e-07 | 6.5263e-07 | 0 | 6.5263e-07 | 2.5286e-08 | 2.6439e-08 | 0 | 2.6439e-08 | 2.1548e-07 | 0 | 2.1548e-07 | 4.7234e-07 | 0 | 4.7234e-07 | [17 empty] | 7.3.3.17.5 (Remote Grid) Updates to grid topology to minimize risk of ignition in HFTDs Remote GridWLDFRContact from objectAggregated | WLDFR | HFTD - Distribution - Tier 2 - 3QU CoRE ¦ 5QU LoRE | Red Flag Warning - Small Fires | Contact from object | Aggregated | 2030 | 1.2979e-05 | 715.8465 | 0.0092907 | 2030 | Mitigation | 0.95 | 45 | 0 | esc | 0.00097009 | 1.259e-08 | 0.00097009 | 1.259e-08
[79 empty] | WLDFR | HFTD - Distribution - Tier 3 - 5QU CoRE ¦ 3QU LoRE | Non-Red Flag Warning - Catastrophic Fires | 2041 | 3.8772e-11 | 16832.3912 | 280.5544 | 10192.2718 | 6359.5651 | 0 | 1.0615e-07 | 6.5263e-07 | 0 | 6.5263e-07 | 2.5286e-08 | 2.6439e-08 | 0 | 2.6439e-08 | 2.1548e-07 | 0 | 2.1548e-07 | 4.7234e-07 | 0 | 4.7234e-07 | [17 empty] | 7.3.3.17.5 (Remote Grid) Updates to grid topology to minimize risk of ignition in HFTDs Remote GridWLDFRContact from objectAggregated | WLDFR | HFTD - Distribution - Tier 2 - 3QU CoRE ¦ 5QU LoRE | Red Flag Warning - Small Fires | Contact from object | Aggregated | 2031 | 1.2979e-05 | 715.8465 | 0.0092907 | 2031 | Mitigation | 0.95 | 45 | 0 | esc | 0.00097009 | 1.259e-08 | 0.00097009 | 1.259e-08
[79 empty] | WLDFR | HFTD - Distribution - Tier 3 - 5QU CoRE ¦ 3QU LoRE | Non-Red Flag Warning - Catastrophic Fires | 2042 | 3.8772e-11 | 16832.3912 | 280.5544 | 10192.2718 | 6359.5651 | 0 | 1.0615e-07 | 6.5263e-07 | 0 | 6.5263e-07 | 2.5286e-08 | 2.6439e-08 | 0 | 2.6439e-08 | 2.1548e-07 | 0 | 2.1548e-07 | 4.7234e-07 | 0 | 4.7234e-07 | [17 empty] | 7.3.3.17.5 (Remote Grid) Updates to grid topology to minimize risk of ignition in HFTDs Remote GridWLDFRContact from objectAggregated | WLDFR | HFTD - Distribution - Tier 2 - 3QU CoRE ¦ 5QU LoRE | Red Flag Warning - Small Fires | Contact from object | Aggregated | 2032 | 1.2979e-05 | 715.8465 | 0.0092907 | 2032 | Mitigation | 0.95 | 45 | 0 | esc | 0.00097009 | 1.259e-08 | 0.00097009 | 1.259e-08
[79 empty] | WLDFR | HFTD - Distribution - Tier 3 - 5QU CoRE ¦ 3QU LoRE | Non-Red Flag Warning - Catastrophic Fires | 2043 | 3.8772e-11 | 17672.0852 | 299.42 | 10692.7362 | 6679.929 | 0 | 1.0615e-07 | 6.8518e-07 | 0 | 6.8518e-07 | 2.6912e-08 | 2.6439e-08 | 0 | 2.6439e-08 | 2.1548e-07 | 0 | 2.1548e-07 | 4.7234e-07 | 0 | 4.7234e-07 | [17 empty] | 7.3.3.17.5 (Remote Grid) Updates to grid topology to minimize risk of ignition in HFTDs Remote GridWLDFRContact from objectAggregated | WLDFR | HFTD - Distribution - Tier 2 - 3QU CoRE ¦ 5QU LoRE | Red Flag Warning - Small Fires | Contact from object | Aggregated | 2033 | 1.2979e-05 | 715.8465 | 0.0092907 | 2033 | Mitigation | 0.95 | 45 | 0 | esc | 0.00097009 | 1.259e-08 | 0.00097009 | 1.259e-08
[79 empty] | WLDFR | HFTD - Distribution - Tier 3 - 5QU CoRE ¦ 3QU LoRE | Non-Red Flag Warning - Catastrophic Fires | 2044 | 3.8772e-11 | 17672.0852 | 299.42 | 10692.7362 | 6679.929 | 0 | 1.0615e-07 | 6.8518e-07 | 0 | 6.8518e-07 | 2.6912e-08 | 2.7491e-08 | 0 | 2.7491e-08 | 2.2405e-07 | 0 | 2.2405e-07 | 4.9112e-07 | 0 | 4.9112e-07 | [17 empty] | 7.3.3.17.5 (Remote Grid) Updates to grid topology to minimize risk of ignition in HFTDs Remote GridWLDFRContact from objectAggregated | WLDFR | HFTD - Distribution - Tier 2 - 3QU CoRE ¦ 5QU LoRE | Red Flag Warning - Small Fires | Contact from object | Aggregated | 2034 | 1.2979e-05 | 715.8465 | 0.0092907 | 2034 | Mitigation | 0.95 | 45 | 0 | esc | 0.00097009 | 1.259e-08 | 0.00097009 | 1.259e-08
[79 empty] | WLDFR | HFTD - Distribution - Tier 3 - 5QU CoRE ¦ 3QU LoRE | Non-Red Flag Warning - Catastrophic Fires | 2045 | 3.8772e-11 | 17672.0852 | 299.42 | 10692.7362 | 6679.929 | 0 | 1.0615e-07 | 6.8518e-07 | 0 | 6.8518e-07 | 2.6912e-08 | 2.7491e-08 | 0 | 2.7491e-08 | 2.2405e-07 | 0 | 2.2405e-07 | 4.9112e-07 | 0 | 4.9112e-07 | [17 empty] | 7.3.3.17.5 (Remote Grid) Updates to grid topology to minimize risk of ignition in HFTDs Remote GridWLDFRContact from objectAggregated | WLDFR | HFTD - Distribution - Tier 2 - 3QU CoRE ¦ 5QU LoRE | Red Flag Warning - Small Fires | Contact from object | Aggregated | 2035 | 1.2979e-05 | 715.8465 | 0.0092907 | 2035 | Mitigation | 0.95 | 45 | 0 | esc | 0.00097009 | 1.259e-08 | 0.00097009 | 1.259e-08
[79 empty] | WLDFR | HFTD - Distribution - Tier 3 - 5QU CoRE ¦ 3QU LoRE | Non-Red Flag Warning - Catastrophic Fires | 2046 | 3.8772e-11 | 17672.0852 | 299.42 | 10692.7362 | 6679.929 | 0 | 1.0615e-07 | 6.8518e-07 | 0 | 6.8518e-07 | 2.6912e-08 | 2.7491e-08 | 0 | 2.7491e-08 | 2.2405e-07 | 0 | 2.2405e-07 | 4.9112e-07 | 0 | 4.9112e-07 | [17 empty] | 7.3.3.17.5 (Remote Grid) Updates to grid topology to minimize risk of ignition in HFTDs Remote GridWLDFRContact from objectAggregated | WLDFR | HFTD - Distribution - Tier 2 - 3QU CoRE ¦ 5QU LoRE | Red Flag Warning - Small Fires | Contact from object | Aggregated | 2036 | 1.2979e-05 | 715.8465 | 0.0092907 | 2036 | Mitigation | 0.95 | 45 | 0 | esc | 0.00097009 | 1.259e-08 | 0.00097009 | 1.259e-08
[79 empty] | WLDFR | HFTD - Distribution - Tier 3 - 5QU CoRE ¦ 3QU LoRE | Non-Red Flag Warning - Catastrophic Fires | 2047 | 3.8772e-11 | 17672.0852 | 299.42 | 10692.7362 | 6679.929 | 0 | 1.0615e-07 | 6.8518e-07 | 0 | 6.8518e-07 | 2.6912e-08 | 2.7491e-08 | 0 | 2.7491e-08 | 2.2405e-07 | 0 | 2.2405e-07 | 4.9112e-07 | 0 | 4.9112e-07 | [17 empty] | 7.3.3.17.5 (Remote Grid) Updates to grid topology to minimize risk of ignition in HFTDs Remote GridWLDFRContact from objectAggregated | WLDFR | HFTD - Distribution - Tier 2 - 3QU CoRE ¦ 5QU LoRE | Red Flag Warning - Small Fires | Contact from object | Aggregated | 2037 | 1.2979e-05 | 715.8465 | 0.0092907 | 2037 | Mitigation | 0.95 | 45 | 0 | esc | 0.00097009 | 1.259e-08 | 0.00097009 | 1.259e-08
[79 empty] | WLDFR | HFTD - Distribution - Tier 3 - 5QU CoRE ¦ 3QU LoRE | Non-Red Flag Warning - Catastrophic Fires | 2048 | 3.8772e-11 | 18552.3348 | 319.4911 | 11216.5626 | 7016.281 | 0 | 1.0615e-07 | 7.1931e-07 | 0 | 7.1931e-07 | 2.8663e-08 | 2.7491e-08 | 0 | 2.7491e-08 | 2.2405e-07 | 0 | 2.2405e-07 | 4.9112e-07 | 0 | 4.9112e-07 | [17 empty] | 7.3.3.17.5 (Remote Grid) Updates to grid topology to minimize risk of ignition in HFTDs Remote GridWLDFRContact from objectAggregated | WLDFR | HFTD - Distribution - Tier 2 - 3QU CoRE ¦ 5QU LoRE | Red Flag Warning - Small Fires | Contact from object | Aggregated | 2038 | 1.2979e-05 | 715.8465 | 0.0092907 | 2038 | Mitigation | 0.95 | 45 | 0 | esc | 0.00097009 | 1.259e-08 | 0.00097009 | 1.259e-08
[79 empty] | WLDFR | HFTD - Distribution - Tier 3 - 5QU CoRE ¦ 3QU LoRE | Non-Red Flag Warning - Catastrophic Fires | 2049 | 3.8772e-11 | 18552.3348 | 319.4911 | 11216.5626 | 7016.281 | 0 | 1.0615e-07 | 7.1931e-07 | 0 | 7.1931e-07 | 2.8663e-08 | 2.8676e-08 | 0 | 2.8676e-08 | 2.3371e-07 | 0 | 2.3371e-07 | 5.123e-07 | 0 | 5.123e-07 | [17 empty] | 7.3.3.17.5 (Remote Grid) Updates to grid topology to minimize risk of ignition in HFTDs Remote GridWLDFRContact from objectAggregated | WLDFR | HFTD - Distribution - Tier 2 - 3QU CoRE ¦ 5QU LoRE | Red Flag Warning - Small Fires | Contact from object | Aggregated | 2039 | 1.2979e-05 | 715.8465 | 0.0092907 | 2039 | Mitigation | 0.95 | 45 | 0 | esc | 0.00097009 | 1.259e-08 | 0.00097009 | 1.259e-08
[79 empty] | WLDFR | HFTD - Distribution - Tier 3 - 5QU CoRE ¦ 3QU LoRE | Non-Red Flag Warning - Catastrophic Fires | 2050 | 3.8772e-11 | 18552.3348 | 319.4911 | 11216.5626 | 7016.281 | 0 | 1.0615e-07 | 7.1931e-07 | 0 | 7.1931e-07 | 2.8663e-08 | 2.8676e-08 | 0 | 2.8676e-08 | 2.3371e-07 | 0 | 2.3371e-07 | 5.123e-07 | 0 | 5.123e-07 | [17 empty] | 7.3.3.17.5 (Remote Grid) Updates to grid topology to minimize risk of ignition in HFTDs Remote GridWLDFRContact from objectAggregated | WLDFR | HFTD - Distribution - Tier 2 - 3QU CoRE ¦ 5QU LoRE | Red Flag Warning - Small Fires | Contact from object | Aggregated | 2040 | 1.2979e-05 | 715.8465 | 0.0092907 | 2040 | Mitigation | 0.95 | 45 | 0 | esc | 0.00097009 | 1.259e-08 | 0.00097009 | 1.259e-08
[79 empty] | WLDFR | HFTD - Distribution - Tier 3 - 5QU CoRE ¦ 3QU LoRE | Non-Red Flag Warning - Catastrophic Fires | 2051 | 3.8772e-11 | 18552.3348 | 319.4911 | 11216.5626 | 7016.281 | 0 | 1.0615e-07 | 7.1931e-07 | 0 | 7.1931e-07 | 2.8663e-08 | 2.8676e-08 | 0 | 2.8676e-08 | 2.3371e-07 | 0 | 2.3371e-07 | 5.123e-07 | 0 | 5.123e-07 | [17 empty] | 7.3.3.17.5 (Remote Grid) Updates to grid topology to minimize risk of ignition in HFTDs Remote GridWLDFRContact from objectAggregated | WLDFR | HFTD - Distribution - Tier 2 - 3QU CoRE ¦ 5QU LoRE | Red Flag Warning - Small Fires | Contact from object | Aggregated | 2041 | 1.2979e-05 | 715.8465 | 0.0092907 | 2041 | Mitigation | 0.95 | 45 | 0 | esc | 0.00097009 | 1.259e-08 | 0.00097009 | 1.259e-08
[79 empty] | WLDFR | HFTD - Distribution - Tier 3 - 5QU CoRE ¦ 3QU LoRE | Non-Red Flag Warning - Catastrophic Fires | 2052 | 3.8772e-11 | 18552.3348 | 319.4911 | 11216.5626 | 7016.281 | 0 | 1.0615e-07 | 7.1931e-07 | 0 | 7.1931e-07 | 2.8663e-08 | 2.8676e-08 | 0 | 2.8676e-08 | 2.3371e-07 | 0 | 2.3371e-07 | 5.123e-07 | 0 | 5.123e-07 | [17 empty] | 7.3.3.17.5 (Remote Grid) Updates to grid topology to minimize risk of ignition in HFTDs Remote GridWLDFRContact from objectAggregated | WLDFR | HFTD - Distribution - Tier 2 - 3QU CoRE ¦ 5QU LoRE | Red Flag Warning - Small Fires | Contact from object | Aggregated | 2042 | 1.2979e-05 | 715.8465 | 0.0092907 | 2042 | Mitigation | 0.95 | 45 | 0 | esc | 0.00097009 | 1.259e-08 | 0.00097009 | 1.259e-08
[79 empty] | WLDFR | HFTD - Distribution - Tier 3 - 5QU CoRE ¦ 3QU LoRE | Non-Red Flag Warning - Catastrophic Fires | 2053 | 3.8772e-11 | 19462.1283 | 340.5356 | 11757.1413 | 7364.4514 | 0 | 1.0615e-07 | 7.5459e-07 | 0 | 7.5459e-07 | 3.0525e-08 | 2.8676e-08 | 0 | 2.8676e-08 | 2.3371e-07 | 0 | 2.3371e-07 | 5.123e-07 | 0 | 5.123e-07 | [17 empty] | 7.3.3.17.5 (Remote Grid) Updates to grid topology to minimize risk of ignition in HFTDs Remote GridWLDFRContact from objectAggregated | WLDFR | HFTD - Distribution - Tier 2 - 3QU CoRE ¦ 5QU LoRE | Red Flag Warning - Small Fires | Contact from object | Aggregated | 2043 | 1.2979e-05 | 715.8465 | 0.0092907 | 2043 | Mitigation | 0.95 | 45 | 0 | esc | 0.00097009 | 1.259e-08 | 0.00097009 | 1.259e-08
[79 empty] | WLDFR | HFTD - Distribution - Tier 3 - 5QU CoRE ¦ 3QU LoRE | Non-Red Flag Warning - Catastrophic Fires | 2054 | 3.8772e-11 | 19462.1283 | 340.5356 | 11757.1413 | 7364.4514 | 0 | 1.0615e-07 | 7.5459e-07 | 0 | 7.5459e-07 | 3.0525e-08 | 2.9983e-08 | 0 | 2.9983e-08 | 2.4436e-07 | 0 | 2.4436e-07 | 5.3564e-07 | 0 | 5.3564e-07 | [17 empty] | 7.3.3.17.5 (Remote Grid) Updates to grid topology to minimize risk of ignition in HFTDs Remote GridWLDFRContact from objectAggregated | WLDFR | HFTD - Distribution - Tier 2 - 3QU CoRE ¦ 5QU LoRE | Red Flag Warning - Small Fires | Contact from object | Aggregated | 2044 | 1.2979e-05 | 715.8465 | 0.0092907 | 2044 | Mitigation | 0.95 | 45 | 0 | esc | 0.00097009 | 1.259e-08 | 0.00097009 | 1.259e-08
[79 empty] | WLDFR | HFTD - Distribution - Tier 3 - 5QU CoRE ¦ 3QU LoRE | Non-Red Flag Warning - Catastrophic Fires | 2055 | 3.8772e-11 | 19462.1283 | 340.5356 | 11757.1413 | 7364.4514 | 0 | 1.0615e-07 | 7.5459e-07 | 0 | 7.5459e-07 | 3.0525e-08 | 2.9983e-08 | 0 | 2.9983e-08 | 2.4436e-07 | 0 | 2.4436e-07 | 5.3564e-07 | 0 | 5.3564e-07 | [17 empty] | 7.3.3.17.5 (Remote Grid) Updates to grid topology to minimize risk of ignition in HFTDs Remote GridWLDFRContact from objectAggregated | WLDFR | HFTD - Distribution - Tier 2 - 3QU CoRE ¦ 5QU LoRE | Red Flag Warning - Small Fires | Contact from object | Aggregated | 2045 | 1.2979e-05 | 715.8465 | 0.0092907 | 2045 | Mitigation | 0.95 | 45 | 0 | esc | 0.00097009 | 1.259e-08 | 0.00097009 | 1.259e-08
[79 empty] | WLDFR | HFTD - Distribution - Tier 3 - 5QU CoRE ¦ 3QU LoRE | Non-Red Flag Warning - Catastrophic Fires | 2056 | 3.8772e-11 | 19462.1283 | 340.5356 | 11757.1413 | 7364.4514 | 0 | 1.0615e-07 | 7.5459e-07 | 0 | 7.5459e-07 | 3.0525e-08 | 2.9983e-08 | 0 | 2.9983e-08 | 2.4436e-07 | 0 | 2.4436e-07 | 5.3564e-07 | 0 | 5.3564e-07 | [17 empty] | 7.3.3.17.5 (Remote Grid) Updates to grid topology to minimize risk of ignition in HFTDs Remote GridWLDFRContact from objectAggregated | WLDFR | HFTD - Distribution - Tier 2 - 3QU CoRE ¦ 5QU LoRE | Red Flag Warning - Small Fires | Contact from object | Aggregated | 2046 | 1.2979e-05 | 715.8465 | 0.0092907 | 2046 | Mitigation | 0.95 | 45 | 0 | esc | 0.00097009 | 1.259e-08 | 0.00097009 | 1.259e-08
[79 empty] | WLDFR | HFTD - Distribution - Tier 3 - 5QU CoRE ¦ 3QU LoRE | Non-Red Flag Warning - Catastrophic Fires | 2057 | 3.8772e-11 | 19462.1283 | 340.5356 | 11757.1413 | 7364.4514 | 0 | 1.0615e-07 | 7.5459e-07 | 0 | 7.5459e-07 | 3.0525e-08 | 2.9983e-08 | 0 | 2.9983e-08 | 2.4436e-07 | 0 | 2.4436e-07 | 5.3564e-07 | 0 | 5.3564e-07 | [17 empty] | 7.3.3.17.5 (Remote Grid) Updates to grid topology to minimize risk of ignition in HFTDs Remote GridWLDFRContact from objectAggregated | WLDFR | HFTD - Distribution - Tier 2 - 3QU CoRE ¦ 5QU LoRE | Red Flag Warning - Small Fires | Contact from object | Aggregated | 2047 | 1.2979e-05 | 715.8465 | 0.0092907 | 2047 | Mitigation | 0.95 | 45 | 0 | esc | 0.00097009 | 1.259e-08 | 0.00097009 | 1.259e-08
[79 empty] | WLDFR | HFTD - Distribution - Tier 3 - 5QU CoRE ¦ 3QU LoRE | Non-Red Flag Warning - Catastrophic Fires | 2058 | 3.8772e-11 | 20390.4035 | 362.3049 | 12307.8747 | 7720.2238 | 0 | 1.0615e-07 | 7.9058e-07 | 0 | 7.9058e-07 | 3.2478e-08 | 2.9983e-08 | 0 | 2.9983e-08 | 2.4436e-07 | 0 | 2.4436e-07 | 5.3564e-07 | 0 | 5.3564e-07 | [17 empty] | 7.3.3.17.5 (Remote Grid) Updates to grid topology to minimize risk of ignition in HFTDs Remote GridWLDFRContact from objectAggregated | WLDFR | HFTD - Distribution - Tier 2 - 3QU CoRE ¦ 5QU LoRE | Red Flag Warning - Small Fires | Contact from object | Aggregated | 2048 | 1.2979e-05 | 715.8465 | 0.0092907 | 2048 | Mitigation | 0.95 | 45 | 0 | esc | 0.00097009 | 1.259e-08 | 0.00097009 | 1.259e-08
[79 empty] | WLDFR | HFTD - Distribution - Tier 3 - 5QU CoRE ¦ 3QU LoRE | Non-Red Flag Warning - Catastrophic Fires | 2059 | 3.8772e-11 | 20390.4035 | 362.3049 | 12307.8747 | 7720.2238 | 0 | 1.0615e-07 | 7.9058e-07 | 0 | 7.9058e-07 | 3.2478e-08 | 3.1397e-08 | 0 | 3.1397e-08 | 2.5588e-07 | 0 | 2.5588e-07 | 5.6091e-07 | 0 | 5.6091e-07 | [17 empty] | 7.3.3.17.5 (Remote Grid) Updates to grid topology to minimize risk of ignition in HFTDs Remote GridWLDFRContact from objectAggregated | WLDFR | HFTD - Distribution - Tier 2 - 3QU CoRE ¦ 5QU LoRE | Red Flag Warning - Small Fires | Contact from object | Aggregated | 2049 | 1.2979e-05 | 715.8465 | 0.0092907 | 2049 | Mitigation | 0.95 | 45 | 0 | esc | 0.00097009 | 1.259e-08 | 0.00097009 | 1.259e-08
[79 empty] | WLDFR | HFTD - Distribution - Tier 3 - 5QU CoRE ¦ 3QU LoRE | Non-Red Flag Warning - Catastrophic Fires | 2060 | 3.8772e-11 | 20390.4035 | 362.3049 | 12307.8747 | 7720.2238 | 0 | 1.0615e-07 | 7.9058e-07 | 0 | 7.9058e-07 | 3.2478e-08 | 3.1397e-08 | 0 | 3.1397e-08 | 2.5588e-07 | 0 | 2.5588e-07 | 5.6091e-07 | 0 | 5.6091e-07 | [17 empty] | 7.3.3.17.5 (Remote Grid) Updates to grid topology to minimize risk of ignition in HFTDs Remote GridWLDFRContact from objectAggregated | WLDFR | HFTD - Distribution - Tier 2 - 3QU CoRE ¦ 5QU LoRE | Red Flag Warning - Small Fires | Contact from object | Aggregated | 2050 | 1.2979e-05 | 715.8465 | 0.0092907 | 2050 | Mitigation | 0.95 | 45 | 0 | esc | 0.00097009 | 1.259e-08 | 0.00097009 | 1.259e-08
[79 empty] | WLDFR | HFTD - Distribution - Tier 3 - 5QU CoRE ¦ 3QU LoRE | Non-Red Flag Warning - Catastrophic Fires | 2061 | 3.8772e-11 | 20390.4035 | 362.3049 | 12307.8747 | 7720.2238 | 0 | 1.0615e-07 | 7.9058e-07 | 0 | 7.9058e-07 | 3.2478e-08 | 3.1397e-08 | 0 | 3.1397e-08 | 2.5588e-07 | 0 | 2.5588e-07 | 5.6091e-07 | 0 | 5.6091e-07 | [17 empty] | 7.3.3.17.5 (Remote Grid) Updates to grid topology to minimize risk of ignition in HFTDs Remote GridWLDFRContact from objectAggregated | WLDFR | HFTD - Distribution - Tier 2 - 3QU CoRE ¦ 5QU LoRE | Red Flag Warning - Small Fires | Contact from object | Aggregated | 2051 | 1.2979e-05 | 715.8465 | 0.0092907 | 2051 | Mitigation | 0.95 | 45 | 0 | esc | 0.00097009 | 1.259e-08 | 0.00097009 | 1.259e-08
[79 empty] | WLDFR | HFTD - Distribution - Tier 3 - 5QU CoRE ¦ 3QU LoRE | Non-Red Flag Warning - Catastrophic Fires | 2062 | 3.8772e-11 | 20390.4035 | 362.3049 | 12307.8747 | 7720.2238 | 0 | 1.0615e-07 | 7.9058e-07 | 0 | 7.9058e-07 | 3.2478e-08 | 3.1397e-08 | 0 | 3.1397e-08 | 2.5588e-07 | 0 | 2.5588e-07 | 5.6091e-07 | 0 | 5.6091e-07 | [17 empty] | 7.3.3.17.5 (Remote Grid) Updates to grid topology to minimize risk of ignition in HFTDs Remote GridWLDFRContact from objectAggregated | WLDFR | HFTD - Distribution - Tier 2 - 3QU CoRE ¦ 5QU LoRE | Red Flag Warning - Small Fires | Contact from object | Aggregated | 2052 | 1.2979e-05 | 715.8465 | 0.0092907 | 2052 | Mitigation | 0.95 | 45 | 0 | esc | 0.00097009 | 1.259e-08 | 0.00097009 | 1.259e-08
[79 empty] | WLDFR | HFTD - Distribution - Tier 3 - 5QU CoRE ¦ 3QU LoRE | Non-Red Flag Warning - Catastrophic Fires | 2063 | 3.8772e-11 | 21325.9188 | 384.5316 | 12862.0997 | 8079.2876 | 0 | 1.0615e-07 | 8.2685e-07 | 0 | 8.2685e-07 | 3.4498e-08 | 3.1397e-08 | 0 | 3.1397e-08 | 2.5588e-07 | 0 | 2.5588e-07 | 5.6091e-07 | 0 | 5.6091e-07 | [17 empty] | 7.3.3.17.5 (Remote Grid) Updates to grid topology to minimize risk of ignition in HFTDs Remote GridWLDFRContact from objectAggregated | WLDFR | HFTD - Distribution - Tier 2 - 3QU CoRE ¦ 5QU LoRE | Red Flag Warning - Small Fires | Contact from object | Aggregated | 2053 | 1.2979e-05 | 715.8465 | 0.0092907 | 2053 | Mitigation | 0.95 | 45 | 0 | esc | 0.00097009 | 1.259e-08 | 0.00097009 | 1.259e-08
[79 empty] | WLDFR | HFTD - Distribution - Tier 3 - 5QU CoRE ¦ 3QU LoRE | Non-Red Flag Warning - Catastrophic Fires | 2064 | 3.8772e-11 | 21325.9188 | 384.5316 | 12862.0997 | 8079.2876 | 0 | 1.0615e-07 | 8.2685e-07 | 0 | 8.2685e-07 | 3.4498e-08 | 3.2905e-08 | 0 | 3.2905e-08 | 2.6817e-07 | 0 | 2.6817e-07 | 5.8785e-07 | 0 | 5.8785e-07 | [17 empty] | 7.3.3.17.5 (Remote Grid) Updates to grid topology to minimize risk of ignition in HFTDs Remote GridWLDFRContact from objectAggregated | WLDFR | HFTD - Distribution - Tier 2 - 3QU CoRE ¦ 5QU LoRE | Red Flag Warning - Small Fires | Contact from object | Aggregated | 2054 | 1.2979e-05 | 715.8465 | 0.0092907 | 2054 | Mitigation | 0.95 | 45 | 0 | esc | 0.00097009 | 1.259e-08 | 0.00097009 | 1.259e-08
[79 empty] | WLDFR | HFTD - Distribution - Tier 3 - 5QU CoRE ¦ 3QU LoRE | Non-Red Flag Warning - Catastrophic Fires | 2065 | 3.8772e-11 | 21325.9188 | 384.5316 | 12862.0997 | 8079.2876 | 0 | 1.0615e-07 | 8.2685e-07 | 0 | 8.2685e-07 | 3.4498e-08 | 3.2905e-08 | 0 | 3.2905e-08 | 2.6817e-07 | 0 | 2.6817e-07 | 5.8785e-07 | 0 | 5.8785e-07 | [17 empty] | 7.3.3.17.5 (Remote Grid) Updates to grid topology to minimize risk of ignition in HFTDs Remote GridWLDFRContact from objectAggregated | WLDFR | HFTD - Distribution - Tier 2 - 3QU CoRE ¦ 5QU LoRE | Red Flag Warning - Small Fires | Contact from object | Aggregated | 2055 | 1.2979e-05 | 715.8465 | 0.0092907 | 2055 | Mitigation | 0.95 | 45 | 0 | esc | 0.00097009 | 1.259e-08 | 0.00097009 | 1.259e-08
[79 empty] | WLDFR | HFTD - Distribution - Tier 3 - 5QU CoRE ¦ 3QU LoRE | Non-Red Flag Warning - Catastrophic Fires | 2066 | 3.8772e-11 | 21325.9188 | 384.5316 | 12862.0997 | 8079.2876 | 0 | 1.0615e-07 | 8.2685e-07 | 0 | 8.2685e-07 | 3.4498e-08 | 3.2905e-08 | 0 | 3.2905e-08 | 2.6817e-07 | 0 | 2.6817e-07 | 5.8785e-07 | 0 | 5.8785e-07 | [17 empty] | 7.3.3.17.5 (Remote Grid) Updates to grid topology to minimize risk of ignition in HFTDs Remote GridWLDFRContact from objectAggregated | WLDFR | HFTD - Distribution - Tier 2 - 3QU CoRE ¦ 5QU LoRE | Red Flag Warning - Small Fires | Contact from object | Aggregated | 2056 | 1.2979e-05 | 715.8465 | 0.0092907 | 2056 | Mitigation | 0.95 | 45 | 0 | esc | 0.00097009 | 1.259e-08 | 0.00097009 | 1.259e-08
[79 empty] | WLDFR | HFTD - Distribution - Tier 3 - 5QU CoRE ¦ 3QU LoRE | Non-Red Flag Warning - Destructive Fires | 2022 | 4.197e-11 | 8807.9522 | 222.2294 | 8585.7228 | 0 | 0 | 1.149e-07 | 3.6967e-07 | 0 | 3.6967e-07 | 1.2757e-07 | 3.2905e-08 | 0 | 3.2905e-08 | 2.6817e-07 | 0 | 2.6817e-07 | 5.8785e-07 | 0 | 5.8785e-07 | [17 empty] | 7.3.3.17.5 (Remote Grid) Updates to grid topology to minimize risk of ignition in HFTDs Remote GridWLDFRContact from objectAggregated | WLDFR | HFTD - Distribution - Tier 2 - 3QU CoRE ¦ 5QU LoRE | Red Flag Warning - Small Fires | Contact from object | Aggregated | 2057 | 1.2979e-05 | 715.8465 | 0.0092907 | 2057 | Mitigation | 0.95 | 45 | 0 | esc | 0.00097009 | 1.259e-08 | 0.00097009 | 1.259e-08
[79 empty] | WLDFR | HFTD - Distribution - Tier 3 - 5QU CoRE ¦ 3QU LoRE | Non-Red Flag Warning - Destructive Fires | 2023 | 4.197e-11 | 9129.7461 | 233.2301 | 8896.516 | 0 | 0 | 1.149e-07 | 3.8317e-07 | 0 | 3.8317e-07 | 1.3168e-07 | 3.2905e-08 | 0 | 3.2905e-08 | 2.6817e-07 | 0 | 2.6817e-07 | 5.8785e-07 | 0 | 5.8785e-07 | [17 empty] | 7.3.3.17.5 (Remote Grid) Updates to grid topology to minimize risk of ignition in HFTDs Remote GridWLDFRContact from objectAggregated | WLDFR | HFTD - Distribution - Tier 2 - 3QU CoRE ¦ 5QU LoRE | Red Flag Warning - Small Fires | Contact from object | Aggregated | 2058 | 1.2979e-05 | 715.8465 | 0.0092907 | 2058 | Mitigation | 0.95 | 45 | 0 | esc | 0.00097009 | 1.259e-08 | 0.00097009 | 1.259e-08
[79 empty] | WLDFR | HFTD - Distribution - Tier 3 - 5QU CoRE ¦ 3QU LoRE | Non-Red Flag Warning - Destructive Fires | 2024 | 4.197e-11 | 9129.7461 | 233.2301 | 8896.516 | 0 | 0 | 1.149e-07 | 3.8317e-07 | 0 | 3.8317e-07 | 1.3168e-07 | 3.4491e-08 | 0 | 3.4491e-08 | 2.811e-07 | 0 | 2.811e-07 | 6.1618e-07 | 0 | 6.1618e-07 | [17 empty] | 7.3.3.17.5 (Remote Grid) Updates to grid topology to minimize risk of ignition in HFTDs Remote GridWLDFRContact from objectAggregated | WLDFR | HFTD - Distribution - Tier 2 - 3QU CoRE ¦ 5QU LoRE | Red Flag Warning - Small Fires | Contact from object | Aggregated | 2059 | 1.2979e-05 | 715.8465 | 0.0092907 | 2059 | Mitigation | 0.95 | 45 | 0 | esc | 0.00097009 | 1.259e-08 | 0.00097009 | 1.259e-08
[79 empty] | WLDFR | HFTD - Distribution - Tier 3 - 5QU CoRE ¦ 3QU LoRE | Non-Red Flag Warning - Destructive Fires | 2025 | 4.197e-11 | 9129.7461 | 233.2301 | 8896.516 | 0 | 0 | 1.149e-07 | 3.8317e-07 | 0 | 3.8317e-07 | 1.3168e-07 | 3.4491e-08 | 0 | 3.4491e-08 | 2.811e-07 | 0 | 2.811e-07 | 6.1618e-07 | 0 | 6.1618e-07 | [17 empty] | 7.3.3.17.5 (Remote Grid) Updates to grid topology to minimize risk of ignition in HFTDs Remote GridWLDFRContact from objectAggregated | WLDFR | HFTD - Distribution - Tier 2 - 3QU CoRE ¦ 5QU LoRE | Red Flag Warning - Small Fires | Contact from object | Aggregated | 2060 | 1.2979e-05 | 715.8465 | 0.0092907 | 2060 | Mitigation | 0.95 | 45 | 0 | esc | 0.00097009 | 1.259e-08 | 0.00097009 | 1.259e-08
[79 empty] | WLDFR | HFTD - Distribution - Tier 3 - 5QU CoRE ¦ 3QU LoRE | Non-Red Flag Warning - Destructive Fires | 2026 | 4.197e-11 | 9129.7461 | 233.2301 | 8896.516 | 0 | 0 | 1.149e-07 | 3.8317e-07 | 0 | 3.8317e-07 | 1.3168e-07 | 3.4491e-08 | 0 | 3.4491e-08 | 2.811e-07 | 0 | 2.811e-07 | 6.1618e-07 | 0 | 6.1618e-07 | [17 empty] | 7.3.3.17.5 (Remote Grid) Updates to grid topology to minimize risk of ignition in HFTDs Remote GridWLDFRContact from objectAggregated | WLDFR | HFTD - Distribution - Tier 2 - 3QU CoRE ¦ 5QU LoRE | Red Flag Warning - Small Fires | Contact from object | Aggregated | 2061 | 1.2979e-05 | 715.8465 | 0.0092907 | 2061 | Mitigation | 0.95 | 45 | 0 | esc | 0.00097009 | 1.259e-08 | 0.00097009 | 1.259e-08
[79 empty] | WLDFR | HFTD - Distribution - Tier 3 - 5QU CoRE ¦ 3QU LoRE | Non-Red Flag Warning - Destructive Fires | 2027 | 4.197e-11 | 9129.7461 | 233.2301 | 8896.516 | 0 | 0 | 1.149e-07 | 3.8317e-07 | 0 | 3.8317e-07 | 1.3168e-07 | 3.4491e-08 | 0 | 3.4491e-08 | 2.811e-07 | 0 | 2.811e-07 | 6.1618e-07 | 0 | 6.1618e-07 | [17 empty] | 7.3.3.17.5 (Remote Grid) Updates to grid topology to minimize risk of ignition in HFTDs Remote GridWLDFRContact from objectAggregated | WLDFR | HFTD - Distribution - Tier 2 - 3QU CoRE ¦ 5QU LoRE | Red Flag Warning - Small Fires | Contact from object | Aggregated | 2062 | 1.2979e-05 | 715.8465 | 0.0092907 | 2062 | Mitigation | 0.95 | 45 | 0 | esc | 0.00097009 | 1.259e-08 | 0.00097009 | 1.259e-08
[79 empty] | WLDFR | HFTD - Distribution - Tier 3 - 5QU CoRE ¦ 3QU LoRE | Non-Red Flag Warning - Destructive Fires | 2028 | 4.197e-11 | 9534.9221 | 247.273 | 9287.6491 | 0 | 0 | 1.149e-07 | 4.0018e-07 | 0 | 4.0018e-07 | 1.3691e-07 | 3.4491e-08 | 0 | 3.4491e-08 | 2.811e-07 | 0 | 2.811e-07 | 6.1618e-07 | 0 | 6.1618e-07 | [17 empty] | 7.3.3.17.5 (Remote Grid) Updates to grid topology to minimize risk of ignition in HFTDs Remote GridWLDFRContact from objectAggregated | WLDFR | HFTD - Distribution - Tier 2 - 3QU CoRE ¦ 5QU LoRE | Red Flag Warning - Small Fires | Contact from object | Aggregated | 2063 | 1.2979e-05 | 715.8465 | 0.0092907 | 2063 | Mitigation | 0.95 | 45 | 0 | esc | 0.00097009 | 1.259e-08 | 0.00097009 | 1.259e-08
[79 empty] | WLDFR | HFTD - Distribution - Tier 3 - 5QU CoRE ¦ 3QU LoRE | Non-Red Flag Warning - Destructive Fires | 2029 | 4.197e-11 | 9534.9221 | 247.273 | 9287.6491 | 0 | 0 | 1.149e-07 | 4.0018e-07 | 0 | 4.0018e-07 | 1.3691e-07 | 3.6137e-08 | 0 | 3.6137e-08 | 2.9452e-07 | 0 | 2.9452e-07 | 6.4559e-07 | 0 | 6.4559e-07 | [17 empty] | 7.3.3.17.5 (Remote Grid) Updates to grid topology to minimize risk of ignition in HFTDs Remote GridWLDFRContact from objectAggregated | WLDFR | HFTD - Distribution - Tier 2 - 3QU CoRE ¦ 5QU LoRE | Red Flag Warning - Small Fires | Contact from object | Aggregated | 2064 | 1.2979e-05 | 715.8465 | 0.0092907 | 2064 | Mitigation | 0.95 | 45 | 0 | esc | 0.00097009 | 1.259e-08 | 0.00097009 | 1.259e-08
[79 empty] | WLDFR | HFTD - Distribution - Tier 3 - 5QU CoRE ¦ 3QU LoRE | Non-Red Flag Warning - Destructive Fires | 2030 | 4.197e-11 | 9534.9221 | 247.273 | 9287.6491 | 0 | 0 | 1.149e-07 | 4.0018e-07 | 0 | 4.0018e-07 | 1.3691e-07 | 3.6137e-08 | 0 | 3.6137e-08 | 2.9452e-07 | 0 | 2.9452e-07 | 6.4559e-07 | 0 | 6.4559e-07 | [17 empty] | 7.3.3.17.5 (Remote Grid) Updates to grid topology to minimize risk of ignition in HFTDs Remote GridWLDFRContact from objectAggregated | WLDFR | HFTD - Distribution - Tier 2 - 3QU CoRE ¦ 5QU LoRE | Red Flag Warning - Small Fires | Contact from object | Aggregated | 2065 | 1.2979e-05 | 715.8465 | 0.0092907 | 2065 | Mitigation | 0.95 | 45 | 0 | esc | 0.00097009 | 1.259e-08 | 0.00097009 | 1.259e-08
[79 empty] | WLDFR | HFTD - Distribution - Tier 3 - 5QU CoRE ¦ 3QU LoRE | Non-Red Flag Warning - Destructive Fires | 2031 | 4.197e-11 | 9534.9221 | 247.273 | 9287.6491 | 0 | 0 | 1.149e-07 | 4.0018e-07 | 0 | 4.0018e-07 | 1.3691e-07 | 3.6137e-08 | 0 | 3.6137e-08 | 2.9452e-07 | 0 | 2.9452e-07 | 6.4559e-07 | 0 | 6.4559e-07 | [17 empty] | 7.3.3.17.5 (Remote Grid) Updates to grid topology to minimize risk of ignition in HFTDs Remote GridWLDFRContact from objectAggregated | WLDFR | HFTD - Distribution - Tier 2 - 3QU CoRE ¦ 5QU LoRE | Red Flag Warning - Small Fires | Contact from object | Aggregated | 2066 | 1.2979e-05 | 715.8465 | 0.0092907 | 2066 | Mitigation | 0.95 | 45 | 0 | esc | 0.00097009 | 1.259e-08 | 0.00097009 | 1.259e-08
[79 empty] | WLDFR | HFTD - Distribution - Tier 3 - 5QU CoRE ¦ 3QU LoRE | Non-Red Flag Warning - Destructive Fires | 2032 | 4.197e-11 | 9534.9221 | 247.273 | 9287.6491 | 0 | 0 | 1.149e-07 | 4.0018e-07 | 0 | 4.0018e-07 | 1.3691e-07 | 3.6137e-08 | 0 | 3.6137e-08 | 2.9452e-07 | 0 | 2.9452e-07 | 6.4559e-07 | 0 | 6.4559e-07 | [17 empty] | 7.3.3.17.5 (Remote Grid) Updates to grid topology to minimize risk of ignition in HFTDs Remote GridWLDFRContact from objectAggregated | WLDFR | HFTD - Distribution - Tier 2 - 3QU CoRE ¦ 5QU LoRE | Red Flag Warning - Small Fires | Contact from object | Aggregated | 2067 | 1.2979e-05 | 715.8465 | 0.0092907 | 2067 | Mitigation | 0.95 | 45 | 0 | esc | 0 | 0 | 0.00097009 | 1.259e-08
[79 empty] | WLDFR | HFTD - Distribution - Tier 3 - 5QU CoRE ¦ 3QU LoRE | Non-Red Flag Warning - Destructive Fires | 2033 | 4.197e-11 | 9984.8474 | 263.1074 | 9721.74 | 0 | 0 | 1.149e-07 | 4.1906e-07 | 0 | 4.1906e-07 | 1.4282e-07 | 3.6137e-08 | 0 | 3.6137e-08 | 2.9452e-07 | 0 | 2.9452e-07 | 6.4559e-07 | 0 | 6.4559e-07 | [17 empty] | 7.3.3.17.5 (Remote Grid) Updates to grid topology to minimize risk of ignition in HFTDs Remote GridWLDFRContaminationAggregated | WLDFR | HFTD - Distribution - Tier 2 - 3QU CoRE ¦ 5QU LoRE | Red Flag Warning - Small Fires | Contamination | Aggregated | 2022 | 1.0326e-07 | 715.8465 | 7.3918e-05 | 2022 | Mitigation | 0.95 | 45 | 0 | esc | 0.00097009 | 1.0017e-10 | 0 | 0
[79 empty] | WLDFR | HFTD - Distribution - Tier 3 - 5QU CoRE ¦ 3QU LoRE | Non-Red Flag Warning - Destructive Fires | 2034 | 4.197e-11 | 9984.8474 | 263.1074 | 9721.74 | 0 | 0 | 1.149e-07 | 4.1906e-07 | 0 | 4.1906e-07 | 1.4282e-07 | 3.7826e-08 | 0 | 3.7826e-08 | 3.0828e-07 | 0 | 3.0828e-07 | 6.7576e-07 | 0 | 6.7576e-07 | [17 empty] | 7.3.3.17.5 (Remote Grid) Updates to grid topology to minimize risk of ignition in HFTDs Remote GridWLDFRContaminationAggregated | WLDFR | HFTD - Distribution - Tier 2 - 3QU CoRE ¦ 5QU LoRE | Red Flag Warning - Small Fires | Contamination | Aggregated | 2023 | 1.0326e-07 | 715.8465 | 7.3918e-05 | 2023 | Mitigation | 0.95 | 45 | 0 | esc | 0.00097009 | 1.0017e-10 | 0.00097009 | 1.0017e-10
[79 empty] | WLDFR | HFTD - Distribution - Tier 3 - 5QU CoRE ¦ 3QU LoRE | Non-Red Flag Warning - Destructive Fires | 2035 | 4.197e-11 | 9984.8474 | 263.1074 | 9721.74 | 0 | 0 | 1.149e-07 | 4.1906e-07 | 0 | 4.1906e-07 | 1.4282e-07 | 3.7826e-08 | 0 | 3.7826e-08 | 3.0828e-07 | 0 | 3.0828e-07 | 6.7576e-07 | 0 | 6.7576e-07 | [17 empty] | 7.3.3.17.5 (Remote Grid) Updates to grid topology to minimize risk of ignition in HFTDs Remote GridWLDFRContaminationAggregated | WLDFR | HFTD - Distribution - Tier 2 - 3QU CoRE ¦ 5QU LoRE | Red Flag Warning - Small Fires | Contamination | Aggregated | 2024 | 1.0326e-07 | 715.8465 | 7.3918e-05 | 2024 | Mitigation | 0.95 | 45 | 0 | esc | 0.00097009 | 1.0017e-10 | 0.00097009 | 1.0017e-10
[79 empty] | WLDFR | HFTD - Distribution - Tier 3 - 5QU CoRE ¦ 3QU LoRE | Non-Red Flag Warning - Destructive Fires | 2036 | 4.197e-11 | 9984.8474 | 263.1074 | 9721.74 | 0 | 0 | 1.149e-07 | 4.1906e-07 | 0 | 4.1906e-07 | 1.4282e-07 | 3.7826e-08 | 0 | 3.7826e-08 | 3.0828e-07 | 0 | 3.0828e-07 | 6.7576e-07 | 0 | 6.7576e-07 | [17 empty] | 7.3.3.17.5 (Remote Grid) Updates to grid topology to minimize risk of ignition in HFTDs Remote GridWLDFRContaminationAggregated | WLDFR | HFTD - Distribution - Tier 2 - 3QU CoRE ¦ 5QU LoRE | Red Flag Warning - Small Fires | Contamination | Aggregated | 2025 | 1.0326e-07 | 715.8465 | 7.3918e-05 | 2025 | Mitigation | 0.95 | 45 | 0 | esc | 0.00097009 | 1.0017e-10 | 0.00097009 | 1.0017e-10
[79 empty] | WLDFR | HFTD - Distribution - Tier 3 - 5QU CoRE ¦ 3QU LoRE | Non-Red Flag Warning - Destructive Fires | 2037 | 4.197e-11 | 9984.8474 | 263.1074 | 9721.74 | 0 | 0 | 1.149e-07 | 4.1906e-07 | 0 | 4.1906e-07 | 1.4282e-07 | 3.7826e-08 | 0 | 3.7826e-08 | 3.0828e-07 | 0 | 3.0828e-07 | 6.7576e-07 | 0 | 6.7576e-07 | [17 empty] | 7.3.3.17.5 (Remote Grid) Updates to grid topology to minimize risk of ignition in HFTDs Remote GridWLDFRContaminationAggregated | WLDFR | HFTD - Distribution - Tier 2 - 3QU CoRE ¦ 5QU LoRE | Red Flag Warning - Small Fires | Contamination | Aggregated | 2026 | 1.0326e-07 | 715.8465 | 7.3918e-05 | 2026 | Mitigation | 0.95 | 45 | 0 | esc | 0.00097009 | 1.0017e-10 | 0.00097009 | 1.0017e-10
[79 empty] | WLDFR | HFTD - Distribution - Tier 3 - 5QU CoRE ¦ 3QU LoRE | Non-Red Flag Warning - Destructive Fires | 2038 | 4.197e-11 | 10472.8261 | 280.5544 | 10192.2718 | 0 | 0 | 1.149e-07 | 4.3954e-07 | 0 | 4.3954e-07 | 1.4932e-07 | 3.7826e-08 | 0 | 3.7826e-08 | 3.0828e-07 | 0 | 3.0828e-07 | 6.7576e-07 | 0 | 6.7576e-07 | [17 empty] | 7.3.3.17.5 (Remote Grid) Updates to grid topology to minimize risk of ignition in HFTDs Remote GridWLDFRContaminationAggregated | WLDFR | HFTD - Distribution - Tier 2 - 3QU CoRE ¦ 5QU LoRE | Red Flag Warning - Small Fires | Contamination | Aggregated | 2027 | 1.0326e-07 | 715.8465 | 7.3918e-05 | 2027 | Mitigation | 0.95 | 45 | 0 | esc | 0.00097009 | 1.0017e-10 | 0.00097009 | 1.0017e-10
[79 empty] | WLDFR | HFTD - Distribution - Tier 3 - 5QU CoRE ¦ 3QU LoRE | Non-Red Flag Warning - Destructive Fires | 2039 | 4.197e-11 | 10472.8261 | 280.5544 | 10192.2718 | 0 | 0 | 1.149e-07 | 4.3954e-07 | 0 | 4.3954e-07 | 1.4932e-07 | 3.9537e-08 | 0 | 3.9537e-08 | 3.2223e-07 | 0 | 3.2223e-07 | 7.0633e-07 | 0 | 7.0633e-07 | [17 empty] | 7.3.3.17.5 (Remote Grid) Updates to grid topology to minimize risk of ignition in HFTDs Remote GridWLDFRContaminationAggregated | WLDFR | HFTD - Distribution - Tier 2 - 3QU CoRE ¦ 5QU LoRE | Red Flag Warning - Small Fires | Contamination | Aggregated | 2028 | 1.0326e-07 | 715.8465 | 7.3918e-05 | 2028 | Mitigation | 0.95 | 45 | 0 | esc | 0.00097009 | 1.0017e-10 | 0.00097009 | 1.0017e-10
[79 empty] | WLDFR | HFTD - Distribution - Tier 3 - 5QU CoRE ¦ 3QU LoRE | Non-Red Flag Warning - Destructive Fires | 2040 | 4.197e-11 | 10472.8261 | 280.5544 | 10192.2718 | 0 | 0 | 1.149e-07 | 4.3954e-07 | 0 | 4.3954e-07 | 1.4932e-07 | 3.9537e-08 | 0 | 3.9537e-08 | 3.2223e-07 | 0 | 3.2223e-07 | 7.0633e-07 | 0 | 7.0633e-07 | [17 empty] | 7.3.3.17.5 (Remote Grid) Updates to grid topology to minimize risk of ignition in HFTDs Remote GridWLDFRContaminationAggregated | WLDFR | HFTD - Distribution - Tier 2 - 3QU CoRE ¦ 5QU LoRE | Red Flag Warning - Small Fires | Contamination | Aggregated | 2029 | 1.0326e-07 | 715.8465 | 7.3918e-05 | 2029 | Mitigation | 0.95 | 45 | 0 | esc | 0.00097009 | 1.0017e-10 | 0.00097009 | 1.0017e-10
[79 empty] | WLDFR | HFTD - Distribution - Tier 3 - 5QU CoRE ¦ 3QU LoRE | Non-Red Flag Warning - Destructive Fires | 2041 | 4.197e-11 | 10472.8261 | 280.5544 | 10192.2718 | 0 | 0 | 1.149e-07 | 4.3954e-07 | 0 | 4.3954e-07 | 1.4932e-07 | 0 | 0 | 0 | 3.2223e-07 | 0 | 3.2223e-07 | 7.0633e-07 | 0 | 7.0633e-07 | [17 empty] | 7.3.3.17.5 (Remote Grid) Updates to grid topology to minimize risk of ignition in HFTDs Remote GridWLDFRContaminationAggregated | WLDFR | HFTD - Distribution - Tier 2 - 3QU CoRE ¦ 5QU LoRE | Red Flag Warning - Small Fires | Contamination | Aggregated | 2030 | 1.0326e-07 | 715.8465 | 7.3918e-05 | 2030 | Mitigation | 0.95 | 45 | 0 | esc | 0.00097009 | 1.0017e-10 | 0.00097009 | 1.0017e-10
[79 empty] | WLDFR | HFTD - Distribution - Tier 3 - 5QU CoRE ¦ 3QU LoRE | Non-Red Flag Warning - Destructive Fires | 2042 | 4.197e-11 | 10472.8261 | 280.5544 | 10192.2718 | 0 | 0 | 1.149e-07 | 4.3954e-07 | 0 | 4.3954e-07 | 1.4932e-07 | 0 | 0 | 0 | 0 | 0 | 0 | 7.0633e-07 | 0 | 7.0633e-07 | [17 empty] | 7.3.3.17.5 (Remote Grid) Updates to grid topology to minimize risk of ignition in HFTDs Remote GridWLDFRContaminationAggregated | WLDFR | HFTD - Distribution - Tier 2 - 3QU CoRE ¦ 5QU LoRE | Red Flag Warning - Small Fires | Contamination | Aggregated | 2031 | 1.0326e-07 | 715.8465 | 7.3918e-05 | 2031 | Mitigation | 0.95 | 45 | 0 | esc | 0.00097009 | 1.0017e-10 | 0.00097009 | 1.0017e-10
[79 empty] | WLDFR | HFTD - Distribution - Tier 3 - 5QU CoRE ¦ 3QU LoRE | Non-Red Flag Warning - Destructive Fires | 2043 | 4.197e-11 | 10992.1562 | 299.42 | 10692.7362 | 0 | 0 | 1.149e-07 | 4.6134e-07 | 0 | 4.6134e-07 | 1.5637e-07 | 1.1555e-08 | 0 | 1.1555e-08 | 0 | 0 | 0 | 0 | 0 | 0 | [17 empty] | 7.3.3.17.5 (Remote Grid) Updates to grid topology to minimize risk of ignition in HFTDs Remote GridWLDFRContaminationAggregated | WLDFR | HFTD - Distribution - Tier 2 - 3QU CoRE ¦ 5QU LoRE | Red Flag Warning - Small Fires | Contamination | Aggregated | 2032 | 1.0326e-07 | 715.8465 | 7.3918e-05 | 2032 | Mitigation | 0.95 | 45 | 0 | esc | 0.00097009 | 1.0017e-10 | 0.00097009 | 1.0017e-10
[79 empty] | WLDFR | HFTD - Distribution - Tier 3 - 5QU CoRE ¦ 3QU LoRE | Non-Red Flag Warning - Destructive Fires | 2044 | 4.197e-11 | 10992.1562 | 299.42 | 10692.7362 | 0 | 0 | 1.149e-07 | 4.6134e-07 | 0 | 4.6134e-07 | 1.5637e-07 | 1.1485e-08 | 0 | 1.1485e-08 | 9.3603e-08 | 0 | 9.3603e-08 | 0 | 0 | 0 | [17 empty] | 7.3.3.17.5 (Remote Grid) Updates to grid topology to minimize risk of ignition in HFTDs Remote GridWLDFRContaminationAggregated | WLDFR | HFTD - Distribution - Tier 2 - 3QU CoRE ¦ 5QU LoRE | Red Flag Warning - Small Fires | Contamination | Aggregated | 2033 | 1.0326e-07 | 715.8465 | 7.3918e-05 | 2033 | Mitigation | 0.95 | 45 | 0 | esc | 0.00097009 | 1.0017e-10 | 0.00097009 | 1.0017e-10
[79 empty] | WLDFR | HFTD - Distribution - Tier 3 - 5QU CoRE ¦ 3QU LoRE | Non-Red Flag Warning - Destructive Fires | 2045 | 4.197e-11 | 10992.1562 | 299.42 | 10692.7362 | 0 | 0 | 1.149e-07 | 4.6134e-07 | 0 | 4.6134e-07 | 1.5637e-07 | 1.1999e-08 | 0 | 1.1999e-08 | 9.7791e-08 | 0 | 9.7791e-08 | 2.1436e-07 | 0 | 2.1436e-07 | [17 empty] | 7.3.3.17.5 (Remote Grid) Updates to grid topology to minimize risk of ignition in HFTDs Remote GridWLDFRContaminationAggregated | WLDFR | HFTD - Distribution - Tier 2 - 3QU CoRE ¦ 5QU LoRE | Red Flag Warning - Small Fires | Contamination | Aggregated | 2034 | 1.0326e-07 | 715.8465 | 7.3918e-05 | 2034 | Mitigation | 0.95 | 45 | 0 | esc | 0.00097009 | 1.0017e-10 | 0.00097009 | 1.0017e-10
[79 empty] | WLDFR | HFTD - Distribution - Tier 3 - 5QU CoRE ¦ 3QU LoRE | Non-Red Flag Warning - Destructive Fires | 2046 | 4.197e-11 | 10992.1562 | 299.42 | 10692.7362 | 0 | 0 | 1.149e-07 | 4.6134e-07 | 0 | 4.6134e-07 | 1.5637e-07 | 1.1999e-08 | 0 | 1.1999e-08 | 9.7791e-08 | 0 | 9.7791e-08 | 2.1436e-07 | 0 | 2.1436e-07 | [17 empty] | 7.3.3.17.5 (Remote Grid) Updates to grid topology to minimize risk of ignition in HFTDs Remote GridWLDFRContaminationAggregated | WLDFR | HFTD - Distribution - Tier 2 - 3QU CoRE ¦ 5QU LoRE | Red Flag Warning - Small Fires | Contamination | Aggregated | 2035 | 1.0326e-07 | 715.8465 | 7.3918e-05 | 2035 | Mitigation | 0.95 | 45 | 0 | esc | 0.00097009 | 1.0017e-10 | 0.00097009 | 1.0017e-10
[79 empty] | WLDFR | HFTD - Distribution - Tier 3 - 5QU CoRE ¦ 3QU LoRE | Non-Red Flag Warning - Destructive Fires | 2047 | 4.197e-11 | 10992.1562 | 299.42 | 10692.7362 | 0 | 0 | 1.149e-07 | 4.6134e-07 | 0 | 4.6134e-07 | 1.5637e-07 | 1.1999e-08 | 0 | 1.1999e-08 | 9.7791e-08 | 0 | 9.7791e-08 | 2.1436e-07 | 0 | 2.1436e-07 | [17 empty] | 7.3.3.17.5 (Remote Grid) Updates to grid topology to minimize risk of ignition in HFTDs Remote GridWLDFRContaminationAggregated | WLDFR | HFTD - Distribution - Tier 2 - 3QU CoRE ¦ 5QU LoRE | Red Flag Warning - Small Fires | Contamination | Aggregated | 2036 | 1.0326e-07 | 715.8465 | 7.3918e-05 | 2036 | Mitigation | 0.95 | 45 | 0 | esc | 0.00097009 | 1.0017e-10 | 0.00097009 | 1.0017e-10
[79 empty] | WLDFR | HFTD - Distribution - Tier 3 - 5QU CoRE ¦ 3QU LoRE | Non-Red Flag Warning - Destructive Fires | 2048 | 4.197e-11 | 11536.0538 | 319.4911 | 11216.5626 | 0 | 0 | 1.149e-07 | 4.8416e-07 | 0 | 4.8416e-07 | 1.6388e-07 | 1.1999e-08 | 0 | 1.1999e-08 | 9.7791e-08 | 0 | 9.7791e-08 | 2.1436e-07 | 0 | 2.1436e-07 | [17 empty] | 7.3.3.17.5 (Remote Grid) Updates to grid topology to minimize risk of ignition in HFTDs Remote GridWLDFRContaminationAggregated | WLDFR | HFTD - Distribution - Tier 2 - 3QU CoRE ¦ 5QU LoRE | Red Flag Warning - Small Fires | Contamination | Aggregated | 2037 | 1.0326e-07 | 715.8465 | 7.3918e-05 | 2037 | Mitigation | 0.95 | 45 | 0 | esc | 0.00097009 | 1.0017e-10 | 0.00097009 | 1.0017e-10
[79 empty] | WLDFR | HFTD - Distribution - Tier 3 - 5QU CoRE ¦ 3QU LoRE | Non-Red Flag Warning - Destructive Fires | 2049 | 4.197e-11 | 11536.0538 | 319.4911 | 11216.5626 | 0 | 0 | 1.149e-07 | 4.8416e-07 | 0 | 4.8416e-07 | 1.6388e-07 | 1.1999e-08 | 0 | 1.1999e-08 | 9.7791e-08 | 0 | 9.7791e-08 | 2.1436e-07 | 0 | 2.1436e-07 | [17 empty] | 7.3.3.17.5 (Remote Grid) Updates to grid topology to minimize risk of ignition in HFTDs Remote GridWLDFRContaminationAggregated | WLDFR | HFTD - Distribution - Tier 2 - 3QU CoRE ¦ 5QU LoRE | Red Flag Warning - Small Fires | Contamination | Aggregated | 2038 | 1.0326e-07 | 715.8465 | 7.3918e-05 | 2038 | Mitigation | 0.95 | 45 | 0 | esc | 0.00097009 | 1.0017e-10 | 0.00097009 | 1.0017e-10
[79 empty] | WLDFR | HFTD - Distribution - Tier 3 - 5QU CoRE ¦ 3QU LoRE | Non-Red Flag Warning - Destructive Fires | 2050 | 4.197e-11 | 11536.0538 | 319.4911 | 11216.5626 | 0 | 0 | 1.149e-07 | 4.8416e-07 | 0 | 4.8416e-07 | 1.6388e-07 | 1.2661e-08 | 0 | 1.2661e-08 | 1.0318e-07 | 0 | 1.0318e-07 | 2.2618e-07 | 0 | 2.2618e-07 | [17 empty] | 7.3.3.17.5 (Remote Grid) Updates to grid topology to minimize risk of ignition in HFTDs Remote GridWLDFRContaminationAggregated | WLDFR | HFTD - Distribution - Tier 2 - 3QU CoRE ¦ 5QU LoRE | Red Flag Warning - Small Fires | Contamination | Aggregated | 2039 | 1.0326e-07 | 715.8465 | 7.3918e-05 | 2039 | Mitigation | 0.95 | 45 | 0 | esc | 0.00097009 | 1.0017e-10 | 0.00097009 | 1.0017e-10
[79 empty] | WLDFR | HFTD - Distribution - Tier 3 - 5QU CoRE ¦ 3QU LoRE | Non-Red Flag Warning - Destructive Fires | 2051 | 4.197e-11 | 11536.0538 | 319.4911 | 11216.5626 | 0 | 0 | 1.149e-07 | 4.8416e-07 | 0 | 4.8416e-07 | 1.6388e-07 | 1.2661e-08 | 0 | 1.2661e-08 | 1.0318e-07 | 0 | 1.0318e-07 | 2.2618e-07 | 0 | 2.2618e-07 | [17 empty] | 7.3.3.17.5 (Remote Grid) Updates to grid topology to minimize risk of ignition in HFTDs Remote GridWLDFRContaminationAggregated | WLDFR | HFTD - Distribution - Tier 2 - 3QU CoRE ¦ 5QU LoRE | Red Flag Warning - Small Fires | Contamination | Aggregated | 2040 | 1.0326e-07 | 715.8465 | 7.3918e-05 | 2040 | Mitigation | 0.95 | 45 | 0 | esc | 0.00097009 | 1.0017e-10 | 0.00097009 | 1.0017e-10
[79 empty] | WLDFR | HFTD - Distribution - Tier 3 - 5QU CoRE ¦ 3QU LoRE | Non-Red Flag Warning - Destructive Fires | 2052 | 4.197e-11 | 11536.0538 | 319.4911 | 11216.5626 | 0 | 0 | 1.149e-07 | 4.8416e-07 | 0 | 4.8416e-07 | 1.6388e-07 | 1.2661e-08 | 0 | 1.2661e-08 | 1.0318e-07 | 0 | 1.0318e-07 | 2.2618e-07 | 0 | 2.2618e-07 | [17 empty] | 7.3.3.17.5 (Remote Grid) Updates to grid topology to minimize risk of ignition in HFTDs Remote GridWLDFRContaminationAggregated | WLDFR | HFTD - Distribution - Tier 2 - 3QU CoRE ¦ 5QU LoRE | Red Flag Warning - Small Fires | Contamination | Aggregated | 2041 | 1.0326e-07 | 715.8465 | 7.3918e-05 | 2041 | Mitigation | 0.95 | 45 | 0 | esc | 0.00097009 | 1.0017e-10 | 0.00097009 | 1.0017e-10
[79 empty] | WLDFR | HFTD - Distribution - Tier 3 - 5QU CoRE ¦ 3QU LoRE | Non-Red Flag Warning - Destructive Fires | 2053 | 4.197e-11 | 12097.6769 | 340.5356 | 11757.1413 | 0 | 0 | 1.149e-07 | 5.0773e-07 | 0 | 5.0773e-07 | 1.7178e-07 | 1.2661e-08 | 0 | 1.2661e-08 | 1.0318e-07 | 0 | 1.0318e-07 | 2.2618e-07 | 0 | 2.2618e-07 | [17 empty] | 7.3.3.17.5 (Remote Grid) Updates to grid topology to minimize risk of ignition in HFTDs Remote GridWLDFRContaminationAggregated | WLDFR | HFTD - Distribution - Tier 2 - 3QU CoRE ¦ 5QU LoRE | Red Flag Warning - Small Fires | Contamination | Aggregated | 2042 | 1.0326e-07 | 715.8465 | 7.3918e-05 | 2042 | Mitigation | 0.95 | 45 | 0 | esc | 0.00097009 | 1.0017e-10 | 0.00097009 | 1.0017e-10
[79 empty] | WLDFR | HFTD - Distribution - Tier 3 - 5QU CoRE ¦ 3QU LoRE | Non-Red Flag Warning - Destructive Fires | 2054 | 4.197e-11 | 12097.6769 | 340.5356 | 11757.1413 | 0 | 0 | 1.149e-07 | 5.0773e-07 | 0 | 5.0773e-07 | 1.7178e-07 | 1.2661e-08 | 0 | 1.2661e-08 | 1.0318e-07 | 0 | 1.0318e-07 | 2.2618e-07 | 0 | 2.2618e-07 | [17 empty] | 7.3.3.17.5 (Remote Grid) Updates to grid topology to minimize risk of ignition in HFTDs Remote GridWLDFRContaminationAggregated | WLDFR | HFTD - Distribution - Tier 2 - 3QU CoRE ¦ 5QU LoRE | Red Flag Warning - Small Fires | Contamination | Aggregated | 2043 | 1.0326e-07 | 715.8465 | 7.3918e-05 | 2043 | Mitigation | 0.95 | 45 | 0 | esc | 0.00097009 | 1.0017e-10 | 0.00097009 | 1.0017e-10
[79 empty] | WLDFR | HFTD - Distribution - Tier 3 - 5QU CoRE ¦ 3QU LoRE | Non-Red Flag Warning - Destructive Fires | 2055 | 4.197e-11 | 12097.6769 | 340.5356 | 11757.1413 | 0 | 0 | 1.149e-07 | 5.0773e-07 | 0 | 5.0773e-07 | 1.7178e-07 | 1.3413e-08 | 0 | 1.3413e-08 | 1.0932e-07 | 0 | 1.0932e-07 | 2.3963e-07 | 0 | 2.3963e-07 | [17 empty] | 7.3.3.17.5 (Remote Grid) Updates to grid topology to minimize risk of ignition in HFTDs Remote GridWLDFRContaminationAggregated | WLDFR | HFTD - Distribution - Tier 2 - 3QU CoRE ¦ 5QU LoRE | Red Flag Warning - Small Fires | Contamination | Aggregated | 2044 | 1.0326e-07 | 715.8465 | 7.3918e-05 | 2044 | Mitigation | 0.95 | 45 | 0 | esc | 0.00097009 | 1.0017e-10 | 0.00097009 | 1.0017e-10
[79 empty] | WLDFR | HFTD - Distribution - Tier 3 - 5QU CoRE ¦ 3QU LoRE | Non-Red Flag Warning - Destructive Fires | 2056 | 4.197e-11 | 12097.6769 | 340.5356 | 11757.1413 | 0 | 0 | 1.149e-07 | 5.0773e-07 | 0 | 5.0773e-07 | 1.7178e-07 | 1.3413e-08 | 0 | 1.3413e-08 | 1.0932e-07 | 0 | 1.0932e-07 | 2.3963e-07 | 0 | 2.3963e-07 | [17 empty] | 7.3.3.17.5 (Remote Grid) Updates to grid topology to minimize risk of ignition in HFTDs Remote GridWLDFRContaminationAggregated | WLDFR | HFTD - Distribution - Tier 2 - 3QU CoRE ¦ 5QU LoRE | Red Flag Warning - Small Fires | Contamination | Aggregated | 2045 | 1.0326e-07 | 715.8465 | 7.3918e-05 | 2045 | Mitigation | 0.95 | 45 | 0 | esc | 0.00097009 | 1.0017e-10 | 0.00097009 | 1.0017e-10
[79 empty] | WLDFR | HFTD - Distribution - Tier 3 - 5QU CoRE ¦ 3QU LoRE | Non-Red Flag Warning - Destructive Fires | 2057 | 4.197e-11 | 12097.6769 | 340.5356 | 11757.1413 | 0 | 0 | 1.149e-07 | 5.0773e-07 | 0 | 5.0773e-07 | 1.7178e-07 | 1.3413e-08 | 0 | 1.3413e-08 | 1.0932e-07 | 0 | 1.0932e-07 | 2.3963e-07 | 0 | 2.3963e-07 | [17 empty] | 7.3.3.17.5 (Remote Grid) Updates to grid topology to minimize risk of ignition in HFTDs Remote GridWLDFRContaminationAggregated | WLDFR | HFTD - Distribution - Tier 2 - 3QU CoRE ¦ 5QU LoRE | Red Flag Warning - Small Fires | Contamination | Aggregated | 2046 | 1.0326e-07 | 715.8465 | 7.3918e-05 | 2046 | Mitigation | 0.95 | 45 | 0 | esc | 0.00097009 | 1.0017e-10 | 0.00097009 | 1.0017e-10
[79 empty] | WLDFR | HFTD - Distribution - Tier 3 - 5QU CoRE ¦ 3QU LoRE | Non-Red Flag Warning - Destructive Fires | 2058 | 4.197e-11 | 12670.1796 | 362.3049 | 12307.8747 | 0 | 0 | 1.149e-07 | 5.3176e-07 | 0 | 5.3176e-07 | 1.7998e-07 | 1.3413e-08 | 0 | 1.3413e-08 | 1.0932e-07 | 0 | 1.0932e-07 | 2.3963e-07 | 0 | 2.3963e-07 | [17 empty] | 7.3.3.17.5 (Remote Grid) Updates to grid topology to minimize risk of ignition in HFTDs Remote GridWLDFRContaminationAggregated | WLDFR | HFTD - Distribution - Tier 2 - 3QU CoRE ¦ 5QU LoRE | Red Flag Warning - Small Fires | Contamination | Aggregated | 2047 | 1.0326e-07 | 715.8465 | 7.3918e-05 | 2047 | Mitigation | 0.95 | 45 | 0 | esc | 0.00097009 | 1.0017e-10 | 0.00097009 | 1.0017e-10
[79 empty] | WLDFR | HFTD - Distribution - Tier 3 - 5QU CoRE ¦ 3QU LoRE | Non-Red Flag Warning - Destructive Fires | 2059 | 4.197e-11 | 12670.1796 | 362.3049 | 12307.8747 | 0 | 0 | 1.149e-07 | 5.3176e-07 | 0 | 5.3176e-07 | 1.7998e-07 | 1.3413e-08 | 0 | 1.3413e-08 | 1.0932e-07 | 0 | 1.0932e-07 | 2.3963e-07 | 0 | 2.3963e-07 | [17 empty] | 7.3.3.17.5 (Remote Grid) Updates to grid topology to minimize risk of ignition in HFTDs Remote GridWLDFRContaminationAggregated | WLDFR | HFTD - Distribution - Tier 2 - 3QU CoRE ¦ 5QU LoRE | Red Flag Warning - Small Fires | Contamination | Aggregated | 2048 | 1.0326e-07 | 715.8465 | 7.3918e-05 | 2048 | Mitigation | 0.95 | 45 | 0 | esc | 0.00097009 | 1.0017e-10 | 0.00097009 | 1.0017e-10
[79 empty] | WLDFR | HFTD - Distribution - Tier 3 - 5QU CoRE ¦ 3QU LoRE | Non-Red Flag Warning - Destructive Fires | 2060 | 4.197e-11 | 12670.1796 | 362.3049 | 12307.8747 | 0 | 0 | 1.149e-07 | 5.3176e-07 | 0 | 5.3176e-07 | 1.7998e-07 | 1.4251e-08 | 0 | 1.4251e-08 | 1.1615e-07 | 0 | 1.1615e-07 | 2.546e-07 | 0 | 2.546e-07 | [17 empty] | 7.3.3.17.5 (Remote Grid) Updates to grid topology to minimize risk of ignition in HFTDs Remote GridWLDFRContaminationAggregated | WLDFR | HFTD - Distribution - Tier 2 - 3QU CoRE ¦ 5QU LoRE | Red Flag Warning - Small Fires | Contamination | Aggregated | 2049 | 1.0326e-07 | 715.8465 | 7.3918e-05 | 2049 | Mitigation | 0.95 | 45 | 0 | esc | 0.00097009 | 1.0017e-10 | 0.00097009 | 1.0017e-10
[79 empty] | WLDFR | HFTD - Distribution - Tier 3 - 5QU CoRE ¦ 3QU LoRE | Non-Red Flag Warning - Destructive Fires | 2061 | 4.197e-11 | 12670.1796 | 362.3049 | 12307.8747 | 0 | 0 | 1.149e-07 | 5.3176e-07 | 0 | 5.3176e-07 | 1.7998e-07 | 1.4251e-08 | 0 | 1.4251e-08 | 1.1615e-07 | 0 | 1.1615e-07 | 2.546e-07 | 0 | 2.546e-07 | [17 empty] | 7.3.3.17.5 (Remote Grid) Updates to grid topology to minimize risk of ignition in HFTDs Remote GridWLDFRContaminationAggregated | WLDFR | HFTD - Distribution - Tier 2 - 3QU CoRE ¦ 5QU LoRE | Red Flag Warning - Small Fires | Contamination | Aggregated | 2050 | 1.0326e-07 | 715.8465 | 7.3918e-05 | 2050 | Mitigation | 0.95 | 45 | 0 | esc | 0.00097009 | 1.0017e-10 | 0.00097009 | 1.0017e-10
[79 empty] | WLDFR | HFTD - Distribution - Tier 3 - 5QU CoRE ¦ 3QU LoRE | Non-Red Flag Warning - Destructive Fires | 2062 | 4.197e-11 | 12670.1796 | 362.3049 | 12307.8747 | 0 | 0 | 1.149e-07 | 5.3176e-07 | 0 | 5.3176e-07 | 1.7998e-07 | 1.4251e-08 | 0 | 1.4251e-08 | 1.1615e-07 | 0 | 1.1615e-07 | 2.546e-07 | 0 | 2.546e-07 | [17 empty] | 7.3.3.17.5 (Remote Grid) Updates to grid topology to minimize risk of ignition in HFTDs Remote GridWLDFRContaminationAggregated | WLDFR | HFTD - Distribution - Tier 2 - 3QU CoRE ¦ 5QU LoRE | Red Flag Warning - Small Fires | Contamination | Aggregated | 2051 | 1.0326e-07 | 715.8465 | 7.3918e-05 | 2051 | Mitigation | 0.95 | 45 | 0 | esc | 0.00097009 | 1.0017e-10 | 0.00097009 | 1.0017e-10
[79 empty] | WLDFR | HFTD - Distribution - Tier 3 - 5QU CoRE ¦ 3QU LoRE | Non-Red Flag Warning - Destructive Fires | 2063 | 4.197e-11 | 13246.6313 | 384.5316 | 12862.0997 | 0 | 0 | 1.149e-07 | 5.5596e-07 | 0 | 5.5596e-07 | 1.8839e-07 | 1.4251e-08 | 0 | 1.4251e-08 | 1.1615e-07 | 0 | 1.1615e-07 | 2.546e-07 | 0 | 2.546e-07 | [17 empty] | 7.3.3.17.5 (Remote Grid) Updates to grid topology to minimize risk of ignition in HFTDs Remote GridWLDFRContaminationAggregated | WLDFR | HFTD - Distribution - Tier 2 - 3QU CoRE ¦ 5QU LoRE | Red Flag Warning - Small Fires | Contamination | Aggregated | 2052 | 1.0326e-07 | 715.8465 | 7.3918e-05 | 2052 | Mitigation | 0.95 | 45 | 0 | esc | 0.00097009 | 1.0017e-10 | 0.00097009 | 1.0017e-10
[79 empty] | WLDFR | HFTD - Distribution - Tier 3 - 5QU CoRE ¦ 3QU LoRE | Non-Red Flag Warning - Destructive Fires | 2064 | 4.197e-11 | 13246.6313 | 384.5316 | 12862.0997 | 0 | 0 | 1.149e-07 | 5.5596e-07 | 0 | 5.5596e-07 | 1.8839e-07 | 1.4251e-08 | 0 | 1.4251e-08 | 1.1615e-07 | 0 | 1.1615e-07 | 2.546e-07 | 0 | 2.546e-07 | [17 empty] | 7.3.3.17.5 (Remote Grid) Updates to grid topology to minimize risk of ignition in HFTDs Remote GridWLDFRContaminationAggregated | WLDFR | HFTD - Distribution - Tier 2 - 3QU CoRE ¦ 5QU LoRE | Red Flag Warning - Small Fires | Contamination | Aggregated | 2053 | 1.0326e-07 | 715.8465 | 7.3918e-05 | 2053 | Mitigation | 0.95 | 45 | 0 | esc | 0.00097009 | 1.0017e-10 | 0.00097009 | 1.0017e-10
[79 empty] | WLDFR | HFTD - Distribution - Tier 3 - 5QU CoRE ¦ 3QU LoRE | Non-Red Flag Warning - Destructive Fires | 2065 | 4.197e-11 | 13246.6313 | 384.5316 | 12862.0997 | 0 | 0 | 1.149e-07 | 5.5596e-07 | 0 | 5.5596e-07 | 1.8839e-07 | 1.5168e-08 | 0 | 1.5168e-08 | 1.2362e-07 | 0 | 1.2362e-07 | 2.7097e-07 | 0 | 2.7097e-07 | [17 empty] | 7.3.3.17.5 (Remote Grid) Updates to grid topology to minimize risk of ignition in HFTDs Remote GridWLDFRContaminationAggregated | WLDFR | HFTD - Distribution - Tier 2 - 3QU CoRE ¦ 5QU LoRE | Red Flag Warning - Small Fires | Contamination | Aggregated | 2054 | 1.0326e-07 | 715.8465 | 7.3918e-05 | 2054 | Mitigation | 0.95 | 45 | 0 | esc | 0.00097009 | 1.0017e-10 | 0.00097009 | 1.0017e-10
[79 empty] | WLDFR | HFTD - Distribution - Tier 3 - 5QU CoRE ¦ 3QU LoRE | Non-Red Flag Warning - Destructive Fires | 2066 | 4.197e-11 | 13246.6313 | 384.5316 | 12862.0997 | 0 | 0 | 1.149e-07 | 5.5596e-07 | 0 | 5.5596e-07 | 1.8839e-07 | 1.5168e-08 | 0 | 1.5168e-08 | 1.2362e-07 | 0 | 1.2362e-07 | 2.7097e-07 | 0 | 2.7097e-07 | [17 empty] | 7.3.3.17.5 (Remote Grid) Updates to grid topology to minimize risk of ignition in HFTDs Remote GridWLDFRContaminationAggregated | WLDFR | HFTD - Distribution - Tier 2 - 3QU CoRE ¦ 5QU LoRE | Red Flag Warning - Small Fires | Contamination | Aggregated | 2055 | 1.0326e-07 | 715.8465 | 7.3918e-05 | 2055 | Mitigation | 0.95 | 45 | 0 | esc | 0.00097009 | 1.0017e-10 | 0.00097009 | 1.0017e-10
[79 empty] | WLDFR | HFTD - Distribution - Tier 3 - 5QU CoRE ¦ 3QU LoRE | Non-Red Flag Warning - Large Fires | 2022 | 3.8294e-09 | 5.2406 | 0.69642 | 2.942 | 1.6022 | 0 | 1.0484e-05 | 2.0068e-08 | 0 | 2.0068e-08 | 9.704e-06 | 1.5168e-08 | 0 | 1.5168e-08 | 1.2362e-07 | 0 | 1.2362e-07 | 2.7097e-07 | 0 | 2.7097e-07 | [17 empty] | 7.3.3.17.5 (Remote Grid) Updates to grid topology to minimize risk of ignition in HFTDs Remote GridWLDFRContaminationAggregated | WLDFR | HFTD - Distribution - Tier 2 - 3QU CoRE ¦ 5QU LoRE | Red Flag Warning - Small Fires | Contamination | Aggregated | 2056 | 1.0326e-07 | 715.8465 | 7.3918e-05 | 2056 | Mitigation | 0.95 | 45 | 0 | esc | 0.00097009 | 1.0017e-10 | 0.00097009 | 1.0017e-10
[79 empty] | WLDFR | HFTD - Distribution - Tier 3 - 5QU CoRE ¦ 3QU LoRE | Non-Red Flag Warning - Large Fires | 2023 | 3.8294e-09 | 5.475 | 0.71896 | 3.0715 | 1.6846 | 0 | 1.0484e-05 | 2.0966e-08 | 0 | 2.0966e-08 | 1.006e-05 | 1.5168e-08 | 0 | 1.5168e-08 | 1.2362e-07 | 0 | 1.2362e-07 | 2.7097e-07 | 0 | 2.7097e-07 | [17 empty] | 7.3.3.17.5 (Remote Grid) Updates to grid topology to minimize risk of ignition in HFTDs Remote GridWLDFRContaminationAggregated | WLDFR | HFTD - Distribution - Tier 2 - 3QU CoRE ¦ 5QU LoRE | Red Flag Warning - Small Fires | Contamination | Aggregated | 2057 | 1.0326e-07 | 715.8465 | 7.3918e-05 | 2057 | Mitigation | 0.95 | 45 | 0 | esc | 0.00097009 | 1.0017e-10 | 0.00097009 | 1.0017e-10
[79 empty] | WLDFR | HFTD - Distribution - Tier 3 - 5QU CoRE ¦ 3QU LoRE | Non-Red Flag Warning - Large Fires | 2024 | 3.8294e-09 | 5.475 | 0.71896 | 3.0715 | 1.6846 | 0 | 1.0484e-05 | 2.0966e-08 | 0 | 2.0966e-08 | 1.006e-05 | 1.5168e-08 | 0 | 1.5168e-08 | 1.2362e-07 | 0 | 1.2362e-07 | 2.7097e-07 | 0 | 2.7097e-07 | [17 empty] | 7.3.3.17.5 (Remote Grid) Updates to grid topology to minimize risk of ignition in HFTDs Remote GridWLDFRContaminationAggregated | WLDFR | HFTD - Distribution - Tier 2 - 3QU CoRE ¦ 5QU LoRE | Red Flag Warning - Small Fires | Contamination | Aggregated | 2058 | 1.0326e-07 | 715.8465 | 7.3918e-05 | 2058 | Mitigation | 0.95 | 45 | 0 | esc | 0.00097009 | 1.0017e-10 | 0.00097009 | 1.0017e-10
[79 empty] | WLDFR | HFTD - Distribution - Tier 3 - 5QU CoRE ¦ 3QU LoRE | Non-Red Flag Warning - Large Fires | 2025 | 3.8294e-09 | 5.475 | 0.71896 | 3.0715 | 1.6846 | 0 | 1.0484e-05 | 2.0966e-08 | 0 | 2.0966e-08 | 1.006e-05 | 1.6155e-08 | 0 | 1.6155e-08 | 1.3166e-07 | 0 | 1.3166e-07 | 2.8861e-07 | 0 | 2.8861e-07 | [17 empty] | 7.3.3.17.5 (Remote Grid) Updates to grid topology to minimize risk of ignition in HFTDs Remote GridWLDFRContaminationAggregated | WLDFR | HFTD - Distribution - Tier 2 - 3QU CoRE ¦ 5QU LoRE | Red Flag Warning - Small Fires | Contamination | Aggregated | 2059 | 1.0326e-07 | 715.8465 | 7.3918e-05 | 2059 | Mitigation | 0.95 | 45 | 0 | esc | 0.00097009 | 1.0017e-10 | 0.00097009 | 1.0017e-10
[79 empty] | WLDFR | HFTD - Distribution - Tier 3 - 5QU CoRE ¦ 3QU LoRE | Non-Red Flag Warning - Large Fires | 2026 | 3.8294e-09 | 5.475 | 0.71896 | 3.0715 | 1.6846 | 0 | 1.0484e-05 | 2.0966e-08 | 0 | 2.0966e-08 | 1.006e-05 | 1.6155e-08 | 0 | 1.6155e-08 | 1.3166e-07 | 0 | 1.3166e-07 | 2.8861e-07 | 0 | 2.8861e-07 | [17 empty] | 7.3.3.17.5 (Remote Grid) Updates to grid topology to minimize risk of ignition in HFTDs Remote GridWLDFRContaminationAggregated | WLDFR | HFTD - Distribution - Tier 2 - 3QU CoRE ¦ 5QU LoRE | Red Flag Warning - Small Fires | Contamination | Aggregated | 2060 | 1.0326e-07 | 715.8465 | 7.3918e-05 | 2060 | Mitigation | 0.95 | 45 | 0 | esc | 0.00097009 | 1.0017e-10 | 0.00097009 | 1.0017e-10
[79 empty] | WLDFR | HFTD - Distribution - Tier 3 - 5QU CoRE ¦ 3QU LoRE | Non-Red Flag Warning - Large Fires | 2027 | 3.8294e-09 | 5.475 | 0.71896 | 3.0715 | 1.6846 | 0 | 1.0484e-05 | 2.0966e-08 | 0 | 2.0966e-08 | 1.006e-05 | 1.6155e-08 | 0 | 1.6155e-08 | 1.3166e-07 | 0 | 1.3166e-07 | 2.8861e-07 | 0 | 2.8861e-07 | [17 empty] | 7.3.3.17.5 (Remote Grid) Updates to grid topology to minimize risk of ignition in HFTDs Remote GridWLDFRContaminationAggregated | WLDFR | HFTD - Distribution - Tier 2 - 3QU CoRE ¦ 5QU LoRE | Red Flag Warning - Small Fires | Contamination | Aggregated | 2061 | 1.0326e-07 | 715.8465 | 7.3918e-05 | 2061 | Mitigation | 0.95 | 45 | 0 | esc | 0.00097009 | 1.0017e-10 | 0.00097009 | 1.0017e-10
[79 empty] | WLDFR | HFTD - Distribution - Tier 3 - 5QU CoRE ¦ 3QU LoRE | Non-Red Flag Warning - Large Fires | 2028 | 3.8294e-09 | 5.777 | 0.74734 | 3.238 | 1.7917 | 0 | 1.0484e-05 | 2.2122e-08 | 0 | 2.2122e-08 | 1.0508e-05 | 1.6155e-08 | 0 | 1.6155e-08 | 1.3166e-07 | 0 | 1.3166e-07 | 2.8861e-07 | 0 | 2.8861e-07 | [17 empty] | 7.3.3.17.5 (Remote Grid) Updates to grid topology to minimize risk of ignition in HFTDs Remote GridWLDFRContaminationAggregated | WLDFR | HFTD - Distribution - Tier 2 - 3QU CoRE ¦ 5QU LoRE | Red Flag Warning - Small Fires | Contamination | Aggregated | 2062 | 1.0326e-07 | 715.8465 | 7.3918e-05 | 2062 | Mitigation | 0.95 | 45 | 0 | esc | 0.00097009 | 1.0017e-10 | 0.00097009 | 1.0017e-10
[79 empty] | WLDFR | HFTD - Distribution - Tier 3 - 5QU CoRE ¦ 3QU LoRE | Non-Red Flag Warning - Large Fires | 2029 | 3.8294e-09 | 5.777 | 0.74734 | 3.238 | 1.7917 | 0 | 1.0484e-05 | 2.2122e-08 | 0 | 2.2122e-08 | 1.0508e-05 | 1.6155e-08 | 0 | 1.6155e-08 | 1.3166e-07 | 0 | 1.3166e-07 | 2.8861e-07 | 0 | 2.8861e-07 | [17 empty] | 7.3.3.17.5 (Remote Grid) Updates to grid topology to minimize risk of ignition in HFTDs Remote GridWLDFRContaminationAggregated | WLDFR | HFTD - Distribution - Tier 2 - 3QU CoRE ¦ 5QU LoRE | Red Flag Warning - Small Fires | Contamination | Aggregated | 2063 | 1.0326e-07 | 715.8465 | 7.3918e-05 | 2063 | Mitigation | 0.95 | 45 | 0 | esc | 0.00097009 | 1.0017e-10 | 0.00097009 | 1.0017e-10
[79 empty] | WLDFR | HFTD - Distribution - Tier 3 - 5QU CoRE ¦ 3QU LoRE | Non-Red Flag Warning - Large Fires | 2030 | 3.8294e-09 | 5.777 | 0.74734 | 3.238 | 1.7917 | 0 | 1.0484e-05 | 2.2122e-08 | 0 | 2.2122e-08 | 1.0508e-05 | 1.7205e-08 | 0 | 1.7205e-08 | 1.4022e-07 | 0 | 1.4022e-07 | 3.0736e-07 | 0 | 3.0736e-07 | [17 empty] | 7.3.3.17.5 (Remote Grid) Updates to grid topology to minimize risk of ignition in HFTDs Remote GridWLDFRContaminationAggregated | WLDFR | HFTD - Distribution - Tier 2 - 3QU CoRE ¦ 5QU LoRE | Red Flag Warning - Small Fires | Contamination | Aggregated | 2064 | 1.0326e-07 | 715.8465 | 7.3918e-05 | 2064 | Mitigation | 0.95 | 45 | 0 | esc | 0.00097009 | 1.0017e-10 | 0.00097009 | 1.0017e-10
[79 empty] | WLDFR | HFTD - Distribution - Tier 3 - 5QU CoRE ¦ 3QU LoRE | Non-Red Flag Warning - Large Fires | 2031 | 3.8294e-09 | 5.777 | 0.74734 | 3.238 | 1.7917 | 0 | 1.0484e-05 | 2.2122e-08 | 0 | 2.2122e-08 | 1.0508e-05 | 1.7205e-08 | 0 | 1.7205e-08 | 1.4022e-07 | 0 | 1.4022e-07 | 3.0736e-07 | 0 | 3.0736e-07 | [17 empty] | 7.3.3.17.5 (Remote Grid) Updates to grid topology to minimize risk of ignition in HFTDs Remote GridWLDFRContaminationAggregated | WLDFR | HFTD - Distribution - Tier 2 - 3QU CoRE ¦ 5QU LoRE | Red Flag Warning - Small Fires | Contamination | Aggregated | 2065 | 1.0326e-07 | 715.8465 | 7.3918e-05 | 2065 | Mitigation | 0.95 | 45 | 0 | esc | 0.00097009 | 1.0017e-10 | 0.00097009 | 1.0017e-10
[79 empty] | WLDFR | HFTD - Distribution - Tier 3 - 5QU CoRE ¦ 3QU LoRE | Non-Red Flag Warning - Large Fires | 2032 | 3.8294e-09 | 5.777 | 0.74734 | 3.238 | 1.7917 | 0 | 1.0484e-05 | 2.2122e-08 | 0 | 2.2122e-08 | 1.0508e-05 | 1.7205e-08 | 0 | 1.7205e-08 | 1.4022e-07 | 0 | 1.4022e-07 | 3.0736e-07 | 0 | 3.0736e-07 | [17 empty] | 7.3.3.17.5 (Remote Grid) Updates to grid topology to minimize risk of ignition in HFTDs Remote GridWLDFRContaminationAggregated | WLDFR | HFTD - Distribution - Tier 2 - 3QU CoRE ¦ 5QU LoRE | Red Flag Warning - Small Fires | Contamination | Aggregated | 2066 | 1.0326e-07 | 715.8465 | 7.3918e-05 | 2066 | Mitigation | 0.95 | 45 | 0 | esc | 0.00097009 | 1.0017e-10 | 0.00097009 | 1.0017e-10
[79 empty] | WLDFR | HFTD - Distribution - Tier 3 - 5QU CoRE ¦ 3QU LoRE | Non-Red Flag Warning - Large Fires | 2033 | 3.8294e-09 | 6.1205 | 0.77885 | 3.4265 | 1.9151 | 0 | 1.0484e-05 | 2.3438e-08 | 0 | 2.3438e-08 | 1.1006e-05 | 1.7205e-08 | 0 | 1.7205e-08 | 1.4022e-07 | 0 | 1.4022e-07 | 3.0736e-07 | 0 | 3.0736e-07 | [17 empty] | 7.3.3.17.5 (Remote Grid) Updates to grid topology to minimize risk of ignition in HFTDs Remote GridWLDFRContaminationAggregated | WLDFR | HFTD - Distribution - Tier 2 - 3QU CoRE ¦ 5QU LoRE | Red Flag Warning - Small Fires | Contamination | Aggregated | 2067 | 1.0326e-07 | 715.8465 | 7.3918e-05 | 2067 | Mitigation | 0.95 | 45 | 0 | esc | 0 | 0 | 0.00097009 | 1.0017e-10
[79 empty] | WLDFR | HFTD - Distribution - Tier 3 - 5QU CoRE ¦ 3QU LoRE | Non-Red Flag Warning - Large Fires | 2034 | 3.8294e-09 | 6.1205 | 0.77885 | 3.4265 | 1.9151 | 0 | 1.0484e-05 | 2.3438e-08 | 0 | 2.3438e-08 | 1.1006e-05 | 1.7205e-08 | 0 | 1.7205e-08 | 1.4022e-07 | 0 | 1.4022e-07 | 3.0736e-07 | 0 | 3.0736e-07 | [17 empty] | 7.3.3.17.5 (Remote Grid) Updates to grid topology to minimize risk of ignition in HFTDs Remote GridWLDFREquipment / facility failureAggregated | WLDFR | HFTD - Distribution - Tier 2 - 3QU CoRE ¦ 5QU LoRE | Red Flag Warning - Small Fires | Equipment / facility failure | Aggregated | 2022 | 6.3185e-05 | 715.8465 | 0.045231 | 2022 | Mitigation | 0.95 | 45 | 0 | esc | 0.00097009 | 6.1295e-08 | 0 | 0
[79 empty] | WLDFR | HFTD - Distribution - Tier 3 - 5QU CoRE ¦ 3QU LoRE | Non-Red Flag Warning - Large Fires | 2035 | 3.8294e-09 | 6.1205 | 0.77885 | 3.4265 | 1.9151 | 0 | 1.0484e-05 | 2.3438e-08 | 0 | 2.3438e-08 | 1.1006e-05 | 1.8305e-08 | 0 | 1.8305e-08 | 1.4918e-07 | 0 | 1.4918e-07 | 3.2701e-07 | 0 | 3.2701e-07 | [17 empty] | 7.3.3.17.5 (Remote Grid) Updates to grid topology to minimize risk of ignition in HFTDs Remote GridWLDFREquipment / facility failureAggregated | WLDFR | HFTD - Distribution - Tier 2 - 3QU CoRE ¦ 5QU LoRE | Red Flag Warning - Small Fires | Equipment / facility failure | Aggregated | 2023 | 6.3185e-05 | 715.8465 | 0.045231 | 2023 | Mitigation | 0.95 | 45 | 0 | esc | 0.00097009 | 6.1295e-08 | 0.00097009 | 6.1295e-08
[79 empty] | WLDFR | HFTD - Distribution - Tier 3 - 5QU CoRE ¦ 3QU LoRE | Non-Red Flag Warning - Large Fires | 2036 | 3.8294e-09 | 6.1205 | 0.77885 | 3.4265 | 1.9151 | 0 | 1.0484e-05 | 2.3438e-08 | 0 | 2.3438e-08 | 1.1006e-05 | 1.8305e-08 | 0 | 1.8305e-08 | 1.4918e-07 | 0 | 1.4918e-07 | 3.2701e-07 | 0 | 3.2701e-07 | [17 empty] | 7.3.3.17.5 (Remote Grid) Updates to grid topology to minimize risk of ignition in HFTDs Remote GridWLDFREquipment / facility failureAggregated | WLDFR | HFTD - Distribution - Tier 2 - 3QU CoRE ¦ 5QU LoRE | Red Flag Warning - Small Fires | Equipment / facility failure | Aggregated | 2024 | 6.3185e-05 | 715.8465 | 0.045231 | 2024 | Mitigation | 0.95 | 45 | 0 | esc | 0.00097009 | 6.1295e-08 | 0.00097009 | 6.1295e-08
[79 empty] | WLDFR | HFTD - Distribution - Tier 3 - 5QU CoRE ¦ 3QU LoRE | Non-Red Flag Warning - Large Fires | 2037 | 3.8294e-09 | 6.1205 | 0.77885 | 3.4265 | 1.9151 | 0 | 1.0484e-05 | 2.3438e-08 | 0 | 2.3438e-08 | 1.1006e-05 | 1.8305e-08 | 0 | 1.8305e-08 | 1.4918e-07 | 0 | 1.4918e-07 | 3.2701e-07 | 0 | 3.2701e-07 | [17 empty] | 7.3.3.17.5 (Remote Grid) Updates to grid topology to minimize risk of ignition in HFTDs Remote GridWLDFREquipment / facility failureAggregated | WLDFR | HFTD - Distribution - Tier 2 - 3QU CoRE ¦ 5QU LoRE | Red Flag Warning - Small Fires | Equipment / facility failure | Aggregated | 2025 | 6.3185e-05 | 715.8465 | 0.045231 | 2025 | Mitigation | 0.95 | 45 | 0 | esc | 0.00097009 | 6.1295e-08 | 0.00097009 | 6.1295e-08
[79 empty] | WLDFR | HFTD - Distribution - Tier 3 - 5QU CoRE ¦ 3QU LoRE | Non-Red Flag Warning - Large Fires | 2038 | 3.8294e-09 | 6.5028 | 0.81304 | 3.6355 | 2.0543 | 0 | 1.0484e-05 | 2.4902e-08 | 0 | 2.4902e-08 | 1.1547e-05 | 1.8305e-08 | 0 | 1.8305e-08 | 1.4918e-07 | 0 | 1.4918e-07 | 3.2701e-07 | 0 | 3.2701e-07 | [17 empty] | 7.3.3.17.5 (Remote Grid) Updates to grid topology to minimize risk of ignition in HFTDs Remote GridWLDFREquipment / facility failureAggregated | WLDFR | HFTD - Distribution - Tier 2 - 3QU CoRE ¦ 5QU LoRE | Red Flag Warning - Small Fires | Equipment / facility failure | Aggregated | 2026 | 6.3185e-05 | 715.8465 | 0.045231 | 2026 | Mitigation | 0.95 | 45 | 0 | esc | 0.00097009 | 6.1295e-08 | 0.00097009 | 6.1295e-08
[79 empty] | WLDFR | HFTD - Distribution - Tier 3 - 5QU CoRE ¦ 3QU LoRE | Non-Red Flag Warning - Large Fires | 2039 | 3.8294e-09 | 6.5028 | 0.81304 | 3.6355 | 2.0543 | 0 | 1.0484e-05 | 2.4902e-08 | 0 | 2.4902e-08 | 1.1547e-05 | 1.8305e-08 | 0 | 1.8305e-08 | 1.4918e-07 | 0 | 1.4918e-07 | 3.2701e-07 | 0 | 3.2701e-07 | [17 empty] | 7.3.3.17.5 (Remote Grid) Updates to grid topology to minimize risk of ignition in HFTDs Remote GridWLDFREquipment / facility failureAggregated | WLDFR | HFTD - Distribution - Tier 2 - 3QU CoRE ¦ 5QU LoRE | Red Flag Warning - Small Fires | Equipment / facility failure | Aggregated | 2027 | 6.3185e-05 | 715.8465 | 0.045231 | 2027 | Mitigation | 0.95 | 45 | 0 | esc | 0.00097009 | 6.1295e-08 | 0.00097009 | 6.1295e-08
[79 empty] | WLDFR | HFTD - Distribution - Tier 3 - 5QU CoRE ¦ 3QU LoRE | Non-Red Flag Warning - Large Fires | 2040 | 3.8294e-09 | 6.5028 | 0.81304 | 3.6355 | 2.0543 | 0 | 1.0484e-05 | 2.4902e-08 | 0 | 2.4902e-08 | 1.1547e-05 | 1.9444e-08 | 0 | 1.9444e-08 | 1.5847e-07 | 0 | 1.5847e-07 | 3.4736e-07 | 0 | 3.4736e-07 | [17 empty] | 7.3.3.17.5 (Remote Grid) Updates to grid topology to minimize risk of ignition in HFTDs Remote GridWLDFREquipment / facility failureAggregated | WLDFR | HFTD - Distribution - Tier 2 - 3QU CoRE ¦ 5QU LoRE | Red Flag Warning - Small Fires | Equipment / facility failure | Aggregated | 2028 | 6.3185e-05 | 715.8465 | 0.045231 | 2028 | Mitigation | 0.95 | 45 | 0 | esc | 0.00097009 | 6.1295e-08 | 0.00097009 | 6.1295e-08
[79 empty] | WLDFR | HFTD - Distribution - Tier 3 - 5QU CoRE ¦ 3QU LoRE | Non-Red Flag Warning - Large Fires | 2041 | 3.8294e-09 | 6.5028 | 0.81304 | 3.6355 | 2.0543 | 0 | 1.0484e-05 | 2.4902e-08 | 0 | 2.4902e-08 | 1.1547e-05 | 1.9444e-08 | 0 | 1.9444e-08 | 1.5847e-07 | 0 | 1.5847e-07 | 3.4736e-07 | 0 | 3.4736e-07 | [17 empty] | 7.3.3.17.5 (Remote Grid) Updates to grid topology to minimize risk of ignition in HFTDs Remote GridWLDFREquipment / facility failureAggregated | WLDFR | HFTD - Distribution - Tier 2 - 3QU CoRE ¦ 5QU LoRE | Red Flag Warning - Small Fires | Equipment / facility failure | Aggregated | 2029 | 6.3185e-05 | 715.8465 | 0.045231 | 2029 | Mitigation | 0.95 | 45 | 0 | esc | 0.00097009 | 6.1295e-08 | 0.00097009 | 6.1295e-08
[79 empty] | WLDFR | HFTD - Distribution - Tier 3 - 5QU CoRE ¦ 3QU LoRE | Non-Red Flag Warning - Large Fires | 2042 | 3.8294e-09 | 6.5028 | 0.81304 | 3.6355 | 2.0543 | 0 | 1.0484e-05 | 2.4902e-08 | 0 | 2.4902e-08 | 1.1547e-05 | 1.9444e-08 | 0 | 1.9444e-08 | 1.5847e-07 | 0 | 1.5847e-07 | 3.4736e-07 | 0 | 3.4736e-07 | [17 empty] | 7.3.3.17.5 (Remote Grid) Updates to grid topology to minimize risk of ignition in HFTDs Remote GridWLDFREquipment / facility failureAggregated | WLDFR | HFTD - Distribution - Tier 2 - 3QU CoRE ¦ 5QU LoRE | Red Flag Warning - Small Fires | Equipment / facility failure | Aggregated | 2030 | 6.3185e-05 | 715.8465 | 0.045231 | 2030 | Mitigation | 0.95 | 45 | 0 | esc | 0.00097009 | 6.1295e-08 | 0.00097009 | 6.1295e-08
[79 empty] | WLDFR | HFTD - Distribution - Tier 3 - 5QU CoRE ¦ 3QU LoRE | Non-Red Flag Warning - Large Fires | 2043 | 3.8294e-09 | 6.9209 | 0.84944 | 3.8632 | 2.2083 | 0 | 1.0484e-05 | 2.6503e-08 | 0 | 2.6503e-08 | 1.2123e-05 | 1.9444e-08 | 0 | 1.9444e-08 | 1.5847e-07 | 0 | 1.5847e-07 | 3.4736e-07 | 0 | 3.4736e-07 | [17 empty] | 7.3.3.17.5 (Remote Grid) Updates to grid topology to minimize risk of ignition in HFTDs Remote GridWLDFREquipment / facility failureAggregated | WLDFR | HFTD - Distribution - Tier 2 - 3QU CoRE ¦ 5QU LoRE | Red Flag Warning - Small Fires | Equipment / facility failure | Aggregated | 2031 | 6.3185e-05 | 715.8465 | 0.045231 | 2031 | Mitigation | 0.95 | 45 | 0 | esc | 0.00097009 | 6.1295e-08 | 0.00097009 | 6.1295e-08
[79 empty] | WLDFR | HFTD - Distribution - Tier 3 - 5QU CoRE ¦ 3QU LoRE | Non-Red Flag Warning - Large Fires | 2044 | 3.8294e-09 | 6.9209 | 0.84944 | 3.8632 | 2.2083 | 0 | 1.0484e-05 | 2.6503e-08 | 0 | 2.6503e-08 | 1.2123e-05 | 1.9444e-08 | 0 | 1.9444e-08 | 1.5847e-07 | 0 | 1.5847e-07 | 3.4736e-07 | 0 | 3.4736e-07 | [17 empty] | 7.3.3.17.5 (Remote Grid) Updates to grid topology to minimize risk of ignition in HFTDs Remote GridWLDFREquipment / facility failureAggregated | WLDFR | HFTD - Distribution - Tier 2 - 3QU CoRE ¦ 5QU LoRE | Red Flag Warning - Small Fires | Equipment / facility failure | Aggregated | 2032 | 6.3185e-05 | 715.8465 | 0.045231 | 2032 | Mitigation | 0.95 | 45 | 0 | esc | 0.00097009 | 6.1295e-08 | 0.00097009 | 6.1295e-08
[79 empty] | WLDFR | HFTD - Distribution - Tier 3 - 5QU CoRE ¦ 3QU LoRE | Non-Red Flag Warning - Large Fires | 2045 | 3.8294e-09 | 6.9209 | 0.84944 | 3.8632 | 2.2083 | 0 | 1.0484e-05 | 2.6503e-08 | 0 | 2.6503e-08 | 1.2123e-05 | 2.0608e-08 | 0 | 2.0608e-08 | 1.6795e-07 | 0 | 1.6795e-07 | 3.6816e-07 | 0 | 3.6816e-07 | [17 empty] | 7.3.3.17.5 (Remote Grid) Updates to grid topology to minimize risk of ignition in HFTDs Remote GridWLDFREquipment / facility failureAggregated | WLDFR | HFTD - Distribution - Tier 2 - 3QU CoRE ¦ 5QU LoRE | Red Flag Warning - Small Fires | Equipment / facility failure | Aggregated | 2033 | 6.3185e-05 | 715.8465 | 0.045231 | 2033 | Mitigation | 0.95 | 45 | 0 | esc | 0.00097009 | 6.1295e-08 | 0.00097009 | 6.1295e-08
[79 empty] | WLDFR | HFTD - Distribution - Tier 3 - 5QU CoRE ¦ 3QU LoRE | Non-Red Flag Warning - Large Fires | 2046 | 3.8294e-09 | 6.9209 | 0.84944 | 3.8632 | 2.2083 | 0 | 1.0484e-05 | 2.6503e-08 | 0 | 2.6503e-08 | 1.2123e-05 | 2.0608e-08 | 0 | 2.0608e-08 | 1.6795e-07 | 0 | 1.6795e-07 | 3.6816e-07 | 0 | 3.6816e-07 | [17 empty] | 7.3.3.17.5 (Remote Grid) Updates to grid topology to minimize risk of ignition in HFTDs Remote GridWLDFREquipment / facility failureAggregated | WLDFR | HFTD - Distribution - Tier 2 - 3QU CoRE ¦ 5QU LoRE | Red Flag Warning - Small Fires | Equipment / facility failure | Aggregated | 2034 | 6.3185e-05 | 715.8465 | 0.045231 | 2034 | Mitigation | 0.95 | 45 | 0 | esc | 0.00097009 | 6.1295e-08 | 0.00097009 | 6.1295e-08
[79 empty] | WLDFR | HFTD - Distribution - Tier 3 - 5QU CoRE ¦ 3QU LoRE | Non-Red Flag Warning - Large Fires | 2047 | 3.8294e-09 | 6.9209 | 0.84944 | 3.8632 | 2.2083 | 0 | 1.0484e-05 | 2.6503e-08 | 0 | 2.6503e-08 | 1.2123e-05 | 0 | 0 | 0 | 1.6795e-07 | 0 | 1.6795e-07 | 3.6816e-07 | 0 | 3.6816e-07 | [17 empty] | 7.3.3.17.5 (Remote Grid) Updates to grid topology to minimize risk of ignition in HFTDs Remote GridWLDFREquipment / facility failureAggregated | WLDFR | HFTD - Distribution - Tier 2 - 3QU CoRE ¦ 5QU LoRE | Red Flag Warning - Small Fires | Equipment / facility failure | Aggregated | 2035 | 6.3185e-05 | 715.8465 | 0.045231 | 2035 | Mitigation | 0.95 | 45 | 0 | esc | 0.00097009 | 6.1295e-08 | 0.00097009 | 6.1295e-08
[79 empty] | WLDFR | HFTD - Distribution - Tier 3 - 5QU CoRE ¦ 3QU LoRE | Non-Red Flag Warning - Large Fires | 2048 | 3.8294e-09 | 7.3713 | 0.88759 | 4.1075 | 2.3763 | 0 | 1.0484e-05 | 2.8228e-08 | 0 | 2.8228e-08 | 1.2727e-05 | 0 | 0 | 0 | 0 | 0 | 0 | 3.6816e-07 | 0 | 3.6816e-07 | [17 empty] | 7.3.3.17.5 (Remote Grid) Updates to grid topology to minimize risk of ignition in HFTDs Remote GridWLDFREquipment / facility failureAggregated | WLDFR | HFTD - Distribution - Tier 2 - 3QU CoRE ¦ 5QU LoRE | Red Flag Warning - Small Fires | Equipment / facility failure | Aggregated | 2036 | 6.3185e-05 | 715.8465 | 0.045231 | 2036 | Mitigation | 0.95 | 45 | 0 | esc | 0.00097009 | 6.1295e-08 | 0.00097009 | 6.1295e-08
[79 empty] | WLDFR | HFTD - Distribution - Tier 3 - 5QU CoRE ¦ 3QU LoRE | Non-Red Flag Warning - Large Fires | 2049 | 3.8294e-09 | 7.3713 | 0.88759 | 4.1075 | 2.3763 | 0 | 1.0484e-05 | 2.8228e-08 | 0 | 2.8228e-08 | 1.2727e-05 | 5.0446e-08 | 0 | 5.0446e-08 | 0 | 0 | 0 | 0 | 0 | 0 | [17 empty] | 7.3.3.17.5 (Remote Grid) Updates to grid topology to minimize risk of ignition in HFTDs Remote GridWLDFREquipment / facility failureAggregated | WLDFR | HFTD - Distribution - Tier 2 - 3QU CoRE ¦ 5QU LoRE | Red Flag Warning - Small Fires | Equipment / facility failure | Aggregated | 2037 | 6.3185e-05 | 715.8465 | 0.045231 | 2037 | Mitigation | 0.95 | 45 | 0 | esc | 0.00097009 | 6.1295e-08 | 0.00097009 | 6.1295e-08
[79 empty] | WLDFR | HFTD - Distribution - Tier 3 - 5QU CoRE ¦ 3QU LoRE | Non-Red Flag Warning - Large Fires | 2050 | 3.8294e-09 | 7.3713 | 0.88759 | 4.1075 | 2.3763 | 0 | 1.0484e-05 | 2.8228e-08 | 0 | 2.8228e-08 | 1.2727e-05 | 5.0445e-08 | 0 | 5.0445e-08 | 4.1113e-07 | 0 | 4.1113e-07 | 0 | 0 | 0 | [17 empty] | 7.3.3.17.5 (Remote Grid) Updates to grid topology to minimize risk of ignition in HFTDs Remote GridWLDFREquipment / facility failureAggregated | WLDFR | HFTD - Distribution - Tier 2 - 3QU CoRE ¦ 5QU LoRE | Red Flag Warning - Small Fires | Equipment / facility failure | Aggregated | 2038 | 6.3185e-05 | 715.8465 | 0.045231 | 2038 | Mitigation | 0.95 | 45 | 0 | esc | 0.00097009 | 6.1295e-08 | 0.00097009 | 6.1295e-08
[79 empty] | WLDFR | HFTD - Distribution - Tier 3 - 5QU CoRE ¦ 3QU LoRE | Non-Red Flag Warning - Large Fires | 2051 | 3.8294e-09 | 7.3713 | 0.88759 | 4.1075 | 2.3763 | 0 | 1.0484e-05 | 2.8228e-08 | 0 | 2.8228e-08 | 1.2727e-05 | 5.2069e-08 | 0 | 5.2069e-08 | 4.2436e-07 | 0 | 4.2436e-07 | 9.3021e-07 | 0 | 9.3021e-07 | [17 empty] | 7.3.3.17.5 (Remote Grid) Updates to grid topology to minimize risk of ignition in HFTDs Remote GridWLDFREquipment / facility failureAggregated | WLDFR | HFTD - Distribution - Tier 2 - 3QU CoRE ¦ 5QU LoRE | Red Flag Warning - Small Fires | Equipment / facility failure | Aggregated | 2039 | 6.3185e-05 | 715.8465 | 0.045231 | 2039 | Mitigation | 0.95 | 45 | 0 | esc | 0.00097009 | 6.1295e-08 | 0.00097009 | 6.1295e-08
[79 empty] | WLDFR | HFTD - Distribution - Tier 3 - 5QU CoRE ¦ 3QU LoRE | Non-Red Flag Warning - Large Fires | 2052 | 3.8294e-09 | 7.3713 | 0.88759 | 4.1075 | 2.3763 | 0 | 1.0484e-05 | 2.8228e-08 | 0 | 2.8228e-08 | 1.2727e-05 | 5.2069e-08 | 0 | 5.2069e-08 | 4.2436e-07 | 0 | 4.2436e-07 | 9.3021e-07 | 0 | 9.3021e-07 | [17 empty] | 7.3.3.17.5 (Remote Grid) Updates to grid topology to minimize risk of ignition in HFTDs Remote GridWLDFREquipment / facility failureAggregated | WLDFR | HFTD - Distribution - Tier 2 - 3QU CoRE ¦ 5QU LoRE | Red Flag Warning - Small Fires | Equipment / facility failure | Aggregated | 2040 | 6.3185e-05 | 715.8465 | 0.045231 | 2040 | Mitigation | 0.95 | 45 | 0 | esc | 0.00097009 | 6.1295e-08 | 0.00097009 | 6.1295e-08
[79 empty] | WLDFR | HFTD - Distribution - Tier 3 - 5QU CoRE ¦ 3QU LoRE | Non-Red Flag Warning - Large Fires | 2053 | 3.8294e-09 | 7.8503 | 0.92702 | 4.3664 | 2.5569 | 0 | 1.0484e-05 | 3.0062e-08 | 0 | 3.0062e-08 | 1.3351e-05 | 5.2069e-08 | 0 | 5.2069e-08 | 4.2436e-07 | 0 | 4.2436e-07 | 9.3021e-07 | 0 | 9.3021e-07 | [17 empty] | 7.3.3.17.5 (Remote Grid) Updates to grid topology to minimize risk of ignition in HFTDs Remote GridWLDFREquipment / facility failureAggregated | WLDFR | HFTD - Distribution - Tier 2 - 3QU CoRE ¦ 5QU LoRE | Red Flag Warning - Small Fires | Equipment / facility failure | Aggregated | 2041 | 6.3185e-05 | 715.8465 | 0.045231 | 2041 | Mitigation | 0.95 | 45 | 0 | esc | 0.00097009 | 6.1295e-08 | 0.00097009 | 6.1295e-08
[79 empty] | WLDFR | HFTD - Distribution - Tier 3 - 5QU CoRE ¦ 3QU LoRE | Non-Red Flag Warning - Large Fires | 2054 | 3.8294e-09 | 7.8503 | 0.92702 | 4.3664 | 2.5569 | 0 | 1.0484e-05 | 3.0062e-08 | 0 | 3.0062e-08 | 1.3351e-05 | 5.2069e-08 | 0 | 5.2069e-08 | 4.2436e-07 | 0 | 4.2436e-07 | 9.3021e-07 | 0 | 9.3021e-07 | [17 empty] | 7.3.3.17.5 (Remote Grid) Updates to grid topology to minimize risk of ignition in HFTDs Remote GridWLDFREquipment / facility failureAggregated | WLDFR | HFTD - Distribution - Tier 2 - 3QU CoRE ¦ 5QU LoRE | Red Flag Warning - Small Fires | Equipment / facility failure | Aggregated | 2042 | 6.3185e-05 | 715.8465 | 0.045231 | 2042 | Mitigation | 0.95 | 45 | 0 | esc | 0.00097009 | 6.1295e-08 | 0.00097009 | 6.1295e-08
[79 empty] | WLDFR | HFTD - Distribution - Tier 3 - 5QU CoRE ¦ 3QU LoRE | Non-Red Flag Warning - Large Fires | 2055 | 3.8294e-09 | 7.8503 | 0.92702 | 4.3664 | 2.5569 | 0 | 1.0484e-05 | 3.0062e-08 | 0 | 3.0062e-08 | 1.3351e-05 | 5.2069e-08 | 0 | 5.2069e-08 | 4.2436e-07 | 0 | 4.2436e-07 | 9.3021e-07 | 0 | 9.3021e-07 | [17 empty] | 7.3.3.17.5 (Remote Grid) Updates to grid topology to minimize risk of ignition in HFTDs Remote GridWLDFREquipment / facility failureAggregated | WLDFR | HFTD - Distribution - Tier 2 - 3QU CoRE ¦ 5QU LoRE | Red Flag Warning - Small Fires | Equipment / facility failure | Aggregated | 2043 | 6.3185e-05 | 715.8465 | 0.045231 | 2043 | Mitigation | 0.95 | 45 | 0 | esc | 0.00097009 | 6.1295e-08 | 0.00097009 | 6.1295e-08
[79 empty] | WLDFR | HFTD - Distribution - Tier 3 - 5QU CoRE ¦ 3QU LoRE | Non-Red Flag Warning - Large Fires | 2056 | 3.8294e-09 | 7.8503 | 0.92702 | 4.3664 | 2.5569 | 0 | 1.0484e-05 | 3.0062e-08 | 0 | 3.0062e-08 | 1.3351e-05 | 5.414e-08 | 0 | 5.414e-08 | 4.4124e-07 | 0 | 4.4124e-07 | 9.672e-07 | 0 | 9.672e-07 | [17 empty] | 7.3.3.17.5 (Remote Grid) Updates to grid topology to minimize risk of ignition in HFTDs Remote GridWLDFREquipment / facility failureAggregated | WLDFR | HFTD - Distribution - Tier 2 - 3QU CoRE ¦ 5QU LoRE | Red Flag Warning - Small Fires | Equipment / facility failure | Aggregated | 2044 | 6.3185e-05 | 715.8465 | 0.045231 | 2044 | Mitigation | 0.95 | 45 | 0 | esc | 0.00097009 | 6.1295e-08 | 0.00097009 | 6.1295e-08
[79 empty] | WLDFR | HFTD - Distribution - Tier 3 - 5QU CoRE ¦ 3QU LoRE | Non-Red Flag Warning - Large Fires | 2057 | 3.8294e-09 | 7.8503 | 0.92702 | 4.3664 | 2.5569 | 0 | 1.0484e-05 | 3.0062e-08 | 0 | 3.0062e-08 | 1.3351e-05 | 5.414e-08 | 0 | 5.414e-08 | 4.4124e-07 | 0 | 4.4124e-07 | 9.672e-07 | 0 | 9.672e-07 | [17 empty] | 7.3.3.17.5 (Remote Grid) Updates to grid topology to minimize risk of ignition in HFTDs Remote GridWLDFREquipment / facility failureAggregated | WLDFR | HFTD - Distribution - Tier 2 - 3QU CoRE ¦ 5QU LoRE | Red Flag Warning - Small Fires | Equipment / facility failure | Aggregated | 2045 | 6.3185e-05 | 715.8465 | 0.045231 | 2045 | Mitigation | 0.95 | 45 | 0 | esc | 0.00097009 | 6.1295e-08 | 0.00097009 | 6.1295e-08
[79 empty] | WLDFR | HFTD - Distribution - Tier 3 - 5QU CoRE ¦ 3QU LoRE | Non-Red Flag Warning - Large Fires | 2058 | 3.8294e-09 | 8.3524 | 0.96727 | 4.6367 | 2.7484 | 0 | 1.0484e-05 | 3.1984e-08 | 0 | 3.1984e-08 | 1.3988e-05 | 5.414e-08 | 0 | 5.414e-08 | 4.4124e-07 | 0 | 4.4124e-07 | 9.672e-07 | 0 | 9.672e-07 | [17 empty] | 7.3.3.17.5 (Remote Grid) Updates to grid topology to minimize risk of ignition in HFTDs Remote GridWLDFREquipment / facility failureAggregated | WLDFR | HFTD - Distribution - Tier 2 - 3QU CoRE ¦ 5QU LoRE | Red Flag Warning - Small Fires | Equipment / facility failure | Aggregated | 2046 | 6.3185e-05 | 715.8465 | 0.045231 | 2046 | Mitigation | 0.95 | 45 | 0 | esc | 0.00097009 | 6.1295e-08 | 0.00097009 | 6.1295e-08
[79 empty] | WLDFR | HFTD - Distribution - Tier 3 - 5QU CoRE ¦ 3QU LoRE | Non-Red Flag Warning - Large Fires | 2059 | 3.8294e-09 | 8.3524 | 0.96727 | 4.6367 | 2.7484 | 0 | 1.0484e-05 | 3.1984e-08 | 0 | 3.1984e-08 | 1.3988e-05 | 5.414e-08 | 0 | 5.414e-08 | 4.4124e-07 | 0 | 4.4124e-07 | 9.672e-07 | 0 | 9.672e-07 | [17 empty] | 7.3.3.17.5 (Remote Grid) Updates to grid topology to minimize risk of ignition in HFTDs Remote GridWLDFREquipment / facility failureAggregated | WLDFR | HFTD - Distribution - Tier 2 - 3QU CoRE ¦ 5QU LoRE | Red Flag Warning - Small Fires | Equipment / facility failure | Aggregated | 2047 | 6.3185e-05 | 715.8465 | 0.045231 | 2047 | Mitigation | 0.95 | 45 | 0 | esc | 0.00097009 | 6.1295e-08 | 0.00097009 | 6.1295e-08
[79 empty] | WLDFR | HFTD - Distribution - Tier 3 - 5QU CoRE ¦ 3QU LoRE | Non-Red Flag Warning - Large Fires | 2060 | 3.8294e-09 | 8.3524 | 0.96727 | 4.6367 | 2.7484 | 0 | 1.0484e-05 | 3.1984e-08 | 0 | 3.1984e-08 | 1.3988e-05 | 5.414e-08 | 0 | 5.414e-08 | 4.4124e-07 | 0 | 4.4124e-07 | 9.672e-07 | 0 | 9.672e-07 | [17 empty] | 7.3.3.17.5 (Remote Grid) Updates to grid topology to minimize risk of ignition in HFTDs Remote GridWLDFREquipment / facility failureAggregated | WLDFR | HFTD - Distribution - Tier 2 - 3QU CoRE ¦ 5QU LoRE | Red Flag Warning - Small Fires | Equipment / facility failure | Aggregated | 2048 | 6.3185e-05 | 715.8465 | 0.045231 | 2048 | Mitigation | 0.95 | 45 | 0 | esc | 0.00097009 | 6.1295e-08 | 0.00097009 | 6.1295e-08
[79 empty] | WLDFR | HFTD - Distribution - Tier 3 - 5QU CoRE ¦ 3QU LoRE | Non-Red Flag Warning - Large Fires | 2061 | 3.8294e-09 | 8.3524 | 0.96727 | 4.6367 | 2.7484 | 0 | 1.0484e-05 | 3.1984e-08 | 0 | 3.1984e-08 | 1.3988e-05 | 5.6474e-08 | 0 | 5.6474e-08 | 4.6026e-07 | 0 | 4.6026e-07 | 1.0089e-06 | 0 | 1.0089e-06 | [17 empty] | 7.3.3.17.5 (Remote Grid) Updates to grid topology to minimize risk of ignition in HFTDs Remote GridWLDFREquipment / facility failureAggregated | WLDFR | HFTD - Distribution - Tier 2 - 3QU CoRE ¦ 5QU LoRE | Red Flag Warning - Small Fires | Equipment / facility failure | Aggregated | 2049 | 6.3185e-05 | 715.8465 | 0.045231 | 2049 | Mitigation | 0.95 | 45 | 0 | esc | 0.00097009 | 6.1295e-08 | 0.00097009 | 6.1295e-08
[79 empty] | WLDFR | HFTD - Distribution - Tier 3 - 5QU CoRE ¦ 3QU LoRE | Non-Red Flag Warning - Large Fires | 2062 | 3.8294e-09 | 8.3524 | 0.96727 | 4.6367 | 2.7484 | 0 | 1.0484e-05 | 3.1984e-08 | 0 | 3.1984e-08 | 1.3988e-05 | 5.6474e-08 | 0 | 5.6474e-08 | 4.6026e-07 | 0 | 4.6026e-07 | 1.0089e-06 | 0 | 1.0089e-06 | [17 empty] | 7.3.3.17.5 (Remote Grid) Updates to grid topology to minimize risk of ignition in HFTDs Remote GridWLDFREquipment / facility failureAggregated | WLDFR | HFTD - Distribution - Tier 2 - 3QU CoRE ¦ 5QU LoRE | Red Flag Warning - Small Fires | Equipment / facility failure | Aggregated | 2050 | 6.3185e-05 | 715.8465 | 0.045231 | 2050 | Mitigation | 0.95 | 45 | 0 | esc | 0.00097009 | 6.1295e-08 | 0.00097009 | 6.1295e-08
[79 empty] | WLDFR | HFTD - Distribution - Tier 3 - 5QU CoRE ¦ 3QU LoRE | Non-Red Flag Warning - Large Fires | 2063 | 3.8294e-09 | 8.872 | 1.0079 | 4.9153 | 2.9488 | 0 | 1.0484e-05 | 3.3974e-08 | 0 | 3.3974e-08 | 1.4629e-05 | 5.6474e-08 | 0 | 5.6474e-08 | 4.6026e-07 | 0 | 4.6026e-07 | 1.0089e-06 | 0 | 1.0089e-06 | [17 empty] | 7.3.3.17.5 (Remote Grid) Updates to grid topology to minimize risk of ignition in HFTDs Remote GridWLDFREquipment / facility failureAggregated | WLDFR | HFTD - Distribution - Tier 2 - 3QU CoRE ¦ 5QU LoRE | Red Flag Warning - Small Fires | Equipment / facility failure | Aggregated | 2051 | 6.3185e-05 | 715.8465 | 0.045231 | 2051 | Mitigation | 0.95 | 45 | 0 | esc | 0.00097009 | 6.1295e-08 | 0.00097009 | 6.1295e-08
[79 empty] | WLDFR | HFTD - Distribution - Tier 3 - 5QU CoRE ¦ 3QU LoRE | Non-Red Flag Warning - Large Fires | 2064 | 3.8294e-09 | 8.872 | 1.0079 | 4.9153 | 2.9488 | 0 | 1.0484e-05 | 3.3974e-08 | 0 | 3.3974e-08 | 1.4629e-05 | 5.6474e-08 | 0 | 5.6474e-08 | 4.6026e-07 | 0 | 4.6026e-07 | 1.0089e-06 | 0 | 1.0089e-06 | [17 empty] | 7.3.3.17.5 (Remote Grid) Updates to grid topology to minimize risk of ignition in HFTDs Remote GridWLDFREquipment / facility failureAggregated | WLDFR | HFTD - Distribution - Tier 2 - 3QU CoRE ¦ 5QU LoRE | Red Flag Warning - Small Fires | Equipment / facility failure | Aggregated | 2052 | 6.3185e-05 | 715.8465 | 0.045231 | 2052 | Mitigation | 0.95 | 45 | 0 | esc | 0.00097009 | 6.1295e-08 | 0.00097009 | 6.1295e-08
[79 empty] | WLDFR | HFTD - Distribution - Tier 3 - 5QU CoRE ¦ 3QU LoRE | Non-Red Flag Warning - Large Fires | 2065 | 3.8294e-09 | 8.872 | 1.0079 | 4.9153 | 2.9488 | 0 | 1.0484e-05 | 3.3974e-08 | 0 | 3.3974e-08 | 1.4629e-05 | 5.6474e-08 | 0 | 5.6474e-08 | 4.6026e-07 | 0 | 4.6026e-07 | 1.0089e-06 | 0 | 1.0089e-06 | [17 empty] | 7.3.3.17.5 (Remote Grid) Updates to grid topology to minimize risk of ignition in HFTDs Remote GridWLDFREquipment / facility failureAggregated | WLDFR | HFTD - Distribution - Tier 2 - 3QU CoRE ¦ 5QU LoRE | Red Flag Warning - Small Fires | Equipment / facility failure | Aggregated | 2053 | 6.3185e-05 | 715.8465 | 0.045231 | 2053 | Mitigation | 0.95 | 45 | 0 | esc | 0.00097009 | 6.1295e-08 | 0.00097009 | 6.1295e-08
[79 empty] | WLDFR | HFTD - Distribution - Tier 3 - 5QU CoRE ¦ 3QU LoRE | Non-Red Flag Warning - Large Fires | 2066 | 3.8294e-09 | 8.872 | 1.0079 | 4.9153 | 2.9488 | 0 | 1.0484e-05 | 3.3974e-08 | 0 | 3.3974e-08 | 1.4629e-05 | 5.9047e-08 | 0 | 5.9047e-08 | 4.8123e-07 | 0 | 4.8123e-07 | 1.0549e-06 | 0 | 1.0549e-06 | [17 empty] | 7.3.3.17.5 (Remote Grid) Updates to grid topology to minimize risk of ignition in HFTDs Remote GridWLDFREquipment / facility failureAggregated | WLDFR | HFTD - Distribution - Tier 2 - 3QU CoRE ¦ 5QU LoRE | Red Flag Warning - Small Fires | Equipment / facility failure | Aggregated | 2054 | 6.3185e-05 | 715.8465 | 0.045231 | 2054 | Mitigation | 0.95 | 45 | 0 | esc | 0.00097009 | 6.1295e-08 | 0.00097009 | 6.1295e-08
[79 empty] | WLDFR | HFTD - Distribution - Tier 3 - 5QU CoRE ¦ 3QU LoRE | Non-Red Flag Warning - Small Fires | 2022 | 1.5691e-06 | 0.077901 | 0.036425 | 0.0015809 | 0.039895 | 0 | 0.0042958 | 1.2223e-07 | 0 | 1.2223e-07 | 9.5378e-07 | 5.9047e-08 | 0 | 5.9047e-08 | 4.8123e-07 | 0 | 4.8123e-07 | 1.0549e-06 | 0 | 1.0549e-06 | [17 empty] | 7.3.3.17.5 (Remote Grid) Updates to grid topology to minimize risk of ignition in HFTDs Remote GridWLDFREquipment / facility failureAggregated | WLDFR | HFTD - Distribution - Tier 2 - 3QU CoRE ¦ 5QU LoRE | Red Flag Warning - Small Fires | Equipment / facility failure | Aggregated | 2055 | 6.3185e-05 | 715.8465 | 0.045231 | 2055 | Mitigation | 0.95 | 45 | 0 | esc | 0.00097009 | 6.1295e-08 | 0.00097009 | 6.1295e-08
[79 empty] | WLDFR | HFTD - Distribution - Tier 3 - 5QU CoRE ¦ 3QU LoRE | Non-Red Flag Warning - Small Fires | 2023 | 1.5691e-06 | 0.080408 | 0.03759 | 0.0016314 | 0.041187 | 0 | 0.0042958 | 1.2617e-07 | 0 | 1.2617e-07 | 9.8863e-07 | 5.9047e-08 | 0 | 5.9047e-08 | 4.8123e-07 | 0 | 4.8123e-07 | 1.0549e-06 | 0 | 1.0549e-06 | [17 empty] | 7.3.3.17.5 (Remote Grid) Updates to grid topology to minimize risk of ignition in HFTDs Remote GridWLDFREquipment / facility failureAggregated | WLDFR | HFTD - Distribution - Tier 2 - 3QU CoRE ¦ 5QU LoRE | Red Flag Warning - Small Fires | Equipment / facility failure | Aggregated | 2056 | 6.3185e-05 | 715.8465 | 0.045231 | 2056 | Mitigation | 0.95 | 45 | 0 | esc | 0.00097009 | 6.1295e-08 | 0.00097009 | 6.1295e-08
[79 empty] | WLDFR | HFTD - Distribution - Tier 3 - 5QU CoRE ¦ 3QU LoRE | Non-Red Flag Warning - Small Fires | 2024 | 1.5691e-06 | 0.080408 | 0.03759 | 0.0016314 | 0.041187 | 0 | 0.0042958 | 1.2617e-07 | 0 | 1.2617e-07 | 9.8863e-07 | 5.9047e-08 | 0 | 5.9047e-08 | 4.8123e-07 | 0 | 4.8123e-07 | 1.0549e-06 | 0 | 1.0549e-06 | [17 empty] | 7.3.3.17.5 (Remote Grid) Updates to grid topology to minimize risk of ignition in HFTDs Remote GridWLDFREquipment / facility failureAggregated | WLDFR | HFTD - Distribution - Tier 2 - 3QU CoRE ¦ 5QU LoRE | Red Flag Warning - Small Fires | Equipment / facility failure | Aggregated | 2057 | 6.3185e-05 | 715.8465 | 0.045231 | 2057 | Mitigation | 0.95 | 45 | 0 | esc | 0.00097009 | 6.1295e-08 | 0.00097009 | 6.1295e-08
[79 empty] | WLDFR | HFTD - Distribution - Tier 3 - 5QU CoRE ¦ 3QU LoRE | Non-Red Flag Warning - Small Fires | 2025 | 1.5691e-06 | 0.080408 | 0.03759 | 0.0016314 | 0.041187 | 0 | 0.0042958 | 1.2617e-07 | 0 | 1.2617e-07 | 9.8863e-07 | 5.9047e-08 | 0 | 5.9047e-08 | 4.8123e-07 | 0 | 4.8123e-07 | 1.0549e-06 | 0 | 1.0549e-06 | [17 empty] | 7.3.3.17.5 (Remote Grid) Updates to grid topology to minimize risk of ignition in HFTDs Remote GridWLDFREquipment / facility failureAggregated | WLDFR | HFTD - Distribution - Tier 2 - 3QU CoRE ¦ 5QU LoRE | Red Flag Warning - Small Fires | Equipment / facility failure | Aggregated | 2058 | 6.3185e-05 | 715.8465 | 0.045231 | 2058 | Mitigation | 0.95 | 45 | 0 | esc | 0.00097009 | 6.1295e-08 | 0.00097009 | 6.1295e-08
[79 empty] | WLDFR | HFTD - Distribution - Tier 3 - 5QU CoRE ¦ 3QU LoRE | Non-Red Flag Warning - Small Fires | 2026 | 1.5691e-06 | 0.080408 | 0.03759 | 0.0016314 | 0.041187 | 0 | 0.0042958 | 1.2617e-07 | 0 | 1.2617e-07 | 9.8863e-07 | 6.1832e-08 | 0 | 6.1832e-08 | 5.0393e-07 | 0 | 5.0393e-07 | 1.1046e-06 | 0 | 1.1046e-06 | [17 empty] | 7.3.3.17.5 (Remote Grid) Updates to grid topology to minimize risk of ignition in HFTDs Remote GridWLDFREquipment / facility failureAggregated | WLDFR | HFTD - Distribution - Tier 2 - 3QU CoRE ¦ 5QU LoRE | Red Flag Warning - Small Fires | Equipment / facility failure | Aggregated | 2059 | 6.3185e-05 | 715.8465 | 0.045231 | 2059 | Mitigation | 0.95 | 45 | 0 | esc | 0.00097009 | 6.1295e-08 | 0.00097009 | 6.1295e-08
[79 empty] | WLDFR | HFTD - Distribution - Tier 3 - 5QU CoRE ¦ 3QU LoRE | Non-Red Flag Warning - Small Fires | 2027 | 1.5691e-06 | 0.080408 | 0.03759 | 0.0016314 | 0.041187 | 0 | 0.0042958 | 1.2617e-07 | 0 | 1.2617e-07 | 9.8863e-07 | 6.1832e-08 | 0 | 6.1832e-08 | 5.0393e-07 | 0 | 5.0393e-07 | 1.1046e-06 | 0 | 1.1046e-06 | [17 empty] | 7.3.3.17.5 (Remote Grid) Updates to grid topology to minimize risk of ignition in HFTDs Remote GridWLDFREquipment / facility failureAggregated | WLDFR | HFTD - Distribution - Tier 2 - 3QU CoRE ¦ 5QU LoRE | Red Flag Warning - Small Fires | Equipment / facility failure | Aggregated | 2060 | 6.3185e-05 | 715.8465 | 0.045231 | 2060 | Mitigation | 0.95 | 45 | 0 | esc | 0.00097009 | 6.1295e-08 | 0.00097009 | 6.1295e-08
[79 empty] | WLDFR | HFTD - Distribution - Tier 3 - 5QU CoRE ¦ 3QU LoRE | Non-Red Flag Warning - Small Fires | 2028 | 1.5691e-06 | 0.083606 | 0.039055 | 0.001695 | 0.042856 | 0 | 0.0042958 | 1.3118e-07 | 0 | 1.3118e-07 | 1.0325e-06 | 6.1832e-08 | 0 | 6.1832e-08 | 5.0393e-07 | 0 | 5.0393e-07 | 1.1046e-06 | 0 | 1.1046e-06 | [17 empty] | 7.3.3.17.5 (Remote Grid) Updates to grid topology to minimize risk of ignition in HFTDs Remote GridWLDFREquipment / facility failureAggregated | WLDFR | HFTD - Distribution - Tier 2 - 3QU CoRE ¦ 5QU LoRE | Red Flag Warning - Small Fires | Equipment / facility failure | Aggregated | 2061 | 6.3185e-05 | 715.8465 | 0.045231 | 2061 | Mitigation | 0.95 | 45 | 0 | esc | 0.00097009 | 6.1295e-08 | 0.00097009 | 6.1295e-08
[79 empty] | WLDFR | HFTD - Distribution - Tier 3 - 5QU CoRE ¦ 3QU LoRE | Non-Red Flag Warning - Small Fires | 2029 | 1.5691e-06 | 0.083606 | 0.039055 | 0.001695 | 0.042856 | 0 | 0.0042958 | 1.3118e-07 | 0 | 1.3118e-07 | 1.0325e-06 | 6.1832e-08 | 0 | 6.1832e-08 | 5.0393e-07 | 0 | 5.0393e-07 | 1.1046e-06 | 0 | 1.1046e-06 | [17 empty] | 7.3.3.17.5 (Remote Grid) Updates to grid topology to minimize risk of ignition in HFTDs Remote GridWLDFREquipment / facility failureAggregated | WLDFR | HFTD - Distribution - Tier 2 - 3QU CoRE ¦ 5QU LoRE | Red Flag Warning - Small Fires | Equipment / facility failure | Aggregated | 2062 | 6.3185e-05 | 715.8465 | 0.045231 | 2062 | Mitigation | 0.95 | 45 | 0 | esc | 0.00097009 | 6.1295e-08 | 0.00097009 | 6.1295e-08
[79 empty] | WLDFR | HFTD - Distribution - Tier 3 - 5QU CoRE ¦ 3QU LoRE | Non-Red Flag Warning - Small Fires | 2030 | 1.5691e-06 | 0.083606 | 0.039055 | 0.001695 | 0.042856 | 0 | 0.0042958 | 1.3118e-07 | 0 | 1.3118e-07 | 1.0325e-06 | 6.1832e-08 | 0 | 6.1832e-08 | 5.0393e-07 | 0 | 5.0393e-07 | 1.1046e-06 | 0 | 1.1046e-06 | [17 empty] | 7.3.3.17.5 (Remote Grid) Updates to grid topology to minimize risk of ignition in HFTDs Remote GridWLDFREquipment / facility failureAggregated | WLDFR | HFTD - Distribution - Tier 2 - 3QU CoRE ¦ 5QU LoRE | Red Flag Warning - Small Fires | Equipment / facility failure | Aggregated | 2063 | 6.3185e-05 | 715.8465 | 0.045231 | 2063 | Mitigation | 0.95 | 45 | 0 | esc | 0.00097009 | 6.1295e-08 | 0.00097009 | 6.1295e-08
[79 empty] | WLDFR | HFTD - Distribution - Tier 3 - 5QU CoRE ¦ 3QU LoRE | Non-Red Flag Warning - Small Fires | 2031 | 1.5691e-06 | 0.083606 | 0.039055 | 0.001695 | 0.042856 | 0 | 0.0042958 | 1.3118e-07 | 0 | 1.3118e-07 | 1.0325e-06 | 6.4802e-08 | 0 | 6.4802e-08 | 5.2813e-07 | 0 | 5.2813e-07 | 1.1577e-06 | 0 | 1.1577e-06 | [17 empty] | 7.3.3.17.5 (Remote Grid) Updates to grid topology to minimize risk of ignition in HFTDs Remote GridWLDFREquipment / facility failureAggregated | WLDFR | HFTD - Distribution - Tier 2 - 3QU CoRE ¦ 5QU LoRE | Red Flag Warning - Small Fires | Equipment / facility failure | Aggregated | 2064 | 6.3185e-05 | 715.8465 | 0.045231 | 2064 | Mitigation | 0.95 | 45 | 0 | esc | 0.00097009 | 6.1295e-08 | 0.00097009 | 6.1295e-08
[79 empty] | WLDFR | HFTD - Distribution - Tier 3 - 5QU CoRE ¦ 3QU LoRE | Non-Red Flag Warning - Small Fires | 2032 | 1.5691e-06 | 0.083606 | 0.039055 | 0.001695 | 0.042856 | 0 | 0.0042958 | 1.3118e-07 | 0 | 1.3118e-07 | 1.0325e-06 | 6.4802e-08 | 0 | 6.4802e-08 | 5.2813e-07 | 0 | 5.2813e-07 | 1.1577e-06 | 0 | 1.1577e-06 | [17 empty] | 7.3.3.17.5 (Remote Grid) Updates to grid topology to minimize risk of ignition in HFTDs Remote GridWLDFREquipment / facility failureAggregated | WLDFR | HFTD - Distribution - Tier 2 - 3QU CoRE ¦ 5QU LoRE | Red Flag Warning - Small Fires | Equipment / facility failure | Aggregated | 2065 | 6.3185e-05 | 715.8465 | 0.045231 | 2065 | Mitigation | 0.95 | 45 | 0 | esc | 0.00097009 | 6.1295e-08 | 0.00097009 | 6.1295e-08
[79 empty] | WLDFR | HFTD - Distribution - Tier 3 - 5QU CoRE ¦ 3QU LoRE | Non-Red Flag Warning - Small Fires | 2033 | 1.5691e-06 | 0.087211 | 0.040679 | 0.0017655 | 0.044766 | 0 | 0.0042958 | 1.3684e-07 | 0 | 1.3684e-07 | 1.0812e-06 | 6.4802e-08 | 0 | 6.4802e-08 | 5.2813e-07 | 0 | 5.2813e-07 | 1.1577e-06 | 0 | 1.1577e-06 | [17 empty] | 7.3.3.17.5 (Remote Grid) Updates to grid topology to minimize risk of ignition in HFTDs Remote GridWLDFREquipment / facility failureAggregated | WLDFR | HFTD - Distribution - Tier 2 - 3QU CoRE ¦ 5QU LoRE | Red Flag Warning - Small Fires | Equipment / facility failure | Aggregated | 2066 | 6.3185e-05 | 715.8465 | 0.045231 | 2066 | Mitigation | 0.95 | 45 | 0 | esc | 0.00097009 | 6.1295e-08 | 0.00097009 | 6.1295e-08
[79 empty] | WLDFR | HFTD - Distribution - Tier 3 - 5QU CoRE ¦ 3QU LoRE | Non-Red Flag Warning - Small Fires | 2034 | 1.5691e-06 | 0.087211 | 0.040679 | 0.0017655 | 0.044766 | 0 | 0.0042958 | 1.3684e-07 | 0 | 1.3684e-07 | 1.0812e-06 | 6.4802e-08 | 0 | 6.4802e-08 | 5.2813e-07 | 0 | 5.2813e-07 | 1.1577e-06 | 0 | 1.1577e-06 | [17 empty] | 7.3.3.17.5 (Remote Grid) Updates to grid topology to minimize risk of ignition in HFTDs Remote GridWLDFREquipment / facility failureAggregated | WLDFR | HFTD - Distribution - Tier 2 - 3QU CoRE ¦ 5QU LoRE | Red Flag Warning - Small Fires | Equipment / facility failure | Aggregated | 2067 | 6.3185e-05 | 715.8465 | 0.045231 | 2067 | Mitigation | 0.95 | 45 | 0 | esc | 0 | 0 | 0.00097009 | 6.1295e-08
[79 empty] | WLDFR | HFTD - Distribution - Tier 3 - 5QU CoRE ¦ 3QU LoRE | Non-Red Flag Warning - Small Fires | 2035 | 1.5691e-06 | 0.087211 | 0.040679 | 0.0017655 | 0.044766 | 0 | 0.0042958 | 1.3684e-07 | 0 | 1.3684e-07 | 1.0812e-06 | 6.4802e-08 | 0 | 6.4802e-08 | 5.2813e-07 | 0 | 5.2813e-07 | 1.1577e-06 | 0 | 1.1577e-06 | [17 empty] | 7.3.3.17.5 (Remote Grid) Updates to grid topology to minimize risk of ignition in HFTDs Remote GridWLDFRVegetation ContactAggregated | WLDFR | HFTD - Distribution - Tier 2 - 3QU CoRE ¦ 5QU LoRE | Red Flag Warning - Small Fires | Vegetation Contact | Aggregated | 2022 | 0.0001723 | 715.8465 | 0.12334 | 2022 | Mitigation | 0.95 | 45 | 0 | esc | 0.00097009 | 1.6715e-07 | 0 | 0
[79 empty] | WLDFR | HFTD - Distribution - Tier 3 - 5QU CoRE ¦ 3QU LoRE | Non-Red Flag Warning - Small Fires | 2036 | 1.5691e-06 | 0.087211 | 0.040679 | 0.0017655 | 0.044766 | 0 | 0.0042958 | 1.3684e-07 | 0 | 1.3684e-07 | 1.0812e-06 | 6.7925e-08 | 0 | 6.7925e-08 | 5.5359e-07 | 0 | 5.5359e-07 | 1.2135e-06 | 0 | 1.2135e-06 | [17 empty] | 7.3.3.17.5 (Remote Grid) Updates to grid topology to minimize risk of ignition in HFTDs Remote GridWLDFRVegetation ContactAggregated | WLDFR | HFTD - Distribution - Tier 2 - 3QU CoRE ¦ 5QU LoRE | Red Flag Warning - Small Fires | Vegetation Contact | Aggregated | 2023 | 0.0001723 | 715.8465 | 0.12334 | 2023 | Mitigation | 0.95 | 45 | 0 | esc | 0.00097009 | 1.6715e-07 | 0.00097009 | 1.6715e-07
[79 empty] | WLDFR | HFTD - Distribution - Tier 3 - 5QU CoRE ¦ 3QU LoRE | Non-Red Flag Warning - Small Fires | 2037 | 1.5691e-06 | 0.087211 | 0.040679 | 0.0017655 | 0.044766 | 0 | 0.0042958 | 1.3684e-07 | 0 | 1.3684e-07 | 1.0812e-06 | 6.7925e-08 | 0 | 6.7925e-08 | 5.5359e-07 | 0 | 5.5359e-07 | 1.2135e-06 | 0 | 1.2135e-06 | [17 empty] | 7.3.3.17.5 (Remote Grid) Updates to grid topology to minimize risk of ignition in HFTDs Remote GridWLDFRVegetation ContactAggregated | WLDFR | HFTD - Distribution - Tier 2 - 3QU CoRE ¦ 5QU LoRE | Red Flag Warning - Small Fires | Vegetation Contact | Aggregated | 2024 | 0.0001723 | 715.8465 | 0.12334 | 2024 | Mitigation | 0.95 | 45 | 0 | esc | 0.00097009 | 1.6715e-07 | 0.00097009 | 1.6715e-07
[79 empty] | WLDFR | HFTD - Distribution - Tier 3 - 5QU CoRE ¦ 3QU LoRE | Non-Red Flag Warning - Small Fires | 2038 | 1.5691e-06 | 0.091184 | 0.042438 | 0.0018418 | 0.046905 | 0 | 0.0042958 | 1.4307e-07 | 0 | 1.4307e-07 | 1.1341e-06 | 6.7925e-08 | 0 | 6.7925e-08 | 5.5359e-07 | 0 | 5.5359e-07 | 1.2135e-06 | 0 | 1.2135e-06 | [17 empty] | 7.3.3.17.5 (Remote Grid) Updates to grid topology to minimize risk of ignition in HFTDs Remote GridWLDFRVegetation ContactAggregated | WLDFR | HFTD - Distribution - Tier 2 - 3QU CoRE ¦ 5QU LoRE | Red Flag Warning - Small Fires | Vegetation Contact | Aggregated | 2025 | 0.0001723 | 715.8465 | 0.12334 | 2025 | Mitigation | 0.95 | 45 | 0 | esc | 0.00097009 | 1.6715e-07 | 0.00097009 | 1.6715e-07
[79 empty] | WLDFR | HFTD - Distribution - Tier 3 - 5QU CoRE ¦ 3QU LoRE | Non-Red Flag Warning - Small Fires | 2039 | 1.5691e-06 | 0.091184 | 0.042438 | 0.0018418 | 0.046905 | 0 | 0.0042958 | 1.4307e-07 | 0 | 1.4307e-07 | 1.1341e-06 | 6.7925e-08 | 0 | 6.7925e-08 | 5.5359e-07 | 0 | 5.5359e-07 | 1.2135e-06 | 0 | 1.2135e-06 | [17 empty] | 7.3.3.17.5 (Remote Grid) Updates to grid topology to minimize risk of ignition in HFTDs Remote GridWLDFRVegetation ContactAggregated | WLDFR | HFTD - Distribution - Tier 2 - 3QU CoRE ¦ 5QU LoRE | Red Flag Warning - Small Fires | Vegetation Contact | Aggregated | 2026 | 0.0001723 | 715.8465 | 0.12334 | 2026 | Mitigation | 0.95 | 45 | 0 | esc | 0.00097009 | 1.6715e-07 | 0.00097009 | 1.6715e-07
[79 empty] | WLDFR | HFTD - Distribution - Tier 3 - 5QU CoRE ¦ 3QU LoRE | Non-Red Flag Warning - Small Fires | 2040 | 1.5691e-06 | 0.091184 | 0.042438 | 0.0018418 | 0.046905 | 0 | 0.0042958 | 1.4307e-07 | 0 | 1.4307e-07 | 1.1341e-06 | 6.7925e-08 | 0 | 6.7925e-08 | 5.5359e-07 | 0 | 5.5359e-07 | 1.2135e-06 | 0 | 1.2135e-06 | [17 empty] | 7.3.3.17.5 (Remote Grid) Updates to grid topology to minimize risk of ignition in HFTDs Remote GridWLDFRVegetation ContactAggregated | WLDFR | HFTD - Distribution - Tier 2 - 3QU CoRE ¦ 5QU LoRE | Red Flag Warning - Small Fires | Vegetation Contact | Aggregated | 2027 | 0.0001723 | 715.8465 | 0.12334 | 2027 | Mitigation | 0.95 | 45 | 0 | esc | 0.00097009 | 1.6715e-07 | 0.00097009 | 1.6715e-07
[79 empty] | WLDFR | HFTD - Distribution - Tier 3 - 5QU CoRE ¦ 3QU LoRE | Non-Red Flag Warning - Small Fires | 2041 | 1.5691e-06 | 0.091184 | 0.042438 | 0.0018418 | 0.046905 | 0 | 0.0042958 | 1.4307e-07 | 0 | 1.4307e-07 | 1.1341e-06 | 7.1168e-08 | 0 | 7.1168e-08 | 5.8002e-07 | 0 | 5.8002e-07 | 1.2714e-06 | 0 | 1.2714e-06 | [17 empty] | 7.3.3.17.5 (Remote Grid) Updates to grid topology to minimize risk of ignition in HFTDs Remote GridWLDFRVegetation ContactAggregated | WLDFR | HFTD - Distribution - Tier 2 - 3QU CoRE ¦ 5QU LoRE | Red Flag Warning - Small Fires | Vegetation Contact | Aggregated | 2028 | 0.0001723 | 715.8465 | 0.12334 | 2028 | Mitigation | 0.95 | 45 | 0 | esc | 0.00097009 | 1.6715e-07 | 0.00097009 | 1.6715e-07
[79 empty] | WLDFR | HFTD - Distribution - Tier 3 - 5QU CoRE ¦ 3QU LoRE | Non-Red Flag Warning - Small Fires | 2042 | 1.5691e-06 | 0.091184 | 0.042438 | 0.0018418 | 0.046905 | 0 | 0.0042958 | 1.4307e-07 | 0 | 1.4307e-07 | 1.1341e-06 | 7.1168e-08 | 0 | 7.1168e-08 | 5.8002e-07 | 0 | 5.8002e-07 | 1.2714e-06 | 0 | 1.2714e-06 | [17 empty] | 7.3.3.17.5 (Remote Grid) Updates to grid topology to minimize risk of ignition in HFTDs Remote GridWLDFRVegetation ContactAggregated | WLDFR | HFTD - Distribution - Tier 2 - 3QU CoRE ¦ 5QU LoRE | Red Flag Warning - Small Fires | Vegetation Contact | Aggregated | 2029 | 0.0001723 | 715.8465 | 0.12334 | 2029 | Mitigation | 0.95 | 45 | 0 | esc | 0.00097009 | 1.6715e-07 | 0.00097009 | 1.6715e-07
[79 empty] | WLDFR | HFTD - Distribution - Tier 3 - 5QU CoRE ¦ 3QU LoRE | Non-Red Flag Warning - Small Fires | 2043 | 1.5691e-06 | 0.095486 | 0.044306 | 0.0019228 | 0.049257 | 0 | 0.0042958 | 1.4982e-07 | 0 | 1.4982e-07 | 1.1903e-06 | 7.1168e-08 | 0 | 7.1168e-08 | 5.8002e-07 | 0 | 5.8002e-07 | 1.2714e-06 | 0 | 1.2714e-06 | [17 empty] | 7.3.3.17.5 (Remote Grid) Updates to grid topology to minimize risk of ignition in HFTDs Remote GridWLDFRVegetation ContactAggregated | WLDFR | HFTD - Distribution - Tier 2 - 3QU CoRE ¦ 5QU LoRE | Red Flag Warning - Small Fires | Vegetation Contact | Aggregated | 2030 | 0.0001723 | 715.8465 | 0.12334 | 2030 | Mitigation | 0.95 | 45 | 0 | esc | 0.00097009 | 1.6715e-07 | 0.00097009 | 1.6715e-07
[79 empty] | WLDFR | HFTD - Distribution - Tier 3 - 5QU CoRE ¦ 3QU LoRE | Non-Red Flag Warning - Small Fires | 2044 | 1.5691e-06 | 0.095486 | 0.044306 | 0.0019228 | 0.049257 | 0 | 0.0042958 | 1.4982e-07 | 0 | 1.4982e-07 | 1.1903e-06 | 7.1168e-08 | 0 | 7.1168e-08 | 5.8002e-07 | 0 | 5.8002e-07 | 1.2714e-06 | 0 | 1.2714e-06 | [17 empty] | 7.3.3.17.5 (Remote Grid) Updates to grid topology to minimize risk of ignition in HFTDs Remote GridWLDFRVegetation ContactAggregated | WLDFR | HFTD - Distribution - Tier 2 - 3QU CoRE ¦ 5QU LoRE | Red Flag Warning - Small Fires | Vegetation Contact | Aggregated | 2031 | 0.0001723 | 715.8465 | 0.12334 | 2031 | Mitigation | 0.95 | 45 | 0 | esc | 0.00097009 | 1.6715e-07 | 0.00097009 | 1.6715e-07
[79 empty] | WLDFR | HFTD - Distribution - Tier 3 - 5QU CoRE ¦ 3QU LoRE | Non-Red Flag Warning - Small Fires | 2045 | 1.5691e-06 | 0.095486 | 0.044306 | 0.0019228 | 0.049257 | 0 | 0.0042958 | 1.4982e-07 | 0 | 1.4982e-07 | 1.1903e-06 | 7.1168e-08 | 0 | 7.1168e-08 | 5.8002e-07 | 0 | 5.8002e-07 | 1.2714e-06 | 0 | 1.2714e-06 | [17 empty] | 7.3.3.17.5 (Remote Grid) Updates to grid topology to minimize risk of ignition in HFTDs Remote GridWLDFRVegetation ContactAggregated | WLDFR | HFTD - Distribution - Tier 2 - 3QU CoRE ¦ 5QU LoRE | Red Flag Warning - Small Fires | Vegetation Contact | Aggregated | 2032 | 0.0001723 | 715.8465 | 0.12334 | 2032 | Mitigation | 0.95 | 45 | 0 | esc | 0.00097009 | 1.6715e-07 | 0.00097009 | 1.6715e-07
[79 empty] | WLDFR | HFTD - Distribution - Tier 3 - 5QU CoRE ¦ 3QU LoRE | Non-Red Flag Warning - Small Fires | 2046 | 1.5691e-06 | 0.095486 | 0.044306 | 0.0019228 | 0.049257 | 0 | 0.0042958 | 1.4982e-07 | 0 | 1.4982e-07 | 1.1903e-06 | 7.4493e-08 | 0 | 7.4493e-08 | 6.0712e-07 | 0 | 6.0712e-07 | 1.3308e-06 | 0 | 1.3308e-06 | [17 empty] | 7.3.3.17.5 (Remote Grid) Updates to grid topology to minimize risk of ignition in HFTDs Remote GridWLDFRVegetation ContactAggregated | WLDFR | HFTD - Distribution - Tier 2 - 3QU CoRE ¦ 5QU LoRE | Red Flag Warning - Small Fires | Vegetation Contact | Aggregated | 2033 | 0.0001723 | 715.8465 | 0.12334 | 2033 | Mitigation | 0.95 | 45 | 0 | esc | 0.00097009 | 1.6715e-07 | 0.00097009 | 1.6715e-07
[79 empty] | WLDFR | HFTD - Distribution - Tier 3 - 5QU CoRE ¦ 3QU LoRE | Non-Red Flag Warning - Small Fires | 2047 | 1.5691e-06 | 0.095486 | 0.044306 | 0.0019228 | 0.049257 | 0 | 0.0042958 | 1.4982e-07 | 0 | 1.4982e-07 | 1.1903e-06 | 7.4493e-08 | 0 | 7.4493e-08 | 6.0712e-07 | 0 | 6.0712e-07 | 1.3308e-06 | 0 | 1.3308e-06 | [17 empty] | 7.3.3.17.5 (Remote Grid) Updates to grid topology to minimize risk of ignition in HFTDs Remote GridWLDFRVegetation ContactAggregated | WLDFR | HFTD - Distribution - Tier 2 - 3QU CoRE ¦ 5QU LoRE | Red Flag Warning - Small Fires | Vegetation Contact | Aggregated | 2034 | 0.0001723 | 715.8465 | 0.12334 | 2034 | Mitigation | 0.95 | 45 | 0 | esc | 0.00097009 | 1.6715e-07 | 0.00097009 | 1.6715e-07
[79 empty] | WLDFR | HFTD - Distribution - Tier 3 - 5QU CoRE ¦ 3QU LoRE | Non-Red Flag Warning - Small Fires | 2048 | 1.5691e-06 | 0.10007 | 0.04626 | 0.0020076 | 0.051804 | 0 | 0.0042958 | 1.5702e-07 | 0 | 1.5702e-07 | 1.2492e-06 | 7.4493e-08 | 0 | 7.4493e-08 | 6.0712e-07 | 0 | 6.0712e-07 | 1.3308e-06 | 0 | 1.3308e-06 | [17 empty] | 7.3.3.17.5 (Remote Grid) Updates to grid topology to minimize risk of ignition in HFTDs Remote GridWLDFRVegetation ContactAggregated | WLDFR | HFTD - Distribution - Tier 2 - 3QU CoRE ¦ 5QU LoRE | Red Flag Warning - Small Fires | Vegetation Contact | Aggregated | 2035 | 0.0001723 | 715.8465 | 0.12334 | 2035 | Mitigation | 0.95 | 45 | 0 | esc | 0.00097009 | 1.6715e-07 | 0.00097009 | 1.6715e-07
[79 empty] | WLDFR | HFTD - Distribution - Tier 3 - 5QU CoRE ¦ 3QU LoRE | Non-Red Flag Warning - Small Fires | 2049 | 1.5691e-06 | 0.10007 | 0.04626 | 0.0020076 | 0.051804 | 0 | 0.0042958 | 1.5702e-07 | 0 | 1.5702e-07 | 1.2492e-06 | 7.4493e-08 | 0 | 7.4493e-08 | 6.0712e-07 | 0 | 6.0712e-07 | 1.3308e-06 | 0 | 1.3308e-06 | [17 empty] | 7.3.3.17.5 (Remote Grid) Updates to grid topology to minimize risk of ignition in HFTDs Remote GridWLDFRVegetation ContactAggregated | WLDFR | HFTD - Distribution - Tier 2 - 3QU CoRE ¦ 5QU LoRE | Red Flag Warning - Small Fires | Vegetation Contact | Aggregated | 2036 | 0.0001723 | 715.8465 | 0.12334 | 2036 | Mitigation | 0.95 | 45 | 0 | esc | 0.00097009 | 1.6715e-07 | 0.00097009 | 1.6715e-07
[79 empty] | WLDFR | HFTD - Distribution - Tier 3 - 5QU CoRE ¦ 3QU LoRE | Non-Red Flag Warning - Small Fires | 2050 | 1.5691e-06 | 0.10007 | 0.04626 | 0.0020076 | 0.051804 | 0 | 0.0042958 | 1.5702e-07 | 0 | 1.5702e-07 | 1.2492e-06 | 7.4493e-08 | 0 | 7.4493e-08 | 6.0712e-07 | 0 | 6.0712e-07 | 1.3308e-06 | 0 | 1.3308e-06 | [17 empty] | 7.3.3.17.5 (Remote Grid) Updates to grid topology to minimize risk of ignition in HFTDs Remote GridWLDFRVegetation ContactAggregated | WLDFR | HFTD - Distribution - Tier 2 - 3QU CoRE ¦ 5QU LoRE | Red Flag Warning - Small Fires | Vegetation Contact | Aggregated | 2037 | 0.0001723 | 715.8465 | 0.12334 | 2037 | Mitigation | 0.95 | 45 | 0 | esc | 0.00097009 | 1.6715e-07 | 0.00097009 | 1.6715e-07
[79 empty] | WLDFR | HFTD - Distribution - Tier 3 - 5QU CoRE ¦ 3QU LoRE | Non-Red Flag Warning - Small Fires | 2051 | 1.5691e-06 | 0.10007 | 0.04626 | 0.0020076 | 0.051804 | 0 | 0.0042958 | 1.5702e-07 | 0 | 1.5702e-07 | 1.2492e-06 | 7.7863e-08 | 0 | 7.7863e-08 | 6.3458e-07 | 0 | 6.3458e-07 | 1.391e-06 | 0 | 1.391e-06 | [17 empty] | 7.3.3.17.5 (Remote Grid) Updates to grid topology to minimize risk of ignition in HFTDs Remote GridWLDFRVegetation ContactAggregated | WLDFR | HFTD - Distribution - Tier 2 - 3QU CoRE ¦ 5QU LoRE | Red Flag Warning - Small Fires | Vegetation Contact | Aggregated | 2038 | 0.0001723 | 715.8465 | 0.12334 | 2038 | Mitigation | 0.95 | 45 | 0 | esc | 0.00097009 | 1.6715e-07 | 0.00097009 | 1.6715e-07
[79 empty] | WLDFR | HFTD - Distribution - Tier 3 - 5QU CoRE ¦ 3QU LoRE | Non-Red Flag Warning - Small Fires | 2052 | 1.5691e-06 | 0.10007 | 0.04626 | 0.0020076 | 0.051804 | 0 | 0.0042958 | 1.5702e-07 | 0 | 1.5702e-07 | 1.2492e-06 | 7.7863e-08 | 0 | 7.7863e-08 | 6.3458e-07 | 0 | 6.3458e-07 | 1.391e-06 | 0 | 1.391e-06 | [17 empty] | 7.3.3.17.5 (Remote Grid) Updates to grid topology to minimize risk of ignition in HFTDs Remote GridWLDFRVegetation ContactAggregated | WLDFR | HFTD - Distribution - Tier 2 - 3QU CoRE ¦ 5QU LoRE | Red Flag Warning - Small Fires | Vegetation Contact | Aggregated | 2039 | 0.0001723 | 715.8465 | 0.12334 | 2039 | Mitigation | 0.95 | 45 | 0 | esc | 0.00097009 | 1.6715e-07 | 0.00097009 | 1.6715e-07
[79 empty] | WLDFR | HFTD - Distribution - Tier 3 - 5QU CoRE ¦ 3QU LoRE | Non-Red Flag Warning - Small Fires | 2053 | 1.5691e-06 | 0.10489 | 0.048274 | 0.002095 | 0.054525 | 0 | 0.0042958 | 1.6459e-07 | 0 | 1.6459e-07 | 1.31e-06 | 0 | 0 | 0 | 6.3458e-07 | 0 | 6.3458e-07 | 1.391e-06 | 0 | 1.391e-06 | [17 empty] | 7.3.3.17.5 (Remote Grid) Updates to grid topology to minimize risk of ignition in HFTDs Remote GridWLDFRVegetation ContactAggregated | WLDFR | HFTD - Distribution - Tier 2 - 3QU CoRE ¦ 5QU LoRE | Red Flag Warning - Small Fires | Vegetation Contact | Aggregated | 2040 | 0.0001723 | 715.8465 | 0.12334 | 2040 | Mitigation | 0.95 | 45 | 0 | esc | 0.00097009 | 1.6715e-07 | 0.00097009 | 1.6715e-07
[79 empty] | WLDFR | HFTD - Distribution - Tier 3 - 5QU CoRE ¦ 3QU LoRE | Non-Red Flag Warning - Small Fires | 2054 | 1.5691e-06 | 0.10489 | 0.048274 | 0.002095 | 0.054525 | 0 | 0.0042958 | 1.6459e-07 | 0 | 1.6459e-07 | 1.31e-06 | 0 | 0 | 0 | 0 | 0 | 0 | 1.391e-06 | 0 | 1.391e-06 | [17 empty] | 7.3.3.17.5 (Remote Grid) Updates to grid topology to minimize risk of ignition in HFTDs Remote GridWLDFRVegetation ContactAggregated | WLDFR | HFTD - Distribution - Tier 2 - 3QU CoRE ¦ 5QU LoRE | Red Flag Warning - Small Fires | Vegetation Contact | Aggregated | 2041 | 0.0001723 | 715.8465 | 0.12334 | 2041 | Mitigation | 0.95 | 45 | 0 | esc | 0.00097009 | 1.6715e-07 | 0.00097009 | 1.6715e-07
[79 empty] | WLDFR | HFTD - Distribution - Tier 3 - 5QU CoRE ¦ 3QU LoRE | Non-Red Flag Warning - Small Fires | 2055 | 1.5691e-06 | 0.10489 | 0.048274 | 0.002095 | 0.054525 | 0 | 0.0042958 | 1.6459e-07 | 0 | 1.6459e-07 | 1.31e-06 | 2.1399e-09 | 0 | 2.1399e-09 | 0 | 0 | 0 | 0 | 0 | 0 | [17 empty] | 7.3.3.17.5 (Remote Grid) Updates to grid topology to minimize risk of ignition in HFTDs Remote GridWLDFRVegetation ContactAggregated | WLDFR | HFTD - Distribution - Tier 2 - 3QU CoRE ¦ 5QU LoRE | Red Flag Warning - Small Fires | Vegetation Contact | Aggregated | 2042 | 0.0001723 | 715.8465 | 0.12334 | 2042 | Mitigation | 0.95 | 45 | 0 | esc | 0.00097009 | 1.6715e-07 | 0.00097009 | 1.6715e-07
[79 empty] | WLDFR | HFTD - Distribution - Tier 3 - 5QU CoRE ¦ 3QU LoRE | Non-Red Flag Warning - Small Fires | 2056 | 1.5691e-06 | 0.10489 | 0.048274 | 0.002095 | 0.054525 | 0 | 0.0042958 | 1.6459e-07 | 0 | 1.6459e-07 | 1.31e-06 | 2.1269e-09 | 0 | 2.1269e-09 | 1.7334e-08 | 0 | 1.7334e-08 | 0 | 0 | 0 | [17 empty] | 7.3.3.17.5 (Remote Grid) Updates to grid topology to minimize risk of ignition in HFTDs Remote GridWLDFRVegetation ContactAggregated | WLDFR | HFTD - Distribution - Tier 2 - 3QU CoRE ¦ 5QU LoRE | Red Flag Warning - Small Fires | Vegetation Contact | Aggregated | 2043 | 0.0001723 | 715.8465 | 0.12334 | 2043 | Mitigation | 0.95 | 45 | 0 | esc | 0.00097009 | 1.6715e-07 | 0.00097009 | 1.6715e-07
[79 empty] | WLDFR | HFTD - Distribution - Tier 3 - 5QU CoRE ¦ 3QU LoRE | Non-Red Flag Warning - Small Fires | 2057 | 1.5691e-06 | 0.10489 | 0.048274 | 0.002095 | 0.054525 | 0 | 0.0042958 | 1.6459e-07 | 0 | 1.6459e-07 | 1.31e-06 | 2.2221e-09 | 0 | 2.2221e-09 | 1.811e-08 | 0 | 1.811e-08 | 3.9697e-08 | 0 | 3.9697e-08 | [17 empty] | 7.3.3.17.5 (Remote Grid) Updates to grid topology to minimize risk of ignition in HFTDs Remote GridWLDFRVegetation ContactAggregated | WLDFR | HFTD - Distribution - Tier 2 - 3QU CoRE ¦ 5QU LoRE | Red Flag Warning - Small Fires | Vegetation Contact | Aggregated | 2044 | 0.0001723 | 715.8465 | 0.12334 | 2044 | Mitigation | 0.95 | 45 | 0 | esc | 0.00097009 | 1.6715e-07 | 0.00097009 | 1.6715e-07
[79 empty] | WLDFR | HFTD - Distribution - Tier 3 - 5QU CoRE ¦ 3QU LoRE | Non-Red Flag Warning - Small Fires | 2058 | 1.5691e-06 | 0.1099 | 0.050325 | 0.0021839 | 0.057393 | 0 | 0.0042958 | 1.7244e-07 | 0 | 1.7244e-07 | 1.372e-06 | 2.2221e-09 | 0 | 2.2221e-09 | 1.811e-08 | 0 | 1.811e-08 | 3.9697e-08 | 0 | 3.9697e-08 | [17 empty] | 7.3.3.17.5 (Remote Grid) Updates to grid topology to minimize risk of ignition in HFTDs Remote GridWLDFRVegetation ContactAggregated | WLDFR | HFTD - Distribution - Tier 2 - 3QU CoRE ¦ 5QU LoRE | Red Flag Warning - Small Fires | Vegetation Contact | Aggregated | 2045 | 0.0001723 | 715.8465 | 0.12334 | 2045 | Mitigation | 0.95 | 45 | 0 | esc | 0.00097009 | 1.6715e-07 | 0.00097009 | 1.6715e-07
[79 empty] | WLDFR | HFTD - Distribution - Tier 3 - 5QU CoRE ¦ 3QU LoRE | Non-Red Flag Warning - Small Fires | 2059 | 1.5691e-06 | 0.1099 | 0.050325 | 0.0021839 | 0.057393 | 0 | 0.0042958 | 1.7244e-07 | 0 | 1.7244e-07 | 1.372e-06 | 2.2221e-09 | 0 | 2.2221e-09 | 1.811e-08 | 0 | 1.811e-08 | 3.9697e-08 | 0 | 3.9697e-08 | [17 empty] | 7.3.3.17.5 (Remote Grid) Updates to grid topology to minimize risk of ignition in HFTDs Remote GridWLDFRVegetation ContactAggregated | WLDFR | HFTD - Distribution - Tier 2 - 3QU CoRE ¦ 5QU LoRE | Red Flag Warning - Small Fires | Vegetation Contact | Aggregated | 2046 | 0.0001723 | 715.8465 | 0.12334 | 2046 | Mitigation | 0.95 | 45 | 0 | esc | 0.00097009 | 1.6715e-07 | 0.00097009 | 1.6715e-07
[79 empty] | WLDFR | HFTD - Distribution - Tier 3 - 5QU CoRE ¦ 3QU LoRE | Non-Red Flag Warning - Small Fires | 2060 | 1.5691e-06 | 0.1099 | 0.050325 | 0.0021839 | 0.057393 | 0 | 0.0042958 | 1.7244e-07 | 0 | 1.7244e-07 | 1.372e-06 | 2.2221e-09 | 0 | 2.2221e-09 | 1.811e-08 | 0 | 1.811e-08 | 3.9697e-08 | 0 | 3.9697e-08 | [17 empty] | 7.3.3.17.5 (Remote Grid) Updates to grid topology to minimize risk of ignition in HFTDs Remote GridWLDFRVegetation ContactAggregated | WLDFR | HFTD - Distribution - Tier 2 - 3QU CoRE ¦ 5QU LoRE | Red Flag Warning - Small Fires | Vegetation Contact | Aggregated | 2047 | 0.0001723 | 715.8465 | 0.12334 | 2047 | Mitigation | 0.95 | 45 | 0 | esc | 0.00097009 | 1.6715e-07 | 0.00097009 | 1.6715e-07
[79 empty] | WLDFR | HFTD - Distribution - Tier 3 - 5QU CoRE ¦ 3QU LoRE | Non-Red Flag Warning - Small Fires | 2061 | 1.5691e-06 | 0.1099 | 0.050325 | 0.0021839 | 0.057393 | 0 | 0.0042958 | 1.7244e-07 | 0 | 1.7244e-07 | 1.372e-06 | 2.2221e-09 | 0 | 2.2221e-09 | 1.811e-08 | 0 | 1.811e-08 | 3.9697e-08 | 0 | 3.9697e-08 | [17 empty] | 7.3.3.17.5 (Remote Grid) Updates to grid topology to minimize risk of ignition in HFTDs Remote GridWLDFRVegetation ContactAggregated | WLDFR | HFTD - Distribution - Tier 2 - 3QU CoRE ¦ 5QU LoRE | Red Flag Warning - Small Fires | Vegetation Contact | Aggregated | 2048 | 0.0001723 | 715.8465 | 0.12334 | 2048 | Mitigation | 0.95 | 45 | 0 | esc | 0.00097009 | 1.6715e-07 | 0.00097009 | 1.6715e-07
[79 empty] | WLDFR | HFTD - Distribution - Tier 3 - 5QU CoRE ¦ 3QU LoRE | Non-Red Flag Warning - Small Fires | 2062 | 1.5691e-06 | 0.1099 | 0.050325 | 0.0021839 | 0.057393 | 0 | 0.0042958 | 1.7244e-07 | 0 | 1.7244e-07 | 1.372e-06 | 2.3446e-09 | 0 | 2.3446e-09 | 1.9109e-08 | 0 | 1.9109e-08 | 4.1887e-08 | 0 | 4.1887e-08 | [17 empty] | 7.3.3.17.5 (Remote Grid) Updates to grid topology to minimize risk of ignition in HFTDs Remote GridWLDFRVegetation ContactAggregated | WLDFR | HFTD - Distribution - Tier 2 - 3QU CoRE ¦ 5QU LoRE | Red Flag Warning - Small Fires | Vegetation Contact | Aggregated | 2049 | 0.0001723 | 715.8465 | 0.12334 | 2049 | Mitigation | 0.95 | 45 | 0 | esc | 0.00097009 | 1.6715e-07 | 0.00097009 | 1.6715e-07
[79 empty] | WLDFR | HFTD - Distribution - Tier 3 - 5QU CoRE ¦ 3QU LoRE | Non-Red Flag Warning - Small Fires | 2063 | 1.5691e-06 | 0.11504 | 0.052388 | 0.0022734 | 0.060377 | 0 | 0.0042958 | 1.805e-07 | 0 | 1.805e-07 | 1.4344e-06 | 2.3446e-09 | 0 | 2.3446e-09 | 1.9109e-08 | 0 | 1.9109e-08 | 4.1887e-08 | 0 | 4.1887e-08 | [17 empty] | 7.3.3.17.5 (Remote Grid) Updates to grid topology to minimize risk of ignition in HFTDs Remote GridWLDFRVegetation ContactAggregated | WLDFR | HFTD - Distribution - Tier 2 - 3QU CoRE ¦ 5QU LoRE | Red Flag Warning - Small Fires | Vegetation Contact | Aggregated | 2050 | 0.0001723 | 715.8465 | 0.12334 | 2050 | Mitigation | 0.95 | 45 | 0 | esc | 0.00097009 | 1.6715e-07 | 0.00097009 | 1.6715e-07
[79 empty] | WLDFR | HFTD - Distribution - Tier 3 - 5QU CoRE ¦ 3QU LoRE | Non-Red Flag Warning - Small Fires | 2064 | 1.5691e-06 | 0.11504 | 0.052388 | 0.0022734 | 0.060377 | 0 | 0.0042958 | 1.805e-07 | 0 | 1.805e-07 | 1.4344e-06 | 2.3446e-09 | 0 | 2.3446e-09 | 1.9109e-08 | 0 | 1.9109e-08 | 4.1887e-08 | 0 | 4.1887e-08 | [17 empty] | 7.3.3.17.5 (Remote Grid) Updates to grid topology to minimize risk of ignition in HFTDs Remote GridWLDFRVegetation ContactAggregated | WLDFR | HFTD - Distribution - Tier 2 - 3QU CoRE ¦ 5QU LoRE | Red Flag Warning - Small Fires | Vegetation Contact | Aggregated | 2051 | 0.0001723 | 715.8465 | 0.12334 | 2051 | Mitigation | 0.95 | 45 | 0 | esc | 0.00097009 | 1.6715e-07 | 0.00097009 | 1.6715e-07
[79 empty] | WLDFR | HFTD - Distribution - Tier 3 - 5QU CoRE ¦ 3QU LoRE | Non-Red Flag Warning - Small Fires | 2065 | 1.5691e-06 | 0.11504 | 0.052388 | 0.0022734 | 0.060377 | 0 | 0.0042958 | 1.805e-07 | 0 | 1.805e-07 | 1.4344e-06 | 2.3446e-09 | 0 | 2.3446e-09 | 1.9109e-08 | 0 | 1.9109e-08 | 4.1887e-08 | 0 | 4.1887e-08 | [17 empty] | 7.3.3.17.5 (Remote Grid) Updates to grid topology to minimize risk of ignition in HFTDs Remote GridWLDFRVegetation ContactAggregated | WLDFR | HFTD - Distribution - Tier 2 - 3QU CoRE ¦ 5QU LoRE | Red Flag Warning - Small Fires | Vegetation Contact | Aggregated | 2052 | 0.0001723 | 715.8465 | 0.12334 | 2052 | Mitigation | 0.95 | 45 | 0 | esc | 0.00097009 | 1.6715e-07 | 0.00097009 | 1.6715e-07
[79 empty] | WLDFR | HFTD - Distribution - Tier 3 - 5QU CoRE ¦ 3QU LoRE | Non-Red Flag Warning - Small Fires | 2066 | 1.5691e-06 | 0.11504 | 0.052388 | 0.0022734 | 0.060377 | 0 | 0.0042958 | 1.805e-07 | 0 | 1.805e-07 | 1.4344e-06 | 2.3446e-09 | 0 | 2.3446e-09 | 1.9109e-08 | 0 | 1.9109e-08 | 4.1887e-08 | 0 | 4.1887e-08 | [17 empty] | 7.3.3.17.5 (Remote Grid) Updates to grid topology to minimize risk of ignition in HFTDs Remote GridWLDFRVegetation ContactAggregated | WLDFR | HFTD - Distribution - Tier 2 - 3QU CoRE ¦ 5QU LoRE | Red Flag Warning - Small Fires | Vegetation Contact | Aggregated | 2053 | 0.0001723 | 715.8465 | 0.12334 | 2053 | Mitigation | 0.95 | 45 | 0 | esc | 0.00097009 | 1.6715e-07 | 0.00097009 | 1.6715e-07
[79 empty] | WLDFR | HFTD - Distribution - Tier 3 - 5QU CoRE ¦ 3QU LoRE | Red Flag Warning - Catastrophic Fires | 2022 | 6.925e-10 | 14146.1306 | 222.2294 | 8585.7228 | 5338.1784 | 0 | 1.8959e-06 | 9.7962e-06 | 0 | 9.7962e-06 | 3.9434e-08 | 2.484e-09 | 0 | 2.484e-09 | 2.0245e-08 | 0 | 2.0245e-08 | 4.4377e-08 | 0 | 4.4377e-08 | [17 empty] | 7.3.3.17.5 (Remote Grid) Updates to grid topology to minimize risk of ignition in HFTDs Remote GridWLDFRVegetation ContactAggregated | WLDFR | HFTD - Distribution - Tier 2 - 3QU CoRE ¦ 5QU LoRE | Red Flag Warning - Small Fires | Vegetation Contact | Aggregated | 2054 | 0.0001723 | 715.8465 | 0.12334 | 2054 | Mitigation | 0.95 | 45 | 0 | esc | 0.00097009 | 1.6715e-07 | 0.00097009 | 1.6715e-07
[79 empty] | WLDFR | HFTD - Distribution - Tier 3 - 5QU CoRE ¦ 3QU LoRE | Red Flag Warning - Catastrophic Fires | 2023 | 6.925e-10 | 14664.6376 | 233.2301 | 8896.516 | 5534.8915 | 0 | 1.8959e-06 | 1.0155e-05 | 0 | 1.0155e-05 | 4.1198e-08 | 2.484e-09 | 0 | 2.484e-09 | 2.0245e-08 | 0 | 2.0245e-08 | 4.4377e-08 | 0 | 4.4377e-08 | [17 empty] | 7.3.3.17.5 (Remote Grid) Updates to grid topology to minimize risk of ignition in HFTDs Remote GridWLDFRVegetation ContactAggregated | WLDFR | HFTD - Distribution - Tier 2 - 3QU CoRE ¦ 5QU LoRE | Red Flag Warning - Small Fires | Vegetation Contact | Aggregated | 2055 | 0.0001723 | 715.8465 | 0.12334 | 2055 | Mitigation | 0.95 | 45 | 0 | esc | 0.00097009 | 1.6715e-07 | 0.00097009 | 1.6715e-07
[79 empty] | WLDFR | HFTD - Distribution - Tier 3 - 5QU CoRE ¦ 3QU LoRE | Red Flag Warning - Catastrophic Fires | 2024 | 6.925e-10 | 14664.6376 | 233.2301 | 8896.516 | 5534.8915 | 0 | 1.8959e-06 | 1.0155e-05 | 0 | 1.0155e-05 | 4.1198e-08 | 2.484e-09 | 0 | 2.484e-09 | 2.0245e-08 | 0 | 2.0245e-08 | 4.4377e-08 | 0 | 4.4377e-08 | [17 empty] | 7.3.3.17.5 (Remote Grid) Updates to grid topology to minimize risk of ignition in HFTDs Remote GridWLDFRVegetation ContactAggregated | WLDFR | HFTD - Distribution - Tier 2 - 3QU CoRE ¦ 5QU LoRE | Red Flag Warning - Small Fires | Vegetation Contact | Aggregated | 2056 | 0.0001723 | 715.8465 | 0.12334 | 2056 | Mitigation | 0.95 | 45 | 0 | esc | 0.00097009 | 1.6715e-07 | 0.00097009 | 1.6715e-07
[79 empty] | WLDFR | HFTD - Distribution - Tier 3 - 5QU CoRE ¦ 3QU LoRE | Red Flag Warning - Catastrophic Fires | 2025 | 6.925e-10 | 14664.6376 | 233.2301 | 8896.516 | 5534.8915 | 0 | 1.8959e-06 | 1.0155e-05 | 0 | 1.0155e-05 | 4.1198e-08 | 2.484e-09 | 0 | 2.484e-09 | 2.0245e-08 | 0 | 2.0245e-08 | 4.4377e-08 | 0 | 4.4377e-08 | [17 empty] | 7.3.3.17.5 (Remote Grid) Updates to grid topology to minimize risk of ignition in HFTDs Remote GridWLDFRVegetation ContactAggregated | WLDFR | HFTD - Distribution - Tier 2 - 3QU CoRE ¦ 5QU LoRE | Red Flag Warning - Small Fires | Vegetation Contact | Aggregated | 2057 | 0.0001723 | 715.8465 | 0.12334 | 2057 | Mitigation | 0.95 | 45 | 0 | esc | 0.00097009 | 1.6715e-07 | 0.00097009 | 1.6715e-07
[79 empty] | WLDFR | HFTD - Distribution - Tier 3 - 5QU CoRE ¦ 3QU LoRE | Red Flag Warning - Catastrophic Fires | 2026 | 6.925e-10 | 14664.6376 | 233.2301 | 8896.516 | 5534.8915 | 0 | 1.8959e-06 | 1.0155e-05 | 0 | 1.0155e-05 | 4.1198e-08 | 2.484e-09 | 0 | 2.484e-09 | 2.0245e-08 | 0 | 2.0245e-08 | 4.4377e-08 | 0 | 4.4377e-08 | [17 empty] | 7.3.3.17.5 (Remote Grid) Updates to grid topology to minimize risk of ignition in HFTDs Remote GridWLDFRVegetation ContactAggregated | WLDFR | HFTD - Distribution - Tier 2 - 3QU CoRE ¦ 5QU LoRE | Red Flag Warning - Small Fires | Vegetation Contact | Aggregated | 2058 | 0.0001723 | 715.8465 | 0.12334 | 2058 | Mitigation | 0.95 | 45 | 0 | esc | 0.00097009 | 1.6715e-07 | 0.00097009 | 1.6715e-07
[79 empty] | WLDFR | HFTD - Distribution - Tier 3 - 5QU CoRE ¦ 3QU LoRE | Red Flag Warning - Catastrophic Fires | 2027 | 6.925e-10 | 14664.6376 | 233.2301 | 8896.516 | 5534.8915 | 0 | 1.8959e-06 | 1.0155e-05 | 0 | 1.0155e-05 | 4.1198e-08 | 2.6392e-09 | 0 | 2.6392e-09 | 2.1509e-08 | 0 | 2.1509e-08 | 4.7149e-08 | 0 | 4.7149e-08 | [17 empty] | 7.3.3.17.5 (Remote Grid) Updates to grid topology to minimize risk of ignition in HFTDs Remote GridWLDFRVegetation ContactAggregated | WLDFR | HFTD - Distribution - Tier 2 - 3QU CoRE ¦ 5QU LoRE | Red Flag Warning - Small Fires | Vegetation Contact | Aggregated | 2059 | 0.0001723 | 715.8465 | 0.12334 | 2059 | Mitigation | 0.95 | 45 | 0 | esc | 0.00097009 | 1.6715e-07 | 0.00097009 | 1.6715e-07
[79 empty] | WLDFR | HFTD - Distribution - Tier 3 - 5QU CoRE ¦ 3QU LoRE | Red Flag Warning - Catastrophic Fires | 2028 | 6.925e-10 | 15317.9909 | 247.273 | 9287.6491 | 5783.0689 | 0 | 1.8959e-06 | 1.0608e-05 | 0 | 1.0608e-05 | 4.3471e-08 | 2.6392e-09 | 0 | 2.6392e-09 | 2.1509e-08 | 0 | 2.1509e-08 | 4.7149e-08 | 0 | 4.7149e-08 | [17 empty] | 7.3.3.17.5 (Remote Grid) Updates to grid topology to minimize risk of ignition in HFTDs Remote GridWLDFRVegetation ContactAggregated | WLDFR | HFTD - Distribution - Tier 2 - 3QU CoRE ¦ 5QU LoRE | Red Flag Warning - Small Fires | Vegetation Contact | Aggregated | 2060 | 0.0001723 | 715.8465 | 0.12334 | 2060 | Mitigation | 0.95 | 45 | 0 | esc | 0.00097009 | 1.6715e-07 | 0.00097009 | 1.6715e-07
[79 empty] | WLDFR | HFTD - Distribution - Tier 3 - 5QU CoRE ¦ 3QU LoRE | Red Flag Warning - Catastrophic Fires | 2029 | 6.925e-10 | 15317.9909 | 247.273 | 9287.6491 | 5783.0689 | 0 | 1.8959e-06 | 1.0608e-05 | 0 | 1.0608e-05 | 4.3471e-08 | 2.6392e-09 | 0 | 2.6392e-09 | 2.1509e-08 | 0 | 2.1509e-08 | 4.7149e-08 | 0 | 4.7149e-08 | [17 empty] | 7.3.3.17.5 (Remote Grid) Updates to grid topology to minimize risk of ignition in HFTDs Remote GridWLDFRVegetation ContactAggregated | WLDFR | HFTD - Distribution - Tier 2 - 3QU CoRE ¦ 5QU LoRE | Red Flag Warning - Small Fires | Vegetation Contact | Aggregated | 2061 | 0.0001723 | 715.8465 | 0.12334 | 2061 | Mitigation | 0.95 | 45 | 0 | esc | 0.00097009 | 1.6715e-07 | 0.00097009 | 1.6715e-07
[79 empty] | WLDFR | HFTD - Distribution - Tier 3 - 5QU CoRE ¦ 3QU LoRE | Red Flag Warning - Catastrophic Fires | 2030 | 6.925e-10 | 15317.9909 | 247.273 | 9287.6491 | 5783.0689 | 0 | 1.8959e-06 | 1.0608e-05 | 0 | 1.0608e-05 | 4.3471e-08 | 2.6392e-09 | 0 | 2.6392e-09 | 2.1509e-08 | 0 | 2.1509e-08 | 4.7149e-08 | 0 | 4.7149e-08 | [17 empty] | 7.3.3.17.5 (Remote Grid) Updates to grid topology to minimize risk of ignition in HFTDs Remote GridWLDFRVegetation ContactAggregated | WLDFR | HFTD - Distribution - Tier 2 - 3QU CoRE ¦ 5QU LoRE | Red Flag Warning - Small Fires | Vegetation Contact | Aggregated | 2062 | 0.0001723 | 715.8465 | 0.12334 | 2062 | Mitigation | 0.95 | 45 | 0 | esc | 0.00097009 | 1.6715e-07 | 0.00097009 | 1.6715e-07
[79 empty] | WLDFR | HFTD - Distribution - Tier 3 - 5QU CoRE ¦ 3QU LoRE | Red Flag Warning - Catastrophic Fires | 2031 | 6.925e-10 | 15317.9909 | 247.273 | 9287.6491 | 5783.0689 | 0 | 1.8959e-06 | 1.0608e-05 | 0 | 1.0608e-05 | 4.3471e-08 | 2.6392e-09 | 0 | 2.6392e-09 | 2.1509e-08 | 0 | 2.1509e-08 | 4.7149e-08 | 0 | 4.7149e-08 | [17 empty] | 7.3.3.17.5 (Remote Grid) Updates to grid topology to minimize risk of ignition in HFTDs Remote GridWLDFRVegetation ContactAggregated | WLDFR | HFTD - Distribution - Tier 2 - 3QU CoRE ¦ 5QU LoRE | Red Flag Warning - Small Fires | Vegetation Contact | Aggregated | 2063 | 0.0001723 | 715.8465 | 0.12334 | 2063 | Mitigation | 0.95 | 45 | 0 | esc | 0.00097009 | 1.6715e-07 | 0.00097009 | 1.6715e-07
[79 empty] | WLDFR | HFTD - Distribution - Tier 3 - 5QU CoRE ¦ 3QU LoRE | Red Flag Warning - Catastrophic Fires | 2032 | 6.925e-10 | 15317.9909 | 247.273 | 9287.6491 | 5783.0689 | 0 | 1.8959e-06 | 1.0608e-05 | 0 | 1.0608e-05 | 4.3471e-08 | 2.8089e-09 | 0 | 2.8089e-09 | 2.2892e-08 | 0 | 2.2892e-08 | 5.0181e-08 | 0 | 5.0181e-08 | [17 empty] | 7.3.3.17.5 (Remote Grid) Updates to grid topology to minimize risk of ignition in HFTDs Remote GridWLDFRVegetation ContactAggregated | WLDFR | HFTD - Distribution - Tier 2 - 3QU CoRE ¦ 5QU LoRE | Red Flag Warning - Small Fires | Vegetation Contact | Aggregated | 2064 | 0.0001723 | 715.8465 | 0.12334 | 2064 | Mitigation | 0.95 | 45 | 0 | esc | 0.00097009 | 1.6715e-07 | 0.00097009 | 1.6715e-07
[79 empty] | WLDFR | HFTD - Distribution - Tier 3 - 5QU CoRE ¦ 3QU LoRE | Red Flag Warning - Catastrophic Fires | 2033 | 6.925e-10 | 16044.1264 | 263.1074 | 9721.74 | 6059.2791 | 0 | 1.8959e-06 | 1.1111e-05 | 0 | 1.1111e-05 | 4.6055e-08 | 2.8089e-09 | 0 | 2.8089e-09 | 2.2892e-08 | 0 | 2.2892e-08 | 5.0181e-08 | 0 | 5.0181e-08 | [17 empty] | 7.3.3.17.5 (Remote Grid) Updates to grid topology to minimize risk of ignition in HFTDs Remote GridWLDFRVegetation ContactAggregated | WLDFR | HFTD - Distribution - Tier 2 - 3QU CoRE ¦ 5QU LoRE | Red Flag Warning - Small Fires | Vegetation Contact | Aggregated | 2065 | 0.0001723 | 715.8465 | 0.12334 | 2065 | Mitigation | 0.95 | 45 | 0 | esc | 0.00097009 | 1.6715e-07 | 0.00097009 | 1.6715e-07
[79 empty] | WLDFR | HFTD - Distribution - Tier 3 - 5QU CoRE ¦ 3QU LoRE | Red Flag Warning - Catastrophic Fires | 2034 | 6.925e-10 | 16044.1264 | 263.1074 | 9721.74 | 6059.2791 | 0 | 1.8959e-06 | 1.1111e-05 | 0 | 1.1111e-05 | 4.6055e-08 | 2.8089e-09 | 0 | 2.8089e-09 | 2.2892e-08 | 0 | 2.2892e-08 | 5.0181e-08 | 0 | 5.0181e-08 | [17 empty] | 7.3.3.17.5 (Remote Grid) Updates to grid topology to minimize risk of ignition in HFTDs Remote GridWLDFRVegetation ContactAggregated | WLDFR | HFTD - Distribution - Tier 2 - 3QU CoRE ¦ 5QU LoRE | Red Flag Warning - Small Fires | Vegetation Contact | Aggregated | 2066 | 0.0001723 | 715.8465 | 0.12334 | 2066 | Mitigation | 0.95 | 45 | 0 | esc | 0.00097009 | 1.6715e-07 | 0.00097009 | 1.6715e-07
[79 empty] | WLDFR | HFTD - Distribution - Tier 3 - 5QU CoRE ¦ 3QU LoRE | Red Flag Warning - Catastrophic Fires | 2035 | 6.925e-10 | 16044.1264 | 263.1074 | 9721.74 | 6059.2791 | 0 | 1.8959e-06 | 1.1111e-05 | 0 | 1.1111e-05 | 4.6055e-08 | 2.8089e-09 | 0 | 2.8089e-09 | 2.2892e-08 | 0 | 2.2892e-08 | 5.0181e-08 | 0 | 5.0181e-08 | [17 empty] | 7.3.3.17.5 (Remote Grid) Updates to grid topology to minimize risk of ignition in HFTDs Remote GridWLDFRVegetation ContactAggregated | WLDFR | HFTD - Distribution - Tier 2 - 3QU CoRE ¦ 5QU LoRE | Red Flag Warning - Small Fires | Vegetation Contact | Aggregated | 2067 | 0.0001723 | 715.8465 | 0.12334 | 2067 | Mitigation | 0.95 | 45 | 0 | esc | 0 | 0 | 0.00097009 | 1.6715e-07
[79 empty] | WLDFR | HFTD - Distribution - Tier 3 - 5QU CoRE ¦ 3QU LoRE | Red Flag Warning - Catastrophic Fires | 2036 | 6.925e-10 | 16044.1264 | 263.1074 | 9721.74 | 6059.2791 | 0 | 1.8959e-06 | 1.1111e-05 | 0 | 1.1111e-05 | 4.6055e-08 | 2.8089e-09 | 0 | 2.8089e-09 | 2.2892e-08 | 0 | 2.2892e-08 | 5.0181e-08 | 0 | 5.0181e-08 | [17 empty] | 7.3.3.17.5 (Remote Grid) Updates to grid topology to minimize risk of ignition in HFTDs Remote GridWLDFRWire-to-wire contactAggregated | WLDFR | HFTD - Distribution - Tier 2 - 3QU CoRE ¦ 5QU LoRE | Red Flag Warning - Small Fires | Wire-to-wire contact | Aggregated | 2022 | 6.3437e-06 | 715.8465 | 0.0045411 | 2022 | Mitigation | 0.95 | 45 | 0 | esc | 0.00097009 | 6.1539e-09 | 0 | 0
[79 empty] | WLDFR | HFTD - Distribution - Tier 3 - 5QU CoRE ¦ 3QU LoRE | Red Flag Warning - Catastrophic Fires | 2037 | 6.925e-10 | 16044.1264 | 263.1074 | 9721.74 | 6059.2791 | 0 | 1.8959e-06 | 1.1111e-05 | 0 | 1.1111e-05 | 4.6055e-08 | 2.9917e-09 | 0 | 2.9917e-09 | 2.4382e-08 | 0 | 2.4382e-08 | 5.3447e-08 | 0 | 5.3447e-08 | [17 empty] | 7.3.3.17.5 (Remote Grid) Updates to grid topology to minimize risk of ignition in HFTDs Remote GridWLDFRWire-to-wire contactAggregated | WLDFR | HFTD - Distribution - Tier 2 - 3QU CoRE ¦ 5QU LoRE | Red Flag Warning - Small Fires | Wire-to-wire contact | Aggregated | 2023 | 6.3437e-06 | 715.8465 | 0.0045411 | 2023 | Mitigation | 0.95 | 45 | 0 | esc | 0.00097009 | 6.1539e-09 | 0.00097009 | 6.1539e-09
[79 empty] | WLDFR | HFTD - Distribution - Tier 3 - 5QU CoRE ¦ 3QU LoRE | Red Flag Warning - Catastrophic Fires | 2038 | 6.925e-10 | 16832.3912 | 280.5544 | 10192.2718 | 6359.5651 | 0 | 1.8959e-06 | 1.1656e-05 | 0 | 1.1656e-05 | 4.8932e-08 | 2.9917e-09 | 0 | 2.9917e-09 | 2.4382e-08 | 0 | 2.4382e-08 | 5.3447e-08 | 0 | 5.3447e-08 | [17 empty] | 7.3.3.17.5 (Remote Grid) Updates to grid topology to minimize risk of ignition in HFTDs Remote GridWLDFRWire-to-wire contactAggregated | WLDFR | HFTD - Distribution - Tier 2 - 3QU CoRE ¦ 5QU LoRE | Red Flag Warning - Small Fires | Wire-to-wire contact | Aggregated | 2024 | 6.3437e-06 | 715.8465 | 0.0045411 | 2024 | Mitigation | 0.95 | 45 | 0 | esc | 0.00097009 | 6.1539e-09 | 0.00097009 | 6.1539e-09
[79 empty] | WLDFR | HFTD - Distribution - Tier 3 - 5QU CoRE ¦ 3QU LoRE | Red Flag Warning - Catastrophic Fires | 2039 | 6.925e-10 | 16832.3912 | 280.5544 | 10192.2718 | 6359.5651 | 0 | 1.8959e-06 | 1.1656e-05 | 0 | 1.1656e-05 | 4.8932e-08 | 2.9917e-09 | 0 | 2.9917e-09 | 2.4382e-08 | 0 | 2.4382e-08 | 5.3447e-08 | 0 | 5.3447e-08 | [17 empty] | 7.3.3.17.5 (Remote Grid) Updates to grid topology to minimize risk of ignition in HFTDs Remote GridWLDFRWire-to-wire contactAggregated | WLDFR | HFTD - Distribution - Tier 2 - 3QU CoRE ¦ 5QU LoRE | Red Flag Warning - Small Fires | Wire-to-wire contact | Aggregated | 2025 | 6.3437e-06 | 715.8465 | 0.0045411 | 2025 | Mitigation | 0.95 | 45 | 0 | esc | 0.00097009 | 6.1539e-09 | 0.00097009 | 6.1539e-09
[79 empty] | WLDFR | HFTD - Distribution - Tier 3 - 5QU CoRE ¦ 3QU LoRE | Red Flag Warning - Catastrophic Fires | 2040 | 6.925e-10 | 16832.3912 | 280.5544 | 10192.2718 | 6359.5651 | 0 | 1.8959e-06 | 1.1656e-05 | 0 | 1.1656e-05 | 4.8932e-08 | 2.9917e-09 | 0 | 2.9917e-09 | 2.4382e-08 | 0 | 2.4382e-08 | 5.3447e-08 | 0 | 5.3447e-08 | [17 empty] | 7.3.3.17.5 (Remote Grid) Updates to grid topology to minimize risk of ignition in HFTDs Remote GridWLDFRWire-to-wire contactAggregated | WLDFR | HFTD - Distribution - Tier 2 - 3QU CoRE ¦ 5QU LoRE | Red Flag Warning - Small Fires | Wire-to-wire contact | Aggregated | 2026 | 6.3437e-06 | 715.8465 | 0.0045411 | 2026 | Mitigation | 0.95 | 45 | 0 | esc | 0.00097009 | 6.1539e-09 | 0.00097009 | 6.1539e-09
[79 empty] | WLDFR | HFTD - Distribution - Tier 3 - 5QU CoRE ¦ 3QU LoRE | Red Flag Warning - Catastrophic Fires | 2041 | 6.925e-10 | 16832.3912 | 280.5544 | 10192.2718 | 6359.5651 | 0 | 1.8959e-06 | 1.1656e-05 | 0 | 1.1656e-05 | 4.8932e-08 | 2.9917e-09 | 0 | 2.9917e-09 | 2.4382e-08 | 0 | 2.4382e-08 | 5.3447e-08 | 0 | 5.3447e-08 | [17 empty] | 7.3.3.17.5 (Remote Grid) Updates to grid topology to minimize risk of ignition in HFTDs Remote GridWLDFRWire-to-wire contactAggregated | WLDFR | HFTD - Distribution - Tier 2 - 3QU CoRE ¦ 5QU LoRE | Red Flag Warning - Small Fires | Wire-to-wire contact | Aggregated | 2027 | 6.3437e-06 | 715.8465 | 0.0045411 | 2027 | Mitigation | 0.95 | 45 | 0 | esc | 0.00097009 | 6.1539e-09 | 0.00097009 | 6.1539e-09
[79 empty] | WLDFR | HFTD - Distribution - Tier 3 - 5QU CoRE ¦ 3QU LoRE | Red Flag Warning - Catastrophic Fires | 2042 | 6.925e-10 | 16832.3912 | 280.5544 | 10192.2718 | 6359.5651 | 0 | 1.8959e-06 | 1.1656e-05 | 0 | 1.1656e-05 | 4.8932e-08 | 3.1861e-09 | 0 | 3.1861e-09 | 2.5967e-08 | 0 | 2.5967e-08 | 5.6919e-08 | 0 | 5.6919e-08 | [17 empty] | 7.3.3.17.5 (Remote Grid) Updates to grid topology to minimize risk of ignition in HFTDs Remote GridWLDFRWire-to-wire contactAggregated | WLDFR | HFTD - Distribution - Tier 2 - 3QU CoRE ¦ 5QU LoRE | Red Flag Warning - Small Fires | Wire-to-wire contact | Aggregated | 2028 | 6.3437e-06 | 715.8465 | 0.0045411 | 2028 | Mitigation | 0.95 | 45 | 0 | esc | 0.00097009 | 6.1539e-09 | 0.00097009 | 6.1539e-09
[79 empty] | WLDFR | HFTD - Distribution - Tier 3 - 5QU CoRE ¦ 3QU LoRE | Red Flag Warning - Catastrophic Fires | 2043 | 6.925e-10 | 17672.0852 | 299.42 | 10692.7362 | 6679.929 | 0 | 1.8959e-06 | 1.2238e-05 | 0 | 1.2238e-05 | 5.2079e-08 | 3.1861e-09 | 0 | 3.1861e-09 | 2.5967e-08 | 0 | 2.5967e-08 | 5.6919e-08 | 0 | 5.6919e-08 | [17 empty] | 7.3.3.17.5 (Remote Grid) Updates to grid topology to minimize risk of ignition in HFTDs Remote GridWLDFRWire-to-wire contactAggregated | WLDFR | HFTD - Distribution - Tier 2 - 3QU CoRE ¦ 5QU LoRE | Red Flag Warning - Small Fires | Wire-to-wire contact | Aggregated | 2029 | 6.3437e-06 | 715.8465 | 0.0045411 | 2029 | Mitigation | 0.95 | 45 | 0 | esc | 0.00097009 | 6.1539e-09 | 0.00097009 | 6.1539e-09
[79 empty] | WLDFR | HFTD - Distribution - Tier 3 - 5QU CoRE ¦ 3QU LoRE | Red Flag Warning - Catastrophic Fires | 2044 | 6.925e-10 | 17672.0852 | 299.42 | 10692.7362 | 6679.929 | 0 | 1.8959e-06 | 1.2238e-05 | 0 | 1.2238e-05 | 5.2079e-08 | 3.1861e-09 | 0 | 3.1861e-09 | 2.5967e-08 | 0 | 2.5967e-08 | 5.6919e-08 | 0 | 5.6919e-08 | [17 empty] | 7.3.3.17.5 (Remote Grid) Updates to grid topology to minimize risk of ignition in HFTDs Remote GridWLDFRWire-to-wire contactAggregated | WLDFR | HFTD - Distribution - Tier 2 - 3QU CoRE ¦ 5QU LoRE | Red Flag Warning - Small Fires | Wire-to-wire contact | Aggregated | 2030 | 6.3437e-06 | 715.8465 | 0.0045411 | 2030 | Mitigation | 0.95 | 45 | 0 | esc | 0.00097009 | 6.1539e-09 | 0.00097009 | 6.1539e-09
[79 empty] | WLDFR | HFTD - Distribution - Tier 3 - 5QU CoRE ¦ 3QU LoRE | Red Flag Warning - Catastrophic Fires | 2045 | 6.925e-10 | 17672.0852 | 299.42 | 10692.7362 | 6679.929 | 0 | 1.8959e-06 | 1.2238e-05 | 0 | 1.2238e-05 | 5.2079e-08 | 3.1861e-09 | 0 | 3.1861e-09 | 2.5967e-08 | 0 | 2.5967e-08 | 5.6919e-08 | 0 | 5.6919e-08 | [17 empty] | 7.3.3.17.5 (Remote Grid) Updates to grid topology to minimize risk of ignition in HFTDs Remote GridWLDFRWire-to-wire contactAggregated | WLDFR | HFTD - Distribution - Tier 2 - 3QU CoRE ¦ 5QU LoRE | Red Flag Warning - Small Fires | Wire-to-wire contact | Aggregated | 2031 | 6.3437e-06 | 715.8465 | 0.0045411 | 2031 | Mitigation | 0.95 | 45 | 0 | esc | 0.00097009 | 6.1539e-09 | 0.00097009 | 6.1539e-09
[79 empty] | WLDFR | HFTD - Distribution - Tier 3 - 5QU CoRE ¦ 3QU LoRE | Red Flag Warning - Catastrophic Fires | 2046 | 6.925e-10 | 17672.0852 | 299.42 | 10692.7362 | 6679.929 | 0 | 1.8959e-06 | 1.2238e-05 | 0 | 1.2238e-05 | 5.2079e-08 | 3.1861e-09 | 0 | 3.1861e-09 | 2.5967e-08 | 0 | 2.5967e-08 | 5.6919e-08 | 0 | 5.6919e-08 | [17 empty] | 7.3.3.17.5 (Remote Grid) Updates to grid topology to minimize risk of ignition in HFTDs Remote GridWLDFRWire-to-wire contactAggregated | WLDFR | HFTD - Distribution - Tier 2 - 3QU CoRE ¦ 5QU LoRE | Red Flag Warning - Small Fires | Wire-to-wire contact | Aggregated | 2032 | 6.3437e-06 | 715.8465 | 0.0045411 | 2032 | Mitigation | 0.95 | 45 | 0 | esc | 0.00097009 | 6.1539e-09 | 0.00097009 | 6.1539e-09
[79 empty] | WLDFR | HFTD - Distribution - Tier 3 - 5QU CoRE ¦ 3QU LoRE | Red Flag Warning - Catastrophic Fires | 2047 | 6.925e-10 | 17672.0852 | 299.42 | 10692.7362 | 6679.929 | 0 | 1.8959e-06 | 1.2238e-05 | 0 | 1.2238e-05 | 5.2079e-08 | 3.3898e-09 | 0 | 3.3898e-09 | 2.7627e-08 | 0 | 2.7627e-08 | 6.0559e-08 | 0 | 6.0559e-08 | [17 empty] | 7.3.3.17.5 (Remote Grid) Updates to grid topology to minimize risk of ignition in HFTDs Remote GridWLDFRWire-to-wire contactAggregated | WLDFR | HFTD - Distribution - Tier 2 - 3QU CoRE ¦ 5QU LoRE | Red Flag Warning - Small Fires | Wire-to-wire contact | Aggregated | 2033 | 6.3437e-06 | 715.8465 | 0.0045411 | 2033 | Mitigation | 0.95 | 45 | 0 | esc | 0.00097009 | 6.1539e-09 | 0.00097009 | 6.1539e-09
[79 empty] | WLDFR | HFTD - Distribution - Tier 3 - 5QU CoRE ¦ 3QU LoRE | Red Flag Warning - Catastrophic Fires | 2048 | 6.925e-10 | 18552.3348 | 319.4911 | 11216.5626 | 7016.281 | 0 | 1.8959e-06 | 1.2847e-05 | 0 | 1.2847e-05 | 5.5468e-08 | 3.3898e-09 | 0 | 3.3898e-09 | 2.7627e-08 | 0 | 2.7627e-08 | 6.0559e-08 | 0 | 6.0559e-08 | [17 empty] | 7.3.3.17.5 (Remote Grid) Updates to grid topology to minimize risk of ignition in HFTDs Remote GridWLDFRWire-to-wire contactAggregated | WLDFR | HFTD - Distribution - Tier 2 - 3QU CoRE ¦ 5QU LoRE | Red Flag Warning - Small Fires | Wire-to-wire contact | Aggregated | 2034 | 6.3437e-06 | 715.8465 | 0.0045411 | 2034 | Mitigation | 0.95 | 45 | 0 | esc | 0.00097009 | 6.1539e-09 | 0.00097009 | 6.1539e-09
[79 empty] | WLDFR | HFTD - Distribution - Tier 3 - 5QU CoRE ¦ 3QU LoRE | Red Flag Warning - Catastrophic Fires | 2049 | 6.925e-10 | 18552.3348 | 319.4911 | 11216.5626 | 7016.281 | 0 | 1.8959e-06 | 1.2847e-05 | 0 | 1.2847e-05 | 5.5468e-08 | 3.3898e-09 | 0 | 3.3898e-09 | 2.7627e-08 | 0 | 2.7627e-08 | 6.0559e-08 | 0 | 6.0559e-08 | [17 empty] | 7.3.3.17.5 (Remote Grid) Updates to grid topology to minimize risk of ignition in HFTDs Remote GridWLDFRWire-to-wire contactAggregated | WLDFR | HFTD - Distribution - Tier 2 - 3QU CoRE ¦ 5QU LoRE | Red Flag Warning - Small Fires | Wire-to-wire contact | Aggregated | 2035 | 6.3437e-06 | 715.8465 | 0.0045411 | 2035 | Mitigation | 0.95 | 45 | 0 | esc | 0.00097009 | 6.1539e-09 | 0.00097009 | 6.1539e-09
[79 empty] | WLDFR | HFTD - Distribution - Tier 3 - 5QU CoRE ¦ 3QU LoRE | Red Flag Warning - Catastrophic Fires | 2050 | 6.925e-10 | 18552.3348 | 319.4911 | 11216.5626 | 7016.281 | 0 | 1.8959e-06 | 1.2847e-05 | 0 | 1.2847e-05 | 5.5468e-08 | 3.3898e-09 | 0 | 3.3898e-09 | 2.7627e-08 | 0 | 2.7627e-08 | 6.0559e-08 | 0 | 6.0559e-08 | [17 empty] | 7.3.3.17.5 (Remote Grid) Updates to grid topology to minimize risk of ignition in HFTDs Remote GridWLDFRWire-to-wire contactAggregated | WLDFR | HFTD - Distribution - Tier 2 - 3QU CoRE ¦ 5QU LoRE | Red Flag Warning - Small Fires | Wire-to-wire contact | Aggregated | 2036 | 6.3437e-06 | 715.8465 | 0.0045411 | 2036 | Mitigation | 0.95 | 45 | 0 | esc | 0.00097009 | 6.1539e-09 | 0.00097009 | 6.1539e-09
[79 empty] | WLDFR | HFTD - Distribution - Tier 3 - 5QU CoRE ¦ 3QU LoRE | Red Flag Warning - Catastrophic Fires | 2051 | 6.925e-10 | 18552.3348 | 319.4911 | 11216.5626 | 7016.281 | 0 | 1.8959e-06 | 1.2847e-05 | 0 | 1.2847e-05 | 5.5468e-08 | 3.3898e-09 | 0 | 3.3898e-09 | 2.7627e-08 | 0 | 2.7627e-08 | 6.0559e-08 | 0 | 6.0559e-08 | [17 empty] | 7.3.3.17.5 (Remote Grid) Updates to grid topology to minimize risk of ignition in HFTDs Remote GridWLDFRWire-to-wire contactAggregated | WLDFR | HFTD - Distribution - Tier 2 - 3QU CoRE ¦ 5QU LoRE | Red Flag Warning - Small Fires | Wire-to-wire contact | Aggregated | 2037 | 6.3437e-06 | 715.8465 | 0.0045411 | 2037 | Mitigation | 0.95 | 45 | 0 | esc | 0.00097009 | 6.1539e-09 | 0.00097009 | 6.1539e-09
[79 empty] | WLDFR | HFTD - Distribution - Tier 3 - 5QU CoRE ¦ 3QU LoRE | Red Flag Warning - Catastrophic Fires | 2052 | 6.925e-10 | 18552.3348 | 319.4911 | 11216.5626 | 7016.281 | 0 | 1.8959e-06 | 1.2847e-05 | 0 | 1.2847e-05 | 5.5468e-08 | 3.6007e-09 | 0 | 3.6007e-09 | 2.9346e-08 | 0 | 2.9346e-08 | 6.4327e-08 | 0 | 6.4327e-08 | [17 empty] | 7.3.3.17.5 (Remote Grid) Updates to grid topology to minimize risk of ignition in HFTDs Remote GridWLDFRWire-to-wire contactAggregated | WLDFR | HFTD - Distribution - Tier 2 - 3QU CoRE ¦ 5QU LoRE | Red Flag Warning - Small Fires | Wire-to-wire contact | Aggregated | 2038 | 6.3437e-06 | 715.8465 | 0.0045411 | 2038 | Mitigation | 0.95 | 45 | 0 | esc | 0.00097009 | 6.1539e-09 | 0.00097009 | 6.1539e-09
[79 empty] | WLDFR | HFTD - Distribution - Tier 3 - 5QU CoRE ¦ 3QU LoRE | Red Flag Warning - Catastrophic Fires | 2053 | 6.925e-10 | 19462.1283 | 340.5356 | 11757.1413 | 7364.4514 | 0 | 1.8959e-06 | 1.3478e-05 | 0 | 1.3478e-05 | 5.9072e-08 | 3.6007e-09 | 0 | 3.6007e-09 | 2.9346e-08 | 0 | 2.9346e-08 | 6.4327e-08 | 0 | 6.4327e-08 | [17 empty] | 7.3.3.17.5 (Remote Grid) Updates to grid topology to minimize risk of ignition in HFTDs Remote GridWLDFRWire-to-wire contactAggregated | WLDFR | HFTD - Distribution - Tier 2 - 3QU CoRE ¦ 5QU LoRE | Red Flag Warning - Small Fires | Wire-to-wire contact | Aggregated | 2039 | 6.3437e-06 | 715.8465 | 0.0045411 | 2039 | Mitigation | 0.95 | 45 | 0 | esc | 0.00097009 | 6.1539e-09 | 0.00097009 | 6.1539e-09
[79 empty] | WLDFR | HFTD - Distribution - Tier 3 - 5QU CoRE ¦ 3QU LoRE | Red Flag Warning - Catastrophic Fires | 2054 | 6.925e-10 | 19462.1283 | 340.5356 | 11757.1413 | 7364.4514 | 0 | 1.8959e-06 | 1.3478e-05 | 0 | 1.3478e-05 | 5.9072e-08 | 3.6007e-09 | 0 | 3.6007e-09 | 2.9346e-08 | 0 | 2.9346e-08 | 6.4327e-08 | 0 | 6.4327e-08 | [17 empty] | 7.3.3.17.5 (Remote Grid) Updates to grid topology to minimize risk of ignition in HFTDs Remote GridWLDFRWire-to-wire contactAggregated | WLDFR | HFTD - Distribution - Tier 2 - 3QU CoRE ¦ 5QU LoRE | Red Flag Warning - Small Fires | Wire-to-wire contact | Aggregated | 2040 | 6.3437e-06 | 715.8465 | 0.0045411 | 2040 | Mitigation | 0.95 | 45 | 0 | esc | 0.00097009 | 6.1539e-09 | 0.00097009 | 6.1539e-09
[79 empty] | WLDFR | HFTD - Distribution - Tier 3 - 5QU CoRE ¦ 3QU LoRE | Red Flag Warning - Catastrophic Fires | 2055 | 6.925e-10 | 19462.1283 | 340.5356 | 11757.1413 | 7364.4514 | 0 | 1.8959e-06 | 1.3478e-05 | 0 | 1.3478e-05 | 5.9072e-08 | 3.6007e-09 | 0 | 3.6007e-09 | 2.9346e-08 | 0 | 2.9346e-08 | 6.4327e-08 | 0 | 6.4327e-08 | [17 empty] | 7.3.3.17.5 (Remote Grid) Updates to grid topology to minimize risk of ignition in HFTDs Remote GridWLDFRWire-to-wire contactAggregated | WLDFR | HFTD - Distribution - Tier 2 - 3QU CoRE ¦ 5QU LoRE | Red Flag Warning - Small Fires | Wire-to-wire contact | Aggregated | 2041 | 6.3437e-06 | 715.8465 | 0.0045411 | 2041 | Mitigation | 0.95 | 45 | 0 | esc | 0.00097009 | 6.1539e-09 | 0.00097009 | 6.1539e-09
[79 empty] | WLDFR | HFTD - Distribution - Tier 3 - 5QU CoRE ¦ 3QU LoRE | Red Flag Warning - Catastrophic Fires | 2056 | 6.925e-10 | 19462.1283 | 340.5356 | 11757.1413 | 7364.4514 | 0 | 1.8959e-06 | 1.3478e-05 | 0 | 1.3478e-05 | 5.9072e-08 | 3.6007e-09 | 0 | 3.6007e-09 | 2.9346e-08 | 0 | 2.9346e-08 | 6.4327e-08 | 0 | 6.4327e-08 | [17 empty] | 7.3.3.17.5 (Remote Grid) Updates to grid topology to minimize risk of ignition in HFTDs Remote GridWLDFRWire-to-wire contactAggregated | WLDFR | HFTD - Distribution - Tier 2 - 3QU CoRE ¦ 5QU LoRE | Red Flag Warning - Small Fires | Wire-to-wire contact | Aggregated | 2042 | 6.3437e-06 | 715.8465 | 0.0045411 | 2042 | Mitigation | 0.95 | 45 | 0 | esc | 0.00097009 | 6.1539e-09 | 0.00097009 | 6.1539e-09
[79 empty] | WLDFR | HFTD - Distribution - Tier 3 - 5QU CoRE ¦ 3QU LoRE | Red Flag Warning - Catastrophic Fires | 2057 | 6.925e-10 | 19462.1283 | 340.5356 | 11757.1413 | 7364.4514 | 0 | 1.8959e-06 | 1.3478e-05 | 0 | 1.3478e-05 | 5.9072e-08 | 3.8163e-09 | 0 | 3.8163e-09 | 3.1103e-08 | 0 | 3.1103e-08 | 6.8179e-08 | 0 | 6.8179e-08 | [17 empty] | 7.3.3.17.5 (Remote Grid) Updates to grid topology to minimize risk of ignition in HFTDs Remote GridWLDFRWire-to-wire contactAggregated | WLDFR | HFTD - Distribution - Tier 2 - 3QU CoRE ¦ 5QU LoRE | Red Flag Warning - Small Fires | Wire-to-wire contact | Aggregated | 2043 | 6.3437e-06 | 715.8465 | 0.0045411 | 2043 | Mitigation | 0.95 | 45 | 0 | esc | 0.00097009 | 6.1539e-09 | 0.00097009 | 6.1539e-09
[79 empty] | WLDFR | HFTD - Distribution - Tier 3 - 5QU CoRE ¦ 3QU LoRE | Red Flag Warning - Catastrophic Fires | 2058 | 6.925e-10 | 20390.4035 | 362.3049 | 12307.8747 | 7720.2238 | 0 | 1.8959e-06 | 1.412e-05 | 0 | 1.412e-05 | 6.285e-08 | 3.8163e-09 | 0 | 3.8163e-09 | 3.1103e-08 | 0 | 3.1103e-08 | 6.8179e-08 | 0 | 6.8179e-08 | [17 empty] | 7.3.3.17.5 (Remote Grid) Updates to grid topology to minimize risk of ignition in HFTDs Remote GridWLDFRWire-to-wire contactAggregated | WLDFR | HFTD - Distribution - Tier 2 - 3QU CoRE ¦ 5QU LoRE | Red Flag Warning - Small Fires | Wire-to-wire contact | Aggregated | 2044 | 6.3437e-06 | 715.8465 | 0.0045411 | 2044 | Mitigation | 0.95 | 45 | 0 | esc | 0.00097009 | 6.1539e-09 | 0.00097009 | 6.1539e-09
[79 empty] | WLDFR | HFTD - Distribution - Tier 3 - 5QU CoRE ¦ 3QU LoRE | Red Flag Warning - Catastrophic Fires | 2059 | 6.925e-10 | 20390.4035 | 362.3049 | 12307.8747 | 7720.2238 | 0 | 1.8959e-06 | 1.412e-05 | 0 | 1.412e-05 | 6.285e-08 | 0 | 0 | 0 | 3.1103e-08 | 0 | 3.1103e-08 | 6.8179e-08 | 0 | 6.8179e-08 | [17 empty] | 7.3.3.17.5 (Remote Grid) Updates to grid topology to minimize risk of ignition in HFTDs Remote GridWLDFRWire-to-wire contactAggregated | WLDFR | HFTD - Distribution - Tier 2 - 3QU CoRE ¦ 5QU LoRE | Red Flag Warning - Small Fires | Wire-to-wire contact | Aggregated | 2045 | 6.3437e-06 | 715.8465 | 0.0045411 | 2045 | Mitigation | 0.95 | 45 | 0 | esc | 0.00097009 | 6.1539e-09 | 0.00097009 | 6.1539e-09
[79 empty] | WLDFR | HFTD - Distribution - Tier 3 - 5QU CoRE ¦ 3QU LoRE | Red Flag Warning - Catastrophic Fires | 2060 | 6.925e-10 | 20390.4035 | 362.3049 | 12307.8747 | 7720.2238 | 0 | 1.8959e-06 | 1.412e-05 | 0 | 1.412e-05 | 6.285e-08 | 0 | 0 | 0 | 0 | 0 | 0 | 6.8179e-08 | 0 | 6.8179e-08 | [17 empty] | 7.3.3.17.5 (Remote Grid) Updates to grid topology to minimize risk of ignition in HFTDs Remote GridWLDFRWire-to-wire contactAggregated | WLDFR | HFTD - Distribution - Tier 2 - 3QU CoRE ¦ 5QU LoRE | Red Flag Warning - Small Fires | Wire-to-wire contact | Aggregated | 2046 | 6.3437e-06 | 715.8465 | 0.0045411 | 2046 | Mitigation | 0.95 | 45 | 0 | esc | 0.00097009 | 6.1539e-09 | 0.00097009 | 6.1539e-09
[79 empty] | WLDFR | HFTD - Distribution - Tier 3 - 5QU CoRE ¦ 3QU LoRE | Red Flag Warning - Catastrophic Fires | 2061 | 6.925e-10 | 20390.4035 | 362.3049 | 12307.8747 | 7720.2238 | 0 | 1.8959e-06 | 1.412e-05 | 0 | 1.412e-05 | 6.285e-08 | 1.5511e-09 | 0 | 1.5511e-09 | 0 | 0 | 0 | 0 | 0 | 0 | [17 empty] | 7.3.3.17.5 (Remote Grid) Updates to grid topology to minimize risk of ignition in HFTDs Remote GridWLDFRWire-to-wire contactAggregated | WLDFR | HFTD - Distribution - Tier 2 - 3QU CoRE ¦ 5QU LoRE | Red Flag Warning - Small Fires | Wire-to-wire contact | Aggregated | 2047 | 6.3437e-06 | 715.8465 | 0.0045411 | 2047 | Mitigation | 0.95 | 45 | 0 | esc | 0.00097009 | 6.1539e-09 | 0.00097009 | 6.1539e-09
[79 empty] | WLDFR | HFTD - Distribution - Tier 3 - 5QU CoRE ¦ 3QU LoRE | Red Flag Warning - Catastrophic Fires | 2062 | 6.925e-10 | 20390.4035 | 362.3049 | 12307.8747 | 7720.2238 | 0 | 1.8959e-06 | 1.412e-05 | 0 | 1.412e-05 | 6.285e-08 | 1.5511e-09 | 0 | 1.5511e-09 | 1.2641e-08 | 0 | 1.2641e-08 | 0 | 0 | 0 | [17 empty] | 7.3.3.17.5 (Remote Grid) Updates to grid topology to minimize risk of ignition in HFTDs Remote GridWLDFRWire-to-wire contactAggregated | WLDFR | HFTD - Distribution - Tier 2 - 3QU CoRE ¦ 5QU LoRE | Red Flag Warning - Small Fires | Wire-to-wire contact | Aggregated | 2048 | 6.3437e-06 | 715.8465 | 0.0045411 | 2048 | Mitigation | 0.95 | 45 | 0 | esc | 0.00097009 | 6.1539e-09 | 0.00097009 | 6.1539e-09
[79 empty] | WLDFR | HFTD - Distribution - Tier 3 - 5QU CoRE ¦ 3QU LoRE | Red Flag Warning - Catastrophic Fires | 2063 | 6.925e-10 | 21325.9188 | 384.5316 | 12862.0997 | 8079.2876 | 0 | 1.8959e-06 | 1.4768e-05 | 0 | 1.4768e-05 | 6.676e-08 | 1.601e-09 | 0 | 1.601e-09 | 1.3048e-08 | 0 | 1.3048e-08 | 2.8602e-08 | 0 | 2.8602e-08 | [17 empty] | 7.3.3.17.5 (Remote Grid) Updates to grid topology to minimize risk of ignition in HFTDs Remote GridWLDFRWire-to-wire contactAggregated | WLDFR | HFTD - Distribution - Tier 2 - 3QU CoRE ¦ 5QU LoRE | Red Flag Warning - Small Fires | Wire-to-wire contact | Aggregated | 2049 | 6.3437e-06 | 715.8465 | 0.0045411 | 2049 | Mitigation | 0.95 | 45 | 0 | esc | 0.00097009 | 6.1539e-09 | 0.00097009 | 6.1539e-09
[79 empty] | WLDFR | HFTD - Distribution - Tier 3 - 5QU CoRE ¦ 3QU LoRE | Red Flag Warning - Catastrophic Fires | 2064 | 6.925e-10 | 21325.9188 | 384.5316 | 12862.0997 | 8079.2876 | 0 | 1.8959e-06 | 1.4768e-05 | 0 | 1.4768e-05 | 6.676e-08 | 1.601e-09 | 0 | 1.601e-09 | 1.3048e-08 | 0 | 1.3048e-08 | 2.8602e-08 | 0 | 2.8602e-08 | [17 empty] | 7.3.3.17.5 (Remote Grid) Updates to grid topology to minimize risk of ignition in HFTDs Remote GridWLDFRWire-to-wire contactAggregated | WLDFR | HFTD - Distribution - Tier 2 - 3QU CoRE ¦ 5QU LoRE | Red Flag Warning - Small Fires | Wire-to-wire contact | Aggregated | 2050 | 6.3437e-06 | 715.8465 | 0.0045411 | 2050 | Mitigation | 0.95 | 45 | 0 | esc | 0.00097009 | 6.1539e-09 | 0.00097009 | 6.1539e-09
[79 empty] | WLDFR | HFTD - Distribution - Tier 3 - 5QU CoRE ¦ 3QU LoRE | Red Flag Warning - Catastrophic Fires | 2065 | 6.925e-10 | 21325.9188 | 384.5316 | 12862.0997 | 8079.2876 | 0 | 1.8959e-06 | 1.4768e-05 | 0 | 1.4768e-05 | 6.676e-08 | 1.601e-09 | 0 | 1.601e-09 | 1.3048e-08 | 0 | 1.3048e-08 | 2.8602e-08 | 0 | 2.8602e-08 | [17 empty] | 7.3.3.17.5 (Remote Grid) Updates to grid topology to minimize risk of ignition in HFTDs Remote GridWLDFRWire-to-wire contactAggregated | WLDFR | HFTD - Distribution - Tier 2 - 3QU CoRE ¦ 5QU LoRE | Red Flag Warning - Small Fires | Wire-to-wire contact | Aggregated | 2051 | 6.3437e-06 | 715.8465 | 0.0045411 | 2051 | Mitigation | 0.95 | 45 | 0 | esc | 0.00097009 | 6.1539e-09 | 0.00097009 | 6.1539e-09
[79 empty] | WLDFR | HFTD - Distribution - Tier 3 - 5QU CoRE ¦ 3QU LoRE | Red Flag Warning - Catastrophic Fires | 2066 | 6.925e-10 | 21325.9188 | 384.5316 | 12862.0997 | 8079.2876 | 0 | 1.8959e-06 | 1.4768e-05 | 0 | 1.4768e-05 | 6.676e-08 | 1.601e-09 | 0 | 1.601e-09 | 1.3048e-08 | 0 | 1.3048e-08 | 2.8602e-08 | 0 | 2.8602e-08 | [17 empty] | 7.3.3.17.5 (Remote Grid) Updates to grid topology to minimize risk of ignition in HFTDs Remote GridWLDFRWire-to-wire contactAggregated | WLDFR | HFTD - Distribution - Tier 2 - 3QU CoRE ¦ 5QU LoRE | Red Flag Warning - Small Fires | Wire-to-wire contact | Aggregated | 2052 | 6.3437e-06 | 715.8465 | 0.0045411 | 2052 | Mitigation | 0.95 | 45 | 0 | esc | 0.00097009 | 6.1539e-09 | 0.00097009 | 6.1539e-09
[79 empty] | WLDFR | HFTD - Distribution - Tier 3 - 5QU CoRE ¦ 3QU LoRE | Red Flag Warning - Destructive Fires | 2022 | 1.1123e-10 | 8807.9522 | 222.2294 | 8585.7228 | 0 | 0 | 3.0453e-07 | 9.7971e-07 | 0 | 9.7971e-07 | 1.7238e-08 | 1.601e-09 | 0 | 1.601e-09 | 1.3048e-08 | 0 | 1.3048e-08 | 2.8602e-08 | 0 | 2.8602e-08 | [17 empty] | 7.3.3.17.5 (Remote Grid) Updates to grid topology to minimize risk of ignition in HFTDs Remote GridWLDFRWire-to-wire contactAggregated | WLDFR | HFTD - Distribution - Tier 2 - 3QU CoRE ¦ 5QU LoRE | Red Flag Warning - Small Fires | Wire-to-wire contact | Aggregated | 2053 | 6.3437e-06 | 715.8465 | 0.0045411 | 2053 | Mitigation | 0.95 | 45 | 0 | esc | 0.00097009 | 6.1539e-09 | 0.00097009 | 6.1539e-09
[79 empty] | WLDFR | HFTD - Distribution - Tier 3 - 5QU CoRE ¦ 3QU LoRE | Red Flag Warning - Destructive Fires | 2023 | 1.1123e-10 | 9129.7461 | 233.2301 | 8896.516 | 0 | 0 | 3.0453e-07 | 1.0155e-06 | 0 | 1.0155e-06 | 1.7793e-08 | 1.6647e-09 | 0 | 1.6647e-09 | 1.3567e-08 | 0 | 1.3567e-08 | 2.9739e-08 | 0 | 2.9739e-08 | [17 empty] | 7.3.3.17.5 (Remote Grid) Updates to grid topology to minimize risk of ignition in HFTDs Remote GridWLDFRWire-to-wire contactAggregated | WLDFR | HFTD - Distribution - Tier 2 - 3QU CoRE ¦ 5QU LoRE | Red Flag Warning - Small Fires | Wire-to-wire contact | Aggregated | 2054 | 6.3437e-06 | 715.8465 | 0.0045411 | 2054 | Mitigation | 0.95 | 45 | 0 | esc | 0.00097009 | 6.1539e-09 | 0.00097009 | 6.1539e-09
[79 empty] | WLDFR | HFTD - Distribution - Tier 3 - 5QU CoRE ¦ 3QU LoRE | Red Flag Warning - Destructive Fires | 2024 | 1.1123e-10 | 9129.7461 | 233.2301 | 8896.516 | 0 | 0 | 3.0453e-07 | 1.0155e-06 | 0 | 1.0155e-06 | 1.7793e-08 | 1.6647e-09 | 0 | 1.6647e-09 | 1.3567e-08 | 0 | 1.3567e-08 | 2.9739e-08 | 0 | 2.9739e-08 | [17 empty] | 7.3.3.17.5 (Remote Grid) Updates to grid topology to minimize risk of ignition in HFTDs Remote GridWLDFRWire-to-wire contactAggregated | WLDFR | HFTD - Distribution - Tier 2 - 3QU CoRE ¦ 5QU LoRE | Red Flag Warning - Small Fires | Wire-to-wire contact | Aggregated | 2055 | 6.3437e-06 | 715.8465 | 0.0045411 | 2055 | Mitigation | 0.95 | 45 | 0 | esc | 0.00097009 | 6.1539e-09 | 0.00097009 | 6.1539e-09
[79 empty] | WLDFR | HFTD - Distribution - Tier 3 - 5QU CoRE ¦ 3QU LoRE | Red Flag Warning - Destructive Fires | 2025 | 1.1123e-10 | 9129.7461 | 233.2301 | 8896.516 | 0 | 0 | 3.0453e-07 | 1.0155e-06 | 0 | 1.0155e-06 | 1.7793e-08 | 1.6647e-09 | 0 | 1.6647e-09 | 1.3567e-08 | 0 | 1.3567e-08 | 2.9739e-08 | 0 | 2.9739e-08 | [17 empty] | 7.3.3.17.5 (Remote Grid) Updates to grid topology to minimize risk of ignition in HFTDs Remote GridWLDFRWire-to-wire contactAggregated | WLDFR | HFTD - Distribution - Tier 2 - 3QU CoRE ¦ 5QU LoRE | Red Flag Warning - Small Fires | Wire-to-wire contact | Aggregated | 2056 | 6.3437e-06 | 715.8465 | 0.0045411 | 2056 | Mitigation | 0.95 | 45 | 0 | esc | 0.00097009 | 6.1539e-09 | 0.00097009 | 6.1539e-09
[79 empty] | WLDFR | HFTD - Distribution - Tier 3 - 5QU CoRE ¦ 3QU LoRE | Red Flag Warning - Destructive Fires | 2026 | 1.1123e-10 | 9129.7461 | 233.2301 | 8896.516 | 0 | 0 | 3.0453e-07 | 1.0155e-06 | 0 | 1.0155e-06 | 1.7793e-08 | 1.6647e-09 | 0 | 1.6647e-09 | 1.3567e-08 | 0 | 1.3567e-08 | 2.9739e-08 | 0 | 2.9739e-08 | [17 empty] | 7.3.3.17.5 (Remote Grid) Updates to grid topology to minimize risk of ignition in HFTDs Remote GridWLDFRWire-to-wire contactAggregated | WLDFR | HFTD - Distribution - Tier 2 - 3QU CoRE ¦ 5QU LoRE | Red Flag Warning - Small Fires | Wire-to-wire contact | Aggregated | 2057 | 6.3437e-06 | 715.8465 | 0.0045411 | 2057 | Mitigation | 0.95 | 45 | 0 | esc | 0.00097009 | 6.1539e-09 | 0.00097009 | 6.1539e-09
[79 empty] | WLDFR | HFTD - Distribution - Tier 3 - 5QU CoRE ¦ 3QU LoRE | Red Flag Warning - Destructive Fires | 2027 | 1.1123e-10 | 9129.7461 | 233.2301 | 8896.516 | 0 | 0 | 3.0453e-07 | 1.0155e-06 | 0 | 1.0155e-06 | 1.7793e-08 | 1.6647e-09 | 0 | 1.6647e-09 | 1.3567e-08 | 0 | 1.3567e-08 | 2.9739e-08 | 0 | 2.9739e-08 | [17 empty] | 7.3.3.17.5 (Remote Grid) Updates to grid topology to minimize risk of ignition in HFTDs Remote GridWLDFRWire-to-wire contactAggregated | WLDFR | HFTD - Distribution - Tier 2 - 3QU CoRE ¦ 5QU LoRE | Red Flag Warning - Small Fires | Wire-to-wire contact | Aggregated | 2058 | 6.3437e-06 | 715.8465 | 0.0045411 | 2058 | Mitigation | 0.95 | 45 | 0 | esc | 0.00097009 | 6.1539e-09 | 0.00097009 | 6.1539e-09
[79 empty] | WLDFR | HFTD - Distribution - Tier 3 - 5QU CoRE ¦ 3QU LoRE | Red Flag Warning - Destructive Fires | 2028 | 1.1123e-10 | 9534.9221 | 247.273 | 9287.6491 | 0 | 0 | 3.0453e-07 | 1.0606e-06 | 0 | 1.0606e-06 | 1.8501e-08 | 1.7364e-09 | 0 | 1.7364e-09 | 1.4152e-08 | 0 | 1.4152e-08 | 3.1022e-08 | 0 | 3.1022e-08 | [17 empty] | 7.3.3.17.5 (Remote Grid) Updates to grid topology to minimize risk of ignition in HFTDs Remote GridWLDFRWire-to-wire contactAggregated | WLDFR | HFTD - Distribution - Tier 2 - 3QU CoRE ¦ 5QU LoRE | Red Flag Warning - Small Fires | Wire-to-wire contact | Aggregated | 2059 | 6.3437e-06 | 715.8465 | 0.0045411 | 2059 | Mitigation | 0.95 | 45 | 0 | esc | 0.00097009 | 6.1539e-09 | 0.00097009 | 6.1539e-09
[79 empty] | WLDFR | HFTD - Distribution - Tier 3 - 5QU CoRE ¦ 3QU LoRE | Red Flag Warning - Destructive Fires | 2029 | 1.1123e-10 | 9534.9221 | 247.273 | 9287.6491 | 0 | 0 | 3.0453e-07 | 1.0606e-06 | 0 | 1.0606e-06 | 1.8501e-08 | 1.7364e-09 | 0 | 1.7364e-09 | 1.4152e-08 | 0 | 1.4152e-08 | 3.1022e-08 | 0 | 3.1022e-08 | [17 empty] | 7.3.3.17.5 (Remote Grid) Updates to grid topology to minimize risk of ignition in HFTDs Remote GridWLDFRWire-to-wire contactAggregated | WLDFR | HFTD - Distribution - Tier 2 - 3QU CoRE ¦ 5QU LoRE | Red Flag Warning - Small Fires | Wire-to-wire contact | Aggregated | 2060 | 6.3437e-06 | 715.8465 | 0.0045411 | 2060 | Mitigation | 0.95 | 45 | 0 | esc | 0.00097009 | 6.1539e-09 | 0.00097009 | 6.1539e-09
[79 empty] | WLDFR | HFTD - Distribution - Tier 3 - 5QU CoRE ¦ 3QU LoRE | Red Flag Warning - Destructive Fires | 2030 | 1.1123e-10 | 9534.9221 | 247.273 | 9287.6491 | 0 | 0 | 3.0453e-07 | 1.0606e-06 | 0 | 1.0606e-06 | 1.8501e-08 | 1.7364e-09 | 0 | 1.7364e-09 | 1.4152e-08 | 0 | 1.4152e-08 | 3.1022e-08 | 0 | 3.1022e-08 | [17 empty] | 7.3.3.17.5 (Remote Grid) Updates to grid topology to minimize risk of ignition in HFTDs Remote GridWLDFRWire-to-wire contactAggregated | WLDFR | HFTD - Distribution - Tier 2 - 3QU CoRE ¦ 5QU LoRE | Red Flag Warning - Small Fires | Wire-to-wire contact | Aggregated | 2061 | 6.3437e-06 | 715.8465 | 0.0045411 | 2061 | Mitigation | 0.95 | 45 | 0 | esc | 0.00097009 | 6.1539e-09 | 0.00097009 | 6.1539e-09
[79 empty] | WLDFR | HFTD - Distribution - Tier 3 - 5QU CoRE ¦ 3QU LoRE | Red Flag Warning - Destructive Fires | 2031 | 1.1123e-10 | 9534.9221 | 247.273 | 9287.6491 | 0 | 0 | 3.0453e-07 | 1.0606e-06 | 0 | 1.0606e-06 | 1.8501e-08 | 1.7364e-09 | 0 | 1.7364e-09 | 1.4152e-08 | 0 | 1.4152e-08 | 3.1022e-08 | 0 | 3.1022e-08 | [17 empty] | 7.3.3.17.5 (Remote Grid) Updates to grid topology to minimize risk of ignition in HFTDs Remote GridWLDFRWire-to-wire contactAggregated | WLDFR | HFTD - Distribution - Tier 2 - 3QU CoRE ¦ 5QU LoRE | Red Flag Warning - Small Fires | Wire-to-wire contact | Aggregated | 2062 | 6.3437e-06 | 715.8465 | 0.0045411 | 2062 | Mitigation | 0.95 | 45 | 0 | esc | 0.00097009 | 6.1539e-09 | 0.00097009 | 6.1539e-09
[79 empty] | WLDFR | HFTD - Distribution - Tier 3 - 5QU CoRE ¦ 3QU LoRE | Red Flag Warning - Destructive Fires | 2032 | 1.1123e-10 | 9534.9221 | 247.273 | 9287.6491 | 0 | 0 | 3.0453e-07 | 1.0606e-06 | 0 | 1.0606e-06 | 1.8501e-08 | 1.7364e-09 | 0 | 1.7364e-09 | 1.4152e-08 | 0 | 1.4152e-08 | 3.1022e-08 | 0 | 3.1022e-08 | [17 empty] | 7.3.3.17.5 (Remote Grid) Updates to grid topology to minimize risk of ignition in HFTDs Remote GridWLDFRWire-to-wire contactAggregated | WLDFR | HFTD - Distribution - Tier 2 - 3QU CoRE ¦ 5QU LoRE | Red Flag Warning - Small Fires | Wire-to-wire contact | Aggregated | 2063 | 6.3437e-06 | 715.8465 | 0.0045411 | 2063 | Mitigation | 0.95 | 45 | 0 | esc | 0.00097009 | 6.1539e-09 | 0.00097009 | 6.1539e-09
[79 empty] | WLDFR | HFTD - Distribution - Tier 3 - 5QU CoRE ¦ 3QU LoRE | Red Flag Warning - Destructive Fires | 2033 | 1.1123e-10 | 9984.8474 | 263.1074 | 9721.74 | 0 | 0 | 3.0453e-07 | 1.1106e-06 | 0 | 1.1106e-06 | 1.9298e-08 | 1.8156e-09 | 0 | 1.8156e-09 | 1.4797e-08 | 0 | 1.4797e-08 | 3.2435e-08 | 0 | 3.2435e-08 | [17 empty] | 7.3.3.17.5 (Remote Grid) Updates to grid topology to minimize risk of ignition in HFTDs Remote GridWLDFRWire-to-wire contactAggregated | WLDFR | HFTD - Distribution - Tier 2 - 3QU CoRE ¦ 5QU LoRE | Red Flag Warning - Small Fires | Wire-to-wire contact | Aggregated | 2064 | 6.3437e-06 | 715.8465 | 0.0045411 | 2064 | Mitigation | 0.95 | 45 | 0 | esc | 0.00097009 | 6.1539e-09 | 0.00097009 | 6.1539e-09
[79 empty] | WLDFR | HFTD - Distribution - Tier 3 - 5QU CoRE ¦ 3QU LoRE | Red Flag Warning - Destructive Fires | 2034 | 1.1123e-10 | 9984.8474 | 263.1074 | 9721.74 | 0 | 0 | 3.0453e-07 | 1.1106e-06 | 0 | 1.1106e-06 | 1.9298e-08 | 1.8156e-09 | 0 | 1.8156e-09 | 1.4797e-08 | 0 | 1.4797e-08 | 3.2435e-08 | 0 | 3.2435e-08 | [17 empty] | 7.3.3.17.5 (Remote Grid) Updates to grid topology to minimize risk of ignition in HFTDs Remote GridWLDFRWire-to-wire contactAggregated | WLDFR | HFTD - Distribution - Tier 2 - 3QU CoRE ¦ 5QU LoRE | Red Flag Warning - Small Fires | Wire-to-wire contact | Aggregated | 2065 | 6.3437e-06 | 715.8465 | 0.0045411 | 2065 | Mitigation | 0.95 | 45 | 0 | esc | 0.00097009 | 6.1539e-09 | 0.00097009 | 6.1539e-09
[79 empty] | WLDFR | HFTD - Distribution - Tier 3 - 5QU CoRE ¦ 3QU LoRE | Red Flag Warning - Destructive Fires | 2035 | 1.1123e-10 | 9984.8474 | 263.1074 | 9721.74 | 0 | 0 | 3.0453e-07 | 1.1106e-06 | 0 | 1.1106e-06 | 1.9298e-08 | 1.8156e-09 | 0 | 1.8156e-09 | 1.4797e-08 | 0 | 1.4797e-08 | 3.2435e-08 | 0 | 3.2435e-08 | [17 empty] | 7.3.3.17.5 (Remote Grid) Updates to grid topology to minimize risk of ignition in HFTDs Remote GridWLDFRWire-to-wire contactAggregated | WLDFR | HFTD - Distribution - Tier 2 - 3QU CoRE ¦ 5QU LoRE | Red Flag Warning - Small Fires | Wire-to-wire contact | Aggregated | 2066 | 6.3437e-06 | 715.8465 | 0.0045411 | 2066 | Mitigation | 0.95 | 45 | 0 | esc | 0.00097009 | 6.1539e-09 | 0.00097009 | 6.1539e-09
[79 empty] | WLDFR | HFTD - Distribution - Tier 3 - 5QU CoRE ¦ 3QU LoRE | Red Flag Warning - Destructive Fires | 2036 | 1.1123e-10 | 9984.8474 | 263.1074 | 9721.74 | 0 | 0 | 3.0453e-07 | 1.1106e-06 | 0 | 1.1106e-06 | 1.9298e-08 | 1.8156e-09 | 0 | 1.8156e-09 | 1.4797e-08 | 0 | 1.4797e-08 | 3.2435e-08 | 0 | 3.2435e-08 | [17 empty] | 7.3.3.17.5 (Remote Grid) Updates to grid topology to minimize risk of ignition in HFTDs Remote GridWLDFRWire-to-wire contactAggregated | WLDFR | HFTD - Distribution - Tier 2 - 3QU CoRE ¦ 5QU LoRE | Red Flag Warning - Small Fires | Wire-to-wire contact | Aggregated | 2067 | 6.3437e-06 | 715.8465 | 0.0045411 | 2067 | Mitigation | 0.95 | 45 | 0 | esc | 0 | 0 | 0.00097009 | 6.1539e-09
[79 empty] | WLDFR | HFTD - Distribution - Tier 3 - 5QU CoRE ¦ 3QU LoRE | Red Flag Warning - Destructive Fires | 2037 | 1.1123e-10 | 9984.8474 | 263.1074 | 9721.74 | 0 | 0 | 3.0453e-07 | 1.1106e-06 | 0 | 1.1106e-06 | 1.9298e-08 | 1.8156e-09 | 0 | 1.8156e-09 | 1.4797e-08 | 0 | 1.4797e-08 | 3.2435e-08 | 0 | 3.2435e-08 | [17 empty] | 7.3.3.17.5 (Remote Grid) Updates to grid topology to minimize risk of ignition in HFTDs Remote GridWLDFRContact from objectAggregated | WLDFR | HFTD - Distribution - Tier 2 - 4QU CoRE ¦ 1QU LoRE | Non-Red Flag Warning - Catastrophic Fires | Contact from object | Aggregated | 2022 | 5.5453e-07 | 772.1066 | 0.00042816 | 2022 | Mitigation | 0.95 | 45 | 0 | esc | 0.00097009 | 5.3794e-10 | 0 | 0
[79 empty] | WLDFR | HFTD - Distribution - Tier 3 - 5QU CoRE ¦ 3QU LoRE | Red Flag Warning - Destructive Fires | 2038 | 1.1123e-10 | 10472.8261 | 280.5544 | 10192.2718 | 0 | 0 | 3.0453e-07 | 1.1649e-06 | 0 | 1.1649e-06 | 2.0178e-08 | 1.9012e-09 | 0 | 1.9012e-09 | 1.5495e-08 | 0 | 1.5495e-08 | 3.3965e-08 | 0 | 3.3965e-08 | [17 empty] | 7.3.3.17.5 (Remote Grid) Updates to grid topology to minimize risk of ignition in HFTDs Remote GridWLDFRContact from objectAggregated | WLDFR | HFTD - Distribution - Tier 2 - 4QU CoRE ¦ 1QU LoRE | Non-Red Flag Warning - Catastrophic Fires | Contact from object | Aggregated | 2023 | 5.5453e-07 | 772.1066 | 0.00042816 | 2023 | Mitigation | 0.95 | 45 | 0 | esc | 0.00097009 | 5.3794e-10 | 0.00097009 | 5.3794e-10
[79 empty] | WLDFR | HFTD - Distribution - Tier 3 - 5QU CoRE ¦ 3QU LoRE | Red Flag Warning - Destructive Fires | 2039 | 1.1123e-10 | 10472.8261 | 280.5544 | 10192.2718 | 0 | 0 | 3.0453e-07 | 1.1649e-06 | 0 | 1.1649e-06 | 2.0178e-08 | 1.9012e-09 | 0 | 1.9012e-09 | 1.5495e-08 | 0 | 1.5495e-08 | 3.3965e-08 | 0 | 3.3965e-08 | [17 empty] | 7.3.3.17.5 (Remote Grid) Updates to grid topology to minimize risk of ignition in HFTDs Remote GridWLDFRContact from objectAggregated | WLDFR | HFTD - Distribution - Tier 2 - 4QU CoRE ¦ 1QU LoRE | Non-Red Flag Warning - Catastrophic Fires | Contact from object | Aggregated | 2024 | 5.5453e-07 | 772.1066 | 0.00042816 | 2024 | Mitigation | 0.95 | 45 | 0 | esc | 0.00097009 | 5.3794e-10 | 0.00097009 | 5.3794e-10
[79 empty] | WLDFR | HFTD - Distribution - Tier 3 - 5QU CoRE ¦ 3QU LoRE | Red Flag Warning - Destructive Fires | 2040 | 1.1123e-10 | 10472.8261 | 280.5544 | 10192.2718 | 0 | 0 | 3.0453e-07 | 1.1649e-06 | 0 | 1.1649e-06 | 2.0178e-08 | 1.9012e-09 | 0 | 1.9012e-09 | 1.5495e-08 | 0 | 1.5495e-08 | 3.3965e-08 | 0 | 3.3965e-08 | [17 empty] | 7.3.3.17.5 (Remote Grid) Updates to grid topology to minimize risk of ignition in HFTDs Remote GridWLDFRContact from objectAggregated | WLDFR | HFTD - Distribution - Tier 2 - 4QU CoRE ¦ 1QU LoRE | Non-Red Flag Warning - Catastrophic Fires | Contact from object | Aggregated | 2025 | 5.5453e-07 | 772.1066 | 0.00042816 | 2025 | Mitigation | 0.95 | 45 | 0 | esc | 0.00097009 | 5.3794e-10 | 0.00097009 | 5.3794e-10
[79 empty] | WLDFR | HFTD - Distribution - Tier 3 - 5QU CoRE ¦ 3QU LoRE | Red Flag Warning - Destructive Fires | 2041 | 1.1123e-10 | 10472.8261 | 280.5544 | 10192.2718 | 0 | 0 | 3.0453e-07 | 1.1649e-06 | 0 | 1.1649e-06 | 2.0178e-08 | 1.9012e-09 | 0 | 1.9012e-09 | 1.5495e-08 | 0 | 1.5495e-08 | 3.3965e-08 | 0 | 3.3965e-08 | [17 empty] | 7.3.3.17.5 (Remote Grid) Updates to grid topology to minimize risk of ignition in HFTDs Remote GridWLDFRContact from objectAggregated | WLDFR | HFTD - Distribution - Tier 2 - 4QU CoRE ¦ 1QU LoRE | Non-Red Flag Warning - Catastrophic Fires | Contact from object | Aggregated | 2026 | 5.5453e-07 | 772.1066 | 0.00042816 | 2026 | Mitigation | 0.95 | 45 | 0 | esc | 0.00097009 | 5.3794e-10 | 0.00097009 | 5.3794e-10
[79 empty] | WLDFR | HFTD - Distribution - Tier 3 - 5QU CoRE ¦ 3QU LoRE | Red Flag Warning - Destructive Fires | 2042 | 1.1123e-10 | 10472.8261 | 280.5544 | 10192.2718 | 0 | 0 | 3.0453e-07 | 1.1649e-06 | 0 | 1.1649e-06 | 2.0178e-08 | 1.9012e-09 | 0 | 1.9012e-09 | 1.5495e-08 | 0 | 1.5495e-08 | 3.3965e-08 | 0 | 3.3965e-08 | [17 empty] | 7.3.3.17.5 (Remote Grid) Updates to grid topology to minimize risk of ignition in HFTDs Remote GridWLDFRContact from objectAggregated | WLDFR | HFTD - Distribution - Tier 2 - 4QU CoRE ¦ 1QU LoRE | Non-Red Flag Warning - Catastrophic Fires | Contact from object | Aggregated | 2027 | 5.5453e-07 | 772.1066 | 0.00042816 | 2027 | Mitigation | 0.95 | 45 | 0 | esc | 0.00097009 | 5.3794e-10 | 0.00097009 | 5.3794e-10
[79 empty] | WLDFR | HFTD - Distribution - Tier 3 - 5QU CoRE ¦ 3QU LoRE | Red Flag Warning - Destructive Fires | 2043 | 1.1123e-10 | 10992.1562 | 299.42 | 10692.7362 | 0 | 0 | 3.0453e-07 | 1.2227e-06 | 0 | 1.2227e-06 | 2.1129e-08 | 1.9925e-09 | 0 | 1.9925e-09 | 1.6239e-08 | 0 | 1.6239e-08 | 3.5596e-08 | 0 | 3.5596e-08 | [17 empty] | 7.3.3.17.5 (Remote Grid) Updates to grid topology to minimize risk of ignition in HFTDs Remote GridWLDFRContact from objectAggregated | WLDFR | HFTD - Distribution - Tier 2 - 4QU CoRE ¦ 1QU LoRE | Non-Red Flag Warning - Catastrophic Fires | Contact from object | Aggregated | 2028 | 5.5453e-07 | 772.1066 | 0.00042816 | 2028 | Mitigation | 0.95 | 45 | 0 | esc | 0.00097009 | 5.3794e-10 | 0.00097009 | 5.3794e-10
[79 empty] | WLDFR | HFTD - Distribution - Tier 3 - 5QU CoRE ¦ 3QU LoRE | Red Flag Warning - Destructive Fires | 2044 | 1.1123e-10 | 10992.1562 | 299.42 | 10692.7362 | 0 | 0 | 3.0453e-07 | 1.2227e-06 | 0 | 1.2227e-06 | 2.1129e-08 | 1.9925e-09 | 0 | 1.9925e-09 | 1.6239e-08 | 0 | 1.6239e-08 | 3.5596e-08 | 0 | 3.5596e-08 | [17 empty] | 7.3.3.17.5 (Remote Grid) Updates to grid topology to minimize risk of ignition in HFTDs Remote GridWLDFRContact from objectAggregated | WLDFR | HFTD - Distribution - Tier 2 - 4QU CoRE ¦ 1QU LoRE | Non-Red Flag Warning - Catastrophic Fires | Contact from object | Aggregated | 2029 | 5.5453e-07 | 772.1066 | 0.00042816 | 2029 | Mitigation | 0.95 | 45 | 0 | esc | 0.00097009 | 5.3794e-10 | 0.00097009 | 5.3794e-10
[79 empty] | WLDFR | HFTD - Distribution - Tier 3 - 5QU CoRE ¦ 3QU LoRE | Red Flag Warning - Destructive Fires | 2045 | 1.1123e-10 | 10992.1562 | 299.42 | 10692.7362 | 0 | 0 | 3.0453e-07 | 1.2227e-06 | 0 | 1.2227e-06 | 2.1129e-08 | 1.9925e-09 | 0 | 1.9925e-09 | 1.6239e-08 | 0 | 1.6239e-08 | 3.5596e-08 | 0 | 3.5596e-08 | [17 empty] | 7.3.3.17.5 (Remote Grid) Updates to grid topology to minimize risk of ignition in HFTDs Remote GridWLDFRContact from objectAggregated | WLDFR | HFTD - Distribution - Tier 2 - 4QU CoRE ¦ 1QU LoRE | Non-Red Flag Warning - Catastrophic Fires | Contact from object | Aggregated | 2030 | 5.5453e-07 | 772.1066 | 0.00042816 | 2030 | Mitigation | 0.95 | 45 | 0 | esc | 0.00097009 | 5.3794e-10 | 0.00097009 | 5.3794e-10
[79 empty] | WLDFR | HFTD - Distribution - Tier 3 - 5QU CoRE ¦ 3QU LoRE | Red Flag Warning - Destructive Fires | 2046 | 1.1123e-10 | 10992.1562 | 299.42 | 10692.7362 | 0 | 0 | 3.0453e-07 | 1.2227e-06 | 0 | 1.2227e-06 | 2.1129e-08 | 1.9925e-09 | 0 | 1.9925e-09 | 1.6239e-08 | 0 | 1.6239e-08 | 3.5596e-08 | 0 | 3.5596e-08 | [17 empty] | 7.3.3.17.5 (Remote Grid) Updates to grid topology to minimize risk of ignition in HFTDs Remote GridWLDFRContact from objectAggregated | WLDFR | HFTD - Distribution - Tier 2 - 4QU CoRE ¦ 1QU LoRE | Non-Red Flag Warning - Catastrophic Fires | Contact from object | Aggregated | 2031 | 5.5453e-07 | 772.1066 | 0.00042816 | 2031 | Mitigation | 0.95 | 45 | 0 | esc | 0.00097009 | 5.3794e-10 | 0.00097009 | 5.3794e-10
[79 empty] | WLDFR | HFTD - Distribution - Tier 3 - 5QU CoRE ¦ 3QU LoRE | Red Flag Warning - Destructive Fires | 2047 | 1.1123e-10 | 10992.1562 | 299.42 | 10692.7362 | 0 | 0 | 3.0453e-07 | 1.2227e-06 | 0 | 1.2227e-06 | 2.1129e-08 | 1.9925e-09 | 0 | 1.9925e-09 | 1.6239e-08 | 0 | 1.6239e-08 | 3.5596e-08 | 0 | 3.5596e-08 | [17 empty] | 7.3.3.17.5 (Remote Grid) Updates to grid topology to minimize risk of ignition in HFTDs Remote GridWLDFRContact from objectAggregated | WLDFR | HFTD - Distribution - Tier 2 - 4QU CoRE ¦ 1QU LoRE | Non-Red Flag Warning - Catastrophic Fires | Contact from object | Aggregated | 2032 | 5.5453e-07 | 772.1066 | 0.00042816 | 2032 | Mitigation | 0.95 | 45 | 0 | esc | 0.00097009 | 5.3794e-10 | 0.00097009 | 5.3794e-10
[79 empty] | WLDFR | HFTD - Distribution - Tier 3 - 5QU CoRE ¦ 3QU LoRE | Red Flag Warning - Destructive Fires | 2048 | 1.1123e-10 | 11536.0538 | 319.4911 | 11216.5626 | 0 | 0 | 3.0453e-07 | 1.2832e-06 | 0 | 1.2832e-06 | 2.2144e-08 | 2.0885e-09 | 0 | 2.0885e-09 | 1.7022e-08 | 0 | 1.7022e-08 | 3.7312e-08 | 0 | 3.7312e-08 | [17 empty] | 7.3.3.17.5 (Remote Grid) Updates to grid topology to minimize risk of ignition in HFTDs Remote GridWLDFRContact from objectAggregated | WLDFR | HFTD - Distribution - Tier 2 - 4QU CoRE ¦ 1QU LoRE | Non-Red Flag Warning - Catastrophic Fires | Contact from object | Aggregated | 2033 | 5.5453e-07 | 772.1066 | 0.00042816 | 2033 | Mitigation | 0.95 | 45 | 0 | esc | 0.00097009 | 5.3794e-10 | 0.00097009 | 5.3794e-10
[79 empty] | WLDFR | HFTD - Distribution - Tier 3 - 5QU CoRE ¦ 3QU LoRE | Red Flag Warning - Destructive Fires | 2049 | 1.1123e-10 | 11536.0538 | 319.4911 | 11216.5626 | 0 | 0 | 3.0453e-07 | 1.2832e-06 | 0 | 1.2832e-06 | 2.2144e-08 | 2.0885e-09 | 0 | 2.0885e-09 | 1.7022e-08 | 0 | 1.7022e-08 | 3.7312e-08 | 0 | 3.7312e-08 | [17 empty] | 7.3.3.17.5 (Remote Grid) Updates to grid topology to minimize risk of ignition in HFTDs Remote GridWLDFRContact from objectAggregated | WLDFR | HFTD - Distribution - Tier 2 - 4QU CoRE ¦ 1QU LoRE | Non-Red Flag Warning - Catastrophic Fires | Contact from object | Aggregated | 2034 | 5.5453e-07 | 772.1066 | 0.00042816 | 2034 | Mitigation | 0.95 | 45 | 0 | esc | 0.00097009 | 5.3794e-10 | 0.00097009 | 5.3794e-10
[79 empty] | WLDFR | HFTD - Distribution - Tier 3 - 5QU CoRE ¦ 3QU LoRE | Red Flag Warning - Destructive Fires | 2050 | 1.1123e-10 | 11536.0538 | 319.4911 | 11216.5626 | 0 | 0 | 3.0453e-07 | 1.2832e-06 | 0 | 1.2832e-06 | 2.2144e-08 | 2.0885e-09 | 0 | 2.0885e-09 | 1.7022e-08 | 0 | 1.7022e-08 | 3.7312e-08 | 0 | 3.7312e-08 | [17 empty] | 7.3.3.17.5 (Remote Grid) Updates to grid topology to minimize risk of ignition in HFTDs Remote GridWLDFRContact from objectAggregated | WLDFR | HFTD - Distribution - Tier 2 - 4QU CoRE ¦ 1QU LoRE | Non-Red Flag Warning - Catastrophic Fires | Contact from object | Aggregated | 2035 | 5.5453e-07 | 772.1066 | 0.00042816 | 2035 | Mitigation | 0.95 | 45 | 0 | esc | 0.00097009 | 5.3794e-10 | 0.00097009 | 5.3794e-10
[79 empty] | WLDFR | HFTD - Distribution - Tier 3 - 5QU CoRE ¦ 3QU LoRE | Red Flag Warning - Destructive Fires | 2051 | 1.1123e-10 | 11536.0538 | 319.4911 | 11216.5626 | 0 | 0 | 3.0453e-07 | 1.2832e-06 | 0 | 1.2832e-06 | 2.2144e-08 | 2.0885e-09 | 0 | 2.0885e-09 | 1.7022e-08 | 0 | 1.7022e-08 | 3.7312e-08 | 0 | 3.7312e-08 | [17 empty] | 7.3.3.17.5 (Remote Grid) Updates to grid topology to minimize risk of ignition in HFTDs Remote GridWLDFRContact from objectAggregated | WLDFR | HFTD - Distribution - Tier 2 - 4QU CoRE ¦ 1QU LoRE | Non-Red Flag Warning - Catastrophic Fires | Contact from object | Aggregated | 2036 | 5.5453e-07 | 772.1066 | 0.00042816 | 2036 | Mitigation | 0.95 | 45 | 0 | esc | 0.00097009 | 5.3794e-10 | 0.00097009 | 5.3794e-10
[79 empty] | WLDFR | HFTD - Distribution - Tier 3 - 5QU CoRE ¦ 3QU LoRE | Red Flag Warning - Destructive Fires | 2052 | 1.1123e-10 | 11536.0538 | 319.4911 | 11216.5626 | 0 | 0 | 3.0453e-07 | 1.2832e-06 | 0 | 1.2832e-06 | 2.2144e-08 | 2.0885e-09 | 0 | 2.0885e-09 | 1.7022e-08 | 0 | 1.7022e-08 | 3.7312e-08 | 0 | 3.7312e-08 | [17 empty] | 7.3.3.17.5 (Remote Grid) Updates to grid topology to minimize risk of ignition in HFTDs Remote GridWLDFRContact from objectAggregated | WLDFR | HFTD - Distribution - Tier 2 - 4QU CoRE ¦ 1QU LoRE | Non-Red Flag Warning - Catastrophic Fires | Contact from object | Aggregated | 2037 | 5.5453e-07 | 772.1066 | 0.00042816 | 2037 | Mitigation | 0.95 | 45 | 0 | esc | 0.00097009 | 5.3794e-10 | 0.00097009 | 5.3794e-10
[79 empty] | WLDFR | HFTD - Distribution - Tier 3 - 5QU CoRE ¦ 3QU LoRE | Red Flag Warning - Destructive Fires | 2053 | 1.1123e-10 | 12097.6769 | 340.5356 | 11757.1413 | 0 | 0 | 3.0453e-07 | 1.3456e-06 | 0 | 1.3456e-06 | 2.3211e-08 | 2.1882e-09 | 0 | 2.1882e-09 | 1.7834e-08 | 0 | 1.7834e-08 | 3.9093e-08 | 0 | 3.9093e-08 | [17 empty] | 7.3.3.17.5 (Remote Grid) Updates to grid topology to minimize risk of ignition in HFTDs Remote GridWLDFRContact from objectAggregated | WLDFR | HFTD - Distribution - Tier 2 - 4QU CoRE ¦ 1QU LoRE | Non-Red Flag Warning - Catastrophic Fires | Contact from object | Aggregated | 2038 | 5.5453e-07 | 772.1066 | 0.00042816 | 2038 | Mitigation | 0.95 | 45 | 0 | esc | 0.00097009 | 5.3794e-10 | 0.00097009 | 5.3794e-10
[79 empty] | WLDFR | HFTD - Distribution - Tier 3 - 5QU CoRE ¦ 3QU LoRE | Red Flag Warning - Destructive Fires | 2054 | 1.1123e-10 | 12097.6769 | 340.5356 | 11757.1413 | 0 | 0 | 3.0453e-07 | 1.3456e-06 | 0 | 1.3456e-06 | 2.3211e-08 | 2.1882e-09 | 0 | 2.1882e-09 | 1.7834e-08 | 0 | 1.7834e-08 | 3.9093e-08 | 0 | 3.9093e-08 | [17 empty] | 7.3.3.17.5 (Remote Grid) Updates to grid topology to minimize risk of ignition in HFTDs Remote GridWLDFRContact from objectAggregated | WLDFR | HFTD - Distribution - Tier 2 - 4QU CoRE ¦ 1QU LoRE | Non-Red Flag Warning - Catastrophic Fires | Contact from object | Aggregated | 2039 | 5.5453e-07 | 772.1066 | 0.00042816 | 2039 | Mitigation | 0.95 | 45 | 0 | esc | 0.00097009 | 5.3794e-10 | 0.00097009 | 5.3794e-10
[79 empty] | WLDFR | HFTD - Distribution - Tier 3 - 5QU CoRE ¦ 3QU LoRE | Red Flag Warning - Destructive Fires | 2055 | 1.1123e-10 | 12097.6769 | 340.5356 | 11757.1413 | 0 | 0 | 3.0453e-07 | 1.3456e-06 | 0 | 1.3456e-06 | 2.3211e-08 | 2.1882e-09 | 0 | 2.1882e-09 | 1.7834e-08 | 0 | 1.7834e-08 | 3.9093e-08 | 0 | 3.9093e-08 | [17 empty] | 7.3.3.17.5 (Remote Grid) Updates to grid topology to minimize risk of ignition in HFTDs Remote GridWLDFRContact from objectAggregated | WLDFR | HFTD - Distribution - Tier 2 - 4QU CoRE ¦ 1QU LoRE | Non-Red Flag Warning - Catastrophic Fires | Contact from object | Aggregated | 2040 | 5.5453e-07 | 772.1066 | 0.00042816 | 2040 | Mitigation | 0.95 | 45 | 0 | esc | 0.00097009 | 5.3794e-10 | 0.00097009 | 5.3794e-10
[79 empty] | WLDFR | HFTD - Distribution - Tier 3 - 5QU CoRE ¦ 3QU LoRE | Red Flag Warning - Destructive Fires | 2056 | 1.1123e-10 | 12097.6769 | 340.5356 | 11757.1413 | 0 | 0 | 3.0453e-07 | 1.3456e-06 | 0 | 1.3456e-06 | 2.3211e-08 | 2.1882e-09 | 0 | 2.1882e-09 | 1.7834e-08 | 0 | 1.7834e-08 | 3.9093e-08 | 0 | 3.9093e-08 | [17 empty] | 7.3.3.17.5 (Remote Grid) Updates to grid topology to minimize risk of ignition in HFTDs Remote GridWLDFRContact from objectAggregated | WLDFR | HFTD - Distribution - Tier 2 - 4QU CoRE ¦ 1QU LoRE | Non-Red Flag Warning - Catastrophic Fires | Contact from object | Aggregated | 2041 | 5.5453e-07 | 772.1066 | 0.00042816 | 2041 | Mitigation | 0.95 | 45 | 0 | esc | 0.00097009 | 5.3794e-10 | 0.00097009 | 5.3794e-10
[79 empty] | WLDFR | HFTD - Distribution - Tier 3 - 5QU CoRE ¦ 3QU LoRE | Red Flag Warning - Destructive Fires | 2057 | 1.1123e-10 | 12097.6769 | 340.5356 | 11757.1413 | 0 | 0 | 3.0453e-07 | 1.3456e-06 | 0 | 1.3456e-06 | 2.3211e-08 | 2.1882e-09 | 0 | 2.1882e-09 | 1.7834e-08 | 0 | 1.7834e-08 | 3.9093e-08 | 0 | 3.9093e-08 | [17 empty] | 7.3.3.17.5 (Remote Grid) Updates to grid topology to minimize risk of ignition in HFTDs Remote GridWLDFRContact from objectAggregated | WLDFR | HFTD - Distribution - Tier 2 - 4QU CoRE ¦ 1QU LoRE | Non-Red Flag Warning - Catastrophic Fires | Contact from object | Aggregated | 2042 | 5.5453e-07 | 772.1066 | 0.00042816 | 2042 | Mitigation | 0.95 | 45 | 0 | esc | 0.00097009 | 5.3794e-10 | 0.00097009 | 5.3794e-10
[79 empty] | WLDFR | HFTD - Distribution - Tier 3 - 5QU CoRE ¦ 3QU LoRE | Red Flag Warning - Destructive Fires | 2058 | 1.1123e-10 | 12670.1796 | 362.3049 | 12307.8747 | 0 | 0 | 3.0453e-07 | 1.4093e-06 | 0 | 1.4093e-06 | 2.432e-08 | 2.2905e-09 | 0 | 2.2905e-09 | 1.8668e-08 | 0 | 1.8668e-08 | 4.092e-08 | 0 | 4.092e-08 | [17 empty] | 7.3.3.17.5 (Remote Grid) Updates to grid topology to minimize risk of ignition in HFTDs Remote GridWLDFRContact from objectAggregated | WLDFR | HFTD - Distribution - Tier 2 - 4QU CoRE ¦ 1QU LoRE | Non-Red Flag Warning - Catastrophic Fires | Contact from object | Aggregated | 2043 | 5.5453e-07 | 772.1066 | 0.00042816 | 2043 | Mitigation | 0.95 | 45 | 0 | esc | 0.00097009 | 5.3794e-10 | 0.00097009 | 5.3794e-10
[79 empty] | WLDFR | HFTD - Distribution - Tier 3 - 5QU CoRE ¦ 3QU LoRE | Red Flag Warning - Destructive Fires | 2059 | 1.1123e-10 | 12670.1796 | 362.3049 | 12307.8747 | 0 | 0 | 3.0453e-07 | 1.4093e-06 | 0 | 1.4093e-06 | 2.432e-08 | 2.2905e-09 | 0 | 2.2905e-09 | 1.8668e-08 | 0 | 1.8668e-08 | 4.092e-08 | 0 | 4.092e-08 | [17 empty] | 7.3.3.17.5 (Remote Grid) Updates to grid topology to minimize risk of ignition in HFTDs Remote GridWLDFRContact from objectAggregated | WLDFR | HFTD - Distribution - Tier 2 - 4QU CoRE ¦ 1QU LoRE | Non-Red Flag Warning - Catastrophic Fires | Contact from object | Aggregated | 2044 | 5.5453e-07 | 772.1066 | 0.00042816 | 2044 | Mitigation | 0.95 | 45 | 0 | esc | 0.00097009 | 5.3794e-10 | 0.00097009 | 5.3794e-10
[79 empty] | WLDFR | HFTD - Distribution - Tier 3 - 5QU CoRE ¦ 3QU LoRE | Red Flag Warning - Destructive Fires | 2060 | 1.1123e-10 | 12670.1796 | 362.3049 | 12307.8747 | 0 | 0 | 3.0453e-07 | 1.4093e-06 | 0 | 1.4093e-06 | 2.432e-08 | 2.2905e-09 | 0 | 2.2905e-09 | 1.8668e-08 | 0 | 1.8668e-08 | 4.092e-08 | 0 | 4.092e-08 | [17 empty] | 7.3.3.17.5 (Remote Grid) Updates to grid topology to minimize risk of ignition in HFTDs Remote GridWLDFRContact from objectAggregated | WLDFR | HFTD - Distribution - Tier 2 - 4QU CoRE ¦ 1QU LoRE | Non-Red Flag Warning - Catastrophic Fires | Contact from object | Aggregated | 2045 | 5.5453e-07 | 772.1066 | 0.00042816 | 2045 | Mitigation | 0.95 | 45 | 0 | esc | 0.00097009 | 5.3794e-10 | 0.00097009 | 5.3794e-10
[79 empty] | WLDFR | HFTD - Distribution - Tier 3 - 5QU CoRE ¦ 3QU LoRE | Red Flag Warning - Destructive Fires | 2061 | 1.1123e-10 | 12670.1796 | 362.3049 | 12307.8747 | 0 | 0 | 3.0453e-07 | 1.4093e-06 | 0 | 1.4093e-06 | 2.432e-08 | 2.2905e-09 | 0 | 2.2905e-09 | 1.8668e-08 | 0 | 1.8668e-08 | 4.092e-08 | 0 | 4.092e-08 | [17 empty] | 7.3.3.17.5 (Remote Grid) Updates to grid topology to minimize risk of ignition in HFTDs Remote GridWLDFRContact from objectAggregated | WLDFR | HFTD - Distribution - Tier 2 - 4QU CoRE ¦ 1QU LoRE | Non-Red Flag Warning - Catastrophic Fires | Contact from object | Aggregated | 2046 | 5.5453e-07 | 772.1066 | 0.00042816 | 2046 | Mitigation | 0.95 | 45 | 0 | esc | 0.00097009 | 5.3794e-10 | 0.00097009 | 5.3794e-10
[79 empty] | WLDFR | HFTD - Distribution - Tier 3 - 5QU CoRE ¦ 3QU LoRE | Red Flag Warning - Destructive Fires | 2062 | 1.1123e-10 | 12670.1796 | 362.3049 | 12307.8747 | 0 | 0 | 3.0453e-07 | 1.4093e-06 | 0 | 1.4093e-06 | 2.432e-08 | 2.2905e-09 | 0 | 2.2905e-09 | 1.8668e-08 | 0 | 1.8668e-08 | 4.092e-08 | 0 | 4.092e-08 | [17 empty] | 7.3.3.17.5 (Remote Grid) Updates to grid topology to minimize risk of ignition in HFTDs Remote GridWLDFRContact from objectAggregated | WLDFR | HFTD - Distribution - Tier 2 - 4QU CoRE ¦ 1QU LoRE | Non-Red Flag Warning - Catastrophic Fires | Contact from object | Aggregated | 2047 | 5.5453e-07 | 772.1066 | 0.00042816 | 2047 | Mitigation | 0.95 | 45 | 0 | esc | 0.00097009 | 5.3794e-10 | 0.00097009 | 5.3794e-10
[79 empty] | WLDFR | HFTD - Distribution - Tier 3 - 5QU CoRE ¦ 3QU LoRE | Red Flag Warning - Destructive Fires | 2063 | 1.1123e-10 | 13246.6313 | 384.5316 | 12862.0997 | 0 | 0 | 3.0453e-07 | 1.4734e-06 | 0 | 1.4734e-06 | 2.5456e-08 | 2.3941e-09 | 0 | 2.3941e-09 | 1.9512e-08 | 0 | 1.9512e-08 | 4.2771e-08 | 0 | 4.2771e-08 | [17 empty] | 7.3.3.17.5 (Remote Grid) Updates to grid topology to minimize risk of ignition in HFTDs Remote GridWLDFRContact from objectAggregated | WLDFR | HFTD - Distribution - Tier 2 - 4QU CoRE ¦ 1QU LoRE | Non-Red Flag Warning - Catastrophic Fires | Contact from object | Aggregated | 2048 | 5.5453e-07 | 772.1066 | 0.00042816 | 2048 | Mitigation | 0.95 | 45 | 0 | esc | 0.00097009 | 5.3794e-10 | 0.00097009 | 5.3794e-10
[79 empty] | WLDFR | HFTD - Distribution - Tier 3 - 5QU CoRE ¦ 3QU LoRE | Red Flag Warning - Destructive Fires | 2064 | 1.1123e-10 | 13246.6313 | 384.5316 | 12862.0997 | 0 | 0 | 3.0453e-07 | 1.4734e-06 | 0 | 1.4734e-06 | 2.5456e-08 | 2.3941e-09 | 0 | 2.3941e-09 | 1.9512e-08 | 0 | 1.9512e-08 | 4.2771e-08 | 0 | 4.2771e-08 | [17 empty] | 7.3.3.17.5 (Remote Grid) Updates to grid topology to minimize risk of ignition in HFTDs Remote GridWLDFRContact from objectAggregated | WLDFR | HFTD - Distribution - Tier 2 - 4QU CoRE ¦ 1QU LoRE | Non-Red Flag Warning - Catastrophic Fires | Contact from object | Aggregated | 2049 | 5.5453e-07 | 772.1066 | 0.00042816 | 2049 | Mitigation | 0.95 | 45 | 0 | esc | 0.00097009 | 5.3794e-10 | 0.00097009 | 5.3794e-10
[79 empty] | WLDFR | HFTD - Distribution - Tier 3 - 5QU CoRE ¦ 3QU LoRE | Red Flag Warning - Destructive Fires | 2065 | 1.1123e-10 | 13246.6313 | 384.5316 | 12862.0997 | 0 | 0 | 3.0453e-07 | 1.4734e-06 | 0 | 1.4734e-06 | 2.5456e-08 | 0 | 0 | 0 | 1.9512e-08 | 0 | 1.9512e-08 | 4.2771e-08 | 0 | 4.2771e-08 | [17 empty] | 7.3.3.17.5 (Remote Grid) Updates to grid topology to minimize risk of ignition in HFTDs Remote GridWLDFRContact from objectAggregated | WLDFR | HFTD - Distribution - Tier 2 - 4QU CoRE ¦ 1QU LoRE | Non-Red Flag Warning - Catastrophic Fires | Contact from object | Aggregated | 2050 | 5.5453e-07 | 772.1066 | 0.00042816 | 2050 | Mitigation | 0.95 | 45 | 0 | esc | 0.00097009 | 5.3794e-10 | 0.00097009 | 5.3794e-10
[79 empty] | WLDFR | HFTD - Distribution - Tier 3 - 5QU CoRE ¦ 3QU LoRE | Red Flag Warning - Destructive Fires | 2066 | 1.1123e-10 | 13246.6313 | 384.5316 | 12862.0997 | 0 | 0 | 3.0453e-07 | 1.4734e-06 | 0 | 1.4734e-06 | 2.5456e-08 | 0 | 0 | 0 | 0 | 0 | 0 | 4.2771e-08 | 0 | 4.2771e-08 | [17 empty] | 7.3.3.17.5 (Remote Grid) Updates to grid topology to minimize risk of ignition in HFTDs Remote GridWLDFRContact from objectAggregated | WLDFR | HFTD - Distribution - Tier 2 - 4QU CoRE ¦ 1QU LoRE | Non-Red Flag Warning - Catastrophic Fires | Contact from object | Aggregated | 2051 | 5.5453e-07 | 772.1066 | 0.00042816 | 2051 | Mitigation | 0.95 | 45 | 0 | esc | 0.00097009 | 5.3794e-10 | 0.00097009 | 5.3794e-10
[79 empty] | WLDFR | HFTD - Distribution - Tier 3 - 5QU CoRE ¦ 3QU LoRE | Red Flag Warning - Large Fires | 2022 | 7.4776e-09 | 5.2406 | 0.69642 | 2.942 | 1.6022 | 0 | 2.0472e-05 | 3.9187e-08 | 0 | 3.9187e-08 | 1.0293e-08 | 3.1494e-06 | 0 | 3.1494e-06 | 5.3365e-06 | 0 | 5.3365e-06 | 2.9745e-06 | 0 | 2.9745e-06 | [17 empty] | 7.3.3.17.5 (Remote Grid) Updates to grid topology to minimize risk of ignition in HFTDs Remote GridWLDFRContact from objectAggregated | WLDFR | HFTD - Distribution - Tier 2 - 4QU CoRE ¦ 1QU LoRE | Non-Red Flag Warning - Catastrophic Fires | Contact from object | Aggregated | 2052 | 5.5453e-07 | 772.1066 | 0.00042816 | 2052 | Mitigation | 0.95 | 45 | 0 | esc | 0.00097009 | 5.3794e-10 | 0.00097009 | 5.3794e-10
[79 empty] | WLDFR | HFTD - Distribution - Tier 3 - 5QU CoRE ¦ 3QU LoRE | Red Flag Warning - Large Fires | 2023 | 7.4776e-09 | 5.475 | 0.71896 | 3.0715 | 1.6846 | 0 | 2.0472e-05 | 4.094e-08 | 0 | 4.094e-08 | 1.066e-08 | 3.1494e-06 | 0 | 3.1494e-06 | 5.3365e-06 | 0 | 5.3365e-06 | 2.9745e-06 | 0 | 2.9745e-06 | [17 empty] | 7.3.3.17.5 (Remote Grid) Updates to grid topology to minimize risk of ignition in HFTDs Remote GridWLDFRContact from objectAggregated | WLDFR | HFTD - Distribution - Tier 2 - 4QU CoRE ¦ 1QU LoRE | Non-Red Flag Warning - Catastrophic Fires | Contact from object | Aggregated | 2053 | 5.5453e-07 | 772.1066 | 0.00042816 | 2053 | Mitigation | 0.95 | 45 | 0 | esc | 0.00097009 | 5.3794e-10 | 0.00097009 | 5.3794e-10
[79 empty] | WLDFR | HFTD - Distribution - Tier 3 - 5QU CoRE ¦ 3QU LoRE | Red Flag Warning - Large Fires | 2024 | 7.4776e-09 | 5.475 | 0.71896 | 3.0715 | 1.6846 | 0 | 2.0472e-05 | 4.094e-08 | 0 | 4.094e-08 | 1.066e-08 | 3.2985e-06 | 0 | 3.2985e-06 | 5.5891e-06 | 0 | 5.5891e-06 | 3.1152e-06 | 0 | 3.1152e-06 | [17 empty] | 7.3.3.17.5 (Remote Grid) Updates to grid topology to minimize risk of ignition in HFTDs Remote GridWLDFRContact from objectAggregated | WLDFR | HFTD - Distribution - Tier 2 - 4QU CoRE ¦ 1QU LoRE | Non-Red Flag Warning - Catastrophic Fires | Contact from object | Aggregated | 2054 | 5.5453e-07 | 772.1066 | 0.00042816 | 2054 | Mitigation | 0.95 | 45 | 0 | esc | 0.00097009 | 5.3794e-10 | 0.00097009 | 5.3794e-10
[79 empty] | WLDFR | HFTD - Distribution - Tier 3 - 5QU CoRE ¦ 3QU LoRE | Red Flag Warning - Large Fires | 2025 | 7.4776e-09 | 5.475 | 0.71896 | 3.0715 | 1.6846 | 0 | 2.0472e-05 | 4.094e-08 | 0 | 4.094e-08 | 1.066e-08 | 3.2985e-06 | 0 | 3.2985e-06 | 5.5891e-06 | 0 | 5.5891e-06 | 3.1152e-06 | 0 | 3.1152e-06 | [17 empty] | 7.3.3.17.5 (Remote Grid) Updates to grid topology to minimize risk of ignition in HFTDs Remote GridWLDFRContact from objectAggregated | WLDFR | HFTD - Distribution - Tier 2 - 4QU CoRE ¦ 1QU LoRE | Non-Red Flag Warning - Catastrophic Fires | Contact from object | Aggregated | 2055 | 5.5453e-07 | 772.1066 | 0.00042816 | 2055 | Mitigation | 0.95 | 45 | 0 | esc | 0.00097009 | 5.3794e-10 | 0.00097009 | 5.3794e-10
[79 empty] | WLDFR | HFTD - Distribution - Tier 3 - 5QU CoRE ¦ 3QU LoRE | Red Flag Warning - Large Fires | 2026 | 7.4776e-09 | 5.475 | 0.71896 | 3.0715 | 1.6846 | 0 | 2.0472e-05 | 4.094e-08 | 0 | 4.094e-08 | 1.066e-08 | 3.2985e-06 | 0 | 3.2985e-06 | 5.5891e-06 | 0 | 5.5891e-06 | 3.1152e-06 | 0 | 3.1152e-06 | [17 empty] | 7.3.3.17.5 (Remote Grid) Updates to grid topology to minimize risk of ignition in HFTDs Remote GridWLDFRContact from objectAggregated | WLDFR | HFTD - Distribution - Tier 2 - 4QU CoRE ¦ 1QU LoRE | Non-Red Flag Warning - Catastrophic Fires | Contact from object | Aggregated | 2056 | 5.5453e-07 | 772.1066 | 0.00042816 | 2056 | Mitigation | 0.95 | 45 | 0 | esc | 0.00097009 | 5.3794e-10 | 0.00097009 | 5.3794e-10
[79 empty] | WLDFR | HFTD - Distribution - Tier 3 - 5QU CoRE ¦ 3QU LoRE | Red Flag Warning - Large Fires | 2027 | 7.4776e-09 | 5.475 | 0.71896 | 3.0715 | 1.6846 | 0 | 2.0472e-05 | 4.094e-08 | 0 | 4.094e-08 | 1.066e-08 | 3.2985e-06 | 0 | 3.2985e-06 | 5.5891e-06 | 0 | 5.5891e-06 | 3.1152e-06 | 0 | 3.1152e-06 | [17 empty] | 7.3.3.17.5 (Remote Grid) Updates to grid topology to minimize risk of ignition in HFTDs Remote GridWLDFRContact from objectAggregated | WLDFR | HFTD - Distribution - Tier 2 - 4QU CoRE ¦ 1QU LoRE | Non-Red Flag Warning - Catastrophic Fires | Contact from object | Aggregated | 2057 | 5.5453e-07 | 772.1066 | 0.00042816 | 2057 | Mitigation | 0.95 | 45 | 0 | esc | 0.00097009 | 5.3794e-10 | 0.00097009 | 5.3794e-10
[79 empty] | WLDFR | HFTD - Distribution - Tier 3 - 5QU CoRE ¦ 3QU LoRE | Red Flag Warning - Large Fires | 2028 | 7.4776e-09 | 5.777 | 0.74734 | 3.238 | 1.7917 | 0 | 2.0472e-05 | 4.3198e-08 | 0 | 4.3198e-08 | 1.1122e-08 | 3.2985e-06 | 0 | 3.2985e-06 | 5.5891e-06 | 0 | 5.5891e-06 | 3.1152e-06 | 0 | 3.1152e-06 | [17 empty] | 7.3.3.17.5 (Remote Grid) Updates to grid topology to minimize risk of ignition in HFTDs Remote GridWLDFRContact from objectAggregated | WLDFR | HFTD - Distribution - Tier 2 - 4QU CoRE ¦ 1QU LoRE | Non-Red Flag Warning - Catastrophic Fires | Contact from object | Aggregated | 2058 | 5.5453e-07 | 772.1066 | 0.00042816 | 2058 | Mitigation | 0.95 | 45 | 0 | esc | 0.00097009 | 5.3794e-10 | 0.00097009 | 5.3794e-10
[79 empty] | WLDFR | HFTD - Distribution - Tier 3 - 5QU CoRE ¦ 3QU LoRE | Red Flag Warning - Large Fires | 2029 | 7.4776e-09 | 5.777 | 0.74734 | 3.238 | 1.7917 | 0 | 2.0472e-05 | 4.3198e-08 | 0 | 4.3198e-08 | 1.1122e-08 | 3.4485e-06 | 0 | 3.4485e-06 | 5.8434e-06 | 0 | 5.8434e-06 | 3.257e-06 | 0 | 3.257e-06 | [17 empty] | 7.3.3.17.5 (Remote Grid) Updates to grid topology to minimize risk of ignition in HFTDs Remote GridWLDFRContact from objectAggregated | WLDFR | HFTD - Distribution - Tier 2 - 4QU CoRE ¦ 1QU LoRE | Non-Red Flag Warning - Catastrophic Fires | Contact from object | Aggregated | 2059 | 5.5453e-07 | 772.1066 | 0.00042816 | 2059 | Mitigation | 0.95 | 45 | 0 | esc | 0.00097009 | 5.3794e-10 | 0.00097009 | 5.3794e-10
[79 empty] | WLDFR | HFTD - Distribution - Tier 3 - 5QU CoRE ¦ 3QU LoRE | Red Flag Warning - Large Fires | 2030 | 7.4776e-09 | 5.777 | 0.74734 | 3.238 | 1.7917 | 0 | 2.0472e-05 | 4.3198e-08 | 0 | 4.3198e-08 | 1.1122e-08 | 3.4485e-06 | 0 | 3.4485e-06 | 5.8434e-06 | 0 | 5.8434e-06 | 3.257e-06 | 0 | 3.257e-06 | [17 empty] | 7.3.3.17.5 (Remote Grid) Updates to grid topology to minimize risk of ignition in HFTDs Remote GridWLDFRContact from objectAggregated | WLDFR | HFTD - Distribution - Tier 2 - 4QU CoRE ¦ 1QU LoRE | Non-Red Flag Warning - Catastrophic Fires | Contact from object | Aggregated | 2060 | 5.5453e-07 | 772.1066 | 0.00042816 | 2060 | Mitigation | 0.95 | 45 | 0 | esc | 0.00097009 | 5.3794e-10 | 0.00097009 | 5.3794e-10
[79 empty] | WLDFR | HFTD - Distribution - Tier 3 - 5QU CoRE ¦ 3QU LoRE | Red Flag Warning - Large Fires | 2031 | 7.4776e-09 | 5.777 | 0.74734 | 3.238 | 1.7917 | 0 | 2.0472e-05 | 4.3198e-08 | 0 | 4.3198e-08 | 1.1122e-08 | 3.4485e-06 | 0 | 3.4485e-06 | 5.8434e-06 | 0 | 5.8434e-06 | 3.257e-06 | 0 | 3.257e-06 | [17 empty] | 7.3.3.17.5 (Remote Grid) Updates to grid topology to minimize risk of ignition in HFTDs Remote GridWLDFRContact from objectAggregated | WLDFR | HFTD - Distribution - Tier 2 - 4QU CoRE ¦ 1QU LoRE | Non-Red Flag Warning - Catastrophic Fires | Contact from object | Aggregated | 2061 | 5.5453e-07 | 772.1066 | 0.00042816 | 2061 | Mitigation | 0.95 | 45 | 0 | esc | 0.00097009 | 5.3794e-10 | 0.00097009 | 5.3794e-10
[79 empty] | WLDFR | HFTD - Distribution - Tier 3 - 5QU CoRE ¦ 3QU LoRE | Red Flag Warning - Large Fires | 2032 | 7.4776e-09 | 5.777 | 0.74734 | 3.238 | 1.7917 | 0 | 2.0472e-05 | 4.3198e-08 | 0 | 4.3198e-08 | 1.1122e-08 | 0 | 0 | 0 | 5.8434e-06 | 0 | 5.8434e-06 | 3.257e-06 | 0 | 3.257e-06 | [17 empty] | 7.3.3.17.5 (Remote Grid) Updates to grid topology to minimize risk of ignition in HFTDs Remote GridWLDFRContact from objectAggregated | WLDFR | HFTD - Distribution - Tier 2 - 4QU CoRE ¦ 1QU LoRE | Non-Red Flag Warning - Catastrophic Fires | Contact from object | Aggregated | 2062 | 5.5453e-07 | 772.1066 | 0.00042816 | 2062 | Mitigation | 0.95 | 45 | 0 | esc | 0.00097009 | 5.3794e-10 | 0.00097009 | 5.3794e-10
[79 empty] | WLDFR | HFTD - Distribution - Tier 3 - 5QU CoRE ¦ 3QU LoRE | Red Flag Warning - Large Fires | 2033 | 7.4776e-09 | 6.1205 | 0.77885 | 3.4265 | 1.9151 | 0 | 2.0472e-05 | 4.5767e-08 | 0 | 4.5767e-08 | 1.1636e-08 | 0 | 0 | 0 | 0 | 0 | 0 | 3.257e-06 | 0 | 3.257e-06 | [17 empty] | 7.3.3.17.5 (Remote Grid) Updates to grid topology to minimize risk of ignition in HFTDs Remote GridWLDFRContact from objectAggregated | WLDFR | HFTD - Distribution - Tier 2 - 4QU CoRE ¦ 1QU LoRE | Non-Red Flag Warning - Catastrophic Fires | Contact from object | Aggregated | 2063 | 5.5453e-07 | 772.1066 | 0.00042816 | 2063 | Mitigation | 0.95 | 45 | 0 | esc | 0.00097009 | 5.3794e-10 | 0.00097009 | 5.3794e-10
[79 empty] | WLDFR | HFTD - Distribution - Tier 3 - 5QU CoRE ¦ 3QU LoRE | Red Flag Warning - Large Fires | 2034 | 7.4776e-09 | 6.1205 | 0.77885 | 3.4265 | 1.9151 | 0 | 2.0472e-05 | 4.5767e-08 | 0 | 4.5767e-08 | 1.1636e-08 | 1.4459e-07 | 0 | 1.4459e-07 | 0 | 0 | 0 | 0 | 0 | 0 | [17 empty] | 7.3.3.17.5 (Remote Grid) Updates to grid topology to minimize risk of ignition in HFTDs Remote GridWLDFRContact from objectAggregated | WLDFR | HFTD - Distribution - Tier 2 - 4QU CoRE ¦ 1QU LoRE | Non-Red Flag Warning - Catastrophic Fires | Contact from object | Aggregated | 2064 | 5.5453e-07 | 772.1066 | 0.00042816 | 2064 | Mitigation | 0.95 | 45 | 0 | esc | 0.00097009 | 5.3794e-10 | 0.00097009 | 5.3794e-10
[79 empty] | WLDFR | HFTD - Distribution - Tier 3 - 5QU CoRE ¦ 3QU LoRE | Red Flag Warning - Large Fires | 2035 | 7.4776e-09 | 6.1205 | 0.77885 | 3.4265 | 1.9151 | 0 | 2.0472e-05 | 4.5767e-08 | 0 | 4.5767e-08 | 1.1636e-08 | 1.401e-07 | 0 | 1.401e-07 | 2.3739e-07 | 0 | 2.3739e-07 | 0 | 0 | 0 | [17 empty] | 7.3.3.17.5 (Remote Grid) Updates to grid topology to minimize risk of ignition in HFTDs Remote GridWLDFRContact from objectAggregated | WLDFR | HFTD - Distribution - Tier 2 - 4QU CoRE ¦ 1QU LoRE | Non-Red Flag Warning - Catastrophic Fires | Contact from object | Aggregated | 2065 | 5.5453e-07 | 772.1066 | 0.00042816 | 2065 | Mitigation | 0.95 | 45 | 0 | esc | 0.00097009 | 5.3794e-10 | 0.00097009 | 5.3794e-10
[79 empty] | WLDFR | HFTD - Distribution - Tier 3 - 5QU CoRE ¦ 3QU LoRE | Red Flag Warning - Large Fires | 2036 | 7.4776e-09 | 6.1205 | 0.77885 | 3.4265 | 1.9151 | 0 | 2.0472e-05 | 4.5767e-08 | 0 | 4.5767e-08 | 1.1636e-08 | 1.4637e-07 | 0 | 1.4637e-07 | 2.4801e-07 | 0 | 2.4801e-07 | 1.3824e-07 | 0 | 1.3824e-07 | [17 empty] | 7.3.3.17.5 (Remote Grid) Updates to grid topology to minimize risk of ignition in HFTDs Remote GridWLDFRContact from objectAggregated | WLDFR | HFTD - Distribution - Tier 2 - 4QU CoRE ¦ 1QU LoRE | Non-Red Flag Warning - Catastrophic Fires | Contact from object | Aggregated | 2066 | 5.5453e-07 | 772.1066 | 0.00042816 | 2066 | Mitigation | 0.95 | 45 | 0 | esc | 0.00097009 | 5.3794e-10 | 0.00097009 | 5.3794e-10
[79 empty] | WLDFR | HFTD - Distribution - Tier 3 - 5QU CoRE ¦ 3QU LoRE | Red Flag Warning - Large Fires | 2037 | 7.4776e-09 | 6.1205 | 0.77885 | 3.4265 | 1.9151 | 0 | 2.0472e-05 | 4.5767e-08 | 0 | 4.5767e-08 | 1.1636e-08 | 1.4637e-07 | 0 | 1.4637e-07 | 2.4801e-07 | 0 | 2.4801e-07 | 1.3824e-07 | 0 | 1.3824e-07 | [17 empty] | 7.3.3.17.5 (Remote Grid) Updates to grid topology to minimize risk of ignition in HFTDs Remote GridWLDFRContact from objectAggregated | WLDFR | HFTD - Distribution - Tier 2 - 4QU CoRE ¦ 1QU LoRE | Non-Red Flag Warning - Catastrophic Fires | Contact from object | Aggregated | 2067 | 5.5453e-07 | 772.1066 | 0.00042816 | 2067 | Mitigation | 0.95 | 45 | 0 | esc | 0 | 0 | 0.00097009 | 5.3794e-10
[79 empty] | WLDFR | HFTD - Distribution - Tier 3 - 5QU CoRE ¦ 3QU LoRE | Red Flag Warning - Large Fires | 2038 | 7.4776e-09 | 6.5028 | 0.81304 | 3.6355 | 2.0543 | 0 | 2.0472e-05 | 4.8626e-08 | 0 | 4.8626e-08 | 1.2193e-08 | 1.4637e-07 | 0 | 1.4637e-07 | 2.4801e-07 | 0 | 2.4801e-07 | 1.3824e-07 | 0 | 1.3824e-07 | [17 empty] | 7.3.3.17.5 (Remote Grid) Updates to grid topology to minimize risk of ignition in HFTDs Remote GridWLDFRContaminationAggregated | WLDFR | HFTD - Distribution - Tier 2 - 4QU CoRE ¦ 1QU LoRE | Non-Red Flag Warning - Catastrophic Fires | Contamination | Aggregated | 2022 | 9.7634e-09 | 772.1066 | 7.5384e-06 | 2022 | Mitigation | 0.95 | 45 | 0 | esc | 0.00097009 | 9.4713e-12 | 0 | 0
[79 empty] | WLDFR | HFTD - Distribution - Tier 3 - 5QU CoRE ¦ 3QU LoRE | Red Flag Warning - Large Fires | 2039 | 7.4776e-09 | 6.5028 | 0.81304 | 3.6355 | 2.0543 | 0 | 2.0472e-05 | 4.8626e-08 | 0 | 4.8626e-08 | 1.2193e-08 | 1.4637e-07 | 0 | 1.4637e-07 | 2.4801e-07 | 0 | 2.4801e-07 | 1.3824e-07 | 0 | 1.3824e-07 | [17 empty] | 7.3.3.17.5 (Remote Grid) Updates to grid topology to minimize risk of ignition in HFTDs Remote GridWLDFRContaminationAggregated | WLDFR | HFTD - Distribution - Tier 2 - 4QU CoRE ¦ 1QU LoRE | Non-Red Flag Warning - Catastrophic Fires | Contamination | Aggregated | 2023 | 9.7634e-09 | 772.1066 | 7.5384e-06 | 2023 | Mitigation | 0.95 | 45 | 0 | esc | 0.00097009 | 9.4713e-12 | 0.00097009 | 9.4713e-12
[79 empty] | WLDFR | HFTD - Distribution - Tier 3 - 5QU CoRE ¦ 3QU LoRE | Red Flag Warning - Large Fires | 2040 | 7.4776e-09 | 6.5028 | 0.81304 | 3.6355 | 2.0543 | 0 | 2.0472e-05 | 4.8626e-08 | 0 | 4.8626e-08 | 1.2193e-08 | 1.4637e-07 | 0 | 1.4637e-07 | 2.4801e-07 | 0 | 2.4801e-07 | 1.3824e-07 | 0 | 1.3824e-07 | [17 empty] | 7.3.3.17.5 (Remote Grid) Updates to grid topology to minimize risk of ignition in HFTDs Remote GridWLDFRContaminationAggregated | WLDFR | HFTD - Distribution - Tier 2 - 4QU CoRE ¦ 1QU LoRE | Non-Red Flag Warning - Catastrophic Fires | Contamination | Aggregated | 2024 | 9.7634e-09 | 772.1066 | 7.5384e-06 | 2024 | Mitigation | 0.95 | 45 | 0 | esc | 0.00097009 | 9.4713e-12 | 0.00097009 | 9.4713e-12
[79 empty] | WLDFR | HFTD - Distribution - Tier 3 - 5QU CoRE ¦ 3QU LoRE | Red Flag Warning - Large Fires | 2041 | 7.4776e-09 | 6.5028 | 0.81304 | 3.6355 | 2.0543 | 0 | 2.0472e-05 | 4.8626e-08 | 0 | 4.8626e-08 | 1.2193e-08 | 1.5444e-07 | 0 | 1.5444e-07 | 2.6169e-07 | 0 | 2.6169e-07 | 1.4586e-07 | 0 | 1.4586e-07 | [17 empty] | 7.3.3.17.5 (Remote Grid) Updates to grid topology to minimize risk of ignition in HFTDs Remote GridWLDFRContaminationAggregated | WLDFR | HFTD - Distribution - Tier 2 - 4QU CoRE ¦ 1QU LoRE | Non-Red Flag Warning - Catastrophic Fires | Contamination | Aggregated | 2025 | 9.7634e-09 | 772.1066 | 7.5384e-06 | 2025 | Mitigation | 0.95 | 45 | 0 | esc | 0.00097009 | 9.4713e-12 | 0.00097009 | 9.4713e-12
[79 empty] | WLDFR | HFTD - Distribution - Tier 3 - 5QU CoRE ¦ 3QU LoRE | Red Flag Warning - Large Fires | 2042 | 7.4776e-09 | 6.5028 | 0.81304 | 3.6355 | 2.0543 | 0 | 2.0472e-05 | 4.8626e-08 | 0 | 4.8626e-08 | 1.2193e-08 | 1.5444e-07 | 0 | 1.5444e-07 | 2.6169e-07 | 0 | 2.6169e-07 | 1.4586e-07 | 0 | 1.4586e-07 | [17 empty] | 7.3.3.17.5 (Remote Grid) Updates to grid topology to minimize risk of ignition in HFTDs Remote GridWLDFRContaminationAggregated | WLDFR | HFTD - Distribution - Tier 2 - 4QU CoRE ¦ 1QU LoRE | Non-Red Flag Warning - Catastrophic Fires | Contamination | Aggregated | 2026 | 9.7634e-09 | 772.1066 | 7.5384e-06 | 2026 | Mitigation | 0.95 | 45 | 0 | esc | 0.00097009 | 9.4713e-12 | 0.00097009 | 9.4713e-12
[79 empty] | WLDFR | HFTD - Distribution - Tier 3 - 5QU CoRE ¦ 3QU LoRE | Red Flag Warning - Large Fires | 2043 | 7.4776e-09 | 6.9209 | 0.84944 | 3.8632 | 2.2083 | 0 | 2.0472e-05 | 5.1752e-08 | 0 | 5.1752e-08 | 1.2786e-08 | 1.5444e-07 | 0 | 1.5444e-07 | 2.6169e-07 | 0 | 2.6169e-07 | 1.4586e-07 | 0 | 1.4586e-07 | [17 empty] | 7.3.3.17.5 (Remote Grid) Updates to grid topology to minimize risk of ignition in HFTDs Remote GridWLDFRContaminationAggregated | WLDFR | HFTD - Distribution - Tier 2 - 4QU CoRE ¦ 1QU LoRE | Non-Red Flag Warning - Catastrophic Fires | Contamination | Aggregated | 2027 | 9.7634e-09 | 772.1066 | 7.5384e-06 | 2027 | Mitigation | 0.95 | 45 | 0 | esc | 0.00097009 | 9.4713e-12 | 0.00097009 | 9.4713e-12
[79 empty] | WLDFR | HFTD - Distribution - Tier 3 - 5QU CoRE ¦ 3QU LoRE | Red Flag Warning - Large Fires | 2044 | 7.4776e-09 | 6.9209 | 0.84944 | 3.8632 | 2.2083 | 0 | 2.0472e-05 | 5.1752e-08 | 0 | 5.1752e-08 | 1.2786e-08 | 1.5444e-07 | 0 | 1.5444e-07 | 2.6169e-07 | 0 | 2.6169e-07 | 1.4586e-07 | 0 | 1.4586e-07 | [17 empty] | 7.3.3.17.5 (Remote Grid) Updates to grid topology to minimize risk of ignition in HFTDs Remote GridWLDFRContaminationAggregated | WLDFR | HFTD - Distribution - Tier 2 - 4QU CoRE ¦ 1QU LoRE | Non-Red Flag Warning - Catastrophic Fires | Contamination | Aggregated | 2028 | 9.7634e-09 | 772.1066 | 7.5384e-06 | 2028 | Mitigation | 0.95 | 45 | 0 | esc | 0.00097009 | 9.4713e-12 | 0.00097009 | 9.4713e-12
[79 empty] | WLDFR | HFTD - Distribution - Tier 3 - 5QU CoRE ¦ 3QU LoRE | Red Flag Warning - Large Fires | 2045 | 7.4776e-09 | 6.9209 | 0.84944 | 3.8632 | 2.2083 | 0 | 2.0472e-05 | 5.1752e-08 | 0 | 5.1752e-08 | 1.2786e-08 | 1.5444e-07 | 0 | 1.5444e-07 | 2.6169e-07 | 0 | 2.6169e-07 | 1.4586e-07 | 0 | 1.4586e-07 | [17 empty] | 7.3.3.17.5 (Remote Grid) Updates to grid topology to minimize risk of ignition in HFTDs Remote GridWLDFRContaminationAggregated | WLDFR | HFTD - Distribution - Tier 2 - 4QU CoRE ¦ 1QU LoRE | Non-Red Flag Warning - Catastrophic Fires | Contamination | Aggregated | 2029 | 9.7634e-09 | 772.1066 | 7.5384e-06 | 2029 | Mitigation | 0.95 | 45 | 0 | esc | 0.00097009 | 9.4713e-12 | 0.00097009 | 9.4713e-12
[79 empty] | WLDFR | HFTD - Distribution - Tier 3 - 5QU CoRE ¦ 3QU LoRE | Red Flag Warning - Large Fires | 2046 | 7.4776e-09 | 6.9209 | 0.84944 | 3.8632 | 2.2083 | 0 | 2.0472e-05 | 5.1752e-08 | 0 | 5.1752e-08 | 1.2786e-08 | 1.6363e-07 | 0 | 1.6363e-07 | 2.7725e-07 | 0 | 2.7725e-07 | 1.5454e-07 | 0 | 1.5454e-07 | [17 empty] | 7.3.3.17.5 (Remote Grid) Updates to grid topology to minimize risk of ignition in HFTDs Remote GridWLDFRContaminationAggregated | WLDFR | HFTD - Distribution - Tier 2 - 4QU CoRE ¦ 1QU LoRE | Non-Red Flag Warning - Catastrophic Fires | Contamination | Aggregated | 2030 | 9.7634e-09 | 772.1066 | 7.5384e-06 | 2030 | Mitigation | 0.95 | 45 | 0 | esc | 0.00097009 | 9.4713e-12 | 0.00097009 | 9.4713e-12
[79 empty] | WLDFR | HFTD - Distribution - Tier 3 - 5QU CoRE ¦ 3QU LoRE | Red Flag Warning - Large Fires | 2047 | 7.4776e-09 | 6.9209 | 0.84944 | 3.8632 | 2.2083 | 0 | 2.0472e-05 | 5.1752e-08 | 0 | 5.1752e-08 | 1.2786e-08 | 1.6363e-07 | 0 | 1.6363e-07 | 2.7725e-07 | 0 | 2.7725e-07 | 1.5454e-07 | 0 | 1.5454e-07 | [17 empty] | 7.3.3.17.5 (Remote Grid) Updates to grid topology to minimize risk of ignition in HFTDs Remote GridWLDFRContaminationAggregated | WLDFR | HFTD - Distribution - Tier 2 - 4QU CoRE ¦ 1QU LoRE | Non-Red Flag Warning - Catastrophic Fires | Contamination | Aggregated | 2031 | 9.7634e-09 | 772.1066 | 7.5384e-06 | 2031 | Mitigation | 0.95 | 45 | 0 | esc | 0.00097009 | 9.4713e-12 | 0.00097009 | 9.4713e-12
[79 empty] | WLDFR | HFTD - Distribution - Tier 3 - 5QU CoRE ¦ 3QU LoRE | Red Flag Warning - Large Fires | 2048 | 7.4776e-09 | 7.3713 | 0.88759 | 4.1075 | 2.3763 | 0 | 2.0472e-05 | 5.512e-08 | 0 | 5.512e-08 | 1.3408e-08 | 1.6363e-07 | 0 | 1.6363e-07 | 2.7725e-07 | 0 | 2.7725e-07 | 1.5454e-07 | 0 | 1.5454e-07 | [17 empty] | 7.3.3.17.5 (Remote Grid) Updates to grid topology to minimize risk of ignition in HFTDs Remote GridWLDFRContaminationAggregated | WLDFR | HFTD - Distribution - Tier 2 - 4QU CoRE ¦ 1QU LoRE | Non-Red Flag Warning - Catastrophic Fires | Contamination | Aggregated | 2032 | 9.7634e-09 | 772.1066 | 7.5384e-06 | 2032 | Mitigation | 0.95 | 45 | 0 | esc | 0.00097009 | 9.4713e-12 | 0.00097009 | 9.4713e-12
[79 empty] | WLDFR | HFTD - Distribution - Tier 3 - 5QU CoRE ¦ 3QU LoRE | Red Flag Warning - Large Fires | 2049 | 7.4776e-09 | 7.3713 | 0.88759 | 4.1075 | 2.3763 | 0 | 2.0472e-05 | 5.512e-08 | 0 | 5.512e-08 | 1.3408e-08 | 1.6363e-07 | 0 | 1.6363e-07 | 2.7725e-07 | 0 | 2.7725e-07 | 1.5454e-07 | 0 | 1.5454e-07 | [17 empty] | 7.3.3.17.5 (Remote Grid) Updates to grid topology to minimize risk of ignition in HFTDs Remote GridWLDFRContaminationAggregated | WLDFR | HFTD - Distribution - Tier 2 - 4QU CoRE ¦ 1QU LoRE | Non-Red Flag Warning - Catastrophic Fires | Contamination | Aggregated | 2033 | 9.7634e-09 | 772.1066 | 7.5384e-06 | 2033 | Mitigation | 0.95 | 45 | 0 | esc | 0.00097009 | 9.4713e-12 | 0.00097009 | 9.4713e-12
[79 empty] | WLDFR | HFTD - Distribution - Tier 3 - 5QU CoRE ¦ 3QU LoRE | Red Flag Warning - Large Fires | 2050 | 7.4776e-09 | 7.3713 | 0.88759 | 4.1075 | 2.3763 | 0 | 2.0472e-05 | 5.512e-08 | 0 | 5.512e-08 | 1.3408e-08 | 1.6363e-07 | 0 | 1.6363e-07 | 2.7725e-07 | 0 | 2.7725e-07 | 1.5454e-07 | 0 | 1.5454e-07 | [17 empty] | 7.3.3.17.5 (Remote Grid) Updates to grid topology to minimize risk of ignition in HFTDs Remote GridWLDFRContaminationAggregated | WLDFR | HFTD - Distribution - Tier 2 - 4QU CoRE ¦ 1QU LoRE | Non-Red Flag Warning - Catastrophic Fires | Contamination | Aggregated | 2034 | 9.7634e-09 | 772.1066 | 7.5384e-06 | 2034 | Mitigation | 0.95 | 45 | 0 | esc | 0.00097009 | 9.4713e-12 | 0.00097009 | 9.4713e-12
[79 empty] | WLDFR | HFTD - Distribution - Tier 3 - 5QU CoRE ¦ 3QU LoRE | Red Flag Warning - Large Fires | 2051 | 7.4776e-09 | 7.3713 | 0.88759 | 4.1075 | 2.3763 | 0 | 2.0472e-05 | 5.512e-08 | 0 | 5.512e-08 | 1.3408e-08 | 1.7385e-07 | 0 | 1.7385e-07 | 2.9457e-07 | 0 | 2.9457e-07 | 1.6419e-07 | 0 | 1.6419e-07 | [17 empty] | 7.3.3.17.5 (Remote Grid) Updates to grid topology to minimize risk of ignition in HFTDs Remote GridWLDFRContaminationAggregated | WLDFR | HFTD - Distribution - Tier 2 - 4QU CoRE ¦ 1QU LoRE | Non-Red Flag Warning - Catastrophic Fires | Contamination | Aggregated | 2035 | 9.7634e-09 | 772.1066 | 7.5384e-06 | 2035 | Mitigation | 0.95 | 45 | 0 | esc | 0.00097009 | 9.4713e-12 | 0.00097009 | 9.4713e-12
[79 empty] | WLDFR | HFTD - Distribution - Tier 3 - 5QU CoRE ¦ 3QU LoRE | Red Flag Warning - Large Fires | 2052 | 7.4776e-09 | 7.3713 | 0.88759 | 4.1075 | 2.3763 | 0 | 2.0472e-05 | 5.512e-08 | 0 | 5.512e-08 | 1.3408e-08 | 1.7385e-07 | 0 | 1.7385e-07 | 2.9457e-07 | 0 | 2.9457e-07 | 1.6419e-07 | 0 | 1.6419e-07 | [17 empty] | 7.3.3.17.5 (Remote Grid) Updates to grid topology to minimize risk of ignition in HFTDs Remote GridWLDFRContaminationAggregated | WLDFR | HFTD - Distribution - Tier 2 - 4QU CoRE ¦ 1QU LoRE | Non-Red Flag Warning - Catastrophic Fires | Contamination | Aggregated | 2036 | 9.7634e-09 | 772.1066 | 7.5384e-06 | 2036 | Mitigation | 0.95 | 45 | 0 | esc | 0.00097009 | 9.4713e-12 | 0.00097009 | 9.4713e-12
[79 empty] | WLDFR | HFTD - Distribution - Tier 3 - 5QU CoRE ¦ 3QU LoRE | Red Flag Warning - Large Fires | 2053 | 7.4776e-09 | 7.8503 | 0.92702 | 4.3664 | 2.5569 | 0 | 2.0472e-05 | 5.8702e-08 | 0 | 5.8702e-08 | 1.405e-08 | 1.7385e-07 | 0 | 1.7385e-07 | 2.9457e-07 | 0 | 2.9457e-07 | 1.6419e-07 | 0 | 1.6419e-07 | [17 empty] | 7.3.3.17.5 (Remote Grid) Updates to grid topology to minimize risk of ignition in HFTDs Remote GridWLDFRContaminationAggregated | WLDFR | HFTD - Distribution - Tier 2 - 4QU CoRE ¦ 1QU LoRE | Non-Red Flag Warning - Catastrophic Fires | Contamination | Aggregated | 2037 | 9.7634e-09 | 772.1066 | 7.5384e-06 | 2037 | Mitigation | 0.95 | 45 | 0 | esc | 0.00097009 | 9.4713e-12 | 0.00097009 | 9.4713e-12
[79 empty] | WLDFR | HFTD - Distribution - Tier 3 - 5QU CoRE ¦ 3QU LoRE | Red Flag Warning - Large Fires | 2054 | 7.4776e-09 | 7.8503 | 0.92702 | 4.3664 | 2.5569 | 0 | 2.0472e-05 | 5.8702e-08 | 0 | 5.8702e-08 | 1.405e-08 | 1.7385e-07 | 0 | 1.7385e-07 | 2.9457e-07 | 0 | 2.9457e-07 | 1.6419e-07 | 0 | 1.6419e-07 | [17 empty] | 7.3.3.17.5 (Remote Grid) Updates to grid topology to minimize risk of ignition in HFTDs Remote GridWLDFRContaminationAggregated | WLDFR | HFTD - Distribution - Tier 2 - 4QU CoRE ¦ 1QU LoRE | Non-Red Flag Warning - Catastrophic Fires | Contamination | Aggregated | 2038 | 9.7634e-09 | 772.1066 | 7.5384e-06 | 2038 | Mitigation | 0.95 | 45 | 0 | esc | 0.00097009 | 9.4713e-12 | 0.00097009 | 9.4713e-12
[79 empty] | WLDFR | HFTD - Distribution - Tier 3 - 5QU CoRE ¦ 3QU LoRE | Red Flag Warning - Large Fires | 2055 | 7.4776e-09 | 7.8503 | 0.92702 | 4.3664 | 2.5569 | 0 | 2.0472e-05 | 5.8702e-08 | 0 | 5.8702e-08 | 1.405e-08 | 1.7385e-07 | 0 | 1.7385e-07 | 2.9457e-07 | 0 | 2.9457e-07 | 1.6419e-07 | 0 | 1.6419e-07 | [17 empty] | 7.3.3.17.5 (Remote Grid) Updates to grid topology to minimize risk of ignition in HFTDs Remote GridWLDFRContaminationAggregated | WLDFR | HFTD - Distribution - Tier 2 - 4QU CoRE ¦ 1QU LoRE | Non-Red Flag Warning - Catastrophic Fires | Contamination | Aggregated | 2039 | 9.7634e-09 | 772.1066 | 7.5384e-06 | 2039 | Mitigation | 0.95 | 45 | 0 | esc | 0.00097009 | 9.4713e-12 | 0.00097009 | 9.4713e-12
[79 empty] | WLDFR | HFTD - Distribution - Tier 3 - 5QU CoRE ¦ 3QU LoRE | Red Flag Warning - Large Fires | 2056 | 7.4776e-09 | 7.8503 | 0.92702 | 4.3664 | 2.5569 | 0 | 2.0472e-05 | 5.8702e-08 | 0 | 5.8702e-08 | 1.405e-08 | 1.8502e-07 | 0 | 1.8502e-07 | 3.1351e-07 | 0 | 3.1351e-07 | 1.7474e-07 | 0 | 1.7474e-07 | [17 empty] | 7.3.3.17.5 (Remote Grid) Updates to grid topology to minimize risk of ignition in HFTDs Remote GridWLDFRContaminationAggregated | WLDFR | HFTD - Distribution - Tier 2 - 4QU CoRE ¦ 1QU LoRE | Non-Red Flag Warning - Catastrophic Fires | Contamination | Aggregated | 2040 | 9.7634e-09 | 772.1066 | 7.5384e-06 | 2040 | Mitigation | 0.95 | 45 | 0 | esc | 0.00097009 | 9.4713e-12 | 0.00097009 | 9.4713e-12
[79 empty] | WLDFR | HFTD - Distribution - Tier 3 - 5QU CoRE ¦ 3QU LoRE | Red Flag Warning - Large Fires | 2057 | 7.4776e-09 | 7.8503 | 0.92702 | 4.3664 | 2.5569 | 0 | 2.0472e-05 | 5.8702e-08 | 0 | 5.8702e-08 | 1.405e-08 | 1.8502e-07 | 0 | 1.8502e-07 | 3.1351e-07 | 0 | 3.1351e-07 | 1.7474e-07 | 0 | 1.7474e-07 | [17 empty] | 7.3.3.17.5 (Remote Grid) Updates to grid topology to minimize risk of ignition in HFTDs Remote GridWLDFRContaminationAggregated | WLDFR | HFTD - Distribution - Tier 2 - 4QU CoRE ¦ 1QU LoRE | Non-Red Flag Warning - Catastrophic Fires | Contamination | Aggregated | 2041 | 9.7634e-09 | 772.1066 | 7.5384e-06 | 2041 | Mitigation | 0.95 | 45 | 0 | esc | 0.00097009 | 9.4713e-12 | 0.00097009 | 9.4713e-12
[79 empty] | WLDFR | HFTD - Distribution - Tier 3 - 5QU CoRE ¦ 3QU LoRE | Red Flag Warning - Large Fires | 2058 | 7.4776e-09 | 8.3524 | 0.96727 | 4.6367 | 2.7484 | 0 | 2.0472e-05 | 6.2456e-08 | 0 | 6.2456e-08 | 1.4704e-08 | 1.8502e-07 | 0 | 1.8502e-07 | 3.1351e-07 | 0 | 3.1351e-07 | 1.7474e-07 | 0 | 1.7474e-07 | [17 empty] | 7.3.3.17.5 (Remote Grid) Updates to grid topology to minimize risk of ignition in HFTDs Remote GridWLDFRContaminationAggregated | WLDFR | HFTD - Distribution - Tier 2 - 4QU CoRE ¦ 1QU LoRE | Non-Red Flag Warning - Catastrophic Fires | Contamination | Aggregated | 2042 | 9.7634e-09 | 772.1066 | 7.5384e-06 | 2042 | Mitigation | 0.95 | 45 | 0 | esc | 0.00097009 | 9.4713e-12 | 0.00097009 | 9.4713e-12
[79 empty] | WLDFR | HFTD - Distribution - Tier 3 - 5QU CoRE ¦ 3QU LoRE | Red Flag Warning - Large Fires | 2059 | 7.4776e-09 | 8.3524 | 0.96727 | 4.6367 | 2.7484 | 0 | 2.0472e-05 | 6.2456e-08 | 0 | 6.2456e-08 | 1.4704e-08 | 1.8502e-07 | 0 | 1.8502e-07 | 3.1351e-07 | 0 | 3.1351e-07 | 1.7474e-07 | 0 | 1.7474e-07 | [17 empty] | 7.3.3.17.5 (Remote Grid) Updates to grid topology to minimize risk of ignition in HFTDs Remote GridWLDFRContaminationAggregated | WLDFR | HFTD - Distribution - Tier 2 - 4QU CoRE ¦ 1QU LoRE | Non-Red Flag Warning - Catastrophic Fires | Contamination | Aggregated | 2043 | 9.7634e-09 | 772.1066 | 7.5384e-06 | 2043 | Mitigation | 0.95 | 45 | 0 | esc | 0.00097009 | 9.4713e-12 | 0.00097009 | 9.4713e-12
[79 empty] | WLDFR | HFTD - Distribution - Tier 3 - 5QU CoRE ¦ 3QU LoRE | Red Flag Warning - Large Fires | 2060 | 7.4776e-09 | 8.3524 | 0.96727 | 4.6367 | 2.7484 | 0 | 2.0472e-05 | 6.2456e-08 | 0 | 6.2456e-08 | 1.4704e-08 | 1.8502e-07 | 0 | 1.8502e-07 | 3.1351e-07 | 0 | 3.1351e-07 | 1.7474e-07 | 0 | 1.7474e-07 | [17 empty] | 7.3.3.17.5 (Remote Grid) Updates to grid topology to minimize risk of ignition in HFTDs Remote GridWLDFRContaminationAggregated | WLDFR | HFTD - Distribution - Tier 2 - 4QU CoRE ¦ 1QU LoRE | Non-Red Flag Warning - Catastrophic Fires | Contamination | Aggregated | 2044 | 9.7634e-09 | 772.1066 | 7.5384e-06 | 2044 | Mitigation | 0.95 | 45 | 0 | esc | 0.00097009 | 9.4713e-12 | 0.00097009 | 9.4713e-12
[79 empty] | WLDFR | HFTD - Distribution - Tier 3 - 5QU CoRE ¦ 3QU LoRE | Red Flag Warning - Large Fires | 2061 | 7.4776e-09 | 8.3524 | 0.96727 | 4.6367 | 2.7484 | 0 | 2.0472e-05 | 6.2456e-08 | 0 | 6.2456e-08 | 1.4704e-08 | 1.9707e-07 | 0 | 1.9707e-07 | 3.3392e-07 | 0 | 3.3392e-07 | 1.8612e-07 | 0 | 1.8612e-07 | [17 empty] | 7.3.3.17.5 (Remote Grid) Updates to grid topology to minimize risk of ignition in HFTDs Remote GridWLDFRContaminationAggregated | WLDFR | HFTD - Distribution - Tier 2 - 4QU CoRE ¦ 1QU LoRE | Non-Red Flag Warning - Catastrophic Fires | Contamination | Aggregated | 2045 | 9.7634e-09 | 772.1066 | 7.5384e-06 | 2045 | Mitigation | 0.95 | 45 | 0 | esc | 0.00097009 | 9.4713e-12 | 0.00097009 | 9.4713e-12
[79 empty] | WLDFR | HFTD - Distribution - Tier 3 - 5QU CoRE ¦ 3QU LoRE | Red Flag Warning - Large Fires | 2062 | 7.4776e-09 | 8.3524 | 0.96727 | 4.6367 | 2.7484 | 0 | 2.0472e-05 | 6.2456e-08 | 0 | 6.2456e-08 | 1.4704e-08 | 1.9707e-07 | 0 | 1.9707e-07 | 3.3392e-07 | 0 | 3.3392e-07 | 1.8612e-07 | 0 | 1.8612e-07 | [17 empty] | 7.3.3.17.5 (Remote Grid) Updates to grid topology to minimize risk of ignition in HFTDs Remote GridWLDFRContaminationAggregated | WLDFR | HFTD - Distribution - Tier 2 - 4QU CoRE ¦ 1QU LoRE | Non-Red Flag Warning - Catastrophic Fires | Contamination | Aggregated | 2046 | 9.7634e-09 | 772.1066 | 7.5384e-06 | 2046 | Mitigation | 0.95 | 45 | 0 | esc | 0.00097009 | 9.4713e-12 | 0.00097009 | 9.4713e-12
[79 empty] | WLDFR | HFTD - Distribution - Tier 3 - 5QU CoRE ¦ 3QU LoRE | Red Flag Warning - Large Fires | 2063 | 7.4776e-09 | 8.872 | 1.0079 | 4.9153 | 2.9488 | 0 | 2.0472e-05 | 6.6341e-08 | 0 | 6.6341e-08 | 1.5364e-08 | 1.9707e-07 | 0 | 1.9707e-07 | 3.3392e-07 | 0 | 3.3392e-07 | 1.8612e-07 | 0 | 1.8612e-07 | [17 empty] | 7.3.3.17.5 (Remote Grid) Updates to grid topology to minimize risk of ignition in HFTDs Remote GridWLDFRContaminationAggregated | WLDFR | HFTD - Distribution - Tier 2 - 4QU CoRE ¦ 1QU LoRE | Non-Red Flag Warning - Catastrophic Fires | Contamination | Aggregated | 2047 | 9.7634e-09 | 772.1066 | 7.5384e-06 | 2047 | Mitigation | 0.95 | 45 | 0 | esc | 0.00097009 | 9.4713e-12 | 0.00097009 | 9.4713e-12
[79 empty] | WLDFR | HFTD - Distribution - Tier 3 - 5QU CoRE ¦ 3QU LoRE | Red Flag Warning - Large Fires | 2064 | 7.4776e-09 | 8.872 | 1.0079 | 4.9153 | 2.9488 | 0 | 2.0472e-05 | 6.6341e-08 | 0 | 6.6341e-08 | 1.5364e-08 | 1.9707e-07 | 0 | 1.9707e-07 | 3.3392e-07 | 0 | 3.3392e-07 | 1.8612e-07 | 0 | 1.8612e-07 | [17 empty] | 7.3.3.17.5 (Remote Grid) Updates to grid topology to minimize risk of ignition in HFTDs Remote GridWLDFRContaminationAggregated | WLDFR | HFTD - Distribution - Tier 2 - 4QU CoRE ¦ 1QU LoRE | Non-Red Flag Warning - Catastrophic Fires | Contamination | Aggregated | 2048 | 9.7634e-09 | 772.1066 | 7.5384e-06 | 2048 | Mitigation | 0.95 | 45 | 0 | esc | 0.00097009 | 9.4713e-12 | 0.00097009 | 9.4713e-12
[79 empty] | WLDFR | HFTD - Distribution - Tier 3 - 5QU CoRE ¦ 3QU LoRE | Red Flag Warning - Large Fires | 2065 | 7.4776e-09 | 8.872 | 1.0079 | 4.9153 | 2.9488 | 0 | 2.0472e-05 | 6.6341e-08 | 0 | 6.6341e-08 | 1.5364e-08 | 1.9707e-07 | 0 | 1.9707e-07 | 3.3392e-07 | 0 | 3.3392e-07 | 1.8612e-07 | 0 | 1.8612e-07 | [17 empty] | 7.3.3.17.5 (Remote Grid) Updates to grid topology to minimize risk of ignition in HFTDs Remote GridWLDFRContaminationAggregated | WLDFR | HFTD - Distribution - Tier 2 - 4QU CoRE ¦ 1QU LoRE | Non-Red Flag Warning - Catastrophic Fires | Contamination | Aggregated | 2049 | 9.7634e-09 | 772.1066 | 7.5384e-06 | 2049 | Mitigation | 0.95 | 45 | 0 | esc | 0.00097009 | 9.4713e-12 | 0.00097009 | 9.4713e-12
[79 empty] | WLDFR | HFTD - Distribution - Tier 3 - 5QU CoRE ¦ 3QU LoRE | Red Flag Warning - Large Fires | 2066 | 7.4776e-09 | 8.872 | 1.0079 | 4.9153 | 2.9488 | 0 | 2.0472e-05 | 6.6341e-08 | 0 | 6.6341e-08 | 1.5364e-08 | 2.0987e-07 | 0 | 2.0987e-07 | 3.5561e-07 | 0 | 3.5561e-07 | 1.9821e-07 | 0 | 1.9821e-07 | [17 empty] | 7.3.3.17.5 (Remote Grid) Updates to grid topology to minimize risk of ignition in HFTDs Remote GridWLDFRContaminationAggregated | WLDFR | HFTD - Distribution - Tier 2 - 4QU CoRE ¦ 1QU LoRE | Non-Red Flag Warning - Catastrophic Fires | Contamination | Aggregated | 2050 | 9.7634e-09 | 772.1066 | 7.5384e-06 | 2050 | Mitigation | 0.95 | 45 | 0 | esc | 0.00097009 | 9.4713e-12 | 0.00097009 | 9.4713e-12
[79 empty] | WLDFR | HFTD - Distribution - Tier 3 - 5QU CoRE ¦ 3QU LoRE | Red Flag Warning - Small Fires | 2022 | 2.0912e-07 | 0.077901 | 0.036425 | 0.0015809 | 0.039895 | 0 | 0.00057253 | 1.6291e-08 | 0 | 1.6291e-08 | 4.4392e-07 | 2.0987e-07 | 0 | 2.0987e-07 | 3.5561e-07 | 0 | 3.5561e-07 | 1.9821e-07 | 0 | 1.9821e-07 | [17 empty] | 7.3.3.17.5 (Remote Grid) Updates to grid topology to minimize risk of ignition in HFTDs Remote GridWLDFRContaminationAggregated | WLDFR | HFTD - Distribution - Tier 2 - 4QU CoRE ¦ 1QU LoRE | Non-Red Flag Warning - Catastrophic Fires | Contamination | Aggregated | 2051 | 9.7634e-09 | 772.1066 | 7.5384e-06 | 2051 | Mitigation | 0.95 | 45 | 0 | esc | 0.00097009 | 9.4713e-12 | 0.00097009 | 9.4713e-12
[79 empty] | WLDFR | HFTD - Distribution - Tier 3 - 5QU CoRE ¦ 3QU LoRE | Red Flag Warning - Small Fires | 2023 | 2.0912e-07 | 0.080408 | 0.03759 | 0.0016314 | 0.041187 | 0 | 0.00057253 | 1.6815e-08 | 0 | 1.6815e-08 | 4.5975e-07 | 2.0987e-07 | 0 | 2.0987e-07 | 3.5561e-07 | 0 | 3.5561e-07 | 1.9821e-07 | 0 | 1.9821e-07 | [17 empty] | 7.3.3.17.5 (Remote Grid) Updates to grid topology to minimize risk of ignition in HFTDs Remote GridWLDFRContaminationAggregated | WLDFR | HFTD - Distribution - Tier 2 - 4QU CoRE ¦ 1QU LoRE | Non-Red Flag Warning - Catastrophic Fires | Contamination | Aggregated | 2052 | 9.7634e-09 | 772.1066 | 7.5384e-06 | 2052 | Mitigation | 0.95 | 45 | 0 | esc | 0.00097009 | 9.4713e-12 | 0.00097009 | 9.4713e-12
[79 empty] | WLDFR | HFTD - Distribution - Tier 3 - 5QU CoRE ¦ 3QU LoRE | Red Flag Warning - Small Fires | 2024 | 2.0912e-07 | 0.080408 | 0.03759 | 0.0016314 | 0.041187 | 0 | 0.00057253 | 1.6815e-08 | 0 | 1.6815e-08 | 4.5975e-07 | 2.0987e-07 | 0 | 2.0987e-07 | 3.5561e-07 | 0 | 3.5561e-07 | 1.9821e-07 | 0 | 1.9821e-07 | [17 empty] | 7.3.3.17.5 (Remote Grid) Updates to grid topology to minimize risk of ignition in HFTDs Remote GridWLDFRContaminationAggregated | WLDFR | HFTD - Distribution - Tier 2 - 4QU CoRE ¦ 1QU LoRE | Non-Red Flag Warning - Catastrophic Fires | Contamination | Aggregated | 2053 | 9.7634e-09 | 772.1066 | 7.5384e-06 | 2053 | Mitigation | 0.95 | 45 | 0 | esc | 0.00097009 | 9.4713e-12 | 0.00097009 | 9.4713e-12
[79 empty] | WLDFR | HFTD - Distribution - Tier 3 - 5QU CoRE ¦ 3QU LoRE | Red Flag Warning - Small Fires | 2025 | 2.0912e-07 | 0.080408 | 0.03759 | 0.0016314 | 0.041187 | 0 | 0.00057253 | 1.6815e-08 | 0 | 1.6815e-08 | 4.5975e-07 | 2.0987e-07 | 0 | 2.0987e-07 | 3.5561e-07 | 0 | 3.5561e-07 | 1.9821e-07 | 0 | 1.9821e-07 | [17 empty] | 7.3.3.17.5 (Remote Grid) Updates to grid topology to minimize risk of ignition in HFTDs Remote GridWLDFRContaminationAggregated | WLDFR | HFTD - Distribution - Tier 2 - 4QU CoRE ¦ 1QU LoRE | Non-Red Flag Warning - Catastrophic Fires | Contamination | Aggregated | 2054 | 9.7634e-09 | 772.1066 | 7.5384e-06 | 2054 | Mitigation | 0.95 | 45 | 0 | esc | 0.00097009 | 9.4713e-12 | 0.00097009 | 9.4713e-12
[79 empty] | WLDFR | HFTD - Distribution - Tier 3 - 5QU CoRE ¦ 3QU LoRE | Red Flag Warning - Small Fires | 2026 | 2.0912e-07 | 0.080408 | 0.03759 | 0.0016314 | 0.041187 | 0 | 0.00057253 | 1.6815e-08 | 0 | 1.6815e-08 | 4.5975e-07 | 2.2329e-07 | 0 | 2.2329e-07 | 3.7836e-07 | 0 | 3.7836e-07 | 2.1089e-07 | 0 | 2.1089e-07 | [17 empty] | 7.3.3.17.5 (Remote Grid) Updates to grid topology to minimize risk of ignition in HFTDs Remote GridWLDFRContaminationAggregated | WLDFR | HFTD - Distribution - Tier 2 - 4QU CoRE ¦ 1QU LoRE | Non-Red Flag Warning - Catastrophic Fires | Contamination | Aggregated | 2055 | 9.7634e-09 | 772.1066 | 7.5384e-06 | 2055 | Mitigation | 0.95 | 45 | 0 | esc | 0.00097009 | 9.4713e-12 | 0.00097009 | 9.4713e-12
[79 empty] | WLDFR | HFTD - Distribution - Tier 3 - 5QU CoRE ¦ 3QU LoRE | Red Flag Warning - Small Fires | 2027 | 2.0912e-07 | 0.080408 | 0.03759 | 0.0016314 | 0.041187 | 0 | 0.00057253 | 1.6815e-08 | 0 | 1.6815e-08 | 4.5975e-07 | 2.2329e-07 | 0 | 2.2329e-07 | 3.7836e-07 | 0 | 3.7836e-07 | 2.1089e-07 | 0 | 2.1089e-07 | [17 empty] | 7.3.3.17.5 (Remote Grid) Updates to grid topology to minimize risk of ignition in HFTDs Remote GridWLDFRContaminationAggregated | WLDFR | HFTD - Distribution - Tier 2 - 4QU CoRE ¦ 1QU LoRE | Non-Red Flag Warning - Catastrophic Fires | Contamination | Aggregated | 2056 | 9.7634e-09 | 772.1066 | 7.5384e-06 | 2056 | Mitigation | 0.95 | 45 | 0 | esc | 0.00097009 | 9.4713e-12 | 0.00097009 | 9.4713e-12
[79 empty] | WLDFR | HFTD - Distribution - Tier 3 - 5QU CoRE ¦ 3QU LoRE | Red Flag Warning - Small Fires | 2028 | 2.0912e-07 | 0.083606 | 0.039055 | 0.001695 | 0.042856 | 0 | 0.00057253 | 1.7484e-08 | 0 | 1.7484e-08 | 4.797e-07 | 2.2329e-07 | 0 | 2.2329e-07 | 3.7836e-07 | 0 | 3.7836e-07 | 2.1089e-07 | 0 | 2.1089e-07 | [17 empty] | 7.3.3.17.5 (Remote Grid) Updates to grid topology to minimize risk of ignition in HFTDs Remote GridWLDFRContaminationAggregated | WLDFR | HFTD - Distribution - Tier 2 - 4QU CoRE ¦ 1QU LoRE | Non-Red Flag Warning - Catastrophic Fires | Contamination | Aggregated | 2057 | 9.7634e-09 | 772.1066 | 7.5384e-06 | 2057 | Mitigation | 0.95 | 45 | 0 | esc | 0.00097009 | 9.4713e-12 | 0.00097009 | 9.4713e-12
[79 empty] | WLDFR | HFTD - Distribution - Tier 3 - 5QU CoRE ¦ 3QU LoRE | Red Flag Warning - Small Fires | 2029 | 2.0912e-07 | 0.083606 | 0.039055 | 0.001695 | 0.042856 | 0 | 0.00057253 | 1.7484e-08 | 0 | 1.7484e-08 | 4.797e-07 | 2.2329e-07 | 0 | 2.2329e-07 | 3.7836e-07 | 0 | 3.7836e-07 | 2.1089e-07 | 0 | 2.1089e-07 | [17 empty] | 7.3.3.17.5 (Remote Grid) Updates to grid topology to minimize risk of ignition in HFTDs Remote GridWLDFRContaminationAggregated | WLDFR | HFTD - Distribution - Tier 2 - 4QU CoRE ¦ 1QU LoRE | Non-Red Flag Warning - Catastrophic Fires | Contamination | Aggregated | 2058 | 9.7634e-09 | 772.1066 | 7.5384e-06 | 2058 | Mitigation | 0.95 | 45 | 0 | esc | 0.00097009 | 9.4713e-12 | 0.00097009 | 9.4713e-12
[79 empty] | WLDFR | HFTD - Distribution - Tier 3 - 5QU CoRE ¦ 3QU LoRE | Red Flag Warning - Small Fires | 2030 | 2.0912e-07 | 0.083606 | 0.039055 | 0.001695 | 0.042856 | 0 | 0.00057253 | 1.7484e-08 | 0 | 1.7484e-08 | 4.797e-07 | 2.2329e-07 | 0 | 2.2329e-07 | 3.7836e-07 | 0 | 3.7836e-07 | 2.1089e-07 | 0 | 2.1089e-07 | [17 empty] | 7.3.3.17.5 (Remote Grid) Updates to grid topology to minimize risk of ignition in HFTDs Remote GridWLDFRContaminationAggregated | WLDFR | HFTD - Distribution - Tier 2 - 4QU CoRE ¦ 1QU LoRE | Non-Red Flag Warning - Catastrophic Fires | Contamination | Aggregated | 2059 | 9.7634e-09 | 772.1066 | 7.5384e-06 | 2059 | Mitigation | 0.95 | 45 | 0 | esc | 0.00097009 | 9.4713e-12 | 0.00097009 | 9.4713e-12
[79 empty] | WLDFR | HFTD - Distribution - Tier 3 - 5QU CoRE ¦ 3QU LoRE | Red Flag Warning - Small Fires | 2031 | 2.0912e-07 | 0.083606 | 0.039055 | 0.001695 | 0.042856 | 0 | 0.00057253 | 1.7484e-08 | 0 | 1.7484e-08 | 4.797e-07 | 2.3718e-07 | 0 | 2.3718e-07 | 4.0189e-07 | 0 | 4.0189e-07 | 2.2401e-07 | 0 | 2.2401e-07 | [17 empty] | 7.3.3.17.5 (Remote Grid) Updates to grid topology to minimize risk of ignition in HFTDs Remote GridWLDFRContaminationAggregated | WLDFR | HFTD - Distribution - Tier 2 - 4QU CoRE ¦ 1QU LoRE | Non-Red Flag Warning - Catastrophic Fires | Contamination | Aggregated | 2060 | 9.7634e-09 | 772.1066 | 7.5384e-06 | 2060 | Mitigation | 0.95 | 45 | 0 | esc | 0.00097009 | 9.4713e-12 | 0.00097009 | 9.4713e-12
[79 empty] | WLDFR | HFTD - Distribution - Tier 3 - 5QU CoRE ¦ 3QU LoRE | Red Flag Warning - Small Fires | 2032 | 2.0912e-07 | 0.083606 | 0.039055 | 0.001695 | 0.042856 | 0 | 0.00057253 | 1.7484e-08 | 0 | 1.7484e-08 | 4.797e-07 | 2.3718e-07 | 0 | 2.3718e-07 | 4.0189e-07 | 0 | 4.0189e-07 | 2.2401e-07 | 0 | 2.2401e-07 | [17 empty] | 7.3.3.17.5 (Remote Grid) Updates to grid topology to minimize risk of ignition in HFTDs Remote GridWLDFRContaminationAggregated | WLDFR | HFTD - Distribution - Tier 2 - 4QU CoRE ¦ 1QU LoRE | Non-Red Flag Warning - Catastrophic Fires | Contamination | Aggregated | 2061 | 9.7634e-09 | 772.1066 | 7.5384e-06 | 2061 | Mitigation | 0.95 | 45 | 0 | esc | 0.00097009 | 9.4713e-12 | 0.00097009 | 9.4713e-12
[79 empty] | WLDFR | HFTD - Distribution - Tier 3 - 5QU CoRE ¦ 3QU LoRE | Red Flag Warning - Small Fires | 2033 | 2.0912e-07 | 0.087211 | 0.040679 | 0.0017655 | 0.044766 | 0 | 0.00057253 | 1.8238e-08 | 0 | 1.8238e-08 | 5.0185e-07 | 2.3718e-07 | 0 | 2.3718e-07 | 4.0189e-07 | 0 | 4.0189e-07 | 2.2401e-07 | 0 | 2.2401e-07 | [17 empty] | 7.3.3.17.5 (Remote Grid) Updates to grid topology to minimize risk of ignition in HFTDs Remote GridWLDFRContaminationAggregated | WLDFR | HFTD - Distribution - Tier 2 - 4QU CoRE ¦ 1QU LoRE | Non-Red Flag Warning - Catastrophic Fires | Contamination | Aggregated | 2062 | 9.7634e-09 | 772.1066 | 7.5384e-06 | 2062 | Mitigation | 0.95 | 45 | 0 | esc | 0.00097009 | 9.4713e-12 | 0.00097009 | 9.4713e-12
[79 empty] | WLDFR | HFTD - Distribution - Tier 3 - 5QU CoRE ¦ 3QU LoRE | Red Flag Warning - Small Fires | 2034 | 2.0912e-07 | 0.087211 | 0.040679 | 0.0017655 | 0.044766 | 0 | 0.00057253 | 1.8238e-08 | 0 | 1.8238e-08 | 5.0185e-07 | 0 | 0 | 0 | 4.0189e-07 | 0 | 4.0189e-07 | 2.2401e-07 | 0 | 2.2401e-07 | [17 empty] | 7.3.3.17.5 (Remote Grid) Updates to grid topology to minimize risk of ignition in HFTDs Remote GridWLDFRContaminationAggregated | WLDFR | HFTD - Distribution - Tier 2 - 4QU CoRE ¦ 1QU LoRE | Non-Red Flag Warning - Catastrophic Fires | Contamination | Aggregated | 2063 | 9.7634e-09 | 772.1066 | 7.5384e-06 | 2063 | Mitigation | 0.95 | 45 | 0 | esc | 0.00097009 | 9.4713e-12 | 0.00097009 | 9.4713e-12
[79 empty] | WLDFR | HFTD - Distribution - Tier 3 - 5QU CoRE ¦ 3QU LoRE | Red Flag Warning - Small Fires | 2035 | 2.0912e-07 | 0.087211 | 0.040679 | 0.0017655 | 0.044766 | 0 | 0.00057253 | 1.8238e-08 | 0 | 1.8238e-08 | 5.0185e-07 | 0 | 0 | 0 | 0 | 0 | 0 | 2.2401e-07 | 0 | 2.2401e-07 | [17 empty] | 7.3.3.17.5 (Remote Grid) Updates to grid topology to minimize risk of ignition in HFTDs Remote GridWLDFRContaminationAggregated | WLDFR | HFTD - Distribution - Tier 2 - 4QU CoRE ¦ 1QU LoRE | Non-Red Flag Warning - Catastrophic Fires | Contamination | Aggregated | 2064 | 9.7634e-09 | 772.1066 | 7.5384e-06 | 2064 | Mitigation | 0.95 | 45 | 0 | esc | 0.00097009 | 9.4713e-12 | 0.00097009 | 9.4713e-12
[79 empty] | WLDFR | HFTD - Distribution - Tier 3 - 5QU CoRE ¦ 3QU LoRE | Red Flag Warning - Small Fires | 2036 | 2.0912e-07 | 0.087211 | 0.040679 | 0.0017655 | 0.044766 | 0 | 0.00057253 | 1.8238e-08 | 0 | 1.8238e-08 | 5.0185e-07 | 6.1367e-08 | 0 | 6.1367e-08 | 0 | 0 | 0 | 0 | 0 | 0 | [17 empty] | 7.3.3.17.5 (Remote Grid) Updates to grid topology to minimize risk of ignition in HFTDs Remote GridWLDFRContaminationAggregated | WLDFR | HFTD - Distribution - Tier 2 - 4QU CoRE ¦ 1QU LoRE | Non-Red Flag Warning - Catastrophic Fires | Contamination | Aggregated | 2065 | 9.7634e-09 | 772.1066 | 7.5384e-06 | 2065 | Mitigation | 0.95 | 45 | 0 | esc | 0.00097009 | 9.4713e-12 | 0.00097009 | 9.4713e-12
[79 empty] | WLDFR | HFTD - Distribution - Tier 3 - 5QU CoRE ¦ 3QU LoRE | Red Flag Warning - Small Fires | 2037 | 2.0912e-07 | 0.087211 | 0.040679 | 0.0017655 | 0.044766 | 0 | 0.00057253 | 1.8238e-08 | 0 | 1.8238e-08 | 5.0185e-07 | 6.0061e-08 | 0 | 6.0061e-08 | 1.0177e-07 | 0 | 1.0177e-07 | 0 | 0 | 0 | [17 empty] | 7.3.3.17.5 (Remote Grid) Updates to grid topology to minimize risk of ignition in HFTDs Remote GridWLDFRContaminationAggregated | WLDFR | HFTD - Distribution - Tier 2 - 4QU CoRE ¦ 1QU LoRE | Non-Red Flag Warning - Catastrophic Fires | Contamination | Aggregated | 2066 | 9.7634e-09 | 772.1066 | 7.5384e-06 | 2066 | Mitigation | 0.95 | 45 | 0 | esc | 0.00097009 | 9.4713e-12 | 0.00097009 | 9.4713e-12
[79 empty] | WLDFR | HFTD - Distribution - Tier 3 - 5QU CoRE ¦ 3QU LoRE | Red Flag Warning - Small Fires | 2038 | 2.0912e-07 | 0.091184 | 0.042438 | 0.0018418 | 0.046905 | 0 | 0.00057253 | 1.9068e-08 | 0 | 1.9068e-08 | 5.2588e-07 | 6.1994e-08 | 0 | 6.1994e-08 | 1.0505e-07 | 0 | 1.0505e-07 | 5.855e-08 | 0 | 5.855e-08 | [17 empty] | 7.3.3.17.5 (Remote Grid) Updates to grid topology to minimize risk of ignition in HFTDs Remote GridWLDFRContaminationAggregated | WLDFR | HFTD - Distribution - Tier 2 - 4QU CoRE ¦ 1QU LoRE | Non-Red Flag Warning - Catastrophic Fires | Contamination | Aggregated | 2067 | 9.7634e-09 | 772.1066 | 7.5384e-06 | 2067 | Mitigation | 0.95 | 45 | 0 | esc | 0 | 0 | 0.00097009 | 9.4713e-12
[79 empty] | WLDFR | HFTD - Distribution - Tier 3 - 5QU CoRE ¦ 3QU LoRE | Red Flag Warning - Small Fires | 2039 | 2.0912e-07 | 0.091184 | 0.042438 | 0.0018418 | 0.046905 | 0 | 0.00057253 | 1.9068e-08 | 0 | 1.9068e-08 | 5.2588e-07 | 6.1994e-08 | 0 | 6.1994e-08 | 1.0505e-07 | 0 | 1.0505e-07 | 5.855e-08 | 0 | 5.855e-08 | [17 empty] | 7.3.3.17.5 (Remote Grid) Updates to grid topology to minimize risk of ignition in HFTDs Remote GridWLDFREquipment / facility failureAggregated | WLDFR | HFTD - Distribution - Tier 2 - 4QU CoRE ¦ 1QU LoRE | Non-Red Flag Warning - Catastrophic Fires | Equipment / facility failure | Aggregated | 2022 | 1.7811e-08 | 772.1066 | 1.3752e-05 | 2022 | Mitigation | 0.95 | 45 | 0 | esc | 0.00097009 | 1.7278e-11 | 0 | 0
[79 empty] | WLDFR | HFTD - Distribution - Tier 3 - 5QU CoRE ¦ 3QU LoRE | Red Flag Warning - Small Fires | 2040 | 2.0912e-07 | 0.091184 | 0.042438 | 0.0018418 | 0.046905 | 0 | 0.00057253 | 1.9068e-08 | 0 | 1.9068e-08 | 5.2588e-07 | 6.1994e-08 | 0 | 6.1994e-08 | 1.0505e-07 | 0 | 1.0505e-07 | 5.855e-08 | 0 | 5.855e-08 | [17 empty] | 7.3.3.17.5 (Remote Grid) Updates to grid topology to minimize risk of ignition in HFTDs Remote GridWLDFREquipment / facility failureAggregated | WLDFR | HFTD - Distribution - Tier 2 - 4QU CoRE ¦ 1QU LoRE | Non-Red Flag Warning - Catastrophic Fires | Equipment / facility failure | Aggregated | 2023 | 1.7811e-08 | 772.1066 | 1.3752e-05 | 2023 | Mitigation | 0.95 | 45 | 0 | esc | 0.00097009 | 1.7278e-11 | 0.00097009 | 1.7278e-11
[79 empty] | WLDFR | HFTD - Distribution - Tier 3 - 5QU CoRE ¦ 3QU LoRE | Red Flag Warning - Small Fires | 2041 | 2.0912e-07 | 0.091184 | 0.042438 | 0.0018418 | 0.046905 | 0 | 0.00057253 | 1.9068e-08 | 0 | 1.9068e-08 | 5.2588e-07 | 6.1994e-08 | 0 | 6.1994e-08 | 1.0505e-07 | 0 | 1.0505e-07 | 5.855e-08 | 0 | 5.855e-08 | [17 empty] | 7.3.3.17.5 (Remote Grid) Updates to grid topology to minimize risk of ignition in HFTDs Remote GridWLDFREquipment / facility failureAggregated | WLDFR | HFTD - Distribution - Tier 2 - 4QU CoRE ¦ 1QU LoRE | Non-Red Flag Warning - Catastrophic Fires | Equipment / facility failure | Aggregated | 2024 | 1.7811e-08 | 772.1066 | 1.3752e-05 | 2024 | Mitigation | 0.95 | 45 | 0 | esc | 0.00097009 | 1.7278e-11 | 0.00097009 | 1.7278e-11
[79 empty] | WLDFR | HFTD - Distribution - Tier 3 - 5QU CoRE ¦ 3QU LoRE | Red Flag Warning - Small Fires | 2042 | 2.0912e-07 | 0.091184 | 0.042438 | 0.0018418 | 0.046905 | 0 | 0.00057253 | 1.9068e-08 | 0 | 1.9068e-08 | 5.2588e-07 | 6.1994e-08 | 0 | 6.1994e-08 | 1.0505e-07 | 0 | 1.0505e-07 | 5.855e-08 | 0 | 5.855e-08 | [17 empty] | 7.3.3.17.5 (Remote Grid) Updates to grid topology to minimize risk of ignition in HFTDs Remote GridWLDFREquipment / facility failureAggregated | WLDFR | HFTD - Distribution - Tier 2 - 4QU CoRE ¦ 1QU LoRE | Non-Red Flag Warning - Catastrophic Fires | Equipment / facility failure | Aggregated | 2025 | 1.7811e-08 | 772.1066 | 1.3752e-05 | 2025 | Mitigation | 0.95 | 45 | 0 | esc | 0.00097009 | 1.7278e-11 | 0.00097009 | 1.7278e-11
[79 empty] | WLDFR | HFTD - Distribution - Tier 3 - 5QU CoRE ¦ 3QU LoRE | Red Flag Warning - Small Fires | 2043 | 2.0912e-07 | 0.095486 | 0.044306 | 0.0019228 | 0.049257 | 0 | 0.00057253 | 1.9968e-08 | 0 | 1.9968e-08 | 5.5146e-07 | 6.446e-08 | 0 | 6.446e-08 | 1.0922e-07 | 0 | 1.0922e-07 | 6.0879e-08 | 0 | 6.0879e-08 | [17 empty] | 7.3.3.17.5 (Remote Grid) Updates to grid topology to minimize risk of ignition in HFTDs Remote GridWLDFREquipment / facility failureAggregated | WLDFR | HFTD - Distribution - Tier 2 - 4QU CoRE ¦ 1QU LoRE | Non-Red Flag Warning - Catastrophic Fires | Equipment / facility failure | Aggregated | 2026 | 1.7811e-08 | 772.1066 | 1.3752e-05 | 2026 | Mitigation | 0.95 | 45 | 0 | esc | 0.00097009 | 1.7278e-11 | 0.00097009 | 1.7278e-11
[79 empty] | WLDFR | HFTD - Distribution - Tier 3 - 5QU CoRE ¦ 3QU LoRE | Red Flag Warning - Small Fires | 2044 | 2.0912e-07 | 0.095486 | 0.044306 | 0.0019228 | 0.049257 | 0 | 0.00057253 | 1.9968e-08 | 0 | 1.9968e-08 | 5.5146e-07 | 6.446e-08 | 0 | 6.446e-08 | 1.0922e-07 | 0 | 1.0922e-07 | 6.0879e-08 | 0 | 6.0879e-08 | [17 empty] | 7.3.3.17.5 (Remote Grid) Updates to grid topology to minimize risk of ignition in HFTDs Remote GridWLDFREquipment / facility failureAggregated | WLDFR | HFTD - Distribution - Tier 2 - 4QU CoRE ¦ 1QU LoRE | Non-Red Flag Warning - Catastrophic Fires | Equipment / facility failure | Aggregated | 2027 | 1.7811e-08 | 772.1066 | 1.3752e-05 | 2027 | Mitigation | 0.95 | 45 | 0 | esc | 0.00097009 | 1.7278e-11 | 0.00097009 | 1.7278e-11
[79 empty] | WLDFR | HFTD - Distribution - Tier 3 - 5QU CoRE ¦ 3QU LoRE | Red Flag Warning - Small Fires | 2045 | 2.0912e-07 | 0.095486 | 0.044306 | 0.0019228 | 0.049257 | 0 | 0.00057253 | 1.9968e-08 | 0 | 1.9968e-08 | 5.5146e-07 | 6.446e-08 | 0 | 6.446e-08 | 1.0922e-07 | 0 | 1.0922e-07 | 6.0879e-08 | 0 | 6.0879e-08 | [17 empty] | 7.3.3.17.5 (Remote Grid) Updates to grid topology to minimize risk of ignition in HFTDs Remote GridWLDFREquipment / facility failureAggregated | WLDFR | HFTD - Distribution - Tier 2 - 4QU CoRE ¦ 1QU LoRE | Non-Red Flag Warning - Catastrophic Fires | Equipment / facility failure | Aggregated | 2028 | 1.7811e-08 | 772.1066 | 1.3752e-05 | 2028 | Mitigation | 0.95 | 45 | 0 | esc | 0.00097009 | 1.7278e-11 | 0.00097009 | 1.7278e-11
[79 empty] | WLDFR | HFTD - Distribution - Tier 3 - 5QU CoRE ¦ 3QU LoRE | Red Flag Warning - Small Fires | 2046 | 2.0912e-07 | 0.095486 | 0.044306 | 0.0019228 | 0.049257 | 0 | 0.00057253 | 1.9968e-08 | 0 | 1.9968e-08 | 5.5146e-07 | 6.446e-08 | 0 | 6.446e-08 | 1.0922e-07 | 0 | 1.0922e-07 | 6.0879e-08 | 0 | 6.0879e-08 | [17 empty] | 7.3.3.17.5 (Remote Grid) Updates to grid topology to minimize risk of ignition in HFTDs Remote GridWLDFREquipment / facility failureAggregated | WLDFR | HFTD - Distribution - Tier 2 - 4QU CoRE ¦ 1QU LoRE | Non-Red Flag Warning - Catastrophic Fires | Equipment / facility failure | Aggregated | 2029 | 1.7811e-08 | 772.1066 | 1.3752e-05 | 2029 | Mitigation | 0.95 | 45 | 0 | esc | 0.00097009 | 1.7278e-11 | 0.00097009 | 1.7278e-11
[79 empty] | WLDFR | HFTD - Distribution - Tier 3 - 5QU CoRE ¦ 3QU LoRE | Red Flag Warning - Small Fires | 2047 | 2.0912e-07 | 0.095486 | 0.044306 | 0.0019228 | 0.049257 | 0 | 0.00057253 | 1.9968e-08 | 0 | 1.9968e-08 | 5.5146e-07 | 6.446e-08 | 0 | 6.446e-08 | 1.0922e-07 | 0 | 1.0922e-07 | 6.0879e-08 | 0 | 6.0879e-08 | [17 empty] | 7.3.3.17.5 (Remote Grid) Updates to grid topology to minimize risk of ignition in HFTDs Remote GridWLDFREquipment / facility failureAggregated | WLDFR | HFTD - Distribution - Tier 2 - 4QU CoRE ¦ 1QU LoRE | Non-Red Flag Warning - Catastrophic Fires | Equipment / facility failure | Aggregated | 2030 | 1.7811e-08 | 772.1066 | 1.3752e-05 | 2030 | Mitigation | 0.95 | 45 | 0 | esc | 0.00097009 | 1.7278e-11 | 0.00097009 | 1.7278e-11
[79 empty] | WLDFR | HFTD - Distribution - Tier 3 - 5QU CoRE ¦ 3QU LoRE | Red Flag Warning - Small Fires | 2048 | 2.0912e-07 | 0.10007 | 0.04626 | 0.0020076 | 0.051804 | 0 | 0.00057253 | 2.0927e-08 | 0 | 2.0927e-08 | 5.7827e-07 | 6.7239e-08 | 0 | 6.7239e-08 | 1.1393e-07 | 0 | 1.1393e-07 | 6.3504e-08 | 0 | 6.3504e-08 | [17 empty] | 7.3.3.17.5 (Remote Grid) Updates to grid topology to minimize risk of ignition in HFTDs Remote GridWLDFREquipment / facility failureAggregated | WLDFR | HFTD - Distribution - Tier 2 - 4QU CoRE ¦ 1QU LoRE | Non-Red Flag Warning - Catastrophic Fires | Equipment / facility failure | Aggregated | 2031 | 1.7811e-08 | 772.1066 | 1.3752e-05 | 2031 | Mitigation | 0.95 | 45 | 0 | esc | 0.00097009 | 1.7278e-11 | 0.00097009 | 1.7278e-11
[79 empty] | WLDFR | HFTD - Distribution - Tier 3 - 5QU CoRE ¦ 3QU LoRE | Red Flag Warning - Small Fires | 2049 | 2.0912e-07 | 0.10007 | 0.04626 | 0.0020076 | 0.051804 | 0 | 0.00057253 | 2.0927e-08 | 0 | 2.0927e-08 | 5.7827e-07 | 6.7239e-08 | 0 | 6.7239e-08 | 1.1393e-07 | 0 | 1.1393e-07 | 6.3504e-08 | 0 | 6.3504e-08 | [17 empty] | 7.3.3.17.5 (Remote Grid) Updates to grid topology to minimize risk of ignition in HFTDs Remote GridWLDFREquipment / facility failureAggregated | WLDFR | HFTD - Distribution - Tier 2 - 4QU CoRE ¦ 1QU LoRE | Non-Red Flag Warning - Catastrophic Fires | Equipment / facility failure | Aggregated | 2032 | 1.7811e-08 | 772.1066 | 1.3752e-05 | 2032 | Mitigation | 0.95 | 45 | 0 | esc | 0.00097009 | 1.7278e-11 | 0.00097009 | 1.7278e-11
[79 empty] | WLDFR | HFTD - Distribution - Tier 3 - 5QU CoRE ¦ 3QU LoRE | Red Flag Warning - Small Fires | 2050 | 2.0912e-07 | 0.10007 | 0.04626 | 0.0020076 | 0.051804 | 0 | 0.00057253 | 2.0927e-08 | 0 | 2.0927e-08 | 5.7827e-07 | 6.7239e-08 | 0 | 6.7239e-08 | 1.1393e-07 | 0 | 1.1393e-07 | 6.3504e-08 | 0 | 6.3504e-08 | [17 empty] | 7.3.3.17.5 (Remote Grid) Updates to grid topology to minimize risk of ignition in HFTDs Remote GridWLDFREquipment / facility failureAggregated | WLDFR | HFTD - Distribution - Tier 2 - 4QU CoRE ¦ 1QU LoRE | Non-Red Flag Warning - Catastrophic Fires | Equipment / facility failure | Aggregated | 2033 | 1.7811e-08 | 772.1066 | 1.3752e-05 | 2033 | Mitigation | 0.95 | 45 | 0 | esc | 0.00097009 | 1.7278e-11 | 0.00097009 | 1.7278e-11
[79 empty] | WLDFR | HFTD - Distribution - Tier 3 - 5QU CoRE ¦ 3QU LoRE | Red Flag Warning - Small Fires | 2051 | 2.0912e-07 | 0.10007 | 0.04626 | 0.0020076 | 0.051804 | 0 | 0.00057253 | 2.0927e-08 | 0 | 2.0927e-08 | 5.7827e-07 | 6.7239e-08 | 0 | 6.7239e-08 | 1.1393e-07 | 0 | 1.1393e-07 | 6.3504e-08 | 0 | 6.3504e-08 | [17 empty] | 7.3.3.17.5 (Remote Grid) Updates to grid topology to minimize risk of ignition in HFTDs Remote GridWLDFREquipment / facility failureAggregated | WLDFR | HFTD - Distribution - Tier 2 - 4QU CoRE ¦ 1QU LoRE | Non-Red Flag Warning - Catastrophic Fires | Equipment / facility failure | Aggregated | 2034 | 1.7811e-08 | 772.1066 | 1.3752e-05 | 2034 | Mitigation | 0.95 | 45 | 0 | esc | 0.00097009 | 1.7278e-11 | 0.00097009 | 1.7278e-11
[79 empty] | WLDFR | HFTD - Distribution - Tier 3 - 5QU CoRE ¦ 3QU LoRE | Red Flag Warning - Small Fires | 2052 | 2.0912e-07 | 0.10007 | 0.04626 | 0.0020076 | 0.051804 | 0 | 0.00057253 | 2.0927e-08 | 0 | 2.0927e-08 | 5.7827e-07 | 6.7239e-08 | 0 | 6.7239e-08 | 1.1393e-07 | 0 | 1.1393e-07 | 6.3504e-08 | 0 | 6.3504e-08 | [17 empty] | 7.3.3.17.5 (Remote Grid) Updates to grid topology to minimize risk of ignition in HFTDs Remote GridWLDFREquipment / facility failureAggregated | WLDFR | HFTD - Distribution - Tier 2 - 4QU CoRE ¦ 1QU LoRE | Non-Red Flag Warning - Catastrophic Fires | Equipment / facility failure | Aggregated | 2035 | 1.7811e-08 | 772.1066 | 1.3752e-05 | 2035 | Mitigation | 0.95 | 45 | 0 | esc | 0.00097009 | 1.7278e-11 | 0.00097009 | 1.7278e-11
[79 empty] | WLDFR | HFTD - Distribution - Tier 3 - 5QU CoRE ¦ 3QU LoRE | Red Flag Warning - Small Fires | 2053 | 2.0912e-07 | 0.10489 | 0.048274 | 0.002095 | 0.054525 | 0 | 0.00057253 | 2.1936e-08 | 0 | 2.1936e-08 | 6.0595e-07 | 7.0302e-08 | 0 | 7.0302e-08 | 1.1912e-07 | 0 | 1.1912e-07 | 6.6397e-08 | 0 | 6.6397e-08 | [17 empty] | 7.3.3.17.5 (Remote Grid) Updates to grid topology to minimize risk of ignition in HFTDs Remote GridWLDFREquipment / facility failureAggregated | WLDFR | HFTD - Distribution - Tier 2 - 4QU CoRE ¦ 1QU LoRE | Non-Red Flag Warning - Catastrophic Fires | Equipment / facility failure | Aggregated | 2036 | 1.7811e-08 | 772.1066 | 1.3752e-05 | 2036 | Mitigation | 0.95 | 45 | 0 | esc | 0.00097009 | 1.7278e-11 | 0.00097009 | 1.7278e-11
[79 empty] | WLDFR | HFTD - Distribution - Tier 3 - 5QU CoRE ¦ 3QU LoRE | Red Flag Warning - Small Fires | 2054 | 2.0912e-07 | 0.10489 | 0.048274 | 0.002095 | 0.054525 | 0 | 0.00057253 | 2.1936e-08 | 0 | 2.1936e-08 | 6.0595e-07 | 7.0302e-08 | 0 | 7.0302e-08 | 1.1912e-07 | 0 | 1.1912e-07 | 6.6397e-08 | 0 | 6.6397e-08 | [17 empty] | 7.3.3.17.5 (Remote Grid) Updates to grid topology to minimize risk of ignition in HFTDs Remote GridWLDFREquipment / facility failureAggregated | WLDFR | HFTD - Distribution - Tier 2 - 4QU CoRE ¦ 1QU LoRE | Non-Red Flag Warning - Catastrophic Fires | Equipment / facility failure | Aggregated | 2037 | 1.7811e-08 | 772.1066 | 1.3752e-05 | 2037 | Mitigation | 0.95 | 45 | 0 | esc | 0.00097009 | 1.7278e-11 | 0.00097009 | 1.7278e-11
[79 empty] | WLDFR | HFTD - Distribution - Tier 3 - 5QU CoRE ¦ 3QU LoRE | Red Flag Warning - Small Fires | 2055 | 2.0912e-07 | 0.10489 | 0.048274 | 0.002095 | 0.054525 | 0 | 0.00057253 | 2.1936e-08 | 0 | 2.1936e-08 | 6.0595e-07 | 7.0302e-08 | 0 | 7.0302e-08 | 1.1912e-07 | 0 | 1.1912e-07 | 6.6397e-08 | 0 | 6.6397e-08 | [17 empty] | 7.3.3.17.5 (Remote Grid) Updates to grid topology to minimize risk of ignition in HFTDs Remote GridWLDFREquipment / facility failureAggregated | WLDFR | HFTD - Distribution - Tier 2 - 4QU CoRE ¦ 1QU LoRE | Non-Red Flag Warning - Catastrophic Fires | Equipment / facility failure | Aggregated | 2038 | 1.7811e-08 | 772.1066 | 1.3752e-05 | 2038 | Mitigation | 0.95 | 45 | 0 | esc | 0.00097009 | 1.7278e-11 | 0.00097009 | 1.7278e-11
[79 empty] | WLDFR | HFTD - Distribution - Tier 3 - 5QU CoRE ¦ 3QU LoRE | Red Flag Warning - Small Fires | 2056 | 2.0912e-07 | 0.10489 | 0.048274 | 0.002095 | 0.054525 | 0 | 0.00057253 | 2.1936e-08 | 0 | 2.1936e-08 | 6.0595e-07 | 7.0302e-08 | 0 | 7.0302e-08 | 1.1912e-07 | 0 | 1.1912e-07 | 6.6397e-08 | 0 | 6.6397e-08 | [17 empty] | 7.3.3.17.5 (Remote Grid) Updates to grid topology to minimize risk of ignition in HFTDs Remote GridWLDFREquipment / facility failureAggregated | WLDFR | HFTD - Distribution - Tier 2 - 4QU CoRE ¦ 1QU LoRE | Non-Red Flag Warning - Catastrophic Fires | Equipment / facility failure | Aggregated | 2039 | 1.7811e-08 | 772.1066 | 1.3752e-05 | 2039 | Mitigation | 0.95 | 45 | 0 | esc | 0.00097009 | 1.7278e-11 | 0.00097009 | 1.7278e-11
[79 empty] | WLDFR | HFTD - Distribution - Tier 3 - 5QU CoRE ¦ 3QU LoRE | Red Flag Warning - Small Fires | 2057 | 2.0912e-07 | 0.10489 | 0.048274 | 0.002095 | 0.054525 | 0 | 0.00057253 | 2.1936e-08 | 0 | 2.1936e-08 | 6.0595e-07 | 7.0302e-08 | 0 | 7.0302e-08 | 1.1912e-07 | 0 | 1.1912e-07 | 6.6397e-08 | 0 | 6.6397e-08 | [17 empty] | 7.3.3.17.5 (Remote Grid) Updates to grid topology to minimize risk of ignition in HFTDs Remote GridWLDFREquipment / facility failureAggregated | WLDFR | HFTD - Distribution - Tier 2 - 4QU CoRE ¦ 1QU LoRE | Non-Red Flag Warning - Catastrophic Fires | Equipment / facility failure | Aggregated | 2040 | 1.7811e-08 | 772.1066 | 1.3752e-05 | 2040 | Mitigation | 0.95 | 45 | 0 | esc | 0.00097009 | 1.7278e-11 | 0.00097009 | 1.7278e-11
[79 empty] | WLDFR | HFTD - Distribution - Tier 3 - 5QU CoRE ¦ 3QU LoRE | Red Flag Warning - Small Fires | 2058 | 2.0912e-07 | 0.1099 | 0.050325 | 0.0021839 | 0.057393 | 0 | 0.00057253 | 2.2983e-08 | 0 | 2.2983e-08 | 6.3419e-07 | 7.3619e-08 | 0 | 7.3619e-08 | 1.2474e-07 | 0 | 1.2474e-07 | 6.9529e-08 | 0 | 6.9529e-08 | [17 empty] | 7.3.3.17.5 (Remote Grid) Updates to grid topology to minimize risk of ignition in HFTDs Remote GridWLDFREquipment / facility failureAggregated | WLDFR | HFTD - Distribution - Tier 2 - 4QU CoRE ¦ 1QU LoRE | Non-Red Flag Warning - Catastrophic Fires | Equipment / facility failure | Aggregated | 2041 | 1.7811e-08 | 772.1066 | 1.3752e-05 | 2041 | Mitigation | 0.95 | 45 | 0 | esc | 0.00097009 | 1.7278e-11 | 0.00097009 | 1.7278e-11
[79 empty] | WLDFR | HFTD - Distribution - Tier 3 - 5QU CoRE ¦ 3QU LoRE | Red Flag Warning - Small Fires | 2059 | 2.0912e-07 | 0.1099 | 0.050325 | 0.0021839 | 0.057393 | 0 | 0.00057253 | 2.2983e-08 | 0 | 2.2983e-08 | 6.3419e-07 | 7.3619e-08 | 0 | 7.3619e-08 | 1.2474e-07 | 0 | 1.2474e-07 | 6.9529e-08 | 0 | 6.9529e-08 | [17 empty] | 7.3.3.17.5 (Remote Grid) Updates to grid topology to minimize risk of ignition in HFTDs Remote GridWLDFREquipment / facility failureAggregated | WLDFR | HFTD - Distribution - Tier 2 - 4QU CoRE ¦ 1QU LoRE | Non-Red Flag Warning - Catastrophic Fires | Equipment / facility failure | Aggregated | 2042 | 1.7811e-08 | 772.1066 | 1.3752e-05 | 2042 | Mitigation | 0.95 | 45 | 0 | esc | 0.00097009 | 1.7278e-11 | 0.00097009 | 1.7278e-11
[79 empty] | WLDFR | HFTD - Distribution - Tier 3 - 5QU CoRE ¦ 3QU LoRE | Red Flag Warning - Small Fires | 2060 | 2.0912e-07 | 0.1099 | 0.050325 | 0.0021839 | 0.057393 | 0 | 0.00057253 | 2.2983e-08 | 0 | 2.2983e-08 | 6.3419e-07 | 7.3619e-08 | 0 | 7.3619e-08 | 1.2474e-07 | 0 | 1.2474e-07 | 6.9529e-08 | 0 | 6.9529e-08 | [17 empty] | 7.3.3.17.5 (Remote Grid) Updates to grid topology to minimize risk of ignition in HFTDs Remote GridWLDFREquipment / facility failureAggregated | WLDFR | HFTD - Distribution - Tier 2 - 4QU CoRE ¦ 1QU LoRE | Non-Red Flag Warning - Catastrophic Fires | Equipment / facility failure | Aggregated | 2043 | 1.7811e-08 | 772.1066 | 1.3752e-05 | 2043 | Mitigation | 0.95 | 45 | 0 | esc | 0.00097009 | 1.7278e-11 | 0.00097009 | 1.7278e-11
[79 empty] | WLDFR | HFTD - Distribution - Tier 3 - 5QU CoRE ¦ 3QU LoRE | Red Flag Warning - Small Fires | 2061 | 2.0912e-07 | 0.1099 | 0.050325 | 0.0021839 | 0.057393 | 0 | 0.00057253 | 2.2983e-08 | 0 | 2.2983e-08 | 6.3419e-07 | 7.3619e-08 | 0 | 7.3619e-08 | 1.2474e-07 | 0 | 1.2474e-07 | 6.9529e-08 | 0 | 6.9529e-08 | [17 empty] | 7.3.3.17.5 (Remote Grid) Updates to grid topology to minimize risk of ignition in HFTDs Remote GridWLDFREquipment / facility failureAggregated | WLDFR | HFTD - Distribution - Tier 2 - 4QU CoRE ¦ 1QU LoRE | Non-Red Flag Warning - Catastrophic Fires | Equipment / facility failure | Aggregated | 2044 | 1.7811e-08 | 772.1066 | 1.3752e-05 | 2044 | Mitigation | 0.95 | 45 | 0 | esc | 0.00097009 | 1.7278e-11 | 0.00097009 | 1.7278e-11
[79 empty] | WLDFR | HFTD - Distribution - Tier 3 - 5QU CoRE ¦ 3QU LoRE | Red Flag Warning - Small Fires | 2062 | 2.0912e-07 | 0.1099 | 0.050325 | 0.0021839 | 0.057393 | 0 | 0.00057253 | 2.2983e-08 | 0 | 2.2983e-08 | 6.3419e-07 | 7.3619e-08 | 0 | 7.3619e-08 | 1.2474e-07 | 0 | 1.2474e-07 | 6.9529e-08 | 0 | 6.9529e-08 | [17 empty] | 7.3.3.17.5 (Remote Grid) Updates to grid topology to minimize risk of ignition in HFTDs Remote GridWLDFREquipment / facility failureAggregated | WLDFR | HFTD - Distribution - Tier 2 - 4QU CoRE ¦ 1QU LoRE | Non-Red Flag Warning - Catastrophic Fires | Equipment / facility failure | Aggregated | 2045 | 1.7811e-08 | 772.1066 | 1.3752e-05 | 2045 | Mitigation | 0.95 | 45 | 0 | esc | 0.00097009 | 1.7278e-11 | 0.00097009 | 1.7278e-11
[79 empty] | WLDFR | HFTD - Distribution - Tier 3 - 5QU CoRE ¦ 3QU LoRE | Red Flag Warning - Small Fires | 2063 | 2.0912e-07 | 0.11504 | 0.052388 | 0.0022734 | 0.060377 | 0 | 0.00057253 | 2.4057e-08 | 0 | 2.4057e-08 | 6.6262e-07 | 7.7155e-08 | 0 | 7.7155e-08 | 1.3073e-07 | 0 | 1.3073e-07 | 7.2868e-08 | 0 | 7.2868e-08 | [17 empty] | 7.3.3.17.5 (Remote Grid) Updates to grid topology to minimize risk of ignition in HFTDs Remote GridWLDFREquipment / facility failureAggregated | WLDFR | HFTD - Distribution - Tier 2 - 4QU CoRE ¦ 1QU LoRE | Non-Red Flag Warning - Catastrophic Fires | Equipment / facility failure | Aggregated | 2046 | 1.7811e-08 | 772.1066 | 1.3752e-05 | 2046 | Mitigation | 0.95 | 45 | 0 | esc | 0.00097009 | 1.7278e-11 | 0.00097009 | 1.7278e-11
[79 empty] | WLDFR | HFTD - Distribution - Tier 3 - 5QU CoRE ¦ 3QU LoRE | Red Flag Warning - Small Fires | 2064 | 2.0912e-07 | 0.11504 | 0.052388 | 0.0022734 | 0.060377 | 0 | 0.00057253 | 2.4057e-08 | 0 | 2.4057e-08 | 6.6262e-07 | 7.7155e-08 | 0 | 7.7155e-08 | 1.3073e-07 | 0 | 1.3073e-07 | 7.2868e-08 | 0 | 7.2868e-08 | [17 empty] | 7.3.3.17.5 (Remote Grid) Updates to grid topology to minimize risk of ignition in HFTDs Remote GridWLDFREquipment / facility failureAggregated | WLDFR | HFTD - Distribution - Tier 2 - 4QU CoRE ¦ 1QU LoRE | Non-Red Flag Warning - Catastrophic Fires | Equipment / facility failure | Aggregated | 2047 | 1.7811e-08 | 772.1066 | 1.3752e-05 | 2047 | Mitigation | 0.95 | 45 | 0 | esc | 0.00097009 | 1.7278e-11 | 0.00097009 | 1.7278e-11
[79 empty] | WLDFR | HFTD - Distribution - Tier 3 - 5QU CoRE ¦ 3QU LoRE | Red Flag Warning - Small Fires | 2065 | 2.0912e-07 | 0.11504 | 0.052388 | 0.0022734 | 0.060377 | 0 | 0.00057253 | 2.4057e-08 | 0 | 2.4057e-08 | 6.6262e-07 | 7.7155e-08 | 0 | 7.7155e-08 | 1.3073e-07 | 0 | 1.3073e-07 | 7.2868e-08 | 0 | 7.2868e-08 | [17 empty] | 7.3.3.17.5 (Remote Grid) Updates to grid topology to minimize risk of ignition in HFTDs Remote GridWLDFREquipment / facility failureAggregated | WLDFR | HFTD - Distribution - Tier 2 - 4QU CoRE ¦ 1QU LoRE | Non-Red Flag Warning - Catastrophic Fires | Equipment / facility failure | Aggregated | 2048 | 1.7811e-08 | 772.1066 | 1.3752e-05 | 2048 | Mitigation | 0.95 | 45 | 0 | esc | 0.00097009 | 1.7278e-11 | 0.00097009 | 1.7278e-11
[79 empty] | WLDFR | HFTD - Distribution - Tier 3 - 5QU CoRE ¦ 3QU LoRE | Red Flag Warning - Small Fires | 2066 | 2.0912e-07 | 0.11504 | 0.052388 | 0.0022734 | 0.060377 | 0 | 0.00057253 | 2.4057e-08 | 0 | 2.4057e-08 | 6.6262e-07 | 7.7155e-08 | 0 | 7.7155e-08 | 1.3073e-07 | 0 | 1.3073e-07 | 7.2868e-08 | 0 | 7.2868e-08 | [17 empty] | 7.3.3.17.5 (Remote Grid) Updates to grid topology to minimize risk of ignition in HFTDs Remote GridWLDFREquipment / facility failureAggregated | WLDFR | HFTD - Distribution - Tier 2 - 4QU CoRE ¦ 1QU LoRE | Non-Red Flag Warning - Catastrophic Fires | Equipment / facility failure | Aggregated | 2049 | 1.7811e-08 | 772.1066 | 1.3752e-05 | 2049 | Mitigation | 0.95 | 45 | 0 | esc | 0.00097009 | 1.7278e-11 | 0.00097009 | 1.7278e-11
[79 empty] | WLDFR | HFTD - Distribution - Tier 3 - 5QU CoRE ¦ 3QU LoRE | Seismic - Non-Red Flag Warning - Catastrophic Fires | 2022 | 3.3508e-13 | 21083.8428 | 409.2237 | 13469.0878 | 7205.5313 | 0 | 9.1738e-10 | 7.0647e-09 | 0 | 7.0647e-09 | 4.6495e-07 | 7.7155e-08 | 0 | 7.7155e-08 | 1.3073e-07 | 0 | 1.3073e-07 | 7.2868e-08 | 0 | 7.2868e-08 | [17 empty] | 7.3.3.17.5 (Remote Grid) Updates to grid topology to minimize risk of ignition in HFTDs Remote GridWLDFREquipment / facility failureAggregated | WLDFR | HFTD - Distribution - Tier 2 - 4QU CoRE ¦ 1QU LoRE | Non-Red Flag Warning - Catastrophic Fires | Equipment / facility failure | Aggregated | 2050 | 1.7811e-08 | 772.1066 | 1.3752e-05 | 2050 | Mitigation | 0.95 | 45 | 0 | esc | 0.00097009 | 1.7278e-11 | 0.00097009 | 1.7278e-11
[79 empty] | WLDFR | HFTD - Distribution - Tier 3 - 5QU CoRE ¦ 3QU LoRE | Seismic - Non-Red Flag Warning - Catastrophic Fires | 2023 | 3.3508e-13 | 21835.9781 | 428.6023 | 13939.561 | 7467.8148 | 0 | 9.1738e-10 | 7.3167e-09 | 0 | 7.3167e-09 | 4.82e-07 | 8.0873e-08 | 0 | 8.0873e-08 | 1.3703e-07 | 0 | 1.3703e-07 | 7.638e-08 | 0 | 7.638e-08 | [17 empty] | 7.3.3.17.5 (Remote Grid) Updates to grid topology to minimize risk of ignition in HFTDs Remote GridWLDFREquipment / facility failureAggregated | WLDFR | HFTD - Distribution - Tier 2 - 4QU CoRE ¦ 1QU LoRE | Non-Red Flag Warning - Catastrophic Fires | Equipment / facility failure | Aggregated | 2051 | 1.7811e-08 | 772.1066 | 1.3752e-05 | 2051 | Mitigation | 0.95 | 45 | 0 | esc | 0.00097009 | 1.7278e-11 | 0.00097009 | 1.7278e-11
[79 empty] | WLDFR | HFTD - Distribution - Tier 3 - 5QU CoRE ¦ 3QU LoRE | Seismic - Non-Red Flag Warning - Catastrophic Fires | 2024 | 3.3508e-13 | 21835.9781 | 428.6023 | 13939.561 | 7467.8148 | 0 | 9.1738e-10 | 7.3167e-09 | 0 | 7.3167e-09 | 4.82e-07 | 8.0873e-08 | 0 | 8.0873e-08 | 1.3703e-07 | 0 | 1.3703e-07 | 7.638e-08 | 0 | 7.638e-08 | [17 empty] | 7.3.3.17.5 (Remote Grid) Updates to grid topology to minimize risk of ignition in HFTDs Remote GridWLDFREquipment / facility failureAggregated | WLDFR | HFTD - Distribution - Tier 2 - 4QU CoRE ¦ 1QU LoRE | Non-Red Flag Warning - Catastrophic Fires | Equipment / facility failure | Aggregated | 2052 | 1.7811e-08 | 772.1066 | 1.3752e-05 | 2052 | Mitigation | 0.95 | 45 | 0 | esc | 0.00097009 | 1.7278e-11 | 0.00097009 | 1.7278e-11
[79 empty] | WLDFR | HFTD - Distribution - Tier 3 - 5QU CoRE ¦ 3QU LoRE | Seismic - Non-Red Flag Warning - Catastrophic Fires | 2025 | 3.3508e-13 | 21835.9781 | 428.6023 | 13939.561 | 7467.8148 | 0 | 9.1738e-10 | 7.3167e-09 | 0 | 7.3167e-09 | 4.82e-07 | 8.0873e-08 | 0 | 8.0873e-08 | 1.3703e-07 | 0 | 1.3703e-07 | 7.638e-08 | 0 | 7.638e-08 | [17 empty] | 7.3.3.17.5 (Remote Grid) Updates to grid topology to minimize risk of ignition in HFTDs Remote GridWLDFREquipment / facility failureAggregated | WLDFR | HFTD - Distribution - Tier 2 - 4QU CoRE ¦ 1QU LoRE | Non-Red Flag Warning - Catastrophic Fires | Equipment / facility failure | Aggregated | 2053 | 1.7811e-08 | 772.1066 | 1.3752e-05 | 2053 | Mitigation | 0.95 | 45 | 0 | esc | 0.00097009 | 1.7278e-11 | 0.00097009 | 1.7278e-11
[79 empty] | WLDFR | HFTD - Distribution - Tier 3 - 5QU CoRE ¦ 3QU LoRE | Seismic - Non-Red Flag Warning - Catastrophic Fires | 2026 | 3.3508e-13 | 21835.9781 | 428.6023 | 13939.561 | 7467.8148 | 0 | 9.1738e-10 | 7.3167e-09 | 0 | 7.3167e-09 | 4.82e-07 | 8.0873e-08 | 0 | 8.0873e-08 | 1.3703e-07 | 0 | 1.3703e-07 | 7.638e-08 | 0 | 7.638e-08 | [17 empty] | 7.3.3.17.5 (Remote Grid) Updates to grid topology to minimize risk of ignition in HFTDs Remote GridWLDFREquipment / facility failureAggregated | WLDFR | HFTD - Distribution - Tier 2 - 4QU CoRE ¦ 1QU LoRE | Non-Red Flag Warning - Catastrophic Fires | Equipment / facility failure | Aggregated | 2054 | 1.7811e-08 | 772.1066 | 1.3752e-05 | 2054 | Mitigation | 0.95 | 45 | 0 | esc | 0.00097009 | 1.7278e-11 | 0.00097009 | 1.7278e-11
[79 empty] | WLDFR | HFTD - Distribution - Tier 3 - 5QU CoRE ¦ 3QU LoRE | Seismic - Non-Red Flag Warning - Catastrophic Fires | 2027 | 3.3508e-13 | 21835.9781 | 428.6023 | 13939.561 | 7467.8148 | 0 | 9.1738e-10 | 7.3167e-09 | 0 | 7.3167e-09 | 4.82e-07 | 8.0873e-08 | 0 | 8.0873e-08 | 1.3703e-07 | 0 | 1.3703e-07 | 7.638e-08 | 0 | 7.638e-08 | [17 empty] | 7.3.3.17.5 (Remote Grid) Updates to grid topology to minimize risk of ignition in HFTDs Remote GridWLDFREquipment / facility failureAggregated | WLDFR | HFTD - Distribution - Tier 2 - 4QU CoRE ¦ 1QU LoRE | Non-Red Flag Warning - Catastrophic Fires | Equipment / facility failure | Aggregated | 2055 | 1.7811e-08 | 772.1066 | 1.3752e-05 | 2055 | Mitigation | 0.95 | 45 | 0 | esc | 0.00097009 | 1.7278e-11 | 0.00097009 | 1.7278e-11
[79 empty] | WLDFR | HFTD - Distribution - Tier 3 - 5QU CoRE ¦ 3QU LoRE | Seismic - Non-Red Flag Warning - Catastrophic Fires | 2028 | 3.3508e-13 | 22783.187 | 453.261 | 14531.3357 | 7798.5904 | 0 | 9.1738e-10 | 7.6341e-09 | 0 | 7.6341e-09 | 5.0347e-07 | 8.4734e-08 | 0 | 8.4734e-08 | 1.4358e-07 | 0 | 1.4358e-07 | 8.0026e-08 | 0 | 8.0026e-08 | [17 empty] | 7.3.3.17.5 (Remote Grid) Updates to grid topology to minimize risk of ignition in HFTDs Remote GridWLDFREquipment / facility failureAggregated | WLDFR | HFTD - Distribution - Tier 2 - 4QU CoRE ¦ 1QU LoRE | Non-Red Flag Warning - Catastrophic Fires | Equipment / facility failure | Aggregated | 2056 | 1.7811e-08 | 772.1066 | 1.3752e-05 | 2056 | Mitigation | 0.95 | 45 | 0 | esc | 0.00097009 | 1.7278e-11 | 0.00097009 | 1.7278e-11
[79 empty] | WLDFR | HFTD - Distribution - Tier 3 - 5QU CoRE ¦ 3QU LoRE | Seismic - Non-Red Flag Warning - Catastrophic Fires | 2029 | 3.3508e-13 | 22783.187 | 453.261 | 14531.3357 | 7798.5904 | 0 | 9.1738e-10 | 7.6341e-09 | 0 | 7.6341e-09 | 5.0347e-07 | 8.4734e-08 | 0 | 8.4734e-08 | 1.4358e-07 | 0 | 1.4358e-07 | 8.0026e-08 | 0 | 8.0026e-08 | [17 empty] | 7.3.3.17.5 (Remote Grid) Updates to grid topology to minimize risk of ignition in HFTDs Remote GridWLDFREquipment / facility failureAggregated | WLDFR | HFTD - Distribution - Tier 2 - 4QU CoRE ¦ 1QU LoRE | Non-Red Flag Warning - Catastrophic Fires | Equipment / facility failure | Aggregated | 2057 | 1.7811e-08 | 772.1066 | 1.3752e-05 | 2057 | Mitigation | 0.95 | 45 | 0 | esc | 0.00097009 | 1.7278e-11 | 0.00097009 | 1.7278e-11
[79 empty] | WLDFR | HFTD - Distribution - Tier 3 - 5QU CoRE ¦ 3QU LoRE | Seismic - Non-Red Flag Warning - Catastrophic Fires | 2030 | 3.3508e-13 | 22783.187 | 453.261 | 14531.3357 | 7798.5904 | 0 | 9.1738e-10 | 7.6341e-09 | 0 | 7.6341e-09 | 5.0347e-07 | 8.4734e-08 | 0 | 8.4734e-08 | 1.4358e-07 | 0 | 1.4358e-07 | 8.0026e-08 | 0 | 8.0026e-08 | [17 empty] | 7.3.3.17.5 (Remote Grid) Updates to grid topology to minimize risk of ignition in HFTDs Remote GridWLDFREquipment / facility failureAggregated | WLDFR | HFTD - Distribution - Tier 2 - 4QU CoRE ¦ 1QU LoRE | Non-Red Flag Warning - Catastrophic Fires | Equipment / facility failure | Aggregated | 2058 | 1.7811e-08 | 772.1066 | 1.3752e-05 | 2058 | Mitigation | 0.95 | 45 | 0 | esc | 0.00097009 | 1.7278e-11 | 0.00097009 | 1.7278e-11
[79 empty] | WLDFR | HFTD - Distribution - Tier 3 - 5QU CoRE ¦ 3QU LoRE | Seismic - Non-Red Flag Warning - Catastrophic Fires | 2031 | 3.3508e-13 | 22783.187 | 453.261 | 14531.3357 | 7798.5904 | 0 | 9.1738e-10 | 7.6341e-09 | 0 | 7.6341e-09 | 5.0347e-07 | 8.4734e-08 | 0 | 8.4734e-08 | 1.4358e-07 | 0 | 1.4358e-07 | 8.0026e-08 | 0 | 8.0026e-08 | [17 empty] | 7.3.3.17.5 (Remote Grid) Updates to grid topology to minimize risk of ignition in HFTDs Remote GridWLDFREquipment / facility failureAggregated | WLDFR | HFTD - Distribution - Tier 2 - 4QU CoRE ¦ 1QU LoRE | Non-Red Flag Warning - Catastrophic Fires | Equipment / facility failure | Aggregated | 2059 | 1.7811e-08 | 772.1066 | 1.3752e-05 | 2059 | Mitigation | 0.95 | 45 | 0 | esc | 0.00097009 | 1.7278e-11 | 0.00097009 | 1.7278e-11
[79 empty] | WLDFR | HFTD - Distribution - Tier 3 - 5QU CoRE ¦ 3QU LoRE | Seismic - Non-Red Flag Warning - Catastrophic Fires | 2032 | 3.3508e-13 | 22783.187 | 453.261 | 14531.3357 | 7798.5904 | 0 | 9.1738e-10 | 7.6341e-09 | 0 | 7.6341e-09 | 5.0347e-07 | 8.4734e-08 | 0 | 8.4734e-08 | 1.4358e-07 | 0 | 1.4358e-07 | 8.0026e-08 | 0 | 8.0026e-08 | [17 empty] | 7.3.3.17.5 (Remote Grid) Updates to grid topology to minimize risk of ignition in HFTDs Remote GridWLDFREquipment / facility failureAggregated | WLDFR | HFTD - Distribution - Tier 2 - 4QU CoRE ¦ 1QU LoRE | Non-Red Flag Warning - Catastrophic Fires | Equipment / facility failure | Aggregated | 2060 | 1.7811e-08 | 772.1066 | 1.3752e-05 | 2060 | Mitigation | 0.95 | 45 | 0 | esc | 0.00097009 | 1.7278e-11 | 0.00097009 | 1.7278e-11
[79 empty] | WLDFR | HFTD - Distribution - Tier 3 - 5QU CoRE ¦ 3QU LoRE | Seismic - Non-Red Flag Warning - Catastrophic Fires | 2033 | 3.3508e-13 | 23835.2641 | 480.9649 | 15187.7294 | 8166.5698 | 0 | 9.1738e-10 | 7.9867e-09 | 0 | 7.9867e-09 | 5.2734e-07 | 8.8694e-08 | 0 | 8.8694e-08 | 1.5029e-07 | 0 | 1.5029e-07 | 8.3766e-08 | 0 | 8.3766e-08 | [17 empty] | 7.3.3.17.5 (Remote Grid) Updates to grid topology to minimize risk of ignition in HFTDs Remote GridWLDFREquipment / facility failureAggregated | WLDFR | HFTD - Distribution - Tier 2 - 4QU CoRE ¦ 1QU LoRE | Non-Red Flag Warning - Catastrophic Fires | Equipment / facility failure | Aggregated | 2061 | 1.7811e-08 | 772.1066 | 1.3752e-05 | 2061 | Mitigation | 0.95 | 45 | 0 | esc | 0.00097009 | 1.7278e-11 | 0.00097009 | 1.7278e-11
[79 empty] | WLDFR | HFTD - Distribution - Tier 3 - 5QU CoRE ¦ 3QU LoRE | Seismic - Non-Red Flag Warning - Catastrophic Fires | 2034 | 3.3508e-13 | 23835.2641 | 480.9649 | 15187.7294 | 8166.5698 | 0 | 9.1738e-10 | 7.9867e-09 | 0 | 7.9867e-09 | 5.2734e-07 | 8.8694e-08 | 0 | 8.8694e-08 | 1.5029e-07 | 0 | 1.5029e-07 | 8.3766e-08 | 0 | 8.3766e-08 | [17 empty] | 7.3.3.17.5 (Remote Grid) Updates to grid topology to minimize risk of ignition in HFTDs Remote GridWLDFREquipment / facility failureAggregated | WLDFR | HFTD - Distribution - Tier 2 - 4QU CoRE ¦ 1QU LoRE | Non-Red Flag Warning - Catastrophic Fires | Equipment / facility failure | Aggregated | 2062 | 1.7811e-08 | 772.1066 | 1.3752e-05 | 2062 | Mitigation | 0.95 | 45 | 0 | esc | 0.00097009 | 1.7278e-11 | 0.00097009 | 1.7278e-11
[79 empty] | WLDFR | HFTD - Distribution - Tier 3 - 5QU CoRE ¦ 3QU LoRE | Seismic - Non-Red Flag Warning - Catastrophic Fires | 2035 | 3.3508e-13 | 23835.2641 | 480.9649 | 15187.7294 | 8166.5698 | 0 | 9.1738e-10 | 7.9867e-09 | 0 | 7.9867e-09 | 5.2734e-07 | 8.8694e-08 | 0 | 8.8694e-08 | 1.5029e-07 | 0 | 1.5029e-07 | 8.3766e-08 | 0 | 8.3766e-08 | [17 empty] | 7.3.3.17.5 (Remote Grid) Updates to grid topology to minimize risk of ignition in HFTDs Remote GridWLDFREquipment / facility failureAggregated | WLDFR | HFTD - Distribution - Tier 2 - 4QU CoRE ¦ 1QU LoRE | Non-Red Flag Warning - Catastrophic Fires | Equipment / facility failure | Aggregated | 2063 | 1.7811e-08 | 772.1066 | 1.3752e-05 | 2063 | Mitigation | 0.95 | 45 | 0 | esc | 0.00097009 | 1.7278e-11 | 0.00097009 | 1.7278e-11
[79 empty] | WLDFR | HFTD - Distribution - Tier 3 - 5QU CoRE ¦ 3QU LoRE | Seismic - Non-Red Flag Warning - Catastrophic Fires | 2036 | 3.3508e-13 | 23835.2641 | 480.9649 | 15187.7294 | 8166.5698 | 0 | 9.1738e-10 | 7.9867e-09 | 0 | 7.9867e-09 | 5.2734e-07 | 0 | 0 | 0 | 1.5029e-07 | 0 | 1.5029e-07 | 8.3766e-08 | 0 | 8.3766e-08 | [17 empty] | 7.3.3.17.5 (Remote Grid) Updates to grid topology to minimize risk of ignition in HFTDs Remote GridWLDFREquipment / facility failureAggregated | WLDFR | HFTD - Distribution - Tier 2 - 4QU CoRE ¦ 1QU LoRE | Non-Red Flag Warning - Catastrophic Fires | Equipment / facility failure | Aggregated | 2064 | 1.7811e-08 | 772.1066 | 1.3752e-05 | 2064 | Mitigation | 0.95 | 45 | 0 | esc | 0.00097009 | 1.7278e-11 | 0.00097009 | 1.7278e-11
[79 empty] | WLDFR | HFTD - Distribution - Tier 3 - 5QU CoRE ¦ 3QU LoRE | Seismic - Non-Red Flag Warning - Catastrophic Fires | 2037 | 3.3508e-13 | 23835.2641 | 480.9649 | 15187.7294 | 8166.5698 | 0 | 9.1738e-10 | 7.9867e-09 | 0 | 7.9867e-09 | 5.2734e-07 | 0 | 0 | 0 | 0 | 0 | 0 | 8.3766e-08 | 0 | 8.3766e-08 | [17 empty] | 7.3.3.17.5 (Remote Grid) Updates to grid topology to minimize risk of ignition in HFTDs Remote GridWLDFREquipment / facility failureAggregated | WLDFR | HFTD - Distribution - Tier 2 - 4QU CoRE ¦ 1QU LoRE | Non-Red Flag Warning - Catastrophic Fires | Equipment / facility failure | Aggregated | 2065 | 1.7811e-08 | 772.1066 | 1.3752e-05 | 2065 | Mitigation | 0.95 | 45 | 0 | esc | 0.00097009 | 1.7278e-11 | 0.00097009 | 1.7278e-11
[79 empty] | WLDFR | HFTD - Distribution - Tier 3 - 5QU CoRE ¦ 3QU LoRE | Seismic - Non-Red Flag Warning - Catastrophic Fires | 2038 | 3.3508e-13 | 24976.6418 | 511.3745 | 15898.8237 | 8566.4437 | 0 | 9.1738e-10 | 8.3691e-09 | 0 | 8.3691e-09 | 5.5325e-07 | 9.493e-09 | 0 | 9.493e-09 | 0 | 0 | 0 | 0 | 0 | 0 | [17 empty] | 7.3.3.17.5 (Remote Grid) Updates to grid topology to minimize risk of ignition in HFTDs Remote GridWLDFREquipment / facility failureAggregated | WLDFR | HFTD - Distribution - Tier 2 - 4QU CoRE ¦ 1QU LoRE | Non-Red Flag Warning - Catastrophic Fires | Equipment / facility failure | Aggregated | 2066 | 1.7811e-08 | 772.1066 | 1.3752e-05 | 2066 | Mitigation | 0.95 | 45 | 0 | esc | 0.00097009 | 1.7278e-11 | 0.00097009 | 1.7278e-11
[79 empty] | WLDFR | HFTD - Distribution - Tier 3 - 5QU CoRE ¦ 3QU LoRE | Seismic - Non-Red Flag Warning - Catastrophic Fires | 2039 | 3.3508e-13 | 24976.6418 | 511.3745 | 15898.8237 | 8566.4437 | 0 | 9.1738e-10 | 8.3691e-09 | 0 | 8.3691e-09 | 5.5325e-07 | 9.1679e-09 | 0 | 9.1679e-09 | 1.5534e-08 | 0 | 1.5534e-08 | 0 | 0 | 0 | [17 empty] | 7.3.3.17.5 (Remote Grid) Updates to grid topology to minimize risk of ignition in HFTDs Remote GridWLDFREquipment / facility failureAggregated | WLDFR | HFTD - Distribution - Tier 2 - 4QU CoRE ¦ 1QU LoRE | Non-Red Flag Warning - Catastrophic Fires | Equipment / facility failure | Aggregated | 2067 | 1.7811e-08 | 772.1066 | 1.3752e-05 | 2067 | Mitigation | 0.95 | 45 | 0 | esc | 0 | 0 | 0.00097009 | 1.7278e-11
[79 empty] | WLDFR | HFTD - Distribution - Tier 3 - 5QU CoRE ¦ 3QU LoRE | Seismic - Non-Red Flag Warning - Catastrophic Fires | 2040 | 3.3508e-13 | 24976.6418 | 511.3745 | 15898.8237 | 8566.4437 | 0 | 9.1738e-10 | 8.3691e-09 | 0 | 8.3691e-09 | 5.5325e-07 | 9.4949e-09 | 0 | 9.4949e-09 | 1.6089e-08 | 0 | 1.6089e-08 | 8.9674e-09 | 0 | 8.9674e-09 | [17 empty] | 7.3.3.17.5 (Remote Grid) Updates to grid topology to minimize risk of ignition in HFTDs Remote GridWLDFRVegetation ContactAggregated | WLDFR | HFTD - Distribution - Tier 2 - 4QU CoRE ¦ 1QU LoRE | Non-Red Flag Warning - Catastrophic Fires | Vegetation Contact | Aggregated | 2022 | 2.0214e-07 | 772.1066 | 0.00015607 | 2022 | Mitigation | 0.95 | 45 | 0 | esc | 0.00097009 | 1.9609e-10 | 0 | 0
[79 empty] | WLDFR | HFTD - Distribution - Tier 3 - 5QU CoRE ¦ 3QU LoRE | Seismic - Non-Red Flag Warning - Catastrophic Fires | 2041 | 3.3508e-13 | 24976.6418 | 511.3745 | 15898.8237 | 8566.4437 | 0 | 9.1738e-10 | 8.3691e-09 | 0 | 8.3691e-09 | 5.5325e-07 | 9.4949e-09 | 0 | 9.4949e-09 | 1.6089e-08 | 0 | 1.6089e-08 | 8.9674e-09 | 0 | 8.9674e-09 | [17 empty] | 7.3.3.17.5 (Remote Grid) Updates to grid topology to minimize risk of ignition in HFTDs Remote GridWLDFRVegetation ContactAggregated | WLDFR | HFTD - Distribution - Tier 2 - 4QU CoRE ¦ 1QU LoRE | Non-Red Flag Warning - Catastrophic Fires | Vegetation Contact | Aggregated | 2023 | 2.0214e-07 | 772.1066 | 0.00015607 | 2023 | Mitigation | 0.95 | 45 | 0 | esc | 0.00097009 | 1.9609e-10 | 0.00097009 | 1.9609e-10
[79 empty] | WLDFR | HFTD - Distribution - Tier 3 - 5QU CoRE ¦ 3QU LoRE | Seismic - Non-Red Flag Warning - Catastrophic Fires | 2042 | 3.3508e-13 | 24976.6418 | 511.3745 | 15898.8237 | 8566.4437 | 0 | 9.1738e-10 | 8.3691e-09 | 0 | 8.3691e-09 | 5.5325e-07 | 9.4949e-09 | 0 | 9.4949e-09 | 1.6089e-08 | 0 | 1.6089e-08 | 8.9674e-09 | 0 | 8.9674e-09 | [17 empty] | 7.3.3.17.5 (Remote Grid) Updates to grid topology to minimize risk of ignition in HFTDs Remote GridWLDFRVegetation ContactAggregated | WLDFR | HFTD - Distribution - Tier 2 - 4QU CoRE ¦ 1QU LoRE | Non-Red Flag Warning - Catastrophic Fires | Vegetation Contact | Aggregated | 2024 | 2.0214e-07 | 772.1066 | 0.00015607 | 2024 | Mitigation | 0.95 | 45 | 0 | esc | 0.00097009 | 1.9609e-10 | 0.00097009 | 1.9609e-10
[79 empty] | WLDFR | HFTD - Distribution - Tier 3 - 5QU CoRE ¦ 3QU LoRE | Seismic - Non-Red Flag Warning - Catastrophic Fires | 2043 | 3.3508e-13 | 26191.7278 | 544.1291 | 16654.7414 | 8992.8573 | 0 | 9.1738e-10 | 8.7763e-09 | 0 | 8.7763e-09 | 5.8085e-07 | 9.4949e-09 | 0 | 9.4949e-09 | 1.6089e-08 | 0 | 1.6089e-08 | 8.9674e-09 | 0 | 8.9674e-09 | [17 empty] | 7.3.3.17.5 (Remote Grid) Updates to grid topology to minimize risk of ignition in HFTDs Remote GridWLDFRVegetation ContactAggregated | WLDFR | HFTD - Distribution - Tier 2 - 4QU CoRE ¦ 1QU LoRE | Non-Red Flag Warning - Catastrophic Fires | Vegetation Contact | Aggregated | 2025 | 2.0214e-07 | 772.1066 | 0.00015607 | 2025 | Mitigation | 0.95 | 45 | 0 | esc | 0.00097009 | 1.9609e-10 | 0.00097009 | 1.9609e-10
[79 empty] | WLDFR | HFTD - Distribution - Tier 3 - 5QU CoRE ¦ 3QU LoRE | Seismic - Non-Red Flag Warning - Catastrophic Fires | 2044 | 3.3508e-13 | 26191.7278 | 544.1291 | 16654.7414 | 8992.8573 | 0 | 9.1738e-10 | 8.7763e-09 | 0 | 8.7763e-09 | 5.8085e-07 | 9.4949e-09 | 0 | 9.4949e-09 | 1.6089e-08 | 0 | 1.6089e-08 | 8.9674e-09 | 0 | 8.9674e-09 | [17 empty] | 7.3.3.17.5 (Remote Grid) Updates to grid topology to minimize risk of ignition in HFTDs Remote GridWLDFRVegetation ContactAggregated | WLDFR | HFTD - Distribution - Tier 2 - 4QU CoRE ¦ 1QU LoRE | Non-Red Flag Warning - Catastrophic Fires | Vegetation Contact | Aggregated | 2026 | 2.0214e-07 | 772.1066 | 0.00015607 | 2026 | Mitigation | 0.95 | 45 | 0 | esc | 0.00097009 | 1.9609e-10 | 0.00097009 | 1.9609e-10
[79 empty] | WLDFR | HFTD - Distribution - Tier 3 - 5QU CoRE ¦ 3QU LoRE | Seismic - Non-Red Flag Warning - Catastrophic Fires | 2045 | 3.3508e-13 | 26191.7278 | 544.1291 | 16654.7414 | 8992.8573 | 0 | 9.1738e-10 | 8.7763e-09 | 0 | 8.7763e-09 | 5.8085e-07 | 9.9068e-09 | 0 | 9.9068e-09 | 1.6787e-08 | 0 | 1.6787e-08 | 9.3564e-09 | 0 | 9.3564e-09 | [17 empty] | 7.3.3.17.5 (Remote Grid) Updates to grid topology to minimize risk of ignition in HFTDs Remote GridWLDFRVegetation ContactAggregated | WLDFR | HFTD - Distribution - Tier 2 - 4QU CoRE ¦ 1QU LoRE | Non-Red Flag Warning - Catastrophic Fires | Vegetation Contact | Aggregated | 2027 | 2.0214e-07 | 772.1066 | 0.00015607 | 2027 | Mitigation | 0.95 | 45 | 0 | esc | 0.00097009 | 1.9609e-10 | 0.00097009 | 1.9609e-10
[79 empty] | WLDFR | HFTD - Distribution - Tier 3 - 5QU CoRE ¦ 3QU LoRE | Seismic - Non-Red Flag Warning - Catastrophic Fires | 2046 | 3.3508e-13 | 26191.7278 | 544.1291 | 16654.7414 | 8992.8573 | 0 | 9.1738e-10 | 8.7763e-09 | 0 | 8.7763e-09 | 5.8085e-07 | 9.9068e-09 | 0 | 9.9068e-09 | 1.6787e-08 | 0 | 1.6787e-08 | 9.3564e-09 | 0 | 9.3564e-09 | [17 empty] | 7.3.3.17.5 (Remote Grid) Updates to grid topology to minimize risk of ignition in HFTDs Remote GridWLDFRVegetation ContactAggregated | WLDFR | HFTD - Distribution - Tier 2 - 4QU CoRE ¦ 1QU LoRE | Non-Red Flag Warning - Catastrophic Fires | Vegetation Contact | Aggregated | 2028 | 2.0214e-07 | 772.1066 | 0.00015607 | 2028 | Mitigation | 0.95 | 45 | 0 | esc | 0.00097009 | 1.9609e-10 | 0.00097009 | 1.9609e-10
[79 empty] | WLDFR | HFTD - Distribution - Tier 3 - 5QU CoRE ¦ 3QU LoRE | Seismic - Non-Red Flag Warning - Catastrophic Fires | 2047 | 3.3508e-13 | 26191.7278 | 544.1291 | 16654.7414 | 8992.8573 | 0 | 9.1738e-10 | 8.7763e-09 | 0 | 8.7763e-09 | 5.8085e-07 | 9.9068e-09 | 0 | 9.9068e-09 | 1.6787e-08 | 0 | 1.6787e-08 | 9.3564e-09 | 0 | 9.3564e-09 | [17 empty] | 7.3.3.17.5 (Remote Grid) Updates to grid topology to minimize risk of ignition in HFTDs Remote GridWLDFRVegetation ContactAggregated | WLDFR | HFTD - Distribution - Tier 2 - 4QU CoRE ¦ 1QU LoRE | Non-Red Flag Warning - Catastrophic Fires | Vegetation Contact | Aggregated | 2029 | 2.0214e-07 | 772.1066 | 0.00015607 | 2029 | Mitigation | 0.95 | 45 | 0 | esc | 0.00097009 | 1.9609e-10 | 0.00097009 | 1.9609e-10
[79 empty] | WLDFR | HFTD - Distribution - Tier 3 - 5QU CoRE ¦ 3QU LoRE | Seismic - Non-Red Flag Warning - Catastrophic Fires | 2048 | 3.3508e-13 | 27464.7227 | 578.8407 | 17445.538 | 9440.3441 | 0 | 9.1738e-10 | 9.2028e-09 | 0 | 9.2028e-09 | 6.0978e-07 | 9.9068e-09 | 0 | 9.9068e-09 | 1.6787e-08 | 0 | 1.6787e-08 | 9.3564e-09 | 0 | 9.3564e-09 | [17 empty] | 7.3.3.17.5 (Remote Grid) Updates to grid topology to minimize risk of ignition in HFTDs Remote GridWLDFRVegetation ContactAggregated | WLDFR | HFTD - Distribution - Tier 2 - 4QU CoRE ¦ 1QU LoRE | Non-Red Flag Warning - Catastrophic Fires | Vegetation Contact | Aggregated | 2030 | 2.0214e-07 | 772.1066 | 0.00015607 | 2030 | Mitigation | 0.95 | 45 | 0 | esc | 0.00097009 | 1.9609e-10 | 0.00097009 | 1.9609e-10
[79 empty] | WLDFR | HFTD - Distribution - Tier 3 - 5QU CoRE ¦ 3QU LoRE | Seismic - Non-Red Flag Warning - Catastrophic Fires | 2049 | 3.3508e-13 | 27464.7227 | 578.8407 | 17445.538 | 9440.3441 | 0 | 9.1738e-10 | 9.2028e-09 | 0 | 9.2028e-09 | 6.0978e-07 | 9.9068e-09 | 0 | 9.9068e-09 | 1.6787e-08 | 0 | 1.6787e-08 | 9.3564e-09 | 0 | 9.3564e-09 | [17 empty] | 7.3.3.17.5 (Remote Grid) Updates to grid topology to minimize risk of ignition in HFTDs Remote GridWLDFRVegetation ContactAggregated | WLDFR | HFTD - Distribution - Tier 2 - 4QU CoRE ¦ 1QU LoRE | Non-Red Flag Warning - Catastrophic Fires | Vegetation Contact | Aggregated | 2031 | 2.0214e-07 | 772.1066 | 0.00015607 | 2031 | Mitigation | 0.95 | 45 | 0 | esc | 0.00097009 | 1.9609e-10 | 0.00097009 | 1.9609e-10
[79 empty] | WLDFR | HFTD - Distribution - Tier 3 - 5QU CoRE ¦ 3QU LoRE | Seismic - Non-Red Flag Warning - Catastrophic Fires | 2050 | 3.3508e-13 | 27464.7227 | 578.8407 | 17445.538 | 9440.3441 | 0 | 9.1738e-10 | 9.2028e-09 | 0 | 9.2028e-09 | 6.0978e-07 | 1.0364e-08 | 0 | 1.0364e-08 | 1.7562e-08 | 0 | 1.7562e-08 | 9.7885e-09 | 0 | 9.7885e-09 | [17 empty] | 7.3.3.17.5 (Remote Grid) Updates to grid topology to minimize risk of ignition in HFTDs Remote GridWLDFRVegetation ContactAggregated | WLDFR | HFTD - Distribution - Tier 2 - 4QU CoRE ¦ 1QU LoRE | Non-Red Flag Warning - Catastrophic Fires | Vegetation Contact | Aggregated | 2032 | 2.0214e-07 | 772.1066 | 0.00015607 | 2032 | Mitigation | 0.95 | 45 | 0 | esc | 0.00097009 | 1.9609e-10 | 0.00097009 | 1.9609e-10
[79 empty] | WLDFR | HFTD - Distribution - Tier 3 - 5QU CoRE ¦ 3QU LoRE | Seismic - Non-Red Flag Warning - Catastrophic Fires | 2051 | 3.3508e-13 | 27464.7227 | 578.8407 | 17445.538 | 9440.3441 | 0 | 9.1738e-10 | 9.2028e-09 | 0 | 9.2028e-09 | 6.0978e-07 | 1.0364e-08 | 0 | 1.0364e-08 | 1.7562e-08 | 0 | 1.7562e-08 | 9.7885e-09 | 0 | 9.7885e-09 | [17 empty] | 7.3.3.17.5 (Remote Grid) Updates to grid topology to minimize risk of ignition in HFTDs Remote GridWLDFRVegetation ContactAggregated | WLDFR | HFTD - Distribution - Tier 2 - 4QU CoRE ¦ 1QU LoRE | Non-Red Flag Warning - Catastrophic Fires | Vegetation Contact | Aggregated | 2033 | 2.0214e-07 | 772.1066 | 0.00015607 | 2033 | Mitigation | 0.95 | 45 | 0 | esc | 0.00097009 | 1.9609e-10 | 0.00097009 | 1.9609e-10
[79 empty] | WLDFR | HFTD - Distribution - Tier 3 - 5QU CoRE ¦ 3QU LoRE | Seismic - Non-Red Flag Warning - Catastrophic Fires | 2052 | 3.3508e-13 | 27464.7227 | 578.8407 | 17445.538 | 9440.3441 | 0 | 9.1738e-10 | 9.2028e-09 | 0 | 9.2028e-09 | 6.0978e-07 | 1.0364e-08 | 0 | 1.0364e-08 | 1.7562e-08 | 0 | 1.7562e-08 | 9.7885e-09 | 0 | 9.7885e-09 | [17 empty] | 7.3.3.17.5 (Remote Grid) Updates to grid topology to minimize risk of ignition in HFTDs Remote GridWLDFRVegetation ContactAggregated | WLDFR | HFTD - Distribution - Tier 2 - 4QU CoRE ¦ 1QU LoRE | Non-Red Flag Warning - Catastrophic Fires | Vegetation Contact | Aggregated | 2034 | 2.0214e-07 | 772.1066 | 0.00015607 | 2034 | Mitigation | 0.95 | 45 | 0 | esc | 0.00097009 | 1.9609e-10 | 0.00097009 | 1.9609e-10
[79 empty] | WLDFR | HFTD - Distribution - Tier 3 - 5QU CoRE ¦ 3QU LoRE | Seismic - Non-Red Flag Warning - Catastrophic Fires | 2053 | 3.3508e-13 | 28779.6694 | 615.0952 | 18261.2327 | 9903.3415 | 0 | 9.1738e-10 | 9.6434e-09 | 0 | 9.6434e-09 | 6.3968e-07 | 1.0364e-08 | 0 | 1.0364e-08 | 1.7562e-08 | 0 | 1.7562e-08 | 9.7885e-09 | 0 | 9.7885e-09 | [17 empty] | 7.3.3.17.5 (Remote Grid) Updates to grid topology to minimize risk of ignition in HFTDs Remote GridWLDFRVegetation ContactAggregated | WLDFR | HFTD - Distribution - Tier 2 - 4QU CoRE ¦ 1QU LoRE | Non-Red Flag Warning - Catastrophic Fires | Vegetation Contact | Aggregated | 2035 | 2.0214e-07 | 772.1066 | 0.00015607 | 2035 | Mitigation | 0.95 | 45 | 0 | esc | 0.00097009 | 1.9609e-10 | 0.00097009 | 1.9609e-10
[79 empty] | WLDFR | HFTD - Distribution - Tier 3 - 5QU CoRE ¦ 3QU LoRE | Seismic - Non-Red Flag Warning - Catastrophic Fires | 2054 | 3.3508e-13 | 28779.6694 | 615.0952 | 18261.2327 | 9903.3415 | 0 | 9.1738e-10 | 9.6434e-09 | 0 | 9.6434e-09 | 6.3968e-07 | 1.0364e-08 | 0 | 1.0364e-08 | 1.7562e-08 | 0 | 1.7562e-08 | 9.7885e-09 | 0 | 9.7885e-09 | [17 empty] | 7.3.3.17.5 (Remote Grid) Updates to grid topology to minimize risk of ignition in HFTDs Remote GridWLDFRVegetation ContactAggregated | WLDFR | HFTD - Distribution - Tier 2 - 4QU CoRE ¦ 1QU LoRE | Non-Red Flag Warning - Catastrophic Fires | Vegetation Contact | Aggregated | 2036 | 2.0214e-07 | 772.1066 | 0.00015607 | 2036 | Mitigation | 0.95 | 45 | 0 | esc | 0.00097009 | 1.9609e-10 | 0.00097009 | 1.9609e-10
[79 empty] | WLDFR | HFTD - Distribution - Tier 3 - 5QU CoRE ¦ 3QU LoRE | Seismic - Non-Red Flag Warning - Catastrophic Fires | 2055 | 3.3508e-13 | 28779.6694 | 615.0952 | 18261.2327 | 9903.3415 | 0 | 9.1738e-10 | 9.6434e-09 | 0 | 9.6434e-09 | 6.3968e-07 | 1.0861e-08 | 0 | 1.0861e-08 | 1.8403e-08 | 0 | 1.8403e-08 | 1.0257e-08 | 0 | 1.0257e-08 | [17 empty] | 7.3.3.17.5 (Remote Grid) Updates to grid topology to minimize risk of ignition in HFTDs Remote GridWLDFRVegetation ContactAggregated | WLDFR | HFTD - Distribution - Tier 2 - 4QU CoRE ¦ 1QU LoRE | Non-Red Flag Warning - Catastrophic Fires | Vegetation Contact | Aggregated | 2037 | 2.0214e-07 | 772.1066 | 0.00015607 | 2037 | Mitigation | 0.95 | 45 | 0 | esc | 0.00097009 | 1.9609e-10 | 0.00097009 | 1.9609e-10
[79 empty] | WLDFR | HFTD - Distribution - Tier 3 - 5QU CoRE ¦ 3QU LoRE | Seismic - Non-Red Flag Warning - Catastrophic Fires | 2056 | 3.3508e-13 | 28779.6694 | 615.0952 | 18261.2327 | 9903.3415 | 0 | 9.1738e-10 | 9.6434e-09 | 0 | 9.6434e-09 | 6.3968e-07 | 1.0861e-08 | 0 | 1.0861e-08 | 1.8403e-08 | 0 | 1.8403e-08 | 1.0257e-08 | 0 | 1.0257e-08 | [17 empty] | 7.3.3.17.5 (Remote Grid) Updates to grid topology to minimize risk of ignition in HFTDs Remote GridWLDFRVegetation ContactAggregated | WLDFR | HFTD - Distribution - Tier 2 - 4QU CoRE ¦ 1QU LoRE | Non-Red Flag Warning - Catastrophic Fires | Vegetation Contact | Aggregated | 2038 | 2.0214e-07 | 772.1066 | 0.00015607 | 2038 | Mitigation | 0.95 | 45 | 0 | esc | 0.00097009 | 1.9609e-10 | 0.00097009 | 1.9609e-10
[79 empty] | WLDFR | HFTD - Distribution - Tier 3 - 5QU CoRE ¦ 3QU LoRE | Seismic - Non-Red Flag Warning - Catastrophic Fires | 2057 | 3.3508e-13 | 28779.6694 | 615.0952 | 18261.2327 | 9903.3415 | 0 | 9.1738e-10 | 9.6434e-09 | 0 | 9.6434e-09 | 6.3968e-07 | 1.0861e-08 | 0 | 1.0861e-08 | 1.8403e-08 | 0 | 1.8403e-08 | 1.0257e-08 | 0 | 1.0257e-08 | [17 empty] | 7.3.3.17.5 (Remote Grid) Updates to grid topology to minimize risk of ignition in HFTDs Remote GridWLDFRVegetation ContactAggregated | WLDFR | HFTD - Distribution - Tier 2 - 4QU CoRE ¦ 1QU LoRE | Non-Red Flag Warning - Catastrophic Fires | Vegetation Contact | Aggregated | 2039 | 2.0214e-07 | 772.1066 | 0.00015607 | 2039 | Mitigation | 0.95 | 45 | 0 | esc | 0.00097009 | 1.9609e-10 | 0.00097009 | 1.9609e-10
[79 empty] | WLDFR | HFTD - Distribution - Tier 3 - 5QU CoRE ¦ 3QU LoRE | Seismic - Non-Red Flag Warning - Catastrophic Fires | 2058 | 3.3508e-13 | 30120.5761 | 652.457 | 19091.8834 | 10376.2358 | 0 | 9.1738e-10 | 1.0093e-08 | 0 | 1.0093e-08 | 6.7019e-07 | 1.0861e-08 | 0 | 1.0861e-08 | 1.8403e-08 | 0 | 1.8403e-08 | 1.0257e-08 | 0 | 1.0257e-08 | [17 empty] | 7.3.3.17.5 (Remote Grid) Updates to grid topology to minimize risk of ignition in HFTDs Remote GridWLDFRVegetation ContactAggregated | WLDFR | HFTD - Distribution - Tier 2 - 4QU CoRE ¦ 1QU LoRE | Non-Red Flag Warning - Catastrophic Fires | Vegetation Contact | Aggregated | 2040 | 2.0214e-07 | 772.1066 | 0.00015607 | 2040 | Mitigation | 0.95 | 45 | 0 | esc | 0.00097009 | 1.9609e-10 | 0.00097009 | 1.9609e-10
[79 empty] | WLDFR | HFTD - Distribution - Tier 3 - 5QU CoRE ¦ 3QU LoRE | Seismic - Non-Red Flag Warning - Catastrophic Fires | 2059 | 3.3508e-13 | 30120.5761 | 652.457 | 19091.8834 | 10376.2358 | 0 | 9.1738e-10 | 1.0093e-08 | 0 | 1.0093e-08 | 6.7019e-07 | 1.0861e-08 | 0 | 1.0861e-08 | 1.8403e-08 | 0 | 1.8403e-08 | 1.0257e-08 | 0 | 1.0257e-08 | [17 empty] | 7.3.3.17.5 (Remote Grid) Updates to grid topology to minimize risk of ignition in HFTDs Remote GridWLDFRVegetation ContactAggregated | WLDFR | HFTD - Distribution - Tier 2 - 4QU CoRE ¦ 1QU LoRE | Non-Red Flag Warning - Catastrophic Fires | Vegetation Contact | Aggregated | 2041 | 2.0214e-07 | 772.1066 | 0.00015607 | 2041 | Mitigation | 0.95 | 45 | 0 | esc | 0.00097009 | 1.9609e-10 | 0.00097009 | 1.9609e-10
[79 empty] | WLDFR | HFTD - Distribution - Tier 3 - 5QU CoRE ¦ 3QU LoRE | Seismic - Non-Red Flag Warning - Catastrophic Fires | 2060 | 3.3508e-13 | 30120.5761 | 652.457 | 19091.8834 | 10376.2358 | 0 | 9.1738e-10 | 1.0093e-08 | 0 | 1.0093e-08 | 6.7019e-07 | 1.1389e-08 | 0 | 1.1389e-08 | 1.9298e-08 | 0 | 1.9298e-08 | 1.0756e-08 | 0 | 1.0756e-08 | [17 empty] | 7.3.3.17.5 (Remote Grid) Updates to grid topology to minimize risk of ignition in HFTDs Remote GridWLDFRVegetation ContactAggregated | WLDFR | HFTD - Distribution - Tier 2 - 4QU CoRE ¦ 1QU LoRE | Non-Red Flag Warning - Catastrophic Fires | Vegetation Contact | Aggregated | 2042 | 2.0214e-07 | 772.1066 | 0.00015607 | 2042 | Mitigation | 0.95 | 45 | 0 | esc | 0.00097009 | 1.9609e-10 | 0.00097009 | 1.9609e-10
[79 empty] | WLDFR | HFTD - Distribution - Tier 3 - 5QU CoRE ¦ 3QU LoRE | Seismic - Non-Red Flag Warning - Catastrophic Fires | 2061 | 3.3508e-13 | 30120.5761 | 652.457 | 19091.8834 | 10376.2358 | 0 | 9.1738e-10 | 1.0093e-08 | 0 | 1.0093e-08 | 6.7019e-07 | 1.1389e-08 | 0 | 1.1389e-08 | 1.9298e-08 | 0 | 1.9298e-08 | 1.0756e-08 | 0 | 1.0756e-08 | [17 empty] | 7.3.3.17.5 (Remote Grid) Updates to grid topology to minimize risk of ignition in HFTDs Remote GridWLDFRVegetation ContactAggregated | WLDFR | HFTD - Distribution - Tier 2 - 4QU CoRE ¦ 1QU LoRE | Non-Red Flag Warning - Catastrophic Fires | Vegetation Contact | Aggregated | 2043 | 2.0214e-07 | 772.1066 | 0.00015607 | 2043 | Mitigation | 0.95 | 45 | 0 | esc | 0.00097009 | 1.9609e-10 | 0.00097009 | 1.9609e-10
[79 empty] | WLDFR | HFTD - Distribution - Tier 3 - 5QU CoRE ¦ 3QU LoRE | Seismic - Non-Red Flag Warning - Catastrophic Fires | 2062 | 3.3508e-13 | 30120.5761 | 652.457 | 19091.8834 | 10376.2358 | 0 | 9.1738e-10 | 1.0093e-08 | 0 | 1.0093e-08 | 6.7019e-07 | 1.1389e-08 | 0 | 1.1389e-08 | 1.9298e-08 | 0 | 1.9298e-08 | 1.0756e-08 | 0 | 1.0756e-08 | [17 empty] | 7.3.3.17.5 (Remote Grid) Updates to grid topology to minimize risk of ignition in HFTDs Remote GridWLDFRVegetation ContactAggregated | WLDFR | HFTD - Distribution - Tier 2 - 4QU CoRE ¦ 1QU LoRE | Non-Red Flag Warning - Catastrophic Fires | Vegetation Contact | Aggregated | 2044 | 2.0214e-07 | 772.1066 | 0.00015607 | 2044 | Mitigation | 0.95 | 45 | 0 | esc | 0.00097009 | 1.9609e-10 | 0.00097009 | 1.9609e-10
[79 empty] | WLDFR | HFTD - Distribution - Tier 3 - 5QU CoRE ¦ 3QU LoRE | Seismic - Non-Red Flag Warning - Catastrophic Fires | 2063 | 3.3508e-13 | 31471.2268 | 690.4653 | 19927.4643 | 10853.2973 | 0 | 9.1738e-10 | 1.0545e-08 | 0 | 1.0545e-08 | 7.0094e-07 | 1.1389e-08 | 0 | 1.1389e-08 | 1.9298e-08 | 0 | 1.9298e-08 | 1.0756e-08 | 0 | 1.0756e-08 | [17 empty] | 7.3.3.17.5 (Remote Grid) Updates to grid topology to minimize risk of ignition in HFTDs Remote GridWLDFRVegetation ContactAggregated | WLDFR | HFTD - Distribution - Tier 2 - 4QU CoRE ¦ 1QU LoRE | Non-Red Flag Warning - Catastrophic Fires | Vegetation Contact | Aggregated | 2045 | 2.0214e-07 | 772.1066 | 0.00015607 | 2045 | Mitigation | 0.95 | 45 | 0 | esc | 0.00097009 | 1.9609e-10 | 0.00097009 | 1.9609e-10
[79 empty] | WLDFR | HFTD - Distribution - Tier 3 - 5QU CoRE ¦ 3QU LoRE | Seismic - Non-Red Flag Warning - Catastrophic Fires | 2064 | 3.3508e-13 | 31471.2268 | 690.4653 | 19927.4643 | 10853.2973 | 0 | 9.1738e-10 | 1.0545e-08 | 0 | 1.0545e-08 | 7.0094e-07 | 1.1389e-08 | 0 | 1.1389e-08 | 1.9298e-08 | 0 | 1.9298e-08 | 1.0756e-08 | 0 | 1.0756e-08 | [17 empty] | 7.3.3.17.5 (Remote Grid) Updates to grid topology to minimize risk of ignition in HFTDs Remote GridWLDFRVegetation ContactAggregated | WLDFR | HFTD - Distribution - Tier 2 - 4QU CoRE ¦ 1QU LoRE | Non-Red Flag Warning - Catastrophic Fires | Vegetation Contact | Aggregated | 2046 | 2.0214e-07 | 772.1066 | 0.00015607 | 2046 | Mitigation | 0.95 | 45 | 0 | esc | 0.00097009 | 1.9609e-10 | 0.00097009 | 1.9609e-10
[79 empty] | WLDFR | HFTD - Distribution - Tier 3 - 5QU CoRE ¦ 3QU LoRE | Seismic - Non-Red Flag Warning - Catastrophic Fires | 2065 | 3.3508e-13 | 31471.2268 | 690.4653 | 19927.4643 | 10853.2973 | 0 | 9.1738e-10 | 1.0545e-08 | 0 | 1.0545e-08 | 7.0094e-07 | 1.1942e-08 | 0 | 1.1942e-08 | 2.0236e-08 | 0 | 2.0236e-08 | 1.1279e-08 | 0 | 1.1279e-08 | [17 empty] | 7.3.3.17.5 (Remote Grid) Updates to grid topology to minimize risk of ignition in HFTDs Remote GridWLDFRVegetation ContactAggregated | WLDFR | HFTD - Distribution - Tier 2 - 4QU CoRE ¦ 1QU LoRE | Non-Red Flag Warning - Catastrophic Fires | Vegetation Contact | Aggregated | 2047 | 2.0214e-07 | 772.1066 | 0.00015607 | 2047 | Mitigation | 0.95 | 45 | 0 | esc | 0.00097009 | 1.9609e-10 | 0.00097009 | 1.9609e-10
[79 empty] | WLDFR | HFTD - Distribution - Tier 3 - 5QU CoRE ¦ 3QU LoRE | Seismic - Non-Red Flag Warning - Catastrophic Fires | 2066 | 3.3508e-13 | 31471.2268 | 690.4653 | 19927.4643 | 10853.2973 | 0 | 9.1738e-10 | 1.0545e-08 | 0 | 1.0545e-08 | 7.0094e-07 | 1.1942e-08 | 0 | 1.1942e-08 | 2.0236e-08 | 0 | 2.0236e-08 | 1.1279e-08 | 0 | 1.1279e-08 | [17 empty] | 7.3.3.17.5 (Remote Grid) Updates to grid topology to minimize risk of ignition in HFTDs Remote GridWLDFRVegetation ContactAggregated | WLDFR | HFTD - Distribution - Tier 2 - 4QU CoRE ¦ 1QU LoRE | Non-Red Flag Warning - Catastrophic Fires | Vegetation Contact | Aggregated | 2048 | 2.0214e-07 | 772.1066 | 0.00015607 | 2048 | Mitigation | 0.95 | 45 | 0 | esc | 0.00097009 | 1.9609e-10 | 0.00097009 | 1.9609e-10
[79 empty] | WLDFR | HFTD - Distribution - Tier 3 - 5QU CoRE ¦ 3QU LoRE | Seismic - Red Flag Warning - Catastrophic Fires | 2022 | 1.4448e-11 | 21083.8428 | 409.2237 | 13469.0878 | 7205.5313 | 0 | 3.9557e-08 | 3.0463e-07 | 0 | 3.0463e-07 | 3.5791e-07 | 1.1942e-08 | 0 | 1.1942e-08 | 2.0236e-08 | 0 | 2.0236e-08 | 1.1279e-08 | 0 | 1.1279e-08 | [17 empty] | 7.3.3.17.5 (Remote Grid) Updates to grid topology to minimize risk of ignition in HFTDs Remote GridWLDFRVegetation ContactAggregated | WLDFR | HFTD - Distribution - Tier 2 - 4QU CoRE ¦ 1QU LoRE | Non-Red Flag Warning - Catastrophic Fires | Vegetation Contact | Aggregated | 2049 | 2.0214e-07 | 772.1066 | 0.00015607 | 2049 | Mitigation | 0.95 | 45 | 0 | esc | 0.00097009 | 1.9609e-10 | 0.00097009 | 1.9609e-10
[79 empty] | WLDFR | HFTD - Distribution - Tier 3 - 5QU CoRE ¦ 3QU LoRE | Seismic - Red Flag Warning - Catastrophic Fires | 2023 | 1.4448e-11 | 21835.9781 | 428.6023 | 13939.561 | 7467.8148 | 0 | 3.9557e-08 | 3.1549e-07 | 0 | 3.1549e-07 | 3.7099e-07 | 1.1942e-08 | 0 | 1.1942e-08 | 2.0236e-08 | 0 | 2.0236e-08 | 1.1279e-08 | 0 | 1.1279e-08 | [17 empty] | 7.3.3.17.5 (Remote Grid) Updates to grid topology to minimize risk of ignition in HFTDs Remote GridWLDFRVegetation ContactAggregated | WLDFR | HFTD - Distribution - Tier 2 - 4QU CoRE ¦ 1QU LoRE | Non-Red Flag Warning - Catastrophic Fires | Vegetation Contact | Aggregated | 2050 | 2.0214e-07 | 772.1066 | 0.00015607 | 2050 | Mitigation | 0.95 | 45 | 0 | esc | 0.00097009 | 1.9609e-10 | 0.00097009 | 1.9609e-10
[79 empty] | WLDFR | HFTD - Distribution - Tier 3 - 5QU CoRE ¦ 3QU LoRE | Seismic - Red Flag Warning - Catastrophic Fires | 2024 | 1.4448e-11 | 21835.9781 | 428.6023 | 13939.561 | 7467.8148 | 0 | 3.9557e-08 | 3.1549e-07 | 0 | 3.1549e-07 | 3.7099e-07 | 1.1942e-08 | 0 | 1.1942e-08 | 2.0236e-08 | 0 | 2.0236e-08 | 1.1279e-08 | 0 | 1.1279e-08 | [17 empty] | 7.3.3.17.5 (Remote Grid) Updates to grid topology to minimize risk of ignition in HFTDs Remote GridWLDFRVegetation ContactAggregated | WLDFR | HFTD - Distribution - Tier 2 - 4QU CoRE ¦ 1QU LoRE | Non-Red Flag Warning - Catastrophic Fires | Vegetation Contact | Aggregated | 2051 | 2.0214e-07 | 772.1066 | 0.00015607 | 2051 | Mitigation | 0.95 | 45 | 0 | esc | 0.00097009 | 1.9609e-10 | 0.00097009 | 1.9609e-10
[79 empty] | WLDFR | HFTD - Distribution - Tier 3 - 5QU CoRE ¦ 3QU LoRE | Seismic - Red Flag Warning - Catastrophic Fires | 2025 | 1.4448e-11 | 21835.9781 | 428.6023 | 13939.561 | 7467.8148 | 0 | 3.9557e-08 | 3.1549e-07 | 0 | 3.1549e-07 | 3.7099e-07 | 1.2514e-08 | 0 | 1.2514e-08 | 2.1205e-08 | 0 | 2.1205e-08 | 1.1819e-08 | 0 | 1.1819e-08 | [17 empty] | 7.3.3.17.5 (Remote Grid) Updates to grid topology to minimize risk of ignition in HFTDs Remote GridWLDFRVegetation ContactAggregated | WLDFR | HFTD - Distribution - Tier 2 - 4QU CoRE ¦ 1QU LoRE | Non-Red Flag Warning - Catastrophic Fires | Vegetation Contact | Aggregated | 2052 | 2.0214e-07 | 772.1066 | 0.00015607 | 2052 | Mitigation | 0.95 | 45 | 0 | esc | 0.00097009 | 1.9609e-10 | 0.00097009 | 1.9609e-10
[79 empty] | WLDFR | HFTD - Distribution - Tier 3 - 5QU CoRE ¦ 3QU LoRE | Seismic - Red Flag Warning - Catastrophic Fires | 2026 | 1.4448e-11 | 21835.9781 | 428.6023 | 13939.561 | 7467.8148 | 0 | 3.9557e-08 | 3.1549e-07 | 0 | 3.1549e-07 | 3.7099e-07 | 1.2514e-08 | 0 | 1.2514e-08 | 2.1205e-08 | 0 | 2.1205e-08 | 1.1819e-08 | 0 | 1.1819e-08 | [17 empty] | 7.3.3.17.5 (Remote Grid) Updates to grid topology to minimize risk of ignition in HFTDs Remote GridWLDFRVegetation ContactAggregated | WLDFR | HFTD - Distribution - Tier 2 - 4QU CoRE ¦ 1QU LoRE | Non-Red Flag Warning - Catastrophic Fires | Vegetation Contact | Aggregated | 2053 | 2.0214e-07 | 772.1066 | 0.00015607 | 2053 | Mitigation | 0.95 | 45 | 0 | esc | 0.00097009 | 1.9609e-10 | 0.00097009 | 1.9609e-10
[79 empty] | WLDFR | HFTD - Distribution - Tier 3 - 5QU CoRE ¦ 3QU LoRE | Seismic - Red Flag Warning - Catastrophic Fires | 2027 | 1.4448e-11 | 21835.9781 | 428.6023 | 13939.561 | 7467.8148 | 0 | 3.9557e-08 | 3.1549e-07 | 0 | 3.1549e-07 | 3.7099e-07 | 1.2514e-08 | 0 | 1.2514e-08 | 2.1205e-08 | 0 | 2.1205e-08 | 1.1819e-08 | 0 | 1.1819e-08 | [17 empty] | 7.3.3.17.5 (Remote Grid) Updates to grid topology to minimize risk of ignition in HFTDs Remote GridWLDFRVegetation ContactAggregated | WLDFR | HFTD - Distribution - Tier 2 - 4QU CoRE ¦ 1QU LoRE | Non-Red Flag Warning - Catastrophic Fires | Vegetation Contact | Aggregated | 2054 | 2.0214e-07 | 772.1066 | 0.00015607 | 2054 | Mitigation | 0.95 | 45 | 0 | esc | 0.00097009 | 1.9609e-10 | 0.00097009 | 1.9609e-10
[79 empty] | WLDFR | HFTD - Distribution - Tier 3 - 5QU CoRE ¦ 3QU LoRE | Seismic - Red Flag Warning - Catastrophic Fires | 2028 | 1.4448e-11 | 22783.187 | 453.261 | 14531.3357 | 7798.5904 | 0 | 3.9557e-08 | 3.2918e-07 | 0 | 3.2918e-07 | 3.8745e-07 | 1.2514e-08 | 0 | 1.2514e-08 | 2.1205e-08 | 0 | 2.1205e-08 | 1.1819e-08 | 0 | 1.1819e-08 | [17 empty] | 7.3.3.17.5 (Remote Grid) Updates to grid topology to minimize risk of ignition in HFTDs Remote GridWLDFRVegetation ContactAggregated | WLDFR | HFTD - Distribution - Tier 2 - 4QU CoRE ¦ 1QU LoRE | Non-Red Flag Warning - Catastrophic Fires | Vegetation Contact | Aggregated | 2055 | 2.0214e-07 | 772.1066 | 0.00015607 | 2055 | Mitigation | 0.95 | 45 | 0 | esc | 0.00097009 | 1.9609e-10 | 0.00097009 | 1.9609e-10
[79 empty] | WLDFR | HFTD - Distribution - Tier 3 - 5QU CoRE ¦ 3QU LoRE | Seismic - Red Flag Warning - Catastrophic Fires | 2029 | 1.4448e-11 | 22783.187 | 453.261 | 14531.3357 | 7798.5904 | 0 | 3.9557e-08 | 3.2918e-07 | 0 | 3.2918e-07 | 3.8745e-07 | 1.2514e-08 | 0 | 1.2514e-08 | 2.1205e-08 | 0 | 2.1205e-08 | 1.1819e-08 | 0 | 1.1819e-08 | [17 empty] | 7.3.3.17.5 (Remote Grid) Updates to grid topology to minimize risk of ignition in HFTDs Remote GridWLDFRVegetation ContactAggregated | WLDFR | HFTD - Distribution - Tier 2 - 4QU CoRE ¦ 1QU LoRE | Non-Red Flag Warning - Catastrophic Fires | Vegetation Contact | Aggregated | 2056 | 2.0214e-07 | 772.1066 | 0.00015607 | 2056 | Mitigation | 0.95 | 45 | 0 | esc | 0.00097009 | 1.9609e-10 | 0.00097009 | 1.9609e-10
[79 empty] | WLDFR | HFTD - Distribution - Tier 3 - 5QU CoRE ¦ 3QU LoRE | Seismic - Red Flag Warning - Catastrophic Fires | 2030 | 1.4448e-11 | 22783.187 | 453.261 | 14531.3357 | 7798.5904 | 0 | 3.9557e-08 | 3.2918e-07 | 0 | 3.2918e-07 | 3.8745e-07 | 1.3097e-08 | 0 | 1.3097e-08 | 2.2193e-08 | 0 | 2.2193e-08 | 1.237e-08 | 0 | 1.237e-08 | [17 empty] | 7.3.3.17.5 (Remote Grid) Updates to grid topology to minimize risk of ignition in HFTDs Remote GridWLDFRVegetation ContactAggregated | WLDFR | HFTD - Distribution - Tier 2 - 4QU CoRE ¦ 1QU LoRE | Non-Red Flag Warning - Catastrophic Fires | Vegetation Contact | Aggregated | 2057 | 2.0214e-07 | 772.1066 | 0.00015607 | 2057 | Mitigation | 0.95 | 45 | 0 | esc | 0.00097009 | 1.9609e-10 | 0.00097009 | 1.9609e-10
[79 empty] | WLDFR | HFTD - Distribution - Tier 3 - 5QU CoRE ¦ 3QU LoRE | Seismic - Red Flag Warning - Catastrophic Fires | 2031 | 1.4448e-11 | 22783.187 | 453.261 | 14531.3357 | 7798.5904 | 0 | 3.9557e-08 | 3.2918e-07 | 0 | 3.2918e-07 | 3.8745e-07 | 1.3097e-08 | 0 | 1.3097e-08 | 2.2193e-08 | 0 | 2.2193e-08 | 1.237e-08 | 0 | 1.237e-08 | [17 empty] | 7.3.3.17.5 (Remote Grid) Updates to grid topology to minimize risk of ignition in HFTDs Remote GridWLDFRVegetation ContactAggregated | WLDFR | HFTD - Distribution - Tier 2 - 4QU CoRE ¦ 1QU LoRE | Non-Red Flag Warning - Catastrophic Fires | Vegetation Contact | Aggregated | 2058 | 2.0214e-07 | 772.1066 | 0.00015607 | 2058 | Mitigation | 0.95 | 45 | 0 | esc | 0.00097009 | 1.9609e-10 | 0.00097009 | 1.9609e-10
[79 empty] | WLDFR | HFTD - Distribution - Tier 3 - 5QU CoRE ¦ 3QU LoRE | Seismic - Red Flag Warning - Catastrophic Fires | 2032 | 1.4448e-11 | 22783.187 | 453.261 | 14531.3357 | 7798.5904 | 0 | 3.9557e-08 | 3.2918e-07 | 0 | 3.2918e-07 | 3.8745e-07 | 1.3097e-08 | 0 | 1.3097e-08 | 2.2193e-08 | 0 | 2.2193e-08 | 1.237e-08 | 0 | 1.237e-08 | [17 empty] | 7.3.3.17.5 (Remote Grid) Updates to grid topology to minimize risk of ignition in HFTDs Remote GridWLDFRVegetation ContactAggregated | WLDFR | HFTD - Distribution - Tier 2 - 4QU CoRE ¦ 1QU LoRE | Non-Red Flag Warning - Catastrophic Fires | Vegetation Contact | Aggregated | 2059 | 2.0214e-07 | 772.1066 | 0.00015607 | 2059 | Mitigation | 0.95 | 45 | 0 | esc | 0.00097009 | 1.9609e-10 | 0.00097009 | 1.9609e-10
[79 empty] | WLDFR | HFTD - Distribution - Tier 3 - 5QU CoRE ¦ 3QU LoRE | Seismic - Red Flag Warning - Catastrophic Fires | 2033 | 1.4448e-11 | 23835.2641 | 480.9649 | 15187.7294 | 8166.5698 | 0 | 3.9557e-08 | 3.4438e-07 | 0 | 3.4438e-07 | 4.0573e-07 | 1.3097e-08 | 0 | 1.3097e-08 | 2.2193e-08 | 0 | 2.2193e-08 | 1.237e-08 | 0 | 1.237e-08 | [17 empty] | 7.3.3.17.5 (Remote Grid) Updates to grid topology to minimize risk of ignition in HFTDs Remote GridWLDFRVegetation ContactAggregated | WLDFR | HFTD - Distribution - Tier 2 - 4QU CoRE ¦ 1QU LoRE | Non-Red Flag Warning - Catastrophic Fires | Vegetation Contact | Aggregated | 2060 | 2.0214e-07 | 772.1066 | 0.00015607 | 2060 | Mitigation | 0.95 | 45 | 0 | esc | 0.00097009 | 1.9609e-10 | 0.00097009 | 1.9609e-10
[79 empty] | WLDFR | HFTD - Distribution - Tier 3 - 5QU CoRE ¦ 3QU LoRE | Seismic - Red Flag Warning - Catastrophic Fires | 2034 | 1.4448e-11 | 23835.2641 | 480.9649 | 15187.7294 | 8166.5698 | 0 | 3.9557e-08 | 3.4438e-07 | 0 | 3.4438e-07 | 4.0573e-07 | 1.3097e-08 | 0 | 1.3097e-08 | 2.2193e-08 | 0 | 2.2193e-08 | 1.237e-08 | 0 | 1.237e-08 | [17 empty] | 7.3.3.17.5 (Remote Grid) Updates to grid topology to minimize risk of ignition in HFTDs Remote GridWLDFRVegetation ContactAggregated | WLDFR | HFTD - Distribution - Tier 2 - 4QU CoRE ¦ 1QU LoRE | Non-Red Flag Warning - Catastrophic Fires | Vegetation Contact | Aggregated | 2061 | 2.0214e-07 | 772.1066 | 0.00015607 | 2061 | Mitigation | 0.95 | 45 | 0 | esc | 0.00097009 | 1.9609e-10 | 0.00097009 | 1.9609e-10
[79 empty] | WLDFR | HFTD - Distribution - Tier 3 - 5QU CoRE ¦ 3QU LoRE | Seismic - Red Flag Warning - Catastrophic Fires | 2035 | 1.4448e-11 | 23835.2641 | 480.9649 | 15187.7294 | 8166.5698 | 0 | 3.9557e-08 | 3.4438e-07 | 0 | 3.4438e-07 | 4.0573e-07 | 1.3685e-08 | 0 | 1.3685e-08 | 2.3188e-08 | 0 | 2.3188e-08 | 1.2924e-08 | 0 | 1.2924e-08 | [17 empty] | 7.3.3.17.5 (Remote Grid) Updates to grid topology to minimize risk of ignition in HFTDs Remote GridWLDFRVegetation ContactAggregated | WLDFR | HFTD - Distribution - Tier 2 - 4QU CoRE ¦ 1QU LoRE | Non-Red Flag Warning - Catastrophic Fires | Vegetation Contact | Aggregated | 2062 | 2.0214e-07 | 772.1066 | 0.00015607 | 2062 | Mitigation | 0.95 | 45 | 0 | esc | 0.00097009 | 1.9609e-10 | 0.00097009 | 1.9609e-10
[79 empty] | WLDFR | HFTD - Distribution - Tier 3 - 5QU CoRE ¦ 3QU LoRE | Seismic - Red Flag Warning - Catastrophic Fires | 2036 | 1.4448e-11 | 23835.2641 | 480.9649 | 15187.7294 | 8166.5698 | 0 | 3.9557e-08 | 3.4438e-07 | 0 | 3.4438e-07 | 4.0573e-07 | 1.3685e-08 | 0 | 1.3685e-08 | 2.3188e-08 | 0 | 2.3188e-08 | 1.2924e-08 | 0 | 1.2924e-08 | [17 empty] | 7.3.3.17.5 (Remote Grid) Updates to grid topology to minimize risk of ignition in HFTDs Remote GridWLDFRVegetation ContactAggregated | WLDFR | HFTD - Distribution - Tier 2 - 4QU CoRE ¦ 1QU LoRE | Non-Red Flag Warning - Catastrophic Fires | Vegetation Contact | Aggregated | 2063 | 2.0214e-07 | 772.1066 | 0.00015607 | 2063 | Mitigation | 0.95 | 45 | 0 | esc | 0.00097009 | 1.9609e-10 | 0.00097009 | 1.9609e-10
[79 empty] | WLDFR | HFTD - Distribution - Tier 3 - 5QU CoRE ¦ 3QU LoRE | Seismic - Red Flag Warning - Catastrophic Fires | 2037 | 1.4448e-11 | 23835.2641 | 480.9649 | 15187.7294 | 8166.5698 | 0 | 3.9557e-08 | 3.4438e-07 | 0 | 3.4438e-07 | 4.0573e-07 | 1.3685e-08 | 0 | 1.3685e-08 | 2.3188e-08 | 0 | 2.3188e-08 | 1.2924e-08 | 0 | 1.2924e-08 | [17 empty] | 7.3.3.17.5 (Remote Grid) Updates to grid topology to minimize risk of ignition in HFTDs Remote GridWLDFRVegetation ContactAggregated | WLDFR | HFTD - Distribution - Tier 2 - 4QU CoRE ¦ 1QU LoRE | Non-Red Flag Warning - Catastrophic Fires | Vegetation Contact | Aggregated | 2064 | 2.0214e-07 | 772.1066 | 0.00015607 | 2064 | Mitigation | 0.95 | 45 | 0 | esc | 0.00097009 | 1.9609e-10 | 0.00097009 | 1.9609e-10
[79 empty] | WLDFR | HFTD - Distribution - Tier 3 - 5QU CoRE ¦ 3QU LoRE | Seismic - Red Flag Warning - Catastrophic Fires | 2038 | 1.4448e-11 | 24976.6418 | 511.3745 | 15898.8237 | 8566.4437 | 0 | 3.9557e-08 | 3.6087e-07 | 0 | 3.6087e-07 | 4.2556e-07 | 0 | 0 | 0 | 2.3188e-08 | 0 | 2.3188e-08 | 1.2924e-08 | 0 | 1.2924e-08 | [17 empty] | 7.3.3.17.5 (Remote Grid) Updates to grid topology to minimize risk of ignition in HFTDs Remote GridWLDFRVegetation ContactAggregated | WLDFR | HFTD - Distribution - Tier 2 - 4QU CoRE ¦ 1QU LoRE | Non-Red Flag Warning - Catastrophic Fires | Vegetation Contact | Aggregated | 2065 | 2.0214e-07 | 772.1066 | 0.00015607 | 2065 | Mitigation | 0.95 | 45 | 0 | esc | 0.00097009 | 1.9609e-10 | 0.00097009 | 1.9609e-10
[79 empty] | WLDFR | HFTD - Distribution - Tier 3 - 5QU CoRE ¦ 3QU LoRE | Seismic - Red Flag Warning - Catastrophic Fires | 2039 | 1.4448e-11 | 24976.6418 | 511.3745 | 15898.8237 | 8566.4437 | 0 | 3.9557e-08 | 3.6087e-07 | 0 | 3.6087e-07 | 4.2556e-07 | 0 | 0 | 0 | 0 | 0 | 0 | 1.2924e-08 | 0 | 1.2924e-08 | [17 empty] | 7.3.3.17.5 (Remote Grid) Updates to grid topology to minimize risk of ignition in HFTDs Remote GridWLDFRVegetation ContactAggregated | WLDFR | HFTD - Distribution - Tier 2 - 4QU CoRE ¦ 1QU LoRE | Non-Red Flag Warning - Catastrophic Fires | Vegetation Contact | Aggregated | 2066 | 2.0214e-07 | 772.1066 | 0.00015607 | 2066 | Mitigation | 0.95 | 45 | 0 | esc | 0.00097009 | 1.9609e-10 | 0.00097009 | 1.9609e-10
[79 empty] | WLDFR | HFTD - Distribution - Tier 3 - 5QU CoRE ¦ 3QU LoRE | Seismic - Red Flag Warning - Catastrophic Fires | 2040 | 1.4448e-11 | 24976.6418 | 511.3745 | 15898.8237 | 8566.4437 | 0 | 3.9557e-08 | 3.6087e-07 | 0 | 3.6087e-07 | 4.2556e-07 | 4.0933e-07 | 0 | 4.0933e-07 | 0 | 0 | 0 | 0 | 0 | 0 | [17 empty] | 7.3.3.17.5 (Remote Grid) Updates to grid topology to minimize risk of ignition in HFTDs Remote GridWLDFRVegetation ContactAggregated | WLDFR | HFTD - Distribution - Tier 2 - 4QU CoRE ¦ 1QU LoRE | Non-Red Flag Warning - Catastrophic Fires | Vegetation Contact | Aggregated | 2067 | 2.0214e-07 | 772.1066 | 0.00015607 | 2067 | Mitigation | 0.95 | 45 | 0 | esc | 0 | 0 | 0.00097009 | 1.9609e-10
[79 empty] | WLDFR | HFTD - Distribution - Tier 3 - 5QU CoRE ¦ 3QU LoRE | Seismic - Red Flag Warning - Catastrophic Fires | 2041 | 1.4448e-11 | 24976.6418 | 511.3745 | 15898.8237 | 8566.4437 | 0 | 3.9557e-08 | 3.6087e-07 | 0 | 3.6087e-07 | 4.2556e-07 | 3.9531e-07 | 0 | 3.9531e-07 | 6.6984e-07 | 0 | 6.6984e-07 | 0 | 0 | 0 | [17 empty] | 7.3.3.17.5 (Remote Grid) Updates to grid topology to minimize risk of ignition in HFTDs Remote GridWLDFRWire-to-wire contactAggregated | WLDFR | HFTD - Distribution - Tier 2 - 4QU CoRE ¦ 1QU LoRE | Non-Red Flag Warning - Catastrophic Fires | Wire-to-wire contact | Aggregated | 2022 | 2.3817e-07 | 772.1066 | 0.00018389 | 2022 | Mitigation | 0.95 | 45 | 0 | esc | 0.00097009 | 2.3104e-10 | 0 | 0
[79 empty] | WLDFR | HFTD - Distribution - Tier 3 - 5QU CoRE ¦ 3QU LoRE | Seismic - Red Flag Warning - Catastrophic Fires | 2042 | 1.4448e-11 | 24976.6418 | 511.3745 | 15898.8237 | 8566.4437 | 0 | 3.9557e-08 | 3.6087e-07 | 0 | 3.6087e-07 | 4.2556e-07 | 4.0942e-07 | 0 | 4.0942e-07 | 6.9373e-07 | 0 | 6.9373e-07 | 3.8667e-07 | 0 | 3.8667e-07 | [17 empty] | 7.3.3.17.5 (Remote Grid) Updates to grid topology to minimize risk of ignition in HFTDs Remote GridWLDFRWire-to-wire contactAggregated | WLDFR | HFTD - Distribution - Tier 2 - 4QU CoRE ¦ 1QU LoRE | Non-Red Flag Warning - Catastrophic Fires | Wire-to-wire contact | Aggregated | 2023 | 2.3817e-07 | 772.1066 | 0.00018389 | 2023 | Mitigation | 0.95 | 45 | 0 | esc | 0.00097009 | 2.3104e-10 | 0.00097009 | 2.3104e-10
[79 empty] | WLDFR | HFTD - Distribution - Tier 3 - 5QU CoRE ¦ 3QU LoRE | Seismic - Red Flag Warning - Catastrophic Fires | 2043 | 1.4448e-11 | 26191.7278 | 544.1291 | 16654.7414 | 8992.8573 | 0 | 3.9557e-08 | 3.7843e-07 | 0 | 3.7843e-07 | 4.4666e-07 | 4.0942e-07 | 0 | 4.0942e-07 | 6.9373e-07 | 0 | 6.9373e-07 | 3.8667e-07 | 0 | 3.8667e-07 | [17 empty] | 7.3.3.17.5 (Remote Grid) Updates to grid topology to minimize risk of ignition in HFTDs Remote GridWLDFRWire-to-wire contactAggregated | WLDFR | HFTD - Distribution - Tier 2 - 4QU CoRE ¦ 1QU LoRE | Non-Red Flag Warning - Catastrophic Fires | Wire-to-wire contact | Aggregated | 2024 | 2.3817e-07 | 772.1066 | 0.00018389 | 2024 | Mitigation | 0.95 | 45 | 0 | esc | 0.00097009 | 2.3104e-10 | 0.00097009 | 2.3104e-10
[79 empty] | WLDFR | HFTD - Distribution - Tier 3 - 5QU CoRE ¦ 3QU LoRE | Seismic - Red Flag Warning - Catastrophic Fires | 2044 | 1.4448e-11 | 26191.7278 | 544.1291 | 16654.7414 | 8992.8573 | 0 | 3.9557e-08 | 3.7843e-07 | 0 | 3.7843e-07 | 4.4666e-07 | 4.0942e-07 | 0 | 4.0942e-07 | 6.9373e-07 | 0 | 6.9373e-07 | 3.8667e-07 | 0 | 3.8667e-07 | [17 empty] | 7.3.3.17.5 (Remote Grid) Updates to grid topology to minimize risk of ignition in HFTDs Remote GridWLDFRWire-to-wire contactAggregated | WLDFR | HFTD - Distribution - Tier 2 - 4QU CoRE ¦ 1QU LoRE | Non-Red Flag Warning - Catastrophic Fires | Wire-to-wire contact | Aggregated | 2025 | 2.3817e-07 | 772.1066 | 0.00018389 | 2025 | Mitigation | 0.95 | 45 | 0 | esc | 0.00097009 | 2.3104e-10 | 0.00097009 | 2.3104e-10
[79 empty] | WLDFR | HFTD - Distribution - Tier 3 - 5QU CoRE ¦ 3QU LoRE | Seismic - Red Flag Warning - Catastrophic Fires | 2045 | 1.4448e-11 | 26191.7278 | 544.1291 | 16654.7414 | 8992.8573 | 0 | 3.9557e-08 | 3.7843e-07 | 0 | 3.7843e-07 | 4.4666e-07 | 4.0942e-07 | 0 | 4.0942e-07 | 6.9373e-07 | 0 | 6.9373e-07 | 3.8667e-07 | 0 | 3.8667e-07 | [17 empty] | 7.3.3.17.5 (Remote Grid) Updates to grid topology to minimize risk of ignition in HFTDs Remote GridWLDFRWire-to-wire contactAggregated | WLDFR | HFTD - Distribution - Tier 2 - 4QU CoRE ¦ 1QU LoRE | Non-Red Flag Warning - Catastrophic Fires | Wire-to-wire contact | Aggregated | 2026 | 2.3817e-07 | 772.1066 | 0.00018389 | 2026 | Mitigation | 0.95 | 45 | 0 | esc | 0.00097009 | 2.3104e-10 | 0.00097009 | 2.3104e-10
[79 empty] | WLDFR | HFTD - Distribution - Tier 3 - 5QU CoRE ¦ 3QU LoRE | Seismic - Red Flag Warning - Catastrophic Fires | 2046 | 1.4448e-11 | 26191.7278 | 544.1291 | 16654.7414 | 8992.8573 | 0 | 3.9557e-08 | 3.7843e-07 | 0 | 3.7843e-07 | 4.4666e-07 | 4.0942e-07 | 0 | 4.0942e-07 | 6.9373e-07 | 0 | 6.9373e-07 | 3.8667e-07 | 0 | 3.8667e-07 | [17 empty] | 7.3.3.17.5 (Remote Grid) Updates to grid topology to minimize risk of ignition in HFTDs Remote GridWLDFRWire-to-wire contactAggregated | WLDFR | HFTD - Distribution - Tier 2 - 4QU CoRE ¦ 1QU LoRE | Non-Red Flag Warning - Catastrophic Fires | Wire-to-wire contact | Aggregated | 2027 | 2.3817e-07 | 772.1066 | 0.00018389 | 2027 | Mitigation | 0.95 | 45 | 0 | esc | 0.00097009 | 2.3104e-10 | 0.00097009 | 2.3104e-10
[79 empty] | WLDFR | HFTD - Distribution - Tier 3 - 5QU CoRE ¦ 3QU LoRE | Seismic - Red Flag Warning - Catastrophic Fires | 2047 | 1.4448e-11 | 26191.7278 | 544.1291 | 16654.7414 | 8992.8573 | 0 | 3.9557e-08 | 3.7843e-07 | 0 | 3.7843e-07 | 4.4666e-07 | 4.2718e-07 | 0 | 4.2718e-07 | 7.2383e-07 | 0 | 7.2383e-07 | 4.0344e-07 | 0 | 4.0344e-07 | [17 empty] | 7.3.3.17.5 (Remote Grid) Updates to grid topology to minimize risk of ignition in HFTDs Remote GridWLDFRWire-to-wire contactAggregated | WLDFR | HFTD - Distribution - Tier 2 - 4QU CoRE ¦ 1QU LoRE | Non-Red Flag Warning - Catastrophic Fires | Wire-to-wire contact | Aggregated | 2028 | 2.3817e-07 | 772.1066 | 0.00018389 | 2028 | Mitigation | 0.95 | 45 | 0 | esc | 0.00097009 | 2.3104e-10 | 0.00097009 | 2.3104e-10
[79 empty] | WLDFR | HFTD - Distribution - Tier 3 - 5QU CoRE ¦ 3QU LoRE | Seismic - Red Flag Warning - Catastrophic Fires | 2048 | 1.4448e-11 | 27464.7227 | 578.8407 | 17445.538 | 9440.3441 | 0 | 3.9557e-08 | 3.9682e-07 | 0 | 3.9682e-07 | 4.6876e-07 | 4.2718e-07 | 0 | 4.2718e-07 | 7.2383e-07 | 0 | 7.2383e-07 | 4.0344e-07 | 0 | 4.0344e-07 | [17 empty] | 7.3.3.17.5 (Remote Grid) Updates to grid topology to minimize risk of ignition in HFTDs Remote GridWLDFRWire-to-wire contactAggregated | WLDFR | HFTD - Distribution - Tier 2 - 4QU CoRE ¦ 1QU LoRE | Non-Red Flag Warning - Catastrophic Fires | Wire-to-wire contact | Aggregated | 2029 | 2.3817e-07 | 772.1066 | 0.00018389 | 2029 | Mitigation | 0.95 | 45 | 0 | esc | 0.00097009 | 2.3104e-10 | 0.00097009 | 2.3104e-10
[79 empty] | WLDFR | HFTD - Distribution - Tier 3 - 5QU CoRE ¦ 3QU LoRE | Seismic - Red Flag Warning - Catastrophic Fires | 2049 | 1.4448e-11 | 27464.7227 | 578.8407 | 17445.538 | 9440.3441 | 0 | 3.9557e-08 | 3.9682e-07 | 0 | 3.9682e-07 | 4.6876e-07 | 4.2718e-07 | 0 | 4.2718e-07 | 7.2383e-07 | 0 | 7.2383e-07 | 4.0344e-07 | 0 | 4.0344e-07 | [17 empty] | 7.3.3.17.5 (Remote Grid) Updates to grid topology to minimize risk of ignition in HFTDs Remote GridWLDFRWire-to-wire contactAggregated | WLDFR | HFTD - Distribution - Tier 2 - 4QU CoRE ¦ 1QU LoRE | Non-Red Flag Warning - Catastrophic Fires | Wire-to-wire contact | Aggregated | 2030 | 2.3817e-07 | 772.1066 | 0.00018389 | 2030 | Mitigation | 0.95 | 45 | 0 | esc | 0.00097009 | 2.3104e-10 | 0.00097009 | 2.3104e-10
[79 empty] | WLDFR | HFTD - Distribution - Tier 3 - 5QU CoRE ¦ 3QU LoRE | Seismic - Red Flag Warning - Catastrophic Fires | 2050 | 1.4448e-11 | 27464.7227 | 578.8407 | 17445.538 | 9440.3441 | 0 | 3.9557e-08 | 3.9682e-07 | 0 | 3.9682e-07 | 4.6876e-07 | 4.2718e-07 | 0 | 4.2718e-07 | 7.2383e-07 | 0 | 7.2383e-07 | 4.0344e-07 | 0 | 4.0344e-07 | [17 empty] | 7.3.3.17.5 (Remote Grid) Updates to grid topology to minimize risk of ignition in HFTDs Remote GridWLDFRWire-to-wire contactAggregated | WLDFR | HFTD - Distribution - Tier 2 - 4QU CoRE ¦ 1QU LoRE | Non-Red Flag Warning - Catastrophic Fires | Wire-to-wire contact | Aggregated | 2031 | 2.3817e-07 | 772.1066 | 0.00018389 | 2031 | Mitigation | 0.95 | 45 | 0 | esc | 0.00097009 | 2.3104e-10 | 0.00097009 | 2.3104e-10
[79 empty] | WLDFR | HFTD - Distribution - Tier 3 - 5QU CoRE ¦ 3QU LoRE | Seismic - Red Flag Warning - Catastrophic Fires | 2051 | 1.4448e-11 | 27464.7227 | 578.8407 | 17445.538 | 9440.3441 | 0 | 3.9557e-08 | 3.9682e-07 | 0 | 3.9682e-07 | 4.6876e-07 | 4.2718e-07 | 0 | 4.2718e-07 | 7.2383e-07 | 0 | 7.2383e-07 | 4.0344e-07 | 0 | 4.0344e-07 | [17 empty] | 7.3.3.17.5 (Remote Grid) Updates to grid topology to minimize risk of ignition in HFTDs Remote GridWLDFRWire-to-wire contactAggregated | WLDFR | HFTD - Distribution - Tier 2 - 4QU CoRE ¦ 1QU LoRE | Non-Red Flag Warning - Catastrophic Fires | Wire-to-wire contact | Aggregated | 2032 | 2.3817e-07 | 772.1066 | 0.00018389 | 2032 | Mitigation | 0.95 | 45 | 0 | esc | 0.00097009 | 2.3104e-10 | 0.00097009 | 2.3104e-10
[79 empty] | WLDFR | HFTD - Distribution - Tier 3 - 5QU CoRE ¦ 3QU LoRE | Seismic - Red Flag Warning - Catastrophic Fires | 2052 | 1.4448e-11 | 27464.7227 | 578.8407 | 17445.538 | 9440.3441 | 0 | 3.9557e-08 | 3.9682e-07 | 0 | 3.9682e-07 | 4.6876e-07 | 4.469e-07 | 0 | 4.469e-07 | 7.5725e-07 | 0 | 7.5725e-07 | 4.2207e-07 | 0 | 4.2207e-07 | [17 empty] | 7.3.3.17.5 (Remote Grid) Updates to grid topology to minimize risk of ignition in HFTDs Remote GridWLDFRWire-to-wire contactAggregated | WLDFR | HFTD - Distribution - Tier 2 - 4QU CoRE ¦ 1QU LoRE | Non-Red Flag Warning - Catastrophic Fires | Wire-to-wire contact | Aggregated | 2033 | 2.3817e-07 | 772.1066 | 0.00018389 | 2033 | Mitigation | 0.95 | 45 | 0 | esc | 0.00097009 | 2.3104e-10 | 0.00097009 | 2.3104e-10
[79 empty] | WLDFR | HFTD - Distribution - Tier 3 - 5QU CoRE ¦ 3QU LoRE | Seismic - Red Flag Warning - Catastrophic Fires | 2053 | 1.4448e-11 | 28779.6694 | 615.0952 | 18261.2327 | 9903.3415 | 0 | 3.9557e-08 | 4.1582e-07 | 0 | 4.1582e-07 | 4.9159e-07 | 4.469e-07 | 0 | 4.469e-07 | 7.5725e-07 | 0 | 7.5725e-07 | 4.2207e-07 | 0 | 4.2207e-07 | [17 empty] | 7.3.3.17.5 (Remote Grid) Updates to grid topology to minimize risk of ignition in HFTDs Remote GridWLDFRWire-to-wire contactAggregated | WLDFR | HFTD - Distribution - Tier 2 - 4QU CoRE ¦ 1QU LoRE | Non-Red Flag Warning - Catastrophic Fires | Wire-to-wire contact | Aggregated | 2034 | 2.3817e-07 | 772.1066 | 0.00018389 | 2034 | Mitigation | 0.95 | 45 | 0 | esc | 0.00097009 | 2.3104e-10 | 0.00097009 | 2.3104e-10
[79 empty] | WLDFR | HFTD - Distribution - Tier 3 - 5QU CoRE ¦ 3QU LoRE | Seismic - Red Flag Warning - Catastrophic Fires | 2054 | 1.4448e-11 | 28779.6694 | 615.0952 | 18261.2327 | 9903.3415 | 0 | 3.9557e-08 | 4.1582e-07 | 0 | 4.1582e-07 | 4.9159e-07 | 4.469e-07 | 0 | 4.469e-07 | 7.5725e-07 | 0 | 7.5725e-07 | 4.2207e-07 | 0 | 4.2207e-07 | [17 empty] | 7.3.3.17.5 (Remote Grid) Updates to grid topology to minimize risk of ignition in HFTDs Remote GridWLDFRWire-to-wire contactAggregated | WLDFR | HFTD - Distribution - Tier 2 - 4QU CoRE ¦ 1QU LoRE | Non-Red Flag Warning - Catastrophic Fires | Wire-to-wire contact | Aggregated | 2035 | 2.3817e-07 | 772.1066 | 0.00018389 | 2035 | Mitigation | 0.95 | 45 | 0 | esc | 0.00097009 | 2.3104e-10 | 0.00097009 | 2.3104e-10
[79 empty] | WLDFR | HFTD - Distribution - Tier 3 - 5QU CoRE ¦ 3QU LoRE | Seismic - Red Flag Warning - Catastrophic Fires | 2055 | 1.4448e-11 | 28779.6694 | 615.0952 | 18261.2327 | 9903.3415 | 0 | 3.9557e-08 | 4.1582e-07 | 0 | 4.1582e-07 | 4.9159e-07 | 4.469e-07 | 0 | 4.469e-07 | 7.5725e-07 | 0 | 7.5725e-07 | 4.2207e-07 | 0 | 4.2207e-07 | [17 empty] | 7.3.3.17.5 (Remote Grid) Updates to grid topology to minimize risk of ignition in HFTDs Remote GridWLDFRWire-to-wire contactAggregated | WLDFR | HFTD - Distribution - Tier 2 - 4QU CoRE ¦ 1QU LoRE | Non-Red Flag Warning - Catastrophic Fires | Wire-to-wire contact | Aggregated | 2036 | 2.3817e-07 | 772.1066 | 0.00018389 | 2036 | Mitigation | 0.95 | 45 | 0 | esc | 0.00097009 | 2.3104e-10 | 0.00097009 | 2.3104e-10
[79 empty] | WLDFR | HFTD - Distribution - Tier 3 - 5QU CoRE ¦ 3QU LoRE | Seismic - Red Flag Warning - Catastrophic Fires | 2056 | 1.4448e-11 | 28779.6694 | 615.0952 | 18261.2327 | 9903.3415 | 0 | 3.9557e-08 | 4.1582e-07 | 0 | 4.1582e-07 | 4.9159e-07 | 4.469e-07 | 0 | 4.469e-07 | 7.5725e-07 | 0 | 7.5725e-07 | 4.2207e-07 | 0 | 4.2207e-07 | [17 empty] | 7.3.3.17.5 (Remote Grid) Updates to grid topology to minimize risk of ignition in HFTDs Remote GridWLDFRWire-to-wire contactAggregated | WLDFR | HFTD - Distribution - Tier 2 - 4QU CoRE ¦ 1QU LoRE | Non-Red Flag Warning - Catastrophic Fires | Wire-to-wire contact | Aggregated | 2037 | 2.3817e-07 | 772.1066 | 0.00018389 | 2037 | Mitigation | 0.95 | 45 | 0 | esc | 0.00097009 | 2.3104e-10 | 0.00097009 | 2.3104e-10
[79 empty] | WLDFR | HFTD - Distribution - Tier 3 - 5QU CoRE ¦ 3QU LoRE | Seismic - Red Flag Warning - Catastrophic Fires | 2057 | 1.4448e-11 | 28779.6694 | 615.0952 | 18261.2327 | 9903.3415 | 0 | 3.9557e-08 | 4.1582e-07 | 0 | 4.1582e-07 | 4.9159e-07 | 4.683e-07 | 0 | 4.683e-07 | 7.9351e-07 | 0 | 7.9351e-07 | 4.4229e-07 | 0 | 4.4229e-07 | [17 empty] | 7.3.3.17.5 (Remote Grid) Updates to grid topology to minimize risk of ignition in HFTDs Remote GridWLDFRWire-to-wire contactAggregated | WLDFR | HFTD - Distribution - Tier 2 - 4QU CoRE ¦ 1QU LoRE | Non-Red Flag Warning - Catastrophic Fires | Wire-to-wire contact | Aggregated | 2038 | 2.3817e-07 | 772.1066 | 0.00018389 | 2038 | Mitigation | 0.95 | 45 | 0 | esc | 0.00097009 | 2.3104e-10 | 0.00097009 | 2.3104e-10
[79 empty] | WLDFR | HFTD - Distribution - Tier 3 - 5QU CoRE ¦ 3QU LoRE | Seismic - Red Flag Warning - Catastrophic Fires | 2058 | 1.4448e-11 | 30120.5761 | 652.457 | 19091.8834 | 10376.2358 | 0 | 3.9557e-08 | 4.3519e-07 | 0 | 4.3519e-07 | 5.1485e-07 | 4.683e-07 | 0 | 4.683e-07 | 7.9351e-07 | 0 | 7.9351e-07 | 4.4229e-07 | 0 | 4.4229e-07 | [17 empty] | 7.3.3.17.5 (Remote Grid) Updates to grid topology to minimize risk of ignition in HFTDs Remote GridWLDFRWire-to-wire contactAggregated | WLDFR | HFTD - Distribution - Tier 2 - 4QU CoRE ¦ 1QU LoRE | Non-Red Flag Warning - Catastrophic Fires | Wire-to-wire contact | Aggregated | 2039 | 2.3817e-07 | 772.1066 | 0.00018389 | 2039 | Mitigation | 0.95 | 45 | 0 | esc | 0.00097009 | 2.3104e-10 | 0.00097009 | 2.3104e-10
[79 empty] | WLDFR | HFTD - Distribution - Tier 3 - 5QU CoRE ¦ 3QU LoRE | Seismic - Red Flag Warning - Catastrophic Fires | 2059 | 1.4448e-11 | 30120.5761 | 652.457 | 19091.8834 | 10376.2358 | 0 | 3.9557e-08 | 4.3519e-07 | 0 | 4.3519e-07 | 5.1485e-07 | 4.683e-07 | 0 | 4.683e-07 | 7.9351e-07 | 0 | 7.9351e-07 | 4.4229e-07 | 0 | 4.4229e-07 | [17 empty] | 7.3.3.17.5 (Remote Grid) Updates to grid topology to minimize risk of ignition in HFTDs Remote GridWLDFRWire-to-wire contactAggregated | WLDFR | HFTD - Distribution - Tier 2 - 4QU CoRE ¦ 1QU LoRE | Non-Red Flag Warning - Catastrophic Fires | Wire-to-wire contact | Aggregated | 2040 | 2.3817e-07 | 772.1066 | 0.00018389 | 2040 | Mitigation | 0.95 | 45 | 0 | esc | 0.00097009 | 2.3104e-10 | 0.00097009 | 2.3104e-10
[79 empty] | WLDFR | HFTD - Distribution - Tier 3 - 5QU CoRE ¦ 3QU LoRE | Seismic - Red Flag Warning - Catastrophic Fires | 2060 | 1.4448e-11 | 30120.5761 | 652.457 | 19091.8834 | 10376.2358 | 0 | 3.9557e-08 | 4.3519e-07 | 0 | 4.3519e-07 | 5.1485e-07 | 4.683e-07 | 0 | 4.683e-07 | 7.9351e-07 | 0 | 7.9351e-07 | 4.4229e-07 | 0 | 4.4229e-07 | [17 empty] | 7.3.3.17.5 (Remote Grid) Updates to grid topology to minimize risk of ignition in HFTDs Remote GridWLDFRWire-to-wire contactAggregated | WLDFR | HFTD - Distribution - Tier 2 - 4QU CoRE ¦ 1QU LoRE | Non-Red Flag Warning - Catastrophic Fires | Wire-to-wire contact | Aggregated | 2041 | 2.3817e-07 | 772.1066 | 0.00018389 | 2041 | Mitigation | 0.95 | 45 | 0 | esc | 0.00097009 | 2.3104e-10 | 0.00097009 | 2.3104e-10
[79 empty] | WLDFR | HFTD - Distribution - Tier 3 - 5QU CoRE ¦ 3QU LoRE | Seismic - Red Flag Warning - Catastrophic Fires | 2061 | 1.4448e-11 | 30120.5761 | 652.457 | 19091.8834 | 10376.2358 | 0 | 3.9557e-08 | 4.3519e-07 | 0 | 4.3519e-07 | 5.1485e-07 | 4.683e-07 | 0 | 4.683e-07 | 7.9351e-07 | 0 | 7.9351e-07 | 4.4229e-07 | 0 | 4.4229e-07 | [17 empty] | 7.3.3.17.5 (Remote Grid) Updates to grid topology to minimize risk of ignition in HFTDs Remote GridWLDFRWire-to-wire contactAggregated | WLDFR | HFTD - Distribution - Tier 2 - 4QU CoRE ¦ 1QU LoRE | Non-Red Flag Warning - Catastrophic Fires | Wire-to-wire contact | Aggregated | 2042 | 2.3817e-07 | 772.1066 | 0.00018389 | 2042 | Mitigation | 0.95 | 45 | 0 | esc | 0.00097009 | 2.3104e-10 | 0.00097009 | 2.3104e-10
[79 empty] | WLDFR | HFTD - Distribution - Tier 3 - 5QU CoRE ¦ 3QU LoRE | Seismic - Red Flag Warning - Catastrophic Fires | 2062 | 1.4448e-11 | 30120.5761 | 652.457 | 19091.8834 | 10376.2358 | 0 | 3.9557e-08 | 4.3519e-07 | 0 | 4.3519e-07 | 5.1485e-07 | 4.9109e-07 | 0 | 4.9109e-07 | 8.3212e-07 | 0 | 8.3212e-07 | 4.638e-07 | 0 | 4.638e-07 | [17 empty] | 7.3.3.17.5 (Remote Grid) Updates to grid topology to minimize risk of ignition in HFTDs Remote GridWLDFRWire-to-wire contactAggregated | WLDFR | HFTD - Distribution - Tier 2 - 4QU CoRE ¦ 1QU LoRE | Non-Red Flag Warning - Catastrophic Fires | Wire-to-wire contact | Aggregated | 2043 | 2.3817e-07 | 772.1066 | 0.00018389 | 2043 | Mitigation | 0.95 | 45 | 0 | esc | 0.00097009 | 2.3104e-10 | 0.00097009 | 2.3104e-10
[79 empty] | WLDFR | HFTD - Distribution - Tier 3 - 5QU CoRE ¦ 3QU LoRE | Seismic - Red Flag Warning - Catastrophic Fires | 2063 | 1.4448e-11 | 31471.2268 | 690.4653 | 19927.4643 | 10853.2973 | 0 | 3.9557e-08 | 4.5471e-07 | 0 | 4.5471e-07 | 5.3827e-07 | 4.9109e-07 | 0 | 4.9109e-07 | 8.3212e-07 | 0 | 8.3212e-07 | 4.638e-07 | 0 | 4.638e-07 | [17 empty] | 7.3.3.17.5 (Remote Grid) Updates to grid topology to minimize risk of ignition in HFTDs Remote GridWLDFRWire-to-wire contactAggregated | WLDFR | HFTD - Distribution - Tier 2 - 4QU CoRE ¦ 1QU LoRE | Non-Red Flag Warning - Catastrophic Fires | Wire-to-wire contact | Aggregated | 2044 | 2.3817e-07 | 772.1066 | 0.00018389 | 2044 | Mitigation | 0.95 | 45 | 0 | esc | 0.00097009 | 2.3104e-10 | 0.00097009 | 2.3104e-10
[79 empty] | WLDFR | HFTD - Distribution - Tier 3 - 5QU CoRE ¦ 3QU LoRE | Seismic - Red Flag Warning - Catastrophic Fires | 2064 | 1.4448e-11 | 31471.2268 | 690.4653 | 19927.4643 | 10853.2973 | 0 | 3.9557e-08 | 4.5471e-07 | 0 | 4.5471e-07 | 5.3827e-07 | 4.9109e-07 | 0 | 4.9109e-07 | 8.3212e-07 | 0 | 8.3212e-07 | 4.638e-07 | 0 | 4.638e-07 | [17 empty] | 7.3.3.17.5 (Remote Grid) Updates to grid topology to minimize risk of ignition in HFTDs Remote GridWLDFRWire-to-wire contactAggregated | WLDFR | HFTD - Distribution - Tier 2 - 4QU CoRE ¦ 1QU LoRE | Non-Red Flag Warning - Catastrophic Fires | Wire-to-wire contact | Aggregated | 2045 | 2.3817e-07 | 772.1066 | 0.00018389 | 2045 | Mitigation | 0.95 | 45 | 0 | esc | 0.00097009 | 2.3104e-10 | 0.00097009 | 2.3104e-10
[79 empty] | WLDFR | HFTD - Distribution - Tier 3 - 5QU CoRE ¦ 3QU LoRE | Seismic - Red Flag Warning - Catastrophic Fires | 2065 | 1.4448e-11 | 31471.2268 | 690.4653 | 19927.4643 | 10853.2973 | 0 | 3.9557e-08 | 4.5471e-07 | 0 | 4.5471e-07 | 5.3827e-07 | 4.9109e-07 | 0 | 4.9109e-07 | 8.3212e-07 | 0 | 8.3212e-07 | 4.638e-07 | 0 | 4.638e-07 | [17 empty] | 7.3.3.17.5 (Remote Grid) Updates to grid topology to minimize risk of ignition in HFTDs Remote GridWLDFRWire-to-wire contactAggregated | WLDFR | HFTD - Distribution - Tier 2 - 4QU CoRE ¦ 1QU LoRE | Non-Red Flag Warning - Catastrophic Fires | Wire-to-wire contact | Aggregated | 2046 | 2.3817e-07 | 772.1066 | 0.00018389 | 2046 | Mitigation | 0.95 | 45 | 0 | esc | 0.00097009 | 2.3104e-10 | 0.00097009 | 2.3104e-10
[79 empty] | WLDFR | HFTD - Distribution - Tier 3 - 5QU CoRE ¦ 3QU LoRE | Seismic - Red Flag Warning - Catastrophic Fires | 2066 | 1.4448e-11 | 31471.2268 | 690.4653 | 19927.4643 | 10853.2973 | 0 | 3.9557e-08 | 4.5471e-07 | 0 | 4.5471e-07 | 5.3827e-07 | 4.9109e-07 | 0 | 4.9109e-07 | 8.3212e-07 | 0 | 8.3212e-07 | 4.638e-07 | 0 | 4.638e-07 | [17 empty] | 7.3.3.17.5 (Remote Grid) Updates to grid topology to minimize risk of ignition in HFTDs Remote GridWLDFRWire-to-wire contactAggregated | WLDFR | HFTD - Distribution - Tier 2 - 4QU CoRE ¦ 1QU LoRE | Non-Red Flag Warning - Catastrophic Fires | Wire-to-wire contact | Aggregated | 2047 | 2.3817e-07 | 772.1066 | 0.00018389 | 2047 | Mitigation | 0.95 | 45 | 0 | esc | 0.00097009 | 2.3104e-10 | 0.00097009 | 2.3104e-10
[79 empty] | WLDFR | HFTD - Distribution - Tier 3 - 5QU CoRE ¦ 4QU LoRE | Non-Red Flag Warning - Catastrophic Fires | 2022 | 1.8705e-11 | 14146.1306 | 222.2294 | 8585.7228 | 5338.1784 | 0 | 5.1212e-08 | 2.6461e-07 | 0 | 2.6461e-07 | 1.6651e-08 | 5.1495e-07 | 0 | 5.1495e-07 | 8.7256e-07 | 0 | 8.7256e-07 | 4.8635e-07 | 0 | 4.8635e-07 | [17 empty] | 7.3.3.17.5 (Remote Grid) Updates to grid topology to minimize risk of ignition in HFTDs Remote GridWLDFRWire-to-wire contactAggregated | WLDFR | HFTD - Distribution - Tier 2 - 4QU CoRE ¦ 1QU LoRE | Non-Red Flag Warning - Catastrophic Fires | Wire-to-wire contact | Aggregated | 2048 | 2.3817e-07 | 772.1066 | 0.00018389 | 2048 | Mitigation | 0.95 | 45 | 0 | esc | 0.00097009 | 2.3104e-10 | 0.00097009 | 2.3104e-10
[79 empty] | WLDFR | HFTD - Distribution - Tier 3 - 5QU CoRE ¦ 4QU LoRE | Non-Red Flag Warning - Catastrophic Fires | 2023 | 1.8705e-11 | 14664.6376 | 233.2301 | 8896.516 | 5534.8915 | 0 | 5.1212e-08 | 2.7431e-07 | 0 | 2.7431e-07 | 1.7396e-08 | 5.1495e-07 | 0 | 5.1495e-07 | 8.7256e-07 | 0 | 8.7256e-07 | 4.8635e-07 | 0 | 4.8635e-07 | [17 empty] | 7.3.3.17.5 (Remote Grid) Updates to grid topology to minimize risk of ignition in HFTDs Remote GridWLDFRWire-to-wire contactAggregated | WLDFR | HFTD - Distribution - Tier 2 - 4QU CoRE ¦ 1QU LoRE | Non-Red Flag Warning - Catastrophic Fires | Wire-to-wire contact | Aggregated | 2049 | 2.3817e-07 | 772.1066 | 0.00018389 | 2049 | Mitigation | 0.95 | 45 | 0 | esc | 0.00097009 | 2.3104e-10 | 0.00097009 | 2.3104e-10
[79 empty] | WLDFR | HFTD - Distribution - Tier 3 - 5QU CoRE ¦ 4QU LoRE | Non-Red Flag Warning - Catastrophic Fires | 2024 | 1.8705e-11 | 14664.6376 | 233.2301 | 8896.516 | 5534.8915 | 0 | 5.1212e-08 | 2.7431e-07 | 0 | 2.7431e-07 | 1.7396e-08 | 5.1495e-07 | 0 | 5.1495e-07 | 8.7256e-07 | 0 | 8.7256e-07 | 4.8635e-07 | 0 | 4.8635e-07 | [17 empty] | 7.3.3.17.5 (Remote Grid) Updates to grid topology to minimize risk of ignition in HFTDs Remote GridWLDFRWire-to-wire contactAggregated | WLDFR | HFTD - Distribution - Tier 2 - 4QU CoRE ¦ 1QU LoRE | Non-Red Flag Warning - Catastrophic Fires | Wire-to-wire contact | Aggregated | 2050 | 2.3817e-07 | 772.1066 | 0.00018389 | 2050 | Mitigation | 0.95 | 45 | 0 | esc | 0.00097009 | 2.3104e-10 | 0.00097009 | 2.3104e-10
[79 empty] | WLDFR | HFTD - Distribution - Tier 3 - 5QU CoRE ¦ 4QU LoRE | Non-Red Flag Warning - Catastrophic Fires | 2025 | 1.8705e-11 | 14664.6376 | 233.2301 | 8896.516 | 5534.8915 | 0 | 5.1212e-08 | 2.7431e-07 | 0 | 2.7431e-07 | 1.7396e-08 | 5.1495e-07 | 0 | 5.1495e-07 | 8.7256e-07 | 0 | 8.7256e-07 | 4.8635e-07 | 0 | 4.8635e-07 | [17 empty] | 7.3.3.17.5 (Remote Grid) Updates to grid topology to minimize risk of ignition in HFTDs Remote GridWLDFRWire-to-wire contactAggregated | WLDFR | HFTD - Distribution - Tier 2 - 4QU CoRE ¦ 1QU LoRE | Non-Red Flag Warning - Catastrophic Fires | Wire-to-wire contact | Aggregated | 2051 | 2.3817e-07 | 772.1066 | 0.00018389 | 2051 | Mitigation | 0.95 | 45 | 0 | esc | 0.00097009 | 2.3104e-10 | 0.00097009 | 2.3104e-10
[79 empty] | WLDFR | HFTD - Distribution - Tier 3 - 5QU CoRE ¦ 4QU LoRE | Non-Red Flag Warning - Catastrophic Fires | 2026 | 1.8705e-11 | 14664.6376 | 233.2301 | 8896.516 | 5534.8915 | 0 | 5.1212e-08 | 2.7431e-07 | 0 | 2.7431e-07 | 1.7396e-08 | 5.1495e-07 | 0 | 5.1495e-07 | 8.7256e-07 | 0 | 8.7256e-07 | 4.8635e-07 | 0 | 4.8635e-07 | [17 empty] | 7.3.3.17.5 (Remote Grid) Updates to grid topology to minimize risk of ignition in HFTDs Remote GridWLDFRWire-to-wire contactAggregated | WLDFR | HFTD - Distribution - Tier 2 - 4QU CoRE ¦ 1QU LoRE | Non-Red Flag Warning - Catastrophic Fires | Wire-to-wire contact | Aggregated | 2052 | 2.3817e-07 | 772.1066 | 0.00018389 | 2052 | Mitigation | 0.95 | 45 | 0 | esc | 0.00097009 | 2.3104e-10 | 0.00097009 | 2.3104e-10
[79 empty] | WLDFR | HFTD - Distribution - Tier 3 - 5QU CoRE ¦ 4QU LoRE | Non-Red Flag Warning - Catastrophic Fires | 2027 | 1.8705e-11 | 14664.6376 | 233.2301 | 8896.516 | 5534.8915 | 0 | 5.1212e-08 | 2.7431e-07 | 0 | 2.7431e-07 | 1.7396e-08 | 5.3961e-07 | 0 | 5.3961e-07 | 9.1434e-07 | 0 | 9.1434e-07 | 5.0963e-07 | 0 | 5.0963e-07 | [17 empty] | 7.3.3.17.5 (Remote Grid) Updates to grid topology to minimize risk of ignition in HFTDs Remote GridWLDFRWire-to-wire contactAggregated | WLDFR | HFTD - Distribution - Tier 2 - 4QU CoRE ¦ 1QU LoRE | Non-Red Flag Warning - Catastrophic Fires | Wire-to-wire contact | Aggregated | 2053 | 2.3817e-07 | 772.1066 | 0.00018389 | 2053 | Mitigation | 0.95 | 45 | 0 | esc | 0.00097009 | 2.3104e-10 | 0.00097009 | 2.3104e-10
[79 empty] | WLDFR | HFTD - Distribution - Tier 3 - 5QU CoRE ¦ 4QU LoRE | Non-Red Flag Warning - Catastrophic Fires | 2028 | 1.8705e-11 | 15317.9909 | 247.273 | 9287.6491 | 5783.0689 | 0 | 5.1212e-08 | 2.8653e-07 | 0 | 2.8653e-07 | 1.8355e-08 | 5.3961e-07 | 0 | 5.3961e-07 | 9.1434e-07 | 0 | 9.1434e-07 | 5.0963e-07 | 0 | 5.0963e-07 | [17 empty] | 7.3.3.17.5 (Remote Grid) Updates to grid topology to minimize risk of ignition in HFTDs Remote GridWLDFRWire-to-wire contactAggregated | WLDFR | HFTD - Distribution - Tier 2 - 4QU CoRE ¦ 1QU LoRE | Non-Red Flag Warning - Catastrophic Fires | Wire-to-wire contact | Aggregated | 2054 | 2.3817e-07 | 772.1066 | 0.00018389 | 2054 | Mitigation | 0.95 | 45 | 0 | esc | 0.00097009 | 2.3104e-10 | 0.00097009 | 2.3104e-10
[79 empty] | WLDFR | HFTD - Distribution - Tier 3 - 5QU CoRE ¦ 4QU LoRE | Non-Red Flag Warning - Catastrophic Fires | 2029 | 1.8705e-11 | 15317.9909 | 247.273 | 9287.6491 | 5783.0689 | 0 | 5.1212e-08 | 2.8653e-07 | 0 | 2.8653e-07 | 1.8355e-08 | 5.3961e-07 | 0 | 5.3961e-07 | 9.1434e-07 | 0 | 9.1434e-07 | 5.0963e-07 | 0 | 5.0963e-07 | [17 empty] | 7.3.3.17.5 (Remote Grid) Updates to grid topology to minimize risk of ignition in HFTDs Remote GridWLDFRWire-to-wire contactAggregated | WLDFR | HFTD - Distribution - Tier 2 - 4QU CoRE ¦ 1QU LoRE | Non-Red Flag Warning - Catastrophic Fires | Wire-to-wire contact | Aggregated | 2055 | 2.3817e-07 | 772.1066 | 0.00018389 | 2055 | Mitigation | 0.95 | 45 | 0 | esc | 0.00097009 | 2.3104e-10 | 0.00097009 | 2.3104e-10
[79 empty] | WLDFR | HFTD - Distribution - Tier 3 - 5QU CoRE ¦ 4QU LoRE | Non-Red Flag Warning - Catastrophic Fires | 2030 | 1.8705e-11 | 15317.9909 | 247.273 | 9287.6491 | 5783.0689 | 0 | 5.1212e-08 | 2.8653e-07 | 0 | 2.8653e-07 | 1.8355e-08 | 5.3961e-07 | 0 | 5.3961e-07 | 9.1434e-07 | 0 | 9.1434e-07 | 5.0963e-07 | 0 | 5.0963e-07 | [17 empty] | 7.3.3.17.5 (Remote Grid) Updates to grid topology to minimize risk of ignition in HFTDs Remote GridWLDFRWire-to-wire contactAggregated | WLDFR | HFTD - Distribution - Tier 2 - 4QU CoRE ¦ 1QU LoRE | Non-Red Flag Warning - Catastrophic Fires | Wire-to-wire contact | Aggregated | 2056 | 2.3817e-07 | 772.1066 | 0.00018389 | 2056 | Mitigation | 0.95 | 45 | 0 | esc | 0.00097009 | 2.3104e-10 | 0.00097009 | 2.3104e-10
[79 empty] | WLDFR | HFTD - Distribution - Tier 3 - 5QU CoRE ¦ 4QU LoRE | Non-Red Flag Warning - Catastrophic Fires | 2031 | 1.8705e-11 | 15317.9909 | 247.273 | 9287.6491 | 5783.0689 | 0 | 5.1212e-08 | 2.8653e-07 | 0 | 2.8653e-07 | 1.8355e-08 | 5.3961e-07 | 0 | 5.3961e-07 | 9.1434e-07 | 0 | 9.1434e-07 | 5.0963e-07 | 0 | 5.0963e-07 | [17 empty] | 7.3.3.17.5 (Remote Grid) Updates to grid topology to minimize risk of ignition in HFTDs Remote GridWLDFRWire-to-wire contactAggregated | WLDFR | HFTD - Distribution - Tier 2 - 4QU CoRE ¦ 1QU LoRE | Non-Red Flag Warning - Catastrophic Fires | Wire-to-wire contact | Aggregated | 2057 | 2.3817e-07 | 772.1066 | 0.00018389 | 2057 | Mitigation | 0.95 | 45 | 0 | esc | 0.00097009 | 2.3104e-10 | 0.00097009 | 2.3104e-10
[79 empty] | WLDFR | HFTD - Distribution - Tier 3 - 5QU CoRE ¦ 4QU LoRE | Non-Red Flag Warning - Catastrophic Fires | 2032 | 1.8705e-11 | 15317.9909 | 247.273 | 9287.6491 | 5783.0689 | 0 | 5.1212e-08 | 2.8653e-07 | 0 | 2.8653e-07 | 1.8355e-08 | 5.6475e-07 | 0 | 5.6475e-07 | 9.5694e-07 | 0 | 9.5694e-07 | 5.3338e-07 | 0 | 5.3338e-07 | [17 empty] | 7.3.3.17.5 (Remote Grid) Updates to grid topology to minimize risk of ignition in HFTDs Remote GridWLDFRWire-to-wire contactAggregated | WLDFR | HFTD - Distribution - Tier 2 - 4QU CoRE ¦ 1QU LoRE | Non-Red Flag Warning - Catastrophic Fires | Wire-to-wire contact | Aggregated | 2058 | 2.3817e-07 | 772.1066 | 0.00018389 | 2058 | Mitigation | 0.95 | 45 | 0 | esc | 0.00097009 | 2.3104e-10 | 0.00097009 | 2.3104e-10
[79 empty] | WLDFR | HFTD - Distribution - Tier 3 - 5QU CoRE ¦ 4QU LoRE | Non-Red Flag Warning - Catastrophic Fires | 2033 | 1.8705e-11 | 16044.1264 | 263.1074 | 9721.74 | 6059.2791 | 0 | 5.1212e-08 | 3.0011e-07 | 0 | 3.0011e-07 | 1.9446e-08 | 5.6475e-07 | 0 | 5.6475e-07 | 9.5694e-07 | 0 | 9.5694e-07 | 5.3338e-07 | 0 | 5.3338e-07 | [17 empty] | 7.3.3.17.5 (Remote Grid) Updates to grid topology to minimize risk of ignition in HFTDs Remote GridWLDFRWire-to-wire contactAggregated | WLDFR | HFTD - Distribution - Tier 2 - 4QU CoRE ¦ 1QU LoRE | Non-Red Flag Warning - Catastrophic Fires | Wire-to-wire contact | Aggregated | 2059 | 2.3817e-07 | 772.1066 | 0.00018389 | 2059 | Mitigation | 0.95 | 45 | 0 | esc | 0.00097009 | 2.3104e-10 | 0.00097009 | 2.3104e-10
[79 empty] | WLDFR | HFTD - Distribution - Tier 3 - 5QU CoRE ¦ 4QU LoRE | Non-Red Flag Warning - Catastrophic Fires | 2034 | 1.8705e-11 | 16044.1264 | 263.1074 | 9721.74 | 6059.2791 | 0 | 5.1212e-08 | 3.0011e-07 | 0 | 3.0011e-07 | 1.9446e-08 | 5.6475e-07 | 0 | 5.6475e-07 | 9.5694e-07 | 0 | 9.5694e-07 | 5.3338e-07 | 0 | 5.3338e-07 | [17 empty] | 7.3.3.17.5 (Remote Grid) Updates to grid topology to minimize risk of ignition in HFTDs Remote GridWLDFRWire-to-wire contactAggregated | WLDFR | HFTD - Distribution - Tier 2 - 4QU CoRE ¦ 1QU LoRE | Non-Red Flag Warning - Catastrophic Fires | Wire-to-wire contact | Aggregated | 2060 | 2.3817e-07 | 772.1066 | 0.00018389 | 2060 | Mitigation | 0.95 | 45 | 0 | esc | 0.00097009 | 2.3104e-10 | 0.00097009 | 2.3104e-10
[79 empty] | WLDFR | HFTD - Distribution - Tier 3 - 5QU CoRE ¦ 4QU LoRE | Non-Red Flag Warning - Catastrophic Fires | 2035 | 1.8705e-11 | 16044.1264 | 263.1074 | 9721.74 | 6059.2791 | 0 | 5.1212e-08 | 3.0011e-07 | 0 | 3.0011e-07 | 1.9446e-08 | 5.6475e-07 | 0 | 5.6475e-07 | 9.5694e-07 | 0 | 9.5694e-07 | 5.3338e-07 | 0 | 5.3338e-07 | [17 empty] | 7.3.3.17.5 (Remote Grid) Updates to grid topology to minimize risk of ignition in HFTDs Remote GridWLDFRWire-to-wire contactAggregated | WLDFR | HFTD - Distribution - Tier 2 - 4QU CoRE ¦ 1QU LoRE | Non-Red Flag Warning - Catastrophic Fires | Wire-to-wire contact | Aggregated | 2061 | 2.3817e-07 | 772.1066 | 0.00018389 | 2061 | Mitigation | 0.95 | 45 | 0 | esc | 0.00097009 | 2.3104e-10 | 0.00097009 | 2.3104e-10
[79 empty] | WLDFR | HFTD - Distribution - Tier 3 - 5QU CoRE ¦ 4QU LoRE | Non-Red Flag Warning - Catastrophic Fires | 2036 | 1.8705e-11 | 16044.1264 | 263.1074 | 9721.74 | 6059.2791 | 0 | 5.1212e-08 | 3.0011e-07 | 0 | 3.0011e-07 | 1.9446e-08 | 5.6475e-07 | 0 | 5.6475e-07 | 9.5694e-07 | 0 | 9.5694e-07 | 5.3338e-07 | 0 | 5.3338e-07 | [17 empty] | 7.3.3.17.5 (Remote Grid) Updates to grid topology to minimize risk of ignition in HFTDs Remote GridWLDFRWire-to-wire contactAggregated | WLDFR | HFTD - Distribution - Tier 2 - 4QU CoRE ¦ 1QU LoRE | Non-Red Flag Warning - Catastrophic Fires | Wire-to-wire contact | Aggregated | 2062 | 2.3817e-07 | 772.1066 | 0.00018389 | 2062 | Mitigation | 0.95 | 45 | 0 | esc | 0.00097009 | 2.3104e-10 | 0.00097009 | 2.3104e-10
[79 empty] | WLDFR | HFTD - Distribution - Tier 3 - 5QU CoRE ¦ 4QU LoRE | Non-Red Flag Warning - Catastrophic Fires | 2037 | 1.8705e-11 | 16044.1264 | 263.1074 | 9721.74 | 6059.2791 | 0 | 5.1212e-08 | 3.0011e-07 | 0 | 3.0011e-07 | 1.9446e-08 | 5.9007e-07 | 0 | 5.9007e-07 | 9.9985e-07 | 0 | 9.9985e-07 | 5.5729e-07 | 0 | 5.5729e-07 | [17 empty] | 7.3.3.17.5 (Remote Grid) Updates to grid topology to minimize risk of ignition in HFTDs Remote GridWLDFRWire-to-wire contactAggregated | WLDFR | HFTD - Distribution - Tier 2 - 4QU CoRE ¦ 1QU LoRE | Non-Red Flag Warning - Catastrophic Fires | Wire-to-wire contact | Aggregated | 2063 | 2.3817e-07 | 772.1066 | 0.00018389 | 2063 | Mitigation | 0.95 | 45 | 0 | esc | 0.00097009 | 2.3104e-10 | 0.00097009 | 2.3104e-10
[79 empty] | WLDFR | HFTD - Distribution - Tier 3 - 5QU CoRE ¦ 4QU LoRE | Non-Red Flag Warning - Catastrophic Fires | 2038 | 1.8705e-11 | 16832.3912 | 280.5544 | 10192.2718 | 6359.5651 | 0 | 5.1212e-08 | 3.1486e-07 | 0 | 3.1486e-07 | 2.0661e-08 | 5.9007e-07 | 0 | 5.9007e-07 | 9.9985e-07 | 0 | 9.9985e-07 | 5.5729e-07 | 0 | 5.5729e-07 | [17 empty] | 7.3.3.17.5 (Remote Grid) Updates to grid topology to minimize risk of ignition in HFTDs Remote GridWLDFRWire-to-wire contactAggregated | WLDFR | HFTD - Distribution - Tier 2 - 4QU CoRE ¦ 1QU LoRE | Non-Red Flag Warning - Catastrophic Fires | Wire-to-wire contact | Aggregated | 2064 | 2.3817e-07 | 772.1066 | 0.00018389 | 2064 | Mitigation | 0.95 | 45 | 0 | esc | 0.00097009 | 2.3104e-10 | 0.00097009 | 2.3104e-10
[79 empty] | WLDFR | HFTD - Distribution - Tier 3 - 5QU CoRE ¦ 4QU LoRE | Non-Red Flag Warning - Catastrophic Fires | 2039 | 1.8705e-11 | 16832.3912 | 280.5544 | 10192.2718 | 6359.5651 | 0 | 5.1212e-08 | 3.1486e-07 | 0 | 3.1486e-07 | 2.0661e-08 | 5.9007e-07 | 0 | 5.9007e-07 | 9.9985e-07 | 0 | 9.9985e-07 | 5.5729e-07 | 0 | 5.5729e-07 | [17 empty] | 7.3.3.17.5 (Remote Grid) Updates to grid topology to minimize risk of ignition in HFTDs Remote GridWLDFRWire-to-wire contactAggregated | WLDFR | HFTD - Distribution - Tier 2 - 4QU CoRE ¦ 1QU LoRE | Non-Red Flag Warning - Catastrophic Fires | Wire-to-wire contact | Aggregated | 2065 | 2.3817e-07 | 772.1066 | 0.00018389 | 2065 | Mitigation | 0.95 | 45 | 0 | esc | 0.00097009 | 2.3104e-10 | 0.00097009 | 2.3104e-10
[79 empty] | WLDFR | HFTD - Distribution - Tier 3 - 5QU CoRE ¦ 4QU LoRE | Non-Red Flag Warning - Catastrophic Fires | 2040 | 1.8705e-11 | 16832.3912 | 280.5544 | 10192.2718 | 6359.5651 | 0 | 5.1212e-08 | 3.1486e-07 | 0 | 3.1486e-07 | 2.0661e-08 | 0 | 0 | 0 | 9.9985e-07 | 0 | 9.9985e-07 | 5.5729e-07 | 0 | 5.5729e-07 | [17 empty] | 7.3.3.17.5 (Remote Grid) Updates to grid topology to minimize risk of ignition in HFTDs Remote GridWLDFRWire-to-wire contactAggregated | WLDFR | HFTD - Distribution - Tier 2 - 4QU CoRE ¦ 1QU LoRE | Non-Red Flag Warning - Catastrophic Fires | Wire-to-wire contact | Aggregated | 2066 | 2.3817e-07 | 772.1066 | 0.00018389 | 2066 | Mitigation | 0.95 | 45 | 0 | esc | 0.00097009 | 2.3104e-10 | 0.00097009 | 2.3104e-10
[79 empty] | WLDFR | HFTD - Distribution - Tier 3 - 5QU CoRE ¦ 4QU LoRE | Non-Red Flag Warning - Catastrophic Fires | 2041 | 1.8705e-11 | 16832.3912 | 280.5544 | 10192.2718 | 6359.5651 | 0 | 5.1212e-08 | 3.1486e-07 | 0 | 3.1486e-07 | 2.0661e-08 | 0 | 0 | 0 | 0 | 0 | 0 | 5.5729e-07 | 0 | 5.5729e-07 | [17 empty] | 7.3.3.17.5 (Remote Grid) Updates to grid topology to minimize risk of ignition in HFTDs Remote GridWLDFRWire-to-wire contactAggregated | WLDFR | HFTD - Distribution - Tier 2 - 4QU CoRE ¦ 1QU LoRE | Non-Red Flag Warning - Catastrophic Fires | Wire-to-wire contact | Aggregated | 2067 | 2.3817e-07 | 772.1066 | 0.00018389 | 2067 | Mitigation | 0.95 | 45 | 0 | esc | 0 | 0 | 0.00097009 | 2.3104e-10
[79 empty] | WLDFR | HFTD - Distribution - Tier 3 - 5QU CoRE ¦ 4QU LoRE | Non-Red Flag Warning - Catastrophic Fires | 2042 | 1.8705e-11 | 16832.3912 | 280.5544 | 10192.2718 | 6359.5651 | 0 | 5.1212e-08 | 3.1486e-07 | 0 | 3.1486e-07 | 2.0661e-08 | 6.0896e-07 | 0 | 6.0896e-07 | 0 | 0 | 0 | 0 | 0 | 0 | [17 empty] | 7.3.3.17.5 (Remote Grid) Updates to grid topology to minimize risk of ignition in HFTDs Remote GridWLDFRContact from objectAggregated | WLDFR | HFTD - Distribution - Tier 2 - 4QU CoRE ¦ 1QU LoRE | Non-Red Flag Warning - Destructive Fires | Contact from object | Aggregated | 2022 | 4.3137e-07 | 772.1066 | 0.00033306 | 2022 | Mitigation | 0.95 | 45 | 0 | esc | 0.00097009 | 4.1846e-10 | 0 | 0
[79 empty] | WLDFR | HFTD - Distribution - Tier 3 - 5QU CoRE ¦ 4QU LoRE | Non-Red Flag Warning - Catastrophic Fires | 2043 | 1.8705e-11 | 17672.0852 | 299.42 | 10692.7362 | 6679.929 | 0 | 5.1212e-08 | 3.3056e-07 | 0 | 3.3056e-07 | 2.199e-08 | 6.256e-07 | 0 | 6.256e-07 | 1.0601e-06 | 0 | 1.0601e-06 | 0 | 0 | 0 | [17 empty] | 7.3.3.17.5 (Remote Grid) Updates to grid topology to minimize risk of ignition in HFTDs Remote GridWLDFRContact from objectAggregated | WLDFR | HFTD - Distribution - Tier 2 - 4QU CoRE ¦ 1QU LoRE | Non-Red Flag Warning - Destructive Fires | Contact from object | Aggregated | 2023 | 4.3137e-07 | 772.1066 | 0.00033306 | 2023 | Mitigation | 0.95 | 45 | 0 | esc | 0.00097009 | 4.1846e-10 | 0.00097009 | 4.1846e-10
[79 empty] | WLDFR | HFTD - Distribution - Tier 3 - 5QU CoRE ¦ 4QU LoRE | Non-Red Flag Warning - Catastrophic Fires | 2044 | 1.8705e-11 | 17672.0852 | 299.42 | 10692.7362 | 6679.929 | 0 | 5.1212e-08 | 3.3056e-07 | 0 | 3.3056e-07 | 2.199e-08 | 6.4853e-07 | 0 | 6.4853e-07 | 1.0989e-06 | 0 | 1.0989e-06 | 6.125e-07 | 0 | 6.125e-07 | [17 empty] | 7.3.3.17.5 (Remote Grid) Updates to grid topology to minimize risk of ignition in HFTDs Remote GridWLDFRContact from objectAggregated | WLDFR | HFTD - Distribution - Tier 2 - 4QU CoRE ¦ 1QU LoRE | Non-Red Flag Warning - Destructive Fires | Contact from object | Aggregated | 2024 | 4.3137e-07 | 772.1066 | 0.00033306 | 2024 | Mitigation | 0.95 | 45 | 0 | esc | 0.00097009 | 4.1846e-10 | 0.00097009 | 4.1846e-10
[79 empty] | WLDFR | HFTD - Distribution - Tier 3 - 5QU CoRE ¦ 4QU LoRE | Non-Red Flag Warning - Catastrophic Fires | 2045 | 1.8705e-11 | 17672.0852 | 299.42 | 10692.7362 | 6679.929 | 0 | 5.1212e-08 | 3.3056e-07 | 0 | 3.3056e-07 | 2.199e-08 | 6.4853e-07 | 0 | 6.4853e-07 | 1.0989e-06 | 0 | 1.0989e-06 | 6.125e-07 | 0 | 6.125e-07 | [17 empty] | 7.3.3.17.5 (Remote Grid) Updates to grid topology to minimize risk of ignition in HFTDs Remote GridWLDFRContact from objectAggregated | WLDFR | HFTD - Distribution - Tier 2 - 4QU CoRE ¦ 1QU LoRE | Non-Red Flag Warning - Destructive Fires | Contact from object | Aggregated | 2025 | 4.3137e-07 | 772.1066 | 0.00033306 | 2025 | Mitigation | 0.95 | 45 | 0 | esc | 0.00097009 | 4.1846e-10 | 0.00097009 | 4.1846e-10
[79 empty] | WLDFR | HFTD - Distribution - Tier 3 - 5QU CoRE ¦ 4QU LoRE | Non-Red Flag Warning - Catastrophic Fires | 2046 | 1.8705e-11 | 17672.0852 | 299.42 | 10692.7362 | 6679.929 | 0 | 5.1212e-08 | 3.3056e-07 | 0 | 3.3056e-07 | 2.199e-08 | 6.4853e-07 | 0 | 6.4853e-07 | 1.0989e-06 | 0 | 1.0989e-06 | 6.125e-07 | 0 | 6.125e-07 | [17 empty] | 7.3.3.17.5 (Remote Grid) Updates to grid topology to minimize risk of ignition in HFTDs Remote GridWLDFRContact from objectAggregated | WLDFR | HFTD - Distribution - Tier 2 - 4QU CoRE ¦ 1QU LoRE | Non-Red Flag Warning - Destructive Fires | Contact from object | Aggregated | 2026 | 4.3137e-07 | 772.1066 | 0.00033306 | 2026 | Mitigation | 0.95 | 45 | 0 | esc | 0.00097009 | 4.1846e-10 | 0.00097009 | 4.1846e-10
[79 empty] | WLDFR | HFTD - Distribution - Tier 3 - 5QU CoRE ¦ 4QU LoRE | Non-Red Flag Warning - Catastrophic Fires | 2047 | 1.8705e-11 | 17672.0852 | 299.42 | 10692.7362 | 6679.929 | 0 | 5.1212e-08 | 3.3056e-07 | 0 | 3.3056e-07 | 2.199e-08 | 6.4853e-07 | 0 | 6.4853e-07 | 1.0989e-06 | 0 | 1.0989e-06 | 6.125e-07 | 0 | 6.125e-07 | [17 empty] | 7.3.3.17.5 (Remote Grid) Updates to grid topology to minimize risk of ignition in HFTDs Remote GridWLDFRContact from objectAggregated | WLDFR | HFTD - Distribution - Tier 2 - 4QU CoRE ¦ 1QU LoRE | Non-Red Flag Warning - Destructive Fires | Contact from object | Aggregated | 2027 | 4.3137e-07 | 772.1066 | 0.00033306 | 2027 | Mitigation | 0.95 | 45 | 0 | esc | 0.00097009 | 4.1846e-10 | 0.00097009 | 4.1846e-10
[79 empty] | WLDFR | HFTD - Distribution - Tier 3 - 5QU CoRE ¦ 4QU LoRE | Non-Red Flag Warning - Catastrophic Fires | 2048 | 1.8705e-11 | 18552.3348 | 319.4911 | 11216.5626 | 7016.281 | 0 | 5.1212e-08 | 3.4703e-07 | 0 | 3.4703e-07 | 2.3421e-08 | 6.4853e-07 | 0 | 6.4853e-07 | 1.0989e-06 | 0 | 1.0989e-06 | 6.125e-07 | 0 | 6.125e-07 | [17 empty] | 7.3.3.17.5 (Remote Grid) Updates to grid topology to minimize risk of ignition in HFTDs Remote GridWLDFRContact from objectAggregated | WLDFR | HFTD - Distribution - Tier 2 - 4QU CoRE ¦ 1QU LoRE | Non-Red Flag Warning - Destructive Fires | Contact from object | Aggregated | 2028 | 4.3137e-07 | 772.1066 | 0.00033306 | 2028 | Mitigation | 0.95 | 45 | 0 | esc | 0.00097009 | 4.1846e-10 | 0.00097009 | 4.1846e-10
[79 empty] | WLDFR | HFTD - Distribution - Tier 3 - 5QU CoRE ¦ 4QU LoRE | Non-Red Flag Warning - Catastrophic Fires | 2049 | 1.8705e-11 | 18552.3348 | 319.4911 | 11216.5626 | 7016.281 | 0 | 5.1212e-08 | 3.4703e-07 | 0 | 3.4703e-07 | 2.3421e-08 | 6.7743e-07 | 0 | 6.7743e-07 | 1.1479e-06 | 0 | 1.1479e-06 | 6.3979e-07 | 0 | 6.3979e-07 | [17 empty] | 7.3.3.17.5 (Remote Grid) Updates to grid topology to minimize risk of ignition in HFTDs Remote GridWLDFRContact from objectAggregated | WLDFR | HFTD - Distribution - Tier 2 - 4QU CoRE ¦ 1QU LoRE | Non-Red Flag Warning - Destructive Fires | Contact from object | Aggregated | 2029 | 4.3137e-07 | 772.1066 | 0.00033306 | 2029 | Mitigation | 0.95 | 45 | 0 | esc | 0.00097009 | 4.1846e-10 | 0.00097009 | 4.1846e-10
[79 empty] | WLDFR | HFTD - Distribution - Tier 3 - 5QU CoRE ¦ 4QU LoRE | Non-Red Flag Warning - Catastrophic Fires | 2050 | 1.8705e-11 | 18552.3348 | 319.4911 | 11216.5626 | 7016.281 | 0 | 5.1212e-08 | 3.4703e-07 | 0 | 3.4703e-07 | 2.3421e-08 | 6.7743e-07 | 0 | 6.7743e-07 | 1.1479e-06 | 0 | 1.1479e-06 | 6.3979e-07 | 0 | 6.3979e-07 | [17 empty] | 7.3.3.17.5 (Remote Grid) Updates to grid topology to minimize risk of ignition in HFTDs Remote GridWLDFRContact from objectAggregated | WLDFR | HFTD - Distribution - Tier 2 - 4QU CoRE ¦ 1QU LoRE | Non-Red Flag Warning - Destructive Fires | Contact from object | Aggregated | 2030 | 4.3137e-07 | 772.1066 | 0.00033306 | 2030 | Mitigation | 0.95 | 45 | 0 | esc | 0.00097009 | 4.1846e-10 | 0.00097009 | 4.1846e-10
[79 empty] | WLDFR | HFTD - Distribution - Tier 3 - 5QU CoRE ¦ 4QU LoRE | Non-Red Flag Warning - Catastrophic Fires | 2051 | 1.8705e-11 | 18552.3348 | 319.4911 | 11216.5626 | 7016.281 | 0 | 5.1212e-08 | 3.4703e-07 | 0 | 3.4703e-07 | 2.3421e-08 | 6.7743e-07 | 0 | 6.7743e-07 | 1.1479e-06 | 0 | 1.1479e-06 | 6.3979e-07 | 0 | 6.3979e-07 | [17 empty] | 7.3.3.17.5 (Remote Grid) Updates to grid topology to minimize risk of ignition in HFTDs Remote GridWLDFRContact from objectAggregated | WLDFR | HFTD - Distribution - Tier 2 - 4QU CoRE ¦ 1QU LoRE | Non-Red Flag Warning - Destructive Fires | Contact from object | Aggregated | 2031 | 4.3137e-07 | 772.1066 | 0.00033306 | 2031 | Mitigation | 0.95 | 45 | 0 | esc | 0.00097009 | 4.1846e-10 | 0.00097009 | 4.1846e-10
[79 empty] | WLDFR | HFTD - Distribution - Tier 3 - 5QU CoRE ¦ 4QU LoRE | Non-Red Flag Warning - Catastrophic Fires | 2052 | 1.8705e-11 | 18552.3348 | 319.4911 | 11216.5626 | 7016.281 | 0 | 5.1212e-08 | 3.4703e-07 | 0 | 3.4703e-07 | 2.3421e-08 | 6.7743e-07 | 0 | 6.7743e-07 | 1.1479e-06 | 0 | 1.1479e-06 | 6.3979e-07 | 0 | 6.3979e-07 | [17 empty] | 7.3.3.17.5 (Remote Grid) Updates to grid topology to minimize risk of ignition in HFTDs Remote GridWLDFRContact from objectAggregated | WLDFR | HFTD - Distribution - Tier 2 - 4QU CoRE ¦ 1QU LoRE | Non-Red Flag Warning - Destructive Fires | Contact from object | Aggregated | 2032 | 4.3137e-07 | 772.1066 | 0.00033306 | 2032 | Mitigation | 0.95 | 45 | 0 | esc | 0.00097009 | 4.1846e-10 | 0.00097009 | 4.1846e-10
[79 empty] | WLDFR | HFTD - Distribution - Tier 3 - 5QU CoRE ¦ 4QU LoRE | Non-Red Flag Warning - Catastrophic Fires | 2053 | 1.8705e-11 | 19462.1283 | 340.5356 | 11757.1413 | 7364.4514 | 0 | 5.1212e-08 | 3.6405e-07 | 0 | 3.6405e-07 | 2.4943e-08 | 6.7743e-07 | 0 | 6.7743e-07 | 1.1479e-06 | 0 | 1.1479e-06 | 6.3979e-07 | 0 | 6.3979e-07 | [17 empty] | 7.3.3.17.5 (Remote Grid) Updates to grid topology to minimize risk of ignition in HFTDs Remote GridWLDFRContact from objectAggregated | WLDFR | HFTD - Distribution - Tier 2 - 4QU CoRE ¦ 1QU LoRE | Non-Red Flag Warning - Destructive Fires | Contact from object | Aggregated | 2033 | 4.3137e-07 | 772.1066 | 0.00033306 | 2033 | Mitigation | 0.95 | 45 | 0 | esc | 0.00097009 | 4.1846e-10 | 0.00097009 | 4.1846e-10
[79 empty] | WLDFR | HFTD - Distribution - Tier 3 - 5QU CoRE ¦ 4QU LoRE | Non-Red Flag Warning - Catastrophic Fires | 2054 | 1.8705e-11 | 19462.1283 | 340.5356 | 11757.1413 | 7364.4514 | 0 | 5.1212e-08 | 3.6405e-07 | 0 | 3.6405e-07 | 2.4943e-08 | 7.0954e-07 | 0 | 7.0954e-07 | 1.2023e-06 | 0 | 1.2023e-06 | 6.7012e-07 | 0 | 6.7012e-07 | [17 empty] | 7.3.3.17.5 (Remote Grid) Updates to grid topology to minimize risk of ignition in HFTDs Remote GridWLDFRContact from objectAggregated | WLDFR | HFTD - Distribution - Tier 2 - 4QU CoRE ¦ 1QU LoRE | Non-Red Flag Warning - Destructive Fires | Contact from object | Aggregated | 2034 | 4.3137e-07 | 772.1066 | 0.00033306 | 2034 | Mitigation | 0.95 | 45 | 0 | esc | 0.00097009 | 4.1846e-10 | 0.00097009 | 4.1846e-10
[79 empty] | WLDFR | HFTD - Distribution - Tier 3 - 5QU CoRE ¦ 4QU LoRE | Non-Red Flag Warning - Catastrophic Fires | 2055 | 1.8705e-11 | 19462.1283 | 340.5356 | 11757.1413 | 7364.4514 | 0 | 5.1212e-08 | 3.6405e-07 | 0 | 3.6405e-07 | 2.4943e-08 | 7.0954e-07 | 0 | 7.0954e-07 | 1.2023e-06 | 0 | 1.2023e-06 | 6.7012e-07 | 0 | 6.7012e-07 | [17 empty] | 7.3.3.17.5 (Remote Grid) Updates to grid topology to minimize risk of ignition in HFTDs Remote GridWLDFRContact from objectAggregated | WLDFR | HFTD - Distribution - Tier 2 - 4QU CoRE ¦ 1QU LoRE | Non-Red Flag Warning - Destructive Fires | Contact from object | Aggregated | 2035 | 4.3137e-07 | 772.1066 | 0.00033306 | 2035 | Mitigation | 0.95 | 45 | 0 | esc | 0.00097009 | 4.1846e-10 | 0.00097009 | 4.1846e-10
[79 empty] | WLDFR | HFTD - Distribution - Tier 3 - 5QU CoRE ¦ 4QU LoRE | Non-Red Flag Warning - Catastrophic Fires | 2056 | 1.8705e-11 | 19462.1283 | 340.5356 | 11757.1413 | 7364.4514 | 0 | 5.1212e-08 | 3.6405e-07 | 0 | 3.6405e-07 | 2.4943e-08 | 7.0954e-07 | 0 | 7.0954e-07 | 1.2023e-06 | 0 | 1.2023e-06 | 6.7012e-07 | 0 | 6.7012e-07 | [17 empty] | 7.3.3.17.5 (Remote Grid) Updates to grid topology to minimize risk of ignition in HFTDs Remote GridWLDFRContact from objectAggregated | WLDFR | HFTD - Distribution - Tier 2 - 4QU CoRE ¦ 1QU LoRE | Non-Red Flag Warning - Destructive Fires | Contact from object | Aggregated | 2036 | 4.3137e-07 | 772.1066 | 0.00033306 | 2036 | Mitigation | 0.95 | 45 | 0 | esc | 0.00097009 | 4.1846e-10 | 0.00097009 | 4.1846e-10
[79 empty] | WLDFR | HFTD - Distribution - Tier 3 - 5QU CoRE ¦ 4QU LoRE | Non-Red Flag Warning - Catastrophic Fires | 2057 | 1.8705e-11 | 19462.1283 | 340.5356 | 11757.1413 | 7364.4514 | 0 | 5.1212e-08 | 3.6405e-07 | 0 | 3.6405e-07 | 2.4943e-08 | 7.0954e-07 | 0 | 7.0954e-07 | 1.2023e-06 | 0 | 1.2023e-06 | 6.7012e-07 | 0 | 6.7012e-07 | [17 empty] | 7.3.3.17.5 (Remote Grid) Updates to grid topology to minimize risk of ignition in HFTDs Remote GridWLDFRContact from objectAggregated | WLDFR | HFTD - Distribution - Tier 2 - 4QU CoRE ¦ 1QU LoRE | Non-Red Flag Warning - Destructive Fires | Contact from object | Aggregated | 2037 | 4.3137e-07 | 772.1066 | 0.00033306 | 2037 | Mitigation | 0.95 | 45 | 0 | esc | 0.00097009 | 4.1846e-10 | 0.00097009 | 4.1846e-10
[79 empty] | WLDFR | HFTD - Distribution - Tier 3 - 5QU CoRE ¦ 4QU LoRE | Non-Red Flag Warning - Catastrophic Fires | 2058 | 1.8705e-11 | 20390.4035 | 362.3049 | 12307.8747 | 7720.2238 | 0 | 5.1212e-08 | 3.8141e-07 | 0 | 3.8141e-07 | 2.6538e-08 | 7.0954e-07 | 0 | 7.0954e-07 | 1.2023e-06 | 0 | 1.2023e-06 | 6.7012e-07 | 0 | 6.7012e-07 | [17 empty] | 7.3.3.17.5 (Remote Grid) Updates to grid topology to minimize risk of ignition in HFTDs Remote GridWLDFRContact from objectAggregated | WLDFR | HFTD - Distribution - Tier 2 - 4QU CoRE ¦ 1QU LoRE | Non-Red Flag Warning - Destructive Fires | Contact from object | Aggregated | 2038 | 4.3137e-07 | 772.1066 | 0.00033306 | 2038 | Mitigation | 0.95 | 45 | 0 | esc | 0.00097009 | 4.1846e-10 | 0.00097009 | 4.1846e-10
[79 empty] | WLDFR | HFTD - Distribution - Tier 3 - 5QU CoRE ¦ 4QU LoRE | Non-Red Flag Warning - Catastrophic Fires | 2059 | 1.8705e-11 | 20390.4035 | 362.3049 | 12307.8747 | 7720.2238 | 0 | 5.1212e-08 | 3.8141e-07 | 0 | 3.8141e-07 | 2.6538e-08 | 7.444e-07 | 0 | 7.444e-07 | 1.2613e-06 | 0 | 1.2613e-06 | 7.0305e-07 | 0 | 7.0305e-07 | [17 empty] | 7.3.3.17.5 (Remote Grid) Updates to grid topology to minimize risk of ignition in HFTDs Remote GridWLDFRContact from objectAggregated | WLDFR | HFTD - Distribution - Tier 2 - 4QU CoRE ¦ 1QU LoRE | Non-Red Flag Warning - Destructive Fires | Contact from object | Aggregated | 2039 | 4.3137e-07 | 772.1066 | 0.00033306 | 2039 | Mitigation | 0.95 | 45 | 0 | esc | 0.00097009 | 4.1846e-10 | 0.00097009 | 4.1846e-10
[79 empty] | WLDFR | HFTD - Distribution - Tier 3 - 5QU CoRE ¦ 4QU LoRE | Non-Red Flag Warning - Catastrophic Fires | 2060 | 1.8705e-11 | 20390.4035 | 362.3049 | 12307.8747 | 7720.2238 | 0 | 5.1212e-08 | 3.8141e-07 | 0 | 3.8141e-07 | 2.6538e-08 | 7.444e-07 | 0 | 7.444e-07 | 1.2613e-06 | 0 | 1.2613e-06 | 7.0305e-07 | 0 | 7.0305e-07 | [17 empty] | 7.3.3.17.5 (Remote Grid) Updates to grid topology to minimize risk of ignition in HFTDs Remote GridWLDFRContact from objectAggregated | WLDFR | HFTD - Distribution - Tier 2 - 4QU CoRE ¦ 1QU LoRE | Non-Red Flag Warning - Destructive Fires | Contact from object | Aggregated | 2040 | 4.3137e-07 | 772.1066 | 0.00033306 | 2040 | Mitigation | 0.95 | 45 | 0 | esc | 0.00097009 | 4.1846e-10 | 0.00097009 | 4.1846e-10
[79 empty] | WLDFR | HFTD - Distribution - Tier 3 - 5QU CoRE ¦ 4QU LoRE | Non-Red Flag Warning - Catastrophic Fires | 2061 | 1.8705e-11 | 20390.4035 | 362.3049 | 12307.8747 | 7720.2238 | 0 | 5.1212e-08 | 3.8141e-07 | 0 | 3.8141e-07 | 2.6538e-08 | 7.444e-07 | 0 | 7.444e-07 | 1.2613e-06 | 0 | 1.2613e-06 | 7.0305e-07 | 0 | 7.0305e-07 | [17 empty] | 7.3.3.17.5 (Remote Grid) Updates to grid topology to minimize risk of ignition in HFTDs Remote GridWLDFRContact from objectAggregated | WLDFR | HFTD - Distribution - Tier 2 - 4QU CoRE ¦ 1QU LoRE | Non-Red Flag Warning - Destructive Fires | Contact from object | Aggregated | 2041 | 4.3137e-07 | 772.1066 | 0.00033306 | 2041 | Mitigation | 0.95 | 45 | 0 | esc | 0.00097009 | 4.1846e-10 | 0.00097009 | 4.1846e-10
[79 empty] | WLDFR | HFTD - Distribution - Tier 3 - 5QU CoRE ¦ 4QU LoRE | Non-Red Flag Warning - Catastrophic Fires | 2062 | 1.8705e-11 | 20390.4035 | 362.3049 | 12307.8747 | 7720.2238 | 0 | 5.1212e-08 | 3.8141e-07 | 0 | 3.8141e-07 | 2.6538e-08 | 7.444e-07 | 0 | 7.444e-07 | 1.2613e-06 | 0 | 1.2613e-06 | 7.0305e-07 | 0 | 7.0305e-07 | [17 empty] | 7.3.3.17.5 (Remote Grid) Updates to grid topology to minimize risk of ignition in HFTDs Remote GridWLDFRContact from objectAggregated | WLDFR | HFTD - Distribution - Tier 2 - 4QU CoRE ¦ 1QU LoRE | Non-Red Flag Warning - Destructive Fires | Contact from object | Aggregated | 2042 | 4.3137e-07 | 772.1066 | 0.00033306 | 2042 | Mitigation | 0.95 | 45 | 0 | esc | 0.00097009 | 4.1846e-10 | 0.00097009 | 4.1846e-10
[79 empty] | WLDFR | HFTD - Distribution - Tier 3 - 5QU CoRE ¦ 4QU LoRE | Non-Red Flag Warning - Catastrophic Fires | 2063 | 1.8705e-11 | 21325.9188 | 384.5316 | 12862.0997 | 8079.2876 | 0 | 5.1212e-08 | 3.9891e-07 | 0 | 3.9891e-07 | 2.8189e-08 | 7.444e-07 | 0 | 7.444e-07 | 1.2613e-06 | 0 | 1.2613e-06 | 7.0305e-07 | 0 | 7.0305e-07 | [17 empty] | 7.3.3.17.5 (Remote Grid) Updates to grid topology to minimize risk of ignition in HFTDs Remote GridWLDFRContact from objectAggregated | WLDFR | HFTD - Distribution - Tier 2 - 4QU CoRE ¦ 1QU LoRE | Non-Red Flag Warning - Destructive Fires | Contact from object | Aggregated | 2043 | 4.3137e-07 | 772.1066 | 0.00033306 | 2043 | Mitigation | 0.95 | 45 | 0 | esc | 0.00097009 | 4.1846e-10 | 0.00097009 | 4.1846e-10
[79 empty] | WLDFR | HFTD - Distribution - Tier 3 - 5QU CoRE ¦ 4QU LoRE | Non-Red Flag Warning - Catastrophic Fires | 2064 | 1.8705e-11 | 21325.9188 | 384.5316 | 12862.0997 | 8079.2876 | 0 | 5.1212e-08 | 3.9891e-07 | 0 | 3.9891e-07 | 2.8189e-08 | 7.8154e-07 | 0 | 7.8154e-07 | 1.3243e-06 | 0 | 1.3243e-06 | 7.3812e-07 | 0 | 7.3812e-07 | [17 empty] | 7.3.3.17.5 (Remote Grid) Updates to grid topology to minimize risk of ignition in HFTDs Remote GridWLDFRContact from objectAggregated | WLDFR | HFTD - Distribution - Tier 2 - 4QU CoRE ¦ 1QU LoRE | Non-Red Flag Warning - Destructive Fires | Contact from object | Aggregated | 2044 | 4.3137e-07 | 772.1066 | 0.00033306 | 2044 | Mitigation | 0.95 | 45 | 0 | esc | 0.00097009 | 4.1846e-10 | 0.00097009 | 4.1846e-10
[79 empty] | WLDFR | HFTD - Distribution - Tier 3 - 5QU CoRE ¦ 4QU LoRE | Non-Red Flag Warning - Catastrophic Fires | 2065 | 1.8705e-11 | 21325.9188 | 384.5316 | 12862.0997 | 8079.2876 | 0 | 5.1212e-08 | 3.9891e-07 | 0 | 3.9891e-07 | 2.8189e-08 | 7.8154e-07 | 0 | 7.8154e-07 | 1.3243e-06 | 0 | 1.3243e-06 | 7.3812e-07 | 0 | 7.3812e-07 | [17 empty] | 7.3.3.17.5 (Remote Grid) Updates to grid topology to minimize risk of ignition in HFTDs Remote GridWLDFRContact from objectAggregated | WLDFR | HFTD - Distribution - Tier 2 - 4QU CoRE ¦ 1QU LoRE | Non-Red Flag Warning - Destructive Fires | Contact from object | Aggregated | 2045 | 4.3137e-07 | 772.1066 | 0.00033306 | 2045 | Mitigation | 0.95 | 45 | 0 | esc | 0.00097009 | 4.1846e-10 | 0.00097009 | 4.1846e-10
[79 empty] | WLDFR | HFTD - Distribution - Tier 3 - 5QU CoRE ¦ 4QU LoRE | Non-Red Flag Warning - Catastrophic Fires | 2066 | 1.8705e-11 | 21325.9188 | 384.5316 | 12862.0997 | 8079.2876 | 0 | 5.1212e-08 | 3.9891e-07 | 0 | 3.9891e-07 | 2.8189e-08 | 7.8154e-07 | 0 | 7.8154e-07 | 1.3243e-06 | 0 | 1.3243e-06 | 7.3812e-07 | 0 | 7.3812e-07 | [17 empty] | 7.3.3.17.5 (Remote Grid) Updates to grid topology to minimize risk of ignition in HFTDs Remote GridWLDFRContact from objectAggregated | WLDFR | HFTD - Distribution - Tier 2 - 4QU CoRE ¦ 1QU LoRE | Non-Red Flag Warning - Destructive Fires | Contact from object | Aggregated | 2046 | 4.3137e-07 | 772.1066 | 0.00033306 | 2046 | Mitigation | 0.95 | 45 | 0 | esc | 0.00097009 | 4.1846e-10 | 0.00097009 | 4.1846e-10
[79 empty] | WLDFR | HFTD - Distribution - Tier 3 - 5QU CoRE ¦ 4QU LoRE | Non-Red Flag Warning - Destructive Fires | 2022 | 2.436e-11 | 8807.9522 | 222.2294 | 8585.7228 | 0 | 0 | 6.6693e-08 | 2.1456e-07 | 0 | 2.1456e-07 | 1.0094e-07 | 7.8154e-07 | 0 | 7.8154e-07 | 1.3243e-06 | 0 | 1.3243e-06 | 7.3812e-07 | 0 | 7.3812e-07 | [17 empty] | 7.3.3.17.5 (Remote Grid) Updates to grid topology to minimize risk of ignition in HFTDs Remote GridWLDFRContact from objectAggregated | WLDFR | HFTD - Distribution - Tier 2 - 4QU CoRE ¦ 1QU LoRE | Non-Red Flag Warning - Destructive Fires | Contact from object | Aggregated | 2047 | 4.3137e-07 | 772.1066 | 0.00033306 | 2047 | Mitigation | 0.95 | 45 | 0 | esc | 0.00097009 | 4.1846e-10 | 0.00097009 | 4.1846e-10
[79 empty] | WLDFR | HFTD - Distribution - Tier 3 - 5QU CoRE ¦ 4QU LoRE | Non-Red Flag Warning - Destructive Fires | 2023 | 2.436e-11 | 9129.7461 | 233.2301 | 8896.516 | 0 | 0 | 6.6693e-08 | 2.224e-07 | 0 | 2.224e-07 | 1.0419e-07 | 7.8154e-07 | 0 | 7.8154e-07 | 1.3243e-06 | 0 | 1.3243e-06 | 7.3812e-07 | 0 | 7.3812e-07 | [17 empty] | 7.3.3.17.5 (Remote Grid) Updates to grid topology to minimize risk of ignition in HFTDs Remote GridWLDFRContact from objectAggregated | WLDFR | HFTD - Distribution - Tier 2 - 4QU CoRE ¦ 1QU LoRE | Non-Red Flag Warning - Destructive Fires | Contact from object | Aggregated | 2048 | 4.3137e-07 | 772.1066 | 0.00033306 | 2048 | Mitigation | 0.95 | 45 | 0 | esc | 0.00097009 | 4.1846e-10 | 0.00097009 | 4.1846e-10
[79 empty] | WLDFR | HFTD - Distribution - Tier 3 - 5QU CoRE ¦ 4QU LoRE | Non-Red Flag Warning - Destructive Fires | 2024 | 2.436e-11 | 9129.7461 | 233.2301 | 8896.516 | 0 | 0 | 6.6693e-08 | 2.224e-07 | 0 | 2.224e-07 | 1.0419e-07 | 8.2047e-07 | 0 | 8.2047e-07 | 1.3902e-06 | 0 | 1.3902e-06 | 7.7488e-07 | 0 | 7.7488e-07 | [17 empty] | 7.3.3.17.5 (Remote Grid) Updates to grid topology to minimize risk of ignition in HFTDs Remote GridWLDFRContact from objectAggregated | WLDFR | HFTD - Distribution - Tier 2 - 4QU CoRE ¦ 1QU LoRE | Non-Red Flag Warning - Destructive Fires | Contact from object | Aggregated | 2049 | 4.3137e-07 | 772.1066 | 0.00033306 | 2049 | Mitigation | 0.95 | 45 | 0 | esc | 0.00097009 | 4.1846e-10 | 0.00097009 | 4.1846e-10
[79 empty] | WLDFR | HFTD - Distribution - Tier 3 - 5QU CoRE ¦ 4QU LoRE | Non-Red Flag Warning - Destructive Fires | 2025 | 2.436e-11 | 9129.7461 | 233.2301 | 8896.516 | 0 | 0 | 6.6693e-08 | 2.224e-07 | 0 | 2.224e-07 | 1.0419e-07 | 8.2047e-07 | 0 | 8.2047e-07 | 1.3902e-06 | 0 | 1.3902e-06 | 7.7488e-07 | 0 | 7.7488e-07 | [17 empty] | 7.3.3.17.5 (Remote Grid) Updates to grid topology to minimize risk of ignition in HFTDs Remote GridWLDFRContact from objectAggregated | WLDFR | HFTD - Distribution - Tier 2 - 4QU CoRE ¦ 1QU LoRE | Non-Red Flag Warning - Destructive Fires | Contact from object | Aggregated | 2050 | 4.3137e-07 | 772.1066 | 0.00033306 | 2050 | Mitigation | 0.95 | 45 | 0 | esc | 0.00097009 | 4.1846e-10 | 0.00097009 | 4.1846e-10
[79 empty] | WLDFR | HFTD - Distribution - Tier 3 - 5QU CoRE ¦ 4QU LoRE | Non-Red Flag Warning - Destructive Fires | 2026 | 2.436e-11 | 9129.7461 | 233.2301 | 8896.516 | 0 | 0 | 6.6693e-08 | 2.224e-07 | 0 | 2.224e-07 | 1.0419e-07 | 8.2047e-07 | 0 | 8.2047e-07 | 1.3902e-06 | 0 | 1.3902e-06 | 7.7488e-07 | 0 | 7.7488e-07 | [17 empty] | 7.3.3.17.5 (Remote Grid) Updates to grid topology to minimize risk of ignition in HFTDs Remote GridWLDFRContact from objectAggregated | WLDFR | HFTD - Distribution - Tier 2 - 4QU CoRE ¦ 1QU LoRE | Non-Red Flag Warning - Destructive Fires | Contact from object | Aggregated | 2051 | 4.3137e-07 | 772.1066 | 0.00033306 | 2051 | Mitigation | 0.95 | 45 | 0 | esc | 0.00097009 | 4.1846e-10 | 0.00097009 | 4.1846e-10
[79 empty] | WLDFR | HFTD - Distribution - Tier 3 - 5QU CoRE ¦ 4QU LoRE | Non-Red Flag Warning - Destructive Fires | 2027 | 2.436e-11 | 9129.7461 | 233.2301 | 8896.516 | 0 | 0 | 6.6693e-08 | 2.224e-07 | 0 | 2.224e-07 | 1.0419e-07 | 8.2047e-07 | 0 | 8.2047e-07 | 1.3902e-06 | 0 | 1.3902e-06 | 7.7488e-07 | 0 | 7.7488e-07 | [17 empty] | 7.3.3.17.5 (Remote Grid) Updates to grid topology to minimize risk of ignition in HFTDs Remote GridWLDFRContact from objectAggregated | WLDFR | HFTD - Distribution - Tier 2 - 4QU CoRE ¦ 1QU LoRE | Non-Red Flag Warning - Destructive Fires | Contact from object | Aggregated | 2052 | 4.3137e-07 | 772.1066 | 0.00033306 | 2052 | Mitigation | 0.95 | 45 | 0 | esc | 0.00097009 | 4.1846e-10 | 0.00097009 | 4.1846e-10
[79 empty] | WLDFR | HFTD - Distribution - Tier 3 - 5QU CoRE ¦ 4QU LoRE | Non-Red Flag Warning - Destructive Fires | 2028 | 2.436e-11 | 9534.9221 | 247.273 | 9287.6491 | 0 | 0 | 6.6693e-08 | 2.3227e-07 | 0 | 2.3227e-07 | 1.0834e-07 | 8.2047e-07 | 0 | 8.2047e-07 | 1.3902e-06 | 0 | 1.3902e-06 | 7.7488e-07 | 0 | 7.7488e-07 | [17 empty] | 7.3.3.17.5 (Remote Grid) Updates to grid topology to minimize risk of ignition in HFTDs Remote GridWLDFRContact from objectAggregated | WLDFR | HFTD - Distribution - Tier 2 - 4QU CoRE ¦ 1QU LoRE | Non-Red Flag Warning - Destructive Fires | Contact from object | Aggregated | 2053 | 4.3137e-07 | 772.1066 | 0.00033306 | 2053 | Mitigation | 0.95 | 45 | 0 | esc | 0.00097009 | 4.1846e-10 | 0.00097009 | 4.1846e-10
[79 empty] | WLDFR | HFTD - Distribution - Tier 3 - 5QU CoRE ¦ 4QU LoRE | Non-Red Flag Warning - Destructive Fires | 2029 | 2.436e-11 | 9534.9221 | 247.273 | 9287.6491 | 0 | 0 | 6.6693e-08 | 2.3227e-07 | 0 | 2.3227e-07 | 1.0834e-07 | 8.607e-07 | 0 | 8.607e-07 | 1.4584e-06 | 0 | 1.4584e-06 | 8.1288e-07 | 0 | 8.1288e-07 | [17 empty] | 7.3.3.17.5 (Remote Grid) Updates to grid topology to minimize risk of ignition in HFTDs Remote GridWLDFRContact from objectAggregated | WLDFR | HFTD - Distribution - Tier 2 - 4QU CoRE ¦ 1QU LoRE | Non-Red Flag Warning - Destructive Fires | Contact from object | Aggregated | 2054 | 4.3137e-07 | 772.1066 | 0.00033306 | 2054 | Mitigation | 0.95 | 45 | 0 | esc | 0.00097009 | 4.1846e-10 | 0.00097009 | 4.1846e-10
[79 empty] | WLDFR | HFTD - Distribution - Tier 3 - 5QU CoRE ¦ 4QU LoRE | Non-Red Flag Warning - Destructive Fires | 2030 | 2.436e-11 | 9534.9221 | 247.273 | 9287.6491 | 0 | 0 | 6.6693e-08 | 2.3227e-07 | 0 | 2.3227e-07 | 1.0834e-07 | 8.607e-07 | 0 | 8.607e-07 | 1.4584e-06 | 0 | 1.4584e-06 | 8.1288e-07 | 0 | 8.1288e-07 | [17 empty] | 7.3.3.17.5 (Remote Grid) Updates to grid topology to minimize risk of ignition in HFTDs Remote GridWLDFRContact from objectAggregated | WLDFR | HFTD - Distribution - Tier 2 - 4QU CoRE ¦ 1QU LoRE | Non-Red Flag Warning - Destructive Fires | Contact from object | Aggregated | 2055 | 4.3137e-07 | 772.1066 | 0.00033306 | 2055 | Mitigation | 0.95 | 45 | 0 | esc | 0.00097009 | 4.1846e-10 | 0.00097009 | 4.1846e-10
[79 empty] | WLDFR | HFTD - Distribution - Tier 3 - 5QU CoRE ¦ 4QU LoRE | Non-Red Flag Warning - Destructive Fires | 2031 | 2.436e-11 | 9534.9221 | 247.273 | 9287.6491 | 0 | 0 | 6.6693e-08 | 2.3227e-07 | 0 | 2.3227e-07 | 1.0834e-07 | 8.607e-07 | 0 | 8.607e-07 | 1.4584e-06 | 0 | 1.4584e-06 | 8.1288e-07 | 0 | 8.1288e-07 | [17 empty] | 7.3.3.17.5 (Remote Grid) Updates to grid topology to minimize risk of ignition in HFTDs Remote GridWLDFRContact from objectAggregated | WLDFR | HFTD - Distribution - Tier 2 - 4QU CoRE ¦ 1QU LoRE | Non-Red Flag Warning - Destructive Fires | Contact from object | Aggregated | 2056 | 4.3137e-07 | 772.1066 | 0.00033306 | 2056 | Mitigation | 0.95 | 45 | 0 | esc | 0.00097009 | 4.1846e-10 | 0.00097009 | 4.1846e-10
[79 empty] | WLDFR | HFTD - Distribution - Tier 3 - 5QU CoRE ¦ 4QU LoRE | Non-Red Flag Warning - Destructive Fires | 2032 | 2.436e-11 | 9534.9221 | 247.273 | 9287.6491 | 0 | 0 | 6.6693e-08 | 2.3227e-07 | 0 | 2.3227e-07 | 1.0834e-07 | 8.607e-07 | 0 | 8.607e-07 | 1.4584e-06 | 0 | 1.4584e-06 | 8.1288e-07 | 0 | 8.1288e-07 | [17 empty] | 7.3.3.17.5 (Remote Grid) Updates to grid topology to minimize risk of ignition in HFTDs Remote GridWLDFRContact from objectAggregated | WLDFR | HFTD - Distribution - Tier 2 - 4QU CoRE ¦ 1QU LoRE | Non-Red Flag Warning - Destructive Fires | Contact from object | Aggregated | 2057 | 4.3137e-07 | 772.1066 | 0.00033306 | 2057 | Mitigation | 0.95 | 45 | 0 | esc | 0.00097009 | 4.1846e-10 | 0.00097009 | 4.1846e-10
[79 empty] | WLDFR | HFTD - Distribution - Tier 3 - 5QU CoRE ¦ 4QU LoRE | Non-Red Flag Warning - Destructive Fires | 2033 | 2.436e-11 | 9984.8474 | 263.1074 | 9721.74 | 0 | 0 | 6.6693e-08 | 2.4323e-07 | 0 | 2.4323e-07 | 1.1301e-07 | 8.607e-07 | 0 | 8.607e-07 | 1.4584e-06 | 0 | 1.4584e-06 | 8.1288e-07 | 0 | 8.1288e-07 | [17 empty] | 7.3.3.17.5 (Remote Grid) Updates to grid topology to minimize risk of ignition in HFTDs Remote GridWLDFRContact from objectAggregated | WLDFR | HFTD - Distribution - Tier 2 - 4QU CoRE ¦ 1QU LoRE | Non-Red Flag Warning - Destructive Fires | Contact from object | Aggregated | 2058 | 4.3137e-07 | 772.1066 | 0.00033306 | 2058 | Mitigation | 0.95 | 45 | 0 | esc | 0.00097009 | 4.1846e-10 | 0.00097009 | 4.1846e-10
[79 empty] | WLDFR | HFTD - Distribution - Tier 3 - 5QU CoRE ¦ 4QU LoRE | Non-Red Flag Warning - Destructive Fires | 2034 | 2.436e-11 | 9984.8474 | 263.1074 | 9721.74 | 0 | 0 | 6.6693e-08 | 2.4323e-07 | 0 | 2.4323e-07 | 1.1301e-07 | 9.0175e-07 | 0 | 9.0175e-07 | 1.528e-06 | 0 | 1.528e-06 | 8.5166e-07 | 0 | 8.5166e-07 | [17 empty] | 7.3.3.17.5 (Remote Grid) Updates to grid topology to minimize risk of ignition in HFTDs Remote GridWLDFRContact from objectAggregated | WLDFR | HFTD - Distribution - Tier 2 - 4QU CoRE ¦ 1QU LoRE | Non-Red Flag Warning - Destructive Fires | Contact from object | Aggregated | 2059 | 4.3137e-07 | 772.1066 | 0.00033306 | 2059 | Mitigation | 0.95 | 45 | 0 | esc | 0.00097009 | 4.1846e-10 | 0.00097009 | 4.1846e-10
[79 empty] | WLDFR | HFTD - Distribution - Tier 3 - 5QU CoRE ¦ 4QU LoRE | Non-Red Flag Warning - Destructive Fires | 2035 | 2.436e-11 | 9984.8474 | 263.1074 | 9721.74 | 0 | 0 | 6.6693e-08 | 2.4323e-07 | 0 | 2.4323e-07 | 1.1301e-07 | 9.0175e-07 | 0 | 9.0175e-07 | 1.528e-06 | 0 | 1.528e-06 | 8.5166e-07 | 0 | 8.5166e-07 | [17 empty] | 7.3.3.17.5 (Remote Grid) Updates to grid topology to minimize risk of ignition in HFTDs Remote GridWLDFRContact from objectAggregated | WLDFR | HFTD - Distribution - Tier 2 - 4QU CoRE ¦ 1QU LoRE | Non-Red Flag Warning - Destructive Fires | Contact from object | Aggregated | 2060 | 4.3137e-07 | 772.1066 | 0.00033306 | 2060 | Mitigation | 0.95 | 45 | 0 | esc | 0.00097009 | 4.1846e-10 | 0.00097009 | 4.1846e-10
[79 empty] | WLDFR | HFTD - Distribution - Tier 3 - 5QU CoRE ¦ 4QU LoRE | Non-Red Flag Warning - Destructive Fires | 2036 | 2.436e-11 | 9984.8474 | 263.1074 | 9721.74 | 0 | 0 | 6.6693e-08 | 2.4323e-07 | 0 | 2.4323e-07 | 1.1301e-07 | 9.0175e-07 | 0 | 9.0175e-07 | 1.528e-06 | 0 | 1.528e-06 | 8.5166e-07 | 0 | 8.5166e-07 | [17 empty] | 7.3.3.17.5 (Remote Grid) Updates to grid topology to minimize risk of ignition in HFTDs Remote GridWLDFRContact from objectAggregated | WLDFR | HFTD - Distribution - Tier 2 - 4QU CoRE ¦ 1QU LoRE | Non-Red Flag Warning - Destructive Fires | Contact from object | Aggregated | 2061 | 4.3137e-07 | 772.1066 | 0.00033306 | 2061 | Mitigation | 0.95 | 45 | 0 | esc | 0.00097009 | 4.1846e-10 | 0.00097009 | 4.1846e-10
[79 empty] | WLDFR | HFTD - Distribution - Tier 3 - 5QU CoRE ¦ 4QU LoRE | Non-Red Flag Warning - Destructive Fires | 2037 | 2.436e-11 | 9984.8474 | 263.1074 | 9721.74 | 0 | 0 | 6.6693e-08 | 2.4323e-07 | 0 | 2.4323e-07 | 1.1301e-07 | 9.0175e-07 | 0 | 9.0175e-07 | 1.528e-06 | 0 | 1.528e-06 | 8.5166e-07 | 0 | 8.5166e-07 | [17 empty] | 7.3.3.17.5 (Remote Grid) Updates to grid topology to minimize risk of ignition in HFTDs Remote GridWLDFRContact from objectAggregated | WLDFR | HFTD - Distribution - Tier 2 - 4QU CoRE ¦ 1QU LoRE | Non-Red Flag Warning - Destructive Fires | Contact from object | Aggregated | 2062 | 4.3137e-07 | 772.1066 | 0.00033306 | 2062 | Mitigation | 0.95 | 45 | 0 | esc | 0.00097009 | 4.1846e-10 | 0.00097009 | 4.1846e-10
[79 empty] | WLDFR | HFTD - Distribution - Tier 3 - 5QU CoRE ¦ 4QU LoRE | Non-Red Flag Warning - Destructive Fires | 2038 | 2.436e-11 | 10472.8261 | 280.5544 | 10192.2718 | 0 | 0 | 6.6693e-08 | 2.5512e-07 | 0 | 2.5512e-07 | 1.1815e-07 | 9.0175e-07 | 0 | 9.0175e-07 | 1.528e-06 | 0 | 1.528e-06 | 8.5166e-07 | 0 | 8.5166e-07 | [17 empty] | 7.3.3.17.5 (Remote Grid) Updates to grid topology to minimize risk of ignition in HFTDs Remote GridWLDFRContact from objectAggregated | WLDFR | HFTD - Distribution - Tier 2 - 4QU CoRE ¦ 1QU LoRE | Non-Red Flag Warning - Destructive Fires | Contact from object | Aggregated | 2063 | 4.3137e-07 | 772.1066 | 0.00033306 | 2063 | Mitigation | 0.95 | 45 | 0 | esc | 0.00097009 | 4.1846e-10 | 0.00097009 | 4.1846e-10
[79 empty] | WLDFR | HFTD - Distribution - Tier 3 - 5QU CoRE ¦ 4QU LoRE | Non-Red Flag Warning - Destructive Fires | 2039 | 2.436e-11 | 10472.8261 | 280.5544 | 10192.2718 | 0 | 0 | 6.6693e-08 | 2.5512e-07 | 0 | 2.5512e-07 | 1.1815e-07 | 9.4313e-07 | 0 | 9.4313e-07 | 1.5981e-06 | 0 | 1.5981e-06 | 8.9073e-07 | 0 | 8.9073e-07 | [17 empty] | 7.3.3.17.5 (Remote Grid) Updates to grid topology to minimize risk of ignition in HFTDs Remote GridWLDFRContact from objectAggregated | WLDFR | HFTD - Distribution - Tier 2 - 4QU CoRE ¦ 1QU LoRE | Non-Red Flag Warning - Destructive Fires | Contact from object | Aggregated | 2064 | 4.3137e-07 | 772.1066 | 0.00033306 | 2064 | Mitigation | 0.95 | 45 | 0 | esc | 0.00097009 | 4.1846e-10 | 0.00097009 | 4.1846e-10
[79 empty] | WLDFR | HFTD - Distribution - Tier 3 - 5QU CoRE ¦ 4QU LoRE | Non-Red Flag Warning - Destructive Fires | 2040 | 2.436e-11 | 10472.8261 | 280.5544 | 10192.2718 | 0 | 0 | 6.6693e-08 | 2.5512e-07 | 0 | 2.5512e-07 | 1.1815e-07 | 9.4313e-07 | 0 | 9.4313e-07 | 1.5981e-06 | 0 | 1.5981e-06 | 8.9073e-07 | 0 | 8.9073e-07 | [17 empty] | 7.3.3.17.5 (Remote Grid) Updates to grid topology to minimize risk of ignition in HFTDs Remote GridWLDFRContact from objectAggregated | WLDFR | HFTD - Distribution - Tier 2 - 4QU CoRE ¦ 1QU LoRE | Non-Red Flag Warning - Destructive Fires | Contact from object | Aggregated | 2065 | 4.3137e-07 | 772.1066 | 0.00033306 | 2065 | Mitigation | 0.95 | 45 | 0 | esc | 0.00097009 | 4.1846e-10 | 0.00097009 | 4.1846e-10
[79 empty] | WLDFR | HFTD - Distribution - Tier 3 - 5QU CoRE ¦ 4QU LoRE | Non-Red Flag Warning - Destructive Fires | 2041 | 2.436e-11 | 10472.8261 | 280.5544 | 10192.2718 | 0 | 0 | 6.6693e-08 | 2.5512e-07 | 0 | 2.5512e-07 | 1.1815e-07 | 9.4313e-07 | 0 | 9.4313e-07 | 1.5981e-06 | 0 | 1.5981e-06 | 8.9073e-07 | 0 | 8.9073e-07 | [17 empty] | 7.3.3.17.5 (Remote Grid) Updates to grid topology to minimize risk of ignition in HFTDs Remote GridWLDFRContact from objectAggregated | WLDFR | HFTD - Distribution - Tier 2 - 4QU CoRE ¦ 1QU LoRE | Non-Red Flag Warning - Destructive Fires | Contact from object | Aggregated | 2066 | 4.3137e-07 | 772.1066 | 0.00033306 | 2066 | Mitigation | 0.95 | 45 | 0 | esc | 0.00097009 | 4.1846e-10 | 0.00097009 | 4.1846e-10
[79 empty] | WLDFR | HFTD - Distribution - Tier 3 - 5QU CoRE ¦ 4QU LoRE | Non-Red Flag Warning - Destructive Fires | 2042 | 2.436e-11 | 10472.8261 | 280.5544 | 10192.2718 | 0 | 0 | 6.6693e-08 | 2.5512e-07 | 0 | 2.5512e-07 | 1.1815e-07 | 0 | 0 | 0 | 1.5981e-06 | 0 | 1.5981e-06 | 8.9073e-07 | 0 | 8.9073e-07 | [17 empty] | 7.3.3.17.5 (Remote Grid) Updates to grid topology to minimize risk of ignition in HFTDs Remote GridWLDFRContact from objectAggregated | WLDFR | HFTD - Distribution - Tier 2 - 4QU CoRE ¦ 1QU LoRE | Non-Red Flag Warning - Destructive Fires | Contact from object | Aggregated | 2067 | 4.3137e-07 | 772.1066 | 0.00033306 | 2067 | Mitigation | 0.95 | 45 | 0 | esc | 0 | 0 | 0.00097009 | 4.1846e-10
[79 empty] | WLDFR | HFTD - Distribution - Tier 3 - 5QU CoRE ¦ 4QU LoRE | Non-Red Flag Warning - Destructive Fires | 2043 | 2.436e-11 | 10992.1562 | 299.42 | 10692.7362 | 0 | 0 | 6.6693e-08 | 2.6777e-07 | 0 | 2.6777e-07 | 1.2373e-07 | 0 | 0 | 0 | 0 | 0 | 0 | 8.9073e-07 | 0 | 8.9073e-07 | [17 empty] | 7.3.3.17.5 (Remote Grid) Updates to grid topology to minimize risk of ignition in HFTDs Remote GridWLDFRContaminationAggregated | WLDFR | HFTD - Distribution - Tier 2 - 4QU CoRE ¦ 1QU LoRE | Non-Red Flag Warning - Destructive Fires | Contamination | Aggregated | 2022 | 6.9366e-09 | 772.1066 | 5.3558e-06 | 2022 | Mitigation | 0.95 | 45 | 0 | esc | 0.00097009 | 6.7291e-12 | 0 | 0
[79 empty] | WLDFR | HFTD - Distribution - Tier 3 - 5QU CoRE ¦ 4QU LoRE | Non-Red Flag Warning - Destructive Fires | 2044 | 2.436e-11 | 10992.1562 | 299.42 | 10692.7362 | 0 | 0 | 6.6693e-08 | 2.6777e-07 | 0 | 2.6777e-07 | 1.2373e-07 | 4.9621e-07 | 0 | 4.9621e-07 | 0 | 0 | 0 | 0 | 0 | 0 | [17 empty] | 7.3.3.17.5 (Remote Grid) Updates to grid topology to minimize risk of ignition in HFTDs Remote GridWLDFRContaminationAggregated | WLDFR | HFTD - Distribution - Tier 2 - 4QU CoRE ¦ 1QU LoRE | Non-Red Flag Warning - Destructive Fires | Contamination | Aggregated | 2023 | 6.9366e-09 | 772.1066 | 5.3558e-06 | 2023 | Mitigation | 0.95 | 45 | 0 | esc | 0.00097009 | 6.7291e-12 | 0.00097009 | 6.7291e-12
[79 empty] | WLDFR | HFTD - Distribution - Tier 3 - 5QU CoRE ¦ 4QU LoRE | Non-Red Flag Warning - Destructive Fires | 2045 | 2.436e-11 | 10992.1562 | 299.42 | 10692.7362 | 0 | 0 | 6.6693e-08 | 2.6777e-07 | 0 | 2.6777e-07 | 1.2373e-07 | 5.2347e-07 | 0 | 5.2347e-07 | 8.8698e-07 | 0 | 8.8698e-07 | 0 | 0 | 0 | [17 empty] | 7.3.3.17.5 (Remote Grid) Updates to grid topology to minimize risk of ignition in HFTDs Remote GridWLDFRContaminationAggregated | WLDFR | HFTD - Distribution - Tier 2 - 4QU CoRE ¦ 1QU LoRE | Non-Red Flag Warning - Destructive Fires | Contamination | Aggregated | 2024 | 6.9366e-09 | 772.1066 | 5.3558e-06 | 2024 | Mitigation | 0.95 | 45 | 0 | esc | 0.00097009 | 6.7291e-12 | 0.00097009 | 6.7291e-12
[79 empty] | WLDFR | HFTD - Distribution - Tier 3 - 5QU CoRE ¦ 4QU LoRE | Non-Red Flag Warning - Destructive Fires | 2046 | 2.436e-11 | 10992.1562 | 299.42 | 10692.7362 | 0 | 0 | 6.6693e-08 | 2.6777e-07 | 0 | 2.6777e-07 | 1.2373e-07 | 5.4259e-07 | 0 | 5.4259e-07 | 9.1939e-07 | 0 | 9.1939e-07 | 5.1245e-07 | 0 | 5.1245e-07 | [17 empty] | 7.3.3.17.5 (Remote Grid) Updates to grid topology to minimize risk of ignition in HFTDs Remote GridWLDFRContaminationAggregated | WLDFR | HFTD - Distribution - Tier 2 - 4QU CoRE ¦ 1QU LoRE | Non-Red Flag Warning - Destructive Fires | Contamination | Aggregated | 2025 | 6.9366e-09 | 772.1066 | 5.3558e-06 | 2025 | Mitigation | 0.95 | 45 | 0 | esc | 0.00097009 | 6.7291e-12 | 0.00097009 | 6.7291e-12
[79 empty] | WLDFR | HFTD - Distribution - Tier 3 - 5QU CoRE ¦ 4QU LoRE | Non-Red Flag Warning - Destructive Fires | 2047 | 2.436e-11 | 10992.1562 | 299.42 | 10692.7362 | 0 | 0 | 6.6693e-08 | 2.6777e-07 | 0 | 2.6777e-07 | 1.2373e-07 | 5.4259e-07 | 0 | 5.4259e-07 | 9.1939e-07 | 0 | 9.1939e-07 | 5.1245e-07 | 0 | 5.1245e-07 | [17 empty] | 7.3.3.17.5 (Remote Grid) Updates to grid topology to minimize risk of ignition in HFTDs Remote GridWLDFRContaminationAggregated | WLDFR | HFTD - Distribution - Tier 2 - 4QU CoRE ¦ 1QU LoRE | Non-Red Flag Warning - Destructive Fires | Contamination | Aggregated | 2026 | 6.9366e-09 | 772.1066 | 5.3558e-06 | 2026 | Mitigation | 0.95 | 45 | 0 | esc | 0.00097009 | 6.7291e-12 | 0.00097009 | 6.7291e-12
[79 empty] | WLDFR | HFTD - Distribution - Tier 3 - 5QU CoRE ¦ 4QU LoRE | Non-Red Flag Warning - Destructive Fires | 2048 | 2.436e-11 | 11536.0538 | 319.4911 | 11216.5626 | 0 | 0 | 6.6693e-08 | 2.8102e-07 | 0 | 2.8102e-07 | 1.2967e-07 | 5.4259e-07 | 0 | 5.4259e-07 | 9.1939e-07 | 0 | 9.1939e-07 | 5.1245e-07 | 0 | 5.1245e-07 | [17 empty] | 7.3.3.17.5 (Remote Grid) Updates to grid topology to minimize risk of ignition in HFTDs Remote GridWLDFRContaminationAggregated | WLDFR | HFTD - Distribution - Tier 2 - 4QU CoRE ¦ 1QU LoRE | Non-Red Flag Warning - Destructive Fires | Contamination | Aggregated | 2027 | 6.9366e-09 | 772.1066 | 5.3558e-06 | 2027 | Mitigation | 0.95 | 45 | 0 | esc | 0.00097009 | 6.7291e-12 | 0.00097009 | 6.7291e-12
[79 empty] | WLDFR | HFTD - Distribution - Tier 3 - 5QU CoRE ¦ 4QU LoRE | Non-Red Flag Warning - Destructive Fires | 2049 | 2.436e-11 | 11536.0538 | 319.4911 | 11216.5626 | 0 | 0 | 6.6693e-08 | 2.8102e-07 | 0 | 2.8102e-07 | 1.2967e-07 | 5.4259e-07 | 0 | 5.4259e-07 | 9.1939e-07 | 0 | 9.1939e-07 | 5.1245e-07 | 0 | 5.1245e-07 | [17 empty] | 7.3.3.17.5 (Remote Grid) Updates to grid topology to minimize risk of ignition in HFTDs Remote GridWLDFRContaminationAggregated | WLDFR | HFTD - Distribution - Tier 2 - 4QU CoRE ¦ 1QU LoRE | Non-Red Flag Warning - Destructive Fires | Contamination | Aggregated | 2028 | 6.9366e-09 | 772.1066 | 5.3558e-06 | 2028 | Mitigation | 0.95 | 45 | 0 | esc | 0.00097009 | 6.7291e-12 | 0.00097009 | 6.7291e-12
[79 empty] | WLDFR | HFTD - Distribution - Tier 3 - 5QU CoRE ¦ 4QU LoRE | Non-Red Flag Warning - Destructive Fires | 2050 | 2.436e-11 | 11536.0538 | 319.4911 | 11216.5626 | 0 | 0 | 6.6693e-08 | 2.8102e-07 | 0 | 2.8102e-07 | 1.2967e-07 | 5.4259e-07 | 0 | 5.4259e-07 | 9.1939e-07 | 0 | 9.1939e-07 | 5.1245e-07 | 0 | 5.1245e-07 | [17 empty] | 7.3.3.17.5 (Remote Grid) Updates to grid topology to minimize risk of ignition in HFTDs Remote GridWLDFRContaminationAggregated | WLDFR | HFTD - Distribution - Tier 2 - 4QU CoRE ¦ 1QU LoRE | Non-Red Flag Warning - Destructive Fires | Contamination | Aggregated | 2029 | 6.9366e-09 | 772.1066 | 5.3558e-06 | 2029 | Mitigation | 0.95 | 45 | 0 | esc | 0.00097009 | 6.7291e-12 | 0.00097009 | 6.7291e-12
[79 empty] | WLDFR | HFTD - Distribution - Tier 3 - 5QU CoRE ¦ 4QU LoRE | Non-Red Flag Warning - Destructive Fires | 2051 | 2.436e-11 | 11536.0538 | 319.4911 | 11216.5626 | 0 | 0 | 6.6693e-08 | 2.8102e-07 | 0 | 2.8102e-07 | 1.2967e-07 | 5.6667e-07 | 0 | 5.6667e-07 | 9.6019e-07 | 0 | 9.6019e-07 | 5.3519e-07 | 0 | 5.3519e-07 | [17 empty] | 7.3.3.17.5 (Remote Grid) Updates to grid topology to minimize risk of ignition in HFTDs Remote GridWLDFRContaminationAggregated | WLDFR | HFTD - Distribution - Tier 2 - 4QU CoRE ¦ 1QU LoRE | Non-Red Flag Warning - Destructive Fires | Contamination | Aggregated | 2030 | 6.9366e-09 | 772.1066 | 5.3558e-06 | 2030 | Mitigation | 0.95 | 45 | 0 | esc | 0.00097009 | 6.7291e-12 | 0.00097009 | 6.7291e-12
[79 empty] | WLDFR | HFTD - Distribution - Tier 3 - 5QU CoRE ¦ 4QU LoRE | Non-Red Flag Warning - Destructive Fires | 2052 | 2.436e-11 | 11536.0538 | 319.4911 | 11216.5626 | 0 | 0 | 6.6693e-08 | 2.8102e-07 | 0 | 2.8102e-07 | 1.2967e-07 | 5.6667e-07 | 0 | 5.6667e-07 | 9.6019e-07 | 0 | 9.6019e-07 | 5.3519e-07 | 0 | 5.3519e-07 | [17 empty] | 7.3.3.17.5 (Remote Grid) Updates to grid topology to minimize risk of ignition in HFTDs Remote GridWLDFRContaminationAggregated | WLDFR | HFTD - Distribution - Tier 2 - 4QU CoRE ¦ 1QU LoRE | Non-Red Flag Warning - Destructive Fires | Contamination | Aggregated | 2031 | 6.9366e-09 | 772.1066 | 5.3558e-06 | 2031 | Mitigation | 0.95 | 45 | 0 | esc | 0.00097009 | 6.7291e-12 | 0.00097009 | 6.7291e-12
[79 empty] | WLDFR | HFTD - Distribution - Tier 3 - 5QU CoRE ¦ 4QU LoRE | Non-Red Flag Warning - Destructive Fires | 2053 | 2.436e-11 | 12097.6769 | 340.5356 | 11757.1413 | 0 | 0 | 6.6693e-08 | 2.947e-07 | 0 | 2.947e-07 | 1.3592e-07 | 5.6667e-07 | 0 | 5.6667e-07 | 9.6019e-07 | 0 | 9.6019e-07 | 5.3519e-07 | 0 | 5.3519e-07 | [17 empty] | 7.3.3.17.5 (Remote Grid) Updates to grid topology to minimize risk of ignition in HFTDs Remote GridWLDFRContaminationAggregated | WLDFR | HFTD - Distribution - Tier 2 - 4QU CoRE ¦ 1QU LoRE | Non-Red Flag Warning - Destructive Fires | Contamination | Aggregated | 2032 | 6.9366e-09 | 772.1066 | 5.3558e-06 | 2032 | Mitigation | 0.95 | 45 | 0 | esc | 0.00097009 | 6.7291e-12 | 0.00097009 | 6.7291e-12
[79 empty] | WLDFR | HFTD - Distribution - Tier 3 - 5QU CoRE ¦ 4QU LoRE | Non-Red Flag Warning - Destructive Fires | 2054 | 2.436e-11 | 12097.6769 | 340.5356 | 11757.1413 | 0 | 0 | 6.6693e-08 | 2.947e-07 | 0 | 2.947e-07 | 1.3592e-07 | 5.6667e-07 | 0 | 5.6667e-07 | 9.6019e-07 | 0 | 9.6019e-07 | 5.3519e-07 | 0 | 5.3519e-07 | [17 empty] | 7.3.3.17.5 (Remote Grid) Updates to grid topology to minimize risk of ignition in HFTDs Remote GridWLDFRContaminationAggregated | WLDFR | HFTD - Distribution - Tier 2 - 4QU CoRE ¦ 1QU LoRE | Non-Red Flag Warning - Destructive Fires | Contamination | Aggregated | 2033 | 6.9366e-09 | 772.1066 | 5.3558e-06 | 2033 | Mitigation | 0.95 | 45 | 0 | esc | 0.00097009 | 6.7291e-12 | 0.00097009 | 6.7291e-12
[79 empty] | WLDFR | HFTD - Distribution - Tier 3 - 5QU CoRE ¦ 4QU LoRE | Non-Red Flag Warning - Destructive Fires | 2055 | 2.436e-11 | 12097.6769 | 340.5356 | 11757.1413 | 0 | 0 | 6.6693e-08 | 2.947e-07 | 0 | 2.947e-07 | 1.3592e-07 | 5.6667e-07 | 0 | 5.6667e-07 | 9.6019e-07 | 0 | 9.6019e-07 | 5.3519e-07 | 0 | 5.3519e-07 | [17 empty] | 7.3.3.17.5 (Remote Grid) Updates to grid topology to minimize risk of ignition in HFTDs Remote GridWLDFRContaminationAggregated | WLDFR | HFTD - Distribution - Tier 2 - 4QU CoRE ¦ 1QU LoRE | Non-Red Flag Warning - Destructive Fires | Contamination | Aggregated | 2034 | 6.9366e-09 | 772.1066 | 5.3558e-06 | 2034 | Mitigation | 0.95 | 45 | 0 | esc | 0.00097009 | 6.7291e-12 | 0.00097009 | 6.7291e-12
[79 empty] | WLDFR | HFTD - Distribution - Tier 3 - 5QU CoRE ¦ 4QU LoRE | Non-Red Flag Warning - Destructive Fires | 2056 | 2.436e-11 | 12097.6769 | 340.5356 | 11757.1413 | 0 | 0 | 6.6693e-08 | 2.947e-07 | 0 | 2.947e-07 | 1.3592e-07 | 5.9341e-07 | 0 | 5.9341e-07 | 1.0055e-06 | 0 | 1.0055e-06 | 5.6044e-07 | 0 | 5.6044e-07 | [17 empty] | 7.3.3.17.5 (Remote Grid) Updates to grid topology to minimize risk of ignition in HFTDs Remote GridWLDFRContaminationAggregated | WLDFR | HFTD - Distribution - Tier 2 - 4QU CoRE ¦ 1QU LoRE | Non-Red Flag Warning - Destructive Fires | Contamination | Aggregated | 2035 | 6.9366e-09 | 772.1066 | 5.3558e-06 | 2035 | Mitigation | 0.95 | 45 | 0 | esc | 0.00097009 | 6.7291e-12 | 0.00097009 | 6.7291e-12
[79 empty] | WLDFR | HFTD - Distribution - Tier 3 - 5QU CoRE ¦ 4QU LoRE | Non-Red Flag Warning - Destructive Fires | 2057 | 2.436e-11 | 12097.6769 | 340.5356 | 11757.1413 | 0 | 0 | 6.6693e-08 | 2.947e-07 | 0 | 2.947e-07 | 1.3592e-07 | 5.9341e-07 | 0 | 5.9341e-07 | 1.0055e-06 | 0 | 1.0055e-06 | 5.6044e-07 | 0 | 5.6044e-07 | [17 empty] | 7.3.3.17.5 (Remote Grid) Updates to grid topology to minimize risk of ignition in HFTDs Remote GridWLDFRContaminationAggregated | WLDFR | HFTD - Distribution - Tier 2 - 4QU CoRE ¦ 1QU LoRE | Non-Red Flag Warning - Destructive Fires | Contamination | Aggregated | 2036 | 6.9366e-09 | 772.1066 | 5.3558e-06 | 2036 | Mitigation | 0.95 | 45 | 0 | esc | 0.00097009 | 6.7291e-12 | 0.00097009 | 6.7291e-12
[79 empty] | WLDFR | HFTD - Distribution - Tier 3 - 5QU CoRE ¦ 4QU LoRE | Non-Red Flag Warning - Destructive Fires | 2058 | 2.436e-11 | 12670.1796 | 362.3049 | 12307.8747 | 0 | 0 | 6.6693e-08 | 3.0864e-07 | 0 | 3.0864e-07 | 1.4241e-07 | 5.9341e-07 | 0 | 5.9341e-07 | 1.0055e-06 | 0 | 1.0055e-06 | 5.6044e-07 | 0 | 5.6044e-07 | [17 empty] | 7.3.3.17.5 (Remote Grid) Updates to grid topology to minimize risk of ignition in HFTDs Remote GridWLDFRContaminationAggregated | WLDFR | HFTD - Distribution - Tier 2 - 4QU CoRE ¦ 1QU LoRE | Non-Red Flag Warning - Destructive Fires | Contamination | Aggregated | 2037 | 6.9366e-09 | 772.1066 | 5.3558e-06 | 2037 | Mitigation | 0.95 | 45 | 0 | esc | 0.00097009 | 6.7291e-12 | 0.00097009 | 6.7291e-12
[79 empty] | WLDFR | HFTD - Distribution - Tier 3 - 5QU CoRE ¦ 4QU LoRE | Non-Red Flag Warning - Destructive Fires | 2059 | 2.436e-11 | 12670.1796 | 362.3049 | 12307.8747 | 0 | 0 | 6.6693e-08 | 3.0864e-07 | 0 | 3.0864e-07 | 1.4241e-07 | 5.9341e-07 | 0 | 5.9341e-07 | 1.0055e-06 | 0 | 1.0055e-06 | 5.6044e-07 | 0 | 5.6044e-07 | [17 empty] | 7.3.3.17.5 (Remote Grid) Updates to grid topology to minimize risk of ignition in HFTDs Remote GridWLDFRContaminationAggregated | WLDFR | HFTD - Distribution - Tier 2 - 4QU CoRE ¦ 1QU LoRE | Non-Red Flag Warning - Destructive Fires | Contamination | Aggregated | 2038 | 6.9366e-09 | 772.1066 | 5.3558e-06 | 2038 | Mitigation | 0.95 | 45 | 0 | esc | 0.00097009 | 6.7291e-12 | 0.00097009 | 6.7291e-12
[79 empty] | WLDFR | HFTD - Distribution - Tier 3 - 5QU CoRE ¦ 4QU LoRE | Non-Red Flag Warning - Destructive Fires | 2060 | 2.436e-11 | 12670.1796 | 362.3049 | 12307.8747 | 0 | 0 | 6.6693e-08 | 3.0864e-07 | 0 | 3.0864e-07 | 1.4241e-07 | 5.9341e-07 | 0 | 5.9341e-07 | 1.0055e-06 | 0 | 1.0055e-06 | 5.6044e-07 | 0 | 5.6044e-07 | [17 empty] | 7.3.3.17.5 (Remote Grid) Updates to grid topology to minimize risk of ignition in HFTDs Remote GridWLDFRContaminationAggregated | WLDFR | HFTD - Distribution - Tier 2 - 4QU CoRE ¦ 1QU LoRE | Non-Red Flag Warning - Destructive Fires | Contamination | Aggregated | 2039 | 6.9366e-09 | 772.1066 | 5.3558e-06 | 2039 | Mitigation | 0.95 | 45 | 0 | esc | 0.00097009 | 6.7291e-12 | 0.00097009 | 6.7291e-12
[79 empty] | WLDFR | HFTD - Distribution - Tier 3 - 5QU CoRE ¦ 4QU LoRE | Non-Red Flag Warning - Destructive Fires | 2061 | 2.436e-11 | 12670.1796 | 362.3049 | 12307.8747 | 0 | 0 | 6.6693e-08 | 3.0864e-07 | 0 | 3.0864e-07 | 1.4241e-07 | 6.2241e-07 | 0 | 6.2241e-07 | 1.0546e-06 | 0 | 1.0546e-06 | 5.8783e-07 | 0 | 5.8783e-07 | [17 empty] | 7.3.3.17.5 (Remote Grid) Updates to grid topology to minimize risk of ignition in HFTDs Remote GridWLDFRContaminationAggregated | WLDFR | HFTD - Distribution - Tier 2 - 4QU CoRE ¦ 1QU LoRE | Non-Red Flag Warning - Destructive Fires | Contamination | Aggregated | 2040 | 6.9366e-09 | 772.1066 | 5.3558e-06 | 2040 | Mitigation | 0.95 | 45 | 0 | esc | 0.00097009 | 6.7291e-12 | 0.00097009 | 6.7291e-12
[79 empty] | WLDFR | HFTD - Distribution - Tier 3 - 5QU CoRE ¦ 4QU LoRE | Non-Red Flag Warning - Destructive Fires | 2062 | 2.436e-11 | 12670.1796 | 362.3049 | 12307.8747 | 0 | 0 | 6.6693e-08 | 3.0864e-07 | 0 | 3.0864e-07 | 1.4241e-07 | 6.2241e-07 | 0 | 6.2241e-07 | 1.0546e-06 | 0 | 1.0546e-06 | 5.8783e-07 | 0 | 5.8783e-07 | [17 empty] | 7.3.3.17.5 (Remote Grid) Updates to grid topology to minimize risk of ignition in HFTDs Remote GridWLDFRContaminationAggregated | WLDFR | HFTD - Distribution - Tier 2 - 4QU CoRE ¦ 1QU LoRE | Non-Red Flag Warning - Destructive Fires | Contamination | Aggregated | 2041 | 6.9366e-09 | 772.1066 | 5.3558e-06 | 2041 | Mitigation | 0.95 | 45 | 0 | esc | 0.00097009 | 6.7291e-12 | 0.00097009 | 6.7291e-12
[79 empty] | WLDFR | HFTD - Distribution - Tier 3 - 5QU CoRE ¦ 4QU LoRE | Non-Red Flag Warning - Destructive Fires | 2063 | 2.436e-11 | 13246.6313 | 384.5316 | 12862.0997 | 0 | 0 | 6.6693e-08 | 3.2268e-07 | 0 | 3.2268e-07 | 1.4906e-07 | 6.2241e-07 | 0 | 6.2241e-07 | 1.0546e-06 | 0 | 1.0546e-06 | 5.8783e-07 | 0 | 5.8783e-07 | [17 empty] | 7.3.3.17.5 (Remote Grid) Updates to grid topology to minimize risk of ignition in HFTDs Remote GridWLDFRContaminationAggregated | WLDFR | HFTD - Distribution - Tier 2 - 4QU CoRE ¦ 1QU LoRE | Non-Red Flag Warning - Destructive Fires | Contamination | Aggregated | 2042 | 6.9366e-09 | 772.1066 | 5.3558e-06 | 2042 | Mitigation | 0.95 | 45 | 0 | esc | 0.00097009 | 6.7291e-12 | 0.00097009 | 6.7291e-12
[79 empty] | WLDFR | HFTD - Distribution - Tier 3 - 5QU CoRE ¦ 4QU LoRE | Non-Red Flag Warning - Destructive Fires | 2064 | 2.436e-11 | 13246.6313 | 384.5316 | 12862.0997 | 0 | 0 | 6.6693e-08 | 3.2268e-07 | 0 | 3.2268e-07 | 1.4906e-07 | 6.2241e-07 | 0 | 6.2241e-07 | 1.0546e-06 | 0 | 1.0546e-06 | 5.8783e-07 | 0 | 5.8783e-07 | [17 empty] | 7.3.3.17.5 (Remote Grid) Updates to grid topology to minimize risk of ignition in HFTDs Remote GridWLDFRContaminationAggregated | WLDFR | HFTD - Distribution - Tier 2 - 4QU CoRE ¦ 1QU LoRE | Non-Red Flag Warning - Destructive Fires | Contamination | Aggregated | 2043 | 6.9366e-09 | 772.1066 | 5.3558e-06 | 2043 | Mitigation | 0.95 | 45 | 0 | esc | 0.00097009 | 6.7291e-12 | 0.00097009 | 6.7291e-12
[79 empty] | WLDFR | HFTD - Distribution - Tier 3 - 5QU CoRE ¦ 4QU LoRE | Non-Red Flag Warning - Destructive Fires | 2065 | 2.436e-11 | 13246.6313 | 384.5316 | 12862.0997 | 0 | 0 | 6.6693e-08 | 3.2268e-07 | 0 | 3.2268e-07 | 1.4906e-07 | 6.2241e-07 | 0 | 6.2241e-07 | 1.0546e-06 | 0 | 1.0546e-06 | 5.8783e-07 | 0 | 5.8783e-07 | [17 empty] | 7.3.3.17.5 (Remote Grid) Updates to grid topology to minimize risk of ignition in HFTDs Remote GridWLDFRContaminationAggregated | WLDFR | HFTD - Distribution - Tier 2 - 4QU CoRE ¦ 1QU LoRE | Non-Red Flag Warning - Destructive Fires | Contamination | Aggregated | 2044 | 6.9366e-09 | 772.1066 | 5.3558e-06 | 2044 | Mitigation | 0.95 | 45 | 0 | esc | 0.00097009 | 6.7291e-12 | 0.00097009 | 6.7291e-12
[79 empty] | WLDFR | HFTD - Distribution - Tier 3 - 5QU CoRE ¦ 4QU LoRE | Non-Red Flag Warning - Destructive Fires | 2066 | 2.436e-11 | 13246.6313 | 384.5316 | 12862.0997 | 0 | 0 | 6.6693e-08 | 3.2268e-07 | 0 | 3.2268e-07 | 1.4906e-07 | 6.5328e-07 | 0 | 6.5328e-07 | 1.1069e-06 | 0 | 1.1069e-06 | 6.1698e-07 | 0 | 6.1698e-07 | [17 empty] | 7.3.3.17.5 (Remote Grid) Updates to grid topology to minimize risk of ignition in HFTDs Remote GridWLDFRContaminationAggregated | WLDFR | HFTD - Distribution - Tier 2 - 4QU CoRE ¦ 1QU LoRE | Non-Red Flag Warning - Destructive Fires | Contamination | Aggregated | 2045 | 6.9366e-09 | 772.1066 | 5.3558e-06 | 2045 | Mitigation | 0.95 | 45 | 0 | esc | 0.00097009 | 6.7291e-12 | 0.00097009 | 6.7291e-12
[79 empty] | WLDFR | HFTD - Distribution - Tier 3 - 5QU CoRE ¦ 4QU LoRE | Non-Red Flag Warning - Large Fires | 2022 | 2.8206e-09 | 5.2406 | 0.69642 | 2.942 | 1.6022 | 0 | 7.7224e-06 | 1.4782e-08 | 0 | 1.4782e-08 | 1.1015e-05 | 6.5328e-07 | 0 | 6.5328e-07 | 1.1069e-06 | 0 | 1.1069e-06 | 6.1698e-07 | 0 | 6.1698e-07 | [17 empty] | 7.3.3.17.5 (Remote Grid) Updates to grid topology to minimize risk of ignition in HFTDs Remote GridWLDFRContaminationAggregated | WLDFR | HFTD - Distribution - Tier 2 - 4QU CoRE ¦ 1QU LoRE | Non-Red Flag Warning - Destructive Fires | Contamination | Aggregated | 2046 | 6.9366e-09 | 772.1066 | 5.3558e-06 | 2046 | Mitigation | 0.95 | 45 | 0 | esc | 0.00097009 | 6.7291e-12 | 0.00097009 | 6.7291e-12
[79 empty] | WLDFR | HFTD - Distribution - Tier 3 - 5QU CoRE ¦ 4QU LoRE | Non-Red Flag Warning - Large Fires | 2023 | 2.8206e-09 | 5.475 | 0.71896 | 3.0715 | 1.6846 | 0 | 7.7224e-06 | 1.5443e-08 | 0 | 1.5443e-08 | 1.1419e-05 | 6.5328e-07 | 0 | 6.5328e-07 | 1.1069e-06 | 0 | 1.1069e-06 | 6.1698e-07 | 0 | 6.1698e-07 | [17 empty] | 7.3.3.17.5 (Remote Grid) Updates to grid topology to minimize risk of ignition in HFTDs Remote GridWLDFRContaminationAggregated | WLDFR | HFTD - Distribution - Tier 2 - 4QU CoRE ¦ 1QU LoRE | Non-Red Flag Warning - Destructive Fires | Contamination | Aggregated | 2047 | 6.9366e-09 | 772.1066 | 5.3558e-06 | 2047 | Mitigation | 0.95 | 45 | 0 | esc | 0.00097009 | 6.7291e-12 | 0.00097009 | 6.7291e-12
[79 empty] | WLDFR | HFTD - Distribution - Tier 3 - 5QU CoRE ¦ 4QU LoRE | Non-Red Flag Warning - Large Fires | 2024 | 2.8206e-09 | 5.475 | 0.71896 | 3.0715 | 1.6846 | 0 | 7.7224e-06 | 1.5443e-08 | 0 | 1.5443e-08 | 1.1419e-05 | 6.5328e-07 | 0 | 6.5328e-07 | 1.1069e-06 | 0 | 1.1069e-06 | 6.1698e-07 | 0 | 6.1698e-07 | [17 empty] | 7.3.3.17.5 (Remote Grid) Updates to grid topology to minimize risk of ignition in HFTDs Remote GridWLDFRContaminationAggregated | WLDFR | HFTD - Distribution - Tier 2 - 4QU CoRE ¦ 1QU LoRE | Non-Red Flag Warning - Destructive Fires | Contamination | Aggregated | 2048 | 6.9366e-09 | 772.1066 | 5.3558e-06 | 2048 | Mitigation | 0.95 | 45 | 0 | esc | 0.00097009 | 6.7291e-12 | 0.00097009 | 6.7291e-12
[79 empty] | WLDFR | HFTD - Distribution - Tier 3 - 5QU CoRE ¦ 4QU LoRE | Non-Red Flag Warning - Large Fires | 2025 | 2.8206e-09 | 5.475 | 0.71896 | 3.0715 | 1.6846 | 0 | 7.7224e-06 | 1.5443e-08 | 0 | 1.5443e-08 | 1.1419e-05 | 6.5328e-07 | 0 | 6.5328e-07 | 1.1069e-06 | 0 | 1.1069e-06 | 6.1698e-07 | 0 | 6.1698e-07 | [17 empty] | 7.3.3.17.5 (Remote Grid) Updates to grid topology to minimize risk of ignition in HFTDs Remote GridWLDFRContaminationAggregated | WLDFR | HFTD - Distribution - Tier 2 - 4QU CoRE ¦ 1QU LoRE | Non-Red Flag Warning - Destructive Fires | Contamination | Aggregated | 2049 | 6.9366e-09 | 772.1066 | 5.3558e-06 | 2049 | Mitigation | 0.95 | 45 | 0 | esc | 0.00097009 | 6.7291e-12 | 0.00097009 | 6.7291e-12
[79 empty] | WLDFR | HFTD - Distribution - Tier 3 - 5QU CoRE ¦ 4QU LoRE | Non-Red Flag Warning - Large Fires | 2026 | 2.8206e-09 | 5.475 | 0.71896 | 3.0715 | 1.6846 | 0 | 7.7224e-06 | 1.5443e-08 | 0 | 1.5443e-08 | 1.1419e-05 | 6.856e-07 | 0 | 6.856e-07 | 1.1617e-06 | 0 | 1.1617e-06 | 6.4751e-07 | 0 | 6.4751e-07 | [17 empty] | 7.3.3.17.5 (Remote Grid) Updates to grid topology to minimize risk of ignition in HFTDs Remote GridWLDFRContaminationAggregated | WLDFR | HFTD - Distribution - Tier 2 - 4QU CoRE ¦ 1QU LoRE | Non-Red Flag Warning - Destructive Fires | Contamination | Aggregated | 2050 | 6.9366e-09 | 772.1066 | 5.3558e-06 | 2050 | Mitigation | 0.95 | 45 | 0 | esc | 0.00097009 | 6.7291e-12 | 0.00097009 | 6.7291e-12
[79 empty] | WLDFR | HFTD - Distribution - Tier 3 - 5QU CoRE ¦ 4QU LoRE | Non-Red Flag Warning - Large Fires | 2027 | 2.8206e-09 | 5.475 | 0.71896 | 3.0715 | 1.6846 | 0 | 7.7224e-06 | 1.5443e-08 | 0 | 1.5443e-08 | 1.1419e-05 | 6.856e-07 | 0 | 6.856e-07 | 1.1617e-06 | 0 | 1.1617e-06 | 6.4751e-07 | 0 | 6.4751e-07 | [17 empty] | 7.3.3.17.5 (Remote Grid) Updates to grid topology to minimize risk of ignition in HFTDs Remote GridWLDFRContaminationAggregated | WLDFR | HFTD - Distribution - Tier 2 - 4QU CoRE ¦ 1QU LoRE | Non-Red Flag Warning - Destructive Fires | Contamination | Aggregated | 2051 | 6.9366e-09 | 772.1066 | 5.3558e-06 | 2051 | Mitigation | 0.95 | 45 | 0 | esc | 0.00097009 | 6.7291e-12 | 0.00097009 | 6.7291e-12
[79 empty] | WLDFR | HFTD - Distribution - Tier 3 - 5QU CoRE ¦ 4QU LoRE | Non-Red Flag Warning - Large Fires | 2028 | 2.8206e-09 | 5.777 | 0.74734 | 3.238 | 1.7917 | 0 | 7.7224e-06 | 1.6295e-08 | 0 | 1.6295e-08 | 1.1928e-05 | 6.856e-07 | 0 | 6.856e-07 | 1.1617e-06 | 0 | 1.1617e-06 | 6.4751e-07 | 0 | 6.4751e-07 | [17 empty] | 7.3.3.17.5 (Remote Grid) Updates to grid topology to minimize risk of ignition in HFTDs Remote GridWLDFRContaminationAggregated | WLDFR | HFTD - Distribution - Tier 2 - 4QU CoRE ¦ 1QU LoRE | Non-Red Flag Warning - Destructive Fires | Contamination | Aggregated | 2052 | 6.9366e-09 | 772.1066 | 5.3558e-06 | 2052 | Mitigation | 0.95 | 45 | 0 | esc | 0.00097009 | 6.7291e-12 | 0.00097009 | 6.7291e-12
[79 empty] | WLDFR | HFTD - Distribution - Tier 3 - 5QU CoRE ¦ 4QU LoRE | Non-Red Flag Warning - Large Fires | 2029 | 2.8206e-09 | 5.777 | 0.74734 | 3.238 | 1.7917 | 0 | 7.7224e-06 | 1.6295e-08 | 0 | 1.6295e-08 | 1.1928e-05 | 6.856e-07 | 0 | 6.856e-07 | 1.1617e-06 | 0 | 1.1617e-06 | 6.4751e-07 | 0 | 6.4751e-07 | [17 empty] | 7.3.3.17.5 (Remote Grid) Updates to grid topology to minimize risk of ignition in HFTDs Remote GridWLDFRContaminationAggregated | WLDFR | HFTD - Distribution - Tier 2 - 4QU CoRE ¦ 1QU LoRE | Non-Red Flag Warning - Destructive Fires | Contamination | Aggregated | 2053 | 6.9366e-09 | 772.1066 | 5.3558e-06 | 2053 | Mitigation | 0.95 | 45 | 0 | esc | 0.00097009 | 6.7291e-12 | 0.00097009 | 6.7291e-12
[79 empty] | WLDFR | HFTD - Distribution - Tier 3 - 5QU CoRE ¦ 4QU LoRE | Non-Red Flag Warning - Large Fires | 2030 | 2.8206e-09 | 5.777 | 0.74734 | 3.238 | 1.7917 | 0 | 7.7224e-06 | 1.6295e-08 | 0 | 1.6295e-08 | 1.1928e-05 | 6.856e-07 | 0 | 6.856e-07 | 1.1617e-06 | 0 | 1.1617e-06 | 6.4751e-07 | 0 | 6.4751e-07 | [17 empty] | 7.3.3.17.5 (Remote Grid) Updates to grid topology to minimize risk of ignition in HFTDs Remote GridWLDFRContaminationAggregated | WLDFR | HFTD - Distribution - Tier 2 - 4QU CoRE ¦ 1QU LoRE | Non-Red Flag Warning - Destructive Fires | Contamination | Aggregated | 2054 | 6.9366e-09 | 772.1066 | 5.3558e-06 | 2054 | Mitigation | 0.95 | 45 | 0 | esc | 0.00097009 | 6.7291e-12 | 0.00097009 | 6.7291e-12
[79 empty] | WLDFR | HFTD - Distribution - Tier 3 - 5QU CoRE ¦ 4QU LoRE | Non-Red Flag Warning - Large Fires | 2031 | 2.8206e-09 | 5.777 | 0.74734 | 3.238 | 1.7917 | 0 | 7.7224e-06 | 1.6295e-08 | 0 | 1.6295e-08 | 1.1928e-05 | 7.1898e-07 | 0 | 7.1898e-07 | 1.2183e-06 | 0 | 1.2183e-06 | 6.7903e-07 | 0 | 6.7903e-07 | [17 empty] | 7.3.3.17.5 (Remote Grid) Updates to grid topology to minimize risk of ignition in HFTDs Remote GridWLDFRContaminationAggregated | WLDFR | HFTD - Distribution - Tier 2 - 4QU CoRE ¦ 1QU LoRE | Non-Red Flag Warning - Destructive Fires | Contamination | Aggregated | 2055 | 6.9366e-09 | 772.1066 | 5.3558e-06 | 2055 | Mitigation | 0.95 | 45 | 0 | esc | 0.00097009 | 6.7291e-12 | 0.00097009 | 6.7291e-12
[79 empty] | WLDFR | HFTD - Distribution - Tier 3 - 5QU CoRE ¦ 4QU LoRE | Non-Red Flag Warning - Large Fires | 2032 | 2.8206e-09 | 5.777 | 0.74734 | 3.238 | 1.7917 | 0 | 7.7224e-06 | 1.6295e-08 | 0 | 1.6295e-08 | 1.1928e-05 | 7.1898e-07 | 0 | 7.1898e-07 | 1.2183e-06 | 0 | 1.2183e-06 | 6.7903e-07 | 0 | 6.7903e-07 | [17 empty] | 7.3.3.17.5 (Remote Grid) Updates to grid topology to minimize risk of ignition in HFTDs Remote GridWLDFRContaminationAggregated | WLDFR | HFTD - Distribution - Tier 2 - 4QU CoRE ¦ 1QU LoRE | Non-Red Flag Warning - Destructive Fires | Contamination | Aggregated | 2056 | 6.9366e-09 | 772.1066 | 5.3558e-06 | 2056 | Mitigation | 0.95 | 45 | 0 | esc | 0.00097009 | 6.7291e-12 | 0.00097009 | 6.7291e-12
[79 empty] | WLDFR | HFTD - Distribution - Tier 3 - 5QU CoRE ¦ 4QU LoRE | Non-Red Flag Warning - Large Fires | 2033 | 2.8206e-09 | 6.1205 | 0.77885 | 3.4265 | 1.9151 | 0 | 7.7224e-06 | 1.7264e-08 | 0 | 1.7264e-08 | 1.2493e-05 | 7.1898e-07 | 0 | 7.1898e-07 | 1.2183e-06 | 0 | 1.2183e-06 | 6.7903e-07 | 0 | 6.7903e-07 | [17 empty] | 7.3.3.17.5 (Remote Grid) Updates to grid topology to minimize risk of ignition in HFTDs Remote GridWLDFRContaminationAggregated | WLDFR | HFTD - Distribution - Tier 2 - 4QU CoRE ¦ 1QU LoRE | Non-Red Flag Warning - Destructive Fires | Contamination | Aggregated | 2057 | 6.9366e-09 | 772.1066 | 5.3558e-06 | 2057 | Mitigation | 0.95 | 45 | 0 | esc | 0.00097009 | 6.7291e-12 | 0.00097009 | 6.7291e-12
[79 empty] | WLDFR | HFTD - Distribution - Tier 3 - 5QU CoRE ¦ 4QU LoRE | Non-Red Flag Warning - Large Fires | 2034 | 2.8206e-09 | 6.1205 | 0.77885 | 3.4265 | 1.9151 | 0 | 7.7224e-06 | 1.7264e-08 | 0 | 1.7264e-08 | 1.2493e-05 | 7.1898e-07 | 0 | 7.1898e-07 | 1.2183e-06 | 0 | 1.2183e-06 | 6.7903e-07 | 0 | 6.7903e-07 | [17 empty] | 7.3.3.17.5 (Remote Grid) Updates to grid topology to minimize risk of ignition in HFTDs Remote GridWLDFRContaminationAggregated | WLDFR | HFTD - Distribution - Tier 2 - 4QU CoRE ¦ 1QU LoRE | Non-Red Flag Warning - Destructive Fires | Contamination | Aggregated | 2058 | 6.9366e-09 | 772.1066 | 5.3558e-06 | 2058 | Mitigation | 0.95 | 45 | 0 | esc | 0.00097009 | 6.7291e-12 | 0.00097009 | 6.7291e-12
[79 empty] | WLDFR | HFTD - Distribution - Tier 3 - 5QU CoRE ¦ 4QU LoRE | Non-Red Flag Warning - Large Fires | 2035 | 2.8206e-09 | 6.1205 | 0.77885 | 3.4265 | 1.9151 | 0 | 7.7224e-06 | 1.7264e-08 | 0 | 1.7264e-08 | 1.2493e-05 | 7.1898e-07 | 0 | 7.1898e-07 | 1.2183e-06 | 0 | 1.2183e-06 | 6.7903e-07 | 0 | 6.7903e-07 | [17 empty] | 7.3.3.17.5 (Remote Grid) Updates to grid topology to minimize risk of ignition in HFTDs Remote GridWLDFRContaminationAggregated | WLDFR | HFTD - Distribution - Tier 2 - 4QU CoRE ¦ 1QU LoRE | Non-Red Flag Warning - Destructive Fires | Contamination | Aggregated | 2059 | 6.9366e-09 | 772.1066 | 5.3558e-06 | 2059 | Mitigation | 0.95 | 45 | 0 | esc | 0.00097009 | 6.7291e-12 | 0.00097009 | 6.7291e-12
[79 empty] | WLDFR | HFTD - Distribution - Tier 3 - 5QU CoRE ¦ 4QU LoRE | Non-Red Flag Warning - Large Fires | 2036 | 2.8206e-09 | 6.1205 | 0.77885 | 3.4265 | 1.9151 | 0 | 7.7224e-06 | 1.7264e-08 | 0 | 1.7264e-08 | 1.2493e-05 | 7.53e-07 | 0 | 7.53e-07 | 1.2759e-06 | 0 | 1.2759e-06 | 7.1117e-07 | 0 | 7.1117e-07 | [17 empty] | 7.3.3.17.5 (Remote Grid) Updates to grid topology to minimize risk of ignition in HFTDs Remote GridWLDFRContaminationAggregated | WLDFR | HFTD - Distribution - Tier 2 - 4QU CoRE ¦ 1QU LoRE | Non-Red Flag Warning - Destructive Fires | Contamination | Aggregated | 2060 | 6.9366e-09 | 772.1066 | 5.3558e-06 | 2060 | Mitigation | 0.95 | 45 | 0 | esc | 0.00097009 | 6.7291e-12 | 0.00097009 | 6.7291e-12
[79 empty] | WLDFR | HFTD - Distribution - Tier 3 - 5QU CoRE ¦ 4QU LoRE | Non-Red Flag Warning - Large Fires | 2037 | 2.8206e-09 | 6.1205 | 0.77885 | 3.4265 | 1.9151 | 0 | 7.7224e-06 | 1.7264e-08 | 0 | 1.7264e-08 | 1.2493e-05 | 7.53e-07 | 0 | 7.53e-07 | 1.2759e-06 | 0 | 1.2759e-06 | 7.1117e-07 | 0 | 7.1117e-07 | [17 empty] | 7.3.3.17.5 (Remote Grid) Updates to grid topology to minimize risk of ignition in HFTDs Remote GridWLDFRContaminationAggregated | WLDFR | HFTD - Distribution - Tier 2 - 4QU CoRE ¦ 1QU LoRE | Non-Red Flag Warning - Destructive Fires | Contamination | Aggregated | 2061 | 6.9366e-09 | 772.1066 | 5.3558e-06 | 2061 | Mitigation | 0.95 | 45 | 0 | esc | 0.00097009 | 6.7291e-12 | 0.00097009 | 6.7291e-12
[79 empty] | WLDFR | HFTD - Distribution - Tier 3 - 5QU CoRE ¦ 4QU LoRE | Non-Red Flag Warning - Large Fires | 2038 | 2.8206e-09 | 6.5028 | 0.81304 | 3.6355 | 2.0543 | 0 | 7.7224e-06 | 1.8342e-08 | 0 | 1.8342e-08 | 1.3107e-05 | 7.53e-07 | 0 | 7.53e-07 | 1.2759e-06 | 0 | 1.2759e-06 | 7.1117e-07 | 0 | 7.1117e-07 | [17 empty] | 7.3.3.17.5 (Remote Grid) Updates to grid topology to minimize risk of ignition in HFTDs Remote GridWLDFRContaminationAggregated | WLDFR | HFTD - Distribution - Tier 2 - 4QU CoRE ¦ 1QU LoRE | Non-Red Flag Warning - Destructive Fires | Contamination | Aggregated | 2062 | 6.9366e-09 | 772.1066 | 5.3558e-06 | 2062 | Mitigation | 0.95 | 45 | 0 | esc | 0.00097009 | 6.7291e-12 | 0.00097009 | 6.7291e-12
[79 empty] | WLDFR | HFTD - Distribution - Tier 3 - 5QU CoRE ¦ 4QU LoRE | Non-Red Flag Warning - Large Fires | 2039 | 2.8206e-09 | 6.5028 | 0.81304 | 3.6355 | 2.0543 | 0 | 7.7224e-06 | 1.8342e-08 | 0 | 1.8342e-08 | 1.3107e-05 | 7.53e-07 | 0 | 7.53e-07 | 1.2759e-06 | 0 | 1.2759e-06 | 7.1117e-07 | 0 | 7.1117e-07 | [17 empty] | 7.3.3.17.5 (Remote Grid) Updates to grid topology to minimize risk of ignition in HFTDs Remote GridWLDFRContaminationAggregated | WLDFR | HFTD - Distribution - Tier 2 - 4QU CoRE ¦ 1QU LoRE | Non-Red Flag Warning - Destructive Fires | Contamination | Aggregated | 2063 | 6.9366e-09 | 772.1066 | 5.3558e-06 | 2063 | Mitigation | 0.95 | 45 | 0 | esc | 0.00097009 | 6.7291e-12 | 0.00097009 | 6.7291e-12
[79 empty] | WLDFR | HFTD - Distribution - Tier 3 - 5QU CoRE ¦ 4QU LoRE | Non-Red Flag Warning - Large Fires | 2040 | 2.8206e-09 | 6.5028 | 0.81304 | 3.6355 | 2.0543 | 0 | 7.7224e-06 | 1.8342e-08 | 0 | 1.8342e-08 | 1.3107e-05 | 7.53e-07 | 0 | 7.53e-07 | 1.2759e-06 | 0 | 1.2759e-06 | 7.1117e-07 | 0 | 7.1117e-07 | [17 empty] | 7.3.3.17.5 (Remote Grid) Updates to grid topology to minimize risk of ignition in HFTDs Remote GridWLDFRContaminationAggregated | WLDFR | HFTD - Distribution - Tier 2 - 4QU CoRE ¦ 1QU LoRE | Non-Red Flag Warning - Destructive Fires | Contamination | Aggregated | 2064 | 6.9366e-09 | 772.1066 | 5.3558e-06 | 2064 | Mitigation | 0.95 | 45 | 0 | esc | 0.00097009 | 6.7291e-12 | 0.00097009 | 6.7291e-12
[79 empty] | WLDFR | HFTD - Distribution - Tier 3 - 5QU CoRE ¦ 4QU LoRE | Non-Red Flag Warning - Large Fires | 2041 | 2.8206e-09 | 6.5028 | 0.81304 | 3.6355 | 2.0543 | 0 | 7.7224e-06 | 1.8342e-08 | 0 | 1.8342e-08 | 1.3107e-05 | 7.8726e-07 | 0 | 7.8726e-07 | 1.334e-06 | 0 | 1.334e-06 | 7.4352e-07 | 0 | 7.4352e-07 | [17 empty] | 7.3.3.17.5 (Remote Grid) Updates to grid topology to minimize risk of ignition in HFTDs Remote GridWLDFRContaminationAggregated | WLDFR | HFTD - Distribution - Tier 2 - 4QU CoRE ¦ 1QU LoRE | Non-Red Flag Warning - Destructive Fires | Contamination | Aggregated | 2065 | 6.9366e-09 | 772.1066 | 5.3558e-06 | 2065 | Mitigation | 0.95 | 45 | 0 | esc | 0.00097009 | 6.7291e-12 | 0.00097009 | 6.7291e-12
[79 empty] | WLDFR | HFTD - Distribution - Tier 3 - 5QU CoRE ¦ 4QU LoRE | Non-Red Flag Warning - Large Fires | 2042 | 2.8206e-09 | 6.5028 | 0.81304 | 3.6355 | 2.0543 | 0 | 7.7224e-06 | 1.8342e-08 | 0 | 1.8342e-08 | 1.3107e-05 | 7.8726e-07 | 0 | 7.8726e-07 | 1.334e-06 | 0 | 1.334e-06 | 7.4352e-07 | 0 | 7.4352e-07 | [17 empty] | 7.3.3.17.5 (Remote Grid) Updates to grid topology to minimize risk of ignition in HFTDs Remote GridWLDFRContaminationAggregated | WLDFR | HFTD - Distribution - Tier 2 - 4QU CoRE ¦ 1QU LoRE | Non-Red Flag Warning - Destructive Fires | Contamination | Aggregated | 2066 | 6.9366e-09 | 772.1066 | 5.3558e-06 | 2066 | Mitigation | 0.95 | 45 | 0 | esc | 0.00097009 | 6.7291e-12 | 0.00097009 | 6.7291e-12
[79 empty] | WLDFR | HFTD - Distribution - Tier 3 - 5QU CoRE ¦ 4QU LoRE | Non-Red Flag Warning - Large Fires | 2043 | 2.8206e-09 | 6.9209 | 0.84944 | 3.8632 | 2.2083 | 0 | 7.7224e-06 | 1.9521e-08 | 0 | 1.9521e-08 | 1.3761e-05 | 7.8726e-07 | 0 | 7.8726e-07 | 1.334e-06 | 0 | 1.334e-06 | 7.4352e-07 | 0 | 7.4352e-07 | [17 empty] | 7.3.3.17.5 (Remote Grid) Updates to grid topology to minimize risk of ignition in HFTDs Remote GridWLDFRContaminationAggregated | WLDFR | HFTD - Distribution - Tier 2 - 4QU CoRE ¦ 1QU LoRE | Non-Red Flag Warning - Destructive Fires | Contamination | Aggregated | 2067 | 6.9366e-09 | 772.1066 | 5.3558e-06 | 2067 | Mitigation | 0.95 | 45 | 0 | esc | 0 | 0 | 0.00097009 | 6.7291e-12
[79 empty] | WLDFR | HFTD - Distribution - Tier 3 - 5QU CoRE ¦ 4QU LoRE | Non-Red Flag Warning - Large Fires | 2044 | 2.8206e-09 | 6.9209 | 0.84944 | 3.8632 | 2.2083 | 0 | 7.7224e-06 | 1.9521e-08 | 0 | 1.9521e-08 | 1.3761e-05 | 0 | 0 | 0 | 1.334e-06 | 0 | 1.334e-06 | 7.4352e-07 | 0 | 7.4352e-07 | [17 empty] | 7.3.3.17.5 (Remote Grid) Updates to grid topology to minimize risk of ignition in HFTDs Remote GridWLDFREquipment / facility failureAggregated | WLDFR | HFTD - Distribution - Tier 2 - 4QU CoRE ¦ 1QU LoRE | Non-Red Flag Warning - Destructive Fires | Equipment / facility failure | Aggregated | 2022 | 7.7515e-08 | 772.1066 | 5.985e-05 | 2022 | Mitigation | 0.95 | 45 | 0 | esc | 0.00097009 | 7.5196e-11 | 0 | 0
[79 empty] | WLDFR | HFTD - Distribution - Tier 3 - 5QU CoRE ¦ 4QU LoRE | Non-Red Flag Warning - Large Fires | 2045 | 2.8206e-09 | 6.9209 | 0.84944 | 3.8632 | 2.2083 | 0 | 7.7224e-06 | 1.9521e-08 | 0 | 1.9521e-08 | 1.3761e-05 | 0 | 0 | 0 | 0 | 0 | 0 | 7.4352e-07 | 0 | 7.4352e-07 | [17 empty] | 7.3.3.17.5 (Remote Grid) Updates to grid topology to minimize risk of ignition in HFTDs Remote GridWLDFREquipment / facility failureAggregated | WLDFR | HFTD - Distribution - Tier 2 - 4QU CoRE ¦ 1QU LoRE | Non-Red Flag Warning - Destructive Fires | Equipment / facility failure | Aggregated | 2023 | 7.7515e-08 | 772.1066 | 5.985e-05 | 2023 | Mitigation | 0.95 | 45 | 0 | esc | 0.00097009 | 7.5196e-11 | 0.00097009 | 7.5196e-11
[79 empty] | WLDFR | HFTD - Distribution - Tier 3 - 5QU CoRE ¦ 4QU LoRE | Non-Red Flag Warning - Large Fires | 2046 | 2.8206e-09 | 6.9209 | 0.84944 | 3.8632 | 2.2083 | 0 | 7.7224e-06 | 1.9521e-08 | 0 | 1.9521e-08 | 1.3761e-05 | 4.2328e-08 | 0 | 4.2328e-08 | 0 | 0 | 0 | 0 | 0 | 0 | [17 empty] | 7.3.3.17.5 (Remote Grid) Updates to grid topology to minimize risk of ignition in HFTDs Remote GridWLDFREquipment / facility failureAggregated | WLDFR | HFTD - Distribution - Tier 2 - 4QU CoRE ¦ 1QU LoRE | Non-Red Flag Warning - Destructive Fires | Equipment / facility failure | Aggregated | 2024 | 7.7515e-08 | 772.1066 | 5.985e-05 | 2024 | Mitigation | 0.95 | 45 | 0 | esc | 0.00097009 | 7.5196e-11 | 0.00097009 | 7.5196e-11
[79 empty] | WLDFR | HFTD - Distribution - Tier 3 - 5QU CoRE ¦ 4QU LoRE | Non-Red Flag Warning - Large Fires | 2047 | 2.8206e-09 | 6.9209 | 0.84944 | 3.8632 | 2.2083 | 0 | 7.7224e-06 | 1.9521e-08 | 0 | 1.9521e-08 | 1.3761e-05 | 4.4051e-08 | 0 | 4.4051e-08 | 7.4643e-08 | 0 | 7.4643e-08 | 0 | 0 | 0 | [17 empty] | 7.3.3.17.5 (Remote Grid) Updates to grid topology to minimize risk of ignition in HFTDs Remote GridWLDFREquipment / facility failureAggregated | WLDFR | HFTD - Distribution - Tier 2 - 4QU CoRE ¦ 1QU LoRE | Non-Red Flag Warning - Destructive Fires | Equipment / facility failure | Aggregated | 2025 | 7.7515e-08 | 772.1066 | 5.985e-05 | 2025 | Mitigation | 0.95 | 45 | 0 | esc | 0.00097009 | 7.5196e-11 | 0.00097009 | 7.5196e-11
[79 empty] | WLDFR | HFTD - Distribution - Tier 3 - 5QU CoRE ¦ 4QU LoRE | Non-Red Flag Warning - Large Fires | 2048 | 2.8206e-09 | 7.3713 | 0.88759 | 4.1075 | 2.3763 | 0 | 7.7224e-06 | 2.0792e-08 | 0 | 2.0792e-08 | 1.4447e-05 | 4.6022e-08 | 0 | 4.6022e-08 | 7.7982e-08 | 0 | 7.7982e-08 | 4.3466e-08 | 0 | 4.3466e-08 | [17 empty] | 7.3.3.17.5 (Remote Grid) Updates to grid topology to minimize risk of ignition in HFTDs Remote GridWLDFREquipment / facility failureAggregated | WLDFR | HFTD - Distribution - Tier 2 - 4QU CoRE ¦ 1QU LoRE | Non-Red Flag Warning - Destructive Fires | Equipment / facility failure | Aggregated | 2026 | 7.7515e-08 | 772.1066 | 5.985e-05 | 2026 | Mitigation | 0.95 | 45 | 0 | esc | 0.00097009 | 7.5196e-11 | 0.00097009 | 7.5196e-11
[79 empty] | WLDFR | HFTD - Distribution - Tier 3 - 5QU CoRE ¦ 4QU LoRE | Non-Red Flag Warning - Large Fires | 2049 | 2.8206e-09 | 7.3713 | 0.88759 | 4.1075 | 2.3763 | 0 | 7.7224e-06 | 2.0792e-08 | 0 | 2.0792e-08 | 1.4447e-05 | 4.6022e-08 | 0 | 4.6022e-08 | 7.7982e-08 | 0 | 7.7982e-08 | 4.3466e-08 | 0 | 4.3466e-08 | [17 empty] | 7.3.3.17.5 (Remote Grid) Updates to grid topology to minimize risk of ignition in HFTDs Remote GridWLDFREquipment / facility failureAggregated | WLDFR | HFTD - Distribution - Tier 2 - 4QU CoRE ¦ 1QU LoRE | Non-Red Flag Warning - Destructive Fires | Equipment / facility failure | Aggregated | 2027 | 7.7515e-08 | 772.1066 | 5.985e-05 | 2027 | Mitigation | 0.95 | 45 | 0 | esc | 0.00097009 | 7.5196e-11 | 0.00097009 | 7.5196e-11
[79 empty] | WLDFR | HFTD - Distribution - Tier 3 - 5QU CoRE ¦ 4QU LoRE | Non-Red Flag Warning - Large Fires | 2050 | 2.8206e-09 | 7.3713 | 0.88759 | 4.1075 | 2.3763 | 0 | 7.7224e-06 | 2.0792e-08 | 0 | 2.0792e-08 | 1.4447e-05 | 4.6022e-08 | 0 | 4.6022e-08 | 7.7982e-08 | 0 | 7.7982e-08 | 4.3466e-08 | 0 | 4.3466e-08 | [17 empty] | 7.3.3.17.5 (Remote Grid) Updates to grid topology to minimize risk of ignition in HFTDs Remote GridWLDFREquipment / facility failureAggregated | WLDFR | HFTD - Distribution - Tier 2 - 4QU CoRE ¦ 1QU LoRE | Non-Red Flag Warning - Destructive Fires | Equipment / facility failure | Aggregated | 2028 | 7.7515e-08 | 772.1066 | 5.985e-05 | 2028 | Mitigation | 0.95 | 45 | 0 | esc | 0.00097009 | 7.5196e-11 | 0.00097009 | 7.5196e-11
[79 empty] | WLDFR | HFTD - Distribution - Tier 3 - 5QU CoRE ¦ 4QU LoRE | Non-Red Flag Warning - Large Fires | 2051 | 2.8206e-09 | 7.3713 | 0.88759 | 4.1075 | 2.3763 | 0 | 7.7224e-06 | 2.0792e-08 | 0 | 2.0792e-08 | 1.4447e-05 | 4.6022e-08 | 0 | 4.6022e-08 | 7.7982e-08 | 0 | 7.7982e-08 | 4.3466e-08 | 0 | 4.3466e-08 | [17 empty] | 7.3.3.17.5 (Remote Grid) Updates to grid topology to minimize risk of ignition in HFTDs Remote GridWLDFREquipment / facility failureAggregated | WLDFR | HFTD - Distribution - Tier 2 - 4QU CoRE ¦ 1QU LoRE | Non-Red Flag Warning - Destructive Fires | Equipment / facility failure | Aggregated | 2029 | 7.7515e-08 | 772.1066 | 5.985e-05 | 2029 | Mitigation | 0.95 | 45 | 0 | esc | 0.00097009 | 7.5196e-11 | 0.00097009 | 7.5196e-11
[79 empty] | WLDFR | HFTD - Distribution - Tier 3 - 5QU CoRE ¦ 4QU LoRE | Non-Red Flag Warning - Large Fires | 2052 | 2.8206e-09 | 7.3713 | 0.88759 | 4.1075 | 2.3763 | 0 | 7.7224e-06 | 2.0792e-08 | 0 | 2.0792e-08 | 1.4447e-05 | 4.6022e-08 | 0 | 4.6022e-08 | 7.7982e-08 | 0 | 7.7982e-08 | 4.3466e-08 | 0 | 4.3466e-08 | [17 empty] | 7.3.3.17.5 (Remote Grid) Updates to grid topology to minimize risk of ignition in HFTDs Remote GridWLDFREquipment / facility failureAggregated | WLDFR | HFTD - Distribution - Tier 2 - 4QU CoRE ¦ 1QU LoRE | Non-Red Flag Warning - Destructive Fires | Equipment / facility failure | Aggregated | 2030 | 7.7515e-08 | 772.1066 | 5.985e-05 | 2030 | Mitigation | 0.95 | 45 | 0 | esc | 0.00097009 | 7.5196e-11 | 0.00097009 | 7.5196e-11
[79 empty] | WLDFR | HFTD - Distribution - Tier 3 - 5QU CoRE ¦ 4QU LoRE | Non-Red Flag Warning - Large Fires | 2053 | 2.8206e-09 | 7.8503 | 0.92702 | 4.3664 | 2.5569 | 0 | 7.7224e-06 | 2.2143e-08 | 0 | 2.2143e-08 | 1.5155e-05 | 4.8561e-08 | 0 | 4.8561e-08 | 8.2284e-08 | 0 | 8.2284e-08 | 4.5863e-08 | 0 | 4.5863e-08 | [17 empty] | 7.3.3.17.5 (Remote Grid) Updates to grid topology to minimize risk of ignition in HFTDs Remote GridWLDFREquipment / facility failureAggregated | WLDFR | HFTD - Distribution - Tier 2 - 4QU CoRE ¦ 1QU LoRE | Non-Red Flag Warning - Destructive Fires | Equipment / facility failure | Aggregated | 2031 | 7.7515e-08 | 772.1066 | 5.985e-05 | 2031 | Mitigation | 0.95 | 45 | 0 | esc | 0.00097009 | 7.5196e-11 | 0.00097009 | 7.5196e-11
[79 empty] | WLDFR | HFTD - Distribution - Tier 3 - 5QU CoRE ¦ 4QU LoRE | Non-Red Flag Warning - Large Fires | 2054 | 2.8206e-09 | 7.8503 | 0.92702 | 4.3664 | 2.5569 | 0 | 7.7224e-06 | 2.2143e-08 | 0 | 2.2143e-08 | 1.5155e-05 | 4.8561e-08 | 0 | 4.8561e-08 | 8.2284e-08 | 0 | 8.2284e-08 | 4.5863e-08 | 0 | 4.5863e-08 | [17 empty] | 7.3.3.17.5 (Remote Grid) Updates to grid topology to minimize risk of ignition in HFTDs Remote GridWLDFREquipment / facility failureAggregated | WLDFR | HFTD - Distribution - Tier 2 - 4QU CoRE ¦ 1QU LoRE | Non-Red Flag Warning - Destructive Fires | Equipment / facility failure | Aggregated | 2032 | 7.7515e-08 | 772.1066 | 5.985e-05 | 2032 | Mitigation | 0.95 | 45 | 0 | esc | 0.00097009 | 7.5196e-11 | 0.00097009 | 7.5196e-11
[79 empty] | WLDFR | HFTD - Distribution - Tier 3 - 5QU CoRE ¦ 4QU LoRE | Non-Red Flag Warning - Large Fires | 2055 | 2.8206e-09 | 7.8503 | 0.92702 | 4.3664 | 2.5569 | 0 | 7.7224e-06 | 2.2143e-08 | 0 | 2.2143e-08 | 1.5155e-05 | 4.8561e-08 | 0 | 4.8561e-08 | 8.2284e-08 | 0 | 8.2284e-08 | 4.5863e-08 | 0 | 4.5863e-08 | [17 empty] | 7.3.3.17.5 (Remote Grid) Updates to grid topology to minimize risk of ignition in HFTDs Remote GridWLDFREquipment / facility failureAggregated | WLDFR | HFTD - Distribution - Tier 2 - 4QU CoRE ¦ 1QU LoRE | Non-Red Flag Warning - Destructive Fires | Equipment / facility failure | Aggregated | 2033 | 7.7515e-08 | 772.1066 | 5.985e-05 | 2033 | Mitigation | 0.95 | 45 | 0 | esc | 0.00097009 | 7.5196e-11 | 0.00097009 | 7.5196e-11
[79 empty] | WLDFR | HFTD - Distribution - Tier 3 - 5QU CoRE ¦ 4QU LoRE | Non-Red Flag Warning - Large Fires | 2056 | 2.8206e-09 | 7.8503 | 0.92702 | 4.3664 | 2.5569 | 0 | 7.7224e-06 | 2.2143e-08 | 0 | 2.2143e-08 | 1.5155e-05 | 4.8561e-08 | 0 | 4.8561e-08 | 8.2284e-08 | 0 | 8.2284e-08 | 4.5863e-08 | 0 | 4.5863e-08 | [17 empty] | 7.3.3.17.5 (Remote Grid) Updates to grid topology to minimize risk of ignition in HFTDs Remote GridWLDFREquipment / facility failureAggregated | WLDFR | HFTD - Distribution - Tier 2 - 4QU CoRE ¦ 1QU LoRE | Non-Red Flag Warning - Destructive Fires | Equipment / facility failure | Aggregated | 2034 | 7.7515e-08 | 772.1066 | 5.985e-05 | 2034 | Mitigation | 0.95 | 45 | 0 | esc | 0.00097009 | 7.5196e-11 | 0.00097009 | 7.5196e-11
[79 empty] | WLDFR | HFTD - Distribution - Tier 3 - 5QU CoRE ¦ 4QU LoRE | Non-Red Flag Warning - Large Fires | 2057 | 2.8206e-09 | 7.8503 | 0.92702 | 4.3664 | 2.5569 | 0 | 7.7224e-06 | 2.2143e-08 | 0 | 2.2143e-08 | 1.5155e-05 | 4.8561e-08 | 0 | 4.8561e-08 | 8.2284e-08 | 0 | 8.2284e-08 | 4.5863e-08 | 0 | 4.5863e-08 | [17 empty] | 7.3.3.17.5 (Remote Grid) Updates to grid topology to minimize risk of ignition in HFTDs Remote GridWLDFREquipment / facility failureAggregated | WLDFR | HFTD - Distribution - Tier 2 - 4QU CoRE ¦ 1QU LoRE | Non-Red Flag Warning - Destructive Fires | Equipment / facility failure | Aggregated | 2035 | 7.7515e-08 | 772.1066 | 5.985e-05 | 2035 | Mitigation | 0.95 | 45 | 0 | esc | 0.00097009 | 7.5196e-11 | 0.00097009 | 7.5196e-11
[79 empty] | WLDFR | HFTD - Distribution - Tier 3 - 5QU CoRE ¦ 4QU LoRE | Non-Red Flag Warning - Large Fires | 2058 | 2.8206e-09 | 8.3524 | 0.96727 | 4.6367 | 2.7484 | 0 | 7.7224e-06 | 2.3559e-08 | 0 | 2.3559e-08 | 1.5878e-05 | 5.1448e-08 | 0 | 5.1448e-08 | 8.7176e-08 | 0 | 8.7176e-08 | 4.859e-08 | 0 | 4.859e-08 | [17 empty] | 7.3.3.17.5 (Remote Grid) Updates to grid topology to minimize risk of ignition in HFTDs Remote GridWLDFREquipment / facility failureAggregated | WLDFR | HFTD - Distribution - Tier 2 - 4QU CoRE ¦ 1QU LoRE | Non-Red Flag Warning - Destructive Fires | Equipment / facility failure | Aggregated | 2036 | 7.7515e-08 | 772.1066 | 5.985e-05 | 2036 | Mitigation | 0.95 | 45 | 0 | esc | 0.00097009 | 7.5196e-11 | 0.00097009 | 7.5196e-11
[79 empty] | WLDFR | HFTD - Distribution - Tier 3 - 5QU CoRE ¦ 4QU LoRE | Non-Red Flag Warning - Large Fires | 2059 | 2.8206e-09 | 8.3524 | 0.96727 | 4.6367 | 2.7484 | 0 | 7.7224e-06 | 2.3559e-08 | 0 | 2.3559e-08 | 1.5878e-05 | 5.1448e-08 | 0 | 5.1448e-08 | 8.7176e-08 | 0 | 8.7176e-08 | 4.859e-08 | 0 | 4.859e-08 | [17 empty] | 7.3.3.17.5 (Remote Grid) Updates to grid topology to minimize risk of ignition in HFTDs Remote GridWLDFREquipment / facility failureAggregated | WLDFR | HFTD - Distribution - Tier 2 - 4QU CoRE ¦ 1QU LoRE | Non-Red Flag Warning - Destructive Fires | Equipment / facility failure | Aggregated | 2037 | 7.7515e-08 | 772.1066 | 5.985e-05 | 2037 | Mitigation | 0.95 | 45 | 0 | esc | 0.00097009 | 7.5196e-11 | 0.00097009 | 7.5196e-11
[79 empty] | WLDFR | HFTD - Distribution - Tier 3 - 5QU CoRE ¦ 4QU LoRE | Non-Red Flag Warning - Large Fires | 2060 | 2.8206e-09 | 8.3524 | 0.96727 | 4.6367 | 2.7484 | 0 | 7.7224e-06 | 2.3559e-08 | 0 | 2.3559e-08 | 1.5878e-05 | 5.1448e-08 | 0 | 5.1448e-08 | 8.7176e-08 | 0 | 8.7176e-08 | 4.859e-08 | 0 | 4.859e-08 | [17 empty] | 7.3.3.17.5 (Remote Grid) Updates to grid topology to minimize risk of ignition in HFTDs Remote GridWLDFREquipment / facility failureAggregated | WLDFR | HFTD - Distribution - Tier 2 - 4QU CoRE ¦ 1QU LoRE | Non-Red Flag Warning - Destructive Fires | Equipment / facility failure | Aggregated | 2038 | 7.7515e-08 | 772.1066 | 5.985e-05 | 2038 | Mitigation | 0.95 | 45 | 0 | esc | 0.00097009 | 7.5196e-11 | 0.00097009 | 7.5196e-11
[79 empty] | WLDFR | HFTD - Distribution - Tier 3 - 5QU CoRE ¦ 4QU LoRE | Non-Red Flag Warning - Large Fires | 2061 | 2.8206e-09 | 8.3524 | 0.96727 | 4.6367 | 2.7484 | 0 | 7.7224e-06 | 2.3559e-08 | 0 | 2.3559e-08 | 1.5878e-05 | 5.1448e-08 | 0 | 5.1448e-08 | 8.7176e-08 | 0 | 8.7176e-08 | 4.859e-08 | 0 | 4.859e-08 | [17 empty] | 7.3.3.17.5 (Remote Grid) Updates to grid topology to minimize risk of ignition in HFTDs Remote GridWLDFREquipment / facility failureAggregated | WLDFR | HFTD - Distribution - Tier 2 - 4QU CoRE ¦ 1QU LoRE | Non-Red Flag Warning - Destructive Fires | Equipment / facility failure | Aggregated | 2039 | 7.7515e-08 | 772.1066 | 5.985e-05 | 2039 | Mitigation | 0.95 | 45 | 0 | esc | 0.00097009 | 7.5196e-11 | 0.00097009 | 7.5196e-11
[79 empty] | WLDFR | HFTD - Distribution - Tier 3 - 5QU CoRE ¦ 4QU LoRE | Non-Red Flag Warning - Large Fires | 2062 | 2.8206e-09 | 8.3524 | 0.96727 | 4.6367 | 2.7484 | 0 | 7.7224e-06 | 2.3559e-08 | 0 | 2.3559e-08 | 1.5878e-05 | 5.1448e-08 | 0 | 5.1448e-08 | 8.7176e-08 | 0 | 8.7176e-08 | 4.859e-08 | 0 | 4.859e-08 | [17 empty] | 7.3.3.17.5 (Remote Grid) Updates to grid topology to minimize risk of ignition in HFTDs Remote GridWLDFREquipment / facility failureAggregated | WLDFR | HFTD - Distribution - Tier 2 - 4QU CoRE ¦ 1QU LoRE | Non-Red Flag Warning - Destructive Fires | Equipment / facility failure | Aggregated | 2040 | 7.7515e-08 | 772.1066 | 5.985e-05 | 2040 | Mitigation | 0.95 | 45 | 0 | esc | 0.00097009 | 7.5196e-11 | 0.00097009 | 7.5196e-11
[79 empty] | WLDFR | HFTD - Distribution - Tier 3 - 5QU CoRE ¦ 4QU LoRE | Non-Red Flag Warning - Large Fires | 2063 | 2.8206e-09 | 8.872 | 1.0079 | 4.9153 | 2.9488 | 0 | 7.7224e-06 | 2.5025e-08 | 0 | 2.5025e-08 | 1.6606e-05 | 5.4662e-08 | 0 | 5.4662e-08 | 9.2621e-08 | 0 | 9.2621e-08 | 5.1625e-08 | 0 | 5.1625e-08 | [17 empty] | 7.3.3.17.5 (Remote Grid) Updates to grid topology to minimize risk of ignition in HFTDs Remote GridWLDFREquipment / facility failureAggregated | WLDFR | HFTD - Distribution - Tier 2 - 4QU CoRE ¦ 1QU LoRE | Non-Red Flag Warning - Destructive Fires | Equipment / facility failure | Aggregated | 2041 | 7.7515e-08 | 772.1066 | 5.985e-05 | 2041 | Mitigation | 0.95 | 45 | 0 | esc | 0.00097009 | 7.5196e-11 | 0.00097009 | 7.5196e-11
[79 empty] | WLDFR | HFTD - Distribution - Tier 3 - 5QU CoRE ¦ 4QU LoRE | Non-Red Flag Warning - Large Fires | 2064 | 2.8206e-09 | 8.872 | 1.0079 | 4.9153 | 2.9488 | 0 | 7.7224e-06 | 2.5025e-08 | 0 | 2.5025e-08 | 1.6606e-05 | 5.4662e-08 | 0 | 5.4662e-08 | 9.2621e-08 | 0 | 9.2621e-08 | 5.1625e-08 | 0 | 5.1625e-08 | [17 empty] | 7.3.3.17.5 (Remote Grid) Updates to grid topology to minimize risk of ignition in HFTDs Remote GridWLDFREquipment / facility failureAggregated | WLDFR | HFTD - Distribution - Tier 2 - 4QU CoRE ¦ 1QU LoRE | Non-Red Flag Warning - Destructive Fires | Equipment / facility failure | Aggregated | 2042 | 7.7515e-08 | 772.1066 | 5.985e-05 | 2042 | Mitigation | 0.95 | 45 | 0 | esc | 0.00097009 | 7.5196e-11 | 0.00097009 | 7.5196e-11
[79 empty] | WLDFR | HFTD - Distribution - Tier 3 - 5QU CoRE ¦ 4QU LoRE | Non-Red Flag Warning - Large Fires | 2065 | 2.8206e-09 | 8.872 | 1.0079 | 4.9153 | 2.9488 | 0 | 7.7224e-06 | 2.5025e-08 | 0 | 2.5025e-08 | 1.6606e-05 | 5.4662e-08 | 0 | 5.4662e-08 | 9.2621e-08 | 0 | 9.2621e-08 | 5.1625e-08 | 0 | 5.1625e-08 | [17 empty] | 7.3.3.17.5 (Remote Grid) Updates to grid topology to minimize risk of ignition in HFTDs Remote GridWLDFREquipment / facility failureAggregated | WLDFR | HFTD - Distribution - Tier 2 - 4QU CoRE ¦ 1QU LoRE | Non-Red Flag Warning - Destructive Fires | Equipment / facility failure | Aggregated | 2043 | 7.7515e-08 | 772.1066 | 5.985e-05 | 2043 | Mitigation | 0.95 | 45 | 0 | esc | 0.00097009 | 7.5196e-11 | 0.00097009 | 7.5196e-11
[79 empty] | WLDFR | HFTD - Distribution - Tier 3 - 5QU CoRE ¦ 4QU LoRE | Non-Red Flag Warning - Large Fires | 2066 | 2.8206e-09 | 8.872 | 1.0079 | 4.9153 | 2.9488 | 0 | 7.7224e-06 | 2.5025e-08 | 0 | 2.5025e-08 | 1.6606e-05 | 5.4662e-08 | 0 | 5.4662e-08 | 9.2621e-08 | 0 | 9.2621e-08 | 5.1625e-08 | 0 | 5.1625e-08 | [17 empty] | 7.3.3.17.5 (Remote Grid) Updates to grid topology to minimize risk of ignition in HFTDs Remote GridWLDFREquipment / facility failureAggregated | WLDFR | HFTD - Distribution - Tier 2 - 4QU CoRE ¦ 1QU LoRE | Non-Red Flag Warning - Destructive Fires | Equipment / facility failure | Aggregated | 2044 | 7.7515e-08 | 772.1066 | 5.985e-05 | 2044 | Mitigation | 0.95 | 45 | 0 | esc | 0.00097009 | 7.5196e-11 | 0.00097009 | 7.5196e-11
[79 empty] | WLDFR | HFTD - Distribution - Tier 3 - 5QU CoRE ¦ 4QU LoRE | Non-Red Flag Warning - Small Fires | 2022 | 1.2363e-06 | 0.077901 | 0.036425 | 0.0015809 | 0.039895 | 0 | 0.0033847 | 9.6306e-08 | 0 | 9.6306e-08 | 1.0899e-06 | 5.4662e-08 | 0 | 5.4662e-08 | 9.2621e-08 | 0 | 9.2621e-08 | 5.1625e-08 | 0 | 5.1625e-08 | [17 empty] | 7.3.3.17.5 (Remote Grid) Updates to grid topology to minimize risk of ignition in HFTDs Remote GridWLDFREquipment / facility failureAggregated | WLDFR | HFTD - Distribution - Tier 2 - 4QU CoRE ¦ 1QU LoRE | Non-Red Flag Warning - Destructive Fires | Equipment / facility failure | Aggregated | 2045 | 7.7515e-08 | 772.1066 | 5.985e-05 | 2045 | Mitigation | 0.95 | 45 | 0 | esc | 0.00097009 | 7.5196e-11 | 0.00097009 | 7.5196e-11
[79 empty] | WLDFR | HFTD - Distribution - Tier 3 - 5QU CoRE ¦ 4QU LoRE | Non-Red Flag Warning - Small Fires | 2023 | 1.2363e-06 | 0.080408 | 0.03759 | 0.0016314 | 0.041187 | 0 | 0.0033847 | 9.9406e-08 | 0 | 9.9406e-08 | 1.1297e-06 | 5.8176e-08 | 0 | 5.8176e-08 | 9.8577e-08 | 0 | 9.8577e-08 | 5.4944e-08 | 0 | 5.4944e-08 | [17 empty] | 7.3.3.17.5 (Remote Grid) Updates to grid topology to minimize risk of ignition in HFTDs Remote GridWLDFREquipment / facility failureAggregated | WLDFR | HFTD - Distribution - Tier 2 - 4QU CoRE ¦ 1QU LoRE | Non-Red Flag Warning - Destructive Fires | Equipment / facility failure | Aggregated | 2046 | 7.7515e-08 | 772.1066 | 5.985e-05 | 2046 | Mitigation | 0.95 | 45 | 0 | esc | 0.00097009 | 7.5196e-11 | 0.00097009 | 7.5196e-11
[79 empty] | WLDFR | HFTD - Distribution - Tier 3 - 5QU CoRE ¦ 4QU LoRE | Non-Red Flag Warning - Small Fires | 2024 | 1.2363e-06 | 0.080408 | 0.03759 | 0.0016314 | 0.041187 | 0 | 0.0033847 | 9.9406e-08 | 0 | 9.9406e-08 | 1.1297e-06 | 5.8176e-08 | 0 | 5.8176e-08 | 9.8577e-08 | 0 | 9.8577e-08 | 5.4944e-08 | 0 | 5.4944e-08 | [17 empty] | 7.3.3.17.5 (Remote Grid) Updates to grid topology to minimize risk of ignition in HFTDs Remote GridWLDFREquipment / facility failureAggregated | WLDFR | HFTD - Distribution - Tier 2 - 4QU CoRE ¦ 1QU LoRE | Non-Red Flag Warning - Destructive Fires | Equipment / facility failure | Aggregated | 2047 | 7.7515e-08 | 772.1066 | 5.985e-05 | 2047 | Mitigation | 0.95 | 45 | 0 | esc | 0.00097009 | 7.5196e-11 | 0.00097009 | 7.5196e-11
[79 empty] | WLDFR | HFTD - Distribution - Tier 3 - 5QU CoRE ¦ 4QU LoRE | Non-Red Flag Warning - Small Fires | 2025 | 1.2363e-06 | 0.080408 | 0.03759 | 0.0016314 | 0.041187 | 0 | 0.0033847 | 9.9406e-08 | 0 | 9.9406e-08 | 1.1297e-06 | 5.8176e-08 | 0 | 5.8176e-08 | 9.8577e-08 | 0 | 9.8577e-08 | 5.4944e-08 | 0 | 5.4944e-08 | [17 empty] | 7.3.3.17.5 (Remote Grid) Updates to grid topology to minimize risk of ignition in HFTDs Remote GridWLDFREquipment / facility failureAggregated | WLDFR | HFTD - Distribution - Tier 2 - 4QU CoRE ¦ 1QU LoRE | Non-Red Flag Warning - Destructive Fires | Equipment / facility failure | Aggregated | 2048 | 7.7515e-08 | 772.1066 | 5.985e-05 | 2048 | Mitigation | 0.95 | 45 | 0 | esc | 0.00097009 | 7.5196e-11 | 0.00097009 | 7.5196e-11
[79 empty] | WLDFR | HFTD - Distribution - Tier 3 - 5QU CoRE ¦ 4QU LoRE | Non-Red Flag Warning - Small Fires | 2026 | 1.2363e-06 | 0.080408 | 0.03759 | 0.0016314 | 0.041187 | 0 | 0.0033847 | 9.9406e-08 | 0 | 9.9406e-08 | 1.1297e-06 | 5.8176e-08 | 0 | 5.8176e-08 | 9.8577e-08 | 0 | 9.8577e-08 | 5.4944e-08 | 0 | 5.4944e-08 | [17 empty] | 7.3.3.17.5 (Remote Grid) Updates to grid topology to minimize risk of ignition in HFTDs Remote GridWLDFREquipment / facility failureAggregated | WLDFR | HFTD - Distribution - Tier 2 - 4QU CoRE ¦ 1QU LoRE | Non-Red Flag Warning - Destructive Fires | Equipment / facility failure | Aggregated | 2049 | 7.7515e-08 | 772.1066 | 5.985e-05 | 2049 | Mitigation | 0.95 | 45 | 0 | esc | 0.00097009 | 7.5196e-11 | 0.00097009 | 7.5196e-11
[79 empty] | WLDFR | HFTD - Distribution - Tier 3 - 5QU CoRE ¦ 4QU LoRE | Non-Red Flag Warning - Small Fires | 2027 | 1.2363e-06 | 0.080408 | 0.03759 | 0.0016314 | 0.041187 | 0 | 0.0033847 | 9.9406e-08 | 0 | 9.9406e-08 | 1.1297e-06 | 5.8176e-08 | 0 | 5.8176e-08 | 9.8577e-08 | 0 | 9.8577e-08 | 5.4944e-08 | 0 | 5.4944e-08 | [17 empty] | 7.3.3.17.5 (Remote Grid) Updates to grid topology to minimize risk of ignition in HFTDs Remote GridWLDFREquipment / facility failureAggregated | WLDFR | HFTD - Distribution - Tier 2 - 4QU CoRE ¦ 1QU LoRE | Non-Red Flag Warning - Destructive Fires | Equipment / facility failure | Aggregated | 2050 | 7.7515e-08 | 772.1066 | 5.985e-05 | 2050 | Mitigation | 0.95 | 45 | 0 | esc | 0.00097009 | 7.5196e-11 | 0.00097009 | 7.5196e-11
[79 empty] | WLDFR | HFTD - Distribution - Tier 3 - 5QU CoRE ¦ 4QU LoRE | Non-Red Flag Warning - Small Fires | 2028 | 1.2363e-06 | 0.083606 | 0.039055 | 0.001695 | 0.042856 | 0 | 0.0033847 | 1.0336e-07 | 0 | 1.0336e-07 | 1.1799e-06 | 6.1963e-08 | 0 | 6.1963e-08 | 1.0499e-07 | 0 | 1.0499e-07 | 5.852e-08 | 0 | 5.852e-08 | [17 empty] | 7.3.3.17.5 (Remote Grid) Updates to grid topology to minimize risk of ignition in HFTDs Remote GridWLDFREquipment / facility failureAggregated | WLDFR | HFTD - Distribution - Tier 2 - 4QU CoRE ¦ 1QU LoRE | Non-Red Flag Warning - Destructive Fires | Equipment / facility failure | Aggregated | 2051 | 7.7515e-08 | 772.1066 | 5.985e-05 | 2051 | Mitigation | 0.95 | 45 | 0 | esc | 0.00097009 | 7.5196e-11 | 0.00097009 | 7.5196e-11
[79 empty] | WLDFR | HFTD - Distribution - Tier 3 - 5QU CoRE ¦ 4QU LoRE | Non-Red Flag Warning - Small Fires | 2029 | 1.2363e-06 | 0.083606 | 0.039055 | 0.001695 | 0.042856 | 0 | 0.0033847 | 1.0336e-07 | 0 | 1.0336e-07 | 1.1799e-06 | 6.1963e-08 | 0 | 6.1963e-08 | 1.0499e-07 | 0 | 1.0499e-07 | 5.852e-08 | 0 | 5.852e-08 | [17 empty] | 7.3.3.17.5 (Remote Grid) Updates to grid topology to minimize risk of ignition in HFTDs Remote GridWLDFREquipment / facility failureAggregated | WLDFR | HFTD - Distribution - Tier 2 - 4QU CoRE ¦ 1QU LoRE | Non-Red Flag Warning - Destructive Fires | Equipment / facility failure | Aggregated | 2052 | 7.7515e-08 | 772.1066 | 5.985e-05 | 2052 | Mitigation | 0.95 | 45 | 0 | esc | 0.00097009 | 7.5196e-11 | 0.00097009 | 7.5196e-11
[79 empty] | WLDFR | HFTD - Distribution - Tier 3 - 5QU CoRE ¦ 4QU LoRE | Non-Red Flag Warning - Small Fires | 2030 | 1.2363e-06 | 0.083606 | 0.039055 | 0.001695 | 0.042856 | 0 | 0.0033847 | 1.0336e-07 | 0 | 1.0336e-07 | 1.1799e-06 | 6.1963e-08 | 0 | 6.1963e-08 | 1.0499e-07 | 0 | 1.0499e-07 | 5.852e-08 | 0 | 5.852e-08 | [17 empty] | 7.3.3.17.5 (Remote Grid) Updates to grid topology to minimize risk of ignition in HFTDs Remote GridWLDFREquipment / facility failureAggregated | WLDFR | HFTD - Distribution - Tier 2 - 4QU CoRE ¦ 1QU LoRE | Non-Red Flag Warning - Destructive Fires | Equipment / facility failure | Aggregated | 2053 | 7.7515e-08 | 772.1066 | 5.985e-05 | 2053 | Mitigation | 0.95 | 45 | 0 | esc | 0.00097009 | 7.5196e-11 | 0.00097009 | 7.5196e-11
[79 empty] | WLDFR | HFTD - Distribution - Tier 3 - 5QU CoRE ¦ 4QU LoRE | Non-Red Flag Warning - Small Fires | 2031 | 1.2363e-06 | 0.083606 | 0.039055 | 0.001695 | 0.042856 | 0 | 0.0033847 | 1.0336e-07 | 0 | 1.0336e-07 | 1.1799e-06 | 6.1963e-08 | 0 | 6.1963e-08 | 1.0499e-07 | 0 | 1.0499e-07 | 5.852e-08 | 0 | 5.852e-08 | [17 empty] | 7.3.3.17.5 (Remote Grid) Updates to grid topology to minimize risk of ignition in HFTDs Remote GridWLDFREquipment / facility failureAggregated | WLDFR | HFTD - Distribution - Tier 2 - 4QU CoRE ¦ 1QU LoRE | Non-Red Flag Warning - Destructive Fires | Equipment / facility failure | Aggregated | 2054 | 7.7515e-08 | 772.1066 | 5.985e-05 | 2054 | Mitigation | 0.95 | 45 | 0 | esc | 0.00097009 | 7.5196e-11 | 0.00097009 | 7.5196e-11
[79 empty] | WLDFR | HFTD - Distribution - Tier 3 - 5QU CoRE ¦ 4QU LoRE | Non-Red Flag Warning - Small Fires | 2032 | 1.2363e-06 | 0.083606 | 0.039055 | 0.001695 | 0.042856 | 0 | 0.0033847 | 1.0336e-07 | 0 | 1.0336e-07 | 1.1799e-06 | 6.1963e-08 | 0 | 6.1963e-08 | 1.0499e-07 | 0 | 1.0499e-07 | 5.852e-08 | 0 | 5.852e-08 | [17 empty] | 7.3.3.17.5 (Remote Grid) Updates to grid topology to minimize risk of ignition in HFTDs Remote GridWLDFREquipment / facility failureAggregated | WLDFR | HFTD - Distribution - Tier 2 - 4QU CoRE ¦ 1QU LoRE | Non-Red Flag Warning - Destructive Fires | Equipment / facility failure | Aggregated | 2055 | 7.7515e-08 | 772.1066 | 5.985e-05 | 2055 | Mitigation | 0.95 | 45 | 0 | esc | 0.00097009 | 7.5196e-11 | 0.00097009 | 7.5196e-11
[79 empty] | WLDFR | HFTD - Distribution - Tier 3 - 5QU CoRE ¦ 4QU LoRE | Non-Red Flag Warning - Small Fires | 2033 | 1.2363e-06 | 0.087211 | 0.040679 | 0.0017655 | 0.044766 | 0 | 0.0033847 | 1.0782e-07 | 0 | 1.0782e-07 | 1.2356e-06 | 6.5989e-08 | 0 | 6.5989e-08 | 1.1181e-07 | 0 | 1.1181e-07 | 6.2323e-08 | 0 | 6.2323e-08 | [17 empty] | 7.3.3.17.5 (Remote Grid) Updates to grid topology to minimize risk of ignition in HFTDs Remote GridWLDFREquipment / facility failureAggregated | WLDFR | HFTD - Distribution - Tier 2 - 4QU CoRE ¦ 1QU LoRE | Non-Red Flag Warning - Destructive Fires | Equipment / facility failure | Aggregated | 2056 | 7.7515e-08 | 772.1066 | 5.985e-05 | 2056 | Mitigation | 0.95 | 45 | 0 | esc | 0.00097009 | 7.5196e-11 | 0.00097009 | 7.5196e-11
[79 empty] | WLDFR | HFTD - Distribution - Tier 3 - 5QU CoRE ¦ 4QU LoRE | Non-Red Flag Warning - Small Fires | 2034 | 1.2363e-06 | 0.087211 | 0.040679 | 0.0017655 | 0.044766 | 0 | 0.0033847 | 1.0782e-07 | 0 | 1.0782e-07 | 1.2356e-06 | 6.5989e-08 | 0 | 6.5989e-08 | 1.1181e-07 | 0 | 1.1181e-07 | 6.2323e-08 | 0 | 6.2323e-08 | [17 empty] | 7.3.3.17.5 (Remote Grid) Updates to grid topology to minimize risk of ignition in HFTDs Remote GridWLDFREquipment / facility failureAggregated | WLDFR | HFTD - Distribution - Tier 2 - 4QU CoRE ¦ 1QU LoRE | Non-Red Flag Warning - Destructive Fires | Equipment / facility failure | Aggregated | 2057 | 7.7515e-08 | 772.1066 | 5.985e-05 | 2057 | Mitigation | 0.95 | 45 | 0 | esc | 0.00097009 | 7.5196e-11 | 0.00097009 | 7.5196e-11
[79 empty] | WLDFR | HFTD - Distribution - Tier 3 - 5QU CoRE ¦ 4QU LoRE | Non-Red Flag Warning - Small Fires | 2035 | 1.2363e-06 | 0.087211 | 0.040679 | 0.0017655 | 0.044766 | 0 | 0.0033847 | 1.0782e-07 | 0 | 1.0782e-07 | 1.2356e-06 | 6.5989e-08 | 0 | 6.5989e-08 | 1.1181e-07 | 0 | 1.1181e-07 | 6.2323e-08 | 0 | 6.2323e-08 | [17 empty] | 7.3.3.17.5 (Remote Grid) Updates to grid topology to minimize risk of ignition in HFTDs Remote GridWLDFREquipment / facility failureAggregated | WLDFR | HFTD - Distribution - Tier 2 - 4QU CoRE ¦ 1QU LoRE | Non-Red Flag Warning - Destructive Fires | Equipment / facility failure | Aggregated | 2058 | 7.7515e-08 | 772.1066 | 5.985e-05 | 2058 | Mitigation | 0.95 | 45 | 0 | esc | 0.00097009 | 7.5196e-11 | 0.00097009 | 7.5196e-11
[79 empty] | WLDFR | HFTD - Distribution - Tier 3 - 5QU CoRE ¦ 4QU LoRE | Non-Red Flag Warning - Small Fires | 2036 | 1.2363e-06 | 0.087211 | 0.040679 | 0.0017655 | 0.044766 | 0 | 0.0033847 | 1.0782e-07 | 0 | 1.0782e-07 | 1.2356e-06 | 6.5989e-08 | 0 | 6.5989e-08 | 1.1181e-07 | 0 | 1.1181e-07 | 6.2323e-08 | 0 | 6.2323e-08 | [17 empty] | 7.3.3.17.5 (Remote Grid) Updates to grid topology to minimize risk of ignition in HFTDs Remote GridWLDFREquipment / facility failureAggregated | WLDFR | HFTD - Distribution - Tier 2 - 4QU CoRE ¦ 1QU LoRE | Non-Red Flag Warning - Destructive Fires | Equipment / facility failure | Aggregated | 2059 | 7.7515e-08 | 772.1066 | 5.985e-05 | 2059 | Mitigation | 0.95 | 45 | 0 | esc | 0.00097009 | 7.5196e-11 | 0.00097009 | 7.5196e-11
[79 empty] | WLDFR | HFTD - Distribution - Tier 3 - 5QU CoRE ¦ 4QU LoRE | Non-Red Flag Warning - Small Fires | 2037 | 1.2363e-06 | 0.087211 | 0.040679 | 0.0017655 | 0.044766 | 0 | 0.0033847 | 1.0782e-07 | 0 | 1.0782e-07 | 1.2356e-06 | 6.5989e-08 | 0 | 6.5989e-08 | 1.1181e-07 | 0 | 1.1181e-07 | 6.2323e-08 | 0 | 6.2323e-08 | [17 empty] | 7.3.3.17.5 (Remote Grid) Updates to grid topology to minimize risk of ignition in HFTDs Remote GridWLDFREquipment / facility failureAggregated | WLDFR | HFTD - Distribution - Tier 2 - 4QU CoRE ¦ 1QU LoRE | Non-Red Flag Warning - Destructive Fires | Equipment / facility failure | Aggregated | 2060 | 7.7515e-08 | 772.1066 | 5.985e-05 | 2060 | Mitigation | 0.95 | 45 | 0 | esc | 0.00097009 | 7.5196e-11 | 0.00097009 | 7.5196e-11
[79 empty] | WLDFR | HFTD - Distribution - Tier 3 - 5QU CoRE ¦ 4QU LoRE | Non-Red Flag Warning - Small Fires | 2038 | 1.2363e-06 | 0.091184 | 0.042438 | 0.0018418 | 0.046905 | 0 | 0.0033847 | 1.1273e-07 | 0 | 1.1273e-07 | 1.2959e-06 | 7.0209e-08 | 0 | 7.0209e-08 | 1.1896e-07 | 0 | 1.1896e-07 | 6.6308e-08 | 0 | 6.6308e-08 | [17 empty] | 7.3.3.17.5 (Remote Grid) Updates to grid topology to minimize risk of ignition in HFTDs Remote GridWLDFREquipment / facility failureAggregated | WLDFR | HFTD - Distribution - Tier 2 - 4QU CoRE ¦ 1QU LoRE | Non-Red Flag Warning - Destructive Fires | Equipment / facility failure | Aggregated | 2061 | 7.7515e-08 | 772.1066 | 5.985e-05 | 2061 | Mitigation | 0.95 | 45 | 0 | esc | 0.00097009 | 7.5196e-11 | 0.00097009 | 7.5196e-11
[79 empty] | WLDFR | HFTD - Distribution - Tier 3 - 5QU CoRE ¦ 4QU LoRE | Non-Red Flag Warning - Small Fires | 2039 | 1.2363e-06 | 0.091184 | 0.042438 | 0.0018418 | 0.046905 | 0 | 0.0033847 | 1.1273e-07 | 0 | 1.1273e-07 | 1.2959e-06 | 7.0209e-08 | 0 | 7.0209e-08 | 1.1896e-07 | 0 | 1.1896e-07 | 6.6308e-08 | 0 | 6.6308e-08 | [17 empty] | 7.3.3.17.5 (Remote Grid) Updates to grid topology to minimize risk of ignition in HFTDs Remote GridWLDFREquipment / facility failureAggregated | WLDFR | HFTD - Distribution - Tier 2 - 4QU CoRE ¦ 1QU LoRE | Non-Red Flag Warning - Destructive Fires | Equipment / facility failure | Aggregated | 2062 | 7.7515e-08 | 772.1066 | 5.985e-05 | 2062 | Mitigation | 0.95 | 45 | 0 | esc | 0.00097009 | 7.5196e-11 | 0.00097009 | 7.5196e-11
[79 empty] | WLDFR | HFTD - Distribution - Tier 3 - 5QU CoRE ¦ 4QU LoRE | Non-Red Flag Warning - Small Fires | 2040 | 1.2363e-06 | 0.091184 | 0.042438 | 0.0018418 | 0.046905 | 0 | 0.0033847 | 1.1273e-07 | 0 | 1.1273e-07 | 1.2959e-06 | 7.0209e-08 | 0 | 7.0209e-08 | 1.1896e-07 | 0 | 1.1896e-07 | 6.6308e-08 | 0 | 6.6308e-08 | [17 empty] | 7.3.3.17.5 (Remote Grid) Updates to grid topology to minimize risk of ignition in HFTDs Remote GridWLDFREquipment / facility failureAggregated | WLDFR | HFTD - Distribution - Tier 2 - 4QU CoRE ¦ 1QU LoRE | Non-Red Flag Warning - Destructive Fires | Equipment / facility failure | Aggregated | 2063 | 7.7515e-08 | 772.1066 | 5.985e-05 | 2063 | Mitigation | 0.95 | 45 | 0 | esc | 0.00097009 | 7.5196e-11 | 0.00097009 | 7.5196e-11
[79 empty] | WLDFR | HFTD - Distribution - Tier 3 - 5QU CoRE ¦ 4QU LoRE | Non-Red Flag Warning - Small Fires | 2041 | 1.2363e-06 | 0.091184 | 0.042438 | 0.0018418 | 0.046905 | 0 | 0.0033847 | 1.1273e-07 | 0 | 1.1273e-07 | 1.2959e-06 | 7.0209e-08 | 0 | 7.0209e-08 | 1.1896e-07 | 0 | 1.1896e-07 | 6.6308e-08 | 0 | 6.6308e-08 | [17 empty] | 7.3.3.17.5 (Remote Grid) Updates to grid topology to minimize risk of ignition in HFTDs Remote GridWLDFREquipment / facility failureAggregated | WLDFR | HFTD - Distribution - Tier 2 - 4QU CoRE ¦ 1QU LoRE | Non-Red Flag Warning - Destructive Fires | Equipment / facility failure | Aggregated | 2064 | 7.7515e-08 | 772.1066 | 5.985e-05 | 2064 | Mitigation | 0.95 | 45 | 0 | esc | 0.00097009 | 7.5196e-11 | 0.00097009 | 7.5196e-11
[79 empty] | WLDFR | HFTD - Distribution - Tier 3 - 5QU CoRE ¦ 4QU LoRE | Non-Red Flag Warning - Small Fires | 2042 | 1.2363e-06 | 0.091184 | 0.042438 | 0.0018418 | 0.046905 | 0 | 0.0033847 | 1.1273e-07 | 0 | 1.1273e-07 | 1.2959e-06 | 7.0209e-08 | 0 | 7.0209e-08 | 1.1896e-07 | 0 | 1.1896e-07 | 6.6308e-08 | 0 | 6.6308e-08 | [17 empty] | 7.3.3.17.5 (Remote Grid) Updates to grid topology to minimize risk of ignition in HFTDs Remote GridWLDFREquipment / facility failureAggregated | WLDFR | HFTD - Distribution - Tier 2 - 4QU CoRE ¦ 1QU LoRE | Non-Red Flag Warning - Destructive Fires | Equipment / facility failure | Aggregated | 2065 | 7.7515e-08 | 772.1066 | 5.985e-05 | 2065 | Mitigation | 0.95 | 45 | 0 | esc | 0.00097009 | 7.5196e-11 | 0.00097009 | 7.5196e-11
[79 empty] | WLDFR | HFTD - Distribution - Tier 3 - 5QU CoRE ¦ 4QU LoRE | Non-Red Flag Warning - Small Fires | 2043 | 1.2363e-06 | 0.095486 | 0.044306 | 0.0019228 | 0.049257 | 0 | 0.0033847 | 1.1805e-07 | 0 | 1.1805e-07 | 1.3602e-06 | 7.4577e-08 | 0 | 7.4577e-08 | 1.2637e-07 | 0 | 1.2637e-07 | 7.0434e-08 | 0 | 7.0434e-08 | [17 empty] | 7.3.3.17.5 (Remote Grid) Updates to grid topology to minimize risk of ignition in HFTDs Remote GridWLDFREquipment / facility failureAggregated | WLDFR | HFTD - Distribution - Tier 2 - 4QU CoRE ¦ 1QU LoRE | Non-Red Flag Warning - Destructive Fires | Equipment / facility failure | Aggregated | 2066 | 7.7515e-08 | 772.1066 | 5.985e-05 | 2066 | Mitigation | 0.95 | 45 | 0 | esc | 0.00097009 | 7.5196e-11 | 0.00097009 | 7.5196e-11
[79 empty] | WLDFR | HFTD - Distribution - Tier 3 - 5QU CoRE ¦ 4QU LoRE | Non-Red Flag Warning - Small Fires | 2044 | 1.2363e-06 | 0.095486 | 0.044306 | 0.0019228 | 0.049257 | 0 | 0.0033847 | 1.1805e-07 | 0 | 1.1805e-07 | 1.3602e-06 | 7.4577e-08 | 0 | 7.4577e-08 | 1.2637e-07 | 0 | 1.2637e-07 | 7.0434e-08 | 0 | 7.0434e-08 | [17 empty] | 7.3.3.17.5 (Remote Grid) Updates to grid topology to minimize risk of ignition in HFTDs Remote GridWLDFREquipment / facility failureAggregated | WLDFR | HFTD - Distribution - Tier 2 - 4QU CoRE ¦ 1QU LoRE | Non-Red Flag Warning - Destructive Fires | Equipment / facility failure | Aggregated | 2067 | 7.7515e-08 | 772.1066 | 5.985e-05 | 2067 | Mitigation | 0.95 | 45 | 0 | esc | 0 | 0 | 0.00097009 | 7.5196e-11
[79 empty] | WLDFR | HFTD - Distribution - Tier 3 - 5QU CoRE ¦ 4QU LoRE | Non-Red Flag Warning - Small Fires | 2045 | 1.2363e-06 | 0.095486 | 0.044306 | 0.0019228 | 0.049257 | 0 | 0.0033847 | 1.1805e-07 | 0 | 1.1805e-07 | 1.3602e-06 | 7.4577e-08 | 0 | 7.4577e-08 | 1.2637e-07 | 0 | 1.2637e-07 | 7.0434e-08 | 0 | 7.0434e-08 | [17 empty] | 7.3.3.17.5 (Remote Grid) Updates to grid topology to minimize risk of ignition in HFTDs Remote GridWLDFRVegetation ContactAggregated | WLDFR | HFTD - Distribution - Tier 2 - 4QU CoRE ¦ 1QU LoRE | Non-Red Flag Warning - Destructive Fires | Vegetation Contact | Aggregated | 2022 | 5.8782e-07 | 772.1066 | 0.00045386 | 2022 | Mitigation | 0.95 | 45 | 0 | esc | 0.00097009 | 5.7024e-10 | 0 | 0
[79 empty] | WLDFR | HFTD - Distribution - Tier 3 - 5QU CoRE ¦ 4QU LoRE | Non-Red Flag Warning - Small Fires | 2046 | 1.2363e-06 | 0.095486 | 0.044306 | 0.0019228 | 0.049257 | 0 | 0.0033847 | 1.1805e-07 | 0 | 1.1805e-07 | 1.3602e-06 | 0 | 0 | 0 | 1.2637e-07 | 0 | 1.2637e-07 | 7.0434e-08 | 0 | 7.0434e-08 | [17 empty] | 7.3.3.17.5 (Remote Grid) Updates to grid topology to minimize risk of ignition in HFTDs Remote GridWLDFRVegetation ContactAggregated | WLDFR | HFTD - Distribution - Tier 2 - 4QU CoRE ¦ 1QU LoRE | Non-Red Flag Warning - Destructive Fires | Vegetation Contact | Aggregated | 2023 | 5.8782e-07 | 772.1066 | 0.00045386 | 2023 | Mitigation | 0.95 | 45 | 0 | esc | 0.00097009 | 5.7024e-10 | 0.00097009 | 5.7024e-10
[79 empty] | WLDFR | HFTD - Distribution - Tier 3 - 5QU CoRE ¦ 4QU LoRE | Non-Red Flag Warning - Small Fires | 2047 | 1.2363e-06 | 0.095486 | 0.044306 | 0.0019228 | 0.049257 | 0 | 0.0033847 | 1.1805e-07 | 0 | 1.1805e-07 | 1.3602e-06 | 0 | 0 | 0 | 0 | 0 | 0 | 7.0434e-08 | 0 | 7.0434e-08 | [17 empty] | 7.3.3.17.5 (Remote Grid) Updates to grid topology to minimize risk of ignition in HFTDs Remote GridWLDFRVegetation ContactAggregated | WLDFR | HFTD - Distribution - Tier 2 - 4QU CoRE ¦ 1QU LoRE | Non-Red Flag Warning - Destructive Fires | Vegetation Contact | Aggregated | 2024 | 5.8782e-07 | 772.1066 | 0.00045386 | 2024 | Mitigation | 0.95 | 45 | 0 | esc | 0.00097009 | 5.7024e-10 | 0.00097009 | 5.7024e-10
[79 empty] | WLDFR | HFTD - Distribution - Tier 3 - 5QU CoRE ¦ 4QU LoRE | Non-Red Flag Warning - Small Fires | 2048 | 1.2363e-06 | 0.10007 | 0.04626 | 0.0020076 | 0.051804 | 0 | 0.0033847 | 1.2372e-07 | 0 | 1.2372e-07 | 1.4275e-06 | 2.7421e-07 | 0 | 2.7421e-07 | 0 | 0 | 0 | 0 | 0 | 0 | [17 empty] | 7.3.3.17.5 (Remote Grid) Updates to grid topology to minimize risk of ignition in HFTDs Remote GridWLDFRVegetation ContactAggregated | WLDFR | HFTD - Distribution - Tier 2 - 4QU CoRE ¦ 1QU LoRE | Non-Red Flag Warning - Destructive Fires | Vegetation Contact | Aggregated | 2025 | 5.8782e-07 | 772.1066 | 0.00045386 | 2025 | Mitigation | 0.95 | 45 | 0 | esc | 0.00097009 | 5.7024e-10 | 0.00097009 | 5.7024e-10
[79 empty] | WLDFR | HFTD - Distribution - Tier 3 - 5QU CoRE ¦ 4QU LoRE | Non-Red Flag Warning - Small Fires | 2049 | 1.2363e-06 | 0.10007 | 0.04626 | 0.0020076 | 0.051804 | 0 | 0.0033847 | 1.2372e-07 | 0 | 1.2372e-07 | 1.4275e-06 | 2.8739e-07 | 0 | 2.8739e-07 | 4.8697e-07 | 0 | 4.8697e-07 | 0 | 0 | 0 | [17 empty] | 7.3.3.17.5 (Remote Grid) Updates to grid topology to minimize risk of ignition in HFTDs Remote GridWLDFRVegetation ContactAggregated | WLDFR | HFTD - Distribution - Tier 2 - 4QU CoRE ¦ 1QU LoRE | Non-Red Flag Warning - Destructive Fires | Vegetation Contact | Aggregated | 2026 | 5.8782e-07 | 772.1066 | 0.00045386 | 2026 | Mitigation | 0.95 | 45 | 0 | esc | 0.00097009 | 5.7024e-10 | 0.00097009 | 5.7024e-10
[79 empty] | WLDFR | HFTD - Distribution - Tier 3 - 5QU CoRE ¦ 4QU LoRE | Non-Red Flag Warning - Small Fires | 2050 | 1.2363e-06 | 0.10007 | 0.04626 | 0.0020076 | 0.051804 | 0 | 0.0033847 | 1.2372e-07 | 0 | 1.2372e-07 | 1.4275e-06 | 2.9665e-07 | 0 | 2.9665e-07 | 5.0265e-07 | 0 | 5.0265e-07 | 2.8017e-07 | 0 | 2.8017e-07 | [17 empty] | 7.3.3.17.5 (Remote Grid) Updates to grid topology to minimize risk of ignition in HFTDs Remote GridWLDFRVegetation ContactAggregated | WLDFR | HFTD - Distribution - Tier 2 - 4QU CoRE ¦ 1QU LoRE | Non-Red Flag Warning - Destructive Fires | Vegetation Contact | Aggregated | 2027 | 5.8782e-07 | 772.1066 | 0.00045386 | 2027 | Mitigation | 0.95 | 45 | 0 | esc | 0.00097009 | 5.7024e-10 | 0.00097009 | 5.7024e-10
[79 empty] | WLDFR | HFTD - Distribution - Tier 3 - 5QU CoRE ¦ 4QU LoRE | Non-Red Flag Warning - Small Fires | 2051 | 1.2363e-06 | 0.10007 | 0.04626 | 0.0020076 | 0.051804 | 0 | 0.0033847 | 1.2372e-07 | 0 | 1.2372e-07 | 1.4275e-06 | 2.9665e-07 | 0 | 2.9665e-07 | 5.0265e-07 | 0 | 5.0265e-07 | 2.8017e-07 | 0 | 2.8017e-07 | [17 empty] | 7.3.3.17.5 (Remote Grid) Updates to grid topology to minimize risk of ignition in HFTDs Remote GridWLDFRVegetation ContactAggregated | WLDFR | HFTD - Distribution - Tier 2 - 4QU CoRE ¦ 1QU LoRE | Non-Red Flag Warning - Destructive Fires | Vegetation Contact | Aggregated | 2028 | 5.8782e-07 | 772.1066 | 0.00045386 | 2028 | Mitigation | 0.95 | 45 | 0 | esc | 0.00097009 | 5.7024e-10 | 0.00097009 | 5.7024e-10
[79 empty] | WLDFR | HFTD - Distribution - Tier 3 - 5QU CoRE ¦ 4QU LoRE | Non-Red Flag Warning - Small Fires | 2052 | 1.2363e-06 | 0.10007 | 0.04626 | 0.0020076 | 0.051804 | 0 | 0.0033847 | 1.2372e-07 | 0 | 1.2372e-07 | 1.4275e-06 | 2.9665e-07 | 0 | 2.9665e-07 | 5.0265e-07 | 0 | 5.0265e-07 | 2.8017e-07 | 0 | 2.8017e-07 | [17 empty] | 7.3.3.17.5 (Remote Grid) Updates to grid topology to minimize risk of ignition in HFTDs Remote GridWLDFRVegetation ContactAggregated | WLDFR | HFTD - Distribution - Tier 2 - 4QU CoRE ¦ 1QU LoRE | Non-Red Flag Warning - Destructive Fires | Vegetation Contact | Aggregated | 2029 | 5.8782e-07 | 772.1066 | 0.00045386 | 2029 | Mitigation | 0.95 | 45 | 0 | esc | 0.00097009 | 5.7024e-10 | 0.00097009 | 5.7024e-10
[79 empty] | WLDFR | HFTD - Distribution - Tier 3 - 5QU CoRE ¦ 4QU LoRE | Non-Red Flag Warning - Small Fires | 2053 | 1.2363e-06 | 0.10489 | 0.048274 | 0.002095 | 0.054525 | 0 | 0.0033847 | 1.2968e-07 | 0 | 1.2968e-07 | 1.497e-06 | 2.9665e-07 | 0 | 2.9665e-07 | 5.0265e-07 | 0 | 5.0265e-07 | 2.8017e-07 | 0 | 2.8017e-07 | [17 empty] | 7.3.3.17.5 (Remote Grid) Updates to grid topology to minimize risk of ignition in HFTDs Remote GridWLDFRVegetation ContactAggregated | WLDFR | HFTD - Distribution - Tier 2 - 4QU CoRE ¦ 1QU LoRE | Non-Red Flag Warning - Destructive Fires | Vegetation Contact | Aggregated | 2030 | 5.8782e-07 | 772.1066 | 0.00045386 | 2030 | Mitigation | 0.95 | 45 | 0 | esc | 0.00097009 | 5.7024e-10 | 0.00097009 | 5.7024e-10
[79 empty] | WLDFR | HFTD - Distribution - Tier 3 - 5QU CoRE ¦ 4QU LoRE | Non-Red Flag Warning - Small Fires | 2054 | 1.2363e-06 | 0.10489 | 0.048274 | 0.002095 | 0.054525 | 0 | 0.0033847 | 1.2968e-07 | 0 | 1.2968e-07 | 1.497e-06 | 2.9665e-07 | 0 | 2.9665e-07 | 5.0265e-07 | 0 | 5.0265e-07 | 2.8017e-07 | 0 | 2.8017e-07 | [17 empty] | 7.3.3.17.5 (Remote Grid) Updates to grid topology to minimize risk of ignition in HFTDs Remote GridWLDFRVegetation ContactAggregated | WLDFR | HFTD - Distribution - Tier 2 - 4QU CoRE ¦ 1QU LoRE | Non-Red Flag Warning - Destructive Fires | Vegetation Contact | Aggregated | 2031 | 5.8782e-07 | 772.1066 | 0.00045386 | 2031 | Mitigation | 0.95 | 45 | 0 | esc | 0.00097009 | 5.7024e-10 | 0.00097009 | 5.7024e-10
[79 empty] | WLDFR | HFTD - Distribution - Tier 3 - 5QU CoRE ¦ 4QU LoRE | Non-Red Flag Warning - Small Fires | 2055 | 1.2363e-06 | 0.10489 | 0.048274 | 0.002095 | 0.054525 | 0 | 0.0033847 | 1.2968e-07 | 0 | 1.2968e-07 | 1.497e-06 | 3.0844e-07 | 0 | 3.0844e-07 | 5.2264e-07 | 0 | 5.2264e-07 | 2.9131e-07 | 0 | 2.9131e-07 | [17 empty] | 7.3.3.17.5 (Remote Grid) Updates to grid topology to minimize risk of ignition in HFTDs Remote GridWLDFRVegetation ContactAggregated | WLDFR | HFTD - Distribution - Tier 2 - 4QU CoRE ¦ 1QU LoRE | Non-Red Flag Warning - Destructive Fires | Vegetation Contact | Aggregated | 2032 | 5.8782e-07 | 772.1066 | 0.00045386 | 2032 | Mitigation | 0.95 | 45 | 0 | esc | 0.00097009 | 5.7024e-10 | 0.00097009 | 5.7024e-10
[79 empty] | WLDFR | HFTD - Distribution - Tier 3 - 5QU CoRE ¦ 4QU LoRE | Non-Red Flag Warning - Small Fires | 2056 | 1.2363e-06 | 0.10489 | 0.048274 | 0.002095 | 0.054525 | 0 | 0.0033847 | 1.2968e-07 | 0 | 1.2968e-07 | 1.497e-06 | 3.0844e-07 | 0 | 3.0844e-07 | 5.2264e-07 | 0 | 5.2264e-07 | 2.9131e-07 | 0 | 2.9131e-07 | [17 empty] | 7.3.3.17.5 (Remote Grid) Updates to grid topology to minimize risk of ignition in HFTDs Remote GridWLDFRVegetation ContactAggregated | WLDFR | HFTD - Distribution - Tier 2 - 4QU CoRE ¦ 1QU LoRE | Non-Red Flag Warning - Destructive Fires | Vegetation Contact | Aggregated | 2033 | 5.8782e-07 | 772.1066 | 0.00045386 | 2033 | Mitigation | 0.95 | 45 | 0 | esc | 0.00097009 | 5.7024e-10 | 0.00097009 | 5.7024e-10
[79 empty] | WLDFR | HFTD - Distribution - Tier 3 - 5QU CoRE ¦ 4QU LoRE | Non-Red Flag Warning - Small Fires | 2057 | 1.2363e-06 | 0.10489 | 0.048274 | 0.002095 | 0.054525 | 0 | 0.0033847 | 1.2968e-07 | 0 | 1.2968e-07 | 1.497e-06 | 3.0844e-07 | 0 | 3.0844e-07 | 5.2264e-07 | 0 | 5.2264e-07 | 2.9131e-07 | 0 | 2.9131e-07 | [17 empty] | 7.3.3.17.5 (Remote Grid) Updates to grid topology to minimize risk of ignition in HFTDs Remote GridWLDFRVegetation ContactAggregated | WLDFR | HFTD - Distribution - Tier 2 - 4QU CoRE ¦ 1QU LoRE | Non-Red Flag Warning - Destructive Fires | Vegetation Contact | Aggregated | 2034 | 5.8782e-07 | 772.1066 | 0.00045386 | 2034 | Mitigation | 0.95 | 45 | 0 | esc | 0.00097009 | 5.7024e-10 | 0.00097009 | 5.7024e-10
[79 empty] | WLDFR | HFTD - Distribution - Tier 3 - 5QU CoRE ¦ 4QU LoRE | Non-Red Flag Warning - Small Fires | 2058 | 1.2363e-06 | 0.1099 | 0.050325 | 0.0021839 | 0.057393 | 0 | 0.0033847 | 1.3587e-07 | 0 | 1.3587e-07 | 1.5678e-06 | 3.0844e-07 | 0 | 3.0844e-07 | 5.2264e-07 | 0 | 5.2264e-07 | 2.9131e-07 | 0 | 2.9131e-07 | [17 empty] | 7.3.3.17.5 (Remote Grid) Updates to grid topology to minimize risk of ignition in HFTDs Remote GridWLDFRVegetation ContactAggregated | WLDFR | HFTD - Distribution - Tier 2 - 4QU CoRE ¦ 1QU LoRE | Non-Red Flag Warning - Destructive Fires | Vegetation Contact | Aggregated | 2035 | 5.8782e-07 | 772.1066 | 0.00045386 | 2035 | Mitigation | 0.95 | 45 | 0 | esc | 0.00097009 | 5.7024e-10 | 0.00097009 | 5.7024e-10
[79 empty] | WLDFR | HFTD - Distribution - Tier 3 - 5QU CoRE ¦ 4QU LoRE | Non-Red Flag Warning - Small Fires | 2059 | 1.2363e-06 | 0.1099 | 0.050325 | 0.0021839 | 0.057393 | 0 | 0.0033847 | 1.3587e-07 | 0 | 1.3587e-07 | 1.5678e-06 | 3.0844e-07 | 0 | 3.0844e-07 | 5.2264e-07 | 0 | 5.2264e-07 | 2.9131e-07 | 0 | 2.9131e-07 | [17 empty] | 7.3.3.17.5 (Remote Grid) Updates to grid topology to minimize risk of ignition in HFTDs Remote GridWLDFRVegetation ContactAggregated | WLDFR | HFTD - Distribution - Tier 2 - 4QU CoRE ¦ 1QU LoRE | Non-Red Flag Warning - Destructive Fires | Vegetation Contact | Aggregated | 2036 | 5.8782e-07 | 772.1066 | 0.00045386 | 2036 | Mitigation | 0.95 | 45 | 0 | esc | 0.00097009 | 5.7024e-10 | 0.00097009 | 5.7024e-10
[79 empty] | WLDFR | HFTD - Distribution - Tier 3 - 5QU CoRE ¦ 4QU LoRE | Non-Red Flag Warning - Small Fires | 2060 | 1.2363e-06 | 0.1099 | 0.050325 | 0.0021839 | 0.057393 | 0 | 0.0033847 | 1.3587e-07 | 0 | 1.3587e-07 | 1.5678e-06 | 3.2174e-07 | 0 | 3.2174e-07 | 5.4518e-07 | 0 | 5.4518e-07 | 3.0387e-07 | 0 | 3.0387e-07 | [17 empty] | 7.3.3.17.5 (Remote Grid) Updates to grid topology to minimize risk of ignition in HFTDs Remote GridWLDFRVegetation ContactAggregated | WLDFR | HFTD - Distribution - Tier 2 - 4QU CoRE ¦ 1QU LoRE | Non-Red Flag Warning - Destructive Fires | Vegetation Contact | Aggregated | 2037 | 5.8782e-07 | 772.1066 | 0.00045386 | 2037 | Mitigation | 0.95 | 45 | 0 | esc | 0.00097009 | 5.7024e-10 | 0.00097009 | 5.7024e-10
[79 empty] | WLDFR | HFTD - Distribution - Tier 3 - 5QU CoRE ¦ 4QU LoRE | Non-Red Flag Warning - Small Fires | 2061 | 1.2363e-06 | 0.1099 | 0.050325 | 0.0021839 | 0.057393 | 0 | 0.0033847 | 1.3587e-07 | 0 | 1.3587e-07 | 1.5678e-06 | 3.2174e-07 | 0 | 3.2174e-07 | 5.4518e-07 | 0 | 5.4518e-07 | 3.0387e-07 | 0 | 3.0387e-07 | [17 empty] | 7.3.3.17.5 (Remote Grid) Updates to grid topology to minimize risk of ignition in HFTDs Remote GridWLDFRVegetation ContactAggregated | WLDFR | HFTD - Distribution - Tier 2 - 4QU CoRE ¦ 1QU LoRE | Non-Red Flag Warning - Destructive Fires | Vegetation Contact | Aggregated | 2038 | 5.8782e-07 | 772.1066 | 0.00045386 | 2038 | Mitigation | 0.95 | 45 | 0 | esc | 0.00097009 | 5.7024e-10 | 0.00097009 | 5.7024e-10
[79 empty] | WLDFR | HFTD - Distribution - Tier 3 - 5QU CoRE ¦ 4QU LoRE | Non-Red Flag Warning - Small Fires | 2062 | 1.2363e-06 | 0.1099 | 0.050325 | 0.0021839 | 0.057393 | 0 | 0.0033847 | 1.3587e-07 | 0 | 1.3587e-07 | 1.5678e-06 | 3.2174e-07 | 0 | 3.2174e-07 | 5.4518e-07 | 0 | 5.4518e-07 | 3.0387e-07 | 0 | 3.0387e-07 | [17 empty] | 7.3.3.17.5 (Remote Grid) Updates to grid topology to minimize risk of ignition in HFTDs Remote GridWLDFRVegetation ContactAggregated | WLDFR | HFTD - Distribution - Tier 2 - 4QU CoRE ¦ 1QU LoRE | Non-Red Flag Warning - Destructive Fires | Vegetation Contact | Aggregated | 2039 | 5.8782e-07 | 772.1066 | 0.00045386 | 2039 | Mitigation | 0.95 | 45 | 0 | esc | 0.00097009 | 5.7024e-10 | 0.00097009 | 5.7024e-10
[79 empty] | WLDFR | HFTD - Distribution - Tier 3 - 5QU CoRE ¦ 4QU LoRE | Non-Red Flag Warning - Small Fires | 2063 | 1.2363e-06 | 0.11504 | 0.052388 | 0.0022734 | 0.060377 | 0 | 0.0033847 | 1.4222e-07 | 0 | 1.4222e-07 | 1.6392e-06 | 3.2174e-07 | 0 | 3.2174e-07 | 5.4518e-07 | 0 | 5.4518e-07 | 3.0387e-07 | 0 | 3.0387e-07 | [17 empty] | 7.3.3.17.5 (Remote Grid) Updates to grid topology to minimize risk of ignition in HFTDs Remote GridWLDFRVegetation ContactAggregated | WLDFR | HFTD - Distribution - Tier 2 - 4QU CoRE ¦ 1QU LoRE | Non-Red Flag Warning - Destructive Fires | Vegetation Contact | Aggregated | 2040 | 5.8782e-07 | 772.1066 | 0.00045386 | 2040 | Mitigation | 0.95 | 45 | 0 | esc | 0.00097009 | 5.7024e-10 | 0.00097009 | 5.7024e-10
[79 empty] | WLDFR | HFTD - Distribution - Tier 3 - 5QU CoRE ¦ 4QU LoRE | Non-Red Flag Warning - Small Fires | 2064 | 1.2363e-06 | 0.11504 | 0.052388 | 0.0022734 | 0.060377 | 0 | 0.0033847 | 1.4222e-07 | 0 | 1.4222e-07 | 1.6392e-06 | 3.2174e-07 | 0 | 3.2174e-07 | 5.4518e-07 | 0 | 5.4518e-07 | 3.0387e-07 | 0 | 3.0387e-07 | [17 empty] | 7.3.3.17.5 (Remote Grid) Updates to grid topology to minimize risk of ignition in HFTDs Remote GridWLDFRVegetation ContactAggregated | WLDFR | HFTD - Distribution - Tier 2 - 4QU CoRE ¦ 1QU LoRE | Non-Red Flag Warning - Destructive Fires | Vegetation Contact | Aggregated | 2041 | 5.8782e-07 | 772.1066 | 0.00045386 | 2041 | Mitigation | 0.95 | 45 | 0 | esc | 0.00097009 | 5.7024e-10 | 0.00097009 | 5.7024e-10
[79 empty] | WLDFR | HFTD - Distribution - Tier 3 - 5QU CoRE ¦ 4QU LoRE | Non-Red Flag Warning - Small Fires | 2065 | 1.2363e-06 | 0.11504 | 0.052388 | 0.0022734 | 0.060377 | 0 | 0.0033847 | 1.4222e-07 | 0 | 1.4222e-07 | 1.6392e-06 | 3.364e-07 | 0 | 3.364e-07 | 5.7001e-07 | 0 | 5.7001e-07 | 3.1771e-07 | 0 | 3.1771e-07 | [17 empty] | 7.3.3.17.5 (Remote Grid) Updates to grid topology to minimize risk of ignition in HFTDs Remote GridWLDFRVegetation ContactAggregated | WLDFR | HFTD - Distribution - Tier 2 - 4QU CoRE ¦ 1QU LoRE | Non-Red Flag Warning - Destructive Fires | Vegetation Contact | Aggregated | 2042 | 5.8782e-07 | 772.1066 | 0.00045386 | 2042 | Mitigation | 0.95 | 45 | 0 | esc | 0.00097009 | 5.7024e-10 | 0.00097009 | 5.7024e-10
[79 empty] | WLDFR | HFTD - Distribution - Tier 3 - 5QU CoRE ¦ 4QU LoRE | Non-Red Flag Warning - Small Fires | 2066 | 1.2363e-06 | 0.11504 | 0.052388 | 0.0022734 | 0.060377 | 0 | 0.0033847 | 1.4222e-07 | 0 | 1.4222e-07 | 1.6392e-06 | 3.364e-07 | 0 | 3.364e-07 | 5.7001e-07 | 0 | 5.7001e-07 | 3.1771e-07 | 0 | 3.1771e-07 | [17 empty] | 7.3.3.17.5 (Remote Grid) Updates to grid topology to minimize risk of ignition in HFTDs Remote GridWLDFRVegetation ContactAggregated | WLDFR | HFTD - Distribution - Tier 2 - 4QU CoRE ¦ 1QU LoRE | Non-Red Flag Warning - Destructive Fires | Vegetation Contact | Aggregated | 2043 | 5.8782e-07 | 772.1066 | 0.00045386 | 2043 | Mitigation | 0.95 | 45 | 0 | esc | 0.00097009 | 5.7024e-10 | 0.00097009 | 5.7024e-10
[79 empty] | WLDFR | HFTD - Distribution - Tier 3 - 5QU CoRE ¦ 4QU LoRE | Red Flag Warning - Catastrophic Fires | 2022 | 5.0825e-10 | 14146.1306 | 222.2294 | 8585.7228 | 5338.1784 | 0 | 1.3915e-06 | 7.1898e-06 | 0 | 7.1898e-06 | 3.3075e-08 | 3.364e-07 | 0 | 3.364e-07 | 5.7001e-07 | 0 | 5.7001e-07 | 3.1771e-07 | 0 | 3.1771e-07 | [17 empty] | 7.3.3.17.5 (Remote Grid) Updates to grid topology to minimize risk of ignition in HFTDs Remote GridWLDFRVegetation ContactAggregated | WLDFR | HFTD - Distribution - Tier 2 - 4QU CoRE ¦ 1QU LoRE | Non-Red Flag Warning - Destructive Fires | Vegetation Contact | Aggregated | 2044 | 5.8782e-07 | 772.1066 | 0.00045386 | 2044 | Mitigation | 0.95 | 45 | 0 | esc | 0.00097009 | 5.7024e-10 | 0.00097009 | 5.7024e-10
[79 empty] | WLDFR | HFTD - Distribution - Tier 3 - 5QU CoRE ¦ 4QU LoRE | Red Flag Warning - Catastrophic Fires | 2023 | 5.0825e-10 | 14664.6376 | 233.2301 | 8896.516 | 5534.8915 | 0 | 1.3915e-06 | 7.4534e-06 | 0 | 7.4534e-06 | 3.4555e-08 | 3.364e-07 | 0 | 3.364e-07 | 5.7001e-07 | 0 | 5.7001e-07 | 3.1771e-07 | 0 | 3.1771e-07 | [17 empty] | 7.3.3.17.5 (Remote Grid) Updates to grid topology to minimize risk of ignition in HFTDs Remote GridWLDFRVegetation ContactAggregated | WLDFR | HFTD - Distribution - Tier 2 - 4QU CoRE ¦ 1QU LoRE | Non-Red Flag Warning - Destructive Fires | Vegetation Contact | Aggregated | 2045 | 5.8782e-07 | 772.1066 | 0.00045386 | 2045 | Mitigation | 0.95 | 45 | 0 | esc | 0.00097009 | 5.7024e-10 | 0.00097009 | 5.7024e-10
[79 empty] | WLDFR | HFTD - Distribution - Tier 3 - 5QU CoRE ¦ 4QU LoRE | Red Flag Warning - Catastrophic Fires | 2024 | 5.0825e-10 | 14664.6376 | 233.2301 | 8896.516 | 5534.8915 | 0 | 1.3915e-06 | 7.4534e-06 | 0 | 7.4534e-06 | 3.4555e-08 | 3.364e-07 | 0 | 3.364e-07 | 5.7001e-07 | 0 | 5.7001e-07 | 3.1771e-07 | 0 | 3.1771e-07 | [17 empty] | 7.3.3.17.5 (Remote Grid) Updates to grid topology to minimize risk of ignition in HFTDs Remote GridWLDFRVegetation ContactAggregated | WLDFR | HFTD - Distribution - Tier 2 - 4QU CoRE ¦ 1QU LoRE | Non-Red Flag Warning - Destructive Fires | Vegetation Contact | Aggregated | 2046 | 5.8782e-07 | 772.1066 | 0.00045386 | 2046 | Mitigation | 0.95 | 45 | 0 | esc | 0.00097009 | 5.7024e-10 | 0.00097009 | 5.7024e-10
[79 empty] | WLDFR | HFTD - Distribution - Tier 3 - 5QU CoRE ¦ 4QU LoRE | Red Flag Warning - Catastrophic Fires | 2025 | 5.0825e-10 | 14664.6376 | 233.2301 | 8896.516 | 5534.8915 | 0 | 1.3915e-06 | 7.4534e-06 | 0 | 7.4534e-06 | 3.4555e-08 | 3.5227e-07 | 0 | 3.5227e-07 | 5.969e-07 | 0 | 5.969e-07 | 3.327e-07 | 0 | 3.327e-07 | [17 empty] | 7.3.3.17.5 (Remote Grid) Updates to grid topology to minimize risk of ignition in HFTDs Remote GridWLDFRVegetation ContactAggregated | WLDFR | HFTD - Distribution - Tier 2 - 4QU CoRE ¦ 1QU LoRE | Non-Red Flag Warning - Destructive Fires | Vegetation Contact | Aggregated | 2047 | 5.8782e-07 | 772.1066 | 0.00045386 | 2047 | Mitigation | 0.95 | 45 | 0 | esc | 0.00097009 | 5.7024e-10 | 0.00097009 | 5.7024e-10
[79 empty] | WLDFR | HFTD - Distribution - Tier 3 - 5QU CoRE ¦ 4QU LoRE | Red Flag Warning - Catastrophic Fires | 2026 | 5.0825e-10 | 14664.6376 | 233.2301 | 8896.516 | 5534.8915 | 0 | 1.3915e-06 | 7.4534e-06 | 0 | 7.4534e-06 | 3.4555e-08 | 3.5227e-07 | 0 | 3.5227e-07 | 5.969e-07 | 0 | 5.969e-07 | 3.327e-07 | 0 | 3.327e-07 | [17 empty] | 7.3.3.17.5 (Remote Grid) Updates to grid topology to minimize risk of ignition in HFTDs Remote GridWLDFRVegetation ContactAggregated | WLDFR | HFTD - Distribution - Tier 2 - 4QU CoRE ¦ 1QU LoRE | Non-Red Flag Warning - Destructive Fires | Vegetation Contact | Aggregated | 2048 | 5.8782e-07 | 772.1066 | 0.00045386 | 2048 | Mitigation | 0.95 | 45 | 0 | esc | 0.00097009 | 5.7024e-10 | 0.00097009 | 5.7024e-10
[79 empty] | WLDFR | HFTD - Distribution - Tier 3 - 5QU CoRE ¦ 4QU LoRE | Red Flag Warning - Catastrophic Fires | 2027 | 5.0825e-10 | 14664.6376 | 233.2301 | 8896.516 | 5534.8915 | 0 | 1.3915e-06 | 7.4534e-06 | 0 | 7.4534e-06 | 3.4555e-08 | 3.5227e-07 | 0 | 3.5227e-07 | 5.969e-07 | 0 | 5.969e-07 | 3.327e-07 | 0 | 3.327e-07 | [17 empty] | 7.3.3.17.5 (Remote Grid) Updates to grid topology to minimize risk of ignition in HFTDs Remote GridWLDFRVegetation ContactAggregated | WLDFR | HFTD - Distribution - Tier 2 - 4QU CoRE ¦ 1QU LoRE | Non-Red Flag Warning - Destructive Fires | Vegetation Contact | Aggregated | 2049 | 5.8782e-07 | 772.1066 | 0.00045386 | 2049 | Mitigation | 0.95 | 45 | 0 | esc | 0.00097009 | 5.7024e-10 | 0.00097009 | 5.7024e-10
[79 empty] | WLDFR | HFTD - Distribution - Tier 3 - 5QU CoRE ¦ 4QU LoRE | Red Flag Warning - Catastrophic Fires | 2028 | 5.0825e-10 | 15317.9909 | 247.273 | 9287.6491 | 5783.0689 | 0 | 1.3915e-06 | 7.7854e-06 | 0 | 7.7854e-06 | 3.6461e-08 | 3.5227e-07 | 0 | 3.5227e-07 | 5.969e-07 | 0 | 5.969e-07 | 3.327e-07 | 0 | 3.327e-07 | [17 empty] | 7.3.3.17.5 (Remote Grid) Updates to grid topology to minimize risk of ignition in HFTDs Remote GridWLDFRVegetation ContactAggregated | WLDFR | HFTD - Distribution - Tier 2 - 4QU CoRE ¦ 1QU LoRE | Non-Red Flag Warning - Destructive Fires | Vegetation Contact | Aggregated | 2050 | 5.8782e-07 | 772.1066 | 0.00045386 | 2050 | Mitigation | 0.95 | 45 | 0 | esc | 0.00097009 | 5.7024e-10 | 0.00097009 | 5.7024e-10
[79 empty] | WLDFR | HFTD - Distribution - Tier 3 - 5QU CoRE ¦ 4QU LoRE | Red Flag Warning - Catastrophic Fires | 2029 | 5.0825e-10 | 15317.9909 | 247.273 | 9287.6491 | 5783.0689 | 0 | 1.3915e-06 | 7.7854e-06 | 0 | 7.7854e-06 | 3.6461e-08 | 3.5227e-07 | 0 | 3.5227e-07 | 5.969e-07 | 0 | 5.969e-07 | 3.327e-07 | 0 | 3.327e-07 | [17 empty] | 7.3.3.17.5 (Remote Grid) Updates to grid topology to minimize risk of ignition in HFTDs Remote GridWLDFRVegetation ContactAggregated | WLDFR | HFTD - Distribution - Tier 2 - 4QU CoRE ¦ 1QU LoRE | Non-Red Flag Warning - Destructive Fires | Vegetation Contact | Aggregated | 2051 | 5.8782e-07 | 772.1066 | 0.00045386 | 2051 | Mitigation | 0.95 | 45 | 0 | esc | 0.00097009 | 5.7024e-10 | 0.00097009 | 5.7024e-10
[79 empty] | WLDFR | HFTD - Distribution - Tier 3 - 5QU CoRE ¦ 4QU LoRE | Red Flag Warning - Catastrophic Fires | 2030 | 5.0825e-10 | 15317.9909 | 247.273 | 9287.6491 | 5783.0689 | 0 | 1.3915e-06 | 7.7854e-06 | 0 | 7.7854e-06 | 3.6461e-08 | 3.6919e-07 | 0 | 3.6919e-07 | 6.2557e-07 | 0 | 6.2557e-07 | 3.4868e-07 | 0 | 3.4868e-07 | [17 empty] | 7.3.3.17.5 (Remote Grid) Updates to grid topology to minimize risk of ignition in HFTDs Remote GridWLDFRVegetation ContactAggregated | WLDFR | HFTD - Distribution - Tier 2 - 4QU CoRE ¦ 1QU LoRE | Non-Red Flag Warning - Destructive Fires | Vegetation Contact | Aggregated | 2052 | 5.8782e-07 | 772.1066 | 0.00045386 | 2052 | Mitigation | 0.95 | 45 | 0 | esc | 0.00097009 | 5.7024e-10 | 0.00097009 | 5.7024e-10
[79 empty] | WLDFR | HFTD - Distribution - Tier 3 - 5QU CoRE ¦ 4QU LoRE | Red Flag Warning - Catastrophic Fires | 2031 | 5.0825e-10 | 15317.9909 | 247.273 | 9287.6491 | 5783.0689 | 0 | 1.3915e-06 | 7.7854e-06 | 0 | 7.7854e-06 | 3.6461e-08 | 3.6919e-07 | 0 | 3.6919e-07 | 6.2557e-07 | 0 | 6.2557e-07 | 3.4868e-07 | 0 | 3.4868e-07 | [17 empty] | 7.3.3.17.5 (Remote Grid) Updates to grid topology to minimize risk of ignition in HFTDs Remote GridWLDFRVegetation ContactAggregated | WLDFR | HFTD - Distribution - Tier 2 - 4QU CoRE ¦ 1QU LoRE | Non-Red Flag Warning - Destructive Fires | Vegetation Contact | Aggregated | 2053 | 5.8782e-07 | 772.1066 | 0.00045386 | 2053 | Mitigation | 0.95 | 45 | 0 | esc | 0.00097009 | 5.7024e-10 | 0.00097009 | 5.7024e-10
[79 empty] | WLDFR | HFTD - Distribution - Tier 3 - 5QU CoRE ¦ 4QU LoRE | Red Flag Warning - Catastrophic Fires | 2032 | 5.0825e-10 | 15317.9909 | 247.273 | 9287.6491 | 5783.0689 | 0 | 1.3915e-06 | 7.7854e-06 | 0 | 7.7854e-06 | 3.6461e-08 | 3.6919e-07 | 0 | 3.6919e-07 | 6.2557e-07 | 0 | 6.2557e-07 | 3.4868e-07 | 0 | 3.4868e-07 | [17 empty] | 7.3.3.17.5 (Remote Grid) Updates to grid topology to minimize risk of ignition in HFTDs Remote GridWLDFRVegetation ContactAggregated | WLDFR | HFTD - Distribution - Tier 2 - 4QU CoRE ¦ 1QU LoRE | Non-Red Flag Warning - Destructive Fires | Vegetation Contact | Aggregated | 2054 | 5.8782e-07 | 772.1066 | 0.00045386 | 2054 | Mitigation | 0.95 | 45 | 0 | esc | 0.00097009 | 5.7024e-10 | 0.00097009 | 5.7024e-10
[79 empty] | WLDFR | HFTD - Distribution - Tier 3 - 5QU CoRE ¦ 4QU LoRE | Red Flag Warning - Catastrophic Fires | 2033 | 5.0825e-10 | 16044.1264 | 263.1074 | 9721.74 | 6059.2791 | 0 | 1.3915e-06 | 8.1545e-06 | 0 | 8.1545e-06 | 3.8629e-08 | 3.6919e-07 | 0 | 3.6919e-07 | 6.2557e-07 | 0 | 6.2557e-07 | 3.4868e-07 | 0 | 3.4868e-07 | [17 empty] | 7.3.3.17.5 (Remote Grid) Updates to grid topology to minimize risk of ignition in HFTDs Remote GridWLDFRVegetation ContactAggregated | WLDFR | HFTD - Distribution - Tier 2 - 4QU CoRE ¦ 1QU LoRE | Non-Red Flag Warning - Destructive Fires | Vegetation Contact | Aggregated | 2055 | 5.8782e-07 | 772.1066 | 0.00045386 | 2055 | Mitigation | 0.95 | 45 | 0 | esc | 0.00097009 | 5.7024e-10 | 0.00097009 | 5.7024e-10
[79 empty] | WLDFR | HFTD - Distribution - Tier 3 - 5QU CoRE ¦ 4QU LoRE | Red Flag Warning - Catastrophic Fires | 2034 | 5.0825e-10 | 16044.1264 | 263.1074 | 9721.74 | 6059.2791 | 0 | 1.3915e-06 | 8.1545e-06 | 0 | 8.1545e-06 | 3.8629e-08 | 3.6919e-07 | 0 | 3.6919e-07 | 6.2557e-07 | 0 | 6.2557e-07 | 3.4868e-07 | 0 | 3.4868e-07 | [17 empty] | 7.3.3.17.5 (Remote Grid) Updates to grid topology to minimize risk of ignition in HFTDs Remote GridWLDFRVegetation ContactAggregated | WLDFR | HFTD - Distribution - Tier 2 - 4QU CoRE ¦ 1QU LoRE | Non-Red Flag Warning - Destructive Fires | Vegetation Contact | Aggregated | 2056 | 5.8782e-07 | 772.1066 | 0.00045386 | 2056 | Mitigation | 0.95 | 45 | 0 | esc | 0.00097009 | 5.7024e-10 | 0.00097009 | 5.7024e-10
[79 empty] | WLDFR | HFTD - Distribution - Tier 3 - 5QU CoRE ¦ 4QU LoRE | Red Flag Warning - Catastrophic Fires | 2035 | 5.0825e-10 | 16044.1264 | 263.1074 | 9721.74 | 6059.2791 | 0 | 1.3915e-06 | 8.1545e-06 | 0 | 8.1545e-06 | 3.8629e-08 | 3.8698e-07 | 0 | 3.8698e-07 | 6.5572e-07 | 0 | 6.5572e-07 | 3.6548e-07 | 0 | 3.6548e-07 | [17 empty] | 7.3.3.17.5 (Remote Grid) Updates to grid topology to minimize risk of ignition in HFTDs Remote GridWLDFRVegetation ContactAggregated | WLDFR | HFTD - Distribution - Tier 2 - 4QU CoRE ¦ 1QU LoRE | Non-Red Flag Warning - Destructive Fires | Vegetation Contact | Aggregated | 2057 | 5.8782e-07 | 772.1066 | 0.00045386 | 2057 | Mitigation | 0.95 | 45 | 0 | esc | 0.00097009 | 5.7024e-10 | 0.00097009 | 5.7024e-10
[79 empty] | WLDFR | HFTD - Distribution - Tier 3 - 5QU CoRE ¦ 4QU LoRE | Red Flag Warning - Catastrophic Fires | 2036 | 5.0825e-10 | 16044.1264 | 263.1074 | 9721.74 | 6059.2791 | 0 | 1.3915e-06 | 8.1545e-06 | 0 | 8.1545e-06 | 3.8629e-08 | 3.8698e-07 | 0 | 3.8698e-07 | 6.5572e-07 | 0 | 6.5572e-07 | 3.6548e-07 | 0 | 3.6548e-07 | [17 empty] | 7.3.3.17.5 (Remote Grid) Updates to grid topology to minimize risk of ignition in HFTDs Remote GridWLDFRVegetation ContactAggregated | WLDFR | HFTD - Distribution - Tier 2 - 4QU CoRE ¦ 1QU LoRE | Non-Red Flag Warning - Destructive Fires | Vegetation Contact | Aggregated | 2058 | 5.8782e-07 | 772.1066 | 0.00045386 | 2058 | Mitigation | 0.95 | 45 | 0 | esc | 0.00097009 | 5.7024e-10 | 0.00097009 | 5.7024e-10
[79 empty] | WLDFR | HFTD - Distribution - Tier 3 - 5QU CoRE ¦ 4QU LoRE | Red Flag Warning - Catastrophic Fires | 2037 | 5.0825e-10 | 16044.1264 | 263.1074 | 9721.74 | 6059.2791 | 0 | 1.3915e-06 | 8.1545e-06 | 0 | 8.1545e-06 | 3.8629e-08 | 3.8698e-07 | 0 | 3.8698e-07 | 6.5572e-07 | 0 | 6.5572e-07 | 3.6548e-07 | 0 | 3.6548e-07 | [17 empty] | 7.3.3.17.5 (Remote Grid) Updates to grid topology to minimize risk of ignition in HFTDs Remote GridWLDFRVegetation ContactAggregated | WLDFR | HFTD - Distribution - Tier 2 - 4QU CoRE ¦ 1QU LoRE | Non-Red Flag Warning - Destructive Fires | Vegetation Contact | Aggregated | 2059 | 5.8782e-07 | 772.1066 | 0.00045386 | 2059 | Mitigation | 0.95 | 45 | 0 | esc | 0.00097009 | 5.7024e-10 | 0.00097009 | 5.7024e-10
[79 empty] | WLDFR | HFTD - Distribution - Tier 3 - 5QU CoRE ¦ 4QU LoRE | Red Flag Warning - Catastrophic Fires | 2038 | 5.0825e-10 | 16832.3912 | 280.5544 | 10192.2718 | 6359.5651 | 0 | 1.3915e-06 | 8.5551e-06 | 0 | 8.5551e-06 | 4.1041e-08 | 3.8698e-07 | 0 | 3.8698e-07 | 6.5572e-07 | 0 | 6.5572e-07 | 3.6548e-07 | 0 | 3.6548e-07 | [17 empty] | 7.3.3.17.5 (Remote Grid) Updates to grid topology to minimize risk of ignition in HFTDs Remote GridWLDFRVegetation ContactAggregated | WLDFR | HFTD - Distribution - Tier 2 - 4QU CoRE ¦ 1QU LoRE | Non-Red Flag Warning - Destructive Fires | Vegetation Contact | Aggregated | 2060 | 5.8782e-07 | 772.1066 | 0.00045386 | 2060 | Mitigation | 0.95 | 45 | 0 | esc | 0.00097009 | 5.7024e-10 | 0.00097009 | 5.7024e-10
[79 empty] | WLDFR | HFTD - Distribution - Tier 3 - 5QU CoRE ¦ 4QU LoRE | Red Flag Warning - Catastrophic Fires | 2039 | 5.0825e-10 | 16832.3912 | 280.5544 | 10192.2718 | 6359.5651 | 0 | 1.3915e-06 | 8.5551e-06 | 0 | 8.5551e-06 | 4.1041e-08 | 3.8698e-07 | 0 | 3.8698e-07 | 6.5572e-07 | 0 | 6.5572e-07 | 3.6548e-07 | 0 | 3.6548e-07 | [17 empty] | 7.3.3.17.5 (Remote Grid) Updates to grid topology to minimize risk of ignition in HFTDs Remote GridWLDFRVegetation ContactAggregated | WLDFR | HFTD - Distribution - Tier 2 - 4QU CoRE ¦ 1QU LoRE | Non-Red Flag Warning - Destructive Fires | Vegetation Contact | Aggregated | 2061 | 5.8782e-07 | 772.1066 | 0.00045386 | 2061 | Mitigation | 0.95 | 45 | 0 | esc | 0.00097009 | 5.7024e-10 | 0.00097009 | 5.7024e-10
[79 empty] | WLDFR | HFTD - Distribution - Tier 3 - 5QU CoRE ¦ 4QU LoRE | Red Flag Warning - Catastrophic Fires | 2040 | 5.0825e-10 | 16832.3912 | 280.5544 | 10192.2718 | 6359.5651 | 0 | 1.3915e-06 | 8.5551e-06 | 0 | 8.5551e-06 | 4.1041e-08 | 4.0546e-07 | 0 | 4.0546e-07 | 6.8702e-07 | 0 | 6.8702e-07 | 3.8293e-07 | 0 | 3.8293e-07 | [17 empty] | 7.3.3.17.5 (Remote Grid) Updates to grid topology to minimize risk of ignition in HFTDs Remote GridWLDFRVegetation ContactAggregated | WLDFR | HFTD - Distribution - Tier 2 - 4QU CoRE ¦ 1QU LoRE | Non-Red Flag Warning - Destructive Fires | Vegetation Contact | Aggregated | 2062 | 5.8782e-07 | 772.1066 | 0.00045386 | 2062 | Mitigation | 0.95 | 45 | 0 | esc | 0.00097009 | 5.7024e-10 | 0.00097009 | 5.7024e-10
[79 empty] | WLDFR | HFTD - Distribution - Tier 3 - 5QU CoRE ¦ 4QU LoRE | Red Flag Warning - Catastrophic Fires | 2041 | 5.0825e-10 | 16832.3912 | 280.5544 | 10192.2718 | 6359.5651 | 0 | 1.3915e-06 | 8.5551e-06 | 0 | 8.5551e-06 | 4.1041e-08 | 4.0546e-07 | 0 | 4.0546e-07 | 6.8702e-07 | 0 | 6.8702e-07 | 3.8293e-07 | 0 | 3.8293e-07 | [17 empty] | 7.3.3.17.5 (Remote Grid) Updates to grid topology to minimize risk of ignition in HFTDs Remote GridWLDFRVegetation ContactAggregated | WLDFR | HFTD - Distribution - Tier 2 - 4QU CoRE ¦ 1QU LoRE | Non-Red Flag Warning - Destructive Fires | Vegetation Contact | Aggregated | 2063 | 5.8782e-07 | 772.1066 | 0.00045386 | 2063 | Mitigation | 0.95 | 45 | 0 | esc | 0.00097009 | 5.7024e-10 | 0.00097009 | 5.7024e-10
[79 empty] | WLDFR | HFTD - Distribution - Tier 3 - 5QU CoRE ¦ 4QU LoRE | Red Flag Warning - Catastrophic Fires | 2042 | 5.0825e-10 | 16832.3912 | 280.5544 | 10192.2718 | 6359.5651 | 0 | 1.3915e-06 | 8.5551e-06 | 0 | 8.5551e-06 | 4.1041e-08 | 4.0546e-07 | 0 | 4.0546e-07 | 6.8702e-07 | 0 | 6.8702e-07 | 3.8293e-07 | 0 | 3.8293e-07 | [17 empty] | 7.3.3.17.5 (Remote Grid) Updates to grid topology to minimize risk of ignition in HFTDs Remote GridWLDFRVegetation ContactAggregated | WLDFR | HFTD - Distribution - Tier 2 - 4QU CoRE ¦ 1QU LoRE | Non-Red Flag Warning - Destructive Fires | Vegetation Contact | Aggregated | 2064 | 5.8782e-07 | 772.1066 | 0.00045386 | 2064 | Mitigation | 0.95 | 45 | 0 | esc | 0.00097009 | 5.7024e-10 | 0.00097009 | 5.7024e-10
[79 empty] | WLDFR | HFTD - Distribution - Tier 3 - 5QU CoRE ¦ 4QU LoRE | Red Flag Warning - Catastrophic Fires | 2043 | 5.0825e-10 | 17672.0852 | 299.42 | 10692.7362 | 6679.929 | 0 | 1.3915e-06 | 8.9819e-06 | 0 | 8.9819e-06 | 4.368e-08 | 4.0546e-07 | 0 | 4.0546e-07 | 6.8702e-07 | 0 | 6.8702e-07 | 3.8293e-07 | 0 | 3.8293e-07 | [17 empty] | 7.3.3.17.5 (Remote Grid) Updates to grid topology to minimize risk of ignition in HFTDs Remote GridWLDFRVegetation ContactAggregated | WLDFR | HFTD - Distribution - Tier 2 - 4QU CoRE ¦ 1QU LoRE | Non-Red Flag Warning - Destructive Fires | Vegetation Contact | Aggregated | 2065 | 5.8782e-07 | 772.1066 | 0.00045386 | 2065 | Mitigation | 0.95 | 45 | 0 | esc | 0.00097009 | 5.7024e-10 | 0.00097009 | 5.7024e-10
[79 empty] | WLDFR | HFTD - Distribution - Tier 3 - 5QU CoRE ¦ 4QU LoRE | Red Flag Warning - Catastrophic Fires | 2044 | 5.0825e-10 | 17672.0852 | 299.42 | 10692.7362 | 6679.929 | 0 | 1.3915e-06 | 8.9819e-06 | 0 | 8.9819e-06 | 4.368e-08 | 4.0546e-07 | 0 | 4.0546e-07 | 6.8702e-07 | 0 | 6.8702e-07 | 3.8293e-07 | 0 | 3.8293e-07 | [17 empty] | 7.3.3.17.5 (Remote Grid) Updates to grid topology to minimize risk of ignition in HFTDs Remote GridWLDFRVegetation ContactAggregated | WLDFR | HFTD - Distribution - Tier 2 - 4QU CoRE ¦ 1QU LoRE | Non-Red Flag Warning - Destructive Fires | Vegetation Contact | Aggregated | 2066 | 5.8782e-07 | 772.1066 | 0.00045386 | 2066 | Mitigation | 0.95 | 45 | 0 | esc | 0.00097009 | 5.7024e-10 | 0.00097009 | 5.7024e-10
[79 empty] | WLDFR | HFTD - Distribution - Tier 3 - 5QU CoRE ¦ 4QU LoRE | Red Flag Warning - Catastrophic Fires | 2045 | 5.0825e-10 | 17672.0852 | 299.42 | 10692.7362 | 6679.929 | 0 | 1.3915e-06 | 8.9819e-06 | 0 | 8.9819e-06 | 4.368e-08 | 4.244e-07 | 0 | 4.244e-07 | 7.1913e-07 | 0 | 7.1913e-07 | 4.0083e-07 | 0 | 4.0083e-07 | [17 empty] | 7.3.3.17.5 (Remote Grid) Updates to grid topology to minimize risk of ignition in HFTDs Remote GridWLDFRVegetation ContactAggregated | WLDFR | HFTD - Distribution - Tier 2 - 4QU CoRE ¦ 1QU LoRE | Non-Red Flag Warning - Destructive Fires | Vegetation Contact | Aggregated | 2067 | 5.8782e-07 | 772.1066 | 0.00045386 | 2067 | Mitigation | 0.95 | 45 | 0 | esc | 0 | 0 | 0.00097009 | 5.7024e-10
[79 empty] | WLDFR | HFTD - Distribution - Tier 3 - 5QU CoRE ¦ 4QU LoRE | Red Flag Warning - Catastrophic Fires | 2046 | 5.0825e-10 | 17672.0852 | 299.42 | 10692.7362 | 6679.929 | 0 | 1.3915e-06 | 8.9819e-06 | 0 | 8.9819e-06 | 4.368e-08 | 4.244e-07 | 0 | 4.244e-07 | 7.1913e-07 | 0 | 7.1913e-07 | 4.0083e-07 | 0 | 4.0083e-07 | [17 empty] | 7.3.3.17.5 (Remote Grid) Updates to grid topology to minimize risk of ignition in HFTDs Remote GridWLDFRWire-to-wire contactAggregated | WLDFR | HFTD - Distribution - Tier 2 - 4QU CoRE ¦ 1QU LoRE | Non-Red Flag Warning - Destructive Fires | Wire-to-wire contact | Aggregated | 2022 | 2.1767e-07 | 772.1066 | 0.00016807 | 2022 | Mitigation | 0.95 | 45 | 0 | esc | 0.00097009 | 2.1116e-10 | 0 | 0
[79 empty] | WLDFR | HFTD - Distribution - Tier 3 - 5QU CoRE ¦ 4QU LoRE | Red Flag Warning - Catastrophic Fires | 2047 | 5.0825e-10 | 17672.0852 | 299.42 | 10692.7362 | 6679.929 | 0 | 1.3915e-06 | 8.9819e-06 | 0 | 8.9819e-06 | 4.368e-08 | 4.244e-07 | 0 | 4.244e-07 | 7.1913e-07 | 0 | 7.1913e-07 | 4.0083e-07 | 0 | 4.0083e-07 | [17 empty] | 7.3.3.17.5 (Remote Grid) Updates to grid topology to minimize risk of ignition in HFTDs Remote GridWLDFRWire-to-wire contactAggregated | WLDFR | HFTD - Distribution - Tier 2 - 4QU CoRE ¦ 1QU LoRE | Non-Red Flag Warning - Destructive Fires | Wire-to-wire contact | Aggregated | 2023 | 2.1767e-07 | 772.1066 | 0.00016807 | 2023 | Mitigation | 0.95 | 45 | 0 | esc | 0.00097009 | 2.1116e-10 | 0.00097009 | 2.1116e-10
[79 empty] | WLDFR | HFTD - Distribution - Tier 3 - 5QU CoRE ¦ 4QU LoRE | Red Flag Warning - Catastrophic Fires | 2048 | 5.0825e-10 | 18552.3348 | 319.4911 | 11216.5626 | 7016.281 | 0 | 1.3915e-06 | 9.4293e-06 | 0 | 9.4293e-06 | 4.6523e-08 | 0 | 0 | 0 | 7.1913e-07 | 0 | 7.1913e-07 | 4.0083e-07 | 0 | 4.0083e-07 | [17 empty] | 7.3.3.17.5 (Remote Grid) Updates to grid topology to minimize risk of ignition in HFTDs Remote GridWLDFRWire-to-wire contactAggregated | WLDFR | HFTD - Distribution - Tier 2 - 4QU CoRE ¦ 1QU LoRE | Non-Red Flag Warning - Destructive Fires | Wire-to-wire contact | Aggregated | 2024 | 2.1767e-07 | 772.1066 | 0.00016807 | 2024 | Mitigation | 0.95 | 45 | 0 | esc | 0.00097009 | 2.1116e-10 | 0.00097009 | 2.1116e-10
[79 empty] | WLDFR | HFTD - Distribution - Tier 3 - 5QU CoRE ¦ 4QU LoRE | Red Flag Warning - Catastrophic Fires | 2049 | 5.0825e-10 | 18552.3348 | 319.4911 | 11216.5626 | 7016.281 | 0 | 1.3915e-06 | 9.4293e-06 | 0 | 9.4293e-06 | 4.6523e-08 | 0 | 0 | 0 | 0 | 0 | 0 | 4.0083e-07 | 0 | 4.0083e-07 | [17 empty] | 7.3.3.17.5 (Remote Grid) Updates to grid topology to minimize risk of ignition in HFTDs Remote GridWLDFRWire-to-wire contactAggregated | WLDFR | HFTD - Distribution - Tier 2 - 4QU CoRE ¦ 1QU LoRE | Non-Red Flag Warning - Destructive Fires | Wire-to-wire contact | Aggregated | 2025 | 2.1767e-07 | 772.1066 | 0.00016807 | 2025 | Mitigation | 0.95 | 45 | 0 | esc | 0.00097009 | 2.1116e-10 | 0.00097009 | 2.1116e-10
[79 empty] | WLDFR | HFTD - Distribution - Tier 3 - 5QU CoRE ¦ 4QU LoRE | Red Flag Warning - Catastrophic Fires | 2050 | 5.0825e-10 | 18552.3348 | 319.4911 | 11216.5626 | 7016.281 | 0 | 1.3915e-06 | 9.4293e-06 | 0 | 9.4293e-06 | 4.6523e-08 | 1.5649e-05 | 0 | 1.5649e-05 | 0 | 0 | 0 | 0 | 0 | 0 | [17 empty] | 7.3.3.17.5 (Remote Grid) Updates to grid topology to minimize risk of ignition in HFTDs Remote GridWLDFRWire-to-wire contactAggregated | WLDFR | HFTD - Distribution - Tier 2 - 4QU CoRE ¦ 1QU LoRE | Non-Red Flag Warning - Destructive Fires | Wire-to-wire contact | Aggregated | 2026 | 2.1767e-07 | 772.1066 | 0.00016807 | 2026 | Mitigation | 0.95 | 45 | 0 | esc | 0.00097009 | 2.1116e-10 | 0.00097009 | 2.1116e-10
[79 empty] | WLDFR | HFTD - Distribution - Tier 3 - 5QU CoRE ¦ 4QU LoRE | Red Flag Warning - Catastrophic Fires | 2051 | 5.0825e-10 | 18552.3348 | 319.4911 | 11216.5626 | 7016.281 | 0 | 1.3915e-06 | 9.4293e-06 | 0 | 9.4293e-06 | 4.6523e-08 | 1.6473e-05 | 0 | 1.6473e-05 | 2.7913e-05 | 0 | 2.7913e-05 | 0 | 0 | 0 | [17 empty] | 7.3.3.17.5 (Remote Grid) Updates to grid topology to minimize risk of ignition in HFTDs Remote GridWLDFRWire-to-wire contactAggregated | WLDFR | HFTD - Distribution - Tier 2 - 4QU CoRE ¦ 1QU LoRE | Non-Red Flag Warning - Destructive Fires | Wire-to-wire contact | Aggregated | 2027 | 2.1767e-07 | 772.1066 | 0.00016807 | 2027 | Mitigation | 0.95 | 45 | 0 | esc | 0.00097009 | 2.1116e-10 | 0.00097009 | 2.1116e-10
[79 empty] | WLDFR | HFTD - Distribution - Tier 3 - 5QU CoRE ¦ 4QU LoRE | Red Flag Warning - Catastrophic Fires | 2052 | 5.0825e-10 | 18552.3348 | 319.4911 | 11216.5626 | 7016.281 | 0 | 1.3915e-06 | 9.4293e-06 | 0 | 9.4293e-06 | 4.6523e-08 | 1.7077e-05 | 0 | 1.7077e-05 | 2.8937e-05 | 0 | 2.8937e-05 | 1.6129e-05 | 0 | 1.6129e-05 | [17 empty] | 7.3.3.17.5 (Remote Grid) Updates to grid topology to minimize risk of ignition in HFTDs Remote GridWLDFRWire-to-wire contactAggregated | WLDFR | HFTD - Distribution - Tier 2 - 4QU CoRE ¦ 1QU LoRE | Non-Red Flag Warning - Destructive Fires | Wire-to-wire contact | Aggregated | 2028 | 2.1767e-07 | 772.1066 | 0.00016807 | 2028 | Mitigation | 0.95 | 45 | 0 | esc | 0.00097009 | 2.1116e-10 | 0.00097009 | 2.1116e-10
[79 empty] | WLDFR | HFTD - Distribution - Tier 3 - 5QU CoRE ¦ 4QU LoRE | Red Flag Warning - Catastrophic Fires | 2053 | 5.0825e-10 | 19462.1283 | 340.5356 | 11757.1413 | 7364.4514 | 0 | 1.3915e-06 | 9.8917e-06 | 0 | 9.8917e-06 | 4.9546e-08 | 1.7077e-05 | 0 | 1.7077e-05 | 2.8937e-05 | 0 | 2.8937e-05 | 1.6129e-05 | 0 | 1.6129e-05 | [17 empty] | 7.3.3.17.5 (Remote Grid) Updates to grid topology to minimize risk of ignition in HFTDs Remote GridWLDFRWire-to-wire contactAggregated | WLDFR | HFTD - Distribution - Tier 2 - 4QU CoRE ¦ 1QU LoRE | Non-Red Flag Warning - Destructive Fires | Wire-to-wire contact | Aggregated | 2029 | 2.1767e-07 | 772.1066 | 0.00016807 | 2029 | Mitigation | 0.95 | 45 | 0 | esc | 0.00097009 | 2.1116e-10 | 0.00097009 | 2.1116e-10
[79 empty] | WLDFR | HFTD - Distribution - Tier 3 - 5QU CoRE ¦ 4QU LoRE | Red Flag Warning - Catastrophic Fires | 2054 | 5.0825e-10 | 19462.1283 | 340.5356 | 11757.1413 | 7364.4514 | 0 | 1.3915e-06 | 9.8917e-06 | 0 | 9.8917e-06 | 4.9546e-08 | 1.7077e-05 | 0 | 1.7077e-05 | 2.8937e-05 | 0 | 2.8937e-05 | 1.6129e-05 | 0 | 1.6129e-05 | [17 empty] | 7.3.3.17.5 (Remote Grid) Updates to grid topology to minimize risk of ignition in HFTDs Remote GridWLDFRWire-to-wire contactAggregated | WLDFR | HFTD - Distribution - Tier 2 - 4QU CoRE ¦ 1QU LoRE | Non-Red Flag Warning - Destructive Fires | Wire-to-wire contact | Aggregated | 2030 | 2.1767e-07 | 772.1066 | 0.00016807 | 2030 | Mitigation | 0.95 | 45 | 0 | esc | 0.00097009 | 2.1116e-10 | 0.00097009 | 2.1116e-10
[79 empty] | WLDFR | HFTD - Distribution - Tier 3 - 5QU CoRE ¦ 4QU LoRE | Red Flag Warning - Catastrophic Fires | 2055 | 5.0825e-10 | 19462.1283 | 340.5356 | 11757.1413 | 7364.4514 | 0 | 1.3915e-06 | 9.8917e-06 | 0 | 9.8917e-06 | 4.9546e-08 | 1.7077e-05 | 0 | 1.7077e-05 | 2.8937e-05 | 0 | 2.8937e-05 | 1.6129e-05 | 0 | 1.6129e-05 | [17 empty] | 7.3.3.17.5 (Remote Grid) Updates to grid topology to minimize risk of ignition in HFTDs Remote GridWLDFRWire-to-wire contactAggregated | WLDFR | HFTD - Distribution - Tier 2 - 4QU CoRE ¦ 1QU LoRE | Non-Red Flag Warning - Destructive Fires | Wire-to-wire contact | Aggregated | 2031 | 2.1767e-07 | 772.1066 | 0.00016807 | 2031 | Mitigation | 0.95 | 45 | 0 | esc | 0.00097009 | 2.1116e-10 | 0.00097009 | 2.1116e-10
[79 empty] | WLDFR | HFTD - Distribution - Tier 3 - 5QU CoRE ¦ 4QU LoRE | Red Flag Warning - Catastrophic Fires | 2056 | 5.0825e-10 | 19462.1283 | 340.5356 | 11757.1413 | 7364.4514 | 0 | 1.3915e-06 | 9.8917e-06 | 0 | 9.8917e-06 | 4.9546e-08 | 1.7077e-05 | 0 | 1.7077e-05 | 2.8937e-05 | 0 | 2.8937e-05 | 1.6129e-05 | 0 | 1.6129e-05 | [17 empty] | 7.3.3.17.5 (Remote Grid) Updates to grid topology to minimize risk of ignition in HFTDs Remote GridWLDFRWire-to-wire contactAggregated | WLDFR | HFTD - Distribution - Tier 2 - 4QU CoRE ¦ 1QU LoRE | Non-Red Flag Warning - Destructive Fires | Wire-to-wire contact | Aggregated | 2032 | 2.1767e-07 | 772.1066 | 0.00016807 | 2032 | Mitigation | 0.95 | 45 | 0 | esc | 0.00097009 | 2.1116e-10 | 0.00097009 | 2.1116e-10
[79 empty] | WLDFR | HFTD - Distribution - Tier 3 - 5QU CoRE ¦ 4QU LoRE | Red Flag Warning - Catastrophic Fires | 2057 | 5.0825e-10 | 19462.1283 | 340.5356 | 11757.1413 | 7364.4514 | 0 | 1.3915e-06 | 9.8917e-06 | 0 | 9.8917e-06 | 4.9546e-08 | 1.7838e-05 | 0 | 1.7838e-05 | 3.0226e-05 | 0 | 3.0226e-05 | 1.6847e-05 | 0 | 1.6847e-05 | [17 empty] | 7.3.3.17.5 (Remote Grid) Updates to grid topology to minimize risk of ignition in HFTDs Remote GridWLDFRWire-to-wire contactAggregated | WLDFR | HFTD - Distribution - Tier 2 - 4QU CoRE ¦ 1QU LoRE | Non-Red Flag Warning - Destructive Fires | Wire-to-wire contact | Aggregated | 2033 | 2.1767e-07 | 772.1066 | 0.00016807 | 2033 | Mitigation | 0.95 | 45 | 0 | esc | 0.00097009 | 2.1116e-10 | 0.00097009 | 2.1116e-10
[79 empty] | WLDFR | HFTD - Distribution - Tier 3 - 5QU CoRE ¦ 4QU LoRE | Red Flag Warning - Catastrophic Fires | 2058 | 5.0825e-10 | 20390.4035 | 362.3049 | 12307.8747 | 7720.2238 | 0 | 1.3915e-06 | 1.0364e-05 | 0 | 1.0364e-05 | 5.2714e-08 | 1.7838e-05 | 0 | 1.7838e-05 | 3.0226e-05 | 0 | 3.0226e-05 | 1.6847e-05 | 0 | 1.6847e-05 | [17 empty] | 7.3.3.17.5 (Remote Grid) Updates to grid topology to minimize risk of ignition in HFTDs Remote GridWLDFRWire-to-wire contactAggregated | WLDFR | HFTD - Distribution - Tier 2 - 4QU CoRE ¦ 1QU LoRE | Non-Red Flag Warning - Destructive Fires | Wire-to-wire contact | Aggregated | 2034 | 2.1767e-07 | 772.1066 | 0.00016807 | 2034 | Mitigation | 0.95 | 45 | 0 | esc | 0.00097009 | 2.1116e-10 | 0.00097009 | 2.1116e-10
[79 empty] | WLDFR | HFTD - Distribution - Tier 3 - 5QU CoRE ¦ 4QU LoRE | Red Flag Warning - Catastrophic Fires | 2059 | 5.0825e-10 | 20390.4035 | 362.3049 | 12307.8747 | 7720.2238 | 0 | 1.3915e-06 | 1.0364e-05 | 0 | 1.0364e-05 | 5.2714e-08 | 1.7838e-05 | 0 | 1.7838e-05 | 3.0226e-05 | 0 | 3.0226e-05 | 1.6847e-05 | 0 | 1.6847e-05 | [17 empty] | 7.3.3.17.5 (Remote Grid) Updates to grid topology to minimize risk of ignition in HFTDs Remote GridWLDFRWire-to-wire contactAggregated | WLDFR | HFTD - Distribution - Tier 2 - 4QU CoRE ¦ 1QU LoRE | Non-Red Flag Warning - Destructive Fires | Wire-to-wire contact | Aggregated | 2035 | 2.1767e-07 | 772.1066 | 0.00016807 | 2035 | Mitigation | 0.95 | 45 | 0 | esc | 0.00097009 | 2.1116e-10 | 0.00097009 | 2.1116e-10
[79 empty] | WLDFR | HFTD - Distribution - Tier 3 - 5QU CoRE ¦ 4QU LoRE | Red Flag Warning - Catastrophic Fires | 2060 | 5.0825e-10 | 20390.4035 | 362.3049 | 12307.8747 | 7720.2238 | 0 | 1.3915e-06 | 1.0364e-05 | 0 | 1.0364e-05 | 5.2714e-08 | 1.7838e-05 | 0 | 1.7838e-05 | 3.0226e-05 | 0 | 3.0226e-05 | 1.6847e-05 | 0 | 1.6847e-05 | [17 empty] | 7.3.3.17.5 (Remote Grid) Updates to grid topology to minimize risk of ignition in HFTDs Remote GridWLDFRWire-to-wire contactAggregated | WLDFR | HFTD - Distribution - Tier 2 - 4QU CoRE ¦ 1QU LoRE | Non-Red Flag Warning - Destructive Fires | Wire-to-wire contact | Aggregated | 2036 | 2.1767e-07 | 772.1066 | 0.00016807 | 2036 | Mitigation | 0.95 | 45 | 0 | esc | 0.00097009 | 2.1116e-10 | 0.00097009 | 2.1116e-10
[79 empty] | WLDFR | HFTD - Distribution - Tier 3 - 5QU CoRE ¦ 4QU LoRE | Red Flag Warning - Catastrophic Fires | 2061 | 5.0825e-10 | 20390.4035 | 362.3049 | 12307.8747 | 7720.2238 | 0 | 1.3915e-06 | 1.0364e-05 | 0 | 1.0364e-05 | 5.2714e-08 | 1.7838e-05 | 0 | 1.7838e-05 | 3.0226e-05 | 0 | 3.0226e-05 | 1.6847e-05 | 0 | 1.6847e-05 | [17 empty] | 7.3.3.17.5 (Remote Grid) Updates to grid topology to minimize risk of ignition in HFTDs Remote GridWLDFRWire-to-wire contactAggregated | WLDFR | HFTD - Distribution - Tier 2 - 4QU CoRE ¦ 1QU LoRE | Non-Red Flag Warning - Destructive Fires | Wire-to-wire contact | Aggregated | 2037 | 2.1767e-07 | 772.1066 | 0.00016807 | 2037 | Mitigation | 0.95 | 45 | 0 | esc | 0.00097009 | 2.1116e-10 | 0.00097009 | 2.1116e-10
[79 empty] | WLDFR | HFTD - Distribution - Tier 3 - 5QU CoRE ¦ 4QU LoRE | Red Flag Warning - Catastrophic Fires | 2062 | 5.0825e-10 | 20390.4035 | 362.3049 | 12307.8747 | 7720.2238 | 0 | 1.3915e-06 | 1.0364e-05 | 0 | 1.0364e-05 | 5.2714e-08 | 1.8684e-05 | 0 | 1.8684e-05 | 3.1659e-05 | 0 | 3.1659e-05 | 1.7646e-05 | 0 | 1.7646e-05 | [17 empty] | 7.3.3.17.5 (Remote Grid) Updates to grid topology to minimize risk of ignition in HFTDs Remote GridWLDFRWire-to-wire contactAggregated | WLDFR | HFTD - Distribution - Tier 2 - 4QU CoRE ¦ 1QU LoRE | Non-Red Flag Warning - Destructive Fires | Wire-to-wire contact | Aggregated | 2038 | 2.1767e-07 | 772.1066 | 0.00016807 | 2038 | Mitigation | 0.95 | 45 | 0 | esc | 0.00097009 | 2.1116e-10 | 0.00097009 | 2.1116e-10
[79 empty] | WLDFR | HFTD - Distribution - Tier 3 - 5QU CoRE ¦ 4QU LoRE | Red Flag Warning - Catastrophic Fires | 2063 | 5.0825e-10 | 21325.9188 | 384.5316 | 12862.0997 | 8079.2876 | 0 | 1.3915e-06 | 1.0839e-05 | 0 | 1.0839e-05 | 5.5994e-08 | 1.8684e-05 | 0 | 1.8684e-05 | 3.1659e-05 | 0 | 3.1659e-05 | 1.7646e-05 | 0 | 1.7646e-05 | [17 empty] | 7.3.3.17.5 (Remote Grid) Updates to grid topology to minimize risk of ignition in HFTDs Remote GridWLDFRWire-to-wire contactAggregated | WLDFR | HFTD - Distribution - Tier 2 - 4QU CoRE ¦ 1QU LoRE | Non-Red Flag Warning - Destructive Fires | Wire-to-wire contact | Aggregated | 2039 | 2.1767e-07 | 772.1066 | 0.00016807 | 2039 | Mitigation | 0.95 | 45 | 0 | esc | 0.00097009 | 2.1116e-10 | 0.00097009 | 2.1116e-10
[79 empty] | WLDFR | HFTD - Distribution - Tier 3 - 5QU CoRE ¦ 4QU LoRE | Red Flag Warning - Catastrophic Fires | 2064 | 5.0825e-10 | 21325.9188 | 384.5316 | 12862.0997 | 8079.2876 | 0 | 1.3915e-06 | 1.0839e-05 | 0 | 1.0839e-05 | 5.5994e-08 | 1.8684e-05 | 0 | 1.8684e-05 | 3.1659e-05 | 0 | 3.1659e-05 | 1.7646e-05 | 0 | 1.7646e-05 | [17 empty] | 7.3.3.17.5 (Remote Grid) Updates to grid topology to minimize risk of ignition in HFTDs Remote GridWLDFRWire-to-wire contactAggregated | WLDFR | HFTD - Distribution - Tier 2 - 4QU CoRE ¦ 1QU LoRE | Non-Red Flag Warning - Destructive Fires | Wire-to-wire contact | Aggregated | 2040 | 2.1767e-07 | 772.1066 | 0.00016807 | 2040 | Mitigation | 0.95 | 45 | 0 | esc | 0.00097009 | 2.1116e-10 | 0.00097009 | 2.1116e-10
[79 empty] | WLDFR | HFTD - Distribution - Tier 3 - 5QU CoRE ¦ 4QU LoRE | Red Flag Warning - Catastrophic Fires | 2065 | 5.0825e-10 | 21325.9188 | 384.5316 | 12862.0997 | 8079.2876 | 0 | 1.3915e-06 | 1.0839e-05 | 0 | 1.0839e-05 | 5.5994e-08 | 1.8684e-05 | 0 | 1.8684e-05 | 3.1659e-05 | 0 | 3.1659e-05 | 1.7646e-05 | 0 | 1.7646e-05 | [17 empty] | 7.3.3.17.5 (Remote Grid) Updates to grid topology to minimize risk of ignition in HFTDs Remote GridWLDFRWire-to-wire contactAggregated | WLDFR | HFTD - Distribution - Tier 2 - 4QU CoRE ¦ 1QU LoRE | Non-Red Flag Warning - Destructive Fires | Wire-to-wire contact | Aggregated | 2041 | 2.1767e-07 | 772.1066 | 0.00016807 | 2041 | Mitigation | 0.95 | 45 | 0 | esc | 0.00097009 | 2.1116e-10 | 0.00097009 | 2.1116e-10
[79 empty] | WLDFR | HFTD - Distribution - Tier 3 - 5QU CoRE ¦ 4QU LoRE | Red Flag Warning - Catastrophic Fires | 2066 | 5.0825e-10 | 21325.9188 | 384.5316 | 12862.0997 | 8079.2876 | 0 | 1.3915e-06 | 1.0839e-05 | 0 | 1.0839e-05 | 5.5994e-08 | 1.8684e-05 | 0 | 1.8684e-05 | 3.1659e-05 | 0 | 3.1659e-05 | 1.7646e-05 | 0 | 1.7646e-05 | [17 empty] | 7.3.3.17.5 (Remote Grid) Updates to grid topology to minimize risk of ignition in HFTDs Remote GridWLDFRWire-to-wire contactAggregated | WLDFR | HFTD - Distribution - Tier 2 - 4QU CoRE ¦ 1QU LoRE | Non-Red Flag Warning - Destructive Fires | Wire-to-wire contact | Aggregated | 2042 | 2.1767e-07 | 772.1066 | 0.00016807 | 2042 | Mitigation | 0.95 | 45 | 0 | esc | 0.00097009 | 2.1116e-10 | 0.00097009 | 2.1116e-10
[79 empty] | WLDFR | HFTD - Distribution - Tier 3 - 5QU CoRE ¦ 4QU LoRE | Red Flag Warning - Destructive Fires | 2022 | 7.712e-11 | 8807.9522 | 222.2294 | 8585.7228 | 0 | 0 | 2.1114e-07 | 6.7927e-07 | 0 | 6.7927e-07 | 1.3867e-08 | 1.9602e-05 | 0 | 1.9602e-05 | 3.3214e-05 | 0 | 3.3214e-05 | 1.8513e-05 | 0 | 1.8513e-05 | [17 empty] | 7.3.3.17.5 (Remote Grid) Updates to grid topology to minimize risk of ignition in HFTDs Remote GridWLDFRWire-to-wire contactAggregated | WLDFR | HFTD - Distribution - Tier 2 - 4QU CoRE ¦ 1QU LoRE | Non-Red Flag Warning - Destructive Fires | Wire-to-wire contact | Aggregated | 2043 | 2.1767e-07 | 772.1066 | 0.00016807 | 2043 | Mitigation | 0.95 | 45 | 0 | esc | 0.00097009 | 2.1116e-10 | 0.00097009 | 2.1116e-10
[79 empty] | WLDFR | HFTD - Distribution - Tier 3 - 5QU CoRE ¦ 4QU LoRE | Red Flag Warning - Destructive Fires | 2023 | 7.712e-11 | 9129.7461 | 233.2301 | 8896.516 | 0 | 0 | 2.1114e-07 | 7.0409e-07 | 0 | 7.0409e-07 | 1.4314e-08 | 1.9602e-05 | 0 | 1.9602e-05 | 3.3214e-05 | 0 | 3.3214e-05 | 1.8513e-05 | 0 | 1.8513e-05 | [17 empty] | 7.3.3.17.5 (Remote Grid) Updates to grid topology to minimize risk of ignition in HFTDs Remote GridWLDFRWire-to-wire contactAggregated | WLDFR | HFTD - Distribution - Tier 2 - 4QU CoRE ¦ 1QU LoRE | Non-Red Flag Warning - Destructive Fires | Wire-to-wire contact | Aggregated | 2044 | 2.1767e-07 | 772.1066 | 0.00016807 | 2044 | Mitigation | 0.95 | 45 | 0 | esc | 0.00097009 | 2.1116e-10 | 0.00097009 | 2.1116e-10
[79 empty] | WLDFR | HFTD - Distribution - Tier 3 - 5QU CoRE ¦ 4QU LoRE | Red Flag Warning - Destructive Fires | 2024 | 7.712e-11 | 9129.7461 | 233.2301 | 8896.516 | 0 | 0 | 2.1114e-07 | 7.0409e-07 | 0 | 7.0409e-07 | 1.4314e-08 | 1.9602e-05 | 0 | 1.9602e-05 | 3.3214e-05 | 0 | 3.3214e-05 | 1.8513e-05 | 0 | 1.8513e-05 | [17 empty] | 7.3.3.17.5 (Remote Grid) Updates to grid topology to minimize risk of ignition in HFTDs Remote GridWLDFRWire-to-wire contactAggregated | WLDFR | HFTD - Distribution - Tier 2 - 4QU CoRE ¦ 1QU LoRE | Non-Red Flag Warning - Destructive Fires | Wire-to-wire contact | Aggregated | 2045 | 2.1767e-07 | 772.1066 | 0.00016807 | 2045 | Mitigation | 0.95 | 45 | 0 | esc | 0.00097009 | 2.1116e-10 | 0.00097009 | 2.1116e-10
[79 empty] | WLDFR | HFTD - Distribution - Tier 3 - 5QU CoRE ¦ 4QU LoRE | Red Flag Warning - Destructive Fires | 2025 | 7.712e-11 | 9129.7461 | 233.2301 | 8896.516 | 0 | 0 | 2.1114e-07 | 7.0409e-07 | 0 | 7.0409e-07 | 1.4314e-08 | 1.9602e-05 | 0 | 1.9602e-05 | 3.3214e-05 | 0 | 3.3214e-05 | 1.8513e-05 | 0 | 1.8513e-05 | [17 empty] | 7.3.3.17.5 (Remote Grid) Updates to grid topology to minimize risk of ignition in HFTDs Remote GridWLDFRWire-to-wire contactAggregated | WLDFR | HFTD - Distribution - Tier 2 - 4QU CoRE ¦ 1QU LoRE | Non-Red Flag Warning - Destructive Fires | Wire-to-wire contact | Aggregated | 2046 | 2.1767e-07 | 772.1066 | 0.00016807 | 2046 | Mitigation | 0.95 | 45 | 0 | esc | 0.00097009 | 2.1116e-10 | 0.00097009 | 2.1116e-10
[79 empty] | WLDFR | HFTD - Distribution - Tier 3 - 5QU CoRE ¦ 4QU LoRE | Red Flag Warning - Destructive Fires | 2026 | 7.712e-11 | 9129.7461 | 233.2301 | 8896.516 | 0 | 0 | 2.1114e-07 | 7.0409e-07 | 0 | 7.0409e-07 | 1.4314e-08 | 1.9602e-05 | 0 | 1.9602e-05 | 3.3214e-05 | 0 | 3.3214e-05 | 1.8513e-05 | 0 | 1.8513e-05 | [17 empty] | 7.3.3.17.5 (Remote Grid) Updates to grid topology to minimize risk of ignition in HFTDs Remote GridWLDFRWire-to-wire contactAggregated | WLDFR | HFTD - Distribution - Tier 2 - 4QU CoRE ¦ 1QU LoRE | Non-Red Flag Warning - Destructive Fires | Wire-to-wire contact | Aggregated | 2047 | 2.1767e-07 | 772.1066 | 0.00016807 | 2047 | Mitigation | 0.95 | 45 | 0 | esc | 0.00097009 | 2.1116e-10 | 0.00097009 | 2.1116e-10
[79 empty] | WLDFR | HFTD - Distribution - Tier 3 - 5QU CoRE ¦ 4QU LoRE | Red Flag Warning - Destructive Fires | 2027 | 7.712e-11 | 9129.7461 | 233.2301 | 8896.516 | 0 | 0 | 2.1114e-07 | 7.0409e-07 | 0 | 7.0409e-07 | 1.4314e-08 | 2.058e-05 | 0 | 2.058e-05 | 3.4871e-05 | 0 | 3.4871e-05 | 1.9436e-05 | 0 | 1.9436e-05 | [17 empty] | 7.3.3.17.5 (Remote Grid) Updates to grid topology to minimize risk of ignition in HFTDs Remote GridWLDFRWire-to-wire contactAggregated | WLDFR | HFTD - Distribution - Tier 2 - 4QU CoRE ¦ 1QU LoRE | Non-Red Flag Warning - Destructive Fires | Wire-to-wire contact | Aggregated | 2048 | 2.1767e-07 | 772.1066 | 0.00016807 | 2048 | Mitigation | 0.95 | 45 | 0 | esc | 0.00097009 | 2.1116e-10 | 0.00097009 | 2.1116e-10
[79 empty] | WLDFR | HFTD - Distribution - Tier 3 - 5QU CoRE ¦ 4QU LoRE | Red Flag Warning - Destructive Fires | 2028 | 7.712e-11 | 9534.9221 | 247.273 | 9287.6491 | 0 | 0 | 2.1114e-07 | 7.3533e-07 | 0 | 7.3533e-07 | 1.4883e-08 | 2.058e-05 | 0 | 2.058e-05 | 3.4871e-05 | 0 | 3.4871e-05 | 1.9436e-05 | 0 | 1.9436e-05 | [17 empty] | 7.3.3.17.5 (Remote Grid) Updates to grid topology to minimize risk of ignition in HFTDs Remote GridWLDFRWire-to-wire contactAggregated | WLDFR | HFTD - Distribution - Tier 2 - 4QU CoRE ¦ 1QU LoRE | Non-Red Flag Warning - Destructive Fires | Wire-to-wire contact | Aggregated | 2049 | 2.1767e-07 | 772.1066 | 0.00016807 | 2049 | Mitigation | 0.95 | 45 | 0 | esc | 0.00097009 | 2.1116e-10 | 0.00097009 | 2.1116e-10
[79 empty] | WLDFR | HFTD - Distribution - Tier 3 - 5QU CoRE ¦ 4QU LoRE | Red Flag Warning - Destructive Fires | 2029 | 7.712e-11 | 9534.9221 | 247.273 | 9287.6491 | 0 | 0 | 2.1114e-07 | 7.3533e-07 | 0 | 7.3533e-07 | 1.4883e-08 | 2.058e-05 | 0 | 2.058e-05 | 3.4871e-05 | 0 | 3.4871e-05 | 1.9436e-05 | 0 | 1.9436e-05 | [17 empty] | 7.3.3.17.5 (Remote Grid) Updates to grid topology to minimize risk of ignition in HFTDs Remote GridWLDFRWire-to-wire contactAggregated | WLDFR | HFTD - Distribution - Tier 2 - 4QU CoRE ¦ 1QU LoRE | Non-Red Flag Warning - Destructive Fires | Wire-to-wire contact | Aggregated | 2050 | 2.1767e-07 | 772.1066 | 0.00016807 | 2050 | Mitigation | 0.95 | 45 | 0 | esc | 0.00097009 | 2.1116e-10 | 0.00097009 | 2.1116e-10
[79 empty] | WLDFR | HFTD - Distribution - Tier 3 - 5QU CoRE ¦ 4QU LoRE | Red Flag Warning - Destructive Fires | 2030 | 7.712e-11 | 9534.9221 | 247.273 | 9287.6491 | 0 | 0 | 2.1114e-07 | 7.3533e-07 | 0 | 7.3533e-07 | 1.4883e-08 | 2.058e-05 | 0 | 2.058e-05 | 3.4871e-05 | 0 | 3.4871e-05 | 1.9436e-05 | 0 | 1.9436e-05 | [17 empty] | 7.3.3.17.5 (Remote Grid) Updates to grid topology to minimize risk of ignition in HFTDs Remote GridWLDFRWire-to-wire contactAggregated | WLDFR | HFTD - Distribution - Tier 2 - 4QU CoRE ¦ 1QU LoRE | Non-Red Flag Warning - Destructive Fires | Wire-to-wire contact | Aggregated | 2051 | 2.1767e-07 | 772.1066 | 0.00016807 | 2051 | Mitigation | 0.95 | 45 | 0 | esc | 0.00097009 | 2.1116e-10 | 0.00097009 | 2.1116e-10
[79 empty] | WLDFR | HFTD - Distribution - Tier 3 - 5QU CoRE ¦ 4QU LoRE | Red Flag Warning - Destructive Fires | 2031 | 7.712e-11 | 9534.9221 | 247.273 | 9287.6491 | 0 | 0 | 2.1114e-07 | 7.3533e-07 | 0 | 7.3533e-07 | 1.4883e-08 | 2.058e-05 | 0 | 2.058e-05 | 3.4871e-05 | 0 | 3.4871e-05 | 1.9436e-05 | 0 | 1.9436e-05 | [17 empty] | 7.3.3.17.5 (Remote Grid) Updates to grid topology to minimize risk of ignition in HFTDs Remote GridWLDFRWire-to-wire contactAggregated | WLDFR | HFTD - Distribution - Tier 2 - 4QU CoRE ¦ 1QU LoRE | Non-Red Flag Warning - Destructive Fires | Wire-to-wire contact | Aggregated | 2052 | 2.1767e-07 | 772.1066 | 0.00016807 | 2052 | Mitigation | 0.95 | 45 | 0 | esc | 0.00097009 | 2.1116e-10 | 0.00097009 | 2.1116e-10
[79 empty] | WLDFR | HFTD - Distribution - Tier 3 - 5QU CoRE ¦ 4QU LoRE | Red Flag Warning - Destructive Fires | 2032 | 7.712e-11 | 9534.9221 | 247.273 | 9287.6491 | 0 | 0 | 2.1114e-07 | 7.3533e-07 | 0 | 7.3533e-07 | 1.4883e-08 | 2.1605e-05 | 0 | 2.1605e-05 | 3.6608e-05 | 0 | 3.6608e-05 | 2.0404e-05 | 0 | 2.0404e-05 | [17 empty] | 7.3.3.17.5 (Remote Grid) Updates to grid topology to minimize risk of ignition in HFTDs Remote GridWLDFRWire-to-wire contactAggregated | WLDFR | HFTD - Distribution - Tier 2 - 4QU CoRE ¦ 1QU LoRE | Non-Red Flag Warning - Destructive Fires | Wire-to-wire contact | Aggregated | 2053 | 2.1767e-07 | 772.1066 | 0.00016807 | 2053 | Mitigation | 0.95 | 45 | 0 | esc | 0.00097009 | 2.1116e-10 | 0.00097009 | 2.1116e-10
[79 empty] | WLDFR | HFTD - Distribution - Tier 3 - 5QU CoRE ¦ 4QU LoRE | Red Flag Warning - Destructive Fires | 2033 | 7.712e-11 | 9984.8474 | 263.1074 | 9721.74 | 0 | 0 | 2.1114e-07 | 7.7003e-07 | 0 | 7.7003e-07 | 1.5525e-08 | 2.1605e-05 | 0 | 2.1605e-05 | 3.6608e-05 | 0 | 3.6608e-05 | 2.0404e-05 | 0 | 2.0404e-05 | [17 empty] | 7.3.3.17.5 (Remote Grid) Updates to grid topology to minimize risk of ignition in HFTDs Remote GridWLDFRWire-to-wire contactAggregated | WLDFR | HFTD - Distribution - Tier 2 - 4QU CoRE ¦ 1QU LoRE | Non-Red Flag Warning - Destructive Fires | Wire-to-wire contact | Aggregated | 2054 | 2.1767e-07 | 772.1066 | 0.00016807 | 2054 | Mitigation | 0.95 | 45 | 0 | esc | 0.00097009 | 2.1116e-10 | 0.00097009 | 2.1116e-10
[79 empty] | WLDFR | HFTD - Distribution - Tier 3 - 5QU CoRE ¦ 4QU LoRE | Red Flag Warning - Destructive Fires | 2034 | 7.712e-11 | 9984.8474 | 263.1074 | 9721.74 | 0 | 0 | 2.1114e-07 | 7.7003e-07 | 0 | 7.7003e-07 | 1.5525e-08 | 2.1605e-05 | 0 | 2.1605e-05 | 3.6608e-05 | 0 | 3.6608e-05 | 2.0404e-05 | 0 | 2.0404e-05 | [17 empty] | 7.3.3.17.5 (Remote Grid) Updates to grid topology to minimize risk of ignition in HFTDs Remote GridWLDFRWire-to-wire contactAggregated | WLDFR | HFTD - Distribution - Tier 2 - 4QU CoRE ¦ 1QU LoRE | Non-Red Flag Warning - Destructive Fires | Wire-to-wire contact | Aggregated | 2055 | 2.1767e-07 | 772.1066 | 0.00016807 | 2055 | Mitigation | 0.95 | 45 | 0 | esc | 0.00097009 | 2.1116e-10 | 0.00097009 | 2.1116e-10
[79 empty] | WLDFR | HFTD - Distribution - Tier 3 - 5QU CoRE ¦ 4QU LoRE | Red Flag Warning - Destructive Fires | 2035 | 7.712e-11 | 9984.8474 | 263.1074 | 9721.74 | 0 | 0 | 2.1114e-07 | 7.7003e-07 | 0 | 7.7003e-07 | 1.5525e-08 | 2.1605e-05 | 0 | 2.1605e-05 | 3.6608e-05 | 0 | 3.6608e-05 | 2.0404e-05 | 0 | 2.0404e-05 | [17 empty] | 7.3.3.17.5 (Remote Grid) Updates to grid topology to minimize risk of ignition in HFTDs Remote GridWLDFRWire-to-wire contactAggregated | WLDFR | HFTD - Distribution - Tier 2 - 4QU CoRE ¦ 1QU LoRE | Non-Red Flag Warning - Destructive Fires | Wire-to-wire contact | Aggregated | 2056 | 2.1767e-07 | 772.1066 | 0.00016807 | 2056 | Mitigation | 0.95 | 45 | 0 | esc | 0.00097009 | 2.1116e-10 | 0.00097009 | 2.1116e-10
[79 empty] | WLDFR | HFTD - Distribution - Tier 3 - 5QU CoRE ¦ 4QU LoRE | Red Flag Warning - Destructive Fires | 2036 | 7.712e-11 | 9984.8474 | 263.1074 | 9721.74 | 0 | 0 | 2.1114e-07 | 7.7003e-07 | 0 | 7.7003e-07 | 1.5525e-08 | 2.1605e-05 | 0 | 2.1605e-05 | 3.6608e-05 | 0 | 3.6608e-05 | 2.0404e-05 | 0 | 2.0404e-05 | [17 empty] | 7.3.3.17.5 (Remote Grid) Updates to grid topology to minimize risk of ignition in HFTDs Remote GridWLDFRWire-to-wire contactAggregated | WLDFR | HFTD - Distribution - Tier 2 - 4QU CoRE ¦ 1QU LoRE | Non-Red Flag Warning - Destructive Fires | Wire-to-wire contact | Aggregated | 2057 | 2.1767e-07 | 772.1066 | 0.00016807 | 2057 | Mitigation | 0.95 | 45 | 0 | esc | 0.00097009 | 2.1116e-10 | 0.00097009 | 2.1116e-10
[79 empty] | WLDFR | HFTD - Distribution - Tier 3 - 5QU CoRE ¦ 4QU LoRE | Red Flag Warning - Destructive Fires | 2037 | 7.712e-11 | 9984.8474 | 263.1074 | 9721.74 | 0 | 0 | 2.1114e-07 | 7.7003e-07 | 0 | 7.7003e-07 | 1.5525e-08 | 2.2664e-05 | 0 | 2.2664e-05 | 3.8403e-05 | 0 | 3.8403e-05 | 2.1405e-05 | 0 | 2.1405e-05 | [17 empty] | 7.3.3.17.5 (Remote Grid) Updates to grid topology to minimize risk of ignition in HFTDs Remote GridWLDFRWire-to-wire contactAggregated | WLDFR | HFTD - Distribution - Tier 2 - 4QU CoRE ¦ 1QU LoRE | Non-Red Flag Warning - Destructive Fires | Wire-to-wire contact | Aggregated | 2058 | 2.1767e-07 | 772.1066 | 0.00016807 | 2058 | Mitigation | 0.95 | 45 | 0 | esc | 0.00097009 | 2.1116e-10 | 0.00097009 | 2.1116e-10
[79 empty] | WLDFR | HFTD - Distribution - Tier 3 - 5QU CoRE ¦ 4QU LoRE | Red Flag Warning - Destructive Fires | 2038 | 7.712e-11 | 10472.8261 | 280.5544 | 10192.2718 | 0 | 0 | 2.1114e-07 | 8.0766e-07 | 0 | 8.0766e-07 | 1.6232e-08 | 2.2664e-05 | 0 | 2.2664e-05 | 3.8403e-05 | 0 | 3.8403e-05 | 2.1405e-05 | 0 | 2.1405e-05 | [17 empty] | 7.3.3.17.5 (Remote Grid) Updates to grid topology to minimize risk of ignition in HFTDs Remote GridWLDFRWire-to-wire contactAggregated | WLDFR | HFTD - Distribution - Tier 2 - 4QU CoRE ¦ 1QU LoRE | Non-Red Flag Warning - Destructive Fires | Wire-to-wire contact | Aggregated | 2059 | 2.1767e-07 | 772.1066 | 0.00016807 | 2059 | Mitigation | 0.95 | 45 | 0 | esc | 0.00097009 | 2.1116e-10 | 0.00097009 | 2.1116e-10
[79 empty] | WLDFR | HFTD - Distribution - Tier 3 - 5QU CoRE ¦ 4QU LoRE | Red Flag Warning - Destructive Fires | 2039 | 7.712e-11 | 10472.8261 | 280.5544 | 10192.2718 | 0 | 0 | 2.1114e-07 | 8.0766e-07 | 0 | 8.0766e-07 | 1.6232e-08 | 2.2664e-05 | 0 | 2.2664e-05 | 3.8403e-05 | 0 | 3.8403e-05 | 2.1405e-05 | 0 | 2.1405e-05 | [17 empty] | 7.3.3.17.5 (Remote Grid) Updates to grid topology to minimize risk of ignition in HFTDs Remote GridWLDFRWire-to-wire contactAggregated | WLDFR | HFTD - Distribution - Tier 2 - 4QU CoRE ¦ 1QU LoRE | Non-Red Flag Warning - Destructive Fires | Wire-to-wire contact | Aggregated | 2060 | 2.1767e-07 | 772.1066 | 0.00016807 | 2060 | Mitigation | 0.95 | 45 | 0 | esc | 0.00097009 | 2.1116e-10 | 0.00097009 | 2.1116e-10
[79 empty] | WLDFR | HFTD - Distribution - Tier 3 - 5QU CoRE ¦ 4QU LoRE | Red Flag Warning - Destructive Fires | 2040 | 7.712e-11 | 10472.8261 | 280.5544 | 10192.2718 | 0 | 0 | 2.1114e-07 | 8.0766e-07 | 0 | 8.0766e-07 | 1.6232e-08 | 2.2664e-05 | 0 | 2.2664e-05 | 3.8403e-05 | 0 | 3.8403e-05 | 2.1405e-05 | 0 | 2.1405e-05 | [17 empty] | 7.3.3.17.5 (Remote Grid) Updates to grid topology to minimize risk of ignition in HFTDs Remote GridWLDFRWire-to-wire contactAggregated | WLDFR | HFTD - Distribution - Tier 2 - 4QU CoRE ¦ 1QU LoRE | Non-Red Flag Warning - Destructive Fires | Wire-to-wire contact | Aggregated | 2061 | 2.1767e-07 | 772.1066 | 0.00016807 | 2061 | Mitigation | 0.95 | 45 | 0 | esc | 0.00097009 | 2.1116e-10 | 0.00097009 | 2.1116e-10
[79 empty] | WLDFR | HFTD - Distribution - Tier 3 - 5QU CoRE ¦ 4QU LoRE | Red Flag Warning - Destructive Fires | 2041 | 7.712e-11 | 10472.8261 | 280.5544 | 10192.2718 | 0 | 0 | 2.1114e-07 | 8.0766e-07 | 0 | 8.0766e-07 | 1.6232e-08 | 2.2664e-05 | 0 | 2.2664e-05 | 3.8403e-05 | 0 | 3.8403e-05 | 2.1405e-05 | 0 | 2.1405e-05 | [17 empty] | 7.3.3.17.5 (Remote Grid) Updates to grid topology to minimize risk of ignition in HFTDs Remote GridWLDFRWire-to-wire contactAggregated | WLDFR | HFTD - Distribution - Tier 2 - 4QU CoRE ¦ 1QU LoRE | Non-Red Flag Warning - Destructive Fires | Wire-to-wire contact | Aggregated | 2062 | 2.1767e-07 | 772.1066 | 0.00016807 | 2062 | Mitigation | 0.95 | 45 | 0 | esc | 0.00097009 | 2.1116e-10 | 0.00097009 | 2.1116e-10
[79 empty] | WLDFR | HFTD - Distribution - Tier 3 - 5QU CoRE ¦ 4QU LoRE | Red Flag Warning - Destructive Fires | 2042 | 7.712e-11 | 10472.8261 | 280.5544 | 10192.2718 | 0 | 0 | 2.1114e-07 | 8.0766e-07 | 0 | 8.0766e-07 | 1.6232e-08 | 2.3745e-05 | 0 | 2.3745e-05 | 4.0235e-05 | 0 | 4.0235e-05 | 2.2426e-05 | 0 | 2.2426e-05 | [17 empty] | 7.3.3.17.5 (Remote Grid) Updates to grid topology to minimize risk of ignition in HFTDs Remote GridWLDFRWire-to-wire contactAggregated | WLDFR | HFTD - Distribution - Tier 2 - 4QU CoRE ¦ 1QU LoRE | Non-Red Flag Warning - Destructive Fires | Wire-to-wire contact | Aggregated | 2063 | 2.1767e-07 | 772.1066 | 0.00016807 | 2063 | Mitigation | 0.95 | 45 | 0 | esc | 0.00097009 | 2.1116e-10 | 0.00097009 | 2.1116e-10
[79 empty] | WLDFR | HFTD - Distribution - Tier 3 - 5QU CoRE ¦ 4QU LoRE | Red Flag Warning - Destructive Fires | 2043 | 7.712e-11 | 10992.1562 | 299.42 | 10692.7362 | 0 | 0 | 2.1114e-07 | 8.4772e-07 | 0 | 8.4772e-07 | 1.6998e-08 | 2.3745e-05 | 0 | 2.3745e-05 | 4.0235e-05 | 0 | 4.0235e-05 | 2.2426e-05 | 0 | 2.2426e-05 | [17 empty] | 7.3.3.17.5 (Remote Grid) Updates to grid topology to minimize risk of ignition in HFTDs Remote GridWLDFRWire-to-wire contactAggregated | WLDFR | HFTD - Distribution - Tier 2 - 4QU CoRE ¦ 1QU LoRE | Non-Red Flag Warning - Destructive Fires | Wire-to-wire contact | Aggregated | 2064 | 2.1767e-07 | 772.1066 | 0.00016807 | 2064 | Mitigation | 0.95 | 45 | 0 | esc | 0.00097009 | 2.1116e-10 | 0.00097009 | 2.1116e-10
[79 empty] | WLDFR | HFTD - Distribution - Tier 3 - 5QU CoRE ¦ 4QU LoRE | Red Flag Warning - Destructive Fires | 2044 | 7.712e-11 | 10992.1562 | 299.42 | 10692.7362 | 0 | 0 | 2.1114e-07 | 8.4772e-07 | 0 | 8.4772e-07 | 1.6998e-08 | 2.3745e-05 | 0 | 2.3745e-05 | 4.0235e-05 | 0 | 4.0235e-05 | 2.2426e-05 | 0 | 2.2426e-05 | [17 empty] | 7.3.3.17.5 (Remote Grid) Updates to grid topology to minimize risk of ignition in HFTDs Remote GridWLDFRWire-to-wire contactAggregated | WLDFR | HFTD - Distribution - Tier 2 - 4QU CoRE ¦ 1QU LoRE | Non-Red Flag Warning - Destructive Fires | Wire-to-wire contact | Aggregated | 2065 | 2.1767e-07 | 772.1066 | 0.00016807 | 2065 | Mitigation | 0.95 | 45 | 0 | esc | 0.00097009 | 2.1116e-10 | 0.00097009 | 2.1116e-10
[79 empty] | WLDFR | HFTD - Distribution - Tier 3 - 5QU CoRE ¦ 4QU LoRE | Red Flag Warning - Destructive Fires | 2045 | 7.712e-11 | 10992.1562 | 299.42 | 10692.7362 | 0 | 0 | 2.1114e-07 | 8.4772e-07 | 0 | 8.4772e-07 | 1.6998e-08 | 2.3745e-05 | 0 | 2.3745e-05 | 4.0235e-05 | 0 | 4.0235e-05 | 2.2426e-05 | 0 | 2.2426e-05 | [17 empty] | 7.3.3.17.5 (Remote Grid) Updates to grid topology to minimize risk of ignition in HFTDs Remote GridWLDFRWire-to-wire contactAggregated | WLDFR | HFTD - Distribution - Tier 2 - 4QU CoRE ¦ 1QU LoRE | Non-Red Flag Warning - Destructive Fires | Wire-to-wire contact | Aggregated | 2066 | 2.1767e-07 | 772.1066 | 0.00016807 | 2066 | Mitigation | 0.95 | 45 | 0 | esc | 0.00097009 | 2.1116e-10 | 0.00097009 | 2.1116e-10
[79 empty] | WLDFR | HFTD - Distribution - Tier 3 - 5QU CoRE ¦ 4QU LoRE | Red Flag Warning - Destructive Fires | 2046 | 7.712e-11 | 10992.1562 | 299.42 | 10692.7362 | 0 | 0 | 2.1114e-07 | 8.4772e-07 | 0 | 8.4772e-07 | 1.6998e-08 | 2.3745e-05 | 0 | 2.3745e-05 | 4.0235e-05 | 0 | 4.0235e-05 | 2.2426e-05 | 0 | 2.2426e-05 | [17 empty] | 7.3.3.17.5 (Remote Grid) Updates to grid topology to minimize risk of ignition in HFTDs Remote GridWLDFRWire-to-wire contactAggregated | WLDFR | HFTD - Distribution - Tier 2 - 4QU CoRE ¦ 1QU LoRE | Non-Red Flag Warning - Destructive Fires | Wire-to-wire contact | Aggregated | 2067 | 2.1767e-07 | 772.1066 | 0.00016807 | 2067 | Mitigation | 0.95 | 45 | 0 | esc | 0 | 0 | 0.00097009 | 2.1116e-10
[79 empty] | WLDFR | HFTD - Distribution - Tier 3 - 5QU CoRE ¦ 4QU LoRE | Red Flag Warning - Destructive Fires | 2047 | 7.712e-11 | 10992.1562 | 299.42 | 10692.7362 | 0 | 0 | 2.1114e-07 | 8.4772e-07 | 0 | 8.4772e-07 | 1.6998e-08 | 2.4834e-05 | 0 | 2.4834e-05 | 4.2081e-05 | 0 | 4.2081e-05 | 2.3455e-05 | 0 | 2.3455e-05 | [17 empty] | 7.3.3.17.5 (Remote Grid) Updates to grid topology to minimize risk of ignition in HFTDs Remote GridWLDFRContact from objectAggregated | WLDFR | HFTD - Distribution - Tier 2 - 4QU CoRE ¦ 1QU LoRE | Non-Red Flag Warning - Large Fires | Contact from object | Aggregated | 2022 | 7.4272e-06 | 772.1066 | 0.0057346 | 2022 | Mitigation | 0.95 | 45 | 0 | esc | 0.00097009 | 7.205e-09 | 0 | 0
[79 empty] | WLDFR | HFTD - Distribution - Tier 3 - 5QU CoRE ¦ 4QU LoRE | Red Flag Warning - Destructive Fires | 2048 | 7.712e-11 | 11536.0538 | 319.4911 | 11216.5626 | 0 | 0 | 2.1114e-07 | 8.8966e-07 | 0 | 8.8966e-07 | 1.7814e-08 | 2.4834e-05 | 0 | 2.4834e-05 | 4.2081e-05 | 0 | 4.2081e-05 | 2.3455e-05 | 0 | 2.3455e-05 | [17 empty] | 7.3.3.17.5 (Remote Grid) Updates to grid topology to minimize risk of ignition in HFTDs Remote GridWLDFRContact from objectAggregated | WLDFR | HFTD - Distribution - Tier 2 - 4QU CoRE ¦ 1QU LoRE | Non-Red Flag Warning - Large Fires | Contact from object | Aggregated | 2023 | 7.4272e-06 | 772.1066 | 0.0057346 | 2023 | Mitigation | 0.95 | 45 | 0 | esc | 0.00097009 | 7.205e-09 | 0.00097009 | 7.205e-09
[79 empty] | WLDFR | HFTD - Distribution - Tier 3 - 5QU CoRE ¦ 4QU LoRE | Red Flag Warning - Destructive Fires | 2049 | 7.712e-11 | 11536.0538 | 319.4911 | 11216.5626 | 0 | 0 | 2.1114e-07 | 8.8966e-07 | 0 | 8.8966e-07 | 1.7814e-08 | 2.4834e-05 | 0 | 2.4834e-05 | 4.2081e-05 | 0 | 4.2081e-05 | 2.3455e-05 | 0 | 2.3455e-05 | [17 empty] | 7.3.3.17.5 (Remote Grid) Updates to grid topology to minimize risk of ignition in HFTDs Remote GridWLDFRContact from objectAggregated | WLDFR | HFTD - Distribution - Tier 2 - 4QU CoRE ¦ 1QU LoRE | Non-Red Flag Warning - Large Fires | Contact from object | Aggregated | 2024 | 7.4272e-06 | 772.1066 | 0.0057346 | 2024 | Mitigation | 0.95 | 45 | 0 | esc | 0.00097009 | 7.205e-09 | 0.00097009 | 7.205e-09
[79 empty] | WLDFR | HFTD - Distribution - Tier 3 - 5QU CoRE ¦ 4QU LoRE | Red Flag Warning - Destructive Fires | 2050 | 7.712e-11 | 11536.0538 | 319.4911 | 11216.5626 | 0 | 0 | 2.1114e-07 | 8.8966e-07 | 0 | 8.8966e-07 | 1.7814e-08 | 0 | 0 | 0 | 4.2081e-05 | 0 | 4.2081e-05 | 2.3455e-05 | 0 | 2.3455e-05 | [17 empty] | 7.3.3.17.5 (Remote Grid) Updates to grid topology to minimize risk of ignition in HFTDs Remote GridWLDFRContact from objectAggregated | WLDFR | HFTD - Distribution - Tier 2 - 4QU CoRE ¦ 1QU LoRE | Non-Red Flag Warning - Large Fires | Contact from object | Aggregated | 2025 | 7.4272e-06 | 772.1066 | 0.0057346 | 2025 | Mitigation | 0.95 | 45 | 0 | esc | 0.00097009 | 7.205e-09 | 0.00097009 | 7.205e-09
[79 empty] | WLDFR | HFTD - Distribution - Tier 3 - 5QU CoRE ¦ 4QU LoRE | Red Flag Warning - Destructive Fires | 2051 | 7.712e-11 | 11536.0538 | 319.4911 | 11216.5626 | 0 | 0 | 2.1114e-07 | 8.8966e-07 | 0 | 8.8966e-07 | 1.7814e-08 | 0 | 0 | 0 | 0 | 0 | 0 | 2.3455e-05 | 0 | 2.3455e-05 | [17 empty] | 7.3.3.17.5 (Remote Grid) Updates to grid topology to minimize risk of ignition in HFTDs Remote GridWLDFRContact from objectAggregated | WLDFR | HFTD - Distribution - Tier 2 - 4QU CoRE ¦ 1QU LoRE | Non-Red Flag Warning - Large Fires | Contact from object | Aggregated | 2026 | 7.4272e-06 | 772.1066 | 0.0057346 | 2026 | Mitigation | 0.95 | 45 | 0 | esc | 0.00097009 | 7.205e-09 | 0.00097009 | 7.205e-09
[79 empty] | WLDFR | HFTD - Distribution - Tier 3 - 5QU CoRE ¦ 4QU LoRE | Red Flag Warning - Destructive Fires | 2052 | 7.712e-11 | 11536.0538 | 319.4911 | 11216.5626 | 0 | 0 | 2.1114e-07 | 8.8966e-07 | 0 | 8.8966e-07 | 1.7814e-08 | 1.5909e-06 | 0 | 1.5909e-06 | 0 | 0 | 0 | 0 | 0 | 0 | [17 empty] | 7.3.3.17.5 (Remote Grid) Updates to grid topology to minimize risk of ignition in HFTDs Remote GridWLDFRContact from objectAggregated | WLDFR | HFTD - Distribution - Tier 2 - 4QU CoRE ¦ 1QU LoRE | Non-Red Flag Warning - Large Fires | Contact from object | Aggregated | 2027 | 7.4272e-06 | 772.1066 | 0.0057346 | 2027 | Mitigation | 0.95 | 45 | 0 | esc | 0.00097009 | 7.205e-09 | 0.00097009 | 7.205e-09
[79 empty] | WLDFR | HFTD - Distribution - Tier 3 - 5QU CoRE ¦ 4QU LoRE | Red Flag Warning - Destructive Fires | 2053 | 7.712e-11 | 12097.6769 | 340.5356 | 11757.1413 | 0 | 0 | 2.1114e-07 | 9.3297e-07 | 0 | 9.3297e-07 | 1.8673e-08 | 1.6925e-06 | 0 | 1.6925e-06 | 2.8678e-06 | 0 | 2.8678e-06 | 0 | 0 | 0 | [17 empty] | 7.3.3.17.5 (Remote Grid) Updates to grid topology to minimize risk of ignition in HFTDs Remote GridWLDFRContact from objectAggregated | WLDFR | HFTD - Distribution - Tier 2 - 4QU CoRE ¦ 1QU LoRE | Non-Red Flag Warning - Large Fires | Contact from object | Aggregated | 2028 | 7.4272e-06 | 772.1066 | 0.0057346 | 2028 | Mitigation | 0.95 | 45 | 0 | esc | 0.00097009 | 7.205e-09 | 0.00097009 | 7.205e-09
[79 empty] | WLDFR | HFTD - Distribution - Tier 3 - 5QU CoRE ¦ 4QU LoRE | Red Flag Warning - Destructive Fires | 2054 | 7.712e-11 | 12097.6769 | 340.5356 | 11757.1413 | 0 | 0 | 2.1114e-07 | 9.3297e-07 | 0 | 9.3297e-07 | 1.8673e-08 | 1.7543e-06 | 0 | 1.7543e-06 | 2.9726e-06 | 0 | 2.9726e-06 | 1.6568e-06 | 0 | 1.6568e-06 | [17 empty] | 7.3.3.17.5 (Remote Grid) Updates to grid topology to minimize risk of ignition in HFTDs Remote GridWLDFRContact from objectAggregated | WLDFR | HFTD - Distribution - Tier 2 - 4QU CoRE ¦ 1QU LoRE | Non-Red Flag Warning - Large Fires | Contact from object | Aggregated | 2029 | 7.4272e-06 | 772.1066 | 0.0057346 | 2029 | Mitigation | 0.95 | 45 | 0 | esc | 0.00097009 | 7.205e-09 | 0.00097009 | 7.205e-09
[79 empty] | WLDFR | HFTD - Distribution - Tier 3 - 5QU CoRE ¦ 4QU LoRE | Red Flag Warning - Destructive Fires | 2055 | 7.712e-11 | 12097.6769 | 340.5356 | 11757.1413 | 0 | 0 | 2.1114e-07 | 9.3297e-07 | 0 | 9.3297e-07 | 1.8673e-08 | 1.7543e-06 | 0 | 1.7543e-06 | 2.9726e-06 | 0 | 2.9726e-06 | 1.6568e-06 | 0 | 1.6568e-06 | [17 empty] | 7.3.3.17.5 (Remote Grid) Updates to grid topology to minimize risk of ignition in HFTDs Remote GridWLDFRContact from objectAggregated | WLDFR | HFTD - Distribution - Tier 2 - 4QU CoRE ¦ 1QU LoRE | Non-Red Flag Warning - Large Fires | Contact from object | Aggregated | 2030 | 7.4272e-06 | 772.1066 | 0.0057346 | 2030 | Mitigation | 0.95 | 45 | 0 | esc | 0.00097009 | 7.205e-09 | 0.00097009 | 7.205e-09
[79 empty] | WLDFR | HFTD - Distribution - Tier 3 - 5QU CoRE ¦ 4QU LoRE | Red Flag Warning - Destructive Fires | 2056 | 7.712e-11 | 12097.6769 | 340.5356 | 11757.1413 | 0 | 0 | 2.1114e-07 | 9.3297e-07 | 0 | 9.3297e-07 | 1.8673e-08 | 1.7543e-06 | 0 | 1.7543e-06 | 2.9726e-06 | 0 | 2.9726e-06 | 1.6568e-06 | 0 | 1.6568e-06 | [17 empty] | 7.3.3.17.5 (Remote Grid) Updates to grid topology to minimize risk of ignition in HFTDs Remote GridWLDFRContact from objectAggregated | WLDFR | HFTD - Distribution - Tier 2 - 4QU CoRE ¦ 1QU LoRE | Non-Red Flag Warning - Large Fires | Contact from object | Aggregated | 2031 | 7.4272e-06 | 772.1066 | 0.0057346 | 2031 | Mitigation | 0.95 | 45 | 0 | esc | 0.00097009 | 7.205e-09 | 0.00097009 | 7.205e-09
[79 empty] | WLDFR | HFTD - Distribution - Tier 3 - 5QU CoRE ¦ 4QU LoRE | Red Flag Warning - Destructive Fires | 2057 | 7.712e-11 | 12097.6769 | 340.5356 | 11757.1413 | 0 | 0 | 2.1114e-07 | 9.3297e-07 | 0 | 9.3297e-07 | 1.8673e-08 | 1.7543e-06 | 0 | 1.7543e-06 | 2.9726e-06 | 0 | 2.9726e-06 | 1.6568e-06 | 0 | 1.6568e-06 | [17 empty] | 7.3.3.17.5 (Remote Grid) Updates to grid topology to minimize risk of ignition in HFTDs Remote GridWLDFRContact from objectAggregated | WLDFR | HFTD - Distribution - Tier 2 - 4QU CoRE ¦ 1QU LoRE | Non-Red Flag Warning - Large Fires | Contact from object | Aggregated | 2032 | 7.4272e-06 | 772.1066 | 0.0057346 | 2032 | Mitigation | 0.95 | 45 | 0 | esc | 0.00097009 | 7.205e-09 | 0.00097009 | 7.205e-09
[79 empty] | WLDFR | HFTD - Distribution - Tier 3 - 5QU CoRE ¦ 4QU LoRE | Red Flag Warning - Destructive Fires | 2058 | 7.712e-11 | 12670.1796 | 362.3049 | 12307.8747 | 0 | 0 | 2.1114e-07 | 9.7712e-07 | 0 | 9.7712e-07 | 1.9564e-08 | 1.7543e-06 | 0 | 1.7543e-06 | 2.9726e-06 | 0 | 2.9726e-06 | 1.6568e-06 | 0 | 1.6568e-06 | [17 empty] | 7.3.3.17.5 (Remote Grid) Updates to grid topology to minimize risk of ignition in HFTDs Remote GridWLDFRContact from objectAggregated | WLDFR | HFTD - Distribution - Tier 2 - 4QU CoRE ¦ 1QU LoRE | Non-Red Flag Warning - Large Fires | Contact from object | Aggregated | 2033 | 7.4272e-06 | 772.1066 | 0.0057346 | 2033 | Mitigation | 0.95 | 45 | 0 | esc | 0.00097009 | 7.205e-09 | 0.00097009 | 7.205e-09
[79 empty] | WLDFR | HFTD - Distribution - Tier 3 - 5QU CoRE ¦ 4QU LoRE | Red Flag Warning - Destructive Fires | 2059 | 7.712e-11 | 12670.1796 | 362.3049 | 12307.8747 | 0 | 0 | 2.1114e-07 | 9.7712e-07 | 0 | 9.7712e-07 | 1.9564e-08 | 1.8322e-06 | 0 | 1.8322e-06 | 3.1045e-06 | 0 | 3.1045e-06 | 1.7304e-06 | 0 | 1.7304e-06 | [17 empty] | 7.3.3.17.5 (Remote Grid) Updates to grid topology to minimize risk of ignition in HFTDs Remote GridWLDFRContact from objectAggregated | WLDFR | HFTD - Distribution - Tier 2 - 4QU CoRE ¦ 1QU LoRE | Non-Red Flag Warning - Large Fires | Contact from object | Aggregated | 2034 | 7.4272e-06 | 772.1066 | 0.0057346 | 2034 | Mitigation | 0.95 | 45 | 0 | esc | 0.00097009 | 7.205e-09 | 0.00097009 | 7.205e-09
[79 empty] | WLDFR | HFTD - Distribution - Tier 3 - 5QU CoRE ¦ 4QU LoRE | Red Flag Warning - Destructive Fires | 2060 | 7.712e-11 | 12670.1796 | 362.3049 | 12307.8747 | 0 | 0 | 2.1114e-07 | 9.7712e-07 | 0 | 9.7712e-07 | 1.9564e-08 | 1.8322e-06 | 0 | 1.8322e-06 | 3.1045e-06 | 0 | 3.1045e-06 | 1.7304e-06 | 0 | 1.7304e-06 | [17 empty] | 7.3.3.17.5 (Remote Grid) Updates to grid topology to minimize risk of ignition in HFTDs Remote GridWLDFRContact from objectAggregated | WLDFR | HFTD - Distribution - Tier 2 - 4QU CoRE ¦ 1QU LoRE | Non-Red Flag Warning - Large Fires | Contact from object | Aggregated | 2035 | 7.4272e-06 | 772.1066 | 0.0057346 | 2035 | Mitigation | 0.95 | 45 | 0 | esc | 0.00097009 | 7.205e-09 | 0.00097009 | 7.205e-09
[79 empty] | WLDFR | HFTD - Distribution - Tier 3 - 5QU CoRE ¦ 4QU LoRE | Red Flag Warning - Destructive Fires | 2061 | 7.712e-11 | 12670.1796 | 362.3049 | 12307.8747 | 0 | 0 | 2.1114e-07 | 9.7712e-07 | 0 | 9.7712e-07 | 1.9564e-08 | 1.8322e-06 | 0 | 1.8322e-06 | 3.1045e-06 | 0 | 3.1045e-06 | 1.7304e-06 | 0 | 1.7304e-06 | [17 empty] | 7.3.3.17.5 (Remote Grid) Updates to grid topology to minimize risk of ignition in HFTDs Remote GridWLDFRContact from objectAggregated | WLDFR | HFTD - Distribution - Tier 2 - 4QU CoRE ¦ 1QU LoRE | Non-Red Flag Warning - Large Fires | Contact from object | Aggregated | 2036 | 7.4272e-06 | 772.1066 | 0.0057346 | 2036 | Mitigation | 0.95 | 45 | 0 | esc | 0.00097009 | 7.205e-09 | 0.00097009 | 7.205e-09
[79 empty] | WLDFR | HFTD - Distribution - Tier 3 - 5QU CoRE ¦ 4QU LoRE | Red Flag Warning - Destructive Fires | 2062 | 7.712e-11 | 12670.1796 | 362.3049 | 12307.8747 | 0 | 0 | 2.1114e-07 | 9.7712e-07 | 0 | 9.7712e-07 | 1.9564e-08 | 1.8322e-06 | 0 | 1.8322e-06 | 3.1045e-06 | 0 | 3.1045e-06 | 1.7304e-06 | 0 | 1.7304e-06 | [17 empty] | 7.3.3.17.5 (Remote Grid) Updates to grid topology to minimize risk of ignition in HFTDs Remote GridWLDFRContact from objectAggregated | WLDFR | HFTD - Distribution - Tier 2 - 4QU CoRE ¦ 1QU LoRE | Non-Red Flag Warning - Large Fires | Contact from object | Aggregated | 2037 | 7.4272e-06 | 772.1066 | 0.0057346 | 2037 | Mitigation | 0.95 | 45 | 0 | esc | 0.00097009 | 7.205e-09 | 0.00097009 | 7.205e-09
[79 empty] | WLDFR | HFTD - Distribution - Tier 3 - 5QU CoRE ¦ 4QU LoRE | Red Flag Warning - Destructive Fires | 2063 | 7.712e-11 | 13246.6313 | 384.5316 | 12862.0997 | 0 | 0 | 2.1114e-07 | 1.0216e-06 | 0 | 1.0216e-06 | 2.0478e-08 | 1.8322e-06 | 0 | 1.8322e-06 | 3.1045e-06 | 0 | 3.1045e-06 | 1.7304e-06 | 0 | 1.7304e-06 | [17 empty] | 7.3.3.17.5 (Remote Grid) Updates to grid topology to minimize risk of ignition in HFTDs Remote GridWLDFRContact from objectAggregated | WLDFR | HFTD - Distribution - Tier 2 - 4QU CoRE ¦ 1QU LoRE | Non-Red Flag Warning - Large Fires | Contact from object | Aggregated | 2038 | 7.4272e-06 | 772.1066 | 0.0057346 | 2038 | Mitigation | 0.95 | 45 | 0 | esc | 0.00097009 | 7.205e-09 | 0.00097009 | 7.205e-09
[79 empty] | WLDFR | HFTD - Distribution - Tier 3 - 5QU CoRE ¦ 4QU LoRE | Red Flag Warning - Destructive Fires | 2064 | 7.712e-11 | 13246.6313 | 384.5316 | 12862.0997 | 0 | 0 | 2.1114e-07 | 1.0216e-06 | 0 | 1.0216e-06 | 2.0478e-08 | 1.9186e-06 | 0 | 1.9186e-06 | 3.251e-06 | 0 | 3.251e-06 | 1.812e-06 | 0 | 1.812e-06 | [17 empty] | 7.3.3.17.5 (Remote Grid) Updates to grid topology to minimize risk of ignition in HFTDs Remote GridWLDFRContact from objectAggregated | WLDFR | HFTD - Distribution - Tier 2 - 4QU CoRE ¦ 1QU LoRE | Non-Red Flag Warning - Large Fires | Contact from object | Aggregated | 2039 | 7.4272e-06 | 772.1066 | 0.0057346 | 2039 | Mitigation | 0.95 | 45 | 0 | esc | 0.00097009 | 7.205e-09 | 0.00097009 | 7.205e-09
[79 empty] | WLDFR | HFTD - Distribution - Tier 3 - 5QU CoRE ¦ 4QU LoRE | Red Flag Warning - Destructive Fires | 2065 | 7.712e-11 | 13246.6313 | 384.5316 | 12862.0997 | 0 | 0 | 2.1114e-07 | 1.0216e-06 | 0 | 1.0216e-06 | 2.0478e-08 | 1.9186e-06 | 0 | 1.9186e-06 | 3.251e-06 | 0 | 3.251e-06 | 1.812e-06 | 0 | 1.812e-06 | [17 empty] | 7.3.3.17.5 (Remote Grid) Updates to grid topology to minimize risk of ignition in HFTDs Remote GridWLDFRContact from objectAggregated | WLDFR | HFTD - Distribution - Tier 2 - 4QU CoRE ¦ 1QU LoRE | Non-Red Flag Warning - Large Fires | Contact from object | Aggregated | 2040 | 7.4272e-06 | 772.1066 | 0.0057346 | 2040 | Mitigation | 0.95 | 45 | 0 | esc | 0.00097009 | 7.205e-09 | 0.00097009 | 7.205e-09
[79 empty] | WLDFR | HFTD - Distribution - Tier 3 - 5QU CoRE ¦ 4QU LoRE | Red Flag Warning - Destructive Fires | 2066 | 7.712e-11 | 13246.6313 | 384.5316 | 12862.0997 | 0 | 0 | 2.1114e-07 | 1.0216e-06 | 0 | 1.0216e-06 | 2.0478e-08 | 1.9186e-06 | 0 | 1.9186e-06 | 3.251e-06 | 0 | 3.251e-06 | 1.812e-06 | 0 | 1.812e-06 | [17 empty] | 7.3.3.17.5 (Remote Grid) Updates to grid topology to minimize risk of ignition in HFTDs Remote GridWLDFRContact from objectAggregated | WLDFR | HFTD - Distribution - Tier 2 - 4QU CoRE ¦ 1QU LoRE | Non-Red Flag Warning - Large Fires | Contact from object | Aggregated | 2041 | 7.4272e-06 | 772.1066 | 0.0057346 | 2041 | Mitigation | 0.95 | 45 | 0 | esc | 0.00097009 | 7.205e-09 | 0.00097009 | 7.205e-09
[79 empty] | WLDFR | HFTD - Distribution - Tier 3 - 5QU CoRE ¦ 4QU LoRE | Red Flag Warning - Large Fires | 2022 | 5.5047e-09 | 5.2406 | 0.69642 | 2.942 | 1.6022 | 0 | 1.5071e-05 | 2.8848e-08 | 0 | 2.8848e-08 | 3.6377e-09 | 1.9186e-06 | 0 | 1.9186e-06 | 3.251e-06 | 0 | 3.251e-06 | 1.812e-06 | 0 | 1.812e-06 | [17 empty] | 7.3.3.17.5 (Remote Grid) Updates to grid topology to minimize risk of ignition in HFTDs Remote GridWLDFRContact from objectAggregated | WLDFR | HFTD - Distribution - Tier 2 - 4QU CoRE ¦ 1QU LoRE | Non-Red Flag Warning - Large Fires | Contact from object | Aggregated | 2042 | 7.4272e-06 | 772.1066 | 0.0057346 | 2042 | Mitigation | 0.95 | 45 | 0 | esc | 0.00097009 | 7.205e-09 | 0.00097009 | 7.205e-09
[79 empty] | WLDFR | HFTD - Distribution - Tier 3 - 5QU CoRE ¦ 4QU LoRE | Red Flag Warning - Large Fires | 2023 | 5.5047e-09 | 5.475 | 0.71896 | 3.0715 | 1.6846 | 0 | 1.5071e-05 | 3.0139e-08 | 0 | 3.0139e-08 | 3.7675e-09 | 1.9186e-06 | 0 | 1.9186e-06 | 3.251e-06 | 0 | 3.251e-06 | 1.812e-06 | 0 | 1.812e-06 | [17 empty] | 7.3.3.17.5 (Remote Grid) Updates to grid topology to minimize risk of ignition in HFTDs Remote GridWLDFRContact from objectAggregated | WLDFR | HFTD - Distribution - Tier 2 - 4QU CoRE ¦ 1QU LoRE | Non-Red Flag Warning - Large Fires | Contact from object | Aggregated | 2043 | 7.4272e-06 | 772.1066 | 0.0057346 | 2043 | Mitigation | 0.95 | 45 | 0 | esc | 0.00097009 | 7.205e-09 | 0.00097009 | 7.205e-09
[79 empty] | WLDFR | HFTD - Distribution - Tier 3 - 5QU CoRE ¦ 4QU LoRE | Red Flag Warning - Large Fires | 2024 | 5.5047e-09 | 5.475 | 0.71896 | 3.0715 | 1.6846 | 0 | 1.5071e-05 | 3.0139e-08 | 0 | 3.0139e-08 | 3.7675e-09 | 2.0124e-06 | 0 | 2.0124e-06 | 3.4099e-06 | 0 | 3.4099e-06 | 1.9006e-06 | 0 | 1.9006e-06 | [17 empty] | 7.3.3.17.5 (Remote Grid) Updates to grid topology to minimize risk of ignition in HFTDs Remote GridWLDFRContact from objectAggregated | WLDFR | HFTD - Distribution - Tier 2 - 4QU CoRE ¦ 1QU LoRE | Non-Red Flag Warning - Large Fires | Contact from object | Aggregated | 2044 | 7.4272e-06 | 772.1066 | 0.0057346 | 2044 | Mitigation | 0.95 | 45 | 0 | esc | 0.00097009 | 7.205e-09 | 0.00097009 | 7.205e-09
[79 empty] | WLDFR | HFTD - Distribution - Tier 3 - 5QU CoRE ¦ 4QU LoRE | Red Flag Warning - Large Fires | 2025 | 5.5047e-09 | 5.475 | 0.71896 | 3.0715 | 1.6846 | 0 | 1.5071e-05 | 3.0139e-08 | 0 | 3.0139e-08 | 3.7675e-09 | 2.0124e-06 | 0 | 2.0124e-06 | 3.4099e-06 | 0 | 3.4099e-06 | 1.9006e-06 | 0 | 1.9006e-06 | [17 empty] | 7.3.3.17.5 (Remote Grid) Updates to grid topology to minimize risk of ignition in HFTDs Remote GridWLDFRContact from objectAggregated | WLDFR | HFTD - Distribution - Tier 2 - 4QU CoRE ¦ 1QU LoRE | Non-Red Flag Warning - Large Fires | Contact from object | Aggregated | 2045 | 7.4272e-06 | 772.1066 | 0.0057346 | 2045 | Mitigation | 0.95 | 45 | 0 | esc | 0.00097009 | 7.205e-09 | 0.00097009 | 7.205e-09
[79 empty] | WLDFR | HFTD - Distribution - Tier 3 - 5QU CoRE ¦ 4QU LoRE | Red Flag Warning - Large Fires | 2026 | 5.5047e-09 | 5.475 | 0.71896 | 3.0715 | 1.6846 | 0 | 1.5071e-05 | 3.0139e-08 | 0 | 3.0139e-08 | 3.7675e-09 | 2.0124e-06 | 0 | 2.0124e-06 | 3.4099e-06 | 0 | 3.4099e-06 | 1.9006e-06 | 0 | 1.9006e-06 | [17 empty] | 7.3.3.17.5 (Remote Grid) Updates to grid topology to minimize risk of ignition in HFTDs Remote GridWLDFRContact from objectAggregated | WLDFR | HFTD - Distribution - Tier 2 - 4QU CoRE ¦ 1QU LoRE | Non-Red Flag Warning - Large Fires | Contact from object | Aggregated | 2046 | 7.4272e-06 | 772.1066 | 0.0057346 | 2046 | Mitigation | 0.95 | 45 | 0 | esc | 0.00097009 | 7.205e-09 | 0.00097009 | 7.205e-09
[79 empty] | WLDFR | HFTD - Distribution - Tier 3 - 5QU CoRE ¦ 4QU LoRE | Red Flag Warning - Large Fires | 2027 | 5.5047e-09 | 5.475 | 0.71896 | 3.0715 | 1.6846 | 0 | 1.5071e-05 | 3.0139e-08 | 0 | 3.0139e-08 | 3.7675e-09 | 2.0124e-06 | 0 | 2.0124e-06 | 3.4099e-06 | 0 | 3.4099e-06 | 1.9006e-06 | 0 | 1.9006e-06 | [17 empty] | 7.3.3.17.5 (Remote Grid) Updates to grid topology to minimize risk of ignition in HFTDs Remote GridWLDFRContact from objectAggregated | WLDFR | HFTD - Distribution - Tier 2 - 4QU CoRE ¦ 1QU LoRE | Non-Red Flag Warning - Large Fires | Contact from object | Aggregated | 2047 | 7.4272e-06 | 772.1066 | 0.0057346 | 2047 | Mitigation | 0.95 | 45 | 0 | esc | 0.00097009 | 7.205e-09 | 0.00097009 | 7.205e-09
[79 empty] | WLDFR | HFTD - Distribution - Tier 3 - 5QU CoRE ¦ 4QU LoRE | Red Flag Warning - Large Fires | 2028 | 5.5047e-09 | 5.777 | 0.74734 | 3.238 | 1.7917 | 0 | 1.5071e-05 | 3.1801e-08 | 0 | 3.1801e-08 | 3.9309e-09 | 2.0124e-06 | 0 | 2.0124e-06 | 3.4099e-06 | 0 | 3.4099e-06 | 1.9006e-06 | 0 | 1.9006e-06 | [17 empty] | 7.3.3.17.5 (Remote Grid) Updates to grid topology to minimize risk of ignition in HFTDs Remote GridWLDFRContact from objectAggregated | WLDFR | HFTD - Distribution - Tier 2 - 4QU CoRE ¦ 1QU LoRE | Non-Red Flag Warning - Large Fires | Contact from object | Aggregated | 2048 | 7.4272e-06 | 772.1066 | 0.0057346 | 2048 | Mitigation | 0.95 | 45 | 0 | esc | 0.00097009 | 7.205e-09 | 0.00097009 | 7.205e-09
[79 empty] | WLDFR | HFTD - Distribution - Tier 3 - 5QU CoRE ¦ 4QU LoRE | Red Flag Warning - Large Fires | 2029 | 5.5047e-09 | 5.777 | 0.74734 | 3.238 | 1.7917 | 0 | 1.5071e-05 | 3.1801e-08 | 0 | 3.1801e-08 | 3.9309e-09 | 2.1122e-06 | 0 | 2.1122e-06 | 3.579e-06 | 0 | 3.579e-06 | 1.9948e-06 | 0 | 1.9948e-06 | [17 empty] | 7.3.3.17.5 (Remote Grid) Updates to grid topology to minimize risk of ignition in HFTDs Remote GridWLDFRContact from objectAggregated | WLDFR | HFTD - Distribution - Tier 2 - 4QU CoRE ¦ 1QU LoRE | Non-Red Flag Warning - Large Fires | Contact from object | Aggregated | 2049 | 7.4272e-06 | 772.1066 | 0.0057346 | 2049 | Mitigation | 0.95 | 45 | 0 | esc | 0.00097009 | 7.205e-09 | 0.00097009 | 7.205e-09
[79 empty] | WLDFR | HFTD - Distribution - Tier 3 - 5QU CoRE ¦ 4QU LoRE | Red Flag Warning - Large Fires | 2030 | 5.5047e-09 | 5.777 | 0.74734 | 3.238 | 1.7917 | 0 | 1.5071e-05 | 3.1801e-08 | 0 | 3.1801e-08 | 3.9309e-09 | 2.1122e-06 | 0 | 2.1122e-06 | 3.579e-06 | 0 | 3.579e-06 | 1.9948e-06 | 0 | 1.9948e-06 | [17 empty] | 7.3.3.17.5 (Remote Grid) Updates to grid topology to minimize risk of ignition in HFTDs Remote GridWLDFRContact from objectAggregated | WLDFR | HFTD - Distribution - Tier 2 - 4QU CoRE ¦ 1QU LoRE | Non-Red Flag Warning - Large Fires | Contact from object | Aggregated | 2050 | 7.4272e-06 | 772.1066 | 0.0057346 | 2050 | Mitigation | 0.95 | 45 | 0 | esc | 0.00097009 | 7.205e-09 | 0.00097009 | 7.205e-09
[79 empty] | WLDFR | HFTD - Distribution - Tier 3 - 5QU CoRE ¦ 4QU LoRE | Red Flag Warning - Large Fires | 2031 | 5.5047e-09 | 5.777 | 0.74734 | 3.238 | 1.7917 | 0 | 1.5071e-05 | 3.1801e-08 | 0 | 3.1801e-08 | 3.9309e-09 | 2.1122e-06 | 0 | 2.1122e-06 | 3.579e-06 | 0 | 3.579e-06 | 1.9948e-06 | 0 | 1.9948e-06 | [17 empty] | 7.3.3.17.5 (Remote Grid) Updates to grid topology to minimize risk of ignition in HFTDs Remote GridWLDFRContact from objectAggregated | WLDFR | HFTD - Distribution - Tier 2 - 4QU CoRE ¦ 1QU LoRE | Non-Red Flag Warning - Large Fires | Contact from object | Aggregated | 2051 | 7.4272e-06 | 772.1066 | 0.0057346 | 2051 | Mitigation | 0.95 | 45 | 0 | esc | 0.00097009 | 7.205e-09 | 0.00097009 | 7.205e-09
[79 empty] | WLDFR | HFTD - Distribution - Tier 3 - 5QU CoRE ¦ 4QU LoRE | Red Flag Warning - Large Fires | 2032 | 5.5047e-09 | 5.777 | 0.74734 | 3.238 | 1.7917 | 0 | 1.5071e-05 | 3.1801e-08 | 0 | 3.1801e-08 | 3.9309e-09 | 2.1122e-06 | 0 | 2.1122e-06 | 3.579e-06 | 0 | 3.579e-06 | 1.9948e-06 | 0 | 1.9948e-06 | [17 empty] | 7.3.3.17.5 (Remote Grid) Updates to grid topology to minimize risk of ignition in HFTDs Remote GridWLDFRContact from objectAggregated | WLDFR | HFTD - Distribution - Tier 2 - 4QU CoRE ¦ 1QU LoRE | Non-Red Flag Warning - Large Fires | Contact from object | Aggregated | 2052 | 7.4272e-06 | 772.1066 | 0.0057346 | 2052 | Mitigation | 0.95 | 45 | 0 | esc | 0.00097009 | 7.205e-09 | 0.00097009 | 7.205e-09
[79 empty] | WLDFR | HFTD - Distribution - Tier 3 - 5QU CoRE ¦ 4QU LoRE | Red Flag Warning - Large Fires | 2033 | 5.5047e-09 | 6.1205 | 0.77885 | 3.4265 | 1.9151 | 0 | 1.5071e-05 | 3.3692e-08 | 0 | 3.3692e-08 | 4.1125e-09 | 2.1122e-06 | 0 | 2.1122e-06 | 3.579e-06 | 0 | 3.579e-06 | 1.9948e-06 | 0 | 1.9948e-06 | [17 empty] | 7.3.3.17.5 (Remote Grid) Updates to grid topology to minimize risk of ignition in HFTDs Remote GridWLDFRContact from objectAggregated | WLDFR | HFTD - Distribution - Tier 2 - 4QU CoRE ¦ 1QU LoRE | Non-Red Flag Warning - Large Fires | Contact from object | Aggregated | 2053 | 7.4272e-06 | 772.1066 | 0.0057346 | 2053 | Mitigation | 0.95 | 45 | 0 | esc | 0.00097009 | 7.205e-09 | 0.00097009 | 7.205e-09
[79 empty] | WLDFR | HFTD - Distribution - Tier 3 - 5QU CoRE ¦ 4QU LoRE | Red Flag Warning - Large Fires | 2034 | 5.5047e-09 | 6.1205 | 0.77885 | 3.4265 | 1.9151 | 0 | 1.5071e-05 | 3.3692e-08 | 0 | 3.3692e-08 | 4.1125e-09 | 2.2167e-06 | 0 | 2.2167e-06 | 3.756e-06 | 0 | 3.756e-06 | 2.0935e-06 | 0 | 2.0935e-06 | [17 empty] | 7.3.3.17.5 (Remote Grid) Updates to grid topology to minimize risk of ignition in HFTDs Remote GridWLDFRContact from objectAggregated | WLDFR | HFTD - Distribution - Tier 2 - 4QU CoRE ¦ 1QU LoRE | Non-Red Flag Warning - Large Fires | Contact from object | Aggregated | 2054 | 7.4272e-06 | 772.1066 | 0.0057346 | 2054 | Mitigation | 0.95 | 45 | 0 | esc | 0.00097009 | 7.205e-09 | 0.00097009 | 7.205e-09
[79 empty] | WLDFR | HFTD - Distribution - Tier 3 - 5QU CoRE ¦ 4QU LoRE | Red Flag Warning - Large Fires | 2035 | 5.5047e-09 | 6.1205 | 0.77885 | 3.4265 | 1.9151 | 0 | 1.5071e-05 | 3.3692e-08 | 0 | 3.3692e-08 | 4.1125e-09 | 2.2167e-06 | 0 | 2.2167e-06 | 3.756e-06 | 0 | 3.756e-06 | 2.0935e-06 | 0 | 2.0935e-06 | [17 empty] | 7.3.3.17.5 (Remote Grid) Updates to grid topology to minimize risk of ignition in HFTDs Remote GridWLDFRContact from objectAggregated | WLDFR | HFTD - Distribution - Tier 2 - 4QU CoRE ¦ 1QU LoRE | Non-Red Flag Warning - Large Fires | Contact from object | Aggregated | 2055 | 7.4272e-06 | 772.1066 | 0.0057346 | 2055 | Mitigation | 0.95 | 45 | 0 | esc | 0.00097009 | 7.205e-09 | 0.00097009 | 7.205e-09
[79 empty] | WLDFR | HFTD - Distribution - Tier 3 - 5QU CoRE ¦ 4QU LoRE | Red Flag Warning - Large Fires | 2036 | 5.5047e-09 | 6.1205 | 0.77885 | 3.4265 | 1.9151 | 0 | 1.5071e-05 | 3.3692e-08 | 0 | 3.3692e-08 | 4.1125e-09 | 2.2167e-06 | 0 | 2.2167e-06 | 3.756e-06 | 0 | 3.756e-06 | 2.0935e-06 | 0 | 2.0935e-06 | [17 empty] | 7.3.3.17.5 (Remote Grid) Updates to grid topology to minimize risk of ignition in HFTDs Remote GridWLDFRContact from objectAggregated | WLDFR | HFTD - Distribution - Tier 2 - 4QU CoRE ¦ 1QU LoRE | Non-Red Flag Warning - Large Fires | Contact from object | Aggregated | 2056 | 7.4272e-06 | 772.1066 | 0.0057346 | 2056 | Mitigation | 0.95 | 45 | 0 | esc | 0.00097009 | 7.205e-09 | 0.00097009 | 7.205e-09
[79 empty] | WLDFR | HFTD - Distribution - Tier 3 - 5QU CoRE ¦ 4QU LoRE | Red Flag Warning - Large Fires | 2037 | 5.5047e-09 | 6.1205 | 0.77885 | 3.4265 | 1.9151 | 0 | 1.5071e-05 | 3.3692e-08 | 0 | 3.3692e-08 | 4.1125e-09 | 2.2167e-06 | 0 | 2.2167e-06 | 3.756e-06 | 0 | 3.756e-06 | 2.0935e-06 | 0 | 2.0935e-06 | [17 empty] | 7.3.3.17.5 (Remote Grid) Updates to grid topology to minimize risk of ignition in HFTDs Remote GridWLDFRContact from objectAggregated | WLDFR | HFTD - Distribution - Tier 2 - 4QU CoRE ¦ 1QU LoRE | Non-Red Flag Warning - Large Fires | Contact from object | Aggregated | 2057 | 7.4272e-06 | 772.1066 | 0.0057346 | 2057 | Mitigation | 0.95 | 45 | 0 | esc | 0.00097009 | 7.205e-09 | 0.00097009 | 7.205e-09
[79 empty] | WLDFR | HFTD - Distribution - Tier 3 - 5QU CoRE ¦ 4QU LoRE | Red Flag Warning - Large Fires | 2038 | 5.5047e-09 | 6.5028 | 0.81304 | 3.6355 | 2.0543 | 0 | 1.5071e-05 | 3.5796e-08 | 0 | 3.5796e-08 | 4.3094e-09 | 2.2167e-06 | 0 | 2.2167e-06 | 3.756e-06 | 0 | 3.756e-06 | 2.0935e-06 | 0 | 2.0935e-06 | [17 empty] | 7.3.3.17.5 (Remote Grid) Updates to grid topology to minimize risk of ignition in HFTDs Remote GridWLDFRContact from objectAggregated | WLDFR | HFTD - Distribution - Tier 2 - 4QU CoRE ¦ 1QU LoRE | Non-Red Flag Warning - Large Fires | Contact from object | Aggregated | 2058 | 7.4272e-06 | 772.1066 | 0.0057346 | 2058 | Mitigation | 0.95 | 45 | 0 | esc | 0.00097009 | 7.205e-09 | 0.00097009 | 7.205e-09
[79 empty] | WLDFR | HFTD - Distribution - Tier 3 - 5QU CoRE ¦ 4QU LoRE | Red Flag Warning - Large Fires | 2039 | 5.5047e-09 | 6.5028 | 0.81304 | 3.6355 | 2.0543 | 0 | 1.5071e-05 | 3.5796e-08 | 0 | 3.5796e-08 | 4.3094e-09 | 2.3246e-06 | 0 | 2.3246e-06 | 3.9389e-06 | 0 | 3.9389e-06 | 2.1955e-06 | 0 | 2.1955e-06 | [17 empty] | 7.3.3.17.5 (Remote Grid) Updates to grid topology to minimize risk of ignition in HFTDs Remote GridWLDFRContact from objectAggregated | WLDFR | HFTD - Distribution - Tier 2 - 4QU CoRE ¦ 1QU LoRE | Non-Red Flag Warning - Large Fires | Contact from object | Aggregated | 2059 | 7.4272e-06 | 772.1066 | 0.0057346 | 2059 | Mitigation | 0.95 | 45 | 0 | esc | 0.00097009 | 7.205e-09 | 0.00097009 | 7.205e-09
[79 empty] | WLDFR | HFTD - Distribution - Tier 3 - 5QU CoRE ¦ 4QU LoRE | Red Flag Warning - Large Fires | 2040 | 5.5047e-09 | 6.5028 | 0.81304 | 3.6355 | 2.0543 | 0 | 1.5071e-05 | 3.5796e-08 | 0 | 3.5796e-08 | 4.3094e-09 | 2.3246e-06 | 0 | 2.3246e-06 | 3.9389e-06 | 0 | 3.9389e-06 | 2.1955e-06 | 0 | 2.1955e-06 | [17 empty] | 7.3.3.17.5 (Remote Grid) Updates to grid topology to minimize risk of ignition in HFTDs Remote GridWLDFRContact from objectAggregated | WLDFR | HFTD - Distribution - Tier 2 - 4QU CoRE ¦ 1QU LoRE | Non-Red Flag Warning - Large Fires | Contact from object | Aggregated | 2060 | 7.4272e-06 | 772.1066 | 0.0057346 | 2060 | Mitigation | 0.95 | 45 | 0 | esc | 0.00097009 | 7.205e-09 | 0.00097009 | 7.205e-09
[79 empty] | WLDFR | HFTD - Distribution - Tier 3 - 5QU CoRE ¦ 4QU LoRE | Red Flag Warning - Large Fires | 2041 | 5.5047e-09 | 6.5028 | 0.81304 | 3.6355 | 2.0543 | 0 | 1.5071e-05 | 3.5796e-08 | 0 | 3.5796e-08 | 4.3094e-09 | 2.3246e-06 | 0 | 2.3246e-06 | 3.9389e-06 | 0 | 3.9389e-06 | 2.1955e-06 | 0 | 2.1955e-06 | [17 empty] | 7.3.3.17.5 (Remote Grid) Updates to grid topology to minimize risk of ignition in HFTDs Remote GridWLDFRContact from objectAggregated | WLDFR | HFTD - Distribution - Tier 2 - 4QU CoRE ¦ 1QU LoRE | Non-Red Flag Warning - Large Fires | Contact from object | Aggregated | 2061 | 7.4272e-06 | 772.1066 | 0.0057346 | 2061 | Mitigation | 0.95 | 45 | 0 | esc | 0.00097009 | 7.205e-09 | 0.00097009 | 7.205e-09
[79 empty] | WLDFR | HFTD - Distribution - Tier 3 - 5QU CoRE ¦ 4QU LoRE | Red Flag Warning - Large Fires | 2042 | 5.5047e-09 | 6.5028 | 0.81304 | 3.6355 | 2.0543 | 0 | 1.5071e-05 | 3.5796e-08 | 0 | 3.5796e-08 | 4.3094e-09 | 2.3246e-06 | 0 | 2.3246e-06 | 3.9389e-06 | 0 | 3.9389e-06 | 2.1955e-06 | 0 | 2.1955e-06 | [17 empty] | 7.3.3.17.5 (Remote Grid) Updates to grid topology to minimize risk of ignition in HFTDs Remote GridWLDFRContact from objectAggregated | WLDFR | HFTD - Distribution - Tier 2 - 4QU CoRE ¦ 1QU LoRE | Non-Red Flag Warning - Large Fires | Contact from object | Aggregated | 2062 | 7.4272e-06 | 772.1066 | 0.0057346 | 2062 | Mitigation | 0.95 | 45 | 0 | esc | 0.00097009 | 7.205e-09 | 0.00097009 | 7.205e-09
[79 empty] | WLDFR | HFTD - Distribution - Tier 3 - 5QU CoRE ¦ 4QU LoRE | Red Flag Warning - Large Fires | 2043 | 5.5047e-09 | 6.9209 | 0.84944 | 3.8632 | 2.2083 | 0 | 1.5071e-05 | 3.8098e-08 | 0 | 3.8098e-08 | 4.519e-09 | 2.3246e-06 | 0 | 2.3246e-06 | 3.9389e-06 | 0 | 3.9389e-06 | 2.1955e-06 | 0 | 2.1955e-06 | [17 empty] | 7.3.3.17.5 (Remote Grid) Updates to grid topology to minimize risk of ignition in HFTDs Remote GridWLDFRContact from objectAggregated | WLDFR | HFTD - Distribution - Tier 2 - 4QU CoRE ¦ 1QU LoRE | Non-Red Flag Warning - Large Fires | Contact from object | Aggregated | 2063 | 7.4272e-06 | 772.1066 | 0.0057346 | 2063 | Mitigation | 0.95 | 45 | 0 | esc | 0.00097009 | 7.205e-09 | 0.00097009 | 7.205e-09
[79 empty] | WLDFR | HFTD - Distribution - Tier 3 - 5QU CoRE ¦ 4QU LoRE | Red Flag Warning - Large Fires | 2044 | 5.5047e-09 | 6.9209 | 0.84944 | 3.8632 | 2.2083 | 0 | 1.5071e-05 | 3.8098e-08 | 0 | 3.8098e-08 | 4.519e-09 | 2.4346e-06 | 0 | 2.4346e-06 | 4.1253e-06 | 0 | 4.1253e-06 | 2.2994e-06 | 0 | 2.2994e-06 | [17 empty] | 7.3.3.17.5 (Remote Grid) Updates to grid topology to minimize risk of ignition in HFTDs Remote GridWLDFRContact from objectAggregated | WLDFR | HFTD - Distribution - Tier 2 - 4QU CoRE ¦ 1QU LoRE | Non-Red Flag Warning - Large Fires | Contact from object | Aggregated | 2064 | 7.4272e-06 | 772.1066 | 0.0057346 | 2064 | Mitigation | 0.95 | 45 | 0 | esc | 0.00097009 | 7.205e-09 | 0.00097009 | 7.205e-09
[79 empty] | WLDFR | HFTD - Distribution - Tier 3 - 5QU CoRE ¦ 4QU LoRE | Red Flag Warning - Large Fires | 2045 | 5.5047e-09 | 6.9209 | 0.84944 | 3.8632 | 2.2083 | 0 | 1.5071e-05 | 3.8098e-08 | 0 | 3.8098e-08 | 4.519e-09 | 2.4346e-06 | 0 | 2.4346e-06 | 4.1253e-06 | 0 | 4.1253e-06 | 2.2994e-06 | 0 | 2.2994e-06 | [17 empty] | 7.3.3.17.5 (Remote Grid) Updates to grid topology to minimize risk of ignition in HFTDs Remote GridWLDFRContact from objectAggregated | WLDFR | HFTD - Distribution - Tier 2 - 4QU CoRE ¦ 1QU LoRE | Non-Red Flag Warning - Large Fires | Contact from object | Aggregated | 2065 | 7.4272e-06 | 772.1066 | 0.0057346 | 2065 | Mitigation | 0.95 | 45 | 0 | esc | 0.00097009 | 7.205e-09 | 0.00097009 | 7.205e-09
[79 empty] | WLDFR | HFTD - Distribution - Tier 3 - 5QU CoRE ¦ 4QU LoRE | Red Flag Warning - Large Fires | 2046 | 5.5047e-09 | 6.9209 | 0.84944 | 3.8632 | 2.2083 | 0 | 1.5071e-05 | 3.8098e-08 | 0 | 3.8098e-08 | 4.519e-09 | 2.4346e-06 | 0 | 2.4346e-06 | 4.1253e-06 | 0 | 4.1253e-06 | 2.2994e-06 | 0 | 2.2994e-06 | [17 empty] | 7.3.3.17.5 (Remote Grid) Updates to grid topology to minimize risk of ignition in HFTDs Remote GridWLDFRContact from objectAggregated | WLDFR | HFTD - Distribution - Tier 2 - 4QU CoRE ¦ 1QU LoRE | Non-Red Flag Warning - Large Fires | Contact from object | Aggregated | 2066 | 7.4272e-06 | 772.1066 | 0.0057346 | 2066 | Mitigation | 0.95 | 45 | 0 | esc | 0.00097009 | 7.205e-09 | 0.00097009 | 7.205e-09
[79 empty] | WLDFR | HFTD - Distribution - Tier 3 - 5QU CoRE ¦ 4QU LoRE | Red Flag Warning - Large Fires | 2047 | 5.5047e-09 | 6.9209 | 0.84944 | 3.8632 | 2.2083 | 0 | 1.5071e-05 | 3.8098e-08 | 0 | 3.8098e-08 | 4.519e-09 | 2.4346e-06 | 0 | 2.4346e-06 | 4.1253e-06 | 0 | 4.1253e-06 | 2.2994e-06 | 0 | 2.2994e-06 | [17 empty] | 7.3.3.17.5 (Remote Grid) Updates to grid topology to minimize risk of ignition in HFTDs Remote GridWLDFRContact from objectAggregated | WLDFR | HFTD - Distribution - Tier 2 - 4QU CoRE ¦ 1QU LoRE | Non-Red Flag Warning - Large Fires | Contact from object | Aggregated | 2067 | 7.4272e-06 | 772.1066 | 0.0057346 | 2067 | Mitigation | 0.95 | 45 | 0 | esc | 0 | 0 | 0.00097009 | 7.205e-09
[79 empty] | WLDFR | HFTD - Distribution - Tier 3 - 5QU CoRE ¦ 4QU LoRE | Red Flag Warning - Large Fires | 2048 | 5.5047e-09 | 7.3713 | 0.88759 | 4.1075 | 2.3763 | 0 | 1.5071e-05 | 4.0577e-08 | 0 | 4.0577e-08 | 4.7387e-09 | 2.4346e-06 | 0 | 2.4346e-06 | 4.1253e-06 | 0 | 4.1253e-06 | 2.2994e-06 | 0 | 2.2994e-06 | [17 empty] | 7.3.3.17.5 (Remote Grid) Updates to grid topology to minimize risk of ignition in HFTDs Remote GridWLDFRContaminationAggregated | WLDFR | HFTD - Distribution - Tier 2 - 4QU CoRE ¦ 1QU LoRE | Non-Red Flag Warning - Large Fires | Contamination | Aggregated | 2022 | 1.3558e-07 | 772.1066 | 0.00010469 | 2022 | Mitigation | 0.95 | 45 | 0 | esc | 0.00097009 | 1.3153e-10 | 0 | 0
[79 empty] | WLDFR | HFTD - Distribution - Tier 3 - 5QU CoRE ¦ 4QU LoRE | Red Flag Warning - Large Fires | 2049 | 5.5047e-09 | 7.3713 | 0.88759 | 4.1075 | 2.3763 | 0 | 1.5071e-05 | 4.0577e-08 | 0 | 4.0577e-08 | 4.7387e-09 | 2.5454e-06 | 0 | 2.5454e-06 | 4.313e-06 | 0 | 4.313e-06 | 2.404e-06 | 0 | 2.404e-06 | [17 empty] | 7.3.3.17.5 (Remote Grid) Updates to grid topology to minimize risk of ignition in HFTDs Remote GridWLDFRContaminationAggregated | WLDFR | HFTD - Distribution - Tier 2 - 4QU CoRE ¦ 1QU LoRE | Non-Red Flag Warning - Large Fires | Contamination | Aggregated | 2023 | 1.3558e-07 | 772.1066 | 0.00010469 | 2023 | Mitigation | 0.95 | 45 | 0 | esc | 0.00097009 | 1.3153e-10 | 0.00097009 | 1.3153e-10
[79 empty] | WLDFR | HFTD - Distribution - Tier 3 - 5QU CoRE ¦ 4QU LoRE | Red Flag Warning - Large Fires | 2050 | 5.5047e-09 | 7.3713 | 0.88759 | 4.1075 | 2.3763 | 0 | 1.5071e-05 | 4.0577e-08 | 0 | 4.0577e-08 | 4.7387e-09 | 2.5454e-06 | 0 | 2.5454e-06 | 4.313e-06 | 0 | 4.313e-06 | 2.404e-06 | 0 | 2.404e-06 | [17 empty] | 7.3.3.17.5 (Remote Grid) Updates to grid topology to minimize risk of ignition in HFTDs Remote GridWLDFRContaminationAggregated | WLDFR | HFTD - Distribution - Tier 2 - 4QU CoRE ¦ 1QU LoRE | Non-Red Flag Warning - Large Fires | Contamination | Aggregated | 2024 | 1.3558e-07 | 772.1066 | 0.00010469 | 2024 | Mitigation | 0.95 | 45 | 0 | esc | 0.00097009 | 1.3153e-10 | 0.00097009 | 1.3153e-10
[79 empty] | WLDFR | HFTD - Distribution - Tier 3 - 5QU CoRE ¦ 4QU LoRE | Red Flag Warning - Large Fires | 2051 | 5.5047e-09 | 7.3713 | 0.88759 | 4.1075 | 2.3763 | 0 | 1.5071e-05 | 4.0577e-08 | 0 | 4.0577e-08 | 4.7387e-09 | 2.5454e-06 | 0 | 2.5454e-06 | 4.313e-06 | 0 | 4.313e-06 | 2.404e-06 | 0 | 2.404e-06 | [17 empty] | 7.3.3.17.5 (Remote Grid) Updates to grid topology to minimize risk of ignition in HFTDs Remote GridWLDFRContaminationAggregated | WLDFR | HFTD - Distribution - Tier 2 - 4QU CoRE ¦ 1QU LoRE | Non-Red Flag Warning - Large Fires | Contamination | Aggregated | 2025 | 1.3558e-07 | 772.1066 | 0.00010469 | 2025 | Mitigation | 0.95 | 45 | 0 | esc | 0.00097009 | 1.3153e-10 | 0.00097009 | 1.3153e-10
[79 empty] | WLDFR | HFTD - Distribution - Tier 3 - 5QU CoRE ¦ 4QU LoRE | Red Flag Warning - Large Fires | 2052 | 5.5047e-09 | 7.3713 | 0.88759 | 4.1075 | 2.3763 | 0 | 1.5071e-05 | 4.0577e-08 | 0 | 4.0577e-08 | 4.7387e-09 | 0 | 0 | 0 | 4.313e-06 | 0 | 4.313e-06 | 2.404e-06 | 0 | 2.404e-06 | [17 empty] | 7.3.3.17.5 (Remote Grid) Updates to grid topology to minimize risk of ignition in HFTDs Remote GridWLDFRContaminationAggregated | WLDFR | HFTD - Distribution - Tier 2 - 4QU CoRE ¦ 1QU LoRE | Non-Red Flag Warning - Large Fires | Contamination | Aggregated | 2026 | 1.3558e-07 | 772.1066 | 0.00010469 | 2026 | Mitigation | 0.95 | 45 | 0 | esc | 0.00097009 | 1.3153e-10 | 0.00097009 | 1.3153e-10
[79 empty] | WLDFR | HFTD - Distribution - Tier 3 - 5QU CoRE ¦ 4QU LoRE | Red Flag Warning - Large Fires | 2053 | 5.5047e-09 | 7.8503 | 0.92702 | 4.3664 | 2.5569 | 0 | 1.5071e-05 | 4.3214e-08 | 0 | 4.3214e-08 | 4.9656e-09 | 0 | 0 | 0 | 0 | 0 | 0 | 2.404e-06 | 0 | 2.404e-06 | [17 empty] | 7.3.3.17.5 (Remote Grid) Updates to grid topology to minimize risk of ignition in HFTDs Remote GridWLDFRContaminationAggregated | WLDFR | HFTD - Distribution - Tier 2 - 4QU CoRE ¦ 1QU LoRE | Non-Red Flag Warning - Large Fires | Contamination | Aggregated | 2027 | 1.3558e-07 | 772.1066 | 0.00010469 | 2027 | Mitigation | 0.95 | 45 | 0 | esc | 0.00097009 | 1.3153e-10 | 0.00097009 | 1.3153e-10
[79 empty] | WLDFR | HFTD - Distribution - Tier 3 - 5QU CoRE ¦ 4QU LoRE | Red Flag Warning - Large Fires | 2054 | 5.5047e-09 | 7.8503 | 0.92702 | 4.3664 | 2.5569 | 0 | 1.5071e-05 | 4.3214e-08 | 0 | 4.3214e-08 | 4.9656e-09 | 9.2799e-08 | 0 | 9.2799e-08 | 0 | 0 | 0 | 0 | 0 | 0 | [17 empty] | 7.3.3.17.5 (Remote Grid) Updates to grid topology to minimize risk of ignition in HFTDs Remote GridWLDFRContaminationAggregated | WLDFR | HFTD - Distribution - Tier 2 - 4QU CoRE ¦ 1QU LoRE | Non-Red Flag Warning - Large Fires | Contamination | Aggregated | 2028 | 1.3558e-07 | 772.1066 | 0.00010469 | 2028 | Mitigation | 0.95 | 45 | 0 | esc | 0.00097009 | 1.3153e-10 | 0.00097009 | 1.3153e-10
[79 empty] | WLDFR | HFTD - Distribution - Tier 3 - 5QU CoRE ¦ 4QU LoRE | Red Flag Warning - Large Fires | 2055 | 5.5047e-09 | 7.8503 | 0.92702 | 4.3664 | 2.5569 | 0 | 1.5071e-05 | 4.3214e-08 | 0 | 4.3214e-08 | 4.9656e-09 | 9.7793e-08 | 0 | 9.7793e-08 | 1.657e-07 | 0 | 1.657e-07 | 0 | 0 | 0 | [17 empty] | 7.3.3.17.5 (Remote Grid) Updates to grid topology to minimize risk of ignition in HFTDs Remote GridWLDFRContaminationAggregated | WLDFR | HFTD - Distribution - Tier 2 - 4QU CoRE ¦ 1QU LoRE | Non-Red Flag Warning - Large Fires | Contamination | Aggregated | 2029 | 1.3558e-07 | 772.1066 | 0.00010469 | 2029 | Mitigation | 0.95 | 45 | 0 | esc | 0.00097009 | 1.3153e-10 | 0.00097009 | 1.3153e-10
[79 empty] | WLDFR | HFTD - Distribution - Tier 3 - 5QU CoRE ¦ 4QU LoRE | Red Flag Warning - Large Fires | 2056 | 5.5047e-09 | 7.8503 | 0.92702 | 4.3664 | 2.5569 | 0 | 1.5071e-05 | 4.3214e-08 | 0 | 4.3214e-08 | 4.9656e-09 | 1.0217e-07 | 0 | 1.0217e-07 | 1.7312e-07 | 0 | 1.7312e-07 | 9.6492e-08 | 0 | 9.6492e-08 | [17 empty] | 7.3.3.17.5 (Remote Grid) Updates to grid topology to minimize risk of ignition in HFTDs Remote GridWLDFRContaminationAggregated | WLDFR | HFTD - Distribution - Tier 2 - 4QU CoRE ¦ 1QU LoRE | Non-Red Flag Warning - Large Fires | Contamination | Aggregated | 2030 | 1.3558e-07 | 772.1066 | 0.00010469 | 2030 | Mitigation | 0.95 | 45 | 0 | esc | 0.00097009 | 1.3153e-10 | 0.00097009 | 1.3153e-10
[79 empty] | WLDFR | HFTD - Distribution - Tier 3 - 5QU CoRE ¦ 4QU LoRE | Red Flag Warning - Large Fires | 2057 | 5.5047e-09 | 7.8503 | 0.92702 | 4.3664 | 2.5569 | 0 | 1.5071e-05 | 4.3214e-08 | 0 | 4.3214e-08 | 4.9656e-09 | 1.0217e-07 | 0 | 1.0217e-07 | 1.7312e-07 | 0 | 1.7312e-07 | 9.6492e-08 | 0 | 9.6492e-08 | [17 empty] | 7.3.3.17.5 (Remote Grid) Updates to grid topology to minimize risk of ignition in HFTDs Remote GridWLDFRContaminationAggregated | WLDFR | HFTD - Distribution - Tier 2 - 4QU CoRE ¦ 1QU LoRE | Non-Red Flag Warning - Large Fires | Contamination | Aggregated | 2031 | 1.3558e-07 | 772.1066 | 0.00010469 | 2031 | Mitigation | 0.95 | 45 | 0 | esc | 0.00097009 | 1.3153e-10 | 0.00097009 | 1.3153e-10
[79 empty] | WLDFR | HFTD - Distribution - Tier 3 - 5QU CoRE ¦ 4QU LoRE | Red Flag Warning - Large Fires | 2058 | 5.5047e-09 | 8.3524 | 0.96727 | 4.6367 | 2.7484 | 0 | 1.5071e-05 | 4.5978e-08 | 0 | 4.5978e-08 | 5.1969e-09 | 1.0217e-07 | 0 | 1.0217e-07 | 1.7312e-07 | 0 | 1.7312e-07 | 9.6492e-08 | 0 | 9.6492e-08 | [17 empty] | 7.3.3.17.5 (Remote Grid) Updates to grid topology to minimize risk of ignition in HFTDs Remote GridWLDFRContaminationAggregated | WLDFR | HFTD - Distribution - Tier 2 - 4QU CoRE ¦ 1QU LoRE | Non-Red Flag Warning - Large Fires | Contamination | Aggregated | 2032 | 1.3558e-07 | 772.1066 | 0.00010469 | 2032 | Mitigation | 0.95 | 45 | 0 | esc | 0.00097009 | 1.3153e-10 | 0.00097009 | 1.3153e-10
[79 empty] | WLDFR | HFTD - Distribution - Tier 3 - 5QU CoRE ¦ 4QU LoRE | Red Flag Warning - Large Fires | 2059 | 5.5047e-09 | 8.3524 | 0.96727 | 4.6367 | 2.7484 | 0 | 1.5071e-05 | 4.5978e-08 | 0 | 4.5978e-08 | 5.1969e-09 | 1.0217e-07 | 0 | 1.0217e-07 | 1.7312e-07 | 0 | 1.7312e-07 | 9.6492e-08 | 0 | 9.6492e-08 | [17 empty] | 7.3.3.17.5 (Remote Grid) Updates to grid topology to minimize risk of ignition in HFTDs Remote GridWLDFRContaminationAggregated | WLDFR | HFTD - Distribution - Tier 2 - 4QU CoRE ¦ 1QU LoRE | Non-Red Flag Warning - Large Fires | Contamination | Aggregated | 2033 | 1.3558e-07 | 772.1066 | 0.00010469 | 2033 | Mitigation | 0.95 | 45 | 0 | esc | 0.00097009 | 1.3153e-10 | 0.00097009 | 1.3153e-10
[79 empty] | WLDFR | HFTD - Distribution - Tier 3 - 5QU CoRE ¦ 4QU LoRE | Red Flag Warning - Large Fires | 2060 | 5.5047e-09 | 8.3524 | 0.96727 | 4.6367 | 2.7484 | 0 | 1.5071e-05 | 4.5978e-08 | 0 | 4.5978e-08 | 5.1969e-09 | 1.0217e-07 | 0 | 1.0217e-07 | 1.7312e-07 | 0 | 1.7312e-07 | 9.6492e-08 | 0 | 9.6492e-08 | [17 empty] | 7.3.3.17.5 (Remote Grid) Updates to grid topology to minimize risk of ignition in HFTDs Remote GridWLDFRContaminationAggregated | WLDFR | HFTD - Distribution - Tier 2 - 4QU CoRE ¦ 1QU LoRE | Non-Red Flag Warning - Large Fires | Contamination | Aggregated | 2034 | 1.3558e-07 | 772.1066 | 0.00010469 | 2034 | Mitigation | 0.95 | 45 | 0 | esc | 0.00097009 | 1.3153e-10 | 0.00097009 | 1.3153e-10
[79 empty] | WLDFR | HFTD - Distribution - Tier 3 - 5QU CoRE ¦ 4QU LoRE | Red Flag Warning - Large Fires | 2061 | 5.5047e-09 | 8.3524 | 0.96727 | 4.6367 | 2.7484 | 0 | 1.5071e-05 | 4.5978e-08 | 0 | 4.5978e-08 | 5.1969e-09 | 1.078e-07 | 0 | 1.078e-07 | 1.8267e-07 | 0 | 1.8267e-07 | 1.0181e-07 | 0 | 1.0181e-07 | [17 empty] | 7.3.3.17.5 (Remote Grid) Updates to grid topology to minimize risk of ignition in HFTDs Remote GridWLDFRContaminationAggregated | WLDFR | HFTD - Distribution - Tier 2 - 4QU CoRE ¦ 1QU LoRE | Non-Red Flag Warning - Large Fires | Contamination | Aggregated | 2035 | 1.3558e-07 | 772.1066 | 0.00010469 | 2035 | Mitigation | 0.95 | 45 | 0 | esc | 0.00097009 | 1.3153e-10 | 0.00097009 | 1.3153e-10
[79 empty] | WLDFR | HFTD - Distribution - Tier 3 - 5QU CoRE ¦ 4QU LoRE | Red Flag Warning - Large Fires | 2062 | 5.5047e-09 | 8.3524 | 0.96727 | 4.6367 | 2.7484 | 0 | 1.5071e-05 | 4.5978e-08 | 0 | 4.5978e-08 | 5.1969e-09 | 1.078e-07 | 0 | 1.078e-07 | 1.8267e-07 | 0 | 1.8267e-07 | 1.0181e-07 | 0 | 1.0181e-07 | [17 empty] | 7.3.3.17.5 (Remote Grid) Updates to grid topology to minimize risk of ignition in HFTDs Remote GridWLDFRContaminationAggregated | WLDFR | HFTD - Distribution - Tier 2 - 4QU CoRE ¦ 1QU LoRE | Non-Red Flag Warning - Large Fires | Contamination | Aggregated | 2036 | 1.3558e-07 | 772.1066 | 0.00010469 | 2036 | Mitigation | 0.95 | 45 | 0 | esc | 0.00097009 | 1.3153e-10 | 0.00097009 | 1.3153e-10
[79 empty] | WLDFR | HFTD - Distribution - Tier 3 - 5QU CoRE ¦ 4QU LoRE | Red Flag Warning - Large Fires | 2063 | 5.5047e-09 | 8.872 | 1.0079 | 4.9153 | 2.9488 | 0 | 1.5071e-05 | 4.8838e-08 | 0 | 4.8838e-08 | 5.4299e-09 | 1.078e-07 | 0 | 1.078e-07 | 1.8267e-07 | 0 | 1.8267e-07 | 1.0181e-07 | 0 | 1.0181e-07 | [17 empty] | 7.3.3.17.5 (Remote Grid) Updates to grid topology to minimize risk of ignition in HFTDs Remote GridWLDFRContaminationAggregated | WLDFR | HFTD - Distribution - Tier 2 - 4QU CoRE ¦ 1QU LoRE | Non-Red Flag Warning - Large Fires | Contamination | Aggregated | 2037 | 1.3558e-07 | 772.1066 | 0.00010469 | 2037 | Mitigation | 0.95 | 45 | 0 | esc | 0.00097009 | 1.3153e-10 | 0.00097009 | 1.3153e-10
[79 empty] | WLDFR | HFTD - Distribution - Tier 3 - 5QU CoRE ¦ 4QU LoRE | Red Flag Warning - Large Fires | 2064 | 5.5047e-09 | 8.872 | 1.0079 | 4.9153 | 2.9488 | 0 | 1.5071e-05 | 4.8838e-08 | 0 | 4.8838e-08 | 5.4299e-09 | 1.078e-07 | 0 | 1.078e-07 | 1.8267e-07 | 0 | 1.8267e-07 | 1.0181e-07 | 0 | 1.0181e-07 | [17 empty] | 7.3.3.17.5 (Remote Grid) Updates to grid topology to minimize risk of ignition in HFTDs Remote GridWLDFRContaminationAggregated | WLDFR | HFTD - Distribution - Tier 2 - 4QU CoRE ¦ 1QU LoRE | Non-Red Flag Warning - Large Fires | Contamination | Aggregated | 2038 | 1.3558e-07 | 772.1066 | 0.00010469 | 2038 | Mitigation | 0.95 | 45 | 0 | esc | 0.00097009 | 1.3153e-10 | 0.00097009 | 1.3153e-10
[79 empty] | WLDFR | HFTD - Distribution - Tier 3 - 5QU CoRE ¦ 4QU LoRE | Red Flag Warning - Large Fires | 2065 | 5.5047e-09 | 8.872 | 1.0079 | 4.9153 | 2.9488 | 0 | 1.5071e-05 | 4.8838e-08 | 0 | 4.8838e-08 | 5.4299e-09 | 1.078e-07 | 0 | 1.078e-07 | 1.8267e-07 | 0 | 1.8267e-07 | 1.0181e-07 | 0 | 1.0181e-07 | [17 empty] | 7.3.3.17.5 (Remote Grid) Updates to grid topology to minimize risk of ignition in HFTDs Remote GridWLDFRContaminationAggregated | WLDFR | HFTD - Distribution - Tier 2 - 4QU CoRE ¦ 1QU LoRE | Non-Red Flag Warning - Large Fires | Contamination | Aggregated | 2039 | 1.3558e-07 | 772.1066 | 0.00010469 | 2039 | Mitigation | 0.95 | 45 | 0 | esc | 0.00097009 | 1.3153e-10 | 0.00097009 | 1.3153e-10
[79 empty] | WLDFR | HFTD - Distribution - Tier 3 - 5QU CoRE ¦ 4QU LoRE | Red Flag Warning - Large Fires | 2066 | 5.5047e-09 | 8.872 | 1.0079 | 4.9153 | 2.9488 | 0 | 1.5071e-05 | 4.8838e-08 | 0 | 4.8838e-08 | 5.4299e-09 | 1.1421e-07 | 0 | 1.1421e-07 | 1.9353e-07 | 0 | 1.9353e-07 | 1.0787e-07 | 0 | 1.0787e-07 | [17 empty] | 7.3.3.17.5 (Remote Grid) Updates to grid topology to minimize risk of ignition in HFTDs Remote GridWLDFRContaminationAggregated | WLDFR | HFTD - Distribution - Tier 2 - 4QU CoRE ¦ 1QU LoRE | Non-Red Flag Warning - Large Fires | Contamination | Aggregated | 2040 | 1.3558e-07 | 772.1066 | 0.00010469 | 2040 | Mitigation | 0.95 | 45 | 0 | esc | 0.00097009 | 1.3153e-10 | 0.00097009 | 1.3153e-10
[79 empty] | WLDFR | HFTD - Distribution - Tier 3 - 5QU CoRE ¦ 4QU LoRE | Red Flag Warning - Small Fires | 2022 | 1.6967e-07 | 0.077901 | 0.036425 | 0.0015809 | 0.039895 | 0 | 0.00046454 | 1.3218e-08 | 0 | 1.3218e-08 | 1.5689e-07 | 1.1421e-07 | 0 | 1.1421e-07 | 1.9353e-07 | 0 | 1.9353e-07 | 1.0787e-07 | 0 | 1.0787e-07 | [17 empty] | 7.3.3.17.5 (Remote Grid) Updates to grid topology to minimize risk of ignition in HFTDs Remote GridWLDFRContaminationAggregated | WLDFR | HFTD - Distribution - Tier 2 - 4QU CoRE ¦ 1QU LoRE | Non-Red Flag Warning - Large Fires | Contamination | Aggregated | 2041 | 1.3558e-07 | 772.1066 | 0.00010469 | 2041 | Mitigation | 0.95 | 45 | 0 | esc | 0.00097009 | 1.3153e-10 | 0.00097009 | 1.3153e-10
[79 empty] | WLDFR | HFTD - Distribution - Tier 3 - 5QU CoRE ¦ 4QU LoRE | Red Flag Warning - Small Fires | 2023 | 1.6967e-07 | 0.080408 | 0.03759 | 0.0016314 | 0.041187 | 0 | 0.00046454 | 1.3643e-08 | 0 | 1.3643e-08 | 1.6249e-07 | 1.1421e-07 | 0 | 1.1421e-07 | 1.9353e-07 | 0 | 1.9353e-07 | 1.0787e-07 | 0 | 1.0787e-07 | [17 empty] | 7.3.3.17.5 (Remote Grid) Updates to grid topology to minimize risk of ignition in HFTDs Remote GridWLDFRContaminationAggregated | WLDFR | HFTD - Distribution - Tier 2 - 4QU CoRE ¦ 1QU LoRE | Non-Red Flag Warning - Large Fires | Contamination | Aggregated | 2042 | 1.3558e-07 | 772.1066 | 0.00010469 | 2042 | Mitigation | 0.95 | 45 | 0 | esc | 0.00097009 | 1.3153e-10 | 0.00097009 | 1.3153e-10
[79 empty] | WLDFR | HFTD - Distribution - Tier 3 - 5QU CoRE ¦ 4QU LoRE | Red Flag Warning - Small Fires | 2024 | 1.6967e-07 | 0.080408 | 0.03759 | 0.0016314 | 0.041187 | 0 | 0.00046454 | 1.3643e-08 | 0 | 1.3643e-08 | 1.6249e-07 | 1.1421e-07 | 0 | 1.1421e-07 | 1.9353e-07 | 0 | 1.9353e-07 | 1.0787e-07 | 0 | 1.0787e-07 | [17 empty] | 7.3.3.17.5 (Remote Grid) Updates to grid topology to minimize risk of ignition in HFTDs Remote GridWLDFRContaminationAggregated | WLDFR | HFTD - Distribution - Tier 2 - 4QU CoRE ¦ 1QU LoRE | Non-Red Flag Warning - Large Fires | Contamination | Aggregated | 2043 | 1.3558e-07 | 772.1066 | 0.00010469 | 2043 | Mitigation | 0.95 | 45 | 0 | esc | 0.00097009 | 1.3153e-10 | 0.00097009 | 1.3153e-10
[79 empty] | WLDFR | HFTD - Distribution - Tier 3 - 5QU CoRE ¦ 4QU LoRE | Red Flag Warning - Small Fires | 2025 | 1.6967e-07 | 0.080408 | 0.03759 | 0.0016314 | 0.041187 | 0 | 0.00046454 | 1.3643e-08 | 0 | 1.3643e-08 | 1.6249e-07 | 1.1421e-07 | 0 | 1.1421e-07 | 1.9353e-07 | 0 | 1.9353e-07 | 1.0787e-07 | 0 | 1.0787e-07 | [17 empty] | 7.3.3.17.5 (Remote Grid) Updates to grid topology to minimize risk of ignition in HFTDs Remote GridWLDFRContaminationAggregated | WLDFR | HFTD - Distribution - Tier 2 - 4QU CoRE ¦ 1QU LoRE | Non-Red Flag Warning - Large Fires | Contamination | Aggregated | 2044 | 1.3558e-07 | 772.1066 | 0.00010469 | 2044 | Mitigation | 0.95 | 45 | 0 | esc | 0.00097009 | 1.3153e-10 | 0.00097009 | 1.3153e-10
[79 empty] | WLDFR | HFTD - Distribution - Tier 3 - 5QU CoRE ¦ 4QU LoRE | Red Flag Warning - Small Fires | 2026 | 1.6967e-07 | 0.080408 | 0.03759 | 0.0016314 | 0.041187 | 0 | 0.00046454 | 1.3643e-08 | 0 | 1.3643e-08 | 1.6249e-07 | 1.2135e-07 | 0 | 1.2135e-07 | 2.0562e-07 | 0 | 2.0562e-07 | 1.1461e-07 | 0 | 1.1461e-07 | [17 empty] | 7.3.3.17.5 (Remote Grid) Updates to grid topology to minimize risk of ignition in HFTDs Remote GridWLDFRContaminationAggregated | WLDFR | HFTD - Distribution - Tier 2 - 4QU CoRE ¦ 1QU LoRE | Non-Red Flag Warning - Large Fires | Contamination | Aggregated | 2045 | 1.3558e-07 | 772.1066 | 0.00010469 | 2045 | Mitigation | 0.95 | 45 | 0 | esc | 0.00097009 | 1.3153e-10 | 0.00097009 | 1.3153e-10
[79 empty] | WLDFR | HFTD - Distribution - Tier 3 - 5QU CoRE ¦ 4QU LoRE | Red Flag Warning - Small Fires | 2027 | 1.6967e-07 | 0.080408 | 0.03759 | 0.0016314 | 0.041187 | 0 | 0.00046454 | 1.3643e-08 | 0 | 1.3643e-08 | 1.6249e-07 | 1.2135e-07 | 0 | 1.2135e-07 | 2.0562e-07 | 0 | 2.0562e-07 | 1.1461e-07 | 0 | 1.1461e-07 | [17 empty] | 7.3.3.17.5 (Remote Grid) Updates to grid topology to minimize risk of ignition in HFTDs Remote GridWLDFRContaminationAggregated | WLDFR | HFTD - Distribution - Tier 2 - 4QU CoRE ¦ 1QU LoRE | Non-Red Flag Warning - Large Fires | Contamination | Aggregated | 2046 | 1.3558e-07 | 772.1066 | 0.00010469 | 2046 | Mitigation | 0.95 | 45 | 0 | esc | 0.00097009 | 1.3153e-10 | 0.00097009 | 1.3153e-10
[79 empty] | WLDFR | HFTD - Distribution - Tier 3 - 5QU CoRE ¦ 4QU LoRE | Red Flag Warning - Small Fires | 2028 | 1.6967e-07 | 0.083606 | 0.039055 | 0.001695 | 0.042856 | 0 | 0.00046454 | 1.4186e-08 | 0 | 1.4186e-08 | 1.6954e-07 | 1.2135e-07 | 0 | 1.2135e-07 | 2.0562e-07 | 0 | 2.0562e-07 | 1.1461e-07 | 0 | 1.1461e-07 | [17 empty] | 7.3.3.17.5 (Remote Grid) Updates to grid topology to minimize risk of ignition in HFTDs Remote GridWLDFRContaminationAggregated | WLDFR | HFTD - Distribution - Tier 2 - 4QU CoRE ¦ 1QU LoRE | Non-Red Flag Warning - Large Fires | Contamination | Aggregated | 2047 | 1.3558e-07 | 772.1066 | 0.00010469 | 2047 | Mitigation | 0.95 | 45 | 0 | esc | 0.00097009 | 1.3153e-10 | 0.00097009 | 1.3153e-10
[79 empty] | WLDFR | HFTD - Distribution - Tier 3 - 5QU CoRE ¦ 4QU LoRE | Red Flag Warning - Small Fires | 2029 | 1.6967e-07 | 0.083606 | 0.039055 | 0.001695 | 0.042856 | 0 | 0.00046454 | 1.4186e-08 | 0 | 1.4186e-08 | 1.6954e-07 | 1.2135e-07 | 0 | 1.2135e-07 | 2.0562e-07 | 0 | 2.0562e-07 | 1.1461e-07 | 0 | 1.1461e-07 | [17 empty] | 7.3.3.17.5 (Remote Grid) Updates to grid topology to minimize risk of ignition in HFTDs Remote GridWLDFRContaminationAggregated | WLDFR | HFTD - Distribution - Tier 2 - 4QU CoRE ¦ 1QU LoRE | Non-Red Flag Warning - Large Fires | Contamination | Aggregated | 2048 | 1.3558e-07 | 772.1066 | 0.00010469 | 2048 | Mitigation | 0.95 | 45 | 0 | esc | 0.00097009 | 1.3153e-10 | 0.00097009 | 1.3153e-10
[79 empty] | WLDFR | HFTD - Distribution - Tier 3 - 5QU CoRE ¦ 4QU LoRE | Red Flag Warning - Small Fires | 2030 | 1.6967e-07 | 0.083606 | 0.039055 | 0.001695 | 0.042856 | 0 | 0.00046454 | 1.4186e-08 | 0 | 1.4186e-08 | 1.6954e-07 | 1.2135e-07 | 0 | 1.2135e-07 | 2.0562e-07 | 0 | 2.0562e-07 | 1.1461e-07 | 0 | 1.1461e-07 | [17 empty] | 7.3.3.17.5 (Remote Grid) Updates to grid topology to minimize risk of ignition in HFTDs Remote GridWLDFRContaminationAggregated | WLDFR | HFTD - Distribution - Tier 2 - 4QU CoRE ¦ 1QU LoRE | Non-Red Flag Warning - Large Fires | Contamination | Aggregated | 2049 | 1.3558e-07 | 772.1066 | 0.00010469 | 2049 | Mitigation | 0.95 | 45 | 0 | esc | 0.00097009 | 1.3153e-10 | 0.00097009 | 1.3153e-10
[79 empty] | WLDFR | HFTD - Distribution - Tier 3 - 5QU CoRE ¦ 4QU LoRE | Red Flag Warning - Small Fires | 2031 | 1.6967e-07 | 0.083606 | 0.039055 | 0.001695 | 0.042856 | 0 | 0.00046454 | 1.4186e-08 | 0 | 1.4186e-08 | 1.6954e-07 | 1.2915e-07 | 0 | 1.2915e-07 | 2.1884e-07 | 0 | 2.1884e-07 | 1.2197e-07 | 0 | 1.2197e-07 | [17 empty] | 7.3.3.17.5 (Remote Grid) Updates to grid topology to minimize risk of ignition in HFTDs Remote GridWLDFRContaminationAggregated | WLDFR | HFTD - Distribution - Tier 2 - 4QU CoRE ¦ 1QU LoRE | Non-Red Flag Warning - Large Fires | Contamination | Aggregated | 2050 | 1.3558e-07 | 772.1066 | 0.00010469 | 2050 | Mitigation | 0.95 | 45 | 0 | esc | 0.00097009 | 1.3153e-10 | 0.00097009 | 1.3153e-10
[79 empty] | WLDFR | HFTD - Distribution - Tier 3 - 5QU CoRE ¦ 4QU LoRE | Red Flag Warning - Small Fires | 2032 | 1.6967e-07 | 0.083606 | 0.039055 | 0.001695 | 0.042856 | 0 | 0.00046454 | 1.4186e-08 | 0 | 1.4186e-08 | 1.6954e-07 | 1.2915e-07 | 0 | 1.2915e-07 | 2.1884e-07 | 0 | 2.1884e-07 | 1.2197e-07 | 0 | 1.2197e-07 | [17 empty] | 7.3.3.17.5 (Remote Grid) Updates to grid topology to minimize risk of ignition in HFTDs Remote GridWLDFRContaminationAggregated | WLDFR | HFTD - Distribution - Tier 2 - 4QU CoRE ¦ 1QU LoRE | Non-Red Flag Warning - Large Fires | Contamination | Aggregated | 2051 | 1.3558e-07 | 772.1066 | 0.00010469 | 2051 | Mitigation | 0.95 | 45 | 0 | esc | 0.00097009 | 1.3153e-10 | 0.00097009 | 1.3153e-10
[79 empty] | WLDFR | HFTD - Distribution - Tier 3 - 5QU CoRE ¦ 4QU LoRE | Red Flag Warning - Small Fires | 2033 | 1.6967e-07 | 0.087211 | 0.040679 | 0.0017655 | 0.044766 | 0 | 0.00046454 | 1.4797e-08 | 0 | 1.4797e-08 | 1.7737e-07 | 1.2915e-07 | 0 | 1.2915e-07 | 2.1884e-07 | 0 | 2.1884e-07 | 1.2197e-07 | 0 | 1.2197e-07 | [17 empty] | 7.3.3.17.5 (Remote Grid) Updates to grid topology to minimize risk of ignition in HFTDs Remote GridWLDFRContaminationAggregated | WLDFR | HFTD - Distribution - Tier 2 - 4QU CoRE ¦ 1QU LoRE | Non-Red Flag Warning - Large Fires | Contamination | Aggregated | 2052 | 1.3558e-07 | 772.1066 | 0.00010469 | 2052 | Mitigation | 0.95 | 45 | 0 | esc | 0.00097009 | 1.3153e-10 | 0.00097009 | 1.3153e-10
[79 empty] | WLDFR | HFTD - Distribution - Tier 3 - 5QU CoRE ¦ 4QU LoRE | Red Flag Warning - Small Fires | 2034 | 1.6967e-07 | 0.087211 | 0.040679 | 0.0017655 | 0.044766 | 0 | 0.00046454 | 1.4797e-08 | 0 | 1.4797e-08 | 1.7737e-07 | 1.2915e-07 | 0 | 1.2915e-07 | 2.1884e-07 | 0 | 2.1884e-07 | 1.2197e-07 | 0 | 1.2197e-07 | [17 empty] | 7.3.3.17.5 (Remote Grid) Updates to grid topology to minimize risk of ignition in HFTDs Remote GridWLDFRContaminationAggregated | WLDFR | HFTD - Distribution - Tier 2 - 4QU CoRE ¦ 1QU LoRE | Non-Red Flag Warning - Large Fires | Contamination | Aggregated | 2053 | 1.3558e-07 | 772.1066 | 0.00010469 | 2053 | Mitigation | 0.95 | 45 | 0 | esc | 0.00097009 | 1.3153e-10 | 0.00097009 | 1.3153e-10
[79 empty] | WLDFR | HFTD - Distribution - Tier 3 - 5QU CoRE ¦ 4QU LoRE | Red Flag Warning - Small Fires | 2035 | 1.6967e-07 | 0.087211 | 0.040679 | 0.0017655 | 0.044766 | 0 | 0.00046454 | 1.4797e-08 | 0 | 1.4797e-08 | 1.7737e-07 | 1.2915e-07 | 0 | 1.2915e-07 | 2.1884e-07 | 0 | 2.1884e-07 | 1.2197e-07 | 0 | 1.2197e-07 | [17 empty] | 7.3.3.17.5 (Remote Grid) Updates to grid topology to minimize risk of ignition in HFTDs Remote GridWLDFRContaminationAggregated | WLDFR | HFTD - Distribution - Tier 2 - 4QU CoRE ¦ 1QU LoRE | Non-Red Flag Warning - Large Fires | Contamination | Aggregated | 2054 | 1.3558e-07 | 772.1066 | 0.00010469 | 2054 | Mitigation | 0.95 | 45 | 0 | esc | 0.00097009 | 1.3153e-10 | 0.00097009 | 1.3153e-10
[79 empty] | WLDFR | HFTD - Distribution - Tier 3 - 5QU CoRE ¦ 4QU LoRE | Red Flag Warning - Small Fires | 2036 | 1.6967e-07 | 0.087211 | 0.040679 | 0.0017655 | 0.044766 | 0 | 0.00046454 | 1.4797e-08 | 0 | 1.4797e-08 | 1.7737e-07 | 1.3755e-07 | 0 | 1.3755e-07 | 2.3308e-07 | 0 | 2.3308e-07 | 1.2991e-07 | 0 | 1.2991e-07 | [17 empty] | 7.3.3.17.5 (Remote Grid) Updates to grid topology to minimize risk of ignition in HFTDs Remote GridWLDFRContaminationAggregated | WLDFR | HFTD - Distribution - Tier 2 - 4QU CoRE ¦ 1QU LoRE | Non-Red Flag Warning - Large Fires | Contamination | Aggregated | 2055 | 1.3558e-07 | 772.1066 | 0.00010469 | 2055 | Mitigation | 0.95 | 45 | 0 | esc | 0.00097009 | 1.3153e-10 | 0.00097009 | 1.3153e-10
[79 empty] | WLDFR | HFTD - Distribution - Tier 3 - 5QU CoRE ¦ 4QU LoRE | Red Flag Warning - Small Fires | 2037 | 1.6967e-07 | 0.087211 | 0.040679 | 0.0017655 | 0.044766 | 0 | 0.00046454 | 1.4797e-08 | 0 | 1.4797e-08 | 1.7737e-07 | 1.3755e-07 | 0 | 1.3755e-07 | 2.3308e-07 | 0 | 2.3308e-07 | 1.2991e-07 | 0 | 1.2991e-07 | [17 empty] | 7.3.3.17.5 (Remote Grid) Updates to grid topology to minimize risk of ignition in HFTDs Remote GridWLDFRContaminationAggregated | WLDFR | HFTD - Distribution - Tier 2 - 4QU CoRE ¦ 1QU LoRE | Non-Red Flag Warning - Large Fires | Contamination | Aggregated | 2056 | 1.3558e-07 | 772.1066 | 0.00010469 | 2056 | Mitigation | 0.95 | 45 | 0 | esc | 0.00097009 | 1.3153e-10 | 0.00097009 | 1.3153e-10
[79 empty] | WLDFR | HFTD - Distribution - Tier 3 - 5QU CoRE ¦ 4QU LoRE | Red Flag Warning - Small Fires | 2038 | 1.6967e-07 | 0.091184 | 0.042438 | 0.0018418 | 0.046905 | 0 | 0.00046454 | 1.5472e-08 | 0 | 1.5472e-08 | 1.8586e-07 | 1.3755e-07 | 0 | 1.3755e-07 | 2.3308e-07 | 0 | 2.3308e-07 | 1.2991e-07 | 0 | 1.2991e-07 | [17 empty] | 7.3.3.17.5 (Remote Grid) Updates to grid topology to minimize risk of ignition in HFTDs Remote GridWLDFRContaminationAggregated | WLDFR | HFTD - Distribution - Tier 2 - 4QU CoRE ¦ 1QU LoRE | Non-Red Flag Warning - Large Fires | Contamination | Aggregated | 2057 | 1.3558e-07 | 772.1066 | 0.00010469 | 2057 | Mitigation | 0.95 | 45 | 0 | esc | 0.00097009 | 1.3153e-10 | 0.00097009 | 1.3153e-10
[79 empty] | WLDFR | HFTD - Distribution - Tier 3 - 5QU CoRE ¦ 4QU LoRE | Red Flag Warning - Small Fires | 2039 | 1.6967e-07 | 0.091184 | 0.042438 | 0.0018418 | 0.046905 | 0 | 0.00046454 | 1.5472e-08 | 0 | 1.5472e-08 | 1.8586e-07 | 1.3755e-07 | 0 | 1.3755e-07 | 2.3308e-07 | 0 | 2.3308e-07 | 1.2991e-07 | 0 | 1.2991e-07 | [17 empty] | 7.3.3.17.5 (Remote Grid) Updates to grid topology to minimize risk of ignition in HFTDs Remote GridWLDFRContaminationAggregated | WLDFR | HFTD - Distribution - Tier 2 - 4QU CoRE ¦ 1QU LoRE | Non-Red Flag Warning - Large Fires | Contamination | Aggregated | 2058 | 1.3558e-07 | 772.1066 | 0.00010469 | 2058 | Mitigation | 0.95 | 45 | 0 | esc | 0.00097009 | 1.3153e-10 | 0.00097009 | 1.3153e-10
[79 empty] | WLDFR | HFTD - Distribution - Tier 3 - 5QU CoRE ¦ 4QU LoRE | Red Flag Warning - Small Fires | 2040 | 1.6967e-07 | 0.091184 | 0.042438 | 0.0018418 | 0.046905 | 0 | 0.00046454 | 1.5472e-08 | 0 | 1.5472e-08 | 1.8586e-07 | 1.3755e-07 | 0 | 1.3755e-07 | 2.3308e-07 | 0 | 2.3308e-07 | 1.2991e-07 | 0 | 1.2991e-07 | [17 empty] | 7.3.3.17.5 (Remote Grid) Updates to grid topology to minimize risk of ignition in HFTDs Remote GridWLDFRContaminationAggregated | WLDFR | HFTD - Distribution - Tier 2 - 4QU CoRE ¦ 1QU LoRE | Non-Red Flag Warning - Large Fires | Contamination | Aggregated | 2059 | 1.3558e-07 | 772.1066 | 0.00010469 | 2059 | Mitigation | 0.95 | 45 | 0 | esc | 0.00097009 | 1.3153e-10 | 0.00097009 | 1.3153e-10
[79 empty] | WLDFR | HFTD - Distribution - Tier 3 - 5QU CoRE ¦ 4QU LoRE | Red Flag Warning - Small Fires | 2041 | 1.6967e-07 | 0.091184 | 0.042438 | 0.0018418 | 0.046905 | 0 | 0.00046454 | 1.5472e-08 | 0 | 1.5472e-08 | 1.8586e-07 | 1.4649e-07 | 0 | 1.4649e-07 | 2.4822e-07 | 0 | 2.4822e-07 | 1.3835e-07 | 0 | 1.3835e-07 | [17 empty] | 7.3.3.17.5 (Remote Grid) Updates to grid topology to minimize risk of ignition in HFTDs Remote GridWLDFRContaminationAggregated | WLDFR | HFTD - Distribution - Tier 2 - 4QU CoRE ¦ 1QU LoRE | Non-Red Flag Warning - Large Fires | Contamination | Aggregated | 2060 | 1.3558e-07 | 772.1066 | 0.00010469 | 2060 | Mitigation | 0.95 | 45 | 0 | esc | 0.00097009 | 1.3153e-10 | 0.00097009 | 1.3153e-10
[79 empty] | WLDFR | HFTD - Distribution - Tier 3 - 5QU CoRE ¦ 4QU LoRE | Red Flag Warning - Small Fires | 2042 | 1.6967e-07 | 0.091184 | 0.042438 | 0.0018418 | 0.046905 | 0 | 0.00046454 | 1.5472e-08 | 0 | 1.5472e-08 | 1.8586e-07 | 1.4649e-07 | 0 | 1.4649e-07 | 2.4822e-07 | 0 | 2.4822e-07 | 1.3835e-07 | 0 | 1.3835e-07 | [17 empty] | 7.3.3.17.5 (Remote Grid) Updates to grid topology to minimize risk of ignition in HFTDs Remote GridWLDFRContaminationAggregated | WLDFR | HFTD - Distribution - Tier 2 - 4QU CoRE ¦ 1QU LoRE | Non-Red Flag Warning - Large Fires | Contamination | Aggregated | 2061 | 1.3558e-07 | 772.1066 | 0.00010469 | 2061 | Mitigation | 0.95 | 45 | 0 | esc | 0.00097009 | 1.3153e-10 | 0.00097009 | 1.3153e-10
[79 empty] | WLDFR | HFTD - Distribution - Tier 3 - 5QU CoRE ¦ 4QU LoRE | Red Flag Warning - Small Fires | 2043 | 1.6967e-07 | 0.095486 | 0.044306 | 0.0019228 | 0.049257 | 0 | 0.00046454 | 1.6201e-08 | 0 | 1.6201e-08 | 1.949e-07 | 1.4649e-07 | 0 | 1.4649e-07 | 2.4822e-07 | 0 | 2.4822e-07 | 1.3835e-07 | 0 | 1.3835e-07 | [17 empty] | 7.3.3.17.5 (Remote Grid) Updates to grid topology to minimize risk of ignition in HFTDs Remote GridWLDFRContaminationAggregated | WLDFR | HFTD - Distribution - Tier 2 - 4QU CoRE ¦ 1QU LoRE | Non-Red Flag Warning - Large Fires | Contamination | Aggregated | 2062 | 1.3558e-07 | 772.1066 | 0.00010469 | 2062 | Mitigation | 0.95 | 45 | 0 | esc | 0.00097009 | 1.3153e-10 | 0.00097009 | 1.3153e-10
[79 empty] | WLDFR | HFTD - Distribution - Tier 3 - 5QU CoRE ¦ 4QU LoRE | Red Flag Warning - Small Fires | 2044 | 1.6967e-07 | 0.095486 | 0.044306 | 0.0019228 | 0.049257 | 0 | 0.00046454 | 1.6201e-08 | 0 | 1.6201e-08 | 1.949e-07 | 1.4649e-07 | 0 | 1.4649e-07 | 2.4822e-07 | 0 | 2.4822e-07 | 1.3835e-07 | 0 | 1.3835e-07 | [17 empty] | 7.3.3.17.5 (Remote Grid) Updates to grid topology to minimize risk of ignition in HFTDs Remote GridWLDFRContaminationAggregated | WLDFR | HFTD - Distribution - Tier 2 - 4QU CoRE ¦ 1QU LoRE | Non-Red Flag Warning - Large Fires | Contamination | Aggregated | 2063 | 1.3558e-07 | 772.1066 | 0.00010469 | 2063 | Mitigation | 0.95 | 45 | 0 | esc | 0.00097009 | 1.3153e-10 | 0.00097009 | 1.3153e-10
[79 empty] | WLDFR | HFTD - Distribution - Tier 3 - 5QU CoRE ¦ 4QU LoRE | Red Flag Warning - Small Fires | 2045 | 1.6967e-07 | 0.095486 | 0.044306 | 0.0019228 | 0.049257 | 0 | 0.00046454 | 1.6201e-08 | 0 | 1.6201e-08 | 1.949e-07 | 1.4649e-07 | 0 | 1.4649e-07 | 2.4822e-07 | 0 | 2.4822e-07 | 1.3835e-07 | 0 | 1.3835e-07 | [17 empty] | 7.3.3.17.5 (Remote Grid) Updates to grid topology to minimize risk of ignition in HFTDs Remote GridWLDFRContaminationAggregated | WLDFR | HFTD - Distribution - Tier 2 - 4QU CoRE ¦ 1QU LoRE | Non-Red Flag Warning - Large Fires | Contamination | Aggregated | 2064 | 1.3558e-07 | 772.1066 | 0.00010469 | 2064 | Mitigation | 0.95 | 45 | 0 | esc | 0.00097009 | 1.3153e-10 | 0.00097009 | 1.3153e-10
[79 empty] | WLDFR | HFTD - Distribution - Tier 3 - 5QU CoRE ¦ 4QU LoRE | Red Flag Warning - Small Fires | 2046 | 1.6967e-07 | 0.095486 | 0.044306 | 0.0019228 | 0.049257 | 0 | 0.00046454 | 1.6201e-08 | 0 | 1.6201e-08 | 1.949e-07 | 1.5586e-07 | 0 | 1.5586e-07 | 2.641e-07 | 0 | 2.641e-07 | 1.472e-07 | 0 | 1.472e-07 | [17 empty] | 7.3.3.17.5 (Remote Grid) Updates to grid topology to minimize risk of ignition in HFTDs Remote GridWLDFRContaminationAggregated | WLDFR | HFTD - Distribution - Tier 2 - 4QU CoRE ¦ 1QU LoRE | Non-Red Flag Warning - Large Fires | Contamination | Aggregated | 2065 | 1.3558e-07 | 772.1066 | 0.00010469 | 2065 | Mitigation | 0.95 | 45 | 0 | esc | 0.00097009 | 1.3153e-10 | 0.00097009 | 1.3153e-10
[79 empty] | WLDFR | HFTD - Distribution - Tier 3 - 5QU CoRE ¦ 4QU LoRE | Red Flag Warning - Small Fires | 2047 | 1.6967e-07 | 0.095486 | 0.044306 | 0.0019228 | 0.049257 | 0 | 0.00046454 | 1.6201e-08 | 0 | 1.6201e-08 | 1.949e-07 | 1.5586e-07 | 0 | 1.5586e-07 | 2.641e-07 | 0 | 2.641e-07 | 1.472e-07 | 0 | 1.472e-07 | [17 empty] | 7.3.3.17.5 (Remote Grid) Updates to grid topology to minimize risk of ignition in HFTDs Remote GridWLDFRContaminationAggregated | WLDFR | HFTD - Distribution - Tier 2 - 4QU CoRE ¦ 1QU LoRE | Non-Red Flag Warning - Large Fires | Contamination | Aggregated | 2066 | 1.3558e-07 | 772.1066 | 0.00010469 | 2066 | Mitigation | 0.95 | 45 | 0 | esc | 0.00097009 | 1.3153e-10 | 0.00097009 | 1.3153e-10
[79 empty] | WLDFR | HFTD - Distribution - Tier 3 - 5QU CoRE ¦ 4QU LoRE | Red Flag Warning - Small Fires | 2048 | 1.6967e-07 | 0.10007 | 0.04626 | 0.0020076 | 0.051804 | 0 | 0.00046454 | 1.698e-08 | 0 | 1.698e-08 | 2.0437e-07 | 1.5586e-07 | 0 | 1.5586e-07 | 2.641e-07 | 0 | 2.641e-07 | 1.472e-07 | 0 | 1.472e-07 | [17 empty] | 7.3.3.17.5 (Remote Grid) Updates to grid topology to minimize risk of ignition in HFTDs Remote GridWLDFRContaminationAggregated | WLDFR | HFTD - Distribution - Tier 2 - 4QU CoRE ¦ 1QU LoRE | Non-Red Flag Warning - Large Fires | Contamination | Aggregated | 2067 | 1.3558e-07 | 772.1066 | 0.00010469 | 2067 | Mitigation | 0.95 | 45 | 0 | esc | 0 | 0 | 0.00097009 | 1.3153e-10
[79 empty] | WLDFR | HFTD - Distribution - Tier 3 - 5QU CoRE ¦ 4QU LoRE | Red Flag Warning - Small Fires | 2049 | 1.6967e-07 | 0.10007 | 0.04626 | 0.0020076 | 0.051804 | 0 | 0.00046454 | 1.698e-08 | 0 | 1.698e-08 | 2.0437e-07 | 1.5586e-07 | 0 | 1.5586e-07 | 2.641e-07 | 0 | 2.641e-07 | 1.472e-07 | 0 | 1.472e-07 | [17 empty] | 7.3.3.17.5 (Remote Grid) Updates to grid topology to minimize risk of ignition in HFTDs Remote GridWLDFREquipment / facility failureAggregated | WLDFR | HFTD - Distribution - Tier 2 - 4QU CoRE ¦ 1QU LoRE | Non-Red Flag Warning - Large Fires | Equipment / facility failure | Aggregated | 2022 | 2.0935e-06 | 772.1066 | 0.0016164 | 2022 | Mitigation | 0.95 | 45 | 0 | esc | 0.00097009 | 2.0308e-09 | 0 | 0
[79 empty] | WLDFR | HFTD - Distribution - Tier 3 - 5QU CoRE ¦ 4QU LoRE | Red Flag Warning - Small Fires | 2050 | 1.6967e-07 | 0.10007 | 0.04626 | 0.0020076 | 0.051804 | 0 | 0.00046454 | 1.698e-08 | 0 | 1.698e-08 | 2.0437e-07 | 1.5586e-07 | 0 | 1.5586e-07 | 2.641e-07 | 0 | 2.641e-07 | 1.472e-07 | 0 | 1.472e-07 | [17 empty] | 7.3.3.17.5 (Remote Grid) Updates to grid topology to minimize risk of ignition in HFTDs Remote GridWLDFREquipment / facility failureAggregated | WLDFR | HFTD - Distribution - Tier 2 - 4QU CoRE ¦ 1QU LoRE | Non-Red Flag Warning - Large Fires | Equipment / facility failure | Aggregated | 2023 | 2.0935e-06 | 772.1066 | 0.0016164 | 2023 | Mitigation | 0.95 | 45 | 0 | esc | 0.00097009 | 2.0308e-09 | 0.00097009 | 2.0308e-09
[79 empty] | WLDFR | HFTD - Distribution - Tier 3 - 5QU CoRE ¦ 4QU LoRE | Red Flag Warning - Small Fires | 2051 | 1.6967e-07 | 0.10007 | 0.04626 | 0.0020076 | 0.051804 | 0 | 0.00046454 | 1.698e-08 | 0 | 1.698e-08 | 2.0437e-07 | 1.6556e-07 | 0 | 1.6556e-07 | 2.8053e-07 | 0 | 2.8053e-07 | 1.5636e-07 | 0 | 1.5636e-07 | [17 empty] | 7.3.3.17.5 (Remote Grid) Updates to grid topology to minimize risk of ignition in HFTDs Remote GridWLDFREquipment / facility failureAggregated | WLDFR | HFTD - Distribution - Tier 2 - 4QU CoRE ¦ 1QU LoRE | Non-Red Flag Warning - Large Fires | Equipment / facility failure | Aggregated | 2024 | 2.0935e-06 | 772.1066 | 0.0016164 | 2024 | Mitigation | 0.95 | 45 | 0 | esc | 0.00097009 | 2.0308e-09 | 0.00097009 | 2.0308e-09
[79 empty] | WLDFR | HFTD - Distribution - Tier 3 - 5QU CoRE ¦ 4QU LoRE | Red Flag Warning - Small Fires | 2052 | 1.6967e-07 | 0.10007 | 0.04626 | 0.0020076 | 0.051804 | 0 | 0.00046454 | 1.698e-08 | 0 | 1.698e-08 | 2.0437e-07 | 1.6556e-07 | 0 | 1.6556e-07 | 2.8053e-07 | 0 | 2.8053e-07 | 1.5636e-07 | 0 | 1.5636e-07 | [17 empty] | 7.3.3.17.5 (Remote Grid) Updates to grid topology to minimize risk of ignition in HFTDs Remote GridWLDFREquipment / facility failureAggregated | WLDFR | HFTD - Distribution - Tier 2 - 4QU CoRE ¦ 1QU LoRE | Non-Red Flag Warning - Large Fires | Equipment / facility failure | Aggregated | 2025 | 2.0935e-06 | 772.1066 | 0.0016164 | 2025 | Mitigation | 0.95 | 45 | 0 | esc | 0.00097009 | 2.0308e-09 | 0.00097009 | 2.0308e-09
[79 empty] | WLDFR | HFTD - Distribution - Tier 3 - 5QU CoRE ¦ 4QU LoRE | Red Flag Warning - Small Fires | 2053 | 1.6967e-07 | 0.10489 | 0.048274 | 0.002095 | 0.054525 | 0 | 0.00046454 | 1.7798e-08 | 0 | 1.7798e-08 | 2.1416e-07 | 1.6556e-07 | 0 | 1.6556e-07 | 2.8053e-07 | 0 | 2.8053e-07 | 1.5636e-07 | 0 | 1.5636e-07 | [17 empty] | 7.3.3.17.5 (Remote Grid) Updates to grid topology to minimize risk of ignition in HFTDs Remote GridWLDFREquipment / facility failureAggregated | WLDFR | HFTD - Distribution - Tier 2 - 4QU CoRE ¦ 1QU LoRE | Non-Red Flag Warning - Large Fires | Equipment / facility failure | Aggregated | 2026 | 2.0935e-06 | 772.1066 | 0.0016164 | 2026 | Mitigation | 0.95 | 45 | 0 | esc | 0.00097009 | 2.0308e-09 | 0.00097009 | 2.0308e-09
[79 empty] | WLDFR | HFTD - Distribution - Tier 3 - 5QU CoRE ¦ 4QU LoRE | Red Flag Warning - Small Fires | 2054 | 1.6967e-07 | 0.10489 | 0.048274 | 0.002095 | 0.054525 | 0 | 0.00046454 | 1.7798e-08 | 0 | 1.7798e-08 | 2.1416e-07 | 0 | 0 | 0 | 2.8053e-07 | 0 | 2.8053e-07 | 1.5636e-07 | 0 | 1.5636e-07 | [17 empty] | 7.3.3.17.5 (Remote Grid) Updates to grid topology to minimize risk of ignition in HFTDs Remote GridWLDFREquipment / facility failureAggregated | WLDFR | HFTD - Distribution - Tier 2 - 4QU CoRE ¦ 1QU LoRE | Non-Red Flag Warning - Large Fires | Equipment / facility failure | Aggregated | 2027 | 2.0935e-06 | 772.1066 | 0.0016164 | 2027 | Mitigation | 0.95 | 45 | 0 | esc | 0.00097009 | 2.0308e-09 | 0.00097009 | 2.0308e-09
[79 empty] | WLDFR | HFTD - Distribution - Tier 3 - 5QU CoRE ¦ 4QU LoRE | Red Flag Warning - Small Fires | 2055 | 1.6967e-07 | 0.10489 | 0.048274 | 0.002095 | 0.054525 | 0 | 0.00046454 | 1.7798e-08 | 0 | 1.7798e-08 | 2.1416e-07 | 0 | 0 | 0 | 0 | 0 | 0 | 1.5636e-07 | 0 | 1.5636e-07 | [17 empty] | 7.3.3.17.5 (Remote Grid) Updates to grid topology to minimize risk of ignition in HFTDs Remote GridWLDFREquipment / facility failureAggregated | WLDFR | HFTD - Distribution - Tier 2 - 4QU CoRE ¦ 1QU LoRE | Non-Red Flag Warning - Large Fires | Equipment / facility failure | Aggregated | 2028 | 2.0935e-06 | 772.1066 | 0.0016164 | 2028 | Mitigation | 0.95 | 45 | 0 | esc | 0.00097009 | 2.0308e-09 | 0.00097009 | 2.0308e-09
[79 empty] | WLDFR | HFTD - Distribution - Tier 3 - 5QU CoRE ¦ 4QU LoRE | Red Flag Warning - Small Fires | 2056 | 1.6967e-07 | 0.10489 | 0.048274 | 0.002095 | 0.054525 | 0 | 0.00046454 | 1.7798e-08 | 0 | 1.7798e-08 | 2.1416e-07 | 3.6895e-08 | 0 | 3.6895e-08 | 0 | 0 | 0 | 0 | 0 | 0 | [17 empty] | 7.3.3.17.5 (Remote Grid) Updates to grid topology to minimize risk of ignition in HFTDs Remote GridWLDFREquipment / facility failureAggregated | WLDFR | HFTD - Distribution - Tier 2 - 4QU CoRE ¦ 1QU LoRE | Non-Red Flag Warning - Large Fires | Equipment / facility failure | Aggregated | 2029 | 2.0935e-06 | 772.1066 | 0.0016164 | 2029 | Mitigation | 0.95 | 45 | 0 | esc | 0.00097009 | 2.0308e-09 | 0.00097009 | 2.0308e-09
[79 empty] | WLDFR | HFTD - Distribution - Tier 3 - 5QU CoRE ¦ 4QU LoRE | Red Flag Warning - Small Fires | 2057 | 1.6967e-07 | 0.10489 | 0.048274 | 0.002095 | 0.054525 | 0 | 0.00046454 | 1.7798e-08 | 0 | 1.7798e-08 | 2.1416e-07 | 3.9133e-08 | 0 | 3.9133e-08 | 6.6309e-08 | 0 | 6.6309e-08 | 0 | 0 | 0 | [17 empty] | 7.3.3.17.5 (Remote Grid) Updates to grid topology to minimize risk of ignition in HFTDs Remote GridWLDFREquipment / facility failureAggregated | WLDFR | HFTD - Distribution - Tier 2 - 4QU CoRE ¦ 1QU LoRE | Non-Red Flag Warning - Large Fires | Equipment / facility failure | Aggregated | 2030 | 2.0935e-06 | 772.1066 | 0.0016164 | 2030 | Mitigation | 0.95 | 45 | 0 | esc | 0.00097009 | 2.0308e-09 | 0.00097009 | 2.0308e-09
[79 empty] | WLDFR | HFTD - Distribution - Tier 3 - 5QU CoRE ¦ 4QU LoRE | Red Flag Warning - Small Fires | 2058 | 1.6967e-07 | 0.1099 | 0.050325 | 0.0021839 | 0.057393 | 0 | 0.00046454 | 1.8648e-08 | 0 | 1.8648e-08 | 2.2414e-07 | 4.0393e-08 | 0 | 4.0393e-08 | 6.8443e-08 | 0 | 6.8443e-08 | 3.8149e-08 | 0 | 3.8149e-08 | [17 empty] | 7.3.3.17.5 (Remote Grid) Updates to grid topology to minimize risk of ignition in HFTDs Remote GridWLDFREquipment / facility failureAggregated | WLDFR | HFTD - Distribution - Tier 2 - 4QU CoRE ¦ 1QU LoRE | Non-Red Flag Warning - Large Fires | Equipment / facility failure | Aggregated | 2031 | 2.0935e-06 | 772.1066 | 0.0016164 | 2031 | Mitigation | 0.95 | 45 | 0 | esc | 0.00097009 | 2.0308e-09 | 0.00097009 | 2.0308e-09
[79 empty] | WLDFR | HFTD - Distribution - Tier 3 - 5QU CoRE ¦ 4QU LoRE | Red Flag Warning - Small Fires | 2059 | 1.6967e-07 | 0.1099 | 0.050325 | 0.0021839 | 0.057393 | 0 | 0.00046454 | 1.8648e-08 | 0 | 1.8648e-08 | 2.2414e-07 | 4.0393e-08 | 0 | 4.0393e-08 | 6.8443e-08 | 0 | 6.8443e-08 | 3.8149e-08 | 0 | 3.8149e-08 | [17 empty] | 7.3.3.17.5 (Remote Grid) Updates to grid topology to minimize risk of ignition in HFTDs Remote GridWLDFREquipment / facility failureAggregated | WLDFR | HFTD - Distribution - Tier 2 - 4QU CoRE ¦ 1QU LoRE | Non-Red Flag Warning - Large Fires | Equipment / facility failure | Aggregated | 2032 | 2.0935e-06 | 772.1066 | 0.0016164 | 2032 | Mitigation | 0.95 | 45 | 0 | esc | 0.00097009 | 2.0308e-09 | 0.00097009 | 2.0308e-09
[79 empty] | WLDFR | HFTD - Distribution - Tier 3 - 5QU CoRE ¦ 4QU LoRE | Red Flag Warning - Small Fires | 2060 | 1.6967e-07 | 0.1099 | 0.050325 | 0.0021839 | 0.057393 | 0 | 0.00046454 | 1.8648e-08 | 0 | 1.8648e-08 | 2.2414e-07 | 4.0393e-08 | 0 | 4.0393e-08 | 6.8443e-08 | 0 | 6.8443e-08 | 3.8149e-08 | 0 | 3.8149e-08 | [17 empty] | 7.3.3.17.5 (Remote Grid) Updates to grid topology to minimize risk of ignition in HFTDs Remote GridWLDFREquipment / facility failureAggregated | WLDFR | HFTD - Distribution - Tier 2 - 4QU CoRE ¦ 1QU LoRE | Non-Red Flag Warning - Large Fires | Equipment / facility failure | Aggregated | 2033 | 2.0935e-06 | 772.1066 | 0.0016164 | 2033 | Mitigation | 0.95 | 45 | 0 | esc | 0.00097009 | 2.0308e-09 | 0.00097009 | 2.0308e-09
[79 empty] | WLDFR | HFTD - Distribution - Tier 3 - 5QU CoRE ¦ 4QU LoRE | Red Flag Warning - Small Fires | 2061 | 1.6967e-07 | 0.1099 | 0.050325 | 0.0021839 | 0.057393 | 0 | 0.00046454 | 1.8648e-08 | 0 | 1.8648e-08 | 2.2414e-07 | 4.0393e-08 | 0 | 4.0393e-08 | 6.8443e-08 | 0 | 6.8443e-08 | 3.8149e-08 | 0 | 3.8149e-08 | [17 empty] | 7.3.3.17.5 (Remote Grid) Updates to grid topology to minimize risk of ignition in HFTDs Remote GridWLDFREquipment / facility failureAggregated | WLDFR | HFTD - Distribution - Tier 2 - 4QU CoRE ¦ 1QU LoRE | Non-Red Flag Warning - Large Fires | Equipment / facility failure | Aggregated | 2034 | 2.0935e-06 | 772.1066 | 0.0016164 | 2034 | Mitigation | 0.95 | 45 | 0 | esc | 0.00097009 | 2.0308e-09 | 0.00097009 | 2.0308e-09
[79 empty] | WLDFR | HFTD - Distribution - Tier 3 - 5QU CoRE ¦ 4QU LoRE | Red Flag Warning - Small Fires | 2062 | 1.6967e-07 | 0.1099 | 0.050325 | 0.0021839 | 0.057393 | 0 | 0.00046454 | 1.8648e-08 | 0 | 1.8648e-08 | 2.2414e-07 | 4.0393e-08 | 0 | 4.0393e-08 | 6.8443e-08 | 0 | 6.8443e-08 | 3.8149e-08 | 0 | 3.8149e-08 | [17 empty] | 7.3.3.17.5 (Remote Grid) Updates to grid topology to minimize risk of ignition in HFTDs Remote GridWLDFREquipment / facility failureAggregated | WLDFR | HFTD - Distribution - Tier 2 - 4QU CoRE ¦ 1QU LoRE | Non-Red Flag Warning - Large Fires | Equipment / facility failure | Aggregated | 2035 | 2.0935e-06 | 772.1066 | 0.0016164 | 2035 | Mitigation | 0.95 | 45 | 0 | esc | 0.00097009 | 2.0308e-09 | 0.00097009 | 2.0308e-09
[79 empty] | WLDFR | HFTD - Distribution - Tier 3 - 5QU CoRE ¦ 4QU LoRE | Red Flag Warning - Small Fires | 2063 | 1.6967e-07 | 0.11504 | 0.052388 | 0.0022734 | 0.060377 | 0 | 0.00046454 | 1.9519e-08 | 0 | 1.9519e-08 | 2.3419e-07 | 4.1999e-08 | 0 | 4.1999e-08 | 7.1165e-08 | 0 | 7.1165e-08 | 3.9666e-08 | 0 | 3.9666e-08 | [17 empty] | 7.3.3.17.5 (Remote Grid) Updates to grid topology to minimize risk of ignition in HFTDs Remote GridWLDFREquipment / facility failureAggregated | WLDFR | HFTD - Distribution - Tier 2 - 4QU CoRE ¦ 1QU LoRE | Non-Red Flag Warning - Large Fires | Equipment / facility failure | Aggregated | 2036 | 2.0935e-06 | 772.1066 | 0.0016164 | 2036 | Mitigation | 0.95 | 45 | 0 | esc | 0.00097009 | 2.0308e-09 | 0.00097009 | 2.0308e-09
[79 empty] | WLDFR | HFTD - Distribution - Tier 3 - 5QU CoRE ¦ 4QU LoRE | Red Flag Warning - Small Fires | 2064 | 1.6967e-07 | 0.11504 | 0.052388 | 0.0022734 | 0.060377 | 0 | 0.00046454 | 1.9519e-08 | 0 | 1.9519e-08 | 2.3419e-07 | 4.1999e-08 | 0 | 4.1999e-08 | 7.1165e-08 | 0 | 7.1165e-08 | 3.9666e-08 | 0 | 3.9666e-08 | [17 empty] | 7.3.3.17.5 (Remote Grid) Updates to grid topology to minimize risk of ignition in HFTDs Remote GridWLDFREquipment / facility failureAggregated | WLDFR | HFTD - Distribution - Tier 2 - 4QU CoRE ¦ 1QU LoRE | Non-Red Flag Warning - Large Fires | Equipment / facility failure | Aggregated | 2037 | 2.0935e-06 | 772.1066 | 0.0016164 | 2037 | Mitigation | 0.95 | 45 | 0 | esc | 0.00097009 | 2.0308e-09 | 0.00097009 | 2.0308e-09
[79 empty] | WLDFR | HFTD - Distribution - Tier 3 - 5QU CoRE ¦ 4QU LoRE | Red Flag Warning - Small Fires | 2065 | 1.6967e-07 | 0.11504 | 0.052388 | 0.0022734 | 0.060377 | 0 | 0.00046454 | 1.9519e-08 | 0 | 1.9519e-08 | 2.3419e-07 | 4.1999e-08 | 0 | 4.1999e-08 | 7.1165e-08 | 0 | 7.1165e-08 | 3.9666e-08 | 0 | 3.9666e-08 | [17 empty] | 7.3.3.17.5 (Remote Grid) Updates to grid topology to minimize risk of ignition in HFTDs Remote GridWLDFREquipment / facility failureAggregated | WLDFR | HFTD - Distribution - Tier 2 - 4QU CoRE ¦ 1QU LoRE | Non-Red Flag Warning - Large Fires | Equipment / facility failure | Aggregated | 2038 | 2.0935e-06 | 772.1066 | 0.0016164 | 2038 | Mitigation | 0.95 | 45 | 0 | esc | 0.00097009 | 2.0308e-09 | 0.00097009 | 2.0308e-09
[79 empty] | WLDFR | HFTD - Distribution - Tier 3 - 5QU CoRE ¦ 4QU LoRE | Red Flag Warning - Small Fires | 2066 | 1.6967e-07 | 0.11504 | 0.052388 | 0.0022734 | 0.060377 | 0 | 0.00046454 | 1.9519e-08 | 0 | 1.9519e-08 | 2.3419e-07 | 4.1999e-08 | 0 | 4.1999e-08 | 7.1165e-08 | 0 | 7.1165e-08 | 3.9666e-08 | 0 | 3.9666e-08 | [17 empty] | 7.3.3.17.5 (Remote Grid) Updates to grid topology to minimize risk of ignition in HFTDs Remote GridWLDFREquipment / facility failureAggregated | WLDFR | HFTD - Distribution - Tier 2 - 4QU CoRE ¦ 1QU LoRE | Non-Red Flag Warning - Large Fires | Equipment / facility failure | Aggregated | 2039 | 2.0935e-06 | 772.1066 | 0.0016164 | 2039 | Mitigation | 0.95 | 45 | 0 | esc | 0.00097009 | 2.0308e-09 | 0.00097009 | 2.0308e-09
[79 empty] | WLDFR | HFTD - Distribution - Tier 3 - 5QU CoRE ¦ 4QU LoRE | Seismic - Non-Red Flag Warning - Catastrophic Fires | 2022 | 2.7074e-13 | 21083.8428 | 409.2237 | 13469.0878 | 7205.5313 | 0 | 7.4124e-10 | 5.7083e-09 | 0 | 5.7083e-09 | 1.9739e-07 | 4.1999e-08 | 0 | 4.1999e-08 | 7.1165e-08 | 0 | 7.1165e-08 | 3.9666e-08 | 0 | 3.9666e-08 | [17 empty] | 7.3.3.17.5 (Remote Grid) Updates to grid topology to minimize risk of ignition in HFTDs Remote GridWLDFREquipment / facility failureAggregated | WLDFR | HFTD - Distribution - Tier 2 - 4QU CoRE ¦ 1QU LoRE | Non-Red Flag Warning - Large Fires | Equipment / facility failure | Aggregated | 2040 | 2.0935e-06 | 772.1066 | 0.0016164 | 2040 | Mitigation | 0.95 | 45 | 0 | esc | 0.00097009 | 2.0308e-09 | 0.00097009 | 2.0308e-09
[79 empty] | WLDFR | HFTD - Distribution - Tier 3 - 5QU CoRE ¦ 4QU LoRE | Seismic - Non-Red Flag Warning - Catastrophic Fires | 2023 | 2.7074e-13 | 21835.9781 | 428.6023 | 13939.561 | 7467.8148 | 0 | 7.4124e-10 | 5.9119e-09 | 0 | 5.9119e-09 | 2.0462e-07 | 4.381e-08 | 0 | 4.381e-08 | 7.4234e-08 | 0 | 7.4234e-08 | 4.1376e-08 | 0 | 4.1376e-08 | [17 empty] | 7.3.3.17.5 (Remote Grid) Updates to grid topology to minimize risk of ignition in HFTDs Remote GridWLDFREquipment / facility failureAggregated | WLDFR | HFTD - Distribution - Tier 2 - 4QU CoRE ¦ 1QU LoRE | Non-Red Flag Warning - Large Fires | Equipment / facility failure | Aggregated | 2041 | 2.0935e-06 | 772.1066 | 0.0016164 | 2041 | Mitigation | 0.95 | 45 | 0 | esc | 0.00097009 | 2.0308e-09 | 0.00097009 | 2.0308e-09
[79 empty] | WLDFR | HFTD - Distribution - Tier 3 - 5QU CoRE ¦ 4QU LoRE | Seismic - Non-Red Flag Warning - Catastrophic Fires | 2024 | 2.7074e-13 | 21835.9781 | 428.6023 | 13939.561 | 7467.8148 | 0 | 7.4124e-10 | 5.9119e-09 | 0 | 5.9119e-09 | 2.0462e-07 | 4.381e-08 | 0 | 4.381e-08 | 7.4234e-08 | 0 | 7.4234e-08 | 4.1376e-08 | 0 | 4.1376e-08 | [17 empty] | 7.3.3.17.5 (Remote Grid) Updates to grid topology to minimize risk of ignition in HFTDs Remote GridWLDFREquipment / facility failureAggregated | WLDFR | HFTD - Distribution - Tier 2 - 4QU CoRE ¦ 1QU LoRE | Non-Red Flag Warning - Large Fires | Equipment / facility failure | Aggregated | 2042 | 2.0935e-06 | 772.1066 | 0.0016164 | 2042 | Mitigation | 0.95 | 45 | 0 | esc | 0.00097009 | 2.0308e-09 | 0.00097009 | 2.0308e-09
[79 empty] | WLDFR | HFTD - Distribution - Tier 3 - 5QU CoRE ¦ 4QU LoRE | Seismic - Non-Red Flag Warning - Catastrophic Fires | 2025 | 2.7074e-13 | 21835.9781 | 428.6023 | 13939.561 | 7467.8148 | 0 | 7.4124e-10 | 5.9119e-09 | 0 | 5.9119e-09 | 2.0462e-07 | 4.381e-08 | 0 | 4.381e-08 | 7.4234e-08 | 0 | 7.4234e-08 | 4.1376e-08 | 0 | 4.1376e-08 | [17 empty] | 7.3.3.17.5 (Remote Grid) Updates to grid topology to minimize risk of ignition in HFTDs Remote GridWLDFREquipment / facility failureAggregated | WLDFR | HFTD - Distribution - Tier 2 - 4QU CoRE ¦ 1QU LoRE | Non-Red Flag Warning - Large Fires | Equipment / facility failure | Aggregated | 2043 | 2.0935e-06 | 772.1066 | 0.0016164 | 2043 | Mitigation | 0.95 | 45 | 0 | esc | 0.00097009 | 2.0308e-09 | 0.00097009 | 2.0308e-09
[79 empty] | WLDFR | HFTD - Distribution - Tier 3 - 5QU CoRE ¦ 4QU LoRE | Seismic - Non-Red Flag Warning - Catastrophic Fires | 2026 | 2.7074e-13 | 21835.9781 | 428.6023 | 13939.561 | 7467.8148 | 0 | 7.4124e-10 | 5.9119e-09 | 0 | 5.9119e-09 | 2.0462e-07 | 4.381e-08 | 0 | 4.381e-08 | 7.4234e-08 | 0 | 7.4234e-08 | 4.1376e-08 | 0 | 4.1376e-08 | [17 empty] | 7.3.3.17.5 (Remote Grid) Updates to grid topology to minimize risk of ignition in HFTDs Remote GridWLDFREquipment / facility failureAggregated | WLDFR | HFTD - Distribution - Tier 2 - 4QU CoRE ¦ 1QU LoRE | Non-Red Flag Warning - Large Fires | Equipment / facility failure | Aggregated | 2044 | 2.0935e-06 | 772.1066 | 0.0016164 | 2044 | Mitigation | 0.95 | 45 | 0 | esc | 0.00097009 | 2.0308e-09 | 0.00097009 | 2.0308e-09
[79 empty] | WLDFR | HFTD - Distribution - Tier 3 - 5QU CoRE ¦ 4QU LoRE | Seismic - Non-Red Flag Warning - Catastrophic Fires | 2027 | 2.7074e-13 | 21835.9781 | 428.6023 | 13939.561 | 7467.8148 | 0 | 7.4124e-10 | 5.9119e-09 | 0 | 5.9119e-09 | 2.0462e-07 | 4.381e-08 | 0 | 4.381e-08 | 7.4234e-08 | 0 | 7.4234e-08 | 4.1376e-08 | 0 | 4.1376e-08 | [17 empty] | 7.3.3.17.5 (Remote Grid) Updates to grid topology to minimize risk of ignition in HFTDs Remote GridWLDFREquipment / facility failureAggregated | WLDFR | HFTD - Distribution - Tier 2 - 4QU CoRE ¦ 1QU LoRE | Non-Red Flag Warning - Large Fires | Equipment / facility failure | Aggregated | 2045 | 2.0935e-06 | 772.1066 | 0.0016164 | 2045 | Mitigation | 0.95 | 45 | 0 | esc | 0.00097009 | 2.0308e-09 | 0.00097009 | 2.0308e-09
[79 empty] | WLDFR | HFTD - Distribution - Tier 3 - 5QU CoRE ¦ 4QU LoRE | Seismic - Non-Red Flag Warning - Catastrophic Fires | 2028 | 2.7074e-13 | 22783.187 | 453.261 | 14531.3357 | 7798.5904 | 0 | 7.4124e-10 | 6.1683e-09 | 0 | 6.1683e-09 | 2.1374e-07 | 4.5806e-08 | 0 | 4.5806e-08 | 7.7615e-08 | 0 | 7.7615e-08 | 4.3261e-08 | 0 | 4.3261e-08 | [17 empty] | 7.3.3.17.5 (Remote Grid) Updates to grid topology to minimize risk of ignition in HFTDs Remote GridWLDFREquipment / facility failureAggregated | WLDFR | HFTD - Distribution - Tier 2 - 4QU CoRE ¦ 1QU LoRE | Non-Red Flag Warning - Large Fires | Equipment / facility failure | Aggregated | 2046 | 2.0935e-06 | 772.1066 | 0.0016164 | 2046 | Mitigation | 0.95 | 45 | 0 | esc | 0.00097009 | 2.0308e-09 | 0.00097009 | 2.0308e-09
[79 empty] | WLDFR | HFTD - Distribution - Tier 3 - 5QU CoRE ¦ 4QU LoRE | Seismic - Non-Red Flag Warning - Catastrophic Fires | 2029 | 2.7074e-13 | 22783.187 | 453.261 | 14531.3357 | 7798.5904 | 0 | 7.4124e-10 | 6.1683e-09 | 0 | 6.1683e-09 | 2.1374e-07 | 4.5806e-08 | 0 | 4.5806e-08 | 7.7615e-08 | 0 | 7.7615e-08 | 4.3261e-08 | 0 | 4.3261e-08 | [17 empty] | 7.3.3.17.5 (Remote Grid) Updates to grid topology to minimize risk of ignition in HFTDs Remote GridWLDFREquipment / facility failureAggregated | WLDFR | HFTD - Distribution - Tier 2 - 4QU CoRE ¦ 1QU LoRE | Non-Red Flag Warning - Large Fires | Equipment / facility failure | Aggregated | 2047 | 2.0935e-06 | 772.1066 | 0.0016164 | 2047 | Mitigation | 0.95 | 45 | 0 | esc | 0.00097009 | 2.0308e-09 | 0.00097009 | 2.0308e-09
[79 empty] | WLDFR | HFTD - Distribution - Tier 3 - 5QU CoRE ¦ 4QU LoRE | Seismic - Non-Red Flag Warning - Catastrophic Fires | 2030 | 2.7074e-13 | 22783.187 | 453.261 | 14531.3357 | 7798.5904 | 0 | 7.4124e-10 | 6.1683e-09 | 0 | 6.1683e-09 | 2.1374e-07 | 4.5806e-08 | 0 | 4.5806e-08 | 7.7615e-08 | 0 | 7.7615e-08 | 4.3261e-08 | 0 | 4.3261e-08 | [17 empty] | 7.3.3.17.5 (Remote Grid) Updates to grid topology to minimize risk of ignition in HFTDs Remote GridWLDFREquipment / facility failureAggregated | WLDFR | HFTD - Distribution - Tier 2 - 4QU CoRE ¦ 1QU LoRE | Non-Red Flag Warning - Large Fires | Equipment / facility failure | Aggregated | 2048 | 2.0935e-06 | 772.1066 | 0.0016164 | 2048 | Mitigation | 0.95 | 45 | 0 | esc | 0.00097009 | 2.0308e-09 | 0.00097009 | 2.0308e-09
[79 empty] | WLDFR | HFTD - Distribution - Tier 3 - 5QU CoRE ¦ 4QU LoRE | Seismic - Non-Red Flag Warning - Catastrophic Fires | 2031 | 2.7074e-13 | 22783.187 | 453.261 | 14531.3357 | 7798.5904 | 0 | 7.4124e-10 | 6.1683e-09 | 0 | 6.1683e-09 | 2.1374e-07 | 4.5806e-08 | 0 | 4.5806e-08 | 7.7615e-08 | 0 | 7.7615e-08 | 4.3261e-08 | 0 | 4.3261e-08 | [17 empty] | 7.3.3.17.5 (Remote Grid) Updates to grid topology to minimize risk of ignition in HFTDs Remote GridWLDFREquipment / facility failureAggregated | WLDFR | HFTD - Distribution - Tier 2 - 4QU CoRE ¦ 1QU LoRE | Non-Red Flag Warning - Large Fires | Equipment / facility failure | Aggregated | 2049 | 2.0935e-06 | 772.1066 | 0.0016164 | 2049 | Mitigation | 0.95 | 45 | 0 | esc | 0.00097009 | 2.0308e-09 | 0.00097009 | 2.0308e-09
[79 empty] | WLDFR | HFTD - Distribution - Tier 3 - 5QU CoRE ¦ 4QU LoRE | Seismic - Non-Red Flag Warning - Catastrophic Fires | 2032 | 2.7074e-13 | 22783.187 | 453.261 | 14531.3357 | 7798.5904 | 0 | 7.4124e-10 | 6.1683e-09 | 0 | 6.1683e-09 | 2.1374e-07 | 4.5806e-08 | 0 | 4.5806e-08 | 7.7615e-08 | 0 | 7.7615e-08 | 4.3261e-08 | 0 | 4.3261e-08 | [17 empty] | 7.3.3.17.5 (Remote Grid) Updates to grid topology to minimize risk of ignition in HFTDs Remote GridWLDFREquipment / facility failureAggregated | WLDFR | HFTD - Distribution - Tier 2 - 4QU CoRE ¦ 1QU LoRE | Non-Red Flag Warning - Large Fires | Equipment / facility failure | Aggregated | 2050 | 2.0935e-06 | 772.1066 | 0.0016164 | 2050 | Mitigation | 0.95 | 45 | 0 | esc | 0.00097009 | 2.0308e-09 | 0.00097009 | 2.0308e-09
[79 empty] | WLDFR | HFTD - Distribution - Tier 3 - 5QU CoRE ¦ 4QU LoRE | Seismic - Non-Red Flag Warning - Catastrophic Fires | 2033 | 2.7074e-13 | 23835.2641 | 480.9649 | 15187.7294 | 8166.5698 | 0 | 7.4124e-10 | 6.4532e-09 | 0 | 6.4532e-09 | 2.2387e-07 | 4.7967e-08 | 0 | 4.7967e-08 | 8.1277e-08 | 0 | 8.1277e-08 | 4.5302e-08 | 0 | 4.5302e-08 | [17 empty] | 7.3.3.17.5 (Remote Grid) Updates to grid topology to minimize risk of ignition in HFTDs Remote GridWLDFREquipment / facility failureAggregated | WLDFR | HFTD - Distribution - Tier 2 - 4QU CoRE ¦ 1QU LoRE | Non-Red Flag Warning - Large Fires | Equipment / facility failure | Aggregated | 2051 | 2.0935e-06 | 772.1066 | 0.0016164 | 2051 | Mitigation | 0.95 | 45 | 0 | esc | 0.00097009 | 2.0308e-09 | 0.00097009 | 2.0308e-09
[79 empty] | WLDFR | HFTD - Distribution - Tier 3 - 5QU CoRE ¦ 4QU LoRE | Seismic - Non-Red Flag Warning - Catastrophic Fires | 2034 | 2.7074e-13 | 23835.2641 | 480.9649 | 15187.7294 | 8166.5698 | 0 | 7.4124e-10 | 6.4532e-09 | 0 | 6.4532e-09 | 2.2387e-07 | 4.7967e-08 | 0 | 4.7967e-08 | 8.1277e-08 | 0 | 8.1277e-08 | 4.5302e-08 | 0 | 4.5302e-08 | [17 empty] | 7.3.3.17.5 (Remote Grid) Updates to grid topology to minimize risk of ignition in HFTDs Remote GridWLDFREquipment / facility failureAggregated | WLDFR | HFTD - Distribution - Tier 2 - 4QU CoRE ¦ 1QU LoRE | Non-Red Flag Warning - Large Fires | Equipment / facility failure | Aggregated | 2052 | 2.0935e-06 | 772.1066 | 0.0016164 | 2052 | Mitigation | 0.95 | 45 | 0 | esc | 0.00097009 | 2.0308e-09 | 0.00097009 | 2.0308e-09
[79 empty] | WLDFR | HFTD - Distribution - Tier 3 - 5QU CoRE ¦ 4QU LoRE | Seismic - Non-Red Flag Warning - Catastrophic Fires | 2035 | 2.7074e-13 | 23835.2641 | 480.9649 | 15187.7294 | 8166.5698 | 0 | 7.4124e-10 | 6.4532e-09 | 0 | 6.4532e-09 | 2.2387e-07 | 4.7967e-08 | 0 | 4.7967e-08 | 8.1277e-08 | 0 | 8.1277e-08 | 4.5302e-08 | 0 | 4.5302e-08 | [17 empty] | 7.3.3.17.5 (Remote Grid) Updates to grid topology to minimize risk of ignition in HFTDs Remote GridWLDFREquipment / facility failureAggregated | WLDFR | HFTD - Distribution - Tier 2 - 4QU CoRE ¦ 1QU LoRE | Non-Red Flag Warning - Large Fires | Equipment / facility failure | Aggregated | 2053 | 2.0935e-06 | 772.1066 | 0.0016164 | 2053 | Mitigation | 0.95 | 45 | 0 | esc | 0.00097009 | 2.0308e-09 | 0.00097009 | 2.0308e-09
[79 empty] | WLDFR | HFTD - Distribution - Tier 3 - 5QU CoRE ¦ 4QU LoRE | Seismic - Non-Red Flag Warning - Catastrophic Fires | 2036 | 2.7074e-13 | 23835.2641 | 480.9649 | 15187.7294 | 8166.5698 | 0 | 7.4124e-10 | 6.4532e-09 | 0 | 6.4532e-09 | 2.2387e-07 | 4.7967e-08 | 0 | 4.7967e-08 | 8.1277e-08 | 0 | 8.1277e-08 | 4.5302e-08 | 0 | 4.5302e-08 | [17 empty] | 7.3.3.17.5 (Remote Grid) Updates to grid topology to minimize risk of ignition in HFTDs Remote GridWLDFREquipment / facility failureAggregated | WLDFR | HFTD - Distribution - Tier 2 - 4QU CoRE ¦ 1QU LoRE | Non-Red Flag Warning - Large Fires | Equipment / facility failure | Aggregated | 2054 | 2.0935e-06 | 772.1066 | 0.0016164 | 2054 | Mitigation | 0.95 | 45 | 0 | esc | 0.00097009 | 2.0308e-09 | 0.00097009 | 2.0308e-09
[79 empty] | WLDFR | HFTD - Distribution - Tier 3 - 5QU CoRE ¦ 4QU LoRE | Seismic - Non-Red Flag Warning - Catastrophic Fires | 2037 | 2.7074e-13 | 23835.2641 | 480.9649 | 15187.7294 | 8166.5698 | 0 | 7.4124e-10 | 6.4532e-09 | 0 | 6.4532e-09 | 2.2387e-07 | 4.7967e-08 | 0 | 4.7967e-08 | 8.1277e-08 | 0 | 8.1277e-08 | 4.5302e-08 | 0 | 4.5302e-08 | [17 empty] | 7.3.3.17.5 (Remote Grid) Updates to grid topology to minimize risk of ignition in HFTDs Remote GridWLDFREquipment / facility failureAggregated | WLDFR | HFTD - Distribution - Tier 2 - 4QU CoRE ¦ 1QU LoRE | Non-Red Flag Warning - Large Fires | Equipment / facility failure | Aggregated | 2055 | 2.0935e-06 | 772.1066 | 0.0016164 | 2055 | Mitigation | 0.95 | 45 | 0 | esc | 0.00097009 | 2.0308e-09 | 0.00097009 | 2.0308e-09
[79 empty] | WLDFR | HFTD - Distribution - Tier 3 - 5QU CoRE ¦ 4QU LoRE | Seismic - Non-Red Flag Warning - Catastrophic Fires | 2038 | 2.7074e-13 | 24976.6418 | 511.3745 | 15898.8237 | 8566.4437 | 0 | 7.4124e-10 | 6.7622e-09 | 0 | 6.7622e-09 | 2.3487e-07 | 5.027e-08 | 0 | 5.027e-08 | 8.518e-08 | 0 | 8.518e-08 | 4.7478e-08 | 0 | 4.7478e-08 | [17 empty] | 7.3.3.17.5 (Remote Grid) Updates to grid topology to minimize risk of ignition in HFTDs Remote GridWLDFREquipment / facility failureAggregated | WLDFR | HFTD - Distribution - Tier 2 - 4QU CoRE ¦ 1QU LoRE | Non-Red Flag Warning - Large Fires | Equipment / facility failure | Aggregated | 2056 | 2.0935e-06 | 772.1066 | 0.0016164 | 2056 | Mitigation | 0.95 | 45 | 0 | esc | 0.00097009 | 2.0308e-09 | 0.00097009 | 2.0308e-09
[79 empty] | WLDFR | HFTD - Distribution - Tier 3 - 5QU CoRE ¦ 4QU LoRE | Seismic - Non-Red Flag Warning - Catastrophic Fires | 2039 | 2.7074e-13 | 24976.6418 | 511.3745 | 15898.8237 | 8566.4437 | 0 | 7.4124e-10 | 6.7622e-09 | 0 | 6.7622e-09 | 2.3487e-07 | 5.027e-08 | 0 | 5.027e-08 | 8.518e-08 | 0 | 8.518e-08 | 4.7478e-08 | 0 | 4.7478e-08 | [17 empty] | 7.3.3.17.5 (Remote Grid) Updates to grid topology to minimize risk of ignition in HFTDs Remote GridWLDFREquipment / facility failureAggregated | WLDFR | HFTD - Distribution - Tier 2 - 4QU CoRE ¦ 1QU LoRE | Non-Red Flag Warning - Large Fires | Equipment / facility failure | Aggregated | 2057 | 2.0935e-06 | 772.1066 | 0.0016164 | 2057 | Mitigation | 0.95 | 45 | 0 | esc | 0.00097009 | 2.0308e-09 | 0.00097009 | 2.0308e-09
[79 empty] | WLDFR | HFTD - Distribution - Tier 3 - 5QU CoRE ¦ 4QU LoRE | Seismic - Non-Red Flag Warning - Catastrophic Fires | 2040 | 2.7074e-13 | 24976.6418 | 511.3745 | 15898.8237 | 8566.4437 | 0 | 7.4124e-10 | 6.7622e-09 | 0 | 6.7622e-09 | 2.3487e-07 | 5.027e-08 | 0 | 5.027e-08 | 8.518e-08 | 0 | 8.518e-08 | 4.7478e-08 | 0 | 4.7478e-08 | [17 empty] | 7.3.3.17.5 (Remote Grid) Updates to grid topology to minimize risk of ignition in HFTDs Remote GridWLDFREquipment / facility failureAggregated | WLDFR | HFTD - Distribution - Tier 2 - 4QU CoRE ¦ 1QU LoRE | Non-Red Flag Warning - Large Fires | Equipment / facility failure | Aggregated | 2058 | 2.0935e-06 | 772.1066 | 0.0016164 | 2058 | Mitigation | 0.95 | 45 | 0 | esc | 0.00097009 | 2.0308e-09 | 0.00097009 | 2.0308e-09
[79 empty] | WLDFR | HFTD - Distribution - Tier 3 - 5QU CoRE ¦ 4QU LoRE | Seismic - Non-Red Flag Warning - Catastrophic Fires | 2041 | 2.7074e-13 | 24976.6418 | 511.3745 | 15898.8237 | 8566.4437 | 0 | 7.4124e-10 | 6.7622e-09 | 0 | 6.7622e-09 | 2.3487e-07 | 5.027e-08 | 0 | 5.027e-08 | 8.518e-08 | 0 | 8.518e-08 | 4.7478e-08 | 0 | 4.7478e-08 | [17 empty] | 7.3.3.17.5 (Remote Grid) Updates to grid topology to minimize risk of ignition in HFTDs Remote GridWLDFREquipment / facility failureAggregated | WLDFR | HFTD - Distribution - Tier 2 - 4QU CoRE ¦ 1QU LoRE | Non-Red Flag Warning - Large Fires | Equipment / facility failure | Aggregated | 2059 | 2.0935e-06 | 772.1066 | 0.0016164 | 2059 | Mitigation | 0.95 | 45 | 0 | esc | 0.00097009 | 2.0308e-09 | 0.00097009 | 2.0308e-09
[79 empty] | WLDFR | HFTD - Distribution - Tier 3 - 5QU CoRE ¦ 4QU LoRE | Seismic - Non-Red Flag Warning - Catastrophic Fires | 2042 | 2.7074e-13 | 24976.6418 | 511.3745 | 15898.8237 | 8566.4437 | 0 | 7.4124e-10 | 6.7622e-09 | 0 | 6.7622e-09 | 2.3487e-07 | 5.027e-08 | 0 | 5.027e-08 | 8.518e-08 | 0 | 8.518e-08 | 4.7478e-08 | 0 | 4.7478e-08 | [17 empty] | 7.3.3.17.5 (Remote Grid) Updates to grid topology to minimize risk of ignition in HFTDs Remote GridWLDFREquipment / facility failureAggregated | WLDFR | HFTD - Distribution - Tier 2 - 4QU CoRE ¦ 1QU LoRE | Non-Red Flag Warning - Large Fires | Equipment / facility failure | Aggregated | 2060 | 2.0935e-06 | 772.1066 | 0.0016164 | 2060 | Mitigation | 0.95 | 45 | 0 | esc | 0.00097009 | 2.0308e-09 | 0.00097009 | 2.0308e-09
[79 empty] | WLDFR | HFTD - Distribution - Tier 3 - 5QU CoRE ¦ 4QU LoRE | Seismic - Non-Red Flag Warning - Catastrophic Fires | 2043 | 2.7074e-13 | 26191.7278 | 544.1291 | 16654.7414 | 8992.8573 | 0 | 7.4124e-10 | 7.0912e-09 | 0 | 7.0912e-09 | 2.4659e-07 | 5.2693e-08 | 0 | 5.2693e-08 | 8.9286e-08 | 0 | 8.9286e-08 | 4.9766e-08 | 0 | 4.9766e-08 | [17 empty] | 7.3.3.17.5 (Remote Grid) Updates to grid topology to minimize risk of ignition in HFTDs Remote GridWLDFREquipment / facility failureAggregated | WLDFR | HFTD - Distribution - Tier 2 - 4QU CoRE ¦ 1QU LoRE | Non-Red Flag Warning - Large Fires | Equipment / facility failure | Aggregated | 2061 | 2.0935e-06 | 772.1066 | 0.0016164 | 2061 | Mitigation | 0.95 | 45 | 0 | esc | 0.00097009 | 2.0308e-09 | 0.00097009 | 2.0308e-09
[79 empty] | WLDFR | HFTD - Distribution - Tier 3 - 5QU CoRE ¦ 4QU LoRE | Seismic - Non-Red Flag Warning - Catastrophic Fires | 2044 | 2.7074e-13 | 26191.7278 | 544.1291 | 16654.7414 | 8992.8573 | 0 | 7.4124e-10 | 7.0912e-09 | 0 | 7.0912e-09 | 2.4659e-07 | 5.2693e-08 | 0 | 5.2693e-08 | 8.9286e-08 | 0 | 8.9286e-08 | 4.9766e-08 | 0 | 4.9766e-08 | [17 empty] | 7.3.3.17.5 (Remote Grid) Updates to grid topology to minimize risk of ignition in HFTDs Remote GridWLDFREquipment / facility failureAggregated | WLDFR | HFTD - Distribution - Tier 2 - 4QU CoRE ¦ 1QU LoRE | Non-Red Flag Warning - Large Fires | Equipment / facility failure | Aggregated | 2062 | 2.0935e-06 | 772.1066 | 0.0016164 | 2062 | Mitigation | 0.95 | 45 | 0 | esc | 0.00097009 | 2.0308e-09 | 0.00097009 | 2.0308e-09
[79 empty] | WLDFR | HFTD - Distribution - Tier 3 - 5QU CoRE ¦ 4QU LoRE | Seismic - Non-Red Flag Warning - Catastrophic Fires | 2045 | 2.7074e-13 | 26191.7278 | 544.1291 | 16654.7414 | 8992.8573 | 0 | 7.4124e-10 | 7.0912e-09 | 0 | 7.0912e-09 | 2.4659e-07 | 5.2693e-08 | 0 | 5.2693e-08 | 8.9286e-08 | 0 | 8.9286e-08 | 4.9766e-08 | 0 | 4.9766e-08 | [17 empty] | 7.3.3.17.5 (Remote Grid) Updates to grid topology to minimize risk of ignition in HFTDs Remote GridWLDFREquipment / facility failureAggregated | WLDFR | HFTD - Distribution - Tier 2 - 4QU CoRE ¦ 1QU LoRE | Non-Red Flag Warning - Large Fires | Equipment / facility failure | Aggregated | 2063 | 2.0935e-06 | 772.1066 | 0.0016164 | 2063 | Mitigation | 0.95 | 45 | 0 | esc | 0.00097009 | 2.0308e-09 | 0.00097009 | 2.0308e-09
[79 empty] | WLDFR | HFTD - Distribution - Tier 3 - 5QU CoRE ¦ 4QU LoRE | Seismic - Non-Red Flag Warning - Catastrophic Fires | 2046 | 2.7074e-13 | 26191.7278 | 544.1291 | 16654.7414 | 8992.8573 | 0 | 7.4124e-10 | 7.0912e-09 | 0 | 7.0912e-09 | 2.4659e-07 | 5.2693e-08 | 0 | 5.2693e-08 | 8.9286e-08 | 0 | 8.9286e-08 | 4.9766e-08 | 0 | 4.9766e-08 | [17 empty] | 7.3.3.17.5 (Remote Grid) Updates to grid topology to minimize risk of ignition in HFTDs Remote GridWLDFREquipment / facility failureAggregated | WLDFR | HFTD - Distribution - Tier 2 - 4QU CoRE ¦ 1QU LoRE | Non-Red Flag Warning - Large Fires | Equipment / facility failure | Aggregated | 2064 | 2.0935e-06 | 772.1066 | 0.0016164 | 2064 | Mitigation | 0.95 | 45 | 0 | esc | 0.00097009 | 2.0308e-09 | 0.00097009 | 2.0308e-09
[79 empty] | WLDFR | HFTD - Distribution - Tier 3 - 5QU CoRE ¦ 4QU LoRE | Seismic - Non-Red Flag Warning - Catastrophic Fires | 2047 | 2.7074e-13 | 26191.7278 | 544.1291 | 16654.7414 | 8992.8573 | 0 | 7.4124e-10 | 7.0912e-09 | 0 | 7.0912e-09 | 2.4659e-07 | 5.2693e-08 | 0 | 5.2693e-08 | 8.9286e-08 | 0 | 8.9286e-08 | 4.9766e-08 | 0 | 4.9766e-08 | [17 empty] | 7.3.3.17.5 (Remote Grid) Updates to grid topology to minimize risk of ignition in HFTDs Remote GridWLDFREquipment / facility failureAggregated | WLDFR | HFTD - Distribution - Tier 2 - 4QU CoRE ¦ 1QU LoRE | Non-Red Flag Warning - Large Fires | Equipment / facility failure | Aggregated | 2065 | 2.0935e-06 | 772.1066 | 0.0016164 | 2065 | Mitigation | 0.95 | 45 | 0 | esc | 0.00097009 | 2.0308e-09 | 0.00097009 | 2.0308e-09
[79 empty] | WLDFR | HFTD - Distribution - Tier 3 - 5QU CoRE ¦ 4QU LoRE | Seismic - Non-Red Flag Warning - Catastrophic Fires | 2048 | 2.7074e-13 | 27464.7227 | 578.8407 | 17445.538 | 9440.3441 | 0 | 7.4124e-10 | 7.4358e-09 | 0 | 7.4358e-09 | 2.5887e-07 | 5.5209e-08 | 0 | 5.5209e-08 | 9.3548e-08 | 0 | 9.3548e-08 | 5.2142e-08 | 0 | 5.2142e-08 | [17 empty] | 7.3.3.17.5 (Remote Grid) Updates to grid topology to minimize risk of ignition in HFTDs Remote GridWLDFREquipment / facility failureAggregated | WLDFR | HFTD - Distribution - Tier 2 - 4QU CoRE ¦ 1QU LoRE | Non-Red Flag Warning - Large Fires | Equipment / facility failure | Aggregated | 2066 | 2.0935e-06 | 772.1066 | 0.0016164 | 2066 | Mitigation | 0.95 | 45 | 0 | esc | 0.00097009 | 2.0308e-09 | 0.00097009 | 2.0308e-09
[79 empty] | WLDFR | HFTD - Distribution - Tier 3 - 5QU CoRE ¦ 4QU LoRE | Seismic - Non-Red Flag Warning - Catastrophic Fires | 2049 | 2.7074e-13 | 27464.7227 | 578.8407 | 17445.538 | 9440.3441 | 0 | 7.4124e-10 | 7.4358e-09 | 0 | 7.4358e-09 | 2.5887e-07 | 5.5209e-08 | 0 | 5.5209e-08 | 9.3548e-08 | 0 | 9.3548e-08 | 5.2142e-08 | 0 | 5.2142e-08 | [17 empty] | 7.3.3.17.5 (Remote Grid) Updates to grid topology to minimize risk of ignition in HFTDs Remote GridWLDFREquipment / facility failureAggregated | WLDFR | HFTD - Distribution - Tier 2 - 4QU CoRE ¦ 1QU LoRE | Non-Red Flag Warning - Large Fires | Equipment / facility failure | Aggregated | 2067 | 2.0935e-06 | 772.1066 | 0.0016164 | 2067 | Mitigation | 0.95 | 45 | 0 | esc | 0 | 0 | 0.00097009 | 2.0308e-09
[79 empty] | WLDFR | HFTD - Distribution - Tier 3 - 5QU CoRE ¦ 4QU LoRE | Seismic - Non-Red Flag Warning - Catastrophic Fires | 2050 | 2.7074e-13 | 27464.7227 | 578.8407 | 17445.538 | 9440.3441 | 0 | 7.4124e-10 | 7.4358e-09 | 0 | 7.4358e-09 | 2.5887e-07 | 5.5209e-08 | 0 | 5.5209e-08 | 9.3548e-08 | 0 | 9.3548e-08 | 5.2142e-08 | 0 | 5.2142e-08 | [17 empty] | 7.3.3.17.5 (Remote Grid) Updates to grid topology to minimize risk of ignition in HFTDs Remote GridWLDFRVegetation ContactAggregated | WLDFR | HFTD - Distribution - Tier 2 - 4QU CoRE ¦ 1QU LoRE | Non-Red Flag Warning - Large Fires | Vegetation Contact | Aggregated | 2022 | 1.3387e-05 | 772.1066 | 0.010336 | 2022 | Mitigation | 0.95 | 45 | 0 | esc | 0.00097009 | 1.2987e-08 | 0 | 0
[79 empty] | WLDFR | HFTD - Distribution - Tier 3 - 5QU CoRE ¦ 4QU LoRE | Seismic - Non-Red Flag Warning - Catastrophic Fires | 2051 | 2.7074e-13 | 27464.7227 | 578.8407 | 17445.538 | 9440.3441 | 0 | 7.4124e-10 | 7.4358e-09 | 0 | 7.4358e-09 | 2.5887e-07 | 5.5209e-08 | 0 | 5.5209e-08 | 9.3548e-08 | 0 | 9.3548e-08 | 5.2142e-08 | 0 | 5.2142e-08 | [17 empty] | 7.3.3.17.5 (Remote Grid) Updates to grid topology to minimize risk of ignition in HFTDs Remote GridWLDFRVegetation ContactAggregated | WLDFR | HFTD - Distribution - Tier 2 - 4QU CoRE ¦ 1QU LoRE | Non-Red Flag Warning - Large Fires | Vegetation Contact | Aggregated | 2023 | 1.3387e-05 | 772.1066 | 0.010336 | 2023 | Mitigation | 0.95 | 45 | 0 | esc | 0.00097009 | 1.2987e-08 | 0.00097009 | 1.2987e-08
[79 empty] | WLDFR | HFTD - Distribution - Tier 3 - 5QU CoRE ¦ 4QU LoRE | Seismic - Non-Red Flag Warning - Catastrophic Fires | 2052 | 2.7074e-13 | 27464.7227 | 578.8407 | 17445.538 | 9440.3441 | 0 | 7.4124e-10 | 7.4358e-09 | 0 | 7.4358e-09 | 2.5887e-07 | 5.5209e-08 | 0 | 5.5209e-08 | 9.3548e-08 | 0 | 9.3548e-08 | 5.2142e-08 | 0 | 5.2142e-08 | [17 empty] | 7.3.3.17.5 (Remote Grid) Updates to grid topology to minimize risk of ignition in HFTDs Remote GridWLDFRVegetation ContactAggregated | WLDFR | HFTD - Distribution - Tier 2 - 4QU CoRE ¦ 1QU LoRE | Non-Red Flag Warning - Large Fires | Vegetation Contact | Aggregated | 2024 | 1.3387e-05 | 772.1066 | 0.010336 | 2024 | Mitigation | 0.95 | 45 | 0 | esc | 0.00097009 | 1.2987e-08 | 0.00097009 | 1.2987e-08
[79 empty] | WLDFR | HFTD - Distribution - Tier 3 - 5QU CoRE ¦ 4QU LoRE | Seismic - Non-Red Flag Warning - Catastrophic Fires | 2053 | 2.7074e-13 | 28779.6694 | 615.0952 | 18261.2327 | 9903.3415 | 0 | 7.4124e-10 | 7.7918e-09 | 0 | 7.7918e-09 | 2.7156e-07 | 5.7789e-08 | 0 | 5.7789e-08 | 9.792e-08 | 0 | 9.792e-08 | 5.4578e-08 | 0 | 5.4578e-08 | [17 empty] | 7.3.3.17.5 (Remote Grid) Updates to grid topology to minimize risk of ignition in HFTDs Remote GridWLDFRVegetation ContactAggregated | WLDFR | HFTD - Distribution - Tier 2 - 4QU CoRE ¦ 1QU LoRE | Non-Red Flag Warning - Large Fires | Vegetation Contact | Aggregated | 2025 | 1.3387e-05 | 772.1066 | 0.010336 | 2025 | Mitigation | 0.95 | 45 | 0 | esc | 0.00097009 | 1.2987e-08 | 0.00097009 | 1.2987e-08
[79 empty] | WLDFR | HFTD - Distribution - Tier 3 - 5QU CoRE ¦ 4QU LoRE | Seismic - Non-Red Flag Warning - Catastrophic Fires | 2054 | 2.7074e-13 | 28779.6694 | 615.0952 | 18261.2327 | 9903.3415 | 0 | 7.4124e-10 | 7.7918e-09 | 0 | 7.7918e-09 | 2.7156e-07 | 5.7789e-08 | 0 | 5.7789e-08 | 9.792e-08 | 0 | 9.792e-08 | 5.4578e-08 | 0 | 5.4578e-08 | [17 empty] | 7.3.3.17.5 (Remote Grid) Updates to grid topology to minimize risk of ignition in HFTDs Remote GridWLDFRVegetation ContactAggregated | WLDFR | HFTD - Distribution - Tier 2 - 4QU CoRE ¦ 1QU LoRE | Non-Red Flag Warning - Large Fires | Vegetation Contact | Aggregated | 2026 | 1.3387e-05 | 772.1066 | 0.010336 | 2026 | Mitigation | 0.95 | 45 | 0 | esc | 0.00097009 | 1.2987e-08 | 0.00097009 | 1.2987e-08
[79 empty] | WLDFR | HFTD - Distribution - Tier 3 - 5QU CoRE ¦ 4QU LoRE | Seismic - Non-Red Flag Warning - Catastrophic Fires | 2055 | 2.7074e-13 | 28779.6694 | 615.0952 | 18261.2327 | 9903.3415 | 0 | 7.4124e-10 | 7.7918e-09 | 0 | 7.7918e-09 | 2.7156e-07 | 5.7789e-08 | 0 | 5.7789e-08 | 9.792e-08 | 0 | 9.792e-08 | 5.4578e-08 | 0 | 5.4578e-08 | [17 empty] | 7.3.3.17.5 (Remote Grid) Updates to grid topology to minimize risk of ignition in HFTDs Remote GridWLDFRVegetation ContactAggregated | WLDFR | HFTD - Distribution - Tier 2 - 4QU CoRE ¦ 1QU LoRE | Non-Red Flag Warning - Large Fires | Vegetation Contact | Aggregated | 2027 | 1.3387e-05 | 772.1066 | 0.010336 | 2027 | Mitigation | 0.95 | 45 | 0 | esc | 0.00097009 | 1.2987e-08 | 0.00097009 | 1.2987e-08
[79 empty] | WLDFR | HFTD - Distribution - Tier 3 - 5QU CoRE ¦ 4QU LoRE | Seismic - Non-Red Flag Warning - Catastrophic Fires | 2056 | 2.7074e-13 | 28779.6694 | 615.0952 | 18261.2327 | 9903.3415 | 0 | 7.4124e-10 | 7.7918e-09 | 0 | 7.7918e-09 | 2.7156e-07 | 0 | 0 | 0 | 9.792e-08 | 0 | 9.792e-08 | 5.4578e-08 | 0 | 5.4578e-08 | [17 empty] | 7.3.3.17.5 (Remote Grid) Updates to grid topology to minimize risk of ignition in HFTDs Remote GridWLDFRVegetation ContactAggregated | WLDFR | HFTD - Distribution - Tier 2 - 4QU CoRE ¦ 1QU LoRE | Non-Red Flag Warning - Large Fires | Vegetation Contact | Aggregated | 2028 | 1.3387e-05 | 772.1066 | 0.010336 | 2028 | Mitigation | 0.95 | 45 | 0 | esc | 0.00097009 | 1.2987e-08 | 0.00097009 | 1.2987e-08
[79 empty] | WLDFR | HFTD - Distribution - Tier 3 - 5QU CoRE ¦ 4QU LoRE | Seismic - Non-Red Flag Warning - Catastrophic Fires | 2057 | 2.7074e-13 | 28779.6694 | 615.0952 | 18261.2327 | 9903.3415 | 0 | 7.4124e-10 | 7.7918e-09 | 0 | 7.7918e-09 | 2.7156e-07 | 0 | 0 | 0 | 0 | 0 | 0 | 5.4578e-08 | 0 | 5.4578e-08 | [17 empty] | 7.3.3.17.5 (Remote Grid) Updates to grid topology to minimize risk of ignition in HFTDs Remote GridWLDFRVegetation ContactAggregated | WLDFR | HFTD - Distribution - Tier 2 - 4QU CoRE ¦ 1QU LoRE | Non-Red Flag Warning - Large Fires | Vegetation Contact | Aggregated | 2029 | 1.3387e-05 | 772.1066 | 0.010336 | 2029 | Mitigation | 0.95 | 45 | 0 | esc | 0.00097009 | 1.2987e-08 | 0.00097009 | 1.2987e-08
[79 empty] | WLDFR | HFTD - Distribution - Tier 3 - 5QU CoRE ¦ 4QU LoRE | Seismic - Non-Red Flag Warning - Catastrophic Fires | 2058 | 2.7074e-13 | 30120.5761 | 652.457 | 19091.8834 | 10376.2358 | 0 | 7.4124e-10 | 8.1549e-09 | 0 | 8.1549e-09 | 2.8452e-07 | 7.8031e-09 | 0 | 7.8031e-09 | 0 | 0 | 0 | 0 | 0 | 0 | [17 empty] | 7.3.3.17.5 (Remote Grid) Updates to grid topology to minimize risk of ignition in HFTDs Remote GridWLDFRVegetation ContactAggregated | WLDFR | HFTD - Distribution - Tier 2 - 4QU CoRE ¦ 1QU LoRE | Non-Red Flag Warning - Large Fires | Vegetation Contact | Aggregated | 2030 | 1.3387e-05 | 772.1066 | 0.010336 | 2030 | Mitigation | 0.95 | 45 | 0 | esc | 0.00097009 | 1.2987e-08 | 0.00097009 | 1.2987e-08
[79 empty] | WLDFR | HFTD - Distribution - Tier 3 - 5QU CoRE ¦ 4QU LoRE | Seismic - Non-Red Flag Warning - Catastrophic Fires | 2059 | 2.7074e-13 | 30120.5761 | 652.457 | 19091.8834 | 10376.2358 | 0 | 7.4124e-10 | 8.1549e-09 | 0 | 8.1549e-09 | 2.8452e-07 | 8.7657e-09 | 0 | 8.7657e-09 | 1.4853e-08 | 0 | 1.4853e-08 | 0 | 0 | 0 | [17 empty] | 7.3.3.17.5 (Remote Grid) Updates to grid topology to minimize risk of ignition in HFTDs Remote GridWLDFRVegetation ContactAggregated | WLDFR | HFTD - Distribution - Tier 2 - 4QU CoRE ¦ 1QU LoRE | Non-Red Flag Warning - Large Fires | Vegetation Contact | Aggregated | 2031 | 1.3387e-05 | 772.1066 | 0.010336 | 2031 | Mitigation | 0.95 | 45 | 0 | esc | 0.00097009 | 1.2987e-08 | 0.00097009 | 1.2987e-08
[79 empty] | WLDFR | HFTD - Distribution - Tier 3 - 5QU CoRE ¦ 4QU LoRE | Seismic - Non-Red Flag Warning - Catastrophic Fires | 2060 | 2.7074e-13 | 30120.5761 | 652.457 | 19091.8834 | 10376.2358 | 0 | 7.4124e-10 | 8.1549e-09 | 0 | 8.1549e-09 | 2.8452e-07 | 9.0784e-09 | 0 | 9.0784e-09 | 1.5383e-08 | 0 | 1.5383e-08 | 8.574e-09 | 0 | 8.574e-09 | [17 empty] | 7.3.3.17.5 (Remote Grid) Updates to grid topology to minimize risk of ignition in HFTDs Remote GridWLDFRVegetation ContactAggregated | WLDFR | HFTD - Distribution - Tier 2 - 4QU CoRE ¦ 1QU LoRE | Non-Red Flag Warning - Large Fires | Vegetation Contact | Aggregated | 2032 | 1.3387e-05 | 772.1066 | 0.010336 | 2032 | Mitigation | 0.95 | 45 | 0 | esc | 0.00097009 | 1.2987e-08 | 0.00097009 | 1.2987e-08
[79 empty] | WLDFR | HFTD - Distribution - Tier 3 - 5QU CoRE ¦ 4QU LoRE | Seismic - Non-Red Flag Warning - Catastrophic Fires | 2061 | 2.7074e-13 | 30120.5761 | 652.457 | 19091.8834 | 10376.2358 | 0 | 7.4124e-10 | 8.1549e-09 | 0 | 8.1549e-09 | 2.8452e-07 | 9.0784e-09 | 0 | 9.0784e-09 | 1.5383e-08 | 0 | 1.5383e-08 | 8.574e-09 | 0 | 8.574e-09 | [17 empty] | 7.3.3.17.5 (Remote Grid) Updates to grid topology to minimize risk of ignition in HFTDs Remote GridWLDFRVegetation ContactAggregated | WLDFR | HFTD - Distribution - Tier 2 - 4QU CoRE ¦ 1QU LoRE | Non-Red Flag Warning - Large Fires | Vegetation Contact | Aggregated | 2033 | 1.3387e-05 | 772.1066 | 0.010336 | 2033 | Mitigation | 0.95 | 45 | 0 | esc | 0.00097009 | 1.2987e-08 | 0.00097009 | 1.2987e-08
[79 empty] | WLDFR | HFTD - Distribution - Tier 3 - 5QU CoRE ¦ 4QU LoRE | Seismic - Non-Red Flag Warning - Catastrophic Fires | 2062 | 2.7074e-13 | 30120.5761 | 652.457 | 19091.8834 | 10376.2358 | 0 | 7.4124e-10 | 8.1549e-09 | 0 | 8.1549e-09 | 2.8452e-07 | 9.0784e-09 | 0 | 9.0784e-09 | 1.5383e-08 | 0 | 1.5383e-08 | 8.574e-09 | 0 | 8.574e-09 | [17 empty] | 7.3.3.17.5 (Remote Grid) Updates to grid topology to minimize risk of ignition in HFTDs Remote GridWLDFRVegetation ContactAggregated | WLDFR | HFTD - Distribution - Tier 2 - 4QU CoRE ¦ 1QU LoRE | Non-Red Flag Warning - Large Fires | Vegetation Contact | Aggregated | 2034 | 1.3387e-05 | 772.1066 | 0.010336 | 2034 | Mitigation | 0.95 | 45 | 0 | esc | 0.00097009 | 1.2987e-08 | 0.00097009 | 1.2987e-08
[79 empty] | WLDFR | HFTD - Distribution - Tier 3 - 5QU CoRE ¦ 4QU LoRE | Seismic - Non-Red Flag Warning - Catastrophic Fires | 2063 | 2.7074e-13 | 31471.2268 | 690.4653 | 19927.4643 | 10853.2973 | 0 | 7.4124e-10 | 8.5206e-09 | 0 | 8.5206e-09 | 2.9757e-07 | 9.0784e-09 | 0 | 9.0784e-09 | 1.5383e-08 | 0 | 1.5383e-08 | 8.574e-09 | 0 | 8.574e-09 | [17 empty] | 7.3.3.17.5 (Remote Grid) Updates to grid topology to minimize risk of ignition in HFTDs Remote GridWLDFRVegetation ContactAggregated | WLDFR | HFTD - Distribution - Tier 2 - 4QU CoRE ¦ 1QU LoRE | Non-Red Flag Warning - Large Fires | Vegetation Contact | Aggregated | 2035 | 1.3387e-05 | 772.1066 | 0.010336 | 2035 | Mitigation | 0.95 | 45 | 0 | esc | 0.00097009 | 1.2987e-08 | 0.00097009 | 1.2987e-08
[79 empty] | WLDFR | HFTD - Distribution - Tier 3 - 5QU CoRE ¦ 4QU LoRE | Seismic - Non-Red Flag Warning - Catastrophic Fires | 2064 | 2.7074e-13 | 31471.2268 | 690.4653 | 19927.4643 | 10853.2973 | 0 | 7.4124e-10 | 8.5206e-09 | 0 | 8.5206e-09 | 2.9757e-07 | 9.0784e-09 | 0 | 9.0784e-09 | 1.5383e-08 | 0 | 1.5383e-08 | 8.574e-09 | 0 | 8.574e-09 | [17 empty] | 7.3.3.17.5 (Remote Grid) Updates to grid topology to minimize risk of ignition in HFTDs Remote GridWLDFRVegetation ContactAggregated | WLDFR | HFTD - Distribution - Tier 2 - 4QU CoRE ¦ 1QU LoRE | Non-Red Flag Warning - Large Fires | Vegetation Contact | Aggregated | 2036 | 1.3387e-05 | 772.1066 | 0.010336 | 2036 | Mitigation | 0.95 | 45 | 0 | esc | 0.00097009 | 1.2987e-08 | 0.00097009 | 1.2987e-08
[79 empty] | WLDFR | HFTD - Distribution - Tier 3 - 5QU CoRE ¦ 4QU LoRE | Seismic - Non-Red Flag Warning - Catastrophic Fires | 2065 | 2.7074e-13 | 31471.2268 | 690.4653 | 19927.4643 | 10853.2973 | 0 | 7.4124e-10 | 8.5206e-09 | 0 | 8.5206e-09 | 2.9757e-07 | 9.4722e-09 | 0 | 9.4722e-09 | 1.605e-08 | 0 | 1.605e-08 | 8.946e-09 | 0 | 8.946e-09 | [17 empty] | 7.3.3.17.5 (Remote Grid) Updates to grid topology to minimize risk of ignition in HFTDs Remote GridWLDFRVegetation ContactAggregated | WLDFR | HFTD - Distribution - Tier 2 - 4QU CoRE ¦ 1QU LoRE | Non-Red Flag Warning - Large Fires | Vegetation Contact | Aggregated | 2037 | 1.3387e-05 | 772.1066 | 0.010336 | 2037 | Mitigation | 0.95 | 45 | 0 | esc | 0.00097009 | 1.2987e-08 | 0.00097009 | 1.2987e-08
[79 empty] | WLDFR | HFTD - Distribution - Tier 3 - 5QU CoRE ¦ 4QU LoRE | Seismic - Non-Red Flag Warning - Catastrophic Fires | 2066 | 2.7074e-13 | 31471.2268 | 690.4653 | 19927.4643 | 10853.2973 | 0 | 7.4124e-10 | 8.5206e-09 | 0 | 8.5206e-09 | 2.9757e-07 | 9.4722e-09 | 0 | 9.4722e-09 | 1.605e-08 | 0 | 1.605e-08 | 8.946e-09 | 0 | 8.946e-09 | [17 empty] | 7.3.3.17.5 (Remote Grid) Updates to grid topology to minimize risk of ignition in HFTDs Remote GridWLDFRVegetation ContactAggregated | WLDFR | HFTD - Distribution - Tier 2 - 4QU CoRE ¦ 1QU LoRE | Non-Red Flag Warning - Large Fires | Vegetation Contact | Aggregated | 2038 | 1.3387e-05 | 772.1066 | 0.010336 | 2038 | Mitigation | 0.95 | 45 | 0 | esc | 0.00097009 | 1.2987e-08 | 0.00097009 | 1.2987e-08
[79 empty] | WLDFR | HFTD - Distribution - Tier 3 - 5QU CoRE ¦ 4QU LoRE | Seismic - Red Flag Warning - Catastrophic Fires | 2022 | 1.1674e-11 | 21083.8428 | 409.2237 | 13469.0878 | 7205.5313 | 0 | 3.1962e-08 | 2.4614e-07 | 0 | 2.4614e-07 | 1.5174e-07 | 9.4722e-09 | 0 | 9.4722e-09 | 1.605e-08 | 0 | 1.605e-08 | 8.946e-09 | 0 | 8.946e-09 | [17 empty] | 7.3.3.17.5 (Remote Grid) Updates to grid topology to minimize risk of ignition in HFTDs Remote GridWLDFRVegetation ContactAggregated | WLDFR | HFTD - Distribution - Tier 2 - 4QU CoRE ¦ 1QU LoRE | Non-Red Flag Warning - Large Fires | Vegetation Contact | Aggregated | 2039 | 1.3387e-05 | 772.1066 | 0.010336 | 2039 | Mitigation | 0.95 | 45 | 0 | esc | 0.00097009 | 1.2987e-08 | 0.00097009 | 1.2987e-08
[79 empty] | WLDFR | HFTD - Distribution - Tier 3 - 5QU CoRE ¦ 4QU LoRE | Seismic - Red Flag Warning - Catastrophic Fires | 2023 | 1.1674e-11 | 21835.9781 | 428.6023 | 13939.561 | 7467.8148 | 0 | 3.1962e-08 | 2.5492e-07 | 0 | 2.5492e-07 | 1.5728e-07 | 9.4722e-09 | 0 | 9.4722e-09 | 1.605e-08 | 0 | 1.605e-08 | 8.946e-09 | 0 | 8.946e-09 | [17 empty] | 7.3.3.17.5 (Remote Grid) Updates to grid topology to minimize risk of ignition in HFTDs Remote GridWLDFRVegetation ContactAggregated | WLDFR | HFTD - Distribution - Tier 2 - 4QU CoRE ¦ 1QU LoRE | Non-Red Flag Warning - Large Fires | Vegetation Contact | Aggregated | 2040 | 1.3387e-05 | 772.1066 | 0.010336 | 2040 | Mitigation | 0.95 | 45 | 0 | esc | 0.00097009 | 1.2987e-08 | 0.00097009 | 1.2987e-08
[79 empty] | WLDFR | HFTD - Distribution - Tier 3 - 5QU CoRE ¦ 4QU LoRE | Seismic - Red Flag Warning - Catastrophic Fires | 2024 | 1.1674e-11 | 21835.9781 | 428.6023 | 13939.561 | 7467.8148 | 0 | 3.1962e-08 | 2.5492e-07 | 0 | 2.5492e-07 | 1.5728e-07 | 9.4722e-09 | 0 | 9.4722e-09 | 1.605e-08 | 0 | 1.605e-08 | 8.946e-09 | 0 | 8.946e-09 | [17 empty] | 7.3.3.17.5 (Remote Grid) Updates to grid topology to minimize risk of ignition in HFTDs Remote GridWLDFRVegetation ContactAggregated | WLDFR | HFTD - Distribution - Tier 2 - 4QU CoRE ¦ 1QU LoRE | Non-Red Flag Warning - Large Fires | Vegetation Contact | Aggregated | 2041 | 1.3387e-05 | 772.1066 | 0.010336 | 2041 | Mitigation | 0.95 | 45 | 0 | esc | 0.00097009 | 1.2987e-08 | 0.00097009 | 1.2987e-08
[79 empty] | WLDFR | HFTD - Distribution - Tier 3 - 5QU CoRE ¦ 4QU LoRE | Seismic - Red Flag Warning - Catastrophic Fires | 2025 | 1.1674e-11 | 21835.9781 | 428.6023 | 13939.561 | 7467.8148 | 0 | 3.1962e-08 | 2.5492e-07 | 0 | 2.5492e-07 | 1.5728e-07 | 9.9096e-09 | 0 | 9.9096e-09 | 1.6791e-08 | 0 | 1.6791e-08 | 9.3591e-09 | 0 | 9.3591e-09 | [17 empty] | 7.3.3.17.5 (Remote Grid) Updates to grid topology to minimize risk of ignition in HFTDs Remote GridWLDFRVegetation ContactAggregated | WLDFR | HFTD - Distribution - Tier 2 - 4QU CoRE ¦ 1QU LoRE | Non-Red Flag Warning - Large Fires | Vegetation Contact | Aggregated | 2042 | 1.3387e-05 | 772.1066 | 0.010336 | 2042 | Mitigation | 0.95 | 45 | 0 | esc | 0.00097009 | 1.2987e-08 | 0.00097009 | 1.2987e-08
[79 empty] | WLDFR | HFTD - Distribution - Tier 3 - 5QU CoRE ¦ 4QU LoRE | Seismic - Red Flag Warning - Catastrophic Fires | 2026 | 1.1674e-11 | 21835.9781 | 428.6023 | 13939.561 | 7467.8148 | 0 | 3.1962e-08 | 2.5492e-07 | 0 | 2.5492e-07 | 1.5728e-07 | 9.9096e-09 | 0 | 9.9096e-09 | 1.6791e-08 | 0 | 1.6791e-08 | 9.3591e-09 | 0 | 9.3591e-09 | [17 empty] | 7.3.3.17.5 (Remote Grid) Updates to grid topology to minimize risk of ignition in HFTDs Remote GridWLDFRVegetation ContactAggregated | WLDFR | HFTD - Distribution - Tier 2 - 4QU CoRE ¦ 1QU LoRE | Non-Red Flag Warning - Large Fires | Vegetation Contact | Aggregated | 2043 | 1.3387e-05 | 772.1066 | 0.010336 | 2043 | Mitigation | 0.95 | 45 | 0 | esc | 0.00097009 | 1.2987e-08 | 0.00097009 | 1.2987e-08
[79 empty] | WLDFR | HFTD - Distribution - Tier 3 - 5QU CoRE ¦ 4QU LoRE | Seismic - Red Flag Warning - Catastrophic Fires | 2027 | 1.1674e-11 | 21835.9781 | 428.6023 | 13939.561 | 7467.8148 | 0 | 3.1962e-08 | 2.5492e-07 | 0 | 2.5492e-07 | 1.5728e-07 | 9.9096e-09 | 0 | 9.9096e-09 | 1.6791e-08 | 0 | 1.6791e-08 | 9.3591e-09 | 0 | 9.3591e-09 | [17 empty] | 7.3.3.17.5 (Remote Grid) Updates to grid topology to minimize risk of ignition in HFTDs Remote GridWLDFRVegetation ContactAggregated | WLDFR | HFTD - Distribution - Tier 2 - 4QU CoRE ¦ 1QU LoRE | Non-Red Flag Warning - Large Fires | Vegetation Contact | Aggregated | 2044 | 1.3387e-05 | 772.1066 | 0.010336 | 2044 | Mitigation | 0.95 | 45 | 0 | esc | 0.00097009 | 1.2987e-08 | 0.00097009 | 1.2987e-08
[79 empty] | WLDFR | HFTD - Distribution - Tier 3 - 5QU CoRE ¦ 4QU LoRE | Seismic - Red Flag Warning - Catastrophic Fires | 2028 | 1.1674e-11 | 22783.187 | 453.261 | 14531.3357 | 7798.5904 | 0 | 3.1962e-08 | 2.6598e-07 | 0 | 2.6598e-07 | 1.6426e-07 | 9.9096e-09 | 0 | 9.9096e-09 | 1.6791e-08 | 0 | 1.6791e-08 | 9.3591e-09 | 0 | 9.3591e-09 | [17 empty] | 7.3.3.17.5 (Remote Grid) Updates to grid topology to minimize risk of ignition in HFTDs Remote GridWLDFRVegetation ContactAggregated | WLDFR | HFTD - Distribution - Tier 2 - 4QU CoRE ¦ 1QU LoRE | Non-Red Flag Warning - Large Fires | Vegetation Contact | Aggregated | 2045 | 1.3387e-05 | 772.1066 | 0.010336 | 2045 | Mitigation | 0.95 | 45 | 0 | esc | 0.00097009 | 1.2987e-08 | 0.00097009 | 1.2987e-08
[79 empty] | WLDFR | HFTD - Distribution - Tier 3 - 5QU CoRE ¦ 4QU LoRE | Seismic - Red Flag Warning - Catastrophic Fires | 2029 | 1.1674e-11 | 22783.187 | 453.261 | 14531.3357 | 7798.5904 | 0 | 3.1962e-08 | 2.6598e-07 | 0 | 2.6598e-07 | 1.6426e-07 | 9.9096e-09 | 0 | 9.9096e-09 | 1.6791e-08 | 0 | 1.6791e-08 | 9.3591e-09 | 0 | 9.3591e-09 | [17 empty] | 7.3.3.17.5 (Remote Grid) Updates to grid topology to minimize risk of ignition in HFTDs Remote GridWLDFRVegetation ContactAggregated | WLDFR | HFTD - Distribution - Tier 2 - 4QU CoRE ¦ 1QU LoRE | Non-Red Flag Warning - Large Fires | Vegetation Contact | Aggregated | 2046 | 1.3387e-05 | 772.1066 | 0.010336 | 2046 | Mitigation | 0.95 | 45 | 0 | esc | 0.00097009 | 1.2987e-08 | 0.00097009 | 1.2987e-08
[79 empty] | WLDFR | HFTD - Distribution - Tier 3 - 5QU CoRE ¦ 4QU LoRE | Seismic - Red Flag Warning - Catastrophic Fires | 2030 | 1.1674e-11 | 22783.187 | 453.261 | 14531.3357 | 7798.5904 | 0 | 3.1962e-08 | 2.6598e-07 | 0 | 2.6598e-07 | 1.6426e-07 | 1.0384e-08 | 0 | 1.0384e-08 | 1.7595e-08 | 0 | 1.7595e-08 | 9.8072e-09 | 0 | 9.8072e-09 | [17 empty] | 7.3.3.17.5 (Remote Grid) Updates to grid topology to minimize risk of ignition in HFTDs Remote GridWLDFRVegetation ContactAggregated | WLDFR | HFTD - Distribution - Tier 2 - 4QU CoRE ¦ 1QU LoRE | Non-Red Flag Warning - Large Fires | Vegetation Contact | Aggregated | 2047 | 1.3387e-05 | 772.1066 | 0.010336 | 2047 | Mitigation | 0.95 | 45 | 0 | esc | 0.00097009 | 1.2987e-08 | 0.00097009 | 1.2987e-08
[79 empty] | WLDFR | HFTD - Distribution - Tier 3 - 5QU CoRE ¦ 4QU LoRE | Seismic - Red Flag Warning - Catastrophic Fires | 2031 | 1.1674e-11 | 22783.187 | 453.261 | 14531.3357 | 7798.5904 | 0 | 3.1962e-08 | 2.6598e-07 | 0 | 2.6598e-07 | 1.6426e-07 | 1.0384e-08 | 0 | 1.0384e-08 | 1.7595e-08 | 0 | 1.7595e-08 | 9.8072e-09 | 0 | 9.8072e-09 | [17 empty] | 7.3.3.17.5 (Remote Grid) Updates to grid topology to minimize risk of ignition in HFTDs Remote GridWLDFRVegetation ContactAggregated | WLDFR | HFTD - Distribution - Tier 2 - 4QU CoRE ¦ 1QU LoRE | Non-Red Flag Warning - Large Fires | Vegetation Contact | Aggregated | 2048 | 1.3387e-05 | 772.1066 | 0.010336 | 2048 | Mitigation | 0.95 | 45 | 0 | esc | 0.00097009 | 1.2987e-08 | 0.00097009 | 1.2987e-08
[79 empty] | WLDFR | HFTD - Distribution - Tier 3 - 5QU CoRE ¦ 4QU LoRE | Seismic - Red Flag Warning - Catastrophic Fires | 2032 | 1.1674e-11 | 22783.187 | 453.261 | 14531.3357 | 7798.5904 | 0 | 3.1962e-08 | 2.6598e-07 | 0 | 2.6598e-07 | 1.6426e-07 | 1.0384e-08 | 0 | 1.0384e-08 | 1.7595e-08 | 0 | 1.7595e-08 | 9.8072e-09 | 0 | 9.8072e-09 | [17 empty] | 7.3.3.17.5 (Remote Grid) Updates to grid topology to minimize risk of ignition in HFTDs Remote GridWLDFRVegetation ContactAggregated | WLDFR | HFTD - Distribution - Tier 2 - 4QU CoRE ¦ 1QU LoRE | Non-Red Flag Warning - Large Fires | Vegetation Contact | Aggregated | 2049 | 1.3387e-05 | 772.1066 | 0.010336 | 2049 | Mitigation | 0.95 | 45 | 0 | esc | 0.00097009 | 1.2987e-08 | 0.00097009 | 1.2987e-08
[79 empty] | WLDFR | HFTD - Distribution - Tier 3 - 5QU CoRE ¦ 4QU LoRE | Seismic - Red Flag Warning - Catastrophic Fires | 2033 | 1.1674e-11 | 23835.2641 | 480.9649 | 15187.7294 | 8166.5698 | 0 | 3.1962e-08 | 2.7826e-07 | 0 | 2.7826e-07 | 1.7201e-07 | 1.0384e-08 | 0 | 1.0384e-08 | 1.7595e-08 | 0 | 1.7595e-08 | 9.8072e-09 | 0 | 9.8072e-09 | [17 empty] | 7.3.3.17.5 (Remote Grid) Updates to grid topology to minimize risk of ignition in HFTDs Remote GridWLDFRVegetation ContactAggregated | WLDFR | HFTD - Distribution - Tier 2 - 4QU CoRE ¦ 1QU LoRE | Non-Red Flag Warning - Large Fires | Vegetation Contact | Aggregated | 2050 | 1.3387e-05 | 772.1066 | 0.010336 | 2050 | Mitigation | 0.95 | 45 | 0 | esc | 0.00097009 | 1.2987e-08 | 0.00097009 | 1.2987e-08
[79 empty] | WLDFR | HFTD - Distribution - Tier 3 - 5QU CoRE ¦ 4QU LoRE | Seismic - Red Flag Warning - Catastrophic Fires | 2034 | 1.1674e-11 | 23835.2641 | 480.9649 | 15187.7294 | 8166.5698 | 0 | 3.1962e-08 | 2.7826e-07 | 0 | 2.7826e-07 | 1.7201e-07 | 1.0384e-08 | 0 | 1.0384e-08 | 1.7595e-08 | 0 | 1.7595e-08 | 9.8072e-09 | 0 | 9.8072e-09 | [17 empty] | 7.3.3.17.5 (Remote Grid) Updates to grid topology to minimize risk of ignition in HFTDs Remote GridWLDFRVegetation ContactAggregated | WLDFR | HFTD - Distribution - Tier 2 - 4QU CoRE ¦ 1QU LoRE | Non-Red Flag Warning - Large Fires | Vegetation Contact | Aggregated | 2051 | 1.3387e-05 | 772.1066 | 0.010336 | 2051 | Mitigation | 0.95 | 45 | 0 | esc | 0.00097009 | 1.2987e-08 | 0.00097009 | 1.2987e-08
[79 empty] | WLDFR | HFTD - Distribution - Tier 3 - 5QU CoRE ¦ 4QU LoRE | Seismic - Red Flag Warning - Catastrophic Fires | 2035 | 1.1674e-11 | 23835.2641 | 480.9649 | 15187.7294 | 8166.5698 | 0 | 3.1962e-08 | 2.7826e-07 | 0 | 2.7826e-07 | 1.7201e-07 | 1.0889e-08 | 0 | 1.0889e-08 | 1.8451e-08 | 0 | 1.8451e-08 | 1.0284e-08 | 0 | 1.0284e-08 | [17 empty] | 7.3.3.17.5 (Remote Grid) Updates to grid topology to minimize risk of ignition in HFTDs Remote GridWLDFRVegetation ContactAggregated | WLDFR | HFTD - Distribution - Tier 2 - 4QU CoRE ¦ 1QU LoRE | Non-Red Flag Warning - Large Fires | Vegetation Contact | Aggregated | 2052 | 1.3387e-05 | 772.1066 | 0.010336 | 2052 | Mitigation | 0.95 | 45 | 0 | esc | 0.00097009 | 1.2987e-08 | 0.00097009 | 1.2987e-08
[79 empty] | WLDFR | HFTD - Distribution - Tier 3 - 5QU CoRE ¦ 4QU LoRE | Seismic - Red Flag Warning - Catastrophic Fires | 2036 | 1.1674e-11 | 23835.2641 | 480.9649 | 15187.7294 | 8166.5698 | 0 | 3.1962e-08 | 2.7826e-07 | 0 | 2.7826e-07 | 1.7201e-07 | 1.0889e-08 | 0 | 1.0889e-08 | 1.8451e-08 | 0 | 1.8451e-08 | 1.0284e-08 | 0 | 1.0284e-08 | [17 empty] | 7.3.3.17.5 (Remote Grid) Updates to grid topology to minimize risk of ignition in HFTDs Remote GridWLDFRVegetation ContactAggregated | WLDFR | HFTD - Distribution - Tier 2 - 4QU CoRE ¦ 1QU LoRE | Non-Red Flag Warning - Large Fires | Vegetation Contact | Aggregated | 2053 | 1.3387e-05 | 772.1066 | 0.010336 | 2053 | Mitigation | 0.95 | 45 | 0 | esc | 0.00097009 | 1.2987e-08 | 0.00097009 | 1.2987e-08
[79 empty] | WLDFR | HFTD - Distribution - Tier 3 - 5QU CoRE ¦ 4QU LoRE | Seismic - Red Flag Warning - Catastrophic Fires | 2037 | 1.1674e-11 | 23835.2641 | 480.9649 | 15187.7294 | 8166.5698 | 0 | 3.1962e-08 | 2.7826e-07 | 0 | 2.7826e-07 | 1.7201e-07 | 1.0889e-08 | 0 | 1.0889e-08 | 1.8451e-08 | 0 | 1.8451e-08 | 1.0284e-08 | 0 | 1.0284e-08 | [17 empty] | 7.3.3.17.5 (Remote Grid) Updates to grid topology to minimize risk of ignition in HFTDs Remote GridWLDFRVegetation ContactAggregated | WLDFR | HFTD - Distribution - Tier 2 - 4QU CoRE ¦ 1QU LoRE | Non-Red Flag Warning - Large Fires | Vegetation Contact | Aggregated | 2054 | 1.3387e-05 | 772.1066 | 0.010336 | 2054 | Mitigation | 0.95 | 45 | 0 | esc | 0.00097009 | 1.2987e-08 | 0.00097009 | 1.2987e-08
[79 empty] | WLDFR | HFTD - Distribution - Tier 3 - 5QU CoRE ¦ 4QU LoRE | Seismic - Red Flag Warning - Catastrophic Fires | 2038 | 1.1674e-11 | 24976.6418 | 511.3745 | 15898.8237 | 8566.4437 | 0 | 3.1962e-08 | 2.9158e-07 | 0 | 2.9158e-07 | 1.8042e-07 | 1.0889e-08 | 0 | 1.0889e-08 | 1.8451e-08 | 0 | 1.8451e-08 | 1.0284e-08 | 0 | 1.0284e-08 | [17 empty] | 7.3.3.17.5 (Remote Grid) Updates to grid topology to minimize risk of ignition in HFTDs Remote GridWLDFRVegetation ContactAggregated | WLDFR | HFTD - Distribution - Tier 2 - 4QU CoRE ¦ 1QU LoRE | Non-Red Flag Warning - Large Fires | Vegetation Contact | Aggregated | 2055 | 1.3387e-05 | 772.1066 | 0.010336 | 2055 | Mitigation | 0.95 | 45 | 0 | esc | 0.00097009 | 1.2987e-08 | 0.00097009 | 1.2987e-08
[79 empty] | WLDFR | HFTD - Distribution - Tier 3 - 5QU CoRE ¦ 4QU LoRE | Seismic - Red Flag Warning - Catastrophic Fires | 2039 | 1.1674e-11 | 24976.6418 | 511.3745 | 15898.8237 | 8566.4437 | 0 | 3.1962e-08 | 2.9158e-07 | 0 | 2.9158e-07 | 1.8042e-07 | 1.0889e-08 | 0 | 1.0889e-08 | 1.8451e-08 | 0 | 1.8451e-08 | 1.0284e-08 | 0 | 1.0284e-08 | [17 empty] | 7.3.3.17.5 (Remote Grid) Updates to grid topology to minimize risk of ignition in HFTDs Remote GridWLDFRVegetation ContactAggregated | WLDFR | HFTD - Distribution - Tier 2 - 4QU CoRE ¦ 1QU LoRE | Non-Red Flag Warning - Large Fires | Vegetation Contact | Aggregated | 2056 | 1.3387e-05 | 772.1066 | 0.010336 | 2056 | Mitigation | 0.95 | 45 | 0 | esc | 0.00097009 | 1.2987e-08 | 0.00097009 | 1.2987e-08
[79 empty] | WLDFR | HFTD - Distribution - Tier 3 - 5QU CoRE ¦ 4QU LoRE | Seismic - Red Flag Warning - Catastrophic Fires | 2040 | 1.1674e-11 | 24976.6418 | 511.3745 | 15898.8237 | 8566.4437 | 0 | 3.1962e-08 | 2.9158e-07 | 0 | 2.9158e-07 | 1.8042e-07 | 1.1419e-08 | 0 | 1.1419e-08 | 1.9348e-08 | 0 | 1.9348e-08 | 1.0784e-08 | 0 | 1.0784e-08 | [17 empty] | 7.3.3.17.5 (Remote Grid) Updates to grid topology to minimize risk of ignition in HFTDs Remote GridWLDFRVegetation ContactAggregated | WLDFR | HFTD - Distribution - Tier 2 - 4QU CoRE ¦ 1QU LoRE | Non-Red Flag Warning - Large Fires | Vegetation Contact | Aggregated | 2057 | 1.3387e-05 | 772.1066 | 0.010336 | 2057 | Mitigation | 0.95 | 45 | 0 | esc | 0.00097009 | 1.2987e-08 | 0.00097009 | 1.2987e-08
[79 empty] | WLDFR | HFTD - Distribution - Tier 3 - 5QU CoRE ¦ 4QU LoRE | Seismic - Red Flag Warning - Catastrophic Fires | 2041 | 1.1674e-11 | 24976.6418 | 511.3745 | 15898.8237 | 8566.4437 | 0 | 3.1962e-08 | 2.9158e-07 | 0 | 2.9158e-07 | 1.8042e-07 | 1.1419e-08 | 0 | 1.1419e-08 | 1.9348e-08 | 0 | 1.9348e-08 | 1.0784e-08 | 0 | 1.0784e-08 | [17 empty] | 7.3.3.17.5 (Remote Grid) Updates to grid topology to minimize risk of ignition in HFTDs Remote GridWLDFRVegetation ContactAggregated | WLDFR | HFTD - Distribution - Tier 2 - 4QU CoRE ¦ 1QU LoRE | Non-Red Flag Warning - Large Fires | Vegetation Contact | Aggregated | 2058 | 1.3387e-05 | 772.1066 | 0.010336 | 2058 | Mitigation | 0.95 | 45 | 0 | esc | 0.00097009 | 1.2987e-08 | 0.00097009 | 1.2987e-08
[79 empty] | WLDFR | HFTD - Distribution - Tier 3 - 5QU CoRE ¦ 4QU LoRE | Seismic - Red Flag Warning - Catastrophic Fires | 2042 | 1.1674e-11 | 24976.6418 | 511.3745 | 15898.8237 | 8566.4437 | 0 | 3.1962e-08 | 2.9158e-07 | 0 | 2.9158e-07 | 1.8042e-07 | 1.1419e-08 | 0 | 1.1419e-08 | 1.9348e-08 | 0 | 1.9348e-08 | 1.0784e-08 | 0 | 1.0784e-08 | [17 empty] | 7.3.3.17.5 (Remote Grid) Updates to grid topology to minimize risk of ignition in HFTDs Remote GridWLDFRVegetation ContactAggregated | WLDFR | HFTD - Distribution - Tier 2 - 4QU CoRE ¦ 1QU LoRE | Non-Red Flag Warning - Large Fires | Vegetation Contact | Aggregated | 2059 | 1.3387e-05 | 772.1066 | 0.010336 | 2059 | Mitigation | 0.95 | 45 | 0 | esc | 0.00097009 | 1.2987e-08 | 0.00097009 | 1.2987e-08
[79 empty] | WLDFR | HFTD - Distribution - Tier 3 - 5QU CoRE ¦ 4QU LoRE | Seismic - Red Flag Warning - Catastrophic Fires | 2043 | 1.1674e-11 | 26191.7278 | 544.1291 | 16654.7414 | 8992.8573 | 0 | 3.1962e-08 | 3.0577e-07 | 0 | 3.0577e-07 | 1.8937e-07 | 1.1419e-08 | 0 | 1.1419e-08 | 1.9348e-08 | 0 | 1.9348e-08 | 1.0784e-08 | 0 | 1.0784e-08 | [17 empty] | 7.3.3.17.5 (Remote Grid) Updates to grid topology to minimize risk of ignition in HFTDs Remote GridWLDFRVegetation ContactAggregated | WLDFR | HFTD - Distribution - Tier 2 - 4QU CoRE ¦ 1QU LoRE | Non-Red Flag Warning - Large Fires | Vegetation Contact | Aggregated | 2060 | 1.3387e-05 | 772.1066 | 0.010336 | 2060 | Mitigation | 0.95 | 45 | 0 | esc | 0.00097009 | 1.2987e-08 | 0.00097009 | 1.2987e-08
[79 empty] | WLDFR | HFTD - Distribution - Tier 3 - 5QU CoRE ¦ 4QU LoRE | Seismic - Red Flag Warning - Catastrophic Fires | 2044 | 1.1674e-11 | 26191.7278 | 544.1291 | 16654.7414 | 8992.8573 | 0 | 3.1962e-08 | 3.0577e-07 | 0 | 3.0577e-07 | 1.8937e-07 | 1.1419e-08 | 0 | 1.1419e-08 | 1.9348e-08 | 0 | 1.9348e-08 | 1.0784e-08 | 0 | 1.0784e-08 | [17 empty] | 7.3.3.17.5 (Remote Grid) Updates to grid topology to minimize risk of ignition in HFTDs Remote GridWLDFRVegetation ContactAggregated | WLDFR | HFTD - Distribution - Tier 2 - 4QU CoRE ¦ 1QU LoRE | Non-Red Flag Warning - Large Fires | Vegetation Contact | Aggregated | 2061 | 1.3387e-05 | 772.1066 | 0.010336 | 2061 | Mitigation | 0.95 | 45 | 0 | esc | 0.00097009 | 1.2987e-08 | 0.00097009 | 1.2987e-08
[79 empty] | WLDFR | HFTD - Distribution - Tier 3 - 5QU CoRE ¦ 4QU LoRE | Seismic - Red Flag Warning - Catastrophic Fires | 2045 | 1.1674e-11 | 26191.7278 | 544.1291 | 16654.7414 | 8992.8573 | 0 | 3.1962e-08 | 3.0577e-07 | 0 | 3.0577e-07 | 1.8937e-07 | 1.1965e-08 | 0 | 1.1965e-08 | 2.0274e-08 | 0 | 2.0274e-08 | 1.1301e-08 | 0 | 1.1301e-08 | [17 empty] | 7.3.3.17.5 (Remote Grid) Updates to grid topology to minimize risk of ignition in HFTDs Remote GridWLDFRVegetation ContactAggregated | WLDFR | HFTD - Distribution - Tier 2 - 4QU CoRE ¦ 1QU LoRE | Non-Red Flag Warning - Large Fires | Vegetation Contact | Aggregated | 2062 | 1.3387e-05 | 772.1066 | 0.010336 | 2062 | Mitigation | 0.95 | 45 | 0 | esc | 0.00097009 | 1.2987e-08 | 0.00097009 | 1.2987e-08
[79 empty] | WLDFR | HFTD - Distribution - Tier 3 - 5QU CoRE ¦ 4QU LoRE | Seismic - Red Flag Warning - Catastrophic Fires | 2046 | 1.1674e-11 | 26191.7278 | 544.1291 | 16654.7414 | 8992.8573 | 0 | 3.1962e-08 | 3.0577e-07 | 0 | 3.0577e-07 | 1.8937e-07 | 1.1965e-08 | 0 | 1.1965e-08 | 2.0274e-08 | 0 | 2.0274e-08 | 1.1301e-08 | 0 | 1.1301e-08 | [17 empty] | 7.3.3.17.5 (Remote Grid) Updates to grid topology to minimize risk of ignition in HFTDs Remote GridWLDFRVegetation ContactAggregated | WLDFR | HFTD - Distribution - Tier 2 - 4QU CoRE ¦ 1QU LoRE | Non-Red Flag Warning - Large Fires | Vegetation Contact | Aggregated | 2063 | 1.3387e-05 | 772.1066 | 0.010336 | 2063 | Mitigation | 0.95 | 45 | 0 | esc | 0.00097009 | 1.2987e-08 | 0.00097009 | 1.2987e-08
[79 empty] | WLDFR | HFTD - Distribution - Tier 3 - 5QU CoRE ¦ 4QU LoRE | Seismic - Red Flag Warning - Catastrophic Fires | 2047 | 1.1674e-11 | 26191.7278 | 544.1291 | 16654.7414 | 8992.8573 | 0 | 3.1962e-08 | 3.0577e-07 | 0 | 3.0577e-07 | 1.8937e-07 | 1.1965e-08 | 0 | 1.1965e-08 | 2.0274e-08 | 0 | 2.0274e-08 | 1.1301e-08 | 0 | 1.1301e-08 | [17 empty] | 7.3.3.17.5 (Remote Grid) Updates to grid topology to minimize risk of ignition in HFTDs Remote GridWLDFRVegetation ContactAggregated | WLDFR | HFTD - Distribution - Tier 2 - 4QU CoRE ¦ 1QU LoRE | Non-Red Flag Warning - Large Fires | Vegetation Contact | Aggregated | 2064 | 1.3387e-05 | 772.1066 | 0.010336 | 2064 | Mitigation | 0.95 | 45 | 0 | esc | 0.00097009 | 1.2987e-08 | 0.00097009 | 1.2987e-08
[79 empty] | WLDFR | HFTD - Distribution - Tier 3 - 5QU CoRE ¦ 4QU LoRE | Seismic - Red Flag Warning - Catastrophic Fires | 2048 | 1.1674e-11 | 27464.7227 | 578.8407 | 17445.538 | 9440.3441 | 0 | 3.1962e-08 | 3.2063e-07 | 0 | 3.2063e-07 | 1.9874e-07 | 1.1965e-08 | 0 | 1.1965e-08 | 2.0274e-08 | 0 | 2.0274e-08 | 1.1301e-08 | 0 | 1.1301e-08 | [17 empty] | 7.3.3.17.5 (Remote Grid) Updates to grid topology to minimize risk of ignition in HFTDs Remote GridWLDFRVegetation ContactAggregated | WLDFR | HFTD - Distribution - Tier 2 - 4QU CoRE ¦ 1QU LoRE | Non-Red Flag Warning - Large Fires | Vegetation Contact | Aggregated | 2065 | 1.3387e-05 | 772.1066 | 0.010336 | 2065 | Mitigation | 0.95 | 45 | 0 | esc | 0.00097009 | 1.2987e-08 | 0.00097009 | 1.2987e-08
[79 empty] | WLDFR | HFTD - Distribution - Tier 3 - 5QU CoRE ¦ 4QU LoRE | Seismic - Red Flag Warning - Catastrophic Fires | 2049 | 1.1674e-11 | 27464.7227 | 578.8407 | 17445.538 | 9440.3441 | 0 | 3.1962e-08 | 3.2063e-07 | 0 | 3.2063e-07 | 1.9874e-07 | 1.1965e-08 | 0 | 1.1965e-08 | 2.0274e-08 | 0 | 2.0274e-08 | 1.1301e-08 | 0 | 1.1301e-08 | [17 empty] | 7.3.3.17.5 (Remote Grid) Updates to grid topology to minimize risk of ignition in HFTDs Remote GridWLDFRVegetation ContactAggregated | WLDFR | HFTD - Distribution - Tier 2 - 4QU CoRE ¦ 1QU LoRE | Non-Red Flag Warning - Large Fires | Vegetation Contact | Aggregated | 2066 | 1.3387e-05 | 772.1066 | 0.010336 | 2066 | Mitigation | 0.95 | 45 | 0 | esc | 0.00097009 | 1.2987e-08 | 0.00097009 | 1.2987e-08
[79 empty] | WLDFR | HFTD - Distribution - Tier 3 - 5QU CoRE ¦ 4QU LoRE | Seismic - Red Flag Warning - Catastrophic Fires | 2050 | 1.1674e-11 | 27464.7227 | 578.8407 | 17445.538 | 9440.3441 | 0 | 3.1962e-08 | 3.2063e-07 | 0 | 3.2063e-07 | 1.9874e-07 | 1.2523e-08 | 0 | 1.2523e-08 | 2.1219e-08 | 0 | 2.1219e-08 | 1.1827e-08 | 0 | 1.1827e-08 | [17 empty] | 7.3.3.17.5 (Remote Grid) Updates to grid topology to minimize risk of ignition in HFTDs Remote GridWLDFRVegetation ContactAggregated | WLDFR | HFTD - Distribution - Tier 2 - 4QU CoRE ¦ 1QU LoRE | Non-Red Flag Warning - Large Fires | Vegetation Contact | Aggregated | 2067 | 1.3387e-05 | 772.1066 | 0.010336 | 2067 | Mitigation | 0.95 | 45 | 0 | esc | 0 | 0 | 0.00097009 | 1.2987e-08
[79 empty] | WLDFR | HFTD - Distribution - Tier 3 - 5QU CoRE ¦ 4QU LoRE | Seismic - Red Flag Warning - Catastrophic Fires | 2051 | 1.1674e-11 | 27464.7227 | 578.8407 | 17445.538 | 9440.3441 | 0 | 3.1962e-08 | 3.2063e-07 | 0 | 3.2063e-07 | 1.9874e-07 | 1.2523e-08 | 0 | 1.2523e-08 | 2.1219e-08 | 0 | 2.1219e-08 | 1.1827e-08 | 0 | 1.1827e-08 | [17 empty] | 7.3.3.17.5 (Remote Grid) Updates to grid topology to minimize risk of ignition in HFTDs Remote GridWLDFRWire-to-wire contactAggregated | WLDFR | HFTD - Distribution - Tier 2 - 4QU CoRE ¦ 1QU LoRE | Non-Red Flag Warning - Large Fires | Wire-to-wire contact | Aggregated | 2022 | 3.4743e-06 | 772.1066 | 0.0026825 | 2022 | Mitigation | 0.95 | 45 | 0 | esc | 0.00097009 | 3.3703e-09 | 0 | 0
[79 empty] | WLDFR | HFTD - Distribution - Tier 3 - 5QU CoRE ¦ 4QU LoRE | Seismic - Red Flag Warning - Catastrophic Fires | 2052 | 1.1674e-11 | 27464.7227 | 578.8407 | 17445.538 | 9440.3441 | 0 | 3.1962e-08 | 3.2063e-07 | 0 | 3.2063e-07 | 1.9874e-07 | 1.2523e-08 | 0 | 1.2523e-08 | 2.1219e-08 | 0 | 2.1219e-08 | 1.1827e-08 | 0 | 1.1827e-08 | [17 empty] | 7.3.3.17.5 (Remote Grid) Updates to grid topology to minimize risk of ignition in HFTDs Remote GridWLDFRWire-to-wire contactAggregated | WLDFR | HFTD - Distribution - Tier 2 - 4QU CoRE ¦ 1QU LoRE | Non-Red Flag Warning - Large Fires | Wire-to-wire contact | Aggregated | 2023 | 3.4743e-06 | 772.1066 | 0.0026825 | 2023 | Mitigation | 0.95 | 45 | 0 | esc | 0.00097009 | 3.3703e-09 | 0.00097009 | 3.3703e-09
[79 empty] | WLDFR | HFTD - Distribution - Tier 3 - 5QU CoRE ¦ 4QU LoRE | Seismic - Red Flag Warning - Catastrophic Fires | 2053 | 1.1674e-11 | 28779.6694 | 615.0952 | 18261.2327 | 9903.3415 | 0 | 3.1962e-08 | 3.3598e-07 | 0 | 3.3598e-07 | 2.0841e-07 | 1.2523e-08 | 0 | 1.2523e-08 | 2.1219e-08 | 0 | 2.1219e-08 | 1.1827e-08 | 0 | 1.1827e-08 | [17 empty] | 7.3.3.17.5 (Remote Grid) Updates to grid topology to minimize risk of ignition in HFTDs Remote GridWLDFRWire-to-wire contactAggregated | WLDFR | HFTD - Distribution - Tier 2 - 4QU CoRE ¦ 1QU LoRE | Non-Red Flag Warning - Large Fires | Wire-to-wire contact | Aggregated | 2024 | 3.4743e-06 | 772.1066 | 0.0026825 | 2024 | Mitigation | 0.95 | 45 | 0 | esc | 0.00097009 | 3.3703e-09 | 0.00097009 | 3.3703e-09
[79 empty] | WLDFR | HFTD - Distribution - Tier 3 - 5QU CoRE ¦ 4QU LoRE | Seismic - Red Flag Warning - Catastrophic Fires | 2054 | 1.1674e-11 | 28779.6694 | 615.0952 | 18261.2327 | 9903.3415 | 0 | 3.1962e-08 | 3.3598e-07 | 0 | 3.3598e-07 | 2.0841e-07 | 1.2523e-08 | 0 | 1.2523e-08 | 2.1219e-08 | 0 | 2.1219e-08 | 1.1827e-08 | 0 | 1.1827e-08 | [17 empty] | 7.3.3.17.5 (Remote Grid) Updates to grid topology to minimize risk of ignition in HFTDs Remote GridWLDFRWire-to-wire contactAggregated | WLDFR | HFTD - Distribution - Tier 2 - 4QU CoRE ¦ 1QU LoRE | Non-Red Flag Warning - Large Fires | Wire-to-wire contact | Aggregated | 2025 | 3.4743e-06 | 772.1066 | 0.0026825 | 2025 | Mitigation | 0.95 | 45 | 0 | esc | 0.00097009 | 3.3703e-09 | 0.00097009 | 3.3703e-09
[79 empty] | WLDFR | HFTD - Distribution - Tier 3 - 5QU CoRE ¦ 4QU LoRE | Seismic - Red Flag Warning - Catastrophic Fires | 2055 | 1.1674e-11 | 28779.6694 | 615.0952 | 18261.2327 | 9903.3415 | 0 | 3.1962e-08 | 3.3598e-07 | 0 | 3.3598e-07 | 2.0841e-07 | 1.3084e-08 | 0 | 1.3084e-08 | 2.2171e-08 | 0 | 2.2171e-08 | 1.2357e-08 | 0 | 1.2357e-08 | [17 empty] | 7.3.3.17.5 (Remote Grid) Updates to grid topology to minimize risk of ignition in HFTDs Remote GridWLDFRWire-to-wire contactAggregated | WLDFR | HFTD - Distribution - Tier 2 - 4QU CoRE ¦ 1QU LoRE | Non-Red Flag Warning - Large Fires | Wire-to-wire contact | Aggregated | 2026 | 3.4743e-06 | 772.1066 | 0.0026825 | 2026 | Mitigation | 0.95 | 45 | 0 | esc | 0.00097009 | 3.3703e-09 | 0.00097009 | 3.3703e-09
[79 empty] | WLDFR | HFTD - Distribution - Tier 3 - 5QU CoRE ¦ 4QU LoRE | Seismic - Red Flag Warning - Catastrophic Fires | 2056 | 1.1674e-11 | 28779.6694 | 615.0952 | 18261.2327 | 9903.3415 | 0 | 3.1962e-08 | 3.3598e-07 | 0 | 3.3598e-07 | 2.0841e-07 | 1.3084e-08 | 0 | 1.3084e-08 | 2.2171e-08 | 0 | 2.2171e-08 | 1.2357e-08 | 0 | 1.2357e-08 | [17 empty] | 7.3.3.17.5 (Remote Grid) Updates to grid topology to minimize risk of ignition in HFTDs Remote GridWLDFRWire-to-wire contactAggregated | WLDFR | HFTD - Distribution - Tier 2 - 4QU CoRE ¦ 1QU LoRE | Non-Red Flag Warning - Large Fires | Wire-to-wire contact | Aggregated | 2027 | 3.4743e-06 | 772.1066 | 0.0026825 | 2027 | Mitigation | 0.95 | 45 | 0 | esc | 0.00097009 | 3.3703e-09 | 0.00097009 | 3.3703e-09
[79 empty] | WLDFR | HFTD - Distribution - Tier 3 - 5QU CoRE ¦ 4QU LoRE | Seismic - Red Flag Warning - Catastrophic Fires | 2057 | 1.1674e-11 | 28779.6694 | 615.0952 | 18261.2327 | 9903.3415 | 0 | 3.1962e-08 | 3.3598e-07 | 0 | 3.3598e-07 | 2.0841e-07 | 1.3084e-08 | 0 | 1.3084e-08 | 2.2171e-08 | 0 | 2.2171e-08 | 1.2357e-08 | 0 | 1.2357e-08 | [17 empty] | 7.3.3.17.5 (Remote Grid) Updates to grid topology to minimize risk of ignition in HFTDs Remote GridWLDFRWire-to-wire contactAggregated | WLDFR | HFTD - Distribution - Tier 2 - 4QU CoRE ¦ 1QU LoRE | Non-Red Flag Warning - Large Fires | Wire-to-wire contact | Aggregated | 2028 | 3.4743e-06 | 772.1066 | 0.0026825 | 2028 | Mitigation | 0.95 | 45 | 0 | esc | 0.00097009 | 3.3703e-09 | 0.00097009 | 3.3703e-09
[79 empty] | WLDFR | HFTD - Distribution - Tier 3 - 5QU CoRE ¦ 4QU LoRE | Seismic - Red Flag Warning - Catastrophic Fires | 2058 | 1.1674e-11 | 30120.5761 | 652.457 | 19091.8834 | 10376.2358 | 0 | 3.1962e-08 | 3.5164e-07 | 0 | 3.5164e-07 | 2.1828e-07 | 0 | 0 | 0 | 2.2171e-08 | 0 | 2.2171e-08 | 1.2357e-08 | 0 | 1.2357e-08 | [17 empty] | 7.3.3.17.5 (Remote Grid) Updates to grid topology to minimize risk of ignition in HFTDs Remote GridWLDFRWire-to-wire contactAggregated | WLDFR | HFTD - Distribution - Tier 2 - 4QU CoRE ¦ 1QU LoRE | Non-Red Flag Warning - Large Fires | Wire-to-wire contact | Aggregated | 2029 | 3.4743e-06 | 772.1066 | 0.0026825 | 2029 | Mitigation | 0.95 | 45 | 0 | esc | 0.00097009 | 3.3703e-09 | 0.00097009 | 3.3703e-09
[79 empty] | WLDFR | HFTD - Distribution - Tier 3 - 5QU CoRE ¦ 4QU LoRE | Seismic - Red Flag Warning - Catastrophic Fires | 2059 | 1.1674e-11 | 30120.5761 | 652.457 | 19091.8834 | 10376.2358 | 0 | 3.1962e-08 | 3.5164e-07 | 0 | 3.5164e-07 | 2.1828e-07 | 0 | 0 | 0 | 0 | 0 | 0 | 1.2357e-08 | 0 | 1.2357e-08 | [17 empty] | 7.3.3.17.5 (Remote Grid) Updates to grid topology to minimize risk of ignition in HFTDs Remote GridWLDFRWire-to-wire contactAggregated | WLDFR | HFTD - Distribution - Tier 2 - 4QU CoRE ¦ 1QU LoRE | Non-Red Flag Warning - Large Fires | Wire-to-wire contact | Aggregated | 2030 | 3.4743e-06 | 772.1066 | 0.0026825 | 2030 | Mitigation | 0.95 | 45 | 0 | esc | 0.00097009 | 3.3703e-09 | 0.00097009 | 3.3703e-09
[79 empty] | WLDFR | HFTD - Distribution - Tier 3 - 5QU CoRE ¦ 4QU LoRE | Seismic - Red Flag Warning - Catastrophic Fires | 2060 | 1.1674e-11 | 30120.5761 | 652.457 | 19091.8834 | 10376.2358 | 0 | 3.1962e-08 | 3.5164e-07 | 0 | 3.5164e-07 | 2.1828e-07 | 3.3647e-07 | 0 | 3.3647e-07 | 0 | 0 | 0 | 0 | 0 | 0 | [17 empty] | 7.3.3.17.5 (Remote Grid) Updates to grid topology to minimize risk of ignition in HFTDs Remote GridWLDFRWire-to-wire contactAggregated | WLDFR | HFTD - Distribution - Tier 2 - 4QU CoRE ¦ 1QU LoRE | Non-Red Flag Warning - Large Fires | Wire-to-wire contact | Aggregated | 2031 | 3.4743e-06 | 772.1066 | 0.0026825 | 2031 | Mitigation | 0.95 | 45 | 0 | esc | 0.00097009 | 3.3703e-09 | 0.00097009 | 3.3703e-09
[79 empty] | WLDFR | HFTD - Distribution - Tier 3 - 5QU CoRE ¦ 4QU LoRE | Seismic - Red Flag Warning - Catastrophic Fires | 2061 | 1.1674e-11 | 30120.5761 | 652.457 | 19091.8834 | 10376.2358 | 0 | 3.1962e-08 | 3.5164e-07 | 0 | 3.5164e-07 | 2.1828e-07 | 3.7797e-07 | 0 | 3.7797e-07 | 6.4045e-07 | 0 | 6.4045e-07 | 0 | 0 | 0 | [17 empty] | 7.3.3.17.5 (Remote Grid) Updates to grid topology to minimize risk of ignition in HFTDs Remote GridWLDFRWire-to-wire contactAggregated | WLDFR | HFTD - Distribution - Tier 2 - 4QU CoRE ¦ 1QU LoRE | Non-Red Flag Warning - Large Fires | Wire-to-wire contact | Aggregated | 2032 | 3.4743e-06 | 772.1066 | 0.0026825 | 2032 | Mitigation | 0.95 | 45 | 0 | esc | 0.00097009 | 3.3703e-09 | 0.00097009 | 3.3703e-09
[79 empty] | WLDFR | HFTD - Distribution - Tier 3 - 5QU CoRE ¦ 4QU LoRE | Seismic - Red Flag Warning - Catastrophic Fires | 2062 | 1.1674e-11 | 30120.5761 | 652.457 | 19091.8834 | 10376.2358 | 0 | 3.1962e-08 | 3.5164e-07 | 0 | 3.5164e-07 | 2.1828e-07 | 3.9146e-07 | 0 | 3.9146e-07 | 6.633e-07 | 0 | 6.633e-07 | 3.6971e-07 | 0 | 3.6971e-07 | [17 empty] | 7.3.3.17.5 (Remote Grid) Updates to grid topology to minimize risk of ignition in HFTDs Remote GridWLDFRWire-to-wire contactAggregated | WLDFR | HFTD - Distribution - Tier 2 - 4QU CoRE ¦ 1QU LoRE | Non-Red Flag Warning - Large Fires | Wire-to-wire contact | Aggregated | 2033 | 3.4743e-06 | 772.1066 | 0.0026825 | 2033 | Mitigation | 0.95 | 45 | 0 | esc | 0.00097009 | 3.3703e-09 | 0.00097009 | 3.3703e-09
[79 empty] | WLDFR | HFTD - Distribution - Tier 3 - 5QU CoRE ¦ 4QU LoRE | Seismic - Red Flag Warning - Catastrophic Fires | 2063 | 1.1674e-11 | 31471.2268 | 690.4653 | 19927.4643 | 10853.2973 | 0 | 3.1962e-08 | 3.674e-07 | 0 | 3.674e-07 | 2.2821e-07 | 3.9146e-07 | 0 | 3.9146e-07 | 6.633e-07 | 0 | 6.633e-07 | 3.6971e-07 | 0 | 3.6971e-07 | [17 empty] | 7.3.3.17.5 (Remote Grid) Updates to grid topology to minimize risk of ignition in HFTDs Remote GridWLDFRWire-to-wire contactAggregated | WLDFR | HFTD - Distribution - Tier 2 - 4QU CoRE ¦ 1QU LoRE | Non-Red Flag Warning - Large Fires | Wire-to-wire contact | Aggregated | 2034 | 3.4743e-06 | 772.1066 | 0.0026825 | 2034 | Mitigation | 0.95 | 45 | 0 | esc | 0.00097009 | 3.3703e-09 | 0.00097009 | 3.3703e-09
[79 empty] | WLDFR | HFTD - Distribution - Tier 3 - 5QU CoRE ¦ 4QU LoRE | Seismic - Red Flag Warning - Catastrophic Fires | 2064 | 1.1674e-11 | 31471.2268 | 690.4653 | 19927.4643 | 10853.2973 | 0 | 3.1962e-08 | 3.674e-07 | 0 | 3.674e-07 | 2.2821e-07 | 3.9146e-07 | 0 | 3.9146e-07 | 6.633e-07 | 0 | 6.633e-07 | 3.6971e-07 | 0 | 3.6971e-07 | [17 empty] | 7.3.3.17.5 (Remote Grid) Updates to grid topology to minimize risk of ignition in HFTDs Remote GridWLDFRWire-to-wire contactAggregated | WLDFR | HFTD - Distribution - Tier 2 - 4QU CoRE ¦ 1QU LoRE | Non-Red Flag Warning - Large Fires | Wire-to-wire contact | Aggregated | 2035 | 3.4743e-06 | 772.1066 | 0.0026825 | 2035 | Mitigation | 0.95 | 45 | 0 | esc | 0.00097009 | 3.3703e-09 | 0.00097009 | 3.3703e-09
[79 empty] | WLDFR | HFTD - Distribution - Tier 3 - 5QU CoRE ¦ 4QU LoRE | Seismic - Red Flag Warning - Catastrophic Fires | 2065 | 1.1674e-11 | 31471.2268 | 690.4653 | 19927.4643 | 10853.2973 | 0 | 3.1962e-08 | 3.674e-07 | 0 | 3.674e-07 | 2.2821e-07 | 3.9146e-07 | 0 | 3.9146e-07 | 6.633e-07 | 0 | 6.633e-07 | 3.6971e-07 | 0 | 3.6971e-07 | [17 empty] | 7.3.3.17.5 (Remote Grid) Updates to grid topology to minimize risk of ignition in HFTDs Remote GridWLDFRWire-to-wire contactAggregated | WLDFR | HFTD - Distribution - Tier 2 - 4QU CoRE ¦ 1QU LoRE | Non-Red Flag Warning - Large Fires | Wire-to-wire contact | Aggregated | 2036 | 3.4743e-06 | 772.1066 | 0.0026825 | 2036 | Mitigation | 0.95 | 45 | 0 | esc | 0.00097009 | 3.3703e-09 | 0.00097009 | 3.3703e-09
[79 empty] | WLDFR | HFTD - Distribution - Tier 3 - 5QU CoRE ¦ 4QU LoRE | Seismic - Red Flag Warning - Catastrophic Fires | 2066 | 1.1674e-11 | 31471.2268 | 690.4653 | 19927.4643 | 10853.2973 | 0 | 3.1962e-08 | 3.674e-07 | 0 | 3.674e-07 | 2.2821e-07 | 3.9146e-07 | 0 | 3.9146e-07 | 6.633e-07 | 0 | 6.633e-07 | 3.6971e-07 | 0 | 3.6971e-07 | [17 empty] | 7.3.3.17.5 (Remote Grid) Updates to grid topology to minimize risk of ignition in HFTDs Remote GridWLDFRWire-to-wire contactAggregated | WLDFR | HFTD - Distribution - Tier 2 - 4QU CoRE ¦ 1QU LoRE | Non-Red Flag Warning - Large Fires | Wire-to-wire contact | Aggregated | 2037 | 3.4743e-06 | 772.1066 | 0.0026825 | 2037 | Mitigation | 0.95 | 45 | 0 | esc | 0.00097009 | 3.3703e-09 | 0.00097009 | 3.3703e-09
[79 empty] | WLDFR | HFTD - Distribution - Tier 3 - 5QU CoRE ¦ 5QU LoRE | Non-Red Flag Warning - Catastrophic Fires | 2022 | 1.1888e-11 | 14146.1306 | 222.2294 | 8585.7228 | 5338.1784 | 0 | 3.2547e-08 | 1.6817e-07 | 0 | 1.6817e-07 | 1.1256e-08 | 4.0844e-07 | 0 | 4.0844e-07 | 6.9207e-07 | 0 | 6.9207e-07 | 3.8575e-07 | 0 | 3.8575e-07 | [17 empty] | 7.3.3.17.5 (Remote Grid) Updates to grid topology to minimize risk of ignition in HFTDs Remote GridWLDFRWire-to-wire contactAggregated | WLDFR | HFTD - Distribution - Tier 2 - 4QU CoRE ¦ 1QU LoRE | Non-Red Flag Warning - Large Fires | Wire-to-wire contact | Aggregated | 2038 | 3.4743e-06 | 772.1066 | 0.0026825 | 2038 | Mitigation | 0.95 | 45 | 0 | esc | 0.00097009 | 3.3703e-09 | 0.00097009 | 3.3703e-09
[79 empty] | WLDFR | HFTD - Distribution - Tier 3 - 5QU CoRE ¦ 5QU LoRE | Non-Red Flag Warning - Catastrophic Fires | 2023 | 1.1888e-11 | 14664.6376 | 233.2301 | 8896.516 | 5534.8915 | 0 | 3.2547e-08 | 1.7433e-07 | 0 | 1.7433e-07 | 1.176e-08 | 4.0844e-07 | 0 | 4.0844e-07 | 6.9207e-07 | 0 | 6.9207e-07 | 3.8575e-07 | 0 | 3.8575e-07 | [17 empty] | 7.3.3.17.5 (Remote Grid) Updates to grid topology to minimize risk of ignition in HFTDs Remote GridWLDFRWire-to-wire contactAggregated | WLDFR | HFTD - Distribution - Tier 2 - 4QU CoRE ¦ 1QU LoRE | Non-Red Flag Warning - Large Fires | Wire-to-wire contact | Aggregated | 2039 | 3.4743e-06 | 772.1066 | 0.0026825 | 2039 | Mitigation | 0.95 | 45 | 0 | esc | 0.00097009 | 3.3703e-09 | 0.00097009 | 3.3703e-09
[79 empty] | WLDFR | HFTD - Distribution - Tier 3 - 5QU CoRE ¦ 5QU LoRE | Non-Red Flag Warning - Catastrophic Fires | 2024 | 1.1888e-11 | 14664.6376 | 233.2301 | 8896.516 | 5534.8915 | 0 | 3.2547e-08 | 1.7433e-07 | 0 | 1.7433e-07 | 1.176e-08 | 4.0844e-07 | 0 | 4.0844e-07 | 6.9207e-07 | 0 | 6.9207e-07 | 3.8575e-07 | 0 | 3.8575e-07 | [17 empty] | 7.3.3.17.5 (Remote Grid) Updates to grid topology to minimize risk of ignition in HFTDs Remote GridWLDFRWire-to-wire contactAggregated | WLDFR | HFTD - Distribution - Tier 2 - 4QU CoRE ¦ 1QU LoRE | Non-Red Flag Warning - Large Fires | Wire-to-wire contact | Aggregated | 2040 | 3.4743e-06 | 772.1066 | 0.0026825 | 2040 | Mitigation | 0.95 | 45 | 0 | esc | 0.00097009 | 3.3703e-09 | 0.00097009 | 3.3703e-09
[79 empty] | WLDFR | HFTD - Distribution - Tier 3 - 5QU CoRE ¦ 5QU LoRE | Non-Red Flag Warning - Catastrophic Fires | 2025 | 1.1888e-11 | 14664.6376 | 233.2301 | 8896.516 | 5534.8915 | 0 | 3.2547e-08 | 1.7433e-07 | 0 | 1.7433e-07 | 1.176e-08 | 4.0844e-07 | 0 | 4.0844e-07 | 6.9207e-07 | 0 | 6.9207e-07 | 3.8575e-07 | 0 | 3.8575e-07 | [17 empty] | 7.3.3.17.5 (Remote Grid) Updates to grid topology to minimize risk of ignition in HFTDs Remote GridWLDFRWire-to-wire contactAggregated | WLDFR | HFTD - Distribution - Tier 2 - 4QU CoRE ¦ 1QU LoRE | Non-Red Flag Warning - Large Fires | Wire-to-wire contact | Aggregated | 2041 | 3.4743e-06 | 772.1066 | 0.0026825 | 2041 | Mitigation | 0.95 | 45 | 0 | esc | 0.00097009 | 3.3703e-09 | 0.00097009 | 3.3703e-09
[79 empty] | WLDFR | HFTD - Distribution - Tier 3 - 5QU CoRE ¦ 5QU LoRE | Non-Red Flag Warning - Catastrophic Fires | 2026 | 1.1888e-11 | 14664.6376 | 233.2301 | 8896.516 | 5534.8915 | 0 | 3.2547e-08 | 1.7433e-07 | 0 | 1.7433e-07 | 1.176e-08 | 4.0844e-07 | 0 | 4.0844e-07 | 6.9207e-07 | 0 | 6.9207e-07 | 3.8575e-07 | 0 | 3.8575e-07 | [17 empty] | 7.3.3.17.5 (Remote Grid) Updates to grid topology to minimize risk of ignition in HFTDs Remote GridWLDFRWire-to-wire contactAggregated | WLDFR | HFTD - Distribution - Tier 2 - 4QU CoRE ¦ 1QU LoRE | Non-Red Flag Warning - Large Fires | Wire-to-wire contact | Aggregated | 2042 | 3.4743e-06 | 772.1066 | 0.0026825 | 2042 | Mitigation | 0.95 | 45 | 0 | esc | 0.00097009 | 3.3703e-09 | 0.00097009 | 3.3703e-09
[79 empty] | WLDFR | HFTD - Distribution - Tier 3 - 5QU CoRE ¦ 5QU LoRE | Non-Red Flag Warning - Catastrophic Fires | 2027 | 1.1888e-11 | 14664.6376 | 233.2301 | 8896.516 | 5534.8915 | 0 | 3.2547e-08 | 1.7433e-07 | 0 | 1.7433e-07 | 1.176e-08 | 4.273e-07 | 0 | 4.273e-07 | 7.2403e-07 | 0 | 7.2403e-07 | 4.0356e-07 | 0 | 4.0356e-07 | [17 empty] | 7.3.3.17.5 (Remote Grid) Updates to grid topology to minimize risk of ignition in HFTDs Remote GridWLDFRWire-to-wire contactAggregated | WLDFR | HFTD - Distribution - Tier 2 - 4QU CoRE ¦ 1QU LoRE | Non-Red Flag Warning - Large Fires | Wire-to-wire contact | Aggregated | 2043 | 3.4743e-06 | 772.1066 | 0.0026825 | 2043 | Mitigation | 0.95 | 45 | 0 | esc | 0.00097009 | 3.3703e-09 | 0.00097009 | 3.3703e-09
[79 empty] | WLDFR | HFTD - Distribution - Tier 3 - 5QU CoRE ¦ 5QU LoRE | Non-Red Flag Warning - Catastrophic Fires | 2028 | 1.1888e-11 | 15317.9909 | 247.273 | 9287.6491 | 5783.0689 | 0 | 3.2547e-08 | 1.821e-07 | 0 | 1.821e-07 | 1.2408e-08 | 4.273e-07 | 0 | 4.273e-07 | 7.2403e-07 | 0 | 7.2403e-07 | 4.0356e-07 | 0 | 4.0356e-07 | [17 empty] | 7.3.3.17.5 (Remote Grid) Updates to grid topology to minimize risk of ignition in HFTDs Remote GridWLDFRWire-to-wire contactAggregated | WLDFR | HFTD - Distribution - Tier 2 - 4QU CoRE ¦ 1QU LoRE | Non-Red Flag Warning - Large Fires | Wire-to-wire contact | Aggregated | 2044 | 3.4743e-06 | 772.1066 | 0.0026825 | 2044 | Mitigation | 0.95 | 45 | 0 | esc | 0.00097009 | 3.3703e-09 | 0.00097009 | 3.3703e-09
[79 empty] | WLDFR | HFTD - Distribution - Tier 3 - 5QU CoRE ¦ 5QU LoRE | Non-Red Flag Warning - Catastrophic Fires | 2029 | 1.1888e-11 | 15317.9909 | 247.273 | 9287.6491 | 5783.0689 | 0 | 3.2547e-08 | 1.821e-07 | 0 | 1.821e-07 | 1.2408e-08 | 4.273e-07 | 0 | 4.273e-07 | 7.2403e-07 | 0 | 7.2403e-07 | 4.0356e-07 | 0 | 4.0356e-07 | [17 empty] | 7.3.3.17.5 (Remote Grid) Updates to grid topology to minimize risk of ignition in HFTDs Remote GridWLDFRWire-to-wire contactAggregated | WLDFR | HFTD - Distribution - Tier 2 - 4QU CoRE ¦ 1QU LoRE | Non-Red Flag Warning - Large Fires | Wire-to-wire contact | Aggregated | 2045 | 3.4743e-06 | 772.1066 | 0.0026825 | 2045 | Mitigation | 0.95 | 45 | 0 | esc | 0.00097009 | 3.3703e-09 | 0.00097009 | 3.3703e-09
[79 empty] | WLDFR | HFTD - Distribution - Tier 3 - 5QU CoRE ¦ 5QU LoRE | Non-Red Flag Warning - Catastrophic Fires | 2030 | 1.1888e-11 | 15317.9909 | 247.273 | 9287.6491 | 5783.0689 | 0 | 3.2547e-08 | 1.821e-07 | 0 | 1.821e-07 | 1.2408e-08 | 4.273e-07 | 0 | 4.273e-07 | 7.2403e-07 | 0 | 7.2403e-07 | 4.0356e-07 | 0 | 4.0356e-07 | [17 empty] | 7.3.3.17.5 (Remote Grid) Updates to grid topology to minimize risk of ignition in HFTDs Remote GridWLDFRWire-to-wire contactAggregated | WLDFR | HFTD - Distribution - Tier 2 - 4QU CoRE ¦ 1QU LoRE | Non-Red Flag Warning - Large Fires | Wire-to-wire contact | Aggregated | 2046 | 3.4743e-06 | 772.1066 | 0.0026825 | 2046 | Mitigation | 0.95 | 45 | 0 | esc | 0.00097009 | 3.3703e-09 | 0.00097009 | 3.3703e-09
[79 empty] | WLDFR | HFTD - Distribution - Tier 3 - 5QU CoRE ¦ 5QU LoRE | Non-Red Flag Warning - Catastrophic Fires | 2031 | 1.1888e-11 | 15317.9909 | 247.273 | 9287.6491 | 5783.0689 | 0 | 3.2547e-08 | 1.821e-07 | 0 | 1.821e-07 | 1.2408e-08 | 4.273e-07 | 0 | 4.273e-07 | 7.2403e-07 | 0 | 7.2403e-07 | 4.0356e-07 | 0 | 4.0356e-07 | [17 empty] | 7.3.3.17.5 (Remote Grid) Updates to grid topology to minimize risk of ignition in HFTDs Remote GridWLDFRWire-to-wire contactAggregated | WLDFR | HFTD - Distribution - Tier 2 - 4QU CoRE ¦ 1QU LoRE | Non-Red Flag Warning - Large Fires | Wire-to-wire contact | Aggregated | 2047 | 3.4743e-06 | 772.1066 | 0.0026825 | 2047 | Mitigation | 0.95 | 45 | 0 | esc | 0.00097009 | 3.3703e-09 | 0.00097009 | 3.3703e-09
[79 empty] | WLDFR | HFTD - Distribution - Tier 3 - 5QU CoRE ¦ 5QU LoRE | Non-Red Flag Warning - Catastrophic Fires | 2032 | 1.1888e-11 | 15317.9909 | 247.273 | 9287.6491 | 5783.0689 | 0 | 3.2547e-08 | 1.821e-07 | 0 | 1.821e-07 | 1.2408e-08 | 4.4776e-07 | 0 | 4.4776e-07 | 7.587e-07 | 0 | 7.587e-07 | 4.2288e-07 | 0 | 4.2288e-07 | [17 empty] | 7.3.3.17.5 (Remote Grid) Updates to grid topology to minimize risk of ignition in HFTDs Remote GridWLDFRWire-to-wire contactAggregated | WLDFR | HFTD - Distribution - Tier 2 - 4QU CoRE ¦ 1QU LoRE | Non-Red Flag Warning - Large Fires | Wire-to-wire contact | Aggregated | 2048 | 3.4743e-06 | 772.1066 | 0.0026825 | 2048 | Mitigation | 0.95 | 45 | 0 | esc | 0.00097009 | 3.3703e-09 | 0.00097009 | 3.3703e-09
[79 empty] | WLDFR | HFTD - Distribution - Tier 3 - 5QU CoRE ¦ 5QU LoRE | Non-Red Flag Warning - Catastrophic Fires | 2033 | 1.1888e-11 | 16044.1264 | 263.1074 | 9721.74 | 6059.2791 | 0 | 3.2547e-08 | 1.9073e-07 | 0 | 1.9073e-07 | 1.3146e-08 | 4.4776e-07 | 0 | 4.4776e-07 | 7.587e-07 | 0 | 7.587e-07 | 4.2288e-07 | 0 | 4.2288e-07 | [17 empty] | 7.3.3.17.5 (Remote Grid) Updates to grid topology to minimize risk of ignition in HFTDs Remote GridWLDFRWire-to-wire contactAggregated | WLDFR | HFTD - Distribution - Tier 2 - 4QU CoRE ¦ 1QU LoRE | Non-Red Flag Warning - Large Fires | Wire-to-wire contact | Aggregated | 2049 | 3.4743e-06 | 772.1066 | 0.0026825 | 2049 | Mitigation | 0.95 | 45 | 0 | esc | 0.00097009 | 3.3703e-09 | 0.00097009 | 3.3703e-09
[79 empty] | WLDFR | HFTD - Distribution - Tier 3 - 5QU CoRE ¦ 5QU LoRE | Non-Red Flag Warning - Catastrophic Fires | 2034 | 1.1888e-11 | 16044.1264 | 263.1074 | 9721.74 | 6059.2791 | 0 | 3.2547e-08 | 1.9073e-07 | 0 | 1.9073e-07 | 1.3146e-08 | 4.4776e-07 | 0 | 4.4776e-07 | 7.587e-07 | 0 | 7.587e-07 | 4.2288e-07 | 0 | 4.2288e-07 | [17 empty] | 7.3.3.17.5 (Remote Grid) Updates to grid topology to minimize risk of ignition in HFTDs Remote GridWLDFRWire-to-wire contactAggregated | WLDFR | HFTD - Distribution - Tier 2 - 4QU CoRE ¦ 1QU LoRE | Non-Red Flag Warning - Large Fires | Wire-to-wire contact | Aggregated | 2050 | 3.4743e-06 | 772.1066 | 0.0026825 | 2050 | Mitigation | 0.95 | 45 | 0 | esc | 0.00097009 | 3.3703e-09 | 0.00097009 | 3.3703e-09
[79 empty] | WLDFR | HFTD - Distribution - Tier 3 - 5QU CoRE ¦ 5QU LoRE | Non-Red Flag Warning - Catastrophic Fires | 2035 | 1.1888e-11 | 16044.1264 | 263.1074 | 9721.74 | 6059.2791 | 0 | 3.2547e-08 | 1.9073e-07 | 0 | 1.9073e-07 | 1.3146e-08 | 4.4776e-07 | 0 | 4.4776e-07 | 7.587e-07 | 0 | 7.587e-07 | 4.2288e-07 | 0 | 4.2288e-07 | [17 empty] | 7.3.3.17.5 (Remote Grid) Updates to grid topology to minimize risk of ignition in HFTDs Remote GridWLDFRWire-to-wire contactAggregated | WLDFR | HFTD - Distribution - Tier 2 - 4QU CoRE ¦ 1QU LoRE | Non-Red Flag Warning - Large Fires | Wire-to-wire contact | Aggregated | 2051 | 3.4743e-06 | 772.1066 | 0.0026825 | 2051 | Mitigation | 0.95 | 45 | 0 | esc | 0.00097009 | 3.3703e-09 | 0.00097009 | 3.3703e-09
[79 empty] | WLDFR | HFTD - Distribution - Tier 3 - 5QU CoRE ¦ 5QU LoRE | Non-Red Flag Warning - Catastrophic Fires | 2036 | 1.1888e-11 | 16044.1264 | 263.1074 | 9721.74 | 6059.2791 | 0 | 3.2547e-08 | 1.9073e-07 | 0 | 1.9073e-07 | 1.3146e-08 | 4.4776e-07 | 0 | 4.4776e-07 | 7.587e-07 | 0 | 7.587e-07 | 4.2288e-07 | 0 | 4.2288e-07 | [17 empty] | 7.3.3.17.5 (Remote Grid) Updates to grid topology to minimize risk of ignition in HFTDs Remote GridWLDFRWire-to-wire contactAggregated | WLDFR | HFTD - Distribution - Tier 2 - 4QU CoRE ¦ 1QU LoRE | Non-Red Flag Warning - Large Fires | Wire-to-wire contact | Aggregated | 2052 | 3.4743e-06 | 772.1066 | 0.0026825 | 2052 | Mitigation | 0.95 | 45 | 0 | esc | 0.00097009 | 3.3703e-09 | 0.00097009 | 3.3703e-09
[79 empty] | WLDFR | HFTD - Distribution - Tier 3 - 5QU CoRE ¦ 5QU LoRE | Non-Red Flag Warning - Catastrophic Fires | 2037 | 1.1888e-11 | 16044.1264 | 263.1074 | 9721.74 | 6059.2791 | 0 | 3.2547e-08 | 1.9073e-07 | 0 | 1.9073e-07 | 1.3146e-08 | 4.6954e-07 | 0 | 4.6954e-07 | 7.9561e-07 | 0 | 7.9561e-07 | 4.4346e-07 | 0 | 4.4346e-07 | [17 empty] | 7.3.3.17.5 (Remote Grid) Updates to grid topology to minimize risk of ignition in HFTDs Remote GridWLDFRWire-to-wire contactAggregated | WLDFR | HFTD - Distribution - Tier 2 - 4QU CoRE ¦ 1QU LoRE | Non-Red Flag Warning - Large Fires | Wire-to-wire contact | Aggregated | 2053 | 3.4743e-06 | 772.1066 | 0.0026825 | 2053 | Mitigation | 0.95 | 45 | 0 | esc | 0.00097009 | 3.3703e-09 | 0.00097009 | 3.3703e-09
[79 empty] | WLDFR | HFTD - Distribution - Tier 3 - 5QU CoRE ¦ 5QU LoRE | Non-Red Flag Warning - Catastrophic Fires | 2038 | 1.1888e-11 | 16832.3912 | 280.5544 | 10192.2718 | 6359.5651 | 0 | 3.2547e-08 | 2.001e-07 | 0 | 2.001e-07 | 1.3967e-08 | 4.6954e-07 | 0 | 4.6954e-07 | 7.9561e-07 | 0 | 7.9561e-07 | 4.4346e-07 | 0 | 4.4346e-07 | [17 empty] | 7.3.3.17.5 (Remote Grid) Updates to grid topology to minimize risk of ignition in HFTDs Remote GridWLDFRWire-to-wire contactAggregated | WLDFR | HFTD - Distribution - Tier 2 - 4QU CoRE ¦ 1QU LoRE | Non-Red Flag Warning - Large Fires | Wire-to-wire contact | Aggregated | 2054 | 3.4743e-06 | 772.1066 | 0.0026825 | 2054 | Mitigation | 0.95 | 45 | 0 | esc | 0.00097009 | 3.3703e-09 | 0.00097009 | 3.3703e-09
[79 empty] | WLDFR | HFTD - Distribution - Tier 3 - 5QU CoRE ¦ 5QU LoRE | Non-Red Flag Warning - Catastrophic Fires | 2039 | 1.1888e-11 | 16832.3912 | 280.5544 | 10192.2718 | 6359.5651 | 0 | 3.2547e-08 | 2.001e-07 | 0 | 2.001e-07 | 1.3967e-08 | 4.6954e-07 | 0 | 4.6954e-07 | 7.9561e-07 | 0 | 7.9561e-07 | 4.4346e-07 | 0 | 4.4346e-07 | [17 empty] | 7.3.3.17.5 (Remote Grid) Updates to grid topology to minimize risk of ignition in HFTDs Remote GridWLDFRWire-to-wire contactAggregated | WLDFR | HFTD - Distribution - Tier 2 - 4QU CoRE ¦ 1QU LoRE | Non-Red Flag Warning - Large Fires | Wire-to-wire contact | Aggregated | 2055 | 3.4743e-06 | 772.1066 | 0.0026825 | 2055 | Mitigation | 0.95 | 45 | 0 | esc | 0.00097009 | 3.3703e-09 | 0.00097009 | 3.3703e-09
[79 empty] | WLDFR | HFTD - Distribution - Tier 3 - 5QU CoRE ¦ 5QU LoRE | Non-Red Flag Warning - Catastrophic Fires | 2040 | 1.1888e-11 | 16832.3912 | 280.5544 | 10192.2718 | 6359.5651 | 0 | 3.2547e-08 | 2.001e-07 | 0 | 2.001e-07 | 1.3967e-08 | 4.6954e-07 | 0 | 4.6954e-07 | 7.9561e-07 | 0 | 7.9561e-07 | 4.4346e-07 | 0 | 4.4346e-07 | [17 empty] | 7.3.3.17.5 (Remote Grid) Updates to grid topology to minimize risk of ignition in HFTDs Remote GridWLDFRWire-to-wire contactAggregated | WLDFR | HFTD - Distribution - Tier 2 - 4QU CoRE ¦ 1QU LoRE | Non-Red Flag Warning - Large Fires | Wire-to-wire contact | Aggregated | 2056 | 3.4743e-06 | 772.1066 | 0.0026825 | 2056 | Mitigation | 0.95 | 45 | 0 | esc | 0.00097009 | 3.3703e-09 | 0.00097009 | 3.3703e-09
[79 empty] | WLDFR | HFTD - Distribution - Tier 3 - 5QU CoRE ¦ 5QU LoRE | Non-Red Flag Warning - Catastrophic Fires | 2041 | 1.1888e-11 | 16832.3912 | 280.5544 | 10192.2718 | 6359.5651 | 0 | 3.2547e-08 | 2.001e-07 | 0 | 2.001e-07 | 1.3967e-08 | 4.6954e-07 | 0 | 4.6954e-07 | 7.9561e-07 | 0 | 7.9561e-07 | 4.4346e-07 | 0 | 4.4346e-07 | [17 empty] | 7.3.3.17.5 (Remote Grid) Updates to grid topology to minimize risk of ignition in HFTDs Remote GridWLDFRWire-to-wire contactAggregated | WLDFR | HFTD - Distribution - Tier 2 - 4QU CoRE ¦ 1QU LoRE | Non-Red Flag Warning - Large Fires | Wire-to-wire contact | Aggregated | 2057 | 3.4743e-06 | 772.1066 | 0.0026825 | 2057 | Mitigation | 0.95 | 45 | 0 | esc | 0.00097009 | 3.3703e-09 | 0.00097009 | 3.3703e-09
[79 empty] | WLDFR | HFTD - Distribution - Tier 3 - 5QU CoRE ¦ 5QU LoRE | Non-Red Flag Warning - Catastrophic Fires | 2042 | 1.1888e-11 | 16832.3912 | 280.5544 | 10192.2718 | 6359.5651 | 0 | 3.2547e-08 | 2.001e-07 | 0 | 2.001e-07 | 1.3967e-08 | 4.9236e-07 | 0 | 4.9236e-07 | 8.3428e-07 | 0 | 8.3428e-07 | 4.6501e-07 | 0 | 4.6501e-07 | [17 empty] | 7.3.3.17.5 (Remote Grid) Updates to grid topology to minimize risk of ignition in HFTDs Remote GridWLDFRWire-to-wire contactAggregated | WLDFR | HFTD - Distribution - Tier 2 - 4QU CoRE ¦ 1QU LoRE | Non-Red Flag Warning - Large Fires | Wire-to-wire contact | Aggregated | 2058 | 3.4743e-06 | 772.1066 | 0.0026825 | 2058 | Mitigation | 0.95 | 45 | 0 | esc | 0.00097009 | 3.3703e-09 | 0.00097009 | 3.3703e-09
[79 empty] | WLDFR | HFTD - Distribution - Tier 3 - 5QU CoRE ¦ 5QU LoRE | Non-Red Flag Warning - Catastrophic Fires | 2043 | 1.1888e-11 | 17672.0852 | 299.42 | 10692.7362 | 6679.929 | 0 | 3.2547e-08 | 2.1009e-07 | 0 | 2.1009e-07 | 1.4865e-08 | 4.9236e-07 | 0 | 4.9236e-07 | 8.3428e-07 | 0 | 8.3428e-07 | 4.6501e-07 | 0 | 4.6501e-07 | [17 empty] | 7.3.3.17.5 (Remote Grid) Updates to grid topology to minimize risk of ignition in HFTDs Remote GridWLDFRWire-to-wire contactAggregated | WLDFR | HFTD - Distribution - Tier 2 - 4QU CoRE ¦ 1QU LoRE | Non-Red Flag Warning - Large Fires | Wire-to-wire contact | Aggregated | 2059 | 3.4743e-06 | 772.1066 | 0.0026825 | 2059 | Mitigation | 0.95 | 45 | 0 | esc | 0.00097009 | 3.3703e-09 | 0.00097009 | 3.3703e-09
[79 empty] | WLDFR | HFTD - Distribution - Tier 3 - 5QU CoRE ¦ 5QU LoRE | Non-Red Flag Warning - Catastrophic Fires | 2044 | 1.1888e-11 | 17672.0852 | 299.42 | 10692.7362 | 6679.929 | 0 | 3.2547e-08 | 2.1009e-07 | 0 | 2.1009e-07 | 1.4865e-08 | 4.9236e-07 | 0 | 4.9236e-07 | 8.3428e-07 | 0 | 8.3428e-07 | 4.6501e-07 | 0 | 4.6501e-07 | [17 empty] | 7.3.3.17.5 (Remote Grid) Updates to grid topology to minimize risk of ignition in HFTDs Remote GridWLDFRWire-to-wire contactAggregated | WLDFR | HFTD - Distribution - Tier 2 - 4QU CoRE ¦ 1QU LoRE | Non-Red Flag Warning - Large Fires | Wire-to-wire contact | Aggregated | 2060 | 3.4743e-06 | 772.1066 | 0.0026825 | 2060 | Mitigation | 0.95 | 45 | 0 | esc | 0.00097009 | 3.3703e-09 | 0.00097009 | 3.3703e-09
[79 empty] | WLDFR | HFTD - Distribution - Tier 3 - 5QU CoRE ¦ 5QU LoRE | Non-Red Flag Warning - Catastrophic Fires | 2045 | 1.1888e-11 | 17672.0852 | 299.42 | 10692.7362 | 6679.929 | 0 | 3.2547e-08 | 2.1009e-07 | 0 | 2.1009e-07 | 1.4865e-08 | 4.9236e-07 | 0 | 4.9236e-07 | 8.3428e-07 | 0 | 8.3428e-07 | 4.6501e-07 | 0 | 4.6501e-07 | [17 empty] | 7.3.3.17.5 (Remote Grid) Updates to grid topology to minimize risk of ignition in HFTDs Remote GridWLDFRWire-to-wire contactAggregated | WLDFR | HFTD - Distribution - Tier 2 - 4QU CoRE ¦ 1QU LoRE | Non-Red Flag Warning - Large Fires | Wire-to-wire contact | Aggregated | 2061 | 3.4743e-06 | 772.1066 | 0.0026825 | 2061 | Mitigation | 0.95 | 45 | 0 | esc | 0.00097009 | 3.3703e-09 | 0.00097009 | 3.3703e-09
[79 empty] | WLDFR | HFTD - Distribution - Tier 3 - 5QU CoRE ¦ 5QU LoRE | Non-Red Flag Warning - Catastrophic Fires | 2046 | 1.1888e-11 | 17672.0852 | 299.42 | 10692.7362 | 6679.929 | 0 | 3.2547e-08 | 2.1009e-07 | 0 | 2.1009e-07 | 1.4865e-08 | 4.9236e-07 | 0 | 4.9236e-07 | 8.3428e-07 | 0 | 8.3428e-07 | 4.6501e-07 | 0 | 4.6501e-07 | [17 empty] | 7.3.3.17.5 (Remote Grid) Updates to grid topology to minimize risk of ignition in HFTDs Remote GridWLDFRWire-to-wire contactAggregated | WLDFR | HFTD - Distribution - Tier 2 - 4QU CoRE ¦ 1QU LoRE | Non-Red Flag Warning - Large Fires | Wire-to-wire contact | Aggregated | 2062 | 3.4743e-06 | 772.1066 | 0.0026825 | 2062 | Mitigation | 0.95 | 45 | 0 | esc | 0.00097009 | 3.3703e-09 | 0.00097009 | 3.3703e-09
[79 empty] | WLDFR | HFTD - Distribution - Tier 3 - 5QU CoRE ¦ 5QU LoRE | Non-Red Flag Warning - Catastrophic Fires | 2047 | 1.1888e-11 | 17672.0852 | 299.42 | 10692.7362 | 6679.929 | 0 | 3.2547e-08 | 2.1009e-07 | 0 | 2.1009e-07 | 1.4865e-08 | 5.1594e-07 | 0 | 5.1594e-07 | 8.7423e-07 | 0 | 8.7423e-07 | 4.8727e-07 | 0 | 4.8727e-07 | [17 empty] | 7.3.3.17.5 (Remote Grid) Updates to grid topology to minimize risk of ignition in HFTDs Remote GridWLDFRWire-to-wire contactAggregated | WLDFR | HFTD - Distribution - Tier 2 - 4QU CoRE ¦ 1QU LoRE | Non-Red Flag Warning - Large Fires | Wire-to-wire contact | Aggregated | 2063 | 3.4743e-06 | 772.1066 | 0.0026825 | 2063 | Mitigation | 0.95 | 45 | 0 | esc | 0.00097009 | 3.3703e-09 | 0.00097009 | 3.3703e-09
[79 empty] | WLDFR | HFTD - Distribution - Tier 3 - 5QU CoRE ¦ 5QU LoRE | Non-Red Flag Warning - Catastrophic Fires | 2048 | 1.1888e-11 | 18552.3348 | 319.4911 | 11216.5626 | 7016.281 | 0 | 3.2547e-08 | 2.2055e-07 | 0 | 2.2055e-07 | 1.5833e-08 | 5.1594e-07 | 0 | 5.1594e-07 | 8.7423e-07 | 0 | 8.7423e-07 | 4.8727e-07 | 0 | 4.8727e-07 | [17 empty] | 7.3.3.17.5 (Remote Grid) Updates to grid topology to minimize risk of ignition in HFTDs Remote GridWLDFRWire-to-wire contactAggregated | WLDFR | HFTD - Distribution - Tier 2 - 4QU CoRE ¦ 1QU LoRE | Non-Red Flag Warning - Large Fires | Wire-to-wire contact | Aggregated | 2064 | 3.4743e-06 | 772.1066 | 0.0026825 | 2064 | Mitigation | 0.95 | 45 | 0 | esc | 0.00097009 | 3.3703e-09 | 0.00097009 | 3.3703e-09
[79 empty] | WLDFR | HFTD - Distribution - Tier 3 - 5QU CoRE ¦ 5QU LoRE | Non-Red Flag Warning - Catastrophic Fires | 2049 | 1.1888e-11 | 18552.3348 | 319.4911 | 11216.5626 | 7016.281 | 0 | 3.2547e-08 | 2.2055e-07 | 0 | 2.2055e-07 | 1.5833e-08 | 5.1594e-07 | 0 | 5.1594e-07 | 8.7423e-07 | 0 | 8.7423e-07 | 4.8727e-07 | 0 | 4.8727e-07 | [17 empty] | 7.3.3.17.5 (Remote Grid) Updates to grid topology to minimize risk of ignition in HFTDs Remote GridWLDFRWire-to-wire contactAggregated | WLDFR | HFTD - Distribution - Tier 2 - 4QU CoRE ¦ 1QU LoRE | Non-Red Flag Warning - Large Fires | Wire-to-wire contact | Aggregated | 2065 | 3.4743e-06 | 772.1066 | 0.0026825 | 2065 | Mitigation | 0.95 | 45 | 0 | esc | 0.00097009 | 3.3703e-09 | 0.00097009 | 3.3703e-09
[79 empty] | WLDFR | HFTD - Distribution - Tier 3 - 5QU CoRE ¦ 5QU LoRE | Non-Red Flag Warning - Catastrophic Fires | 2050 | 1.1888e-11 | 18552.3348 | 319.4911 | 11216.5626 | 7016.281 | 0 | 3.2547e-08 | 2.2055e-07 | 0 | 2.2055e-07 | 1.5833e-08 | 5.1594e-07 | 0 | 5.1594e-07 | 8.7423e-07 | 0 | 8.7423e-07 | 4.8727e-07 | 0 | 4.8727e-07 | [17 empty] | 7.3.3.17.5 (Remote Grid) Updates to grid topology to minimize risk of ignition in HFTDs Remote GridWLDFRWire-to-wire contactAggregated | WLDFR | HFTD - Distribution - Tier 2 - 4QU CoRE ¦ 1QU LoRE | Non-Red Flag Warning - Large Fires | Wire-to-wire contact | Aggregated | 2066 | 3.4743e-06 | 772.1066 | 0.0026825 | 2066 | Mitigation | 0.95 | 45 | 0 | esc | 0.00097009 | 3.3703e-09 | 0.00097009 | 3.3703e-09
[79 empty] | WLDFR | HFTD - Distribution - Tier 3 - 5QU CoRE ¦ 5QU LoRE | Non-Red Flag Warning - Catastrophic Fires | 2051 | 1.1888e-11 | 18552.3348 | 319.4911 | 11216.5626 | 7016.281 | 0 | 3.2547e-08 | 2.2055e-07 | 0 | 2.2055e-07 | 1.5833e-08 | 5.1594e-07 | 0 | 5.1594e-07 | 8.7423e-07 | 0 | 8.7423e-07 | 4.8727e-07 | 0 | 4.8727e-07 | [17 empty] | 7.3.3.17.5 (Remote Grid) Updates to grid topology to minimize risk of ignition in HFTDs Remote GridWLDFRWire-to-wire contactAggregated | WLDFR | HFTD - Distribution - Tier 2 - 4QU CoRE ¦ 1QU LoRE | Non-Red Flag Warning - Large Fires | Wire-to-wire contact | Aggregated | 2067 | 3.4743e-06 | 772.1066 | 0.0026825 | 2067 | Mitigation | 0.95 | 45 | 0 | esc | 0 | 0 | 0.00097009 | 3.3703e-09
[79 empty] | WLDFR | HFTD - Distribution - Tier 3 - 5QU CoRE ¦ 5QU LoRE | Non-Red Flag Warning - Catastrophic Fires | 2052 | 1.1888e-11 | 18552.3348 | 319.4911 | 11216.5626 | 7016.281 | 0 | 3.2547e-08 | 2.2055e-07 | 0 | 2.2055e-07 | 1.5833e-08 | 5.3998e-07 | 0 | 5.3998e-07 | 9.1496e-07 | 0 | 9.1496e-07 | 5.0998e-07 | 0 | 5.0998e-07 | [17 empty] | 7.3.3.17.5 (Remote Grid) Updates to grid topology to minimize risk of ignition in HFTDs Remote GridWLDFRContact from objectAggregated | WLDFR | HFTD - Distribution - Tier 2 - 4QU CoRE ¦ 1QU LoRE | Non-Red Flag Warning - Small Fires | Contact from object | Aggregated | 2022 | 0.0015669 | 772.1066 | 1.2098 | 2022 | Mitigation | 0.95 | 45 | 0 | esc | 0.00097009 | 1.52e-06 | 0 | 0
[79 empty] | WLDFR | HFTD - Distribution - Tier 3 - 5QU CoRE ¦ 5QU LoRE | Non-Red Flag Warning - Catastrophic Fires | 2053 | 1.1888e-11 | 19462.1283 | 340.5356 | 11757.1413 | 7364.4514 | 0 | 3.2547e-08 | 2.3137e-07 | 0 | 2.3137e-07 | 1.6862e-08 | 5.3998e-07 | 0 | 5.3998e-07 | 9.1496e-07 | 0 | 9.1496e-07 | 5.0998e-07 | 0 | 5.0998e-07 | [17 empty] | 7.3.3.17.5 (Remote Grid) Updates to grid topology to minimize risk of ignition in HFTDs Remote GridWLDFRContact from objectAggregated | WLDFR | HFTD - Distribution - Tier 2 - 4QU CoRE ¦ 1QU LoRE | Non-Red Flag Warning - Small Fires | Contact from object | Aggregated | 2023 | 0.0015669 | 772.1066 | 1.2098 | 2023 | Mitigation | 0.95 | 45 | 0 | esc | 0.00097009 | 1.52e-06 | 0.00097009 | 1.52e-06
[79 empty] | WLDFR | HFTD - Distribution - Tier 3 - 5QU CoRE ¦ 5QU LoRE | Non-Red Flag Warning - Catastrophic Fires | 2054 | 1.1888e-11 | 19462.1283 | 340.5356 | 11757.1413 | 7364.4514 | 0 | 3.2547e-08 | 2.3137e-07 | 0 | 2.3137e-07 | 1.6862e-08 | 5.3998e-07 | 0 | 5.3998e-07 | 9.1496e-07 | 0 | 9.1496e-07 | 5.0998e-07 | 0 | 5.0998e-07 | [17 empty] | 7.3.3.17.5 (Remote Grid) Updates to grid topology to minimize risk of ignition in HFTDs Remote GridWLDFRContact from objectAggregated | WLDFR | HFTD - Distribution - Tier 2 - 4QU CoRE ¦ 1QU LoRE | Non-Red Flag Warning - Small Fires | Contact from object | Aggregated | 2024 | 0.0015669 | 772.1066 | 1.2098 | 2024 | Mitigation | 0.95 | 45 | 0 | esc | 0.00097009 | 1.52e-06 | 0.00097009 | 1.52e-06
[79 empty] | WLDFR | HFTD - Distribution - Tier 3 - 5QU CoRE ¦ 5QU LoRE | Non-Red Flag Warning - Catastrophic Fires | 2055 | 1.1888e-11 | 19462.1283 | 340.5356 | 11757.1413 | 7364.4514 | 0 | 3.2547e-08 | 2.3137e-07 | 0 | 2.3137e-07 | 1.6862e-08 | 5.3998e-07 | 0 | 5.3998e-07 | 9.1496e-07 | 0 | 9.1496e-07 | 5.0998e-07 | 0 | 5.0998e-07 | [17 empty] | 7.3.3.17.5 (Remote Grid) Updates to grid topology to minimize risk of ignition in HFTDs Remote GridWLDFRContact from objectAggregated | WLDFR | HFTD - Distribution - Tier 2 - 4QU CoRE ¦ 1QU LoRE | Non-Red Flag Warning - Small Fires | Contact from object | Aggregated | 2025 | 0.0015669 | 772.1066 | 1.2098 | 2025 | Mitigation | 0.95 | 45 | 0 | esc | 0.00097009 | 1.52e-06 | 0.00097009 | 1.52e-06
[79 empty] | WLDFR | HFTD - Distribution - Tier 3 - 5QU CoRE ¦ 5QU LoRE | Non-Red Flag Warning - Catastrophic Fires | 2056 | 1.1888e-11 | 19462.1283 | 340.5356 | 11757.1413 | 7364.4514 | 0 | 3.2547e-08 | 2.3137e-07 | 0 | 2.3137e-07 | 1.6862e-08 | 5.3998e-07 | 0 | 5.3998e-07 | 9.1496e-07 | 0 | 9.1496e-07 | 5.0998e-07 | 0 | 5.0998e-07 | [17 empty] | 7.3.3.17.5 (Remote Grid) Updates to grid topology to minimize risk of ignition in HFTDs Remote GridWLDFRContact from objectAggregated | WLDFR | HFTD - Distribution - Tier 2 - 4QU CoRE ¦ 1QU LoRE | Non-Red Flag Warning - Small Fires | Contact from object | Aggregated | 2026 | 0.0015669 | 772.1066 | 1.2098 | 2026 | Mitigation | 0.95 | 45 | 0 | esc | 0.00097009 | 1.52e-06 | 0.00097009 | 1.52e-06
[79 empty] | WLDFR | HFTD - Distribution - Tier 3 - 5QU CoRE ¦ 5QU LoRE | Non-Red Flag Warning - Catastrophic Fires | 2057 | 1.1888e-11 | 19462.1283 | 340.5356 | 11757.1413 | 7364.4514 | 0 | 3.2547e-08 | 2.3137e-07 | 0 | 2.3137e-07 | 1.6862e-08 | 5.6419e-07 | 0 | 5.6419e-07 | 9.5599e-07 | 0 | 9.5599e-07 | 5.3284e-07 | 0 | 5.3284e-07 | [17 empty] | 7.3.3.17.5 (Remote Grid) Updates to grid topology to minimize risk of ignition in HFTDs Remote GridWLDFRContact from objectAggregated | WLDFR | HFTD - Distribution - Tier 2 - 4QU CoRE ¦ 1QU LoRE | Non-Red Flag Warning - Small Fires | Contact from object | Aggregated | 2027 | 0.0015669 | 772.1066 | 1.2098 | 2027 | Mitigation | 0.95 | 45 | 0 | esc | 0.00097009 | 1.52e-06 | 0.00097009 | 1.52e-06
[79 empty] | WLDFR | HFTD - Distribution - Tier 3 - 5QU CoRE ¦ 5QU LoRE | Non-Red Flag Warning - Catastrophic Fires | 2058 | 1.1888e-11 | 20390.4035 | 362.3049 | 12307.8747 | 7720.2238 | 0 | 3.2547e-08 | 2.424e-07 | 0 | 2.424e-07 | 1.794e-08 | 5.6419e-07 | 0 | 5.6419e-07 | 9.5599e-07 | 0 | 9.5599e-07 | 5.3284e-07 | 0 | 5.3284e-07 | [17 empty] | 7.3.3.17.5 (Remote Grid) Updates to grid topology to minimize risk of ignition in HFTDs Remote GridWLDFRContact from objectAggregated | WLDFR | HFTD - Distribution - Tier 2 - 4QU CoRE ¦ 1QU LoRE | Non-Red Flag Warning - Small Fires | Contact from object | Aggregated | 2028 | 0.0015669 | 772.1066 | 1.2098 | 2028 | Mitigation | 0.95 | 45 | 0 | esc | 0.00097009 | 1.52e-06 | 0.00097009 | 1.52e-06
[79 empty] | WLDFR | HFTD - Distribution - Tier 3 - 5QU CoRE ¦ 5QU LoRE | Non-Red Flag Warning - Catastrophic Fires | 2059 | 1.1888e-11 | 20390.4035 | 362.3049 | 12307.8747 | 7720.2238 | 0 | 3.2547e-08 | 2.424e-07 | 0 | 2.424e-07 | 1.794e-08 | 5.6419e-07 | 0 | 5.6419e-07 | 9.5599e-07 | 0 | 9.5599e-07 | 5.3284e-07 | 0 | 5.3284e-07 | [17 empty] | 7.3.3.17.5 (Remote Grid) Updates to grid topology to minimize risk of ignition in HFTDs Remote GridWLDFRContact from objectAggregated | WLDFR | HFTD - Distribution - Tier 2 - 4QU CoRE ¦ 1QU LoRE | Non-Red Flag Warning - Small Fires | Contact from object | Aggregated | 2029 | 0.0015669 | 772.1066 | 1.2098 | 2029 | Mitigation | 0.95 | 45 | 0 | esc | 0.00097009 | 1.52e-06 | 0.00097009 | 1.52e-06
[79 empty] | WLDFR | HFTD - Distribution - Tier 3 - 5QU CoRE ¦ 5QU LoRE | Non-Red Flag Warning - Catastrophic Fires | 2060 | 1.1888e-11 | 20390.4035 | 362.3049 | 12307.8747 | 7720.2238 | 0 | 3.2547e-08 | 2.424e-07 | 0 | 2.424e-07 | 1.794e-08 | 0 | 0 | 0 | 9.5599e-07 | 0 | 9.5599e-07 | 5.3284e-07 | 0 | 5.3284e-07 | [17 empty] | 7.3.3.17.5 (Remote Grid) Updates to grid topology to minimize risk of ignition in HFTDs Remote GridWLDFRContact from objectAggregated | WLDFR | HFTD - Distribution - Tier 2 - 4QU CoRE ¦ 1QU LoRE | Non-Red Flag Warning - Small Fires | Contact from object | Aggregated | 2030 | 0.0015669 | 772.1066 | 1.2098 | 2030 | Mitigation | 0.95 | 45 | 0 | esc | 0.00097009 | 1.52e-06 | 0.00097009 | 1.52e-06
[79 empty] | WLDFR | HFTD - Distribution - Tier 3 - 5QU CoRE ¦ 5QU LoRE | Non-Red Flag Warning - Catastrophic Fires | 2061 | 1.1888e-11 | 20390.4035 | 362.3049 | 12307.8747 | 7720.2238 | 0 | 3.2547e-08 | 2.424e-07 | 0 | 2.424e-07 | 1.794e-08 | 0 | 0 | 0 | 0 | 0 | 0 | 5.3284e-07 | 0 | 5.3284e-07 | [17 empty] | 7.3.3.17.5 (Remote Grid) Updates to grid topology to minimize risk of ignition in HFTDs Remote GridWLDFRContact from objectAggregated | WLDFR | HFTD - Distribution - Tier 2 - 4QU CoRE ¦ 1QU LoRE | Non-Red Flag Warning - Small Fires | Contact from object | Aggregated | 2031 | 0.0015669 | 772.1066 | 1.2098 | 2031 | Mitigation | 0.95 | 45 | 0 | esc | 0.00097009 | 1.52e-06 | 0.00097009 | 1.52e-06
[79 empty] | WLDFR | HFTD - Distribution - Tier 3 - 5QU CoRE ¦ 5QU LoRE | Non-Red Flag Warning - Catastrophic Fires | 2062 | 1.1888e-11 | 20390.4035 | 362.3049 | 12307.8747 | 7720.2238 | 0 | 3.2547e-08 | 2.424e-07 | 0 | 2.424e-07 | 1.794e-08 | 8.6357e-07 | 0 | 8.6357e-07 | 0 | 0 | 0 | 0 | 0 | 0 | [17 empty] | 7.3.3.17.5 (Remote Grid) Updates to grid topology to minimize risk of ignition in HFTDs Remote GridWLDFRContact from objectAggregated | WLDFR | HFTD - Distribution - Tier 2 - 4QU CoRE ¦ 1QU LoRE | Non-Red Flag Warning - Small Fires | Contact from object | Aggregated | 2032 | 0.0015669 | 772.1066 | 1.2098 | 2032 | Mitigation | 0.95 | 45 | 0 | esc | 0.00097009 | 1.52e-06 | 0.00097009 | 1.52e-06
[79 empty] | WLDFR | HFTD - Distribution - Tier 3 - 5QU CoRE ¦ 5QU LoRE | Non-Red Flag Warning - Catastrophic Fires | 2063 | 1.1888e-11 | 21325.9188 | 384.5316 | 12862.0997 | 8079.2876 | 0 | 3.2547e-08 | 2.5352e-07 | 0 | 2.5352e-07 | 1.9056e-08 | 8.2332e-07 | 0 | 8.2332e-07 | 1.3951e-06 | 0 | 1.3951e-06 | 0 | 0 | 0 | [17 empty] | 7.3.3.17.5 (Remote Grid) Updates to grid topology to minimize risk of ignition in HFTDs Remote GridWLDFRContact from objectAggregated | WLDFR | HFTD - Distribution - Tier 2 - 4QU CoRE ¦ 1QU LoRE | Non-Red Flag Warning - Small Fires | Contact from object | Aggregated | 2033 | 0.0015669 | 772.1066 | 1.2098 | 2033 | Mitigation | 0.95 | 45 | 0 | esc | 0.00097009 | 1.52e-06 | 0.00097009 | 1.52e-06
[79 empty] | WLDFR | HFTD - Distribution - Tier 3 - 5QU CoRE ¦ 5QU LoRE | Non-Red Flag Warning - Catastrophic Fires | 2064 | 1.1888e-11 | 21325.9188 | 384.5316 | 12862.0997 | 8079.2876 | 0 | 3.2547e-08 | 2.5352e-07 | 0 | 2.5352e-07 | 1.9056e-08 | 8.5349e-07 | 0 | 8.5349e-07 | 1.4462e-06 | 0 | 1.4462e-06 | 8.0608e-07 | 0 | 8.0608e-07 | [17 empty] | 7.3.3.17.5 (Remote Grid) Updates to grid topology to minimize risk of ignition in HFTDs Remote GridWLDFRContact from objectAggregated | WLDFR | HFTD - Distribution - Tier 2 - 4QU CoRE ¦ 1QU LoRE | Non-Red Flag Warning - Small Fires | Contact from object | Aggregated | 2034 | 0.0015669 | 772.1066 | 1.2098 | 2034 | Mitigation | 0.95 | 45 | 0 | esc | 0.00097009 | 1.52e-06 | 0.00097009 | 1.52e-06
[79 empty] | WLDFR | HFTD - Distribution - Tier 3 - 5QU CoRE ¦ 5QU LoRE | Non-Red Flag Warning - Catastrophic Fires | 2065 | 1.1888e-11 | 21325.9188 | 384.5316 | 12862.0997 | 8079.2876 | 0 | 3.2547e-08 | 2.5352e-07 | 0 | 2.5352e-07 | 1.9056e-08 | 8.5349e-07 | 0 | 8.5349e-07 | 1.4462e-06 | 0 | 1.4462e-06 | 8.0608e-07 | 0 | 8.0608e-07 | [17 empty] | 7.3.3.17.5 (Remote Grid) Updates to grid topology to minimize risk of ignition in HFTDs Remote GridWLDFRContact from objectAggregated | WLDFR | HFTD - Distribution - Tier 2 - 4QU CoRE ¦ 1QU LoRE | Non-Red Flag Warning - Small Fires | Contact from object | Aggregated | 2035 | 0.0015669 | 772.1066 | 1.2098 | 2035 | Mitigation | 0.95 | 45 | 0 | esc | 0.00097009 | 1.52e-06 | 0.00097009 | 1.52e-06
[79 empty] | WLDFR | HFTD - Distribution - Tier 3 - 5QU CoRE ¦ 5QU LoRE | Non-Red Flag Warning - Catastrophic Fires | 2066 | 1.1888e-11 | 21325.9188 | 384.5316 | 12862.0997 | 8079.2876 | 0 | 3.2547e-08 | 2.5352e-07 | 0 | 2.5352e-07 | 1.9056e-08 | 8.5349e-07 | 0 | 8.5349e-07 | 1.4462e-06 | 0 | 1.4462e-06 | 8.0608e-07 | 0 | 8.0608e-07 | [17 empty] | 7.3.3.17.5 (Remote Grid) Updates to grid topology to minimize risk of ignition in HFTDs Remote GridWLDFRContact from objectAggregated | WLDFR | HFTD - Distribution - Tier 2 - 4QU CoRE ¦ 1QU LoRE | Non-Red Flag Warning - Small Fires | Contact from object | Aggregated | 2036 | 0.0015669 | 772.1066 | 1.2098 | 2036 | Mitigation | 0.95 | 45 | 0 | esc | 0.00097009 | 1.52e-06 | 0.00097009 | 1.52e-06
[79 empty] | WLDFR | HFTD - Distribution - Tier 3 - 5QU CoRE ¦ 5QU LoRE | Non-Red Flag Warning - Destructive Fires | 2022 | 1.5036e-11 | 8807.9522 | 222.2294 | 8585.7228 | 0 | 0 | 4.1165e-08 | 1.3243e-07 | 0 | 1.3243e-07 | 7.1913e-08 | 8.5349e-07 | 0 | 8.5349e-07 | 1.4462e-06 | 0 | 1.4462e-06 | 8.0608e-07 | 0 | 8.0608e-07 | [17 empty] | 7.3.3.17.5 (Remote Grid) Updates to grid topology to minimize risk of ignition in HFTDs Remote GridWLDFRContact from objectAggregated | WLDFR | HFTD - Distribution - Tier 2 - 4QU CoRE ¦ 1QU LoRE | Non-Red Flag Warning - Small Fires | Contact from object | Aggregated | 2037 | 0.0015669 | 772.1066 | 1.2098 | 2037 | Mitigation | 0.95 | 45 | 0 | esc | 0.00097009 | 1.52e-06 | 0.00097009 | 1.52e-06
[79 empty] | WLDFR | HFTD - Distribution - Tier 3 - 5QU CoRE ¦ 5QU LoRE | Non-Red Flag Warning - Destructive Fires | 2023 | 1.5036e-11 | 9129.7461 | 233.2301 | 8896.516 | 0 | 0 | 4.1165e-08 | 1.3727e-07 | 0 | 1.3727e-07 | 7.4228e-08 | 8.5349e-07 | 0 | 8.5349e-07 | 1.4462e-06 | 0 | 1.4462e-06 | 8.0608e-07 | 0 | 8.0608e-07 | [17 empty] | 7.3.3.17.5 (Remote Grid) Updates to grid topology to minimize risk of ignition in HFTDs Remote GridWLDFRContact from objectAggregated | WLDFR | HFTD - Distribution - Tier 2 - 4QU CoRE ¦ 1QU LoRE | Non-Red Flag Warning - Small Fires | Contact from object | Aggregated | 2038 | 0.0015669 | 772.1066 | 1.2098 | 2038 | Mitigation | 0.95 | 45 | 0 | esc | 0.00097009 | 1.52e-06 | 0.00097009 | 1.52e-06
[79 empty] | WLDFR | HFTD - Distribution - Tier 3 - 5QU CoRE ¦ 5QU LoRE | Non-Red Flag Warning - Destructive Fires | 2024 | 1.5036e-11 | 9129.7461 | 233.2301 | 8896.516 | 0 | 0 | 4.1165e-08 | 1.3727e-07 | 0 | 1.3727e-07 | 7.4228e-08 | 8.9152e-07 | 0 | 8.9152e-07 | 1.5106e-06 | 0 | 1.5106e-06 | 8.4199e-07 | 0 | 8.4199e-07 | [17 empty] | 7.3.3.17.5 (Remote Grid) Updates to grid topology to minimize risk of ignition in HFTDs Remote GridWLDFRContact from objectAggregated | WLDFR | HFTD - Distribution - Tier 2 - 4QU CoRE ¦ 1QU LoRE | Non-Red Flag Warning - Small Fires | Contact from object | Aggregated | 2039 | 0.0015669 | 772.1066 | 1.2098 | 2039 | Mitigation | 0.95 | 45 | 0 | esc | 0.00097009 | 1.52e-06 | 0.00097009 | 1.52e-06
[79 empty] | WLDFR | HFTD - Distribution - Tier 3 - 5QU CoRE ¦ 5QU LoRE | Non-Red Flag Warning - Destructive Fires | 2025 | 1.5036e-11 | 9129.7461 | 233.2301 | 8896.516 | 0 | 0 | 4.1165e-08 | 1.3727e-07 | 0 | 1.3727e-07 | 7.4228e-08 | 8.9152e-07 | 0 | 8.9152e-07 | 1.5106e-06 | 0 | 1.5106e-06 | 8.4199e-07 | 0 | 8.4199e-07 | [17 empty] | 7.3.3.17.5 (Remote Grid) Updates to grid topology to minimize risk of ignition in HFTDs Remote GridWLDFRContact from objectAggregated | WLDFR | HFTD - Distribution - Tier 2 - 4QU CoRE ¦ 1QU LoRE | Non-Red Flag Warning - Small Fires | Contact from object | Aggregated | 2040 | 0.0015669 | 772.1066 | 1.2098 | 2040 | Mitigation | 0.95 | 45 | 0 | esc | 0.00097009 | 1.52e-06 | 0.00097009 | 1.52e-06
[79 empty] | WLDFR | HFTD - Distribution - Tier 3 - 5QU CoRE ¦ 5QU LoRE | Non-Red Flag Warning - Destructive Fires | 2026 | 1.5036e-11 | 9129.7461 | 233.2301 | 8896.516 | 0 | 0 | 4.1165e-08 | 1.3727e-07 | 0 | 1.3727e-07 | 7.4228e-08 | 8.9152e-07 | 0 | 8.9152e-07 | 1.5106e-06 | 0 | 1.5106e-06 | 8.4199e-07 | 0 | 8.4199e-07 | [17 empty] | 7.3.3.17.5 (Remote Grid) Updates to grid topology to minimize risk of ignition in HFTDs Remote GridWLDFRContact from objectAggregated | WLDFR | HFTD - Distribution - Tier 2 - 4QU CoRE ¦ 1QU LoRE | Non-Red Flag Warning - Small Fires | Contact from object | Aggregated | 2041 | 0.0015669 | 772.1066 | 1.2098 | 2041 | Mitigation | 0.95 | 45 | 0 | esc | 0.00097009 | 1.52e-06 | 0.00097009 | 1.52e-06
[79 empty] | WLDFR | HFTD - Distribution - Tier 3 - 5QU CoRE ¦ 5QU LoRE | Non-Red Flag Warning - Destructive Fires | 2027 | 1.5036e-11 | 9129.7461 | 233.2301 | 8896.516 | 0 | 0 | 4.1165e-08 | 1.3727e-07 | 0 | 1.3727e-07 | 7.4228e-08 | 8.9152e-07 | 0 | 8.9152e-07 | 1.5106e-06 | 0 | 1.5106e-06 | 8.4199e-07 | 0 | 8.4199e-07 | [17 empty] | 7.3.3.17.5 (Remote Grid) Updates to grid topology to minimize risk of ignition in HFTDs Remote GridWLDFRContact from objectAggregated | WLDFR | HFTD - Distribution - Tier 2 - 4QU CoRE ¦ 1QU LoRE | Non-Red Flag Warning - Small Fires | Contact from object | Aggregated | 2042 | 0.0015669 | 772.1066 | 1.2098 | 2042 | Mitigation | 0.95 | 45 | 0 | esc | 0.00097009 | 1.52e-06 | 0.00097009 | 1.52e-06
[79 empty] | WLDFR | HFTD - Distribution - Tier 3 - 5QU CoRE ¦ 5QU LoRE | Non-Red Flag Warning - Destructive Fires | 2028 | 1.5036e-11 | 9534.9221 | 247.273 | 9287.6491 | 0 | 0 | 4.1165e-08 | 1.4336e-07 | 0 | 1.4336e-07 | 7.718e-08 | 8.9152e-07 | 0 | 8.9152e-07 | 1.5106e-06 | 0 | 1.5106e-06 | 8.4199e-07 | 0 | 8.4199e-07 | [17 empty] | 7.3.3.17.5 (Remote Grid) Updates to grid topology to minimize risk of ignition in HFTDs Remote GridWLDFRContact from objectAggregated | WLDFR | HFTD - Distribution - Tier 2 - 4QU CoRE ¦ 1QU LoRE | Non-Red Flag Warning - Small Fires | Contact from object | Aggregated | 2043 | 0.0015669 | 772.1066 | 1.2098 | 2043 | Mitigation | 0.95 | 45 | 0 | esc | 0.00097009 | 1.52e-06 | 0.00097009 | 1.52e-06
[79 empty] | WLDFR | HFTD - Distribution - Tier 3 - 5QU CoRE ¦ 5QU LoRE | Non-Red Flag Warning - Destructive Fires | 2029 | 1.5036e-11 | 9534.9221 | 247.273 | 9287.6491 | 0 | 0 | 4.1165e-08 | 1.4336e-07 | 0 | 1.4336e-07 | 7.718e-08 | 9.3378e-07 | 0 | 9.3378e-07 | 1.5822e-06 | 0 | 1.5822e-06 | 8.819e-07 | 0 | 8.819e-07 | [17 empty] | 7.3.3.17.5 (Remote Grid) Updates to grid topology to minimize risk of ignition in HFTDs Remote GridWLDFRContact from objectAggregated | WLDFR | HFTD - Distribution - Tier 2 - 4QU CoRE ¦ 1QU LoRE | Non-Red Flag Warning - Small Fires | Contact from object | Aggregated | 2044 | 0.0015669 | 772.1066 | 1.2098 | 2044 | Mitigation | 0.95 | 45 | 0 | esc | 0.00097009 | 1.52e-06 | 0.00097009 | 1.52e-06
[79 empty] | WLDFR | HFTD - Distribution - Tier 3 - 5QU CoRE ¦ 5QU LoRE | Non-Red Flag Warning - Destructive Fires | 2030 | 1.5036e-11 | 9534.9221 | 247.273 | 9287.6491 | 0 | 0 | 4.1165e-08 | 1.4336e-07 | 0 | 1.4336e-07 | 7.718e-08 | 9.3378e-07 | 0 | 9.3378e-07 | 1.5822e-06 | 0 | 1.5822e-06 | 8.819e-07 | 0 | 8.819e-07 | [17 empty] | 7.3.3.17.5 (Remote Grid) Updates to grid topology to minimize risk of ignition in HFTDs Remote GridWLDFRContact from objectAggregated | WLDFR | HFTD - Distribution - Tier 2 - 4QU CoRE ¦ 1QU LoRE | Non-Red Flag Warning - Small Fires | Contact from object | Aggregated | 2045 | 0.0015669 | 772.1066 | 1.2098 | 2045 | Mitigation | 0.95 | 45 | 0 | esc | 0.00097009 | 1.52e-06 | 0.00097009 | 1.52e-06
[79 empty] | WLDFR | HFTD - Distribution - Tier 3 - 5QU CoRE ¦ 5QU LoRE | Non-Red Flag Warning - Destructive Fires | 2031 | 1.5036e-11 | 9534.9221 | 247.273 | 9287.6491 | 0 | 0 | 4.1165e-08 | 1.4336e-07 | 0 | 1.4336e-07 | 7.718e-08 | 9.3378e-07 | 0 | 9.3378e-07 | 1.5822e-06 | 0 | 1.5822e-06 | 8.819e-07 | 0 | 8.819e-07 | [17 empty] | 7.3.3.17.5 (Remote Grid) Updates to grid topology to minimize risk of ignition in HFTDs Remote GridWLDFRContact from objectAggregated | WLDFR | HFTD - Distribution - Tier 2 - 4QU CoRE ¦ 1QU LoRE | Non-Red Flag Warning - Small Fires | Contact from object | Aggregated | 2046 | 0.0015669 | 772.1066 | 1.2098 | 2046 | Mitigation | 0.95 | 45 | 0 | esc | 0.00097009 | 1.52e-06 | 0.00097009 | 1.52e-06
[79 empty] | WLDFR | HFTD - Distribution - Tier 3 - 5QU CoRE ¦ 5QU LoRE | Non-Red Flag Warning - Destructive Fires | 2032 | 1.5036e-11 | 9534.9221 | 247.273 | 9287.6491 | 0 | 0 | 4.1165e-08 | 1.4336e-07 | 0 | 1.4336e-07 | 7.718e-08 | 9.3378e-07 | 0 | 9.3378e-07 | 1.5822e-06 | 0 | 1.5822e-06 | 8.819e-07 | 0 | 8.819e-07 | [17 empty] | 7.3.3.17.5 (Remote Grid) Updates to grid topology to minimize risk of ignition in HFTDs Remote GridWLDFRContact from objectAggregated | WLDFR | HFTD - Distribution - Tier 2 - 4QU CoRE ¦ 1QU LoRE | Non-Red Flag Warning - Small Fires | Contact from object | Aggregated | 2047 | 0.0015669 | 772.1066 | 1.2098 | 2047 | Mitigation | 0.95 | 45 | 0 | esc | 0.00097009 | 1.52e-06 | 0.00097009 | 1.52e-06
[79 empty] | WLDFR | HFTD - Distribution - Tier 3 - 5QU CoRE ¦ 5QU LoRE | Non-Red Flag Warning - Destructive Fires | 2033 | 1.5036e-11 | 9984.8474 | 263.1074 | 9721.74 | 0 | 0 | 4.1165e-08 | 1.5013e-07 | 0 | 1.5013e-07 | 8.0508e-08 | 9.3378e-07 | 0 | 9.3378e-07 | 1.5822e-06 | 0 | 1.5822e-06 | 8.819e-07 | 0 | 8.819e-07 | [17 empty] | 7.3.3.17.5 (Remote Grid) Updates to grid topology to minimize risk of ignition in HFTDs Remote GridWLDFRContact from objectAggregated | WLDFR | HFTD - Distribution - Tier 2 - 4QU CoRE ¦ 1QU LoRE | Non-Red Flag Warning - Small Fires | Contact from object | Aggregated | 2048 | 0.0015669 | 772.1066 | 1.2098 | 2048 | Mitigation | 0.95 | 45 | 0 | esc | 0.00097009 | 1.52e-06 | 0.00097009 | 1.52e-06
[79 empty] | WLDFR | HFTD - Distribution - Tier 3 - 5QU CoRE ¦ 5QU LoRE | Non-Red Flag Warning - Destructive Fires | 2034 | 1.5036e-11 | 9984.8474 | 263.1074 | 9721.74 | 0 | 0 | 4.1165e-08 | 1.5013e-07 | 0 | 1.5013e-07 | 8.0508e-08 | 9.7966e-07 | 0 | 9.7966e-07 | 1.66e-06 | 0 | 1.66e-06 | 9.2523e-07 | 0 | 9.2523e-07 | [17 empty] | 7.3.3.17.5 (Remote Grid) Updates to grid topology to minimize risk of ignition in HFTDs Remote GridWLDFRContact from objectAggregated | WLDFR | HFTD - Distribution - Tier 2 - 4QU CoRE ¦ 1QU LoRE | Non-Red Flag Warning - Small Fires | Contact from object | Aggregated | 2049 | 0.0015669 | 772.1066 | 1.2098 | 2049 | Mitigation | 0.95 | 45 | 0 | esc | 0.00097009 | 1.52e-06 | 0.00097009 | 1.52e-06
[79 empty] | WLDFR | HFTD - Distribution - Tier 3 - 5QU CoRE ¦ 5QU LoRE | Non-Red Flag Warning - Destructive Fires | 2035 | 1.5036e-11 | 9984.8474 | 263.1074 | 9721.74 | 0 | 0 | 4.1165e-08 | 1.5013e-07 | 0 | 1.5013e-07 | 8.0508e-08 | 9.7966e-07 | 0 | 9.7966e-07 | 1.66e-06 | 0 | 1.66e-06 | 9.2523e-07 | 0 | 9.2523e-07 | [17 empty] | 7.3.3.17.5 (Remote Grid) Updates to grid topology to minimize risk of ignition in HFTDs Remote GridWLDFRContact from objectAggregated | WLDFR | HFTD - Distribution - Tier 2 - 4QU CoRE ¦ 1QU LoRE | Non-Red Flag Warning - Small Fires | Contact from object | Aggregated | 2050 | 0.0015669 | 772.1066 | 1.2098 | 2050 | Mitigation | 0.95 | 45 | 0 | esc | 0.00097009 | 1.52e-06 | 0.00097009 | 1.52e-06
[79 empty] | WLDFR | HFTD - Distribution - Tier 3 - 5QU CoRE ¦ 5QU LoRE | Non-Red Flag Warning - Destructive Fires | 2036 | 1.5036e-11 | 9984.8474 | 263.1074 | 9721.74 | 0 | 0 | 4.1165e-08 | 1.5013e-07 | 0 | 1.5013e-07 | 8.0508e-08 | 9.7966e-07 | 0 | 9.7966e-07 | 1.66e-06 | 0 | 1.66e-06 | 9.2523e-07 | 0 | 9.2523e-07 | [17 empty] | 7.3.3.17.5 (Remote Grid) Updates to grid topology to minimize risk of ignition in HFTDs Remote GridWLDFRContact from objectAggregated | WLDFR | HFTD - Distribution - Tier 2 - 4QU CoRE ¦ 1QU LoRE | Non-Red Flag Warning - Small Fires | Contact from object | Aggregated | 2051 | 0.0015669 | 772.1066 | 1.2098 | 2051 | Mitigation | 0.95 | 45 | 0 | esc | 0.00097009 | 1.52e-06 | 0.00097009 | 1.52e-06
[79 empty] | WLDFR | HFTD - Distribution - Tier 3 - 5QU CoRE ¦ 5QU LoRE | Non-Red Flag Warning - Destructive Fires | 2037 | 1.5036e-11 | 9984.8474 | 263.1074 | 9721.74 | 0 | 0 | 4.1165e-08 | 1.5013e-07 | 0 | 1.5013e-07 | 8.0508e-08 | 9.7966e-07 | 0 | 9.7966e-07 | 1.66e-06 | 0 | 1.66e-06 | 9.2523e-07 | 0 | 9.2523e-07 | [17 empty] | 7.3.3.17.5 (Remote Grid) Updates to grid topology to minimize risk of ignition in HFTDs Remote GridWLDFRContact from objectAggregated | WLDFR | HFTD - Distribution - Tier 2 - 4QU CoRE ¦ 1QU LoRE | Non-Red Flag Warning - Small Fires | Contact from object | Aggregated | 2052 | 0.0015669 | 772.1066 | 1.2098 | 2052 | Mitigation | 0.95 | 45 | 0 | esc | 0.00097009 | 1.52e-06 | 0.00097009 | 1.52e-06
[79 empty] | WLDFR | HFTD - Distribution - Tier 3 - 5QU CoRE ¦ 5QU LoRE | Non-Red Flag Warning - Destructive Fires | 2038 | 1.5036e-11 | 10472.8261 | 280.5544 | 10192.2718 | 0 | 0 | 4.1165e-08 | 1.5747e-07 | 0 | 1.5747e-07 | 8.4175e-08 | 9.7966e-07 | 0 | 9.7966e-07 | 1.66e-06 | 0 | 1.66e-06 | 9.2523e-07 | 0 | 9.2523e-07 | [17 empty] | 7.3.3.17.5 (Remote Grid) Updates to grid topology to minimize risk of ignition in HFTDs Remote GridWLDFRContact from objectAggregated | WLDFR | HFTD - Distribution - Tier 2 - 4QU CoRE ¦ 1QU LoRE | Non-Red Flag Warning - Small Fires | Contact from object | Aggregated | 2053 | 0.0015669 | 772.1066 | 1.2098 | 2053 | Mitigation | 0.95 | 45 | 0 | esc | 0.00097009 | 1.52e-06 | 0.00097009 | 1.52e-06
[79 empty] | WLDFR | HFTD - Distribution - Tier 3 - 5QU CoRE ¦ 5QU LoRE | Non-Red Flag Warning - Destructive Fires | 2039 | 1.5036e-11 | 10472.8261 | 280.5544 | 10192.2718 | 0 | 0 | 4.1165e-08 | 1.5747e-07 | 0 | 1.5747e-07 | 8.4175e-08 | 1.0285e-06 | 0 | 1.0285e-06 | 1.7428e-06 | 0 | 1.7428e-06 | 9.7139e-07 | 0 | 9.7139e-07 | [17 empty] | 7.3.3.17.5 (Remote Grid) Updates to grid topology to minimize risk of ignition in HFTDs Remote GridWLDFRContact from objectAggregated | WLDFR | HFTD - Distribution - Tier 2 - 4QU CoRE ¦ 1QU LoRE | Non-Red Flag Warning - Small Fires | Contact from object | Aggregated | 2054 | 0.0015669 | 772.1066 | 1.2098 | 2054 | Mitigation | 0.95 | 45 | 0 | esc | 0.00097009 | 1.52e-06 | 0.00097009 | 1.52e-06
[79 empty] | WLDFR | HFTD - Distribution - Tier 3 - 5QU CoRE ¦ 5QU LoRE | Non-Red Flag Warning - Destructive Fires | 2040 | 1.5036e-11 | 10472.8261 | 280.5544 | 10192.2718 | 0 | 0 | 4.1165e-08 | 1.5747e-07 | 0 | 1.5747e-07 | 8.4175e-08 | 1.0285e-06 | 0 | 1.0285e-06 | 1.7428e-06 | 0 | 1.7428e-06 | 9.7139e-07 | 0 | 9.7139e-07 | [17 empty] | 7.3.3.17.5 (Remote Grid) Updates to grid topology to minimize risk of ignition in HFTDs Remote GridWLDFRContact from objectAggregated | WLDFR | HFTD - Distribution - Tier 2 - 4QU CoRE ¦ 1QU LoRE | Non-Red Flag Warning - Small Fires | Contact from object | Aggregated | 2055 | 0.0015669 | 772.1066 | 1.2098 | 2055 | Mitigation | 0.95 | 45 | 0 | esc | 0.00097009 | 1.52e-06 | 0.00097009 | 1.52e-06
[79 empty] | WLDFR | HFTD - Distribution - Tier 3 - 5QU CoRE ¦ 5QU LoRE | Non-Red Flag Warning - Destructive Fires | 2041 | 1.5036e-11 | 10472.8261 | 280.5544 | 10192.2718 | 0 | 0 | 4.1165e-08 | 1.5747e-07 | 0 | 1.5747e-07 | 8.4175e-08 | 1.0285e-06 | 0 | 1.0285e-06 | 1.7428e-06 | 0 | 1.7428e-06 | 9.7139e-07 | 0 | 9.7139e-07 | [17 empty] | 7.3.3.17.5 (Remote Grid) Updates to grid topology to minimize risk of ignition in HFTDs Remote GridWLDFRContact from objectAggregated | WLDFR | HFTD - Distribution - Tier 2 - 4QU CoRE ¦ 1QU LoRE | Non-Red Flag Warning - Small Fires | Contact from object | Aggregated | 2056 | 0.0015669 | 772.1066 | 1.2098 | 2056 | Mitigation | 0.95 | 45 | 0 | esc | 0.00097009 | 1.52e-06 | 0.00097009 | 1.52e-06
[79 empty] | WLDFR | HFTD - Distribution - Tier 3 - 5QU CoRE ¦ 5QU LoRE | Non-Red Flag Warning - Destructive Fires | 2042 | 1.5036e-11 | 10472.8261 | 280.5544 | 10192.2718 | 0 | 0 | 4.1165e-08 | 1.5747e-07 | 0 | 1.5747e-07 | 8.4175e-08 | 1.0285e-06 | 0 | 1.0285e-06 | 1.7428e-06 | 0 | 1.7428e-06 | 9.7139e-07 | 0 | 9.7139e-07 | [17 empty] | 7.3.3.17.5 (Remote Grid) Updates to grid topology to minimize risk of ignition in HFTDs Remote GridWLDFRContact from objectAggregated | WLDFR | HFTD - Distribution - Tier 2 - 4QU CoRE ¦ 1QU LoRE | Non-Red Flag Warning - Small Fires | Contact from object | Aggregated | 2057 | 0.0015669 | 772.1066 | 1.2098 | 2057 | Mitigation | 0.95 | 45 | 0 | esc | 0.00097009 | 1.52e-06 | 0.00097009 | 1.52e-06
[79 empty] | WLDFR | HFTD - Distribution - Tier 3 - 5QU CoRE ¦ 5QU LoRE | Non-Red Flag Warning - Destructive Fires | 2043 | 1.5036e-11 | 10992.1562 | 299.42 | 10692.7362 | 0 | 0 | 4.1165e-08 | 1.6527e-07 | 0 | 1.6527e-07 | 8.8146e-08 | 1.0285e-06 | 0 | 1.0285e-06 | 1.7428e-06 | 0 | 1.7428e-06 | 9.7139e-07 | 0 | 9.7139e-07 | [17 empty] | 7.3.3.17.5 (Remote Grid) Updates to grid topology to minimize risk of ignition in HFTDs Remote GridWLDFRContact from objectAggregated | WLDFR | HFTD - Distribution - Tier 2 - 4QU CoRE ¦ 1QU LoRE | Non-Red Flag Warning - Small Fires | Contact from object | Aggregated | 2058 | 0.0015669 | 772.1066 | 1.2098 | 2058 | Mitigation | 0.95 | 45 | 0 | esc | 0.00097009 | 1.52e-06 | 0.00097009 | 1.52e-06
[79 empty] | WLDFR | HFTD - Distribution - Tier 3 - 5QU CoRE ¦ 5QU LoRE | Non-Red Flag Warning - Destructive Fires | 2044 | 1.5036e-11 | 10992.1562 | 299.42 | 10692.7362 | 0 | 0 | 4.1165e-08 | 1.6527e-07 | 0 | 1.6527e-07 | 8.8146e-08 | 1.0798e-06 | 0 | 1.0798e-06 | 1.8296e-06 | 0 | 1.8296e-06 | 1.0198e-06 | 0 | 1.0198e-06 | [17 empty] | 7.3.3.17.5 (Remote Grid) Updates to grid topology to minimize risk of ignition in HFTDs Remote GridWLDFRContact from objectAggregated | WLDFR | HFTD - Distribution - Tier 2 - 4QU CoRE ¦ 1QU LoRE | Non-Red Flag Warning - Small Fires | Contact from object | Aggregated | 2059 | 0.0015669 | 772.1066 | 1.2098 | 2059 | Mitigation | 0.95 | 45 | 0 | esc | 0.00097009 | 1.52e-06 | 0.00097009 | 1.52e-06
[79 empty] | WLDFR | HFTD - Distribution - Tier 3 - 5QU CoRE ¦ 5QU LoRE | Non-Red Flag Warning - Destructive Fires | 2045 | 1.5036e-11 | 10992.1562 | 299.42 | 10692.7362 | 0 | 0 | 4.1165e-08 | 1.6527e-07 | 0 | 1.6527e-07 | 8.8146e-08 | 1.0798e-06 | 0 | 1.0798e-06 | 1.8296e-06 | 0 | 1.8296e-06 | 1.0198e-06 | 0 | 1.0198e-06 | [17 empty] | 7.3.3.17.5 (Remote Grid) Updates to grid topology to minimize risk of ignition in HFTDs Remote GridWLDFRContact from objectAggregated | WLDFR | HFTD - Distribution - Tier 2 - 4QU CoRE ¦ 1QU LoRE | Non-Red Flag Warning - Small Fires | Contact from object | Aggregated | 2060 | 0.0015669 | 772.1066 | 1.2098 | 2060 | Mitigation | 0.95 | 45 | 0 | esc | 0.00097009 | 1.52e-06 | 0.00097009 | 1.52e-06
[79 empty] | WLDFR | HFTD - Distribution - Tier 3 - 5QU CoRE ¦ 5QU LoRE | Non-Red Flag Warning - Destructive Fires | 2046 | 1.5036e-11 | 10992.1562 | 299.42 | 10692.7362 | 0 | 0 | 4.1165e-08 | 1.6527e-07 | 0 | 1.6527e-07 | 8.8146e-08 | 1.0798e-06 | 0 | 1.0798e-06 | 1.8296e-06 | 0 | 1.8296e-06 | 1.0198e-06 | 0 | 1.0198e-06 | [17 empty] | 7.3.3.17.5 (Remote Grid) Updates to grid topology to minimize risk of ignition in HFTDs Remote GridWLDFRContact from objectAggregated | WLDFR | HFTD - Distribution - Tier 2 - 4QU CoRE ¦ 1QU LoRE | Non-Red Flag Warning - Small Fires | Contact from object | Aggregated | 2061 | 0.0015669 | 772.1066 | 1.2098 | 2061 | Mitigation | 0.95 | 45 | 0 | esc | 0.00097009 | 1.52e-06 | 0.00097009 | 1.52e-06
[79 empty] | WLDFR | HFTD - Distribution - Tier 3 - 5QU CoRE ¦ 5QU LoRE | Non-Red Flag Warning - Destructive Fires | 2047 | 1.5036e-11 | 10992.1562 | 299.42 | 10692.7362 | 0 | 0 | 4.1165e-08 | 1.6527e-07 | 0 | 1.6527e-07 | 8.8146e-08 | 1.0798e-06 | 0 | 1.0798e-06 | 1.8296e-06 | 0 | 1.8296e-06 | 1.0198e-06 | 0 | 1.0198e-06 | [17 empty] | 7.3.3.17.5 (Remote Grid) Updates to grid topology to minimize risk of ignition in HFTDs Remote GridWLDFRContact from objectAggregated | WLDFR | HFTD - Distribution - Tier 2 - 4QU CoRE ¦ 1QU LoRE | Non-Red Flag Warning - Small Fires | Contact from object | Aggregated | 2062 | 0.0015669 | 772.1066 | 1.2098 | 2062 | Mitigation | 0.95 | 45 | 0 | esc | 0.00097009 | 1.52e-06 | 0.00097009 | 1.52e-06
[79 empty] | WLDFR | HFTD - Distribution - Tier 3 - 5QU CoRE ¦ 5QU LoRE | Non-Red Flag Warning - Destructive Fires | 2048 | 1.5036e-11 | 11536.0538 | 319.4911 | 11216.5626 | 0 | 0 | 4.1165e-08 | 1.7345e-07 | 0 | 1.7345e-07 | 9.238e-08 | 1.0798e-06 | 0 | 1.0798e-06 | 1.8296e-06 | 0 | 1.8296e-06 | 1.0198e-06 | 0 | 1.0198e-06 | [17 empty] | 7.3.3.17.5 (Remote Grid) Updates to grid topology to minimize risk of ignition in HFTDs Remote GridWLDFRContact from objectAggregated | WLDFR | HFTD - Distribution - Tier 2 - 4QU CoRE ¦ 1QU LoRE | Non-Red Flag Warning - Small Fires | Contact from object | Aggregated | 2063 | 0.0015669 | 772.1066 | 1.2098 | 2063 | Mitigation | 0.95 | 45 | 0 | esc | 0.00097009 | 1.52e-06 | 0.00097009 | 1.52e-06
[79 empty] | WLDFR | HFTD - Distribution - Tier 3 - 5QU CoRE ¦ 5QU LoRE | Non-Red Flag Warning - Destructive Fires | 2049 | 1.5036e-11 | 11536.0538 | 319.4911 | 11216.5626 | 0 | 0 | 4.1165e-08 | 1.7345e-07 | 0 | 1.7345e-07 | 9.238e-08 | 1.1327e-06 | 0 | 1.1327e-06 | 1.9193e-06 | 0 | 1.9193e-06 | 1.0698e-06 | 0 | 1.0698e-06 | [17 empty] | 7.3.3.17.5 (Remote Grid) Updates to grid topology to minimize risk of ignition in HFTDs Remote GridWLDFRContact from objectAggregated | WLDFR | HFTD - Distribution - Tier 2 - 4QU CoRE ¦ 1QU LoRE | Non-Red Flag Warning - Small Fires | Contact from object | Aggregated | 2064 | 0.0015669 | 772.1066 | 1.2098 | 2064 | Mitigation | 0.95 | 45 | 0 | esc | 0.00097009 | 1.52e-06 | 0.00097009 | 1.52e-06
[79 empty] | WLDFR | HFTD - Distribution - Tier 3 - 5QU CoRE ¦ 5QU LoRE | Non-Red Flag Warning - Destructive Fires | 2050 | 1.5036e-11 | 11536.0538 | 319.4911 | 11216.5626 | 0 | 0 | 4.1165e-08 | 1.7345e-07 | 0 | 1.7345e-07 | 9.238e-08 | 1.1327e-06 | 0 | 1.1327e-06 | 1.9193e-06 | 0 | 1.9193e-06 | 1.0698e-06 | 0 | 1.0698e-06 | [17 empty] | 7.3.3.17.5 (Remote Grid) Updates to grid topology to minimize risk of ignition in HFTDs Remote GridWLDFRContact from objectAggregated | WLDFR | HFTD - Distribution - Tier 2 - 4QU CoRE ¦ 1QU LoRE | Non-Red Flag Warning - Small Fires | Contact from object | Aggregated | 2065 | 0.0015669 | 772.1066 | 1.2098 | 2065 | Mitigation | 0.95 | 45 | 0 | esc | 0.00097009 | 1.52e-06 | 0.00097009 | 1.52e-06
[79 empty] | WLDFR | HFTD - Distribution - Tier 3 - 5QU CoRE ¦ 5QU LoRE | Non-Red Flag Warning - Destructive Fires | 2051 | 1.5036e-11 | 11536.0538 | 319.4911 | 11216.5626 | 0 | 0 | 4.1165e-08 | 1.7345e-07 | 0 | 1.7345e-07 | 9.238e-08 | 1.1327e-06 | 0 | 1.1327e-06 | 1.9193e-06 | 0 | 1.9193e-06 | 1.0698e-06 | 0 | 1.0698e-06 | [17 empty] | 7.3.3.17.5 (Remote Grid) Updates to grid topology to minimize risk of ignition in HFTDs Remote GridWLDFRContact from objectAggregated | WLDFR | HFTD - Distribution - Tier 2 - 4QU CoRE ¦ 1QU LoRE | Non-Red Flag Warning - Small Fires | Contact from object | Aggregated | 2066 | 0.0015669 | 772.1066 | 1.2098 | 2066 | Mitigation | 0.95 | 45 | 0 | esc | 0.00097009 | 1.52e-06 | 0.00097009 | 1.52e-06
[79 empty] | WLDFR | HFTD - Distribution - Tier 3 - 5QU CoRE ¦ 5QU LoRE | Non-Red Flag Warning - Destructive Fires | 2052 | 1.5036e-11 | 11536.0538 | 319.4911 | 11216.5626 | 0 | 0 | 4.1165e-08 | 1.7345e-07 | 0 | 1.7345e-07 | 9.238e-08 | 1.1327e-06 | 0 | 1.1327e-06 | 1.9193e-06 | 0 | 1.9193e-06 | 1.0698e-06 | 0 | 1.0698e-06 | [17 empty] | 7.3.3.17.5 (Remote Grid) Updates to grid topology to minimize risk of ignition in HFTDs Remote GridWLDFRContact from objectAggregated | WLDFR | HFTD - Distribution - Tier 2 - 4QU CoRE ¦ 1QU LoRE | Non-Red Flag Warning - Small Fires | Contact from object | Aggregated | 2067 | 0.0015669 | 772.1066 | 1.2098 | 2067 | Mitigation | 0.95 | 45 | 0 | esc | 0 | 0 | 0.00097009 | 1.52e-06
[79 empty] | WLDFR | HFTD - Distribution - Tier 3 - 5QU CoRE ¦ 5QU LoRE | Non-Red Flag Warning - Destructive Fires | 2053 | 1.5036e-11 | 12097.6769 | 340.5356 | 11757.1413 | 0 | 0 | 4.1165e-08 | 1.819e-07 | 0 | 1.819e-07 | 9.6832e-08 | 1.1327e-06 | 0 | 1.1327e-06 | 1.9193e-06 | 0 | 1.9193e-06 | 1.0698e-06 | 0 | 1.0698e-06 | [17 empty] | 7.3.3.17.5 (Remote Grid) Updates to grid topology to minimize risk of ignition in HFTDs Remote GridWLDFRContaminationAggregated | WLDFR | HFTD - Distribution - Tier 2 - 4QU CoRE ¦ 1QU LoRE | Non-Red Flag Warning - Small Fires | Contamination | Aggregated | 2022 | 3.1321e-05 | 772.1066 | 0.024183 | 2022 | Mitigation | 0.95 | 45 | 0 | esc | 0.00097009 | 3.0384e-08 | 0 | 0
[79 empty] | WLDFR | HFTD - Distribution - Tier 3 - 5QU CoRE ¦ 5QU LoRE | Non-Red Flag Warning - Destructive Fires | 2054 | 1.5036e-11 | 12097.6769 | 340.5356 | 11757.1413 | 0 | 0 | 4.1165e-08 | 1.819e-07 | 0 | 1.819e-07 | 9.6832e-08 | 1.1867e-06 | 0 | 1.1867e-06 | 2.0109e-06 | 0 | 2.0109e-06 | 1.1208e-06 | 0 | 1.1208e-06 | [17 empty] | 7.3.3.17.5 (Remote Grid) Updates to grid topology to minimize risk of ignition in HFTDs Remote GridWLDFRContaminationAggregated | WLDFR | HFTD - Distribution - Tier 2 - 4QU CoRE ¦ 1QU LoRE | Non-Red Flag Warning - Small Fires | Contamination | Aggregated | 2023 | 3.1321e-05 | 772.1066 | 0.024183 | 2023 | Mitigation | 0.95 | 45 | 0 | esc | 0.00097009 | 3.0384e-08 | 0.00097009 | 3.0384e-08
[79 empty] | WLDFR | HFTD - Distribution - Tier 3 - 5QU CoRE ¦ 5QU LoRE | Non-Red Flag Warning - Destructive Fires | 2055 | 1.5036e-11 | 12097.6769 | 340.5356 | 11757.1413 | 0 | 0 | 4.1165e-08 | 1.819e-07 | 0 | 1.819e-07 | 9.6832e-08 | 1.1867e-06 | 0 | 1.1867e-06 | 2.0109e-06 | 0 | 2.0109e-06 | 1.1208e-06 | 0 | 1.1208e-06 | [17 empty] | 7.3.3.17.5 (Remote Grid) Updates to grid topology to minimize risk of ignition in HFTDs Remote GridWLDFRContaminationAggregated | WLDFR | HFTD - Distribution - Tier 2 - 4QU CoRE ¦ 1QU LoRE | Non-Red Flag Warning - Small Fires | Contamination | Aggregated | 2024 | 3.1321e-05 | 772.1066 | 0.024183 | 2024 | Mitigation | 0.95 | 45 | 0 | esc | 0.00097009 | 3.0384e-08 | 0.00097009 | 3.0384e-08
[79 empty] | WLDFR | HFTD - Distribution - Tier 3 - 5QU CoRE ¦ 5QU LoRE | Non-Red Flag Warning - Destructive Fires | 2056 | 1.5036e-11 | 12097.6769 | 340.5356 | 11757.1413 | 0 | 0 | 4.1165e-08 | 1.819e-07 | 0 | 1.819e-07 | 9.6832e-08 | 1.1867e-06 | 0 | 1.1867e-06 | 2.0109e-06 | 0 | 2.0109e-06 | 1.1208e-06 | 0 | 1.1208e-06 | [17 empty] | 7.3.3.17.5 (Remote Grid) Updates to grid topology to minimize risk of ignition in HFTDs Remote GridWLDFRContaminationAggregated | WLDFR | HFTD - Distribution - Tier 2 - 4QU CoRE ¦ 1QU LoRE | Non-Red Flag Warning - Small Fires | Contamination | Aggregated | 2025 | 3.1321e-05 | 772.1066 | 0.024183 | 2025 | Mitigation | 0.95 | 45 | 0 | esc | 0.00097009 | 3.0384e-08 | 0.00097009 | 3.0384e-08
[79 empty] | WLDFR | HFTD - Distribution - Tier 3 - 5QU CoRE ¦ 5QU LoRE | Non-Red Flag Warning - Destructive Fires | 2057 | 1.5036e-11 | 12097.6769 | 340.5356 | 11757.1413 | 0 | 0 | 4.1165e-08 | 1.819e-07 | 0 | 1.819e-07 | 9.6832e-08 | 1.1867e-06 | 0 | 1.1867e-06 | 2.0109e-06 | 0 | 2.0109e-06 | 1.1208e-06 | 0 | 1.1208e-06 | [17 empty] | 7.3.3.17.5 (Remote Grid) Updates to grid topology to minimize risk of ignition in HFTDs Remote GridWLDFRContaminationAggregated | WLDFR | HFTD - Distribution - Tier 2 - 4QU CoRE ¦ 1QU LoRE | Non-Red Flag Warning - Small Fires | Contamination | Aggregated | 2026 | 3.1321e-05 | 772.1066 | 0.024183 | 2026 | Mitigation | 0.95 | 45 | 0 | esc | 0.00097009 | 3.0384e-08 | 0.00097009 | 3.0384e-08
[79 empty] | WLDFR | HFTD - Distribution - Tier 3 - 5QU CoRE ¦ 5QU LoRE | Non-Red Flag Warning - Destructive Fires | 2058 | 1.5036e-11 | 12670.1796 | 362.3049 | 12307.8747 | 0 | 0 | 4.1165e-08 | 1.905e-07 | 0 | 1.905e-07 | 1.0145e-07 | 1.1867e-06 | 0 | 1.1867e-06 | 2.0109e-06 | 0 | 2.0109e-06 | 1.1208e-06 | 0 | 1.1208e-06 | [17 empty] | 7.3.3.17.5 (Remote Grid) Updates to grid topology to minimize risk of ignition in HFTDs Remote GridWLDFRContaminationAggregated | WLDFR | HFTD - Distribution - Tier 2 - 4QU CoRE ¦ 1QU LoRE | Non-Red Flag Warning - Small Fires | Contamination | Aggregated | 2027 | 3.1321e-05 | 772.1066 | 0.024183 | 2027 | Mitigation | 0.95 | 45 | 0 | esc | 0.00097009 | 3.0384e-08 | 0.00097009 | 3.0384e-08
[79 empty] | WLDFR | HFTD - Distribution - Tier 3 - 5QU CoRE ¦ 5QU LoRE | Non-Red Flag Warning - Destructive Fires | 2059 | 1.5036e-11 | 12670.1796 | 362.3049 | 12307.8747 | 0 | 0 | 4.1165e-08 | 1.905e-07 | 0 | 1.905e-07 | 1.0145e-07 | 1.2412e-06 | 0 | 1.2412e-06 | 2.1031e-06 | 0 | 2.1031e-06 | 1.1722e-06 | 0 | 1.1722e-06 | [17 empty] | 7.3.3.17.5 (Remote Grid) Updates to grid topology to minimize risk of ignition in HFTDs Remote GridWLDFRContaminationAggregated | WLDFR | HFTD - Distribution - Tier 2 - 4QU CoRE ¦ 1QU LoRE | Non-Red Flag Warning - Small Fires | Contamination | Aggregated | 2028 | 3.1321e-05 | 772.1066 | 0.024183 | 2028 | Mitigation | 0.95 | 45 | 0 | esc | 0.00097009 | 3.0384e-08 | 0.00097009 | 3.0384e-08
[79 empty] | WLDFR | HFTD - Distribution - Tier 3 - 5QU CoRE ¦ 5QU LoRE | Non-Red Flag Warning - Destructive Fires | 2060 | 1.5036e-11 | 12670.1796 | 362.3049 | 12307.8747 | 0 | 0 | 4.1165e-08 | 1.905e-07 | 0 | 1.905e-07 | 1.0145e-07 | 1.2412e-06 | 0 | 1.2412e-06 | 2.1031e-06 | 0 | 2.1031e-06 | 1.1722e-06 | 0 | 1.1722e-06 | [17 empty] | 7.3.3.17.5 (Remote Grid) Updates to grid topology to minimize risk of ignition in HFTDs Remote GridWLDFRContaminationAggregated | WLDFR | HFTD - Distribution - Tier 2 - 4QU CoRE ¦ 1QU LoRE | Non-Red Flag Warning - Small Fires | Contamination | Aggregated | 2029 | 3.1321e-05 | 772.1066 | 0.024183 | 2029 | Mitigation | 0.95 | 45 | 0 | esc | 0.00097009 | 3.0384e-08 | 0.00097009 | 3.0384e-08
[79 empty] | WLDFR | HFTD - Distribution - Tier 3 - 5QU CoRE ¦ 5QU LoRE | Non-Red Flag Warning - Destructive Fires | 2061 | 1.5036e-11 | 12670.1796 | 362.3049 | 12307.8747 | 0 | 0 | 4.1165e-08 | 1.905e-07 | 0 | 1.905e-07 | 1.0145e-07 | 1.2412e-06 | 0 | 1.2412e-06 | 2.1031e-06 | 0 | 2.1031e-06 | 1.1722e-06 | 0 | 1.1722e-06 | [17 empty] | 7.3.3.17.5 (Remote Grid) Updates to grid topology to minimize risk of ignition in HFTDs Remote GridWLDFRContaminationAggregated | WLDFR | HFTD - Distribution - Tier 2 - 4QU CoRE ¦ 1QU LoRE | Non-Red Flag Warning - Small Fires | Contamination | Aggregated | 2030 | 3.1321e-05 | 772.1066 | 0.024183 | 2030 | Mitigation | 0.95 | 45 | 0 | esc | 0.00097009 | 3.0384e-08 | 0.00097009 | 3.0384e-08
[79 empty] | WLDFR | HFTD - Distribution - Tier 3 - 5QU CoRE ¦ 5QU LoRE | Non-Red Flag Warning - Destructive Fires | 2062 | 1.5036e-11 | 12670.1796 | 362.3049 | 12307.8747 | 0 | 0 | 4.1165e-08 | 1.905e-07 | 0 | 1.905e-07 | 1.0145e-07 | 0 | 0 | 0 | 2.1031e-06 | 0 | 2.1031e-06 | 1.1722e-06 | 0 | 1.1722e-06 | [17 empty] | 7.3.3.17.5 (Remote Grid) Updates to grid topology to minimize risk of ignition in HFTDs Remote GridWLDFRContaminationAggregated | WLDFR | HFTD - Distribution - Tier 2 - 4QU CoRE ¦ 1QU LoRE | Non-Red Flag Warning - Small Fires | Contamination | Aggregated | 2031 | 3.1321e-05 | 772.1066 | 0.024183 | 2031 | Mitigation | 0.95 | 45 | 0 | esc | 0.00097009 | 3.0384e-08 | 0.00097009 | 3.0384e-08
[79 empty] | WLDFR | HFTD - Distribution - Tier 3 - 5QU CoRE ¦ 5QU LoRE | Non-Red Flag Warning - Destructive Fires | 2063 | 1.5036e-11 | 13246.6313 | 384.5316 | 12862.0997 | 0 | 0 | 4.1165e-08 | 1.9917e-07 | 0 | 1.9917e-07 | 1.062e-07 | 0 | 0 | 0 | 0 | 0 | 0 | 1.1722e-06 | 0 | 1.1722e-06 | [17 empty] | 7.3.3.17.5 (Remote Grid) Updates to grid topology to minimize risk of ignition in HFTDs Remote GridWLDFRContaminationAggregated | WLDFR | HFTD - Distribution - Tier 2 - 4QU CoRE ¦ 1QU LoRE | Non-Red Flag Warning - Small Fires | Contamination | Aggregated | 2032 | 3.1321e-05 | 772.1066 | 0.024183 | 2032 | Mitigation | 0.95 | 45 | 0 | esc | 0.00097009 | 3.0384e-08 | 0.00097009 | 3.0384e-08
[79 empty] | WLDFR | HFTD - Distribution - Tier 3 - 5QU CoRE ¦ 5QU LoRE | Non-Red Flag Warning - Destructive Fires | 2064 | 1.5036e-11 | 13246.6313 | 384.5316 | 12862.0997 | 0 | 0 | 4.1165e-08 | 1.9917e-07 | 0 | 1.9917e-07 | 1.062e-07 | 6.4104e-07 | 0 | 6.4104e-07 | 0 | 0 | 0 | 0 | 0 | 0 | [17 empty] | 7.3.3.17.5 (Remote Grid) Updates to grid topology to minimize risk of ignition in HFTDs Remote GridWLDFRContaminationAggregated | WLDFR | HFTD - Distribution - Tier 2 - 4QU CoRE ¦ 1QU LoRE | Non-Red Flag Warning - Small Fires | Contamination | Aggregated | 2033 | 3.1321e-05 | 772.1066 | 0.024183 | 2033 | Mitigation | 0.95 | 45 | 0 | esc | 0.00097009 | 3.0384e-08 | 0.00097009 | 3.0384e-08
[79 empty] | WLDFR | HFTD - Distribution - Tier 3 - 5QU CoRE ¦ 5QU LoRE | Non-Red Flag Warning - Destructive Fires | 2065 | 1.5036e-11 | 13246.6313 | 384.5316 | 12862.0997 | 0 | 0 | 4.1165e-08 | 1.9917e-07 | 0 | 1.9917e-07 | 1.062e-07 | 5.8354e-07 | 0 | 5.8354e-07 | 9.8877e-07 | 0 | 9.8877e-07 | 0 | 0 | 0 | [17 empty] | 7.3.3.17.5 (Remote Grid) Updates to grid topology to minimize risk of ignition in HFTDs Remote GridWLDFRContaminationAggregated | WLDFR | HFTD - Distribution - Tier 2 - 4QU CoRE ¦ 1QU LoRE | Non-Red Flag Warning - Small Fires | Contamination | Aggregated | 2034 | 3.1321e-05 | 772.1066 | 0.024183 | 2034 | Mitigation | 0.95 | 45 | 0 | esc | 0.00097009 | 3.0384e-08 | 0.00097009 | 3.0384e-08
[79 empty] | WLDFR | HFTD - Distribution - Tier 3 - 5QU CoRE ¦ 5QU LoRE | Non-Red Flag Warning - Destructive Fires | 2066 | 1.5036e-11 | 13246.6313 | 384.5316 | 12862.0997 | 0 | 0 | 4.1165e-08 | 1.9917e-07 | 0 | 1.9917e-07 | 1.062e-07 | 6.0486e-07 | 0 | 6.0486e-07 | 1.0249e-06 | 0 | 1.0249e-06 | 5.7125e-07 | 0 | 5.7125e-07 | [17 empty] | 7.3.3.17.5 (Remote Grid) Updates to grid topology to minimize risk of ignition in HFTDs Remote GridWLDFRContaminationAggregated | WLDFR | HFTD - Distribution - Tier 2 - 4QU CoRE ¦ 1QU LoRE | Non-Red Flag Warning - Small Fires | Contamination | Aggregated | 2035 | 3.1321e-05 | 772.1066 | 0.024183 | 2035 | Mitigation | 0.95 | 45 | 0 | esc | 0.00097009 | 3.0384e-08 | 0.00097009 | 3.0384e-08
[79 empty] | WLDFR | HFTD - Distribution - Tier 3 - 5QU CoRE ¦ 5QU LoRE | Non-Red Flag Warning - Large Fires | 2022 | 1.8542e-09 | 5.2406 | 0.69642 | 2.942 | 1.6022 | 0 | 5.0764e-06 | 9.7169e-09 | 0 | 9.7169e-09 | 4.9107e-06 | 6.0486e-07 | 0 | 6.0486e-07 | 1.0249e-06 | 0 | 1.0249e-06 | 5.7125e-07 | 0 | 5.7125e-07 | [17 empty] | 7.3.3.17.5 (Remote Grid) Updates to grid topology to minimize risk of ignition in HFTDs Remote GridWLDFRContaminationAggregated | WLDFR | HFTD - Distribution - Tier 2 - 4QU CoRE ¦ 1QU LoRE | Non-Red Flag Warning - Small Fires | Contamination | Aggregated | 2036 | 3.1321e-05 | 772.1066 | 0.024183 | 2036 | Mitigation | 0.95 | 45 | 0 | esc | 0.00097009 | 3.0384e-08 | 0.00097009 | 3.0384e-08
[79 empty] | WLDFR | HFTD - Distribution - Tier 3 - 5QU CoRE ¦ 5QU LoRE | Non-Red Flag Warning - Large Fires | 2023 | 1.8542e-09 | 5.475 | 0.71896 | 3.0715 | 1.6846 | 0 | 5.0764e-06 | 1.0152e-08 | 0 | 1.0152e-08 | 5.0907e-06 | 6.0486e-07 | 0 | 6.0486e-07 | 1.0249e-06 | 0 | 1.0249e-06 | 5.7125e-07 | 0 | 5.7125e-07 | [17 empty] | 7.3.3.17.5 (Remote Grid) Updates to grid topology to minimize risk of ignition in HFTDs Remote GridWLDFRContaminationAggregated | WLDFR | HFTD - Distribution - Tier 2 - 4QU CoRE ¦ 1QU LoRE | Non-Red Flag Warning - Small Fires | Contamination | Aggregated | 2037 | 3.1321e-05 | 772.1066 | 0.024183 | 2037 | Mitigation | 0.95 | 45 | 0 | esc | 0.00097009 | 3.0384e-08 | 0.00097009 | 3.0384e-08
[79 empty] | WLDFR | HFTD - Distribution - Tier 3 - 5QU CoRE ¦ 5QU LoRE | Non-Red Flag Warning - Large Fires | 2024 | 1.8542e-09 | 5.475 | 0.71896 | 3.0715 | 1.6846 | 0 | 5.0764e-06 | 1.0152e-08 | 0 | 1.0152e-08 | 5.0907e-06 | 6.0486e-07 | 0 | 6.0486e-07 | 1.0249e-06 | 0 | 1.0249e-06 | 5.7125e-07 | 0 | 5.7125e-07 | [17 empty] | 7.3.3.17.5 (Remote Grid) Updates to grid topology to minimize risk of ignition in HFTDs Remote GridWLDFRContaminationAggregated | WLDFR | HFTD - Distribution - Tier 2 - 4QU CoRE ¦ 1QU LoRE | Non-Red Flag Warning - Small Fires | Contamination | Aggregated | 2038 | 3.1321e-05 | 772.1066 | 0.024183 | 2038 | Mitigation | 0.95 | 45 | 0 | esc | 0.00097009 | 3.0384e-08 | 0.00097009 | 3.0384e-08
[79 empty] | WLDFR | HFTD - Distribution - Tier 3 - 5QU CoRE ¦ 5QU LoRE | Non-Red Flag Warning - Large Fires | 2025 | 1.8542e-09 | 5.475 | 0.71896 | 3.0715 | 1.6846 | 0 | 5.0764e-06 | 1.0152e-08 | 0 | 1.0152e-08 | 5.0907e-06 | 6.0486e-07 | 0 | 6.0486e-07 | 1.0249e-06 | 0 | 1.0249e-06 | 5.7125e-07 | 0 | 5.7125e-07 | [17 empty] | 7.3.3.17.5 (Remote Grid) Updates to grid topology to minimize risk of ignition in HFTDs Remote GridWLDFRContaminationAggregated | WLDFR | HFTD - Distribution - Tier 2 - 4QU CoRE ¦ 1QU LoRE | Non-Red Flag Warning - Small Fires | Contamination | Aggregated | 2039 | 3.1321e-05 | 772.1066 | 0.024183 | 2039 | Mitigation | 0.95 | 45 | 0 | esc | 0.00097009 | 3.0384e-08 | 0.00097009 | 3.0384e-08
[79 empty] | WLDFR | HFTD - Distribution - Tier 3 - 5QU CoRE ¦ 5QU LoRE | Non-Red Flag Warning - Large Fires | 2026 | 1.8542e-09 | 5.475 | 0.71896 | 3.0715 | 1.6846 | 0 | 5.0764e-06 | 1.0152e-08 | 0 | 1.0152e-08 | 5.0907e-06 | 6.317e-07 | 0 | 6.317e-07 | 1.0704e-06 | 0 | 1.0704e-06 | 5.9661e-07 | 0 | 5.9661e-07 | [17 empty] | 7.3.3.17.5 (Remote Grid) Updates to grid topology to minimize risk of ignition in HFTDs Remote GridWLDFRContaminationAggregated | WLDFR | HFTD - Distribution - Tier 2 - 4QU CoRE ¦ 1QU LoRE | Non-Red Flag Warning - Small Fires | Contamination | Aggregated | 2040 | 3.1321e-05 | 772.1066 | 0.024183 | 2040 | Mitigation | 0.95 | 45 | 0 | esc | 0.00097009 | 3.0384e-08 | 0.00097009 | 3.0384e-08
[79 empty] | WLDFR | HFTD - Distribution - Tier 3 - 5QU CoRE ¦ 5QU LoRE | Non-Red Flag Warning - Large Fires | 2027 | 1.8542e-09 | 5.475 | 0.71896 | 3.0715 | 1.6846 | 0 | 5.0764e-06 | 1.0152e-08 | 0 | 1.0152e-08 | 5.0907e-06 | 6.317e-07 | 0 | 6.317e-07 | 1.0704e-06 | 0 | 1.0704e-06 | 5.9661e-07 | 0 | 5.9661e-07 | [17 empty] | 7.3.3.17.5 (Remote Grid) Updates to grid topology to minimize risk of ignition in HFTDs Remote GridWLDFRContaminationAggregated | WLDFR | HFTD - Distribution - Tier 2 - 4QU CoRE ¦ 1QU LoRE | Non-Red Flag Warning - Small Fires | Contamination | Aggregated | 2041 | 3.1321e-05 | 772.1066 | 0.024183 | 2041 | Mitigation | 0.95 | 45 | 0 | esc | 0.00097009 | 3.0384e-08 | 0.00097009 | 3.0384e-08
[79 empty] | WLDFR | HFTD - Distribution - Tier 3 - 5QU CoRE ¦ 5QU LoRE | Non-Red Flag Warning - Large Fires | 2028 | 1.8542e-09 | 5.777 | 0.74734 | 3.238 | 1.7917 | 0 | 5.0764e-06 | 1.0712e-08 | 0 | 1.0712e-08 | 5.3175e-06 | 6.317e-07 | 0 | 6.317e-07 | 1.0704e-06 | 0 | 1.0704e-06 | 5.9661e-07 | 0 | 5.9661e-07 | [17 empty] | 7.3.3.17.5 (Remote Grid) Updates to grid topology to minimize risk of ignition in HFTDs Remote GridWLDFRContaminationAggregated | WLDFR | HFTD - Distribution - Tier 2 - 4QU CoRE ¦ 1QU LoRE | Non-Red Flag Warning - Small Fires | Contamination | Aggregated | 2042 | 3.1321e-05 | 772.1066 | 0.024183 | 2042 | Mitigation | 0.95 | 45 | 0 | esc | 0.00097009 | 3.0384e-08 | 0.00097009 | 3.0384e-08
[79 empty] | WLDFR | HFTD - Distribution - Tier 3 - 5QU CoRE ¦ 5QU LoRE | Non-Red Flag Warning - Large Fires | 2029 | 1.8542e-09 | 5.777 | 0.74734 | 3.238 | 1.7917 | 0 | 5.0764e-06 | 1.0712e-08 | 0 | 1.0712e-08 | 5.3175e-06 | 6.317e-07 | 0 | 6.317e-07 | 1.0704e-06 | 0 | 1.0704e-06 | 5.9661e-07 | 0 | 5.9661e-07 | [17 empty] | 7.3.3.17.5 (Remote Grid) Updates to grid topology to minimize risk of ignition in HFTDs Remote GridWLDFRContaminationAggregated | WLDFR | HFTD - Distribution - Tier 2 - 4QU CoRE ¦ 1QU LoRE | Non-Red Flag Warning - Small Fires | Contamination | Aggregated | 2043 | 3.1321e-05 | 772.1066 | 0.024183 | 2043 | Mitigation | 0.95 | 45 | 0 | esc | 0.00097009 | 3.0384e-08 | 0.00097009 | 3.0384e-08
[79 empty] | WLDFR | HFTD - Distribution - Tier 3 - 5QU CoRE ¦ 5QU LoRE | Non-Red Flag Warning - Large Fires | 2030 | 1.8542e-09 | 5.777 | 0.74734 | 3.238 | 1.7917 | 0 | 5.0764e-06 | 1.0712e-08 | 0 | 1.0712e-08 | 5.3175e-06 | 6.317e-07 | 0 | 6.317e-07 | 1.0704e-06 | 0 | 1.0704e-06 | 5.9661e-07 | 0 | 5.9661e-07 | [17 empty] | 7.3.3.17.5 (Remote Grid) Updates to grid topology to minimize risk of ignition in HFTDs Remote GridWLDFRContaminationAggregated | WLDFR | HFTD - Distribution - Tier 2 - 4QU CoRE ¦ 1QU LoRE | Non-Red Flag Warning - Small Fires | Contamination | Aggregated | 2044 | 3.1321e-05 | 772.1066 | 0.024183 | 2044 | Mitigation | 0.95 | 45 | 0 | esc | 0.00097009 | 3.0384e-08 | 0.00097009 | 3.0384e-08
[79 empty] | WLDFR | HFTD - Distribution - Tier 3 - 5QU CoRE ¦ 5QU LoRE | Non-Red Flag Warning - Large Fires | 2031 | 1.8542e-09 | 5.777 | 0.74734 | 3.238 | 1.7917 | 0 | 5.0764e-06 | 1.0712e-08 | 0 | 1.0712e-08 | 5.3175e-06 | 6.6151e-07 | 0 | 6.6151e-07 | 1.1209e-06 | 0 | 1.1209e-06 | 6.2476e-07 | 0 | 6.2476e-07 | [17 empty] | 7.3.3.17.5 (Remote Grid) Updates to grid topology to minimize risk of ignition in HFTDs Remote GridWLDFRContaminationAggregated | WLDFR | HFTD - Distribution - Tier 2 - 4QU CoRE ¦ 1QU LoRE | Non-Red Flag Warning - Small Fires | Contamination | Aggregated | 2045 | 3.1321e-05 | 772.1066 | 0.024183 | 2045 | Mitigation | 0.95 | 45 | 0 | esc | 0.00097009 | 3.0384e-08 | 0.00097009 | 3.0384e-08
[79 empty] | WLDFR | HFTD - Distribution - Tier 3 - 5QU CoRE ¦ 5QU LoRE | Non-Red Flag Warning - Large Fires | 2032 | 1.8542e-09 | 5.777 | 0.74734 | 3.238 | 1.7917 | 0 | 5.0764e-06 | 1.0712e-08 | 0 | 1.0712e-08 | 5.3175e-06 | 6.6151e-07 | 0 | 6.6151e-07 | 1.1209e-06 | 0 | 1.1209e-06 | 6.2476e-07 | 0 | 6.2476e-07 | [17 empty] | 7.3.3.17.5 (Remote Grid) Updates to grid topology to minimize risk of ignition in HFTDs Remote GridWLDFRContaminationAggregated | WLDFR | HFTD - Distribution - Tier 2 - 4QU CoRE ¦ 1QU LoRE | Non-Red Flag Warning - Small Fires | Contamination | Aggregated | 2046 | 3.1321e-05 | 772.1066 | 0.024183 | 2046 | Mitigation | 0.95 | 45 | 0 | esc | 0.00097009 | 3.0384e-08 | 0.00097009 | 3.0384e-08
[79 empty] | WLDFR | HFTD - Distribution - Tier 3 - 5QU CoRE ¦ 5QU LoRE | Non-Red Flag Warning - Large Fires | 2033 | 1.8542e-09 | 6.1205 | 0.77885 | 3.4265 | 1.9151 | 0 | 5.0764e-06 | 1.1349e-08 | 0 | 1.1349e-08 | 5.5696e-06 | 6.6151e-07 | 0 | 6.6151e-07 | 1.1209e-06 | 0 | 1.1209e-06 | 6.2476e-07 | 0 | 6.2476e-07 | [17 empty] | 7.3.3.17.5 (Remote Grid) Updates to grid topology to minimize risk of ignition in HFTDs Remote GridWLDFRContaminationAggregated | WLDFR | HFTD - Distribution - Tier 2 - 4QU CoRE ¦ 1QU LoRE | Non-Red Flag Warning - Small Fires | Contamination | Aggregated | 2047 | 3.1321e-05 | 772.1066 | 0.024183 | 2047 | Mitigation | 0.95 | 45 | 0 | esc | 0.00097009 | 3.0384e-08 | 0.00097009 | 3.0384e-08
[79 empty] | WLDFR | HFTD - Distribution - Tier 3 - 5QU CoRE ¦ 5QU LoRE | Non-Red Flag Warning - Large Fires | 2034 | 1.8542e-09 | 6.1205 | 0.77885 | 3.4265 | 1.9151 | 0 | 5.0764e-06 | 1.1349e-08 | 0 | 1.1349e-08 | 5.5696e-06 | 6.6151e-07 | 0 | 6.6151e-07 | 1.1209e-06 | 0 | 1.1209e-06 | 6.2476e-07 | 0 | 6.2476e-07 | [17 empty] | 7.3.3.17.5 (Remote Grid) Updates to grid topology to minimize risk of ignition in HFTDs Remote GridWLDFRContaminationAggregated | WLDFR | HFTD - Distribution - Tier 2 - 4QU CoRE ¦ 1QU LoRE | Non-Red Flag Warning - Small Fires | Contamination | Aggregated | 2048 | 3.1321e-05 | 772.1066 | 0.024183 | 2048 | Mitigation | 0.95 | 45 | 0 | esc | 0.00097009 | 3.0384e-08 | 0.00097009 | 3.0384e-08
[79 empty] | WLDFR | HFTD - Distribution - Tier 3 - 5QU CoRE ¦ 5QU LoRE | Non-Red Flag Warning - Large Fires | 2035 | 1.8542e-09 | 6.1205 | 0.77885 | 3.4265 | 1.9151 | 0 | 5.0764e-06 | 1.1349e-08 | 0 | 1.1349e-08 | 5.5696e-06 | 6.6151e-07 | 0 | 6.6151e-07 | 1.1209e-06 | 0 | 1.1209e-06 | 6.2476e-07 | 0 | 6.2476e-07 | [17 empty] | 7.3.3.17.5 (Remote Grid) Updates to grid topology to minimize risk of ignition in HFTDs Remote GridWLDFRContaminationAggregated | WLDFR | HFTD - Distribution - Tier 2 - 4QU CoRE ¦ 1QU LoRE | Non-Red Flag Warning - Small Fires | Contamination | Aggregated | 2049 | 3.1321e-05 | 772.1066 | 0.024183 | 2049 | Mitigation | 0.95 | 45 | 0 | esc | 0.00097009 | 3.0384e-08 | 0.00097009 | 3.0384e-08
[79 empty] | WLDFR | HFTD - Distribution - Tier 3 - 5QU CoRE ¦ 5QU LoRE | Non-Red Flag Warning - Large Fires | 2036 | 1.8542e-09 | 6.1205 | 0.77885 | 3.4265 | 1.9151 | 0 | 5.0764e-06 | 1.1349e-08 | 0 | 1.1349e-08 | 5.5696e-06 | 6.9384e-07 | 0 | 6.9384e-07 | 1.1757e-06 | 0 | 1.1757e-06 | 6.5529e-07 | 0 | 6.5529e-07 | [17 empty] | 7.3.3.17.5 (Remote Grid) Updates to grid topology to minimize risk of ignition in HFTDs Remote GridWLDFRContaminationAggregated | WLDFR | HFTD - Distribution - Tier 2 - 4QU CoRE ¦ 1QU LoRE | Non-Red Flag Warning - Small Fires | Contamination | Aggregated | 2050 | 3.1321e-05 | 772.1066 | 0.024183 | 2050 | Mitigation | 0.95 | 45 | 0 | esc | 0.00097009 | 3.0384e-08 | 0.00097009 | 3.0384e-08
[79 empty] | WLDFR | HFTD - Distribution - Tier 3 - 5QU CoRE ¦ 5QU LoRE | Non-Red Flag Warning - Large Fires | 2037 | 1.8542e-09 | 6.1205 | 0.77885 | 3.4265 | 1.9151 | 0 | 5.0764e-06 | 1.1349e-08 | 0 | 1.1349e-08 | 5.5696e-06 | 6.9384e-07 | 0 | 6.9384e-07 | 1.1757e-06 | 0 | 1.1757e-06 | 6.5529e-07 | 0 | 6.5529e-07 | [17 empty] | 7.3.3.17.5 (Remote Grid) Updates to grid topology to minimize risk of ignition in HFTDs Remote GridWLDFRContaminationAggregated | WLDFR | HFTD - Distribution - Tier 2 - 4QU CoRE ¦ 1QU LoRE | Non-Red Flag Warning - Small Fires | Contamination | Aggregated | 2051 | 3.1321e-05 | 772.1066 | 0.024183 | 2051 | Mitigation | 0.95 | 45 | 0 | esc | 0.00097009 | 3.0384e-08 | 0.00097009 | 3.0384e-08
[79 empty] | WLDFR | HFTD - Distribution - Tier 3 - 5QU CoRE ¦ 5QU LoRE | Non-Red Flag Warning - Large Fires | 2038 | 1.8542e-09 | 6.5028 | 0.81304 | 3.6355 | 2.0543 | 0 | 5.0764e-06 | 1.2057e-08 | 0 | 1.2057e-08 | 5.8432e-06 | 6.9384e-07 | 0 | 6.9384e-07 | 1.1757e-06 | 0 | 1.1757e-06 | 6.5529e-07 | 0 | 6.5529e-07 | [17 empty] | 7.3.3.17.5 (Remote Grid) Updates to grid topology to minimize risk of ignition in HFTDs Remote GridWLDFRContaminationAggregated | WLDFR | HFTD - Distribution - Tier 2 - 4QU CoRE ¦ 1QU LoRE | Non-Red Flag Warning - Small Fires | Contamination | Aggregated | 2052 | 3.1321e-05 | 772.1066 | 0.024183 | 2052 | Mitigation | 0.95 | 45 | 0 | esc | 0.00097009 | 3.0384e-08 | 0.00097009 | 3.0384e-08
[79 empty] | WLDFR | HFTD - Distribution - Tier 3 - 5QU CoRE ¦ 5QU LoRE | Non-Red Flag Warning - Large Fires | 2039 | 1.8542e-09 | 6.5028 | 0.81304 | 3.6355 | 2.0543 | 0 | 5.0764e-06 | 1.2057e-08 | 0 | 1.2057e-08 | 5.8432e-06 | 6.9384e-07 | 0 | 6.9384e-07 | 1.1757e-06 | 0 | 1.1757e-06 | 6.5529e-07 | 0 | 6.5529e-07 | [17 empty] | 7.3.3.17.5 (Remote Grid) Updates to grid topology to minimize risk of ignition in HFTDs Remote GridWLDFRContaminationAggregated | WLDFR | HFTD - Distribution - Tier 2 - 4QU CoRE ¦ 1QU LoRE | Non-Red Flag Warning - Small Fires | Contamination | Aggregated | 2053 | 3.1321e-05 | 772.1066 | 0.024183 | 2053 | Mitigation | 0.95 | 45 | 0 | esc | 0.00097009 | 3.0384e-08 | 0.00097009 | 3.0384e-08
[79 empty] | WLDFR | HFTD - Distribution - Tier 3 - 5QU CoRE ¦ 5QU LoRE | Non-Red Flag Warning - Large Fires | 2040 | 1.8542e-09 | 6.5028 | 0.81304 | 3.6355 | 2.0543 | 0 | 5.0764e-06 | 1.2057e-08 | 0 | 1.2057e-08 | 5.8432e-06 | 6.9384e-07 | 0 | 6.9384e-07 | 1.1757e-06 | 0 | 1.1757e-06 | 6.5529e-07 | 0 | 6.5529e-07 | [17 empty] | 7.3.3.17.5 (Remote Grid) Updates to grid topology to minimize risk of ignition in HFTDs Remote GridWLDFRContaminationAggregated | WLDFR | HFTD - Distribution - Tier 2 - 4QU CoRE ¦ 1QU LoRE | Non-Red Flag Warning - Small Fires | Contamination | Aggregated | 2054 | 3.1321e-05 | 772.1066 | 0.024183 | 2054 | Mitigation | 0.95 | 45 | 0 | esc | 0.00097009 | 3.0384e-08 | 0.00097009 | 3.0384e-08
[79 empty] | WLDFR | HFTD - Distribution - Tier 3 - 5QU CoRE ¦ 5QU LoRE | Non-Red Flag Warning - Large Fires | 2041 | 1.8542e-09 | 6.5028 | 0.81304 | 3.6355 | 2.0543 | 0 | 5.0764e-06 | 1.2057e-08 | 0 | 1.2057e-08 | 5.8432e-06 | 7.2824e-07 | 0 | 7.2824e-07 | 1.234e-06 | 0 | 1.234e-06 | 6.8779e-07 | 0 | 6.8779e-07 | [17 empty] | 7.3.3.17.5 (Remote Grid) Updates to grid topology to minimize risk of ignition in HFTDs Remote GridWLDFRContaminationAggregated | WLDFR | HFTD - Distribution - Tier 2 - 4QU CoRE ¦ 1QU LoRE | Non-Red Flag Warning - Small Fires | Contamination | Aggregated | 2055 | 3.1321e-05 | 772.1066 | 0.024183 | 2055 | Mitigation | 0.95 | 45 | 0 | esc | 0.00097009 | 3.0384e-08 | 0.00097009 | 3.0384e-08
[79 empty] | WLDFR | HFTD - Distribution - Tier 3 - 5QU CoRE ¦ 5QU LoRE | Non-Red Flag Warning - Large Fires | 2042 | 1.8542e-09 | 6.5028 | 0.81304 | 3.6355 | 2.0543 | 0 | 5.0764e-06 | 1.2057e-08 | 0 | 1.2057e-08 | 5.8432e-06 | 7.2824e-07 | 0 | 7.2824e-07 | 1.234e-06 | 0 | 1.234e-06 | 6.8779e-07 | 0 | 6.8779e-07 | [17 empty] | 7.3.3.17.5 (Remote Grid) Updates to grid topology to minimize risk of ignition in HFTDs Remote GridWLDFRContaminationAggregated | WLDFR | HFTD - Distribution - Tier 2 - 4QU CoRE ¦ 1QU LoRE | Non-Red Flag Warning - Small Fires | Contamination | Aggregated | 2056 | 3.1321e-05 | 772.1066 | 0.024183 | 2056 | Mitigation | 0.95 | 45 | 0 | esc | 0.00097009 | 3.0384e-08 | 0.00097009 | 3.0384e-08
[79 empty] | WLDFR | HFTD - Distribution - Tier 3 - 5QU CoRE ¦ 5QU LoRE | Non-Red Flag Warning - Large Fires | 2043 | 1.8542e-09 | 6.9209 | 0.84944 | 3.8632 | 2.2083 | 0 | 5.0764e-06 | 1.2833e-08 | 0 | 1.2833e-08 | 6.1347e-06 | 7.2824e-07 | 0 | 7.2824e-07 | 1.234e-06 | 0 | 1.234e-06 | 6.8779e-07 | 0 | 6.8779e-07 | [17 empty] | 7.3.3.17.5 (Remote Grid) Updates to grid topology to minimize risk of ignition in HFTDs Remote GridWLDFRContaminationAggregated | WLDFR | HFTD - Distribution - Tier 2 - 4QU CoRE ¦ 1QU LoRE | Non-Red Flag Warning - Small Fires | Contamination | Aggregated | 2057 | 3.1321e-05 | 772.1066 | 0.024183 | 2057 | Mitigation | 0.95 | 45 | 0 | esc | 0.00097009 | 3.0384e-08 | 0.00097009 | 3.0384e-08
[79 empty] | WLDFR | HFTD - Distribution - Tier 3 - 5QU CoRE ¦ 5QU LoRE | Non-Red Flag Warning - Large Fires | 2044 | 1.8542e-09 | 6.9209 | 0.84944 | 3.8632 | 2.2083 | 0 | 5.0764e-06 | 1.2833e-08 | 0 | 1.2833e-08 | 6.1347e-06 | 7.2824e-07 | 0 | 7.2824e-07 | 1.234e-06 | 0 | 1.234e-06 | 6.8779e-07 | 0 | 6.8779e-07 | [17 empty] | 7.3.3.17.5 (Remote Grid) Updates to grid topology to minimize risk of ignition in HFTDs Remote GridWLDFRContaminationAggregated | WLDFR | HFTD - Distribution - Tier 2 - 4QU CoRE ¦ 1QU LoRE | Non-Red Flag Warning - Small Fires | Contamination | Aggregated | 2058 | 3.1321e-05 | 772.1066 | 0.024183 | 2058 | Mitigation | 0.95 | 45 | 0 | esc | 0.00097009 | 3.0384e-08 | 0.00097009 | 3.0384e-08
[79 empty] | WLDFR | HFTD - Distribution - Tier 3 - 5QU CoRE ¦ 5QU LoRE | Non-Red Flag Warning - Large Fires | 2045 | 1.8542e-09 | 6.9209 | 0.84944 | 3.8632 | 2.2083 | 0 | 5.0764e-06 | 1.2833e-08 | 0 | 1.2833e-08 | 6.1347e-06 | 7.2824e-07 | 0 | 7.2824e-07 | 1.234e-06 | 0 | 1.234e-06 | 6.8779e-07 | 0 | 6.8779e-07 | [17 empty] | 7.3.3.17.5 (Remote Grid) Updates to grid topology to minimize risk of ignition in HFTDs Remote GridWLDFRContaminationAggregated | WLDFR | HFTD - Distribution - Tier 2 - 4QU CoRE ¦ 1QU LoRE | Non-Red Flag Warning - Small Fires | Contamination | Aggregated | 2059 | 3.1321e-05 | 772.1066 | 0.024183 | 2059 | Mitigation | 0.95 | 45 | 0 | esc | 0.00097009 | 3.0384e-08 | 0.00097009 | 3.0384e-08
[79 empty] | WLDFR | HFTD - Distribution - Tier 3 - 5QU CoRE ¦ 5QU LoRE | Non-Red Flag Warning - Large Fires | 2046 | 1.8542e-09 | 6.9209 | 0.84944 | 3.8632 | 2.2083 | 0 | 5.0764e-06 | 1.2833e-08 | 0 | 1.2833e-08 | 6.1347e-06 | 7.6428e-07 | 0 | 7.6428e-07 | 1.295e-06 | 0 | 1.295e-06 | 7.2182e-07 | 0 | 7.2182e-07 | [17 empty] | 7.3.3.17.5 (Remote Grid) Updates to grid topology to minimize risk of ignition in HFTDs Remote GridWLDFRContaminationAggregated | WLDFR | HFTD - Distribution - Tier 2 - 4QU CoRE ¦ 1QU LoRE | Non-Red Flag Warning - Small Fires | Contamination | Aggregated | 2060 | 3.1321e-05 | 772.1066 | 0.024183 | 2060 | Mitigation | 0.95 | 45 | 0 | esc | 0.00097009 | 3.0384e-08 | 0.00097009 | 3.0384e-08
[79 empty] | WLDFR | HFTD - Distribution - Tier 3 - 5QU CoRE ¦ 5QU LoRE | Non-Red Flag Warning - Large Fires | 2047 | 1.8542e-09 | 6.9209 | 0.84944 | 3.8632 | 2.2083 | 0 | 5.0764e-06 | 1.2833e-08 | 0 | 1.2833e-08 | 6.1347e-06 | 7.6428e-07 | 0 | 7.6428e-07 | 1.295e-06 | 0 | 1.295e-06 | 7.2182e-07 | 0 | 7.2182e-07 | [17 empty] | 7.3.3.17.5 (Remote Grid) Updates to grid topology to minimize risk of ignition in HFTDs Remote GridWLDFRContaminationAggregated | WLDFR | HFTD - Distribution - Tier 2 - 4QU CoRE ¦ 1QU LoRE | Non-Red Flag Warning - Small Fires | Contamination | Aggregated | 2061 | 3.1321e-05 | 772.1066 | 0.024183 | 2061 | Mitigation | 0.95 | 45 | 0 | esc | 0.00097009 | 3.0384e-08 | 0.00097009 | 3.0384e-08
[79 empty] | WLDFR | HFTD - Distribution - Tier 3 - 5QU CoRE ¦ 5QU LoRE | Non-Red Flag Warning - Large Fires | 2048 | 1.8542e-09 | 7.3713 | 0.88759 | 4.1075 | 2.3763 | 0 | 5.0764e-06 | 1.3668e-08 | 0 | 1.3668e-08 | 6.4403e-06 | 7.6428e-07 | 0 | 7.6428e-07 | 1.295e-06 | 0 | 1.295e-06 | 7.2182e-07 | 0 | 7.2182e-07 | [17 empty] | 7.3.3.17.5 (Remote Grid) Updates to grid topology to minimize risk of ignition in HFTDs Remote GridWLDFRContaminationAggregated | WLDFR | HFTD - Distribution - Tier 2 - 4QU CoRE ¦ 1QU LoRE | Non-Red Flag Warning - Small Fires | Contamination | Aggregated | 2062 | 3.1321e-05 | 772.1066 | 0.024183 | 2062 | Mitigation | 0.95 | 45 | 0 | esc | 0.00097009 | 3.0384e-08 | 0.00097009 | 3.0384e-08
[79 empty] | WLDFR | HFTD - Distribution - Tier 3 - 5QU CoRE ¦ 5QU LoRE | Non-Red Flag Warning - Large Fires | 2049 | 1.8542e-09 | 7.3713 | 0.88759 | 4.1075 | 2.3763 | 0 | 5.0764e-06 | 1.3668e-08 | 0 | 1.3668e-08 | 6.4403e-06 | 7.6428e-07 | 0 | 7.6428e-07 | 1.295e-06 | 0 | 1.295e-06 | 7.2182e-07 | 0 | 7.2182e-07 | [17 empty] | 7.3.3.17.5 (Remote Grid) Updates to grid topology to minimize risk of ignition in HFTDs Remote GridWLDFRContaminationAggregated | WLDFR | HFTD - Distribution - Tier 2 - 4QU CoRE ¦ 1QU LoRE | Non-Red Flag Warning - Small Fires | Contamination | Aggregated | 2063 | 3.1321e-05 | 772.1066 | 0.024183 | 2063 | Mitigation | 0.95 | 45 | 0 | esc | 0.00097009 | 3.0384e-08 | 0.00097009 | 3.0384e-08
[79 empty] | WLDFR | HFTD - Distribution - Tier 3 - 5QU CoRE ¦ 5QU LoRE | Non-Red Flag Warning - Large Fires | 2050 | 1.8542e-09 | 7.3713 | 0.88759 | 4.1075 | 2.3763 | 0 | 5.0764e-06 | 1.3668e-08 | 0 | 1.3668e-08 | 6.4403e-06 | 7.6428e-07 | 0 | 7.6428e-07 | 1.295e-06 | 0 | 1.295e-06 | 7.2182e-07 | 0 | 7.2182e-07 | [17 empty] | 7.3.3.17.5 (Remote Grid) Updates to grid topology to minimize risk of ignition in HFTDs Remote GridWLDFRContaminationAggregated | WLDFR | HFTD - Distribution - Tier 2 - 4QU CoRE ¦ 1QU LoRE | Non-Red Flag Warning - Small Fires | Contamination | Aggregated | 2064 | 3.1321e-05 | 772.1066 | 0.024183 | 2064 | Mitigation | 0.95 | 45 | 0 | esc | 0.00097009 | 3.0384e-08 | 0.00097009 | 3.0384e-08
[79 empty] | WLDFR | HFTD - Distribution - Tier 3 - 5QU CoRE ¦ 5QU LoRE | Non-Red Flag Warning - Large Fires | 2051 | 1.8542e-09 | 7.3713 | 0.88759 | 4.1075 | 2.3763 | 0 | 5.0764e-06 | 1.3668e-08 | 0 | 1.3668e-08 | 6.4403e-06 | 8.0149e-07 | 0 | 8.0149e-07 | 1.3581e-06 | 0 | 1.3581e-06 | 7.5696e-07 | 0 | 7.5696e-07 | [17 empty] | 7.3.3.17.5 (Remote Grid) Updates to grid topology to minimize risk of ignition in HFTDs Remote GridWLDFRContaminationAggregated | WLDFR | HFTD - Distribution - Tier 2 - 4QU CoRE ¦ 1QU LoRE | Non-Red Flag Warning - Small Fires | Contamination | Aggregated | 2065 | 3.1321e-05 | 772.1066 | 0.024183 | 2065 | Mitigation | 0.95 | 45 | 0 | esc | 0.00097009 | 3.0384e-08 | 0.00097009 | 3.0384e-08
[79 empty] | WLDFR | HFTD - Distribution - Tier 3 - 5QU CoRE ¦ 5QU LoRE | Non-Red Flag Warning - Large Fires | 2052 | 1.8542e-09 | 7.3713 | 0.88759 | 4.1075 | 2.3763 | 0 | 5.0764e-06 | 1.3668e-08 | 0 | 1.3668e-08 | 6.4403e-06 | 8.0149e-07 | 0 | 8.0149e-07 | 1.3581e-06 | 0 | 1.3581e-06 | 7.5696e-07 | 0 | 7.5696e-07 | [17 empty] | 7.3.3.17.5 (Remote Grid) Updates to grid topology to minimize risk of ignition in HFTDs Remote GridWLDFRContaminationAggregated | WLDFR | HFTD - Distribution - Tier 2 - 4QU CoRE ¦ 1QU LoRE | Non-Red Flag Warning - Small Fires | Contamination | Aggregated | 2066 | 3.1321e-05 | 772.1066 | 0.024183 | 2066 | Mitigation | 0.95 | 45 | 0 | esc | 0.00097009 | 3.0384e-08 | 0.00097009 | 3.0384e-08
[79 empty] | WLDFR | HFTD - Distribution - Tier 3 - 5QU CoRE ¦ 5QU LoRE | Non-Red Flag Warning - Large Fires | 2053 | 1.8542e-09 | 7.8503 | 0.92702 | 4.3664 | 2.5569 | 0 | 5.0764e-06 | 1.4556e-08 | 0 | 1.4556e-08 | 6.7561e-06 | 8.0149e-07 | 0 | 8.0149e-07 | 1.3581e-06 | 0 | 1.3581e-06 | 7.5696e-07 | 0 | 7.5696e-07 | [17 empty] | 7.3.3.17.5 (Remote Grid) Updates to grid topology to minimize risk of ignition in HFTDs Remote GridWLDFRContaminationAggregated | WLDFR | HFTD - Distribution - Tier 2 - 4QU CoRE ¦ 1QU LoRE | Non-Red Flag Warning - Small Fires | Contamination | Aggregated | 2067 | 3.1321e-05 | 772.1066 | 0.024183 | 2067 | Mitigation | 0.95 | 45 | 0 | esc | 0 | 0 | 0.00097009 | 3.0384e-08
[79 empty] | WLDFR | HFTD - Distribution - Tier 3 - 5QU CoRE ¦ 5QU LoRE | Non-Red Flag Warning - Large Fires | 2054 | 1.8542e-09 | 7.8503 | 0.92702 | 4.3664 | 2.5569 | 0 | 5.0764e-06 | 1.4556e-08 | 0 | 1.4556e-08 | 6.7561e-06 | 8.0149e-07 | 0 | 8.0149e-07 | 1.3581e-06 | 0 | 1.3581e-06 | 7.5696e-07 | 0 | 7.5696e-07 | [17 empty] | 7.3.3.17.5 (Remote Grid) Updates to grid topology to minimize risk of ignition in HFTDs Remote GridWLDFREquipment / facility failureAggregated | WLDFR | HFTD - Distribution - Tier 2 - 4QU CoRE ¦ 1QU LoRE | Non-Red Flag Warning - Small Fires | Equipment / facility failure | Aggregated | 2022 | 0.0015089 | 772.1066 | 1.165 | 2022 | Mitigation | 0.95 | 45 | 0 | esc | 0.00097009 | 1.4638e-06 | 0 | 0
[79 empty] | WLDFR | HFTD - Distribution - Tier 3 - 5QU CoRE ¦ 5QU LoRE | Non-Red Flag Warning - Large Fires | 2055 | 1.8542e-09 | 7.8503 | 0.92702 | 4.3664 | 2.5569 | 0 | 5.0764e-06 | 1.4556e-08 | 0 | 1.4556e-08 | 6.7561e-06 | 8.0149e-07 | 0 | 8.0149e-07 | 1.3581e-06 | 0 | 1.3581e-06 | 7.5696e-07 | 0 | 7.5696e-07 | [17 empty] | 7.3.3.17.5 (Remote Grid) Updates to grid topology to minimize risk of ignition in HFTDs Remote GridWLDFREquipment / facility failureAggregated | WLDFR | HFTD - Distribution - Tier 2 - 4QU CoRE ¦ 1QU LoRE | Non-Red Flag Warning - Small Fires | Equipment / facility failure | Aggregated | 2023 | 0.0015089 | 772.1066 | 1.165 | 2023 | Mitigation | 0.95 | 45 | 0 | esc | 0.00097009 | 1.4638e-06 | 0.00097009 | 1.4638e-06
[79 empty] | WLDFR | HFTD - Distribution - Tier 3 - 5QU CoRE ¦ 5QU LoRE | Non-Red Flag Warning - Large Fires | 2056 | 1.8542e-09 | 7.8503 | 0.92702 | 4.3664 | 2.5569 | 0 | 5.0764e-06 | 1.4556e-08 | 0 | 1.4556e-08 | 6.7561e-06 | 8.3942e-07 | 0 | 8.3942e-07 | 1.4223e-06 | 0 | 1.4223e-06 | 7.9278e-07 | 0 | 7.9278e-07 | [17 empty] | 7.3.3.17.5 (Remote Grid) Updates to grid topology to minimize risk of ignition in HFTDs Remote GridWLDFREquipment / facility failureAggregated | WLDFR | HFTD - Distribution - Tier 2 - 4QU CoRE ¦ 1QU LoRE | Non-Red Flag Warning - Small Fires | Equipment / facility failure | Aggregated | 2024 | 0.0015089 | 772.1066 | 1.165 | 2024 | Mitigation | 0.95 | 45 | 0 | esc | 0.00097009 | 1.4638e-06 | 0.00097009 | 1.4638e-06
[79 empty] | WLDFR | HFTD - Distribution - Tier 3 - 5QU CoRE ¦ 5QU LoRE | Non-Red Flag Warning - Large Fires | 2057 | 1.8542e-09 | 7.8503 | 0.92702 | 4.3664 | 2.5569 | 0 | 5.0764e-06 | 1.4556e-08 | 0 | 1.4556e-08 | 6.7561e-06 | 8.3942e-07 | 0 | 8.3942e-07 | 1.4223e-06 | 0 | 1.4223e-06 | 7.9278e-07 | 0 | 7.9278e-07 | [17 empty] | 7.3.3.17.5 (Remote Grid) Updates to grid topology to minimize risk of ignition in HFTDs Remote GridWLDFREquipment / facility failureAggregated | WLDFR | HFTD - Distribution - Tier 2 - 4QU CoRE ¦ 1QU LoRE | Non-Red Flag Warning - Small Fires | Equipment / facility failure | Aggregated | 2025 | 0.0015089 | 772.1066 | 1.165 | 2025 | Mitigation | 0.95 | 45 | 0 | esc | 0.00097009 | 1.4638e-06 | 0.00097009 | 1.4638e-06
[79 empty] | WLDFR | HFTD - Distribution - Tier 3 - 5QU CoRE ¦ 5QU LoRE | Non-Red Flag Warning - Large Fires | 2058 | 1.8542e-09 | 8.3524 | 0.96727 | 4.6367 | 2.7484 | 0 | 5.0764e-06 | 1.5487e-08 | 0 | 1.5487e-08 | 7.0784e-06 | 8.3942e-07 | 0 | 8.3942e-07 | 1.4223e-06 | 0 | 1.4223e-06 | 7.9278e-07 | 0 | 7.9278e-07 | [17 empty] | 7.3.3.17.5 (Remote Grid) Updates to grid topology to minimize risk of ignition in HFTDs Remote GridWLDFREquipment / facility failureAggregated | WLDFR | HFTD - Distribution - Tier 2 - 4QU CoRE ¦ 1QU LoRE | Non-Red Flag Warning - Small Fires | Equipment / facility failure | Aggregated | 2026 | 0.0015089 | 772.1066 | 1.165 | 2026 | Mitigation | 0.95 | 45 | 0 | esc | 0.00097009 | 1.4638e-06 | 0.00097009 | 1.4638e-06
[79 empty] | WLDFR | HFTD - Distribution - Tier 3 - 5QU CoRE ¦ 5QU LoRE | Non-Red Flag Warning - Large Fires | 2059 | 1.8542e-09 | 8.3524 | 0.96727 | 4.6367 | 2.7484 | 0 | 5.0764e-06 | 1.5487e-08 | 0 | 1.5487e-08 | 7.0784e-06 | 8.3942e-07 | 0 | 8.3942e-07 | 1.4223e-06 | 0 | 1.4223e-06 | 7.9278e-07 | 0 | 7.9278e-07 | [17 empty] | 7.3.3.17.5 (Remote Grid) Updates to grid topology to minimize risk of ignition in HFTDs Remote GridWLDFREquipment / facility failureAggregated | WLDFR | HFTD - Distribution - Tier 2 - 4QU CoRE ¦ 1QU LoRE | Non-Red Flag Warning - Small Fires | Equipment / facility failure | Aggregated | 2027 | 0.0015089 | 772.1066 | 1.165 | 2027 | Mitigation | 0.95 | 45 | 0 | esc | 0.00097009 | 1.4638e-06 | 0.00097009 | 1.4638e-06
[79 empty] | WLDFR | HFTD - Distribution - Tier 3 - 5QU CoRE ¦ 5QU LoRE | Non-Red Flag Warning - Large Fires | 2060 | 1.8542e-09 | 8.3524 | 0.96727 | 4.6367 | 2.7484 | 0 | 5.0764e-06 | 1.5487e-08 | 0 | 1.5487e-08 | 7.0784e-06 | 8.3942e-07 | 0 | 8.3942e-07 | 1.4223e-06 | 0 | 1.4223e-06 | 7.9278e-07 | 0 | 7.9278e-07 | [17 empty] | 7.3.3.17.5 (Remote Grid) Updates to grid topology to minimize risk of ignition in HFTDs Remote GridWLDFREquipment / facility failureAggregated | WLDFR | HFTD - Distribution - Tier 2 - 4QU CoRE ¦ 1QU LoRE | Non-Red Flag Warning - Small Fires | Equipment / facility failure | Aggregated | 2028 | 0.0015089 | 772.1066 | 1.165 | 2028 | Mitigation | 0.95 | 45 | 0 | esc | 0.00097009 | 1.4638e-06 | 0.00097009 | 1.4638e-06
[79 empty] | WLDFR | HFTD - Distribution - Tier 3 - 5QU CoRE ¦ 5QU LoRE | Non-Red Flag Warning - Large Fires | 2061 | 1.8542e-09 | 8.3524 | 0.96727 | 4.6367 | 2.7484 | 0 | 5.0764e-06 | 1.5487e-08 | 0 | 1.5487e-08 | 7.0784e-06 | 8.7761e-07 | 0 | 8.7761e-07 | 1.4871e-06 | 0 | 1.4871e-06 | 8.2885e-07 | 0 | 8.2885e-07 | [17 empty] | 7.3.3.17.5 (Remote Grid) Updates to grid topology to minimize risk of ignition in HFTDs Remote GridWLDFREquipment / facility failureAggregated | WLDFR | HFTD - Distribution - Tier 2 - 4QU CoRE ¦ 1QU LoRE | Non-Red Flag Warning - Small Fires | Equipment / facility failure | Aggregated | 2029 | 0.0015089 | 772.1066 | 1.165 | 2029 | Mitigation | 0.95 | 45 | 0 | esc | 0.00097009 | 1.4638e-06 | 0.00097009 | 1.4638e-06
[79 empty] | WLDFR | HFTD - Distribution - Tier 3 - 5QU CoRE ¦ 5QU LoRE | Non-Red Flag Warning - Large Fires | 2062 | 1.8542e-09 | 8.3524 | 0.96727 | 4.6367 | 2.7484 | 0 | 5.0764e-06 | 1.5487e-08 | 0 | 1.5487e-08 | 7.0784e-06 | 8.7761e-07 | 0 | 8.7761e-07 | 1.4871e-06 | 0 | 1.4871e-06 | 8.2885e-07 | 0 | 8.2885e-07 | [17 empty] | 7.3.3.17.5 (Remote Grid) Updates to grid topology to minimize risk of ignition in HFTDs Remote GridWLDFREquipment / facility failureAggregated | WLDFR | HFTD - Distribution - Tier 2 - 4QU CoRE ¦ 1QU LoRE | Non-Red Flag Warning - Small Fires | Equipment / facility failure | Aggregated | 2030 | 0.0015089 | 772.1066 | 1.165 | 2030 | Mitigation | 0.95 | 45 | 0 | esc | 0.00097009 | 1.4638e-06 | 0.00097009 | 1.4638e-06
[79 empty] | WLDFR | HFTD - Distribution - Tier 3 - 5QU CoRE ¦ 5QU LoRE | Non-Red Flag Warning - Large Fires | 2063 | 1.8542e-09 | 8.872 | 1.0079 | 4.9153 | 2.9488 | 0 | 5.0764e-06 | 1.645e-08 | 0 | 1.645e-08 | 7.4031e-06 | 8.7761e-07 | 0 | 8.7761e-07 | 1.4871e-06 | 0 | 1.4871e-06 | 8.2885e-07 | 0 | 8.2885e-07 | [17 empty] | 7.3.3.17.5 (Remote Grid) Updates to grid topology to minimize risk of ignition in HFTDs Remote GridWLDFREquipment / facility failureAggregated | WLDFR | HFTD - Distribution - Tier 2 - 4QU CoRE ¦ 1QU LoRE | Non-Red Flag Warning - Small Fires | Equipment / facility failure | Aggregated | 2031 | 0.0015089 | 772.1066 | 1.165 | 2031 | Mitigation | 0.95 | 45 | 0 | esc | 0.00097009 | 1.4638e-06 | 0.00097009 | 1.4638e-06
[79 empty] | WLDFR | HFTD - Distribution - Tier 3 - 5QU CoRE ¦ 5QU LoRE | Non-Red Flag Warning - Large Fires | 2064 | 1.8542e-09 | 8.872 | 1.0079 | 4.9153 | 2.9488 | 0 | 5.0764e-06 | 1.645e-08 | 0 | 1.645e-08 | 7.4031e-06 | 0 | 0 | 0 | 1.4871e-06 | 0 | 1.4871e-06 | 8.2885e-07 | 0 | 8.2885e-07 | [17 empty] | 7.3.3.17.5 (Remote Grid) Updates to grid topology to minimize risk of ignition in HFTDs Remote GridWLDFREquipment / facility failureAggregated | WLDFR | HFTD - Distribution - Tier 2 - 4QU CoRE ¦ 1QU LoRE | Non-Red Flag Warning - Small Fires | Equipment / facility failure | Aggregated | 2032 | 0.0015089 | 772.1066 | 1.165 | 2032 | Mitigation | 0.95 | 45 | 0 | esc | 0.00097009 | 1.4638e-06 | 0.00097009 | 1.4638e-06
[79 empty] | WLDFR | HFTD - Distribution - Tier 3 - 5QU CoRE ¦ 5QU LoRE | Non-Red Flag Warning - Large Fires | 2065 | 1.8542e-09 | 8.872 | 1.0079 | 4.9153 | 2.9488 | 0 | 5.0764e-06 | 1.645e-08 | 0 | 1.645e-08 | 7.4031e-06 | 0 | 0 | 0 | 0 | 0 | 0 | 8.2885e-07 | 0 | 8.2885e-07 | [17 empty] | 7.3.3.17.5 (Remote Grid) Updates to grid topology to minimize risk of ignition in HFTDs Remote GridWLDFREquipment / facility failureAggregated | WLDFR | HFTD - Distribution - Tier 2 - 4QU CoRE ¦ 1QU LoRE | Non-Red Flag Warning - Small Fires | Equipment / facility failure | Aggregated | 2033 | 0.0015089 | 772.1066 | 1.165 | 2033 | Mitigation | 0.95 | 45 | 0 | esc | 0.00097009 | 1.4638e-06 | 0.00097009 | 1.4638e-06
[79 empty] | WLDFR | HFTD - Distribution - Tier 3 - 5QU CoRE ¦ 5QU LoRE | Non-Red Flag Warning - Large Fires | 2066 | 1.8542e-09 | 8.872 | 1.0079 | 4.9153 | 2.9488 | 0 | 5.0764e-06 | 1.645e-08 | 0 | 1.645e-08 | 7.4031e-06 | 3.672e-08 | 0 | 3.672e-08 | 0 | 0 | 0 | 0 | 0 | 0 | [17 empty] | 7.3.3.17.5 (Remote Grid) Updates to grid topology to minimize risk of ignition in HFTDs Remote GridWLDFREquipment / facility failureAggregated | WLDFR | HFTD - Distribution - Tier 2 - 4QU CoRE ¦ 1QU LoRE | Non-Red Flag Warning - Small Fires | Equipment / facility failure | Aggregated | 2034 | 0.0015089 | 772.1066 | 1.165 | 2034 | Mitigation | 0.95 | 45 | 0 | esc | 0.00097009 | 1.4638e-06 | 0.00097009 | 1.4638e-06
[79 empty] | WLDFR | HFTD - Distribution - Tier 3 - 5QU CoRE ¦ 5QU LoRE | Non-Red Flag Warning - Small Fires | 2022 | 8.0656e-07 | 0.077901 | 0.036425 | 0.0015809 | 0.039895 | 0 | 0.0022082 | 6.2831e-08 | 0 | 6.2831e-08 | 5.0583e-07 | 3.603e-08 | 0 | 3.603e-08 | 6.105e-08 | 0 | 6.105e-08 | 0 | 0 | 0 | [17 empty] | 7.3.3.17.5 (Remote Grid) Updates to grid topology to minimize risk of ignition in HFTDs Remote GridWLDFREquipment / facility failureAggregated | WLDFR | HFTD - Distribution - Tier 2 - 4QU CoRE ¦ 1QU LoRE | Non-Red Flag Warning - Small Fires | Equipment / facility failure | Aggregated | 2035 | 0.0015089 | 772.1066 | 1.165 | 2035 | Mitigation | 0.95 | 45 | 0 | esc | 0.00097009 | 1.4638e-06 | 0.00097009 | 1.4638e-06
[79 empty] | WLDFR | HFTD - Distribution - Tier 3 - 5QU CoRE ¦ 5QU LoRE | Non-Red Flag Warning - Small Fires | 2023 | 8.0656e-07 | 0.080408 | 0.03759 | 0.0016314 | 0.041187 | 0 | 0.0022082 | 6.4854e-08 | 0 | 6.4854e-08 | 5.2431e-07 | 3.7642e-08 | 0 | 3.7642e-08 | 6.3782e-08 | 0 | 6.3782e-08 | 3.555e-08 | 0 | 3.555e-08 | [17 empty] | 7.3.3.17.5 (Remote Grid) Updates to grid topology to minimize risk of ignition in HFTDs Remote GridWLDFREquipment / facility failureAggregated | WLDFR | HFTD - Distribution - Tier 2 - 4QU CoRE ¦ 1QU LoRE | Non-Red Flag Warning - Small Fires | Equipment / facility failure | Aggregated | 2036 | 0.0015089 | 772.1066 | 1.165 | 2036 | Mitigation | 0.95 | 45 | 0 | esc | 0.00097009 | 1.4638e-06 | 0.00097009 | 1.4638e-06
[79 empty] | WLDFR | HFTD - Distribution - Tier 3 - 5QU CoRE ¦ 5QU LoRE | Non-Red Flag Warning - Small Fires | 2024 | 8.0656e-07 | 0.080408 | 0.03759 | 0.0016314 | 0.041187 | 0 | 0.0022082 | 6.4854e-08 | 0 | 6.4854e-08 | 5.2431e-07 | 3.7642e-08 | 0 | 3.7642e-08 | 6.3782e-08 | 0 | 6.3782e-08 | 3.555e-08 | 0 | 3.555e-08 | [17 empty] | 7.3.3.17.5 (Remote Grid) Updates to grid topology to minimize risk of ignition in HFTDs Remote GridWLDFREquipment / facility failureAggregated | WLDFR | HFTD - Distribution - Tier 2 - 4QU CoRE ¦ 1QU LoRE | Non-Red Flag Warning - Small Fires | Equipment / facility failure | Aggregated | 2037 | 0.0015089 | 772.1066 | 1.165 | 2037 | Mitigation | 0.95 | 45 | 0 | esc | 0.00097009 | 1.4638e-06 | 0.00097009 | 1.4638e-06
[79 empty] | WLDFR | HFTD - Distribution - Tier 3 - 5QU CoRE ¦ 5QU LoRE | Non-Red Flag Warning - Small Fires | 2025 | 8.0656e-07 | 0.080408 | 0.03759 | 0.0016314 | 0.041187 | 0 | 0.0022082 | 6.4854e-08 | 0 | 6.4854e-08 | 5.2431e-07 | 3.7642e-08 | 0 | 3.7642e-08 | 6.3782e-08 | 0 | 6.3782e-08 | 3.555e-08 | 0 | 3.555e-08 | [17 empty] | 7.3.3.17.5 (Remote Grid) Updates to grid topology to minimize risk of ignition in HFTDs Remote GridWLDFREquipment / facility failureAggregated | WLDFR | HFTD - Distribution - Tier 2 - 4QU CoRE ¦ 1QU LoRE | Non-Red Flag Warning - Small Fires | Equipment / facility failure | Aggregated | 2038 | 0.0015089 | 772.1066 | 1.165 | 2038 | Mitigation | 0.95 | 45 | 0 | esc | 0.00097009 | 1.4638e-06 | 0.00097009 | 1.4638e-06
[79 empty] | WLDFR | HFTD - Distribution - Tier 3 - 5QU CoRE ¦ 5QU LoRE | Non-Red Flag Warning - Small Fires | 2026 | 8.0656e-07 | 0.080408 | 0.03759 | 0.0016314 | 0.041187 | 0 | 0.0022082 | 6.4854e-08 | 0 | 6.4854e-08 | 5.2431e-07 | 3.7642e-08 | 0 | 3.7642e-08 | 6.3782e-08 | 0 | 6.3782e-08 | 3.555e-08 | 0 | 3.555e-08 | [17 empty] | 7.3.3.17.5 (Remote Grid) Updates to grid topology to minimize risk of ignition in HFTDs Remote GridWLDFREquipment / facility failureAggregated | WLDFR | HFTD - Distribution - Tier 2 - 4QU CoRE ¦ 1QU LoRE | Non-Red Flag Warning - Small Fires | Equipment / facility failure | Aggregated | 2039 | 0.0015089 | 772.1066 | 1.165 | 2039 | Mitigation | 0.95 | 45 | 0 | esc | 0.00097009 | 1.4638e-06 | 0.00097009 | 1.4638e-06
[79 empty] | WLDFR | HFTD - Distribution - Tier 3 - 5QU CoRE ¦ 5QU LoRE | Non-Red Flag Warning - Small Fires | 2027 | 8.0656e-07 | 0.080408 | 0.03759 | 0.0016314 | 0.041187 | 0 | 0.0022082 | 6.4854e-08 | 0 | 6.4854e-08 | 5.2431e-07 | 3.7642e-08 | 0 | 3.7642e-08 | 6.3782e-08 | 0 | 6.3782e-08 | 3.555e-08 | 0 | 3.555e-08 | [17 empty] | 7.3.3.17.5 (Remote Grid) Updates to grid topology to minimize risk of ignition in HFTDs Remote GridWLDFREquipment / facility failureAggregated | WLDFR | HFTD - Distribution - Tier 2 - 4QU CoRE ¦ 1QU LoRE | Non-Red Flag Warning - Small Fires | Equipment / facility failure | Aggregated | 2040 | 0.0015089 | 772.1066 | 1.165 | 2040 | Mitigation | 0.95 | 45 | 0 | esc | 0.00097009 | 1.4638e-06 | 0.00097009 | 1.4638e-06
[79 empty] | WLDFR | HFTD - Distribution - Tier 3 - 5QU CoRE ¦ 5QU LoRE | Non-Red Flag Warning - Small Fires | 2028 | 8.0656e-07 | 0.083606 | 0.039055 | 0.001695 | 0.042856 | 0 | 0.0022082 | 6.7433e-08 | 0 | 6.7433e-08 | 5.4758e-07 | 3.9718e-08 | 0 | 3.9718e-08 | 6.73e-08 | 0 | 6.73e-08 | 3.7511e-08 | 0 | 3.7511e-08 | [17 empty] | 7.3.3.17.5 (Remote Grid) Updates to grid topology to minimize risk of ignition in HFTDs Remote GridWLDFREquipment / facility failureAggregated | WLDFR | HFTD - Distribution - Tier 2 - 4QU CoRE ¦ 1QU LoRE | Non-Red Flag Warning - Small Fires | Equipment / facility failure | Aggregated | 2041 | 0.0015089 | 772.1066 | 1.165 | 2041 | Mitigation | 0.95 | 45 | 0 | esc | 0.00097009 | 1.4638e-06 | 0.00097009 | 1.4638e-06
[79 empty] | WLDFR | HFTD - Distribution - Tier 3 - 5QU CoRE ¦ 5QU LoRE | Non-Red Flag Warning - Small Fires | 2029 | 8.0656e-07 | 0.083606 | 0.039055 | 0.001695 | 0.042856 | 0 | 0.0022082 | 6.7433e-08 | 0 | 6.7433e-08 | 5.4758e-07 | 3.9718e-08 | 0 | 3.9718e-08 | 6.73e-08 | 0 | 6.73e-08 | 3.7511e-08 | 0 | 3.7511e-08 | [17 empty] | 7.3.3.17.5 (Remote Grid) Updates to grid topology to minimize risk of ignition in HFTDs Remote GridWLDFREquipment / facility failureAggregated | WLDFR | HFTD - Distribution - Tier 2 - 4QU CoRE ¦ 1QU LoRE | Non-Red Flag Warning - Small Fires | Equipment / facility failure | Aggregated | 2042 | 0.0015089 | 772.1066 | 1.165 | 2042 | Mitigation | 0.95 | 45 | 0 | esc | 0.00097009 | 1.4638e-06 | 0.00097009 | 1.4638e-06
[79 empty] | WLDFR | HFTD - Distribution - Tier 3 - 5QU CoRE ¦ 5QU LoRE | Non-Red Flag Warning - Small Fires | 2030 | 8.0656e-07 | 0.083606 | 0.039055 | 0.001695 | 0.042856 | 0 | 0.0022082 | 6.7433e-08 | 0 | 6.7433e-08 | 5.4758e-07 | 3.9718e-08 | 0 | 3.9718e-08 | 6.73e-08 | 0 | 6.73e-08 | 3.7511e-08 | 0 | 3.7511e-08 | [17 empty] | 7.3.3.17.5 (Remote Grid) Updates to grid topology to minimize risk of ignition in HFTDs Remote GridWLDFREquipment / facility failureAggregated | WLDFR | HFTD - Distribution - Tier 2 - 4QU CoRE ¦ 1QU LoRE | Non-Red Flag Warning - Small Fires | Equipment / facility failure | Aggregated | 2043 | 0.0015089 | 772.1066 | 1.165 | 2043 | Mitigation | 0.95 | 45 | 0 | esc | 0.00097009 | 1.4638e-06 | 0.00097009 | 1.4638e-06
[79 empty] | WLDFR | HFTD - Distribution - Tier 3 - 5QU CoRE ¦ 5QU LoRE | Non-Red Flag Warning - Small Fires | 2031 | 8.0656e-07 | 0.083606 | 0.039055 | 0.001695 | 0.042856 | 0 | 0.0022082 | 6.7433e-08 | 0 | 6.7433e-08 | 5.4758e-07 | 3.9718e-08 | 0 | 3.9718e-08 | 6.73e-08 | 0 | 6.73e-08 | 3.7511e-08 | 0 | 3.7511e-08 | [17 empty] | 7.3.3.17.5 (Remote Grid) Updates to grid topology to minimize risk of ignition in HFTDs Remote GridWLDFREquipment / facility failureAggregated | WLDFR | HFTD - Distribution - Tier 2 - 4QU CoRE ¦ 1QU LoRE | Non-Red Flag Warning - Small Fires | Equipment / facility failure | Aggregated | 2044 | 0.0015089 | 772.1066 | 1.165 | 2044 | Mitigation | 0.95 | 45 | 0 | esc | 0.00097009 | 1.4638e-06 | 0.00097009 | 1.4638e-06
[79 empty] | WLDFR | HFTD - Distribution - Tier 3 - 5QU CoRE ¦ 5QU LoRE | Non-Red Flag Warning - Small Fires | 2032 | 8.0656e-07 | 0.083606 | 0.039055 | 0.001695 | 0.042856 | 0 | 0.0022082 | 6.7433e-08 | 0 | 6.7433e-08 | 5.4758e-07 | 3.9718e-08 | 0 | 3.9718e-08 | 6.73e-08 | 0 | 6.73e-08 | 3.7511e-08 | 0 | 3.7511e-08 | [17 empty] | 7.3.3.17.5 (Remote Grid) Updates to grid topology to minimize risk of ignition in HFTDs Remote GridWLDFREquipment / facility failureAggregated | WLDFR | HFTD - Distribution - Tier 2 - 4QU CoRE ¦ 1QU LoRE | Non-Red Flag Warning - Small Fires | Equipment / facility failure | Aggregated | 2045 | 0.0015089 | 772.1066 | 1.165 | 2045 | Mitigation | 0.95 | 45 | 0 | esc | 0.00097009 | 1.4638e-06 | 0.00097009 | 1.4638e-06
[79 empty] | WLDFR | HFTD - Distribution - Tier 3 - 5QU CoRE ¦ 5QU LoRE | Non-Red Flag Warning - Small Fires | 2033 | 8.0656e-07 | 0.087211 | 0.040679 | 0.0017655 | 0.044766 | 0 | 0.0022082 | 7.0341e-08 | 0 | 7.0341e-08 | 5.7341e-07 | 4.2079e-08 | 0 | 4.2079e-08 | 7.1301e-08 | 0 | 7.1301e-08 | 3.9742e-08 | 0 | 3.9742e-08 | [17 empty] | 7.3.3.17.5 (Remote Grid) Updates to grid topology to minimize risk of ignition in HFTDs Remote GridWLDFREquipment / facility failureAggregated | WLDFR | HFTD - Distribution - Tier 2 - 4QU CoRE ¦ 1QU LoRE | Non-Red Flag Warning - Small Fires | Equipment / facility failure | Aggregated | 2046 | 0.0015089 | 772.1066 | 1.165 | 2046 | Mitigation | 0.95 | 45 | 0 | esc | 0.00097009 | 1.4638e-06 | 0.00097009 | 1.4638e-06
[79 empty] | WLDFR | HFTD - Distribution - Tier 3 - 5QU CoRE ¦ 5QU LoRE | Non-Red Flag Warning - Small Fires | 2034 | 8.0656e-07 | 0.087211 | 0.040679 | 0.0017655 | 0.044766 | 0 | 0.0022082 | 7.0341e-08 | 0 | 7.0341e-08 | 5.7341e-07 | 4.2079e-08 | 0 | 4.2079e-08 | 7.1301e-08 | 0 | 7.1301e-08 | 3.9742e-08 | 0 | 3.9742e-08 | [17 empty] | 7.3.3.17.5 (Remote Grid) Updates to grid topology to minimize risk of ignition in HFTDs Remote GridWLDFREquipment / facility failureAggregated | WLDFR | HFTD - Distribution - Tier 2 - 4QU CoRE ¦ 1QU LoRE | Non-Red Flag Warning - Small Fires | Equipment / facility failure | Aggregated | 2047 | 0.0015089 | 772.1066 | 1.165 | 2047 | Mitigation | 0.95 | 45 | 0 | esc | 0.00097009 | 1.4638e-06 | 0.00097009 | 1.4638e-06
[79 empty] | WLDFR | HFTD - Distribution - Tier 3 - 5QU CoRE ¦ 5QU LoRE | Non-Red Flag Warning - Small Fires | 2035 | 8.0656e-07 | 0.087211 | 0.040679 | 0.0017655 | 0.044766 | 0 | 0.0022082 | 7.0341e-08 | 0 | 7.0341e-08 | 5.7341e-07 | 4.2079e-08 | 0 | 4.2079e-08 | 7.1301e-08 | 0 | 7.1301e-08 | 3.9742e-08 | 0 | 3.9742e-08 | [17 empty] | 7.3.3.17.5 (Remote Grid) Updates to grid topology to minimize risk of ignition in HFTDs Remote GridWLDFREquipment / facility failureAggregated | WLDFR | HFTD - Distribution - Tier 2 - 4QU CoRE ¦ 1QU LoRE | Non-Red Flag Warning - Small Fires | Equipment / facility failure | Aggregated | 2048 | 0.0015089 | 772.1066 | 1.165 | 2048 | Mitigation | 0.95 | 45 | 0 | esc | 0.00097009 | 1.4638e-06 | 0.00097009 | 1.4638e-06
[79 empty] | WLDFR | HFTD - Distribution - Tier 3 - 5QU CoRE ¦ 5QU LoRE | Non-Red Flag Warning - Small Fires | 2036 | 8.0656e-07 | 0.087211 | 0.040679 | 0.0017655 | 0.044766 | 0 | 0.0022082 | 7.0341e-08 | 0 | 7.0341e-08 | 5.7341e-07 | 4.2079e-08 | 0 | 4.2079e-08 | 7.1301e-08 | 0 | 7.1301e-08 | 3.9742e-08 | 0 | 3.9742e-08 | [17 empty] | 7.3.3.17.5 (Remote Grid) Updates to grid topology to minimize risk of ignition in HFTDs Remote GridWLDFREquipment / facility failureAggregated | WLDFR | HFTD - Distribution - Tier 2 - 4QU CoRE ¦ 1QU LoRE | Non-Red Flag Warning - Small Fires | Equipment / facility failure | Aggregated | 2049 | 0.0015089 | 772.1066 | 1.165 | 2049 | Mitigation | 0.95 | 45 | 0 | esc | 0.00097009 | 1.4638e-06 | 0.00097009 | 1.4638e-06
[79 empty] | WLDFR | HFTD - Distribution - Tier 3 - 5QU CoRE ¦ 5QU LoRE | Non-Red Flag Warning - Small Fires | 2037 | 8.0656e-07 | 0.087211 | 0.040679 | 0.0017655 | 0.044766 | 0 | 0.0022082 | 7.0341e-08 | 0 | 7.0341e-08 | 5.7341e-07 | 4.2079e-08 | 0 | 4.2079e-08 | 7.1301e-08 | 0 | 7.1301e-08 | 3.9742e-08 | 0 | 3.9742e-08 | [17 empty] | 7.3.3.17.5 (Remote Grid) Updates to grid topology to minimize risk of ignition in HFTDs Remote GridWLDFREquipment / facility failureAggregated | WLDFR | HFTD - Distribution - Tier 2 - 4QU CoRE ¦ 1QU LoRE | Non-Red Flag Warning - Small Fires | Equipment / facility failure | Aggregated | 2050 | 0.0015089 | 772.1066 | 1.165 | 2050 | Mitigation | 0.95 | 45 | 0 | esc | 0.00097009 | 1.4638e-06 | 0.00097009 | 1.4638e-06
[79 empty] | WLDFR | HFTD - Distribution - Tier 3 - 5QU CoRE ¦ 5QU LoRE | Non-Red Flag Warning - Small Fires | 2038 | 8.0656e-07 | 0.091184 | 0.042438 | 0.0018418 | 0.046905 | 0 | 0.0022082 | 7.3545e-08 | 0 | 7.3545e-08 | 6.0144e-07 | 4.4708e-08 | 0 | 4.4708e-08 | 7.5755e-08 | 0 | 7.5755e-08 | 4.2224e-08 | 0 | 4.2224e-08 | [17 empty] | 7.3.3.17.5 (Remote Grid) Updates to grid topology to minimize risk of ignition in HFTDs Remote GridWLDFREquipment / facility failureAggregated | WLDFR | HFTD - Distribution - Tier 2 - 4QU CoRE ¦ 1QU LoRE | Non-Red Flag Warning - Small Fires | Equipment / facility failure | Aggregated | 2051 | 0.0015089 | 772.1066 | 1.165 | 2051 | Mitigation | 0.95 | 45 | 0 | esc | 0.00097009 | 1.4638e-06 | 0.00097009 | 1.4638e-06
[79 empty] | WLDFR | HFTD - Distribution - Tier 3 - 5QU CoRE ¦ 5QU LoRE | Non-Red Flag Warning - Small Fires | 2039 | 8.0656e-07 | 0.091184 | 0.042438 | 0.0018418 | 0.046905 | 0 | 0.0022082 | 7.3545e-08 | 0 | 7.3545e-08 | 6.0144e-07 | 4.4708e-08 | 0 | 4.4708e-08 | 7.5755e-08 | 0 | 7.5755e-08 | 4.2224e-08 | 0 | 4.2224e-08 | [17 empty] | 7.3.3.17.5 (Remote Grid) Updates to grid topology to minimize risk of ignition in HFTDs Remote GridWLDFREquipment / facility failureAggregated | WLDFR | HFTD - Distribution - Tier 2 - 4QU CoRE ¦ 1QU LoRE | Non-Red Flag Warning - Small Fires | Equipment / facility failure | Aggregated | 2052 | 0.0015089 | 772.1066 | 1.165 | 2052 | Mitigation | 0.95 | 45 | 0 | esc | 0.00097009 | 1.4638e-06 | 0.00097009 | 1.4638e-06
[79 empty] | WLDFR | HFTD - Distribution - Tier 3 - 5QU CoRE ¦ 5QU LoRE | Non-Red Flag Warning - Small Fires | 2040 | 8.0656e-07 | 0.091184 | 0.042438 | 0.0018418 | 0.046905 | 0 | 0.0022082 | 7.3545e-08 | 0 | 7.3545e-08 | 6.0144e-07 | 4.4708e-08 | 0 | 4.4708e-08 | 7.5755e-08 | 0 | 7.5755e-08 | 4.2224e-08 | 0 | 4.2224e-08 | [17 empty] | 7.3.3.17.5 (Remote Grid) Updates to grid topology to minimize risk of ignition in HFTDs Remote GridWLDFREquipment / facility failureAggregated | WLDFR | HFTD - Distribution - Tier 2 - 4QU CoRE ¦ 1QU LoRE | Non-Red Flag Warning - Small Fires | Equipment / facility failure | Aggregated | 2053 | 0.0015089 | 772.1066 | 1.165 | 2053 | Mitigation | 0.95 | 45 | 0 | esc | 0.00097009 | 1.4638e-06 | 0.00097009 | 1.4638e-06
[79 empty] | WLDFR | HFTD - Distribution - Tier 3 - 5QU CoRE ¦ 5QU LoRE | Non-Red Flag Warning - Small Fires | 2041 | 8.0656e-07 | 0.091184 | 0.042438 | 0.0018418 | 0.046905 | 0 | 0.0022082 | 7.3545e-08 | 0 | 7.3545e-08 | 6.0144e-07 | 4.4708e-08 | 0 | 4.4708e-08 | 7.5755e-08 | 0 | 7.5755e-08 | 4.2224e-08 | 0 | 4.2224e-08 | [17 empty] | 7.3.3.17.5 (Remote Grid) Updates to grid topology to minimize risk of ignition in HFTDs Remote GridWLDFREquipment / facility failureAggregated | WLDFR | HFTD - Distribution - Tier 2 - 4QU CoRE ¦ 1QU LoRE | Non-Red Flag Warning - Small Fires | Equipment / facility failure | Aggregated | 2054 | 0.0015089 | 772.1066 | 1.165 | 2054 | Mitigation | 0.95 | 45 | 0 | esc | 0.00097009 | 1.4638e-06 | 0.00097009 | 1.4638e-06
[79 empty] | WLDFR | HFTD - Distribution - Tier 3 - 5QU CoRE ¦ 5QU LoRE | Non-Red Flag Warning - Small Fires | 2042 | 8.0656e-07 | 0.091184 | 0.042438 | 0.0018418 | 0.046905 | 0 | 0.0022082 | 7.3545e-08 | 0 | 7.3545e-08 | 6.0144e-07 | 4.4708e-08 | 0 | 4.4708e-08 | 7.5755e-08 | 0 | 7.5755e-08 | 4.2224e-08 | 0 | 4.2224e-08 | [17 empty] | 7.3.3.17.5 (Remote Grid) Updates to grid topology to minimize risk of ignition in HFTDs Remote GridWLDFREquipment / facility failureAggregated | WLDFR | HFTD - Distribution - Tier 2 - 4QU CoRE ¦ 1QU LoRE | Non-Red Flag Warning - Small Fires | Equipment / facility failure | Aggregated | 2055 | 0.0015089 | 772.1066 | 1.165 | 2055 | Mitigation | 0.95 | 45 | 0 | esc | 0.00097009 | 1.4638e-06 | 0.00097009 | 1.4638e-06
[79 empty] | WLDFR | HFTD - Distribution - Tier 3 - 5QU CoRE ¦ 5QU LoRE | Non-Red Flag Warning - Small Fires | 2043 | 8.0656e-07 | 0.095486 | 0.044306 | 0.0019228 | 0.049257 | 0 | 0.0022082 | 7.7015e-08 | 0 | 7.7015e-08 | 6.3126e-07 | 4.7582e-08 | 0 | 4.7582e-08 | 8.0626e-08 | 0 | 8.0626e-08 | 4.4939e-08 | 0 | 4.4939e-08 | [17 empty] | 7.3.3.17.5 (Remote Grid) Updates to grid topology to minimize risk of ignition in HFTDs Remote GridWLDFREquipment / facility failureAggregated | WLDFR | HFTD - Distribution - Tier 2 - 4QU CoRE ¦ 1QU LoRE | Non-Red Flag Warning - Small Fires | Equipment / facility failure | Aggregated | 2056 | 0.0015089 | 772.1066 | 1.165 | 2056 | Mitigation | 0.95 | 45 | 0 | esc | 0.00097009 | 1.4638e-06 | 0.00097009 | 1.4638e-06
[79 empty] | WLDFR | HFTD - Distribution - Tier 3 - 5QU CoRE ¦ 5QU LoRE | Non-Red Flag Warning - Small Fires | 2044 | 8.0656e-07 | 0.095486 | 0.044306 | 0.0019228 | 0.049257 | 0 | 0.0022082 | 7.7015e-08 | 0 | 7.7015e-08 | 6.3126e-07 | 4.7582e-08 | 0 | 4.7582e-08 | 8.0626e-08 | 0 | 8.0626e-08 | 4.4939e-08 | 0 | 4.4939e-08 | [17 empty] | 7.3.3.17.5 (Remote Grid) Updates to grid topology to minimize risk of ignition in HFTDs Remote GridWLDFREquipment / facility failureAggregated | WLDFR | HFTD - Distribution - Tier 2 - 4QU CoRE ¦ 1QU LoRE | Non-Red Flag Warning - Small Fires | Equipment / facility failure | Aggregated | 2057 | 0.0015089 | 772.1066 | 1.165 | 2057 | Mitigation | 0.95 | 45 | 0 | esc | 0.00097009 | 1.4638e-06 | 0.00097009 | 1.4638e-06
[79 empty] | WLDFR | HFTD - Distribution - Tier 3 - 5QU CoRE ¦ 5QU LoRE | Non-Red Flag Warning - Small Fires | 2045 | 8.0656e-07 | 0.095486 | 0.044306 | 0.0019228 | 0.049257 | 0 | 0.0022082 | 7.7015e-08 | 0 | 7.7015e-08 | 6.3126e-07 | 4.7582e-08 | 0 | 4.7582e-08 | 8.0626e-08 | 0 | 8.0626e-08 | 4.4939e-08 | 0 | 4.4939e-08 | [17 empty] | 7.3.3.17.5 (Remote Grid) Updates to grid topology to minimize risk of ignition in HFTDs Remote GridWLDFREquipment / facility failureAggregated | WLDFR | HFTD - Distribution - Tier 2 - 4QU CoRE ¦ 1QU LoRE | Non-Red Flag Warning - Small Fires | Equipment / facility failure | Aggregated | 2058 | 0.0015089 | 772.1066 | 1.165 | 2058 | Mitigation | 0.95 | 45 | 0 | esc | 0.00097009 | 1.4638e-06 | 0.00097009 | 1.4638e-06
[79 empty] | WLDFR | HFTD - Distribution - Tier 3 - 5QU CoRE ¦ 5QU LoRE | Non-Red Flag Warning - Small Fires | 2046 | 8.0656e-07 | 0.095486 | 0.044306 | 0.0019228 | 0.049257 | 0 | 0.0022082 | 7.7015e-08 | 0 | 7.7015e-08 | 6.3126e-07 | 4.7582e-08 | 0 | 4.7582e-08 | 8.0626e-08 | 0 | 8.0626e-08 | 4.4939e-08 | 0 | 4.4939e-08 | [17 empty] | 7.3.3.17.5 (Remote Grid) Updates to grid topology to minimize risk of ignition in HFTDs Remote GridWLDFREquipment / facility failureAggregated | WLDFR | HFTD - Distribution - Tier 2 - 4QU CoRE ¦ 1QU LoRE | Non-Red Flag Warning - Small Fires | Equipment / facility failure | Aggregated | 2059 | 0.0015089 | 772.1066 | 1.165 | 2059 | Mitigation | 0.95 | 45 | 0 | esc | 0.00097009 | 1.4638e-06 | 0.00097009 | 1.4638e-06
[79 empty] | WLDFR | HFTD - Distribution - Tier 3 - 5QU CoRE ¦ 5QU LoRE | Non-Red Flag Warning - Small Fires | 2047 | 8.0656e-07 | 0.095486 | 0.044306 | 0.0019228 | 0.049257 | 0 | 0.0022082 | 7.7015e-08 | 0 | 7.7015e-08 | 6.3126e-07 | 4.7582e-08 | 0 | 4.7582e-08 | 8.0626e-08 | 0 | 8.0626e-08 | 4.4939e-08 | 0 | 4.4939e-08 | [17 empty] | 7.3.3.17.5 (Remote Grid) Updates to grid topology to minimize risk of ignition in HFTDs Remote GridWLDFREquipment / facility failureAggregated | WLDFR | HFTD - Distribution - Tier 2 - 4QU CoRE ¦ 1QU LoRE | Non-Red Flag Warning - Small Fires | Equipment / facility failure | Aggregated | 2060 | 0.0015089 | 772.1066 | 1.165 | 2060 | Mitigation | 0.95 | 45 | 0 | esc | 0.00097009 | 1.4638e-06 | 0.00097009 | 1.4638e-06
[79 empty] | WLDFR | HFTD - Distribution - Tier 3 - 5QU CoRE ¦ 5QU LoRE | Non-Red Flag Warning - Small Fires | 2048 | 8.0656e-07 | 0.10007 | 0.04626 | 0.0020076 | 0.051804 | 0 | 0.0022082 | 8.0714e-08 | 0 | 8.0714e-08 | 6.625e-07 | 5.0679e-08 | 0 | 5.0679e-08 | 8.5873e-08 | 0 | 8.5873e-08 | 4.7863e-08 | 0 | 4.7863e-08 | [17 empty] | 7.3.3.17.5 (Remote Grid) Updates to grid topology to minimize risk of ignition in HFTDs Remote GridWLDFREquipment / facility failureAggregated | WLDFR | HFTD - Distribution - Tier 2 - 4QU CoRE ¦ 1QU LoRE | Non-Red Flag Warning - Small Fires | Equipment / facility failure | Aggregated | 2061 | 0.0015089 | 772.1066 | 1.165 | 2061 | Mitigation | 0.95 | 45 | 0 | esc | 0.00097009 | 1.4638e-06 | 0.00097009 | 1.4638e-06
[79 empty] | WLDFR | HFTD - Distribution - Tier 3 - 5QU CoRE ¦ 5QU LoRE | Non-Red Flag Warning - Small Fires | 2049 | 8.0656e-07 | 0.10007 | 0.04626 | 0.0020076 | 0.051804 | 0 | 0.0022082 | 8.0714e-08 | 0 | 8.0714e-08 | 6.625e-07 | 5.0679e-08 | 0 | 5.0679e-08 | 8.5873e-08 | 0 | 8.5873e-08 | 4.7863e-08 | 0 | 4.7863e-08 | [17 empty] | 7.3.3.17.5 (Remote Grid) Updates to grid topology to minimize risk of ignition in HFTDs Remote GridWLDFREquipment / facility failureAggregated | WLDFR | HFTD - Distribution - Tier 2 - 4QU CoRE ¦ 1QU LoRE | Non-Red Flag Warning - Small Fires | Equipment / facility failure | Aggregated | 2062 | 0.0015089 | 772.1066 | 1.165 | 2062 | Mitigation | 0.95 | 45 | 0 | esc | 0.00097009 | 1.4638e-06 | 0.00097009 | 1.4638e-06
[79 empty] | WLDFR | HFTD - Distribution - Tier 3 - 5QU CoRE ¦ 5QU LoRE | Non-Red Flag Warning - Small Fires | 2050 | 8.0656e-07 | 0.10007 | 0.04626 | 0.0020076 | 0.051804 | 0 | 0.0022082 | 8.0714e-08 | 0 | 8.0714e-08 | 6.625e-07 | 5.0679e-08 | 0 | 5.0679e-08 | 8.5873e-08 | 0 | 8.5873e-08 | 4.7863e-08 | 0 | 4.7863e-08 | [17 empty] | 7.3.3.17.5 (Remote Grid) Updates to grid topology to minimize risk of ignition in HFTDs Remote GridWLDFREquipment / facility failureAggregated | WLDFR | HFTD - Distribution - Tier 2 - 4QU CoRE ¦ 1QU LoRE | Non-Red Flag Warning - Small Fires | Equipment / facility failure | Aggregated | 2063 | 0.0015089 | 772.1066 | 1.165 | 2063 | Mitigation | 0.95 | 45 | 0 | esc | 0.00097009 | 1.4638e-06 | 0.00097009 | 1.4638e-06
[79 empty] | WLDFR | HFTD - Distribution - Tier 3 - 5QU CoRE ¦ 5QU LoRE | Non-Red Flag Warning - Small Fires | 2051 | 8.0656e-07 | 0.10007 | 0.04626 | 0.0020076 | 0.051804 | 0 | 0.0022082 | 8.0714e-08 | 0 | 8.0714e-08 | 6.625e-07 | 5.0679e-08 | 0 | 5.0679e-08 | 8.5873e-08 | 0 | 8.5873e-08 | 4.7863e-08 | 0 | 4.7863e-08 | [17 empty] | 7.3.3.17.5 (Remote Grid) Updates to grid topology to minimize risk of ignition in HFTDs Remote GridWLDFREquipment / facility failureAggregated | WLDFR | HFTD - Distribution - Tier 2 - 4QU CoRE ¦ 1QU LoRE | Non-Red Flag Warning - Small Fires | Equipment / facility failure | Aggregated | 2064 | 0.0015089 | 772.1066 | 1.165 | 2064 | Mitigation | 0.95 | 45 | 0 | esc | 0.00097009 | 1.4638e-06 | 0.00097009 | 1.4638e-06
[79 empty] | WLDFR | HFTD - Distribution - Tier 3 - 5QU CoRE ¦ 5QU LoRE | Non-Red Flag Warning - Small Fires | 2052 | 8.0656e-07 | 0.10007 | 0.04626 | 0.0020076 | 0.051804 | 0 | 0.0022082 | 8.0714e-08 | 0 | 8.0714e-08 | 6.625e-07 | 5.0679e-08 | 0 | 5.0679e-08 | 8.5873e-08 | 0 | 8.5873e-08 | 4.7863e-08 | 0 | 4.7863e-08 | [17 empty] | 7.3.3.17.5 (Remote Grid) Updates to grid topology to minimize risk of ignition in HFTDs Remote GridWLDFREquipment / facility failureAggregated | WLDFR | HFTD - Distribution - Tier 2 - 4QU CoRE ¦ 1QU LoRE | Non-Red Flag Warning - Small Fires | Equipment / facility failure | Aggregated | 2065 | 0.0015089 | 772.1066 | 1.165 | 2065 | Mitigation | 0.95 | 45 | 0 | esc | 0.00097009 | 1.4638e-06 | 0.00097009 | 1.4638e-06
[79 empty] | WLDFR | HFTD - Distribution - Tier 3 - 5QU CoRE ¦ 5QU LoRE | Non-Red Flag Warning - Small Fires | 2053 | 8.0656e-07 | 0.10489 | 0.048274 | 0.002095 | 0.054525 | 0 | 0.0022082 | 8.4603e-08 | 0 | 8.4603e-08 | 6.9475e-07 | 5.3972e-08 | 0 | 5.3972e-08 | 9.1453e-08 | 0 | 9.1453e-08 | 5.0974e-08 | 0 | 5.0974e-08 | [17 empty] | 7.3.3.17.5 (Remote Grid) Updates to grid topology to minimize risk of ignition in HFTDs Remote GridWLDFREquipment / facility failureAggregated | WLDFR | HFTD - Distribution - Tier 2 - 4QU CoRE ¦ 1QU LoRE | Non-Red Flag Warning - Small Fires | Equipment / facility failure | Aggregated | 2066 | 0.0015089 | 772.1066 | 1.165 | 2066 | Mitigation | 0.95 | 45 | 0 | esc | 0.00097009 | 1.4638e-06 | 0.00097009 | 1.4638e-06
[79 empty] | WLDFR | HFTD - Distribution - Tier 3 - 5QU CoRE ¦ 5QU LoRE | Non-Red Flag Warning - Small Fires | 2054 | 8.0656e-07 | 0.10489 | 0.048274 | 0.002095 | 0.054525 | 0 | 0.0022082 | 8.4603e-08 | 0 | 8.4603e-08 | 6.9475e-07 | 5.3972e-08 | 0 | 5.3972e-08 | 9.1453e-08 | 0 | 9.1453e-08 | 5.0974e-08 | 0 | 5.0974e-08 | [17 empty] | 7.3.3.17.5 (Remote Grid) Updates to grid topology to minimize risk of ignition in HFTDs Remote GridWLDFREquipment / facility failureAggregated | WLDFR | HFTD - Distribution - Tier 2 - 4QU CoRE ¦ 1QU LoRE | Non-Red Flag Warning - Small Fires | Equipment / facility failure | Aggregated | 2067 | 0.0015089 | 772.1066 | 1.165 | 2067 | Mitigation | 0.95 | 45 | 0 | esc | 0 | 0 | 0.00097009 | 1.4638e-06
[79 empty] | WLDFR | HFTD - Distribution - Tier 3 - 5QU CoRE ¦ 5QU LoRE | Non-Red Flag Warning - Small Fires | 2055 | 8.0656e-07 | 0.10489 | 0.048274 | 0.002095 | 0.054525 | 0 | 0.0022082 | 8.4603e-08 | 0 | 8.4603e-08 | 6.9475e-07 | 5.3972e-08 | 0 | 5.3972e-08 | 9.1453e-08 | 0 | 9.1453e-08 | 5.0974e-08 | 0 | 5.0974e-08 | [17 empty] | 7.3.3.17.5 (Remote Grid) Updates to grid topology to minimize risk of ignition in HFTDs Remote GridWLDFRVegetation ContactAggregated | WLDFR | HFTD - Distribution - Tier 2 - 4QU CoRE ¦ 1QU LoRE | Non-Red Flag Warning - Small Fires | Vegetation Contact | Aggregated | 2022 | 0.0054069 | 772.1066 | 4.1747 | 2022 | Mitigation | 0.95 | 45 | 0 | esc | 0.00097009 | 5.2452e-06 | 0 | 0
[79 empty] | WLDFR | HFTD - Distribution - Tier 3 - 5QU CoRE ¦ 5QU LoRE | Non-Red Flag Warning - Small Fires | 2056 | 8.0656e-07 | 0.10489 | 0.048274 | 0.002095 | 0.054525 | 0 | 0.0022082 | 8.4603e-08 | 0 | 8.4603e-08 | 6.9475e-07 | 5.3972e-08 | 0 | 5.3972e-08 | 9.1453e-08 | 0 | 9.1453e-08 | 5.0974e-08 | 0 | 5.0974e-08 | [17 empty] | 7.3.3.17.5 (Remote Grid) Updates to grid topology to minimize risk of ignition in HFTDs Remote GridWLDFRVegetation ContactAggregated | WLDFR | HFTD - Distribution - Tier 2 - 4QU CoRE ¦ 1QU LoRE | Non-Red Flag Warning - Small Fires | Vegetation Contact | Aggregated | 2023 | 0.0054069 | 772.1066 | 4.1747 | 2023 | Mitigation | 0.95 | 45 | 0 | esc | 0.00097009 | 5.2452e-06 | 0.00097009 | 5.2452e-06
[79 empty] | WLDFR | HFTD - Distribution - Tier 3 - 5QU CoRE ¦ 5QU LoRE | Non-Red Flag Warning - Small Fires | 2057 | 8.0656e-07 | 0.10489 | 0.048274 | 0.002095 | 0.054525 | 0 | 0.0022082 | 8.4603e-08 | 0 | 8.4603e-08 | 6.9475e-07 | 5.3972e-08 | 0 | 5.3972e-08 | 9.1453e-08 | 0 | 9.1453e-08 | 5.0974e-08 | 0 | 5.0974e-08 | [17 empty] | 7.3.3.17.5 (Remote Grid) Updates to grid topology to minimize risk of ignition in HFTDs Remote GridWLDFRVegetation ContactAggregated | WLDFR | HFTD - Distribution - Tier 2 - 4QU CoRE ¦ 1QU LoRE | Non-Red Flag Warning - Small Fires | Vegetation Contact | Aggregated | 2024 | 0.0054069 | 772.1066 | 4.1747 | 2024 | Mitigation | 0.95 | 45 | 0 | esc | 0.00097009 | 5.2452e-06 | 0.00097009 | 5.2452e-06
[79 empty] | WLDFR | HFTD - Distribution - Tier 3 - 5QU CoRE ¦ 5QU LoRE | Non-Red Flag Warning - Small Fires | 2058 | 8.0656e-07 | 0.1099 | 0.050325 | 0.0021839 | 0.057393 | 0 | 0.0022082 | 8.8643e-08 | 0 | 8.8643e-08 | 7.2763e-07 | 5.7424e-08 | 0 | 5.7424e-08 | 9.7301e-08 | 0 | 9.7301e-08 | 5.4233e-08 | 0 | 5.4233e-08 | [17 empty] | 7.3.3.17.5 (Remote Grid) Updates to grid topology to minimize risk of ignition in HFTDs Remote GridWLDFRVegetation ContactAggregated | WLDFR | HFTD - Distribution - Tier 2 - 4QU CoRE ¦ 1QU LoRE | Non-Red Flag Warning - Small Fires | Vegetation Contact | Aggregated | 2025 | 0.0054069 | 772.1066 | 4.1747 | 2025 | Mitigation | 0.95 | 45 | 0 | esc | 0.00097009 | 5.2452e-06 | 0.00097009 | 5.2452e-06
[79 empty] | WLDFR | HFTD - Distribution - Tier 3 - 5QU CoRE ¦ 5QU LoRE | Non-Red Flag Warning - Small Fires | 2059 | 8.0656e-07 | 0.1099 | 0.050325 | 0.0021839 | 0.057393 | 0 | 0.0022082 | 8.8643e-08 | 0 | 8.8643e-08 | 7.2763e-07 | 5.7424e-08 | 0 | 5.7424e-08 | 9.7301e-08 | 0 | 9.7301e-08 | 5.4233e-08 | 0 | 5.4233e-08 | [17 empty] | 7.3.3.17.5 (Remote Grid) Updates to grid topology to minimize risk of ignition in HFTDs Remote GridWLDFRVegetation ContactAggregated | WLDFR | HFTD - Distribution - Tier 2 - 4QU CoRE ¦ 1QU LoRE | Non-Red Flag Warning - Small Fires | Vegetation Contact | Aggregated | 2026 | 0.0054069 | 772.1066 | 4.1747 | 2026 | Mitigation | 0.95 | 45 | 0 | esc | 0.00097009 | 5.2452e-06 | 0.00097009 | 5.2452e-06
[79 empty] | WLDFR | HFTD - Distribution - Tier 3 - 5QU CoRE ¦ 5QU LoRE | Non-Red Flag Warning - Small Fires | 2060 | 8.0656e-07 | 0.1099 | 0.050325 | 0.0021839 | 0.057393 | 0 | 0.0022082 | 8.8643e-08 | 0 | 8.8643e-08 | 7.2763e-07 | 5.7424e-08 | 0 | 5.7424e-08 | 9.7301e-08 | 0 | 9.7301e-08 | 5.4233e-08 | 0 | 5.4233e-08 | [17 empty] | 7.3.3.17.5 (Remote Grid) Updates to grid topology to minimize risk of ignition in HFTDs Remote GridWLDFRVegetation ContactAggregated | WLDFR | HFTD - Distribution - Tier 2 - 4QU CoRE ¦ 1QU LoRE | Non-Red Flag Warning - Small Fires | Vegetation Contact | Aggregated | 2027 | 0.0054069 | 772.1066 | 4.1747 | 2027 | Mitigation | 0.95 | 45 | 0 | esc | 0.00097009 | 5.2452e-06 | 0.00097009 | 5.2452e-06
[79 empty] | WLDFR | HFTD - Distribution - Tier 3 - 5QU CoRE ¦ 5QU LoRE | Non-Red Flag Warning - Small Fires | 2061 | 8.0656e-07 | 0.1099 | 0.050325 | 0.0021839 | 0.057393 | 0 | 0.0022082 | 8.8643e-08 | 0 | 8.8643e-08 | 7.2763e-07 | 5.7424e-08 | 0 | 5.7424e-08 | 9.7301e-08 | 0 | 9.7301e-08 | 5.4233e-08 | 0 | 5.4233e-08 | [17 empty] | 7.3.3.17.5 (Remote Grid) Updates to grid topology to minimize risk of ignition in HFTDs Remote GridWLDFRVegetation ContactAggregated | WLDFR | HFTD - Distribution - Tier 2 - 4QU CoRE ¦ 1QU LoRE | Non-Red Flag Warning - Small Fires | Vegetation Contact | Aggregated | 2028 | 0.0054069 | 772.1066 | 4.1747 | 2028 | Mitigation | 0.95 | 45 | 0 | esc | 0.00097009 | 5.2452e-06 | 0.00097009 | 5.2452e-06
[79 empty] | WLDFR | HFTD - Distribution - Tier 3 - 5QU CoRE ¦ 5QU LoRE | Non-Red Flag Warning - Small Fires | 2062 | 8.0656e-07 | 0.1099 | 0.050325 | 0.0021839 | 0.057393 | 0 | 0.0022082 | 8.8643e-08 | 0 | 8.8643e-08 | 7.2763e-07 | 5.7424e-08 | 0 | 5.7424e-08 | 9.7301e-08 | 0 | 9.7301e-08 | 5.4233e-08 | 0 | 5.4233e-08 | [17 empty] | 7.3.3.17.5 (Remote Grid) Updates to grid topology to minimize risk of ignition in HFTDs Remote GridWLDFRVegetation ContactAggregated | WLDFR | HFTD - Distribution - Tier 2 - 4QU CoRE ¦ 1QU LoRE | Non-Red Flag Warning - Small Fires | Vegetation Contact | Aggregated | 2029 | 0.0054069 | 772.1066 | 4.1747 | 2029 | Mitigation | 0.95 | 45 | 0 | esc | 0.00097009 | 5.2452e-06 | 0.00097009 | 5.2452e-06
[79 empty] | WLDFR | HFTD - Distribution - Tier 3 - 5QU CoRE ¦ 5QU LoRE | Non-Red Flag Warning - Small Fires | 2063 | 8.0656e-07 | 0.11504 | 0.052388 | 0.0022734 | 0.060377 | 0 | 0.0022082 | 9.2785e-08 | 0 | 9.2785e-08 | 7.6073e-07 | 6.0996e-08 | 0 | 6.0996e-08 | 1.0335e-07 | 0 | 1.0335e-07 | 5.7607e-08 | 0 | 5.7607e-08 | [17 empty] | 7.3.3.17.5 (Remote Grid) Updates to grid topology to minimize risk of ignition in HFTDs Remote GridWLDFRVegetation ContactAggregated | WLDFR | HFTD - Distribution - Tier 2 - 4QU CoRE ¦ 1QU LoRE | Non-Red Flag Warning - Small Fires | Vegetation Contact | Aggregated | 2030 | 0.0054069 | 772.1066 | 4.1747 | 2030 | Mitigation | 0.95 | 45 | 0 | esc | 0.00097009 | 5.2452e-06 | 0.00097009 | 5.2452e-06
[79 empty] | WLDFR | HFTD - Distribution - Tier 3 - 5QU CoRE ¦ 5QU LoRE | Non-Red Flag Warning - Small Fires | 2064 | 8.0656e-07 | 0.11504 | 0.052388 | 0.0022734 | 0.060377 | 0 | 0.0022082 | 9.2785e-08 | 0 | 9.2785e-08 | 7.6073e-07 | 6.0996e-08 | 0 | 6.0996e-08 | 1.0335e-07 | 0 | 1.0335e-07 | 5.7607e-08 | 0 | 5.7607e-08 | [17 empty] | 7.3.3.17.5 (Remote Grid) Updates to grid topology to minimize risk of ignition in HFTDs Remote GridWLDFRVegetation ContactAggregated | WLDFR | HFTD - Distribution - Tier 2 - 4QU CoRE ¦ 1QU LoRE | Non-Red Flag Warning - Small Fires | Vegetation Contact | Aggregated | 2031 | 0.0054069 | 772.1066 | 4.1747 | 2031 | Mitigation | 0.95 | 45 | 0 | esc | 0.00097009 | 5.2452e-06 | 0.00097009 | 5.2452e-06
[79 empty] | WLDFR | HFTD - Distribution - Tier 3 - 5QU CoRE ¦ 5QU LoRE | Non-Red Flag Warning - Small Fires | 2065 | 8.0656e-07 | 0.11504 | 0.052388 | 0.0022734 | 0.060377 | 0 | 0.0022082 | 9.2785e-08 | 0 | 9.2785e-08 | 7.6073e-07 | 6.0996e-08 | 0 | 6.0996e-08 | 1.0335e-07 | 0 | 1.0335e-07 | 5.7607e-08 | 0 | 5.7607e-08 | [17 empty] | 7.3.3.17.5 (Remote Grid) Updates to grid topology to minimize risk of ignition in HFTDs Remote GridWLDFRVegetation ContactAggregated | WLDFR | HFTD - Distribution - Tier 2 - 4QU CoRE ¦ 1QU LoRE | Non-Red Flag Warning - Small Fires | Vegetation Contact | Aggregated | 2032 | 0.0054069 | 772.1066 | 4.1747 | 2032 | Mitigation | 0.95 | 45 | 0 | esc | 0.00097009 | 5.2452e-06 | 0.00097009 | 5.2452e-06
[79 empty] | WLDFR | HFTD - Distribution - Tier 3 - 5QU CoRE ¦ 5QU LoRE | Non-Red Flag Warning - Small Fires | 2066 | 8.0656e-07 | 0.11504 | 0.052388 | 0.0022734 | 0.060377 | 0 | 0.0022082 | 9.2785e-08 | 0 | 9.2785e-08 | 7.6073e-07 | 0 | 0 | 0 | 1.0335e-07 | 0 | 1.0335e-07 | 5.7607e-08 | 0 | 5.7607e-08 | [17 empty] | 7.3.3.17.5 (Remote Grid) Updates to grid topology to minimize risk of ignition in HFTDs Remote GridWLDFRVegetation ContactAggregated | WLDFR | HFTD - Distribution - Tier 2 - 4QU CoRE ¦ 1QU LoRE | Non-Red Flag Warning - Small Fires | Vegetation Contact | Aggregated | 2033 | 0.0054069 | 772.1066 | 4.1747 | 2033 | Mitigation | 0.95 | 45 | 0 | esc | 0.00097009 | 5.2452e-06 | 0.00097009 | 5.2452e-06
[79 empty] | WLDFR | HFTD - Distribution - Tier 3 - 5QU CoRE ¦ 5QU LoRE | Red Flag Warning - Catastrophic Fires | 2022 | 2.9099e-10 | 14146.1306 | 222.2294 | 8585.7228 | 5338.1784 | 0 | 7.9666e-07 | 4.1163e-06 | 0 | 4.1163e-06 | 2.6883e-08 | 0 | 0 | 0 | 0 | 0 | 0 | 5.7607e-08 | 0 | 5.7607e-08 | [17 empty] | 7.3.3.17.5 (Remote Grid) Updates to grid topology to minimize risk of ignition in HFTDs Remote GridWLDFRVegetation ContactAggregated | WLDFR | HFTD - Distribution - Tier 2 - 4QU CoRE ¦ 1QU LoRE | Non-Red Flag Warning - Small Fires | Vegetation Contact | Aggregated | 2034 | 0.0054069 | 772.1066 | 4.1747 | 2034 | Mitigation | 0.95 | 45 | 0 | esc | 0.00097009 | 5.2452e-06 | 0.00097009 | 5.2452e-06
[79 empty] | WLDFR | HFTD - Distribution - Tier 3 - 5QU CoRE ¦ 5QU LoRE | Red Flag Warning - Catastrophic Fires | 2023 | 2.9099e-10 | 14664.6376 | 233.2301 | 8896.516 | 5534.8915 | 0 | 7.9666e-07 | 4.2672e-06 | 0 | 4.2672e-06 | 2.8086e-08 | 2.3095e-07 | 0 | 2.3095e-07 | 0 | 0 | 0 | 0 | 0 | 0 | [17 empty] | 7.3.3.17.5 (Remote Grid) Updates to grid topology to minimize risk of ignition in HFTDs Remote GridWLDFRVegetation ContactAggregated | WLDFR | HFTD - Distribution - Tier 2 - 4QU CoRE ¦ 1QU LoRE | Non-Red Flag Warning - Small Fires | Vegetation Contact | Aggregated | 2035 | 0.0054069 | 772.1066 | 4.1747 | 2035 | Mitigation | 0.95 | 45 | 0 | esc | 0.00097009 | 5.2452e-06 | 0.00097009 | 5.2452e-06
[79 empty] | WLDFR | HFTD - Distribution - Tier 3 - 5QU CoRE ¦ 5QU LoRE | Red Flag Warning - Catastrophic Fires | 2024 | 2.9099e-10 | 14664.6376 | 233.2301 | 8896.516 | 5534.8915 | 0 | 7.9666e-07 | 4.2672e-06 | 0 | 4.2672e-06 | 2.8086e-08 | 2.2644e-07 | 0 | 2.2644e-07 | 3.8369e-07 | 0 | 3.8369e-07 | 0 | 0 | 0 | [17 empty] | 7.3.3.17.5 (Remote Grid) Updates to grid topology to minimize risk of ignition in HFTDs Remote GridWLDFRVegetation ContactAggregated | WLDFR | HFTD - Distribution - Tier 2 - 4QU CoRE ¦ 1QU LoRE | Non-Red Flag Warning - Small Fires | Vegetation Contact | Aggregated | 2036 | 0.0054069 | 772.1066 | 4.1747 | 2036 | Mitigation | 0.95 | 45 | 0 | esc | 0.00097009 | 5.2452e-06 | 0.00097009 | 5.2452e-06
[79 empty] | WLDFR | HFTD - Distribution - Tier 3 - 5QU CoRE ¦ 5QU LoRE | Red Flag Warning - Catastrophic Fires | 2025 | 2.9099e-10 | 14664.6376 | 233.2301 | 8896.516 | 5534.8915 | 0 | 7.9666e-07 | 4.2672e-06 | 0 | 4.2672e-06 | 2.8086e-08 | 2.3373e-07 | 0 | 2.3373e-07 | 3.9604e-07 | 0 | 3.9604e-07 | 2.2075e-07 | 0 | 2.2075e-07 | [17 empty] | 7.3.3.17.5 (Remote Grid) Updates to grid topology to minimize risk of ignition in HFTDs Remote GridWLDFRVegetation ContactAggregated | WLDFR | HFTD - Distribution - Tier 2 - 4QU CoRE ¦ 1QU LoRE | Non-Red Flag Warning - Small Fires | Vegetation Contact | Aggregated | 2037 | 0.0054069 | 772.1066 | 4.1747 | 2037 | Mitigation | 0.95 | 45 | 0 | esc | 0.00097009 | 5.2452e-06 | 0.00097009 | 5.2452e-06
[79 empty] | WLDFR | HFTD - Distribution - Tier 3 - 5QU CoRE ¦ 5QU LoRE | Red Flag Warning - Catastrophic Fires | 2026 | 2.9099e-10 | 14664.6376 | 233.2301 | 8896.516 | 5534.8915 | 0 | 7.9666e-07 | 4.2672e-06 | 0 | 4.2672e-06 | 2.8086e-08 | 2.3373e-07 | 0 | 2.3373e-07 | 3.9604e-07 | 0 | 3.9604e-07 | 2.2075e-07 | 0 | 2.2075e-07 | [17 empty] | 7.3.3.17.5 (Remote Grid) Updates to grid topology to minimize risk of ignition in HFTDs Remote GridWLDFRVegetation ContactAggregated | WLDFR | HFTD - Distribution - Tier 2 - 4QU CoRE ¦ 1QU LoRE | Non-Red Flag Warning - Small Fires | Vegetation Contact | Aggregated | 2038 | 0.0054069 | 772.1066 | 4.1747 | 2038 | Mitigation | 0.95 | 45 | 0 | esc | 0.00097009 | 5.2452e-06 | 0.00097009 | 5.2452e-06
[79 empty] | WLDFR | HFTD - Distribution - Tier 3 - 5QU CoRE ¦ 5QU LoRE | Red Flag Warning - Catastrophic Fires | 2027 | 2.9099e-10 | 14664.6376 | 233.2301 | 8896.516 | 5534.8915 | 0 | 7.9666e-07 | 4.2672e-06 | 0 | 4.2672e-06 | 2.8086e-08 | 2.3373e-07 | 0 | 2.3373e-07 | 3.9604e-07 | 0 | 3.9604e-07 | 2.2075e-07 | 0 | 2.2075e-07 | [17 empty] | 7.3.3.17.5 (Remote Grid) Updates to grid topology to minimize risk of ignition in HFTDs Remote GridWLDFRVegetation ContactAggregated | WLDFR | HFTD - Distribution - Tier 2 - 4QU CoRE ¦ 1QU LoRE | Non-Red Flag Warning - Small Fires | Vegetation Contact | Aggregated | 2039 | 0.0054069 | 772.1066 | 4.1747 | 2039 | Mitigation | 0.95 | 45 | 0 | esc | 0.00097009 | 5.2452e-06 | 0.00097009 | 5.2452e-06
[79 empty] | WLDFR | HFTD - Distribution - Tier 3 - 5QU CoRE ¦ 5QU LoRE | Red Flag Warning - Catastrophic Fires | 2028 | 2.9099e-10 | 15317.9909 | 247.273 | 9287.6491 | 5783.0689 | 0 | 7.9666e-07 | 4.4573e-06 | 0 | 4.4573e-06 | 2.9635e-08 | 2.3373e-07 | 0 | 2.3373e-07 | 3.9604e-07 | 0 | 3.9604e-07 | 2.2075e-07 | 0 | 2.2075e-07 | [17 empty] | 7.3.3.17.5 (Remote Grid) Updates to grid topology to minimize risk of ignition in HFTDs Remote GridWLDFRVegetation ContactAggregated | WLDFR | HFTD - Distribution - Tier 2 - 4QU CoRE ¦ 1QU LoRE | Non-Red Flag Warning - Small Fires | Vegetation Contact | Aggregated | 2040 | 0.0054069 | 772.1066 | 4.1747 | 2040 | Mitigation | 0.95 | 45 | 0 | esc | 0.00097009 | 5.2452e-06 | 0.00097009 | 5.2452e-06
[79 empty] | WLDFR | HFTD - Distribution - Tier 3 - 5QU CoRE ¦ 5QU LoRE | Red Flag Warning - Catastrophic Fires | 2029 | 2.9099e-10 | 15317.9909 | 247.273 | 9287.6491 | 5783.0689 | 0 | 7.9666e-07 | 4.4573e-06 | 0 | 4.4573e-06 | 2.9635e-08 | 2.3373e-07 | 0 | 2.3373e-07 | 3.9604e-07 | 0 | 3.9604e-07 | 2.2075e-07 | 0 | 2.2075e-07 | [17 empty] | 7.3.3.17.5 (Remote Grid) Updates to grid topology to minimize risk of ignition in HFTDs Remote GridWLDFRVegetation ContactAggregated | WLDFR | HFTD - Distribution - Tier 2 - 4QU CoRE ¦ 1QU LoRE | Non-Red Flag Warning - Small Fires | Vegetation Contact | Aggregated | 2041 | 0.0054069 | 772.1066 | 4.1747 | 2041 | Mitigation | 0.95 | 45 | 0 | esc | 0.00097009 | 5.2452e-06 | 0.00097009 | 5.2452e-06
[79 empty] | WLDFR | HFTD - Distribution - Tier 3 - 5QU CoRE ¦ 5QU LoRE | Red Flag Warning - Catastrophic Fires | 2030 | 2.9099e-10 | 15317.9909 | 247.273 | 9287.6491 | 5783.0689 | 0 | 7.9666e-07 | 4.4573e-06 | 0 | 4.4573e-06 | 2.9635e-08 | 2.4303e-07 | 0 | 2.4303e-07 | 4.118e-07 | 0 | 4.118e-07 | 2.2953e-07 | 0 | 2.2953e-07 | [17 empty] | 7.3.3.17.5 (Remote Grid) Updates to grid topology to minimize risk of ignition in HFTDs Remote GridWLDFRVegetation ContactAggregated | WLDFR | HFTD - Distribution - Tier 2 - 4QU CoRE ¦ 1QU LoRE | Non-Red Flag Warning - Small Fires | Vegetation Contact | Aggregated | 2042 | 0.0054069 | 772.1066 | 4.1747 | 2042 | Mitigation | 0.95 | 45 | 0 | esc | 0.00097009 | 5.2452e-06 | 0.00097009 | 5.2452e-06
[79 empty] | WLDFR | HFTD - Distribution - Tier 3 - 5QU CoRE ¦ 5QU LoRE | Red Flag Warning - Catastrophic Fires | 2031 | 2.9099e-10 | 15317.9909 | 247.273 | 9287.6491 | 5783.0689 | 0 | 7.9666e-07 | 4.4573e-06 | 0 | 4.4573e-06 | 2.9635e-08 | 2.4303e-07 | 0 | 2.4303e-07 | 4.118e-07 | 0 | 4.118e-07 | 2.2953e-07 | 0 | 2.2953e-07 | [17 empty] | 7.3.3.17.5 (Remote Grid) Updates to grid topology to minimize risk of ignition in HFTDs Remote GridWLDFRVegetation ContactAggregated | WLDFR | HFTD - Distribution - Tier 2 - 4QU CoRE ¦ 1QU LoRE | Non-Red Flag Warning - Small Fires | Vegetation Contact | Aggregated | 2043 | 0.0054069 | 772.1066 | 4.1747 | 2043 | Mitigation | 0.95 | 45 | 0 | esc | 0.00097009 | 5.2452e-06 | 0.00097009 | 5.2452e-06
[79 empty] | WLDFR | HFTD - Distribution - Tier 3 - 5QU CoRE ¦ 5QU LoRE | Red Flag Warning - Catastrophic Fires | 2032 | 2.9099e-10 | 15317.9909 | 247.273 | 9287.6491 | 5783.0689 | 0 | 7.9666e-07 | 4.4573e-06 | 0 | 4.4573e-06 | 2.9635e-08 | 2.4303e-07 | 0 | 2.4303e-07 | 4.118e-07 | 0 | 4.118e-07 | 2.2953e-07 | 0 | 2.2953e-07 | [17 empty] | 7.3.3.17.5 (Remote Grid) Updates to grid topology to minimize risk of ignition in HFTDs Remote GridWLDFRVegetation ContactAggregated | WLDFR | HFTD - Distribution - Tier 2 - 4QU CoRE ¦ 1QU LoRE | Non-Red Flag Warning - Small Fires | Vegetation Contact | Aggregated | 2044 | 0.0054069 | 772.1066 | 4.1747 | 2044 | Mitigation | 0.95 | 45 | 0 | esc | 0.00097009 | 5.2452e-06 | 0.00097009 | 5.2452e-06
[79 empty] | WLDFR | HFTD - Distribution - Tier 3 - 5QU CoRE ¦ 5QU LoRE | Red Flag Warning - Catastrophic Fires | 2033 | 2.9099e-10 | 16044.1264 | 263.1074 | 9721.74 | 6059.2791 | 0 | 7.9666e-07 | 4.6686e-06 | 0 | 4.6686e-06 | 3.1397e-08 | 2.4303e-07 | 0 | 2.4303e-07 | 4.118e-07 | 0 | 4.118e-07 | 2.2953e-07 | 0 | 2.2953e-07 | [17 empty] | 7.3.3.17.5 (Remote Grid) Updates to grid topology to minimize risk of ignition in HFTDs Remote GridWLDFRVegetation ContactAggregated | WLDFR | HFTD - Distribution - Tier 2 - 4QU CoRE ¦ 1QU LoRE | Non-Red Flag Warning - Small Fires | Vegetation Contact | Aggregated | 2045 | 0.0054069 | 772.1066 | 4.1747 | 2045 | Mitigation | 0.95 | 45 | 0 | esc | 0.00097009 | 5.2452e-06 | 0.00097009 | 5.2452e-06
[79 empty] | WLDFR | HFTD - Distribution - Tier 3 - 5QU CoRE ¦ 5QU LoRE | Red Flag Warning - Catastrophic Fires | 2034 | 2.9099e-10 | 16044.1264 | 263.1074 | 9721.74 | 6059.2791 | 0 | 7.9666e-07 | 4.6686e-06 | 0 | 4.6686e-06 | 3.1397e-08 | 2.4303e-07 | 0 | 2.4303e-07 | 4.118e-07 | 0 | 4.118e-07 | 2.2953e-07 | 0 | 2.2953e-07 | [17 empty] | 7.3.3.17.5 (Remote Grid) Updates to grid topology to minimize risk of ignition in HFTDs Remote GridWLDFRVegetation ContactAggregated | WLDFR | HFTD - Distribution - Tier 2 - 4QU CoRE ¦ 1QU LoRE | Non-Red Flag Warning - Small Fires | Vegetation Contact | Aggregated | 2046 | 0.0054069 | 772.1066 | 4.1747 | 2046 | Mitigation | 0.95 | 45 | 0 | esc | 0.00097009 | 5.2452e-06 | 0.00097009 | 5.2452e-06
[79 empty] | WLDFR | HFTD - Distribution - Tier 3 - 5QU CoRE ¦ 5QU LoRE | Red Flag Warning - Catastrophic Fires | 2035 | 2.9099e-10 | 16044.1264 | 263.1074 | 9721.74 | 6059.2791 | 0 | 7.9666e-07 | 4.6686e-06 | 0 | 4.6686e-06 | 3.1397e-08 | 2.5351e-07 | 0 | 2.5351e-07 | 4.2955e-07 | 0 | 4.2955e-07 | 2.3942e-07 | 0 | 2.3942e-07 | [17 empty] | 7.3.3.17.5 (Remote Grid) Updates to grid topology to minimize risk of ignition in HFTDs Remote GridWLDFRVegetation ContactAggregated | WLDFR | HFTD - Distribution - Tier 2 - 4QU CoRE ¦ 1QU LoRE | Non-Red Flag Warning - Small Fires | Vegetation Contact | Aggregated | 2047 | 0.0054069 | 772.1066 | 4.1747 | 2047 | Mitigation | 0.95 | 45 | 0 | esc | 0.00097009 | 5.2452e-06 | 0.00097009 | 5.2452e-06
[79 empty] | WLDFR | HFTD - Distribution - Tier 3 - 5QU CoRE ¦ 5QU LoRE | Red Flag Warning - Catastrophic Fires | 2036 | 2.9099e-10 | 16044.1264 | 263.1074 | 9721.74 | 6059.2791 | 0 | 7.9666e-07 | 4.6686e-06 | 0 | 4.6686e-06 | 3.1397e-08 | 2.5351e-07 | 0 | 2.5351e-07 | 4.2955e-07 | 0 | 4.2955e-07 | 2.3942e-07 | 0 | 2.3942e-07 | [17 empty] | 7.3.3.17.5 (Remote Grid) Updates to grid topology to minimize risk of ignition in HFTDs Remote GridWLDFRVegetation ContactAggregated | WLDFR | HFTD - Distribution - Tier 2 - 4QU CoRE ¦ 1QU LoRE | Non-Red Flag Warning - Small Fires | Vegetation Contact | Aggregated | 2048 | 0.0054069 | 772.1066 | 4.1747 | 2048 | Mitigation | 0.95 | 45 | 0 | esc | 0.00097009 | 5.2452e-06 | 0.00097009 | 5.2452e-06
[79 empty] | WLDFR | HFTD - Distribution - Tier 3 - 5QU CoRE ¦ 5QU LoRE | Red Flag Warning - Catastrophic Fires | 2037 | 2.9099e-10 | 16044.1264 | 263.1074 | 9721.74 | 6059.2791 | 0 | 7.9666e-07 | 4.6686e-06 | 0 | 4.6686e-06 | 3.1397e-08 | 2.5351e-07 | 0 | 2.5351e-07 | 4.2955e-07 | 0 | 4.2955e-07 | 2.3942e-07 | 0 | 2.3942e-07 | [17 empty] | 7.3.3.17.5 (Remote Grid) Updates to grid topology to minimize risk of ignition in HFTDs Remote GridWLDFRVegetation ContactAggregated | WLDFR | HFTD - Distribution - Tier 2 - 4QU CoRE ¦ 1QU LoRE | Non-Red Flag Warning - Small Fires | Vegetation Contact | Aggregated | 2049 | 0.0054069 | 772.1066 | 4.1747 | 2049 | Mitigation | 0.95 | 45 | 0 | esc | 0.00097009 | 5.2452e-06 | 0.00097009 | 5.2452e-06
[79 empty] | WLDFR | HFTD - Distribution - Tier 3 - 5QU CoRE ¦ 5QU LoRE | Red Flag Warning - Catastrophic Fires | 2038 | 2.9099e-10 | 16832.3912 | 280.5544 | 10192.2718 | 6359.5651 | 0 | 7.9666e-07 | 4.898e-06 | 0 | 4.898e-06 | 3.3358e-08 | 2.5351e-07 | 0 | 2.5351e-07 | 4.2955e-07 | 0 | 4.2955e-07 | 2.3942e-07 | 0 | 2.3942e-07 | [17 empty] | 7.3.3.17.5 (Remote Grid) Updates to grid topology to minimize risk of ignition in HFTDs Remote GridWLDFRVegetation ContactAggregated | WLDFR | HFTD - Distribution - Tier 2 - 4QU CoRE ¦ 1QU LoRE | Non-Red Flag Warning - Small Fires | Vegetation Contact | Aggregated | 2050 | 0.0054069 | 772.1066 | 4.1747 | 2050 | Mitigation | 0.95 | 45 | 0 | esc | 0.00097009 | 5.2452e-06 | 0.00097009 | 5.2452e-06
[79 empty] | WLDFR | HFTD - Distribution - Tier 3 - 5QU CoRE ¦ 5QU LoRE | Red Flag Warning - Catastrophic Fires | 2039 | 2.9099e-10 | 16832.3912 | 280.5544 | 10192.2718 | 6359.5651 | 0 | 7.9666e-07 | 4.898e-06 | 0 | 4.898e-06 | 3.3358e-08 | 2.5351e-07 | 0 | 2.5351e-07 | 4.2955e-07 | 0 | 4.2955e-07 | 2.3942e-07 | 0 | 2.3942e-07 | [17 empty] | 7.3.3.17.5 (Remote Grid) Updates to grid topology to minimize risk of ignition in HFTDs Remote GridWLDFRVegetation ContactAggregated | WLDFR | HFTD - Distribution - Tier 2 - 4QU CoRE ¦ 1QU LoRE | Non-Red Flag Warning - Small Fires | Vegetation Contact | Aggregated | 2051 | 0.0054069 | 772.1066 | 4.1747 | 2051 | Mitigation | 0.95 | 45 | 0 | esc | 0.00097009 | 5.2452e-06 | 0.00097009 | 5.2452e-06
[79 empty] | WLDFR | HFTD - Distribution - Tier 3 - 5QU CoRE ¦ 5QU LoRE | Red Flag Warning - Catastrophic Fires | 2040 | 2.9099e-10 | 16832.3912 | 280.5544 | 10192.2718 | 6359.5651 | 0 | 7.9666e-07 | 4.898e-06 | 0 | 4.898e-06 | 3.3358e-08 | 2.6505e-07 | 0 | 2.6505e-07 | 4.4912e-07 | 0 | 4.4912e-07 | 2.5033e-07 | 0 | 2.5033e-07 | [17 empty] | 7.3.3.17.5 (Remote Grid) Updates to grid topology to minimize risk of ignition in HFTDs Remote GridWLDFRVegetation ContactAggregated | WLDFR | HFTD - Distribution - Tier 2 - 4QU CoRE ¦ 1QU LoRE | Non-Red Flag Warning - Small Fires | Vegetation Contact | Aggregated | 2052 | 0.0054069 | 772.1066 | 4.1747 | 2052 | Mitigation | 0.95 | 45 | 0 | esc | 0.00097009 | 5.2452e-06 | 0.00097009 | 5.2452e-06
[79 empty] | WLDFR | HFTD - Distribution - Tier 3 - 5QU CoRE ¦ 5QU LoRE | Red Flag Warning - Catastrophic Fires | 2041 | 2.9099e-10 | 16832.3912 | 280.5544 | 10192.2718 | 6359.5651 | 0 | 7.9666e-07 | 4.898e-06 | 0 | 4.898e-06 | 3.3358e-08 | 2.6505e-07 | 0 | 2.6505e-07 | 4.4912e-07 | 0 | 4.4912e-07 | 2.5033e-07 | 0 | 2.5033e-07 | [17 empty] | 7.3.3.17.5 (Remote Grid) Updates to grid topology to minimize risk of ignition in HFTDs Remote GridWLDFRVegetation ContactAggregated | WLDFR | HFTD - Distribution - Tier 2 - 4QU CoRE ¦ 1QU LoRE | Non-Red Flag Warning - Small Fires | Vegetation Contact | Aggregated | 2053 | 0.0054069 | 772.1066 | 4.1747 | 2053 | Mitigation | 0.95 | 45 | 0 | esc | 0.00097009 | 5.2452e-06 | 0.00097009 | 5.2452e-06
[79 empty] | WLDFR | HFTD - Distribution - Tier 3 - 5QU CoRE ¦ 5QU LoRE | Red Flag Warning - Catastrophic Fires | 2042 | 2.9099e-10 | 16832.3912 | 280.5544 | 10192.2718 | 6359.5651 | 0 | 7.9666e-07 | 4.898e-06 | 0 | 4.898e-06 | 3.3358e-08 | 2.6505e-07 | 0 | 2.6505e-07 | 4.4912e-07 | 0 | 4.4912e-07 | 2.5033e-07 | 0 | 2.5033e-07 | [17 empty] | 7.3.3.17.5 (Remote Grid) Updates to grid topology to minimize risk of ignition in HFTDs Remote GridWLDFRVegetation ContactAggregated | WLDFR | HFTD - Distribution - Tier 2 - 4QU CoRE ¦ 1QU LoRE | Non-Red Flag Warning - Small Fires | Vegetation Contact | Aggregated | 2054 | 0.0054069 | 772.1066 | 4.1747 | 2054 | Mitigation | 0.95 | 45 | 0 | esc | 0.00097009 | 5.2452e-06 | 0.00097009 | 5.2452e-06
[79 empty] | WLDFR | HFTD - Distribution - Tier 3 - 5QU CoRE ¦ 5QU LoRE | Red Flag Warning - Catastrophic Fires | 2043 | 2.9099e-10 | 17672.0852 | 299.42 | 10692.7362 | 6679.929 | 0 | 7.9666e-07 | 5.1423e-06 | 0 | 5.1423e-06 | 3.5503e-08 | 2.6505e-07 | 0 | 2.6505e-07 | 4.4912e-07 | 0 | 4.4912e-07 | 2.5033e-07 | 0 | 2.5033e-07 | [17 empty] | 7.3.3.17.5 (Remote Grid) Updates to grid topology to minimize risk of ignition in HFTDs Remote GridWLDFRVegetation ContactAggregated | WLDFR | HFTD - Distribution - Tier 2 - 4QU CoRE ¦ 1QU LoRE | Non-Red Flag Warning - Small Fires | Vegetation Contact | Aggregated | 2055 | 0.0054069 | 772.1066 | 4.1747 | 2055 | Mitigation | 0.95 | 45 | 0 | esc | 0.00097009 | 5.2452e-06 | 0.00097009 | 5.2452e-06
[79 empty] | WLDFR | HFTD - Distribution - Tier 3 - 5QU CoRE ¦ 5QU LoRE | Red Flag Warning - Catastrophic Fires | 2044 | 2.9099e-10 | 17672.0852 | 299.42 | 10692.7362 | 6679.929 | 0 | 7.9666e-07 | 5.1423e-06 | 0 | 5.1423e-06 | 3.5503e-08 | 2.6505e-07 | 0 | 2.6505e-07 | 4.4912e-07 | 0 | 4.4912e-07 | 2.5033e-07 | 0 | 2.5033e-07 | [17 empty] | 7.3.3.17.5 (Remote Grid) Updates to grid topology to minimize risk of ignition in HFTDs Remote GridWLDFRVegetation ContactAggregated | WLDFR | HFTD - Distribution - Tier 2 - 4QU CoRE ¦ 1QU LoRE | Non-Red Flag Warning - Small Fires | Vegetation Contact | Aggregated | 2056 | 0.0054069 | 772.1066 | 4.1747 | 2056 | Mitigation | 0.95 | 45 | 0 | esc | 0.00097009 | 5.2452e-06 | 0.00097009 | 5.2452e-06
[79 empty] | WLDFR | HFTD - Distribution - Tier 3 - 5QU CoRE ¦ 5QU LoRE | Red Flag Warning - Catastrophic Fires | 2045 | 2.9099e-10 | 17672.0852 | 299.42 | 10692.7362 | 6679.929 | 0 | 7.9666e-07 | 5.1423e-06 | 0 | 5.1423e-06 | 3.5503e-08 | 2.7756e-07 | 0 | 2.7756e-07 | 4.7031e-07 | 0 | 4.7031e-07 | 2.6214e-07 | 0 | 2.6214e-07 | [17 empty] | 7.3.3.17.5 (Remote Grid) Updates to grid topology to minimize risk of ignition in HFTDs Remote GridWLDFRVegetation ContactAggregated | WLDFR | HFTD - Distribution - Tier 2 - 4QU CoRE ¦ 1QU LoRE | Non-Red Flag Warning - Small Fires | Vegetation Contact | Aggregated | 2057 | 0.0054069 | 772.1066 | 4.1747 | 2057 | Mitigation | 0.95 | 45 | 0 | esc | 0.00097009 | 5.2452e-06 | 0.00097009 | 5.2452e-06
[79 empty] | WLDFR | HFTD - Distribution - Tier 3 - 5QU CoRE ¦ 5QU LoRE | Red Flag Warning - Catastrophic Fires | 2046 | 2.9099e-10 | 17672.0852 | 299.42 | 10692.7362 | 6679.929 | 0 | 7.9666e-07 | 5.1423e-06 | 0 | 5.1423e-06 | 3.5503e-08 | 2.7756e-07 | 0 | 2.7756e-07 | 4.7031e-07 | 0 | 4.7031e-07 | 2.6214e-07 | 0 | 2.6214e-07 | [17 empty] | 7.3.3.17.5 (Remote Grid) Updates to grid topology to minimize risk of ignition in HFTDs Remote GridWLDFRVegetation ContactAggregated | WLDFR | HFTD - Distribution - Tier 2 - 4QU CoRE ¦ 1QU LoRE | Non-Red Flag Warning - Small Fires | Vegetation Contact | Aggregated | 2058 | 0.0054069 | 772.1066 | 4.1747 | 2058 | Mitigation | 0.95 | 45 | 0 | esc | 0.00097009 | 5.2452e-06 | 0.00097009 | 5.2452e-06
[79 empty] | WLDFR | HFTD - Distribution - Tier 3 - 5QU CoRE ¦ 5QU LoRE | Red Flag Warning - Catastrophic Fires | 2047 | 2.9099e-10 | 17672.0852 | 299.42 | 10692.7362 | 6679.929 | 0 | 7.9666e-07 | 5.1423e-06 | 0 | 5.1423e-06 | 3.5503e-08 | 2.7756e-07 | 0 | 2.7756e-07 | 4.7031e-07 | 0 | 4.7031e-07 | 2.6214e-07 | 0 | 2.6214e-07 | [17 empty] | 7.3.3.17.5 (Remote Grid) Updates to grid topology to minimize risk of ignition in HFTDs Remote GridWLDFRVegetation ContactAggregated | WLDFR | HFTD - Distribution - Tier 2 - 4QU CoRE ¦ 1QU LoRE | Non-Red Flag Warning - Small Fires | Vegetation Contact | Aggregated | 2059 | 0.0054069 | 772.1066 | 4.1747 | 2059 | Mitigation | 0.95 | 45 | 0 | esc | 0.00097009 | 5.2452e-06 | 0.00097009 | 5.2452e-06
[79 empty] | WLDFR | HFTD - Distribution - Tier 3 - 5QU CoRE ¦ 5QU LoRE | Red Flag Warning - Catastrophic Fires | 2048 | 2.9099e-10 | 18552.3348 | 319.4911 | 11216.5626 | 7016.281 | 0 | 7.9666e-07 | 5.3985e-06 | 0 | 5.3985e-06 | 3.7814e-08 | 2.7756e-07 | 0 | 2.7756e-07 | 4.7031e-07 | 0 | 4.7031e-07 | 2.6214e-07 | 0 | 2.6214e-07 | [17 empty] | 7.3.3.17.5 (Remote Grid) Updates to grid topology to minimize risk of ignition in HFTDs Remote GridWLDFRVegetation ContactAggregated | WLDFR | HFTD - Distribution - Tier 2 - 4QU CoRE ¦ 1QU LoRE | Non-Red Flag Warning - Small Fires | Vegetation Contact | Aggregated | 2060 | 0.0054069 | 772.1066 | 4.1747 | 2060 | Mitigation | 0.95 | 45 | 0 | esc | 0.00097009 | 5.2452e-06 | 0.00097009 | 5.2452e-06
[79 empty] | WLDFR | HFTD - Distribution - Tier 3 - 5QU CoRE ¦ 5QU LoRE | Red Flag Warning - Catastrophic Fires | 2049 | 2.9099e-10 | 18552.3348 | 319.4911 | 11216.5626 | 7016.281 | 0 | 7.9666e-07 | 5.3985e-06 | 0 | 5.3985e-06 | 3.7814e-08 | 2.7756e-07 | 0 | 2.7756e-07 | 4.7031e-07 | 0 | 4.7031e-07 | 2.6214e-07 | 0 | 2.6214e-07 | [17 empty] | 7.3.3.17.5 (Remote Grid) Updates to grid topology to minimize risk of ignition in HFTDs Remote GridWLDFRVegetation ContactAggregated | WLDFR | HFTD - Distribution - Tier 2 - 4QU CoRE ¦ 1QU LoRE | Non-Red Flag Warning - Small Fires | Vegetation Contact | Aggregated | 2061 | 0.0054069 | 772.1066 | 4.1747 | 2061 | Mitigation | 0.95 | 45 | 0 | esc | 0.00097009 | 5.2452e-06 | 0.00097009 | 5.2452e-06
[79 empty] | WLDFR | HFTD - Distribution - Tier 3 - 5QU CoRE ¦ 5QU LoRE | Red Flag Warning - Catastrophic Fires | 2050 | 2.9099e-10 | 18552.3348 | 319.4911 | 11216.5626 | 7016.281 | 0 | 7.9666e-07 | 5.3985e-06 | 0 | 5.3985e-06 | 3.7814e-08 | 2.9089e-07 | 0 | 2.9089e-07 | 4.929e-07 | 0 | 4.929e-07 | 2.7473e-07 | 0 | 2.7473e-07 | [17 empty] | 7.3.3.17.5 (Remote Grid) Updates to grid topology to minimize risk of ignition in HFTDs Remote GridWLDFRVegetation ContactAggregated | WLDFR | HFTD - Distribution - Tier 2 - 4QU CoRE ¦ 1QU LoRE | Non-Red Flag Warning - Small Fires | Vegetation Contact | Aggregated | 2062 | 0.0054069 | 772.1066 | 4.1747 | 2062 | Mitigation | 0.95 | 45 | 0 | esc | 0.00097009 | 5.2452e-06 | 0.00097009 | 5.2452e-06
[79 empty] | WLDFR | HFTD - Distribution - Tier 3 - 5QU CoRE ¦ 5QU LoRE | Red Flag Warning - Catastrophic Fires | 2051 | 2.9099e-10 | 18552.3348 | 319.4911 | 11216.5626 | 7016.281 | 0 | 7.9666e-07 | 5.3985e-06 | 0 | 5.3985e-06 | 3.7814e-08 | 2.9089e-07 | 0 | 2.9089e-07 | 4.929e-07 | 0 | 4.929e-07 | 2.7473e-07 | 0 | 2.7473e-07 | [17 empty] | 7.3.3.17.5 (Remote Grid) Updates to grid topology to minimize risk of ignition in HFTDs Remote GridWLDFRVegetation ContactAggregated | WLDFR | HFTD - Distribution - Tier 2 - 4QU CoRE ¦ 1QU LoRE | Non-Red Flag Warning - Small Fires | Vegetation Contact | Aggregated | 2063 | 0.0054069 | 772.1066 | 4.1747 | 2063 | Mitigation | 0.95 | 45 | 0 | esc | 0.00097009 | 5.2452e-06 | 0.00097009 | 5.2452e-06
[79 empty] | WLDFR | HFTD - Distribution - Tier 3 - 5QU CoRE ¦ 5QU LoRE | Red Flag Warning - Catastrophic Fires | 2052 | 2.9099e-10 | 18552.3348 | 319.4911 | 11216.5626 | 7016.281 | 0 | 7.9666e-07 | 5.3985e-06 | 0 | 5.3985e-06 | 3.7814e-08 | 2.9089e-07 | 0 | 2.9089e-07 | 4.929e-07 | 0 | 4.929e-07 | 2.7473e-07 | 0 | 2.7473e-07 | [17 empty] | 7.3.3.17.5 (Remote Grid) Updates to grid topology to minimize risk of ignition in HFTDs Remote GridWLDFRVegetation ContactAggregated | WLDFR | HFTD - Distribution - Tier 2 - 4QU CoRE ¦ 1QU LoRE | Non-Red Flag Warning - Small Fires | Vegetation Contact | Aggregated | 2064 | 0.0054069 | 772.1066 | 4.1747 | 2064 | Mitigation | 0.95 | 45 | 0 | esc | 0.00097009 | 5.2452e-06 | 0.00097009 | 5.2452e-06
[79 empty] | WLDFR | HFTD - Distribution - Tier 3 - 5QU CoRE ¦ 5QU LoRE | Red Flag Warning - Catastrophic Fires | 2053 | 2.9099e-10 | 19462.1283 | 340.5356 | 11757.1413 | 7364.4514 | 0 | 7.9666e-07 | 5.6632e-06 | 0 | 5.6632e-06 | 4.0271e-08 | 2.9089e-07 | 0 | 2.9089e-07 | 4.929e-07 | 0 | 4.929e-07 | 2.7473e-07 | 0 | 2.7473e-07 | [17 empty] | 7.3.3.17.5 (Remote Grid) Updates to grid topology to minimize risk of ignition in HFTDs Remote GridWLDFRVegetation ContactAggregated | WLDFR | HFTD - Distribution - Tier 2 - 4QU CoRE ¦ 1QU LoRE | Non-Red Flag Warning - Small Fires | Vegetation Contact | Aggregated | 2065 | 0.0054069 | 772.1066 | 4.1747 | 2065 | Mitigation | 0.95 | 45 | 0 | esc | 0.00097009 | 5.2452e-06 | 0.00097009 | 5.2452e-06
[79 empty] | WLDFR | HFTD - Distribution - Tier 3 - 5QU CoRE ¦ 5QU LoRE | Red Flag Warning - Catastrophic Fires | 2054 | 2.9099e-10 | 19462.1283 | 340.5356 | 11757.1413 | 7364.4514 | 0 | 7.9666e-07 | 5.6632e-06 | 0 | 5.6632e-06 | 4.0271e-08 | 2.9089e-07 | 0 | 2.9089e-07 | 4.929e-07 | 0 | 4.929e-07 | 2.7473e-07 | 0 | 2.7473e-07 | [17 empty] | 7.3.3.17.5 (Remote Grid) Updates to grid topology to minimize risk of ignition in HFTDs Remote GridWLDFRVegetation ContactAggregated | WLDFR | HFTD - Distribution - Tier 2 - 4QU CoRE ¦ 1QU LoRE | Non-Red Flag Warning - Small Fires | Vegetation Contact | Aggregated | 2066 | 0.0054069 | 772.1066 | 4.1747 | 2066 | Mitigation | 0.95 | 45 | 0 | esc | 0.00097009 | 5.2452e-06 | 0.00097009 | 5.2452e-06
[79 empty] | WLDFR | HFTD - Distribution - Tier 3 - 5QU CoRE ¦ 5QU LoRE | Red Flag Warning - Catastrophic Fires | 2055 | 2.9099e-10 | 19462.1283 | 340.5356 | 11757.1413 | 7364.4514 | 0 | 7.9666e-07 | 5.6632e-06 | 0 | 5.6632e-06 | 4.0271e-08 | 3.0491e-07 | 0 | 3.0491e-07 | 5.1665e-07 | 0 | 5.1665e-07 | 2.8797e-07 | 0 | 2.8797e-07 | [17 empty] | 7.3.3.17.5 (Remote Grid) Updates to grid topology to minimize risk of ignition in HFTDs Remote GridWLDFRVegetation ContactAggregated | WLDFR | HFTD - Distribution - Tier 2 - 4QU CoRE ¦ 1QU LoRE | Non-Red Flag Warning - Small Fires | Vegetation Contact | Aggregated | 2067 | 0.0054069 | 772.1066 | 4.1747 | 2067 | Mitigation | 0.95 | 45 | 0 | esc | 0 | 0 | 0.00097009 | 5.2452e-06
[79 empty] | WLDFR | HFTD - Distribution - Tier 3 - 5QU CoRE ¦ 5QU LoRE | Red Flag Warning - Catastrophic Fires | 2056 | 2.9099e-10 | 19462.1283 | 340.5356 | 11757.1413 | 7364.4514 | 0 | 7.9666e-07 | 5.6632e-06 | 0 | 5.6632e-06 | 4.0271e-08 | 3.0491e-07 | 0 | 3.0491e-07 | 5.1665e-07 | 0 | 5.1665e-07 | 2.8797e-07 | 0 | 2.8797e-07 | [17 empty] | 7.3.3.17.5 (Remote Grid) Updates to grid topology to minimize risk of ignition in HFTDs Remote GridWLDFRWire-to-wire contactAggregated | WLDFR | HFTD - Distribution - Tier 2 - 4QU CoRE ¦ 1QU LoRE | Non-Red Flag Warning - Small Fires | Wire-to-wire contact | Aggregated | 2022 | 0.0007659 | 772.1066 | 0.59136 | 2022 | Mitigation | 0.95 | 45 | 0 | esc | 0.00097009 | 7.4299e-07 | 0 | 0
[79 empty] | WLDFR | HFTD - Distribution - Tier 3 - 5QU CoRE ¦ 5QU LoRE | Red Flag Warning - Catastrophic Fires | 2057 | 2.9099e-10 | 19462.1283 | 340.5356 | 11757.1413 | 7364.4514 | 0 | 7.9666e-07 | 5.6632e-06 | 0 | 5.6632e-06 | 4.0271e-08 | 3.0491e-07 | 0 | 3.0491e-07 | 5.1665e-07 | 0 | 5.1665e-07 | 2.8797e-07 | 0 | 2.8797e-07 | [17 empty] | 7.3.3.17.5 (Remote Grid) Updates to grid topology to minimize risk of ignition in HFTDs Remote GridWLDFRWire-to-wire contactAggregated | WLDFR | HFTD - Distribution - Tier 2 - 4QU CoRE ¦ 1QU LoRE | Non-Red Flag Warning - Small Fires | Wire-to-wire contact | Aggregated | 2023 | 0.0007659 | 772.1066 | 0.59136 | 2023 | Mitigation | 0.95 | 45 | 0 | esc | 0.00097009 | 7.4299e-07 | 0.00097009 | 7.4299e-07
[79 empty] | WLDFR | HFTD - Distribution - Tier 3 - 5QU CoRE ¦ 5QU LoRE | Red Flag Warning - Catastrophic Fires | 2058 | 2.9099e-10 | 20390.4035 | 362.3049 | 12307.8747 | 7720.2238 | 0 | 7.9666e-07 | 5.9333e-06 | 0 | 5.9333e-06 | 4.2846e-08 | 3.0491e-07 | 0 | 3.0491e-07 | 5.1665e-07 | 0 | 5.1665e-07 | 2.8797e-07 | 0 | 2.8797e-07 | [17 empty] | 7.3.3.17.5 (Remote Grid) Updates to grid topology to minimize risk of ignition in HFTDs Remote GridWLDFRWire-to-wire contactAggregated | WLDFR | HFTD - Distribution - Tier 2 - 4QU CoRE ¦ 1QU LoRE | Non-Red Flag Warning - Small Fires | Wire-to-wire contact | Aggregated | 2024 | 0.0007659 | 772.1066 | 0.59136 | 2024 | Mitigation | 0.95 | 45 | 0 | esc | 0.00097009 | 7.4299e-07 | 0.00097009 | 7.4299e-07
[79 empty] | WLDFR | HFTD - Distribution - Tier 3 - 5QU CoRE ¦ 5QU LoRE | Red Flag Warning - Catastrophic Fires | 2059 | 2.9099e-10 | 20390.4035 | 362.3049 | 12307.8747 | 7720.2238 | 0 | 7.9666e-07 | 5.9333e-06 | 0 | 5.9333e-06 | 4.2846e-08 | 3.0491e-07 | 0 | 3.0491e-07 | 5.1665e-07 | 0 | 5.1665e-07 | 2.8797e-07 | 0 | 2.8797e-07 | [17 empty] | 7.3.3.17.5 (Remote Grid) Updates to grid topology to minimize risk of ignition in HFTDs Remote GridWLDFRWire-to-wire contactAggregated | WLDFR | HFTD - Distribution - Tier 2 - 4QU CoRE ¦ 1QU LoRE | Non-Red Flag Warning - Small Fires | Wire-to-wire contact | Aggregated | 2025 | 0.0007659 | 772.1066 | 0.59136 | 2025 | Mitigation | 0.95 | 45 | 0 | esc | 0.00097009 | 7.4299e-07 | 0.00097009 | 7.4299e-07
[79 empty] | WLDFR | HFTD - Distribution - Tier 3 - 5QU CoRE ¦ 5QU LoRE | Red Flag Warning - Catastrophic Fires | 2060 | 2.9099e-10 | 20390.4035 | 362.3049 | 12307.8747 | 7720.2238 | 0 | 7.9666e-07 | 5.9333e-06 | 0 | 5.9333e-06 | 4.2846e-08 | 3.1946e-07 | 0 | 3.1946e-07 | 5.4132e-07 | 0 | 5.4132e-07 | 3.0172e-07 | 0 | 3.0172e-07 | [17 empty] | 7.3.3.17.5 (Remote Grid) Updates to grid topology to minimize risk of ignition in HFTDs Remote GridWLDFRWire-to-wire contactAggregated | WLDFR | HFTD - Distribution - Tier 2 - 4QU CoRE ¦ 1QU LoRE | Non-Red Flag Warning - Small Fires | Wire-to-wire contact | Aggregated | 2026 | 0.0007659 | 772.1066 | 0.59136 | 2026 | Mitigation | 0.95 | 45 | 0 | esc | 0.00097009 | 7.4299e-07 | 0.00097009 | 7.4299e-07
[79 empty] | WLDFR | HFTD - Distribution - Tier 3 - 5QU CoRE ¦ 5QU LoRE | Red Flag Warning - Catastrophic Fires | 2061 | 2.9099e-10 | 20390.4035 | 362.3049 | 12307.8747 | 7720.2238 | 0 | 7.9666e-07 | 5.9333e-06 | 0 | 5.9333e-06 | 4.2846e-08 | 3.1946e-07 | 0 | 3.1946e-07 | 5.4132e-07 | 0 | 5.4132e-07 | 3.0172e-07 | 0 | 3.0172e-07 | [17 empty] | 7.3.3.17.5 (Remote Grid) Updates to grid topology to minimize risk of ignition in HFTDs Remote GridWLDFRWire-to-wire contactAggregated | WLDFR | HFTD - Distribution - Tier 2 - 4QU CoRE ¦ 1QU LoRE | Non-Red Flag Warning - Small Fires | Wire-to-wire contact | Aggregated | 2027 | 0.0007659 | 772.1066 | 0.59136 | 2027 | Mitigation | 0.95 | 45 | 0 | esc | 0.00097009 | 7.4299e-07 | 0.00097009 | 7.4299e-07
[79 empty] | WLDFR | HFTD - Distribution - Tier 3 - 5QU CoRE ¦ 5QU LoRE | Red Flag Warning - Catastrophic Fires | 2062 | 2.9099e-10 | 20390.4035 | 362.3049 | 12307.8747 | 7720.2238 | 0 | 7.9666e-07 | 5.9333e-06 | 0 | 5.9333e-06 | 4.2846e-08 | 3.1946e-07 | 0 | 3.1946e-07 | 5.4132e-07 | 0 | 5.4132e-07 | 3.0172e-07 | 0 | 3.0172e-07 | [17 empty] | 7.3.3.17.5 (Remote Grid) Updates to grid topology to minimize risk of ignition in HFTDs Remote GridWLDFRWire-to-wire contactAggregated | WLDFR | HFTD - Distribution - Tier 2 - 4QU CoRE ¦ 1QU LoRE | Non-Red Flag Warning - Small Fires | Wire-to-wire contact | Aggregated | 2028 | 0.0007659 | 772.1066 | 0.59136 | 2028 | Mitigation | 0.95 | 45 | 0 | esc | 0.00097009 | 7.4299e-07 | 0.00097009 | 7.4299e-07
[79 empty] | WLDFR | HFTD - Distribution - Tier 3 - 5QU CoRE ¦ 5QU LoRE | Red Flag Warning - Catastrophic Fires | 2063 | 2.9099e-10 | 21325.9188 | 384.5316 | 12862.0997 | 8079.2876 | 0 | 7.9666e-07 | 6.2055e-06 | 0 | 6.2055e-06 | 4.5512e-08 | 3.1946e-07 | 0 | 3.1946e-07 | 5.4132e-07 | 0 | 5.4132e-07 | 3.0172e-07 | 0 | 3.0172e-07 | [17 empty] | 7.3.3.17.5 (Remote Grid) Updates to grid topology to minimize risk of ignition in HFTDs Remote GridWLDFRWire-to-wire contactAggregated | WLDFR | HFTD - Distribution - Tier 2 - 4QU CoRE ¦ 1QU LoRE | Non-Red Flag Warning - Small Fires | Wire-to-wire contact | Aggregated | 2029 | 0.0007659 | 772.1066 | 0.59136 | 2029 | Mitigation | 0.95 | 45 | 0 | esc | 0.00097009 | 7.4299e-07 | 0.00097009 | 7.4299e-07
[79 empty] | WLDFR | HFTD - Distribution - Tier 3 - 5QU CoRE ¦ 5QU LoRE | Red Flag Warning - Catastrophic Fires | 2064 | 2.9099e-10 | 21325.9188 | 384.5316 | 12862.0997 | 8079.2876 | 0 | 7.9666e-07 | 6.2055e-06 | 0 | 6.2055e-06 | 4.5512e-08 | 3.1946e-07 | 0 | 3.1946e-07 | 5.4132e-07 | 0 | 5.4132e-07 | 3.0172e-07 | 0 | 3.0172e-07 | [17 empty] | 7.3.3.17.5 (Remote Grid) Updates to grid topology to minimize risk of ignition in HFTDs Remote GridWLDFRWire-to-wire contactAggregated | WLDFR | HFTD - Distribution - Tier 2 - 4QU CoRE ¦ 1QU LoRE | Non-Red Flag Warning - Small Fires | Wire-to-wire contact | Aggregated | 2030 | 0.0007659 | 772.1066 | 0.59136 | 2030 | Mitigation | 0.95 | 45 | 0 | esc | 0.00097009 | 7.4299e-07 | 0.00097009 | 7.4299e-07
[79 empty] | WLDFR | HFTD - Distribution - Tier 3 - 5QU CoRE ¦ 5QU LoRE | Red Flag Warning - Catastrophic Fires | 2065 | 2.9099e-10 | 21325.9188 | 384.5316 | 12862.0997 | 8079.2876 | 0 | 7.9666e-07 | 6.2055e-06 | 0 | 6.2055e-06 | 4.5512e-08 | 3.3439e-07 | 0 | 3.3439e-07 | 5.6661e-07 | 0 | 5.6661e-07 | 3.1582e-07 | 0 | 3.1582e-07 | [17 empty] | 7.3.3.17.5 (Remote Grid) Updates to grid topology to minimize risk of ignition in HFTDs Remote GridWLDFRWire-to-wire contactAggregated | WLDFR | HFTD - Distribution - Tier 2 - 4QU CoRE ¦ 1QU LoRE | Non-Red Flag Warning - Small Fires | Wire-to-wire contact | Aggregated | 2031 | 0.0007659 | 772.1066 | 0.59136 | 2031 | Mitigation | 0.95 | 45 | 0 | esc | 0.00097009 | 7.4299e-07 | 0.00097009 | 7.4299e-07
[79 empty] | WLDFR | HFTD - Distribution - Tier 3 - 5QU CoRE ¦ 5QU LoRE | Red Flag Warning - Catastrophic Fires | 2066 | 2.9099e-10 | 21325.9188 | 384.5316 | 12862.0997 | 8079.2876 | 0 | 7.9666e-07 | 6.2055e-06 | 0 | 6.2055e-06 | 4.5512e-08 | 3.3439e-07 | 0 | 3.3439e-07 | 5.6661e-07 | 0 | 5.6661e-07 | 3.1582e-07 | 0 | 3.1582e-07 | [17 empty] | 7.3.3.17.5 (Remote Grid) Updates to grid topology to minimize risk of ignition in HFTDs Remote GridWLDFRWire-to-wire contactAggregated | WLDFR | HFTD - Distribution - Tier 2 - 4QU CoRE ¦ 1QU LoRE | Non-Red Flag Warning - Small Fires | Wire-to-wire contact | Aggregated | 2032 | 0.0007659 | 772.1066 | 0.59136 | 2032 | Mitigation | 0.95 | 45 | 0 | esc | 0.00097009 | 7.4299e-07 | 0.00097009 | 7.4299e-07
[79 empty] | WLDFR | HFTD - Distribution - Tier 3 - 5QU CoRE ¦ 5QU LoRE | Red Flag Warning - Destructive Fires | 2022 | 4.8543e-11 | 8807.9522 | 222.2294 | 8585.7228 | 0 | 0 | 1.329e-07 | 4.2756e-07 | 0 | 4.2756e-07 | 1.0173e-08 | 3.3439e-07 | 0 | 3.3439e-07 | 5.6661e-07 | 0 | 5.6661e-07 | 3.1582e-07 | 0 | 3.1582e-07 | [17 empty] | 7.3.3.17.5 (Remote Grid) Updates to grid topology to minimize risk of ignition in HFTDs Remote GridWLDFRWire-to-wire contactAggregated | WLDFR | HFTD - Distribution - Tier 2 - 4QU CoRE ¦ 1QU LoRE | Non-Red Flag Warning - Small Fires | Wire-to-wire contact | Aggregated | 2033 | 0.0007659 | 772.1066 | 0.59136 | 2033 | Mitigation | 0.95 | 45 | 0 | esc | 0.00097009 | 7.4299e-07 | 0.00097009 | 7.4299e-07
[79 empty] | WLDFR | HFTD - Distribution - Tier 3 - 5QU CoRE ¦ 5QU LoRE | Red Flag Warning - Destructive Fires | 2023 | 4.8543e-11 | 9129.7461 | 233.2301 | 8896.516 | 0 | 0 | 1.329e-07 | 4.4318e-07 | 0 | 4.4318e-07 | 1.0501e-08 | 0 | 0 | 0 | 5.6661e-07 | 0 | 5.6661e-07 | 3.1582e-07 | 0 | 3.1582e-07 | [17 empty] | 7.3.3.17.5 (Remote Grid) Updates to grid topology to minimize risk of ignition in HFTDs Remote GridWLDFRWire-to-wire contactAggregated | WLDFR | HFTD - Distribution - Tier 2 - 4QU CoRE ¦ 1QU LoRE | Non-Red Flag Warning - Small Fires | Wire-to-wire contact | Aggregated | 2034 | 0.0007659 | 772.1066 | 0.59136 | 2034 | Mitigation | 0.95 | 45 | 0 | esc | 0.00097009 | 7.4299e-07 | 0.00097009 | 7.4299e-07
[79 empty] | WLDFR | HFTD - Distribution - Tier 3 - 5QU CoRE ¦ 5QU LoRE | Red Flag Warning - Destructive Fires | 2024 | 4.8543e-11 | 9129.7461 | 233.2301 | 8896.516 | 0 | 0 | 1.329e-07 | 4.4318e-07 | 0 | 4.4318e-07 | 1.0501e-08 | 0 | 0 | 0 | 0 | 0 | 0 | 3.1582e-07 | 0 | 3.1582e-07 | [17 empty] | 7.3.3.17.5 (Remote Grid) Updates to grid topology to minimize risk of ignition in HFTDs Remote GridWLDFRWire-to-wire contactAggregated | WLDFR | HFTD - Distribution - Tier 2 - 4QU CoRE ¦ 1QU LoRE | Non-Red Flag Warning - Small Fires | Wire-to-wire contact | Aggregated | 2035 | 0.0007659 | 772.1066 | 0.59136 | 2035 | Mitigation | 0.95 | 45 | 0 | esc | 0.00097009 | 7.4299e-07 | 0.00097009 | 7.4299e-07
[79 empty] | WLDFR | HFTD - Distribution - Tier 3 - 5QU CoRE ¦ 5QU LoRE | Red Flag Warning - Destructive Fires | 2025 | 4.8543e-11 | 9129.7461 | 233.2301 | 8896.516 | 0 | 0 | 1.329e-07 | 4.4318e-07 | 0 | 4.4318e-07 | 1.0501e-08 | 2.0027e-05 | 0 | 2.0027e-05 | 0 | 0 | 0 | 0 | 0 | 0 | [17 empty] | 7.3.3.17.5 (Remote Grid) Updates to grid topology to minimize risk of ignition in HFTDs Remote GridWLDFRWire-to-wire contactAggregated | WLDFR | HFTD - Distribution - Tier 2 - 4QU CoRE ¦ 1QU LoRE | Non-Red Flag Warning - Small Fires | Wire-to-wire contact | Aggregated | 2036 | 0.0007659 | 772.1066 | 0.59136 | 2036 | Mitigation | 0.95 | 45 | 0 | esc | 0.00097009 | 7.4299e-07 | 0.00097009 | 7.4299e-07
[79 empty] | WLDFR | HFTD - Distribution - Tier 3 - 5QU CoRE ¦ 5QU LoRE | Red Flag Warning - Destructive Fires | 2026 | 4.8543e-11 | 9129.7461 | 233.2301 | 8896.516 | 0 | 0 | 1.329e-07 | 4.4318e-07 | 0 | 4.4318e-07 | 1.0501e-08 | 1.7987e-05 | 0 | 1.7987e-05 | 3.0479e-05 | 0 | 3.0479e-05 | 0 | 0 | 0 | [17 empty] | 7.3.3.17.5 (Remote Grid) Updates to grid topology to minimize risk of ignition in HFTDs Remote GridWLDFRWire-to-wire contactAggregated | WLDFR | HFTD - Distribution - Tier 2 - 4QU CoRE ¦ 1QU LoRE | Non-Red Flag Warning - Small Fires | Wire-to-wire contact | Aggregated | 2037 | 0.0007659 | 772.1066 | 0.59136 | 2037 | Mitigation | 0.95 | 45 | 0 | esc | 0.00097009 | 7.4299e-07 | 0.00097009 | 7.4299e-07
[79 empty] | WLDFR | HFTD - Distribution - Tier 3 - 5QU CoRE ¦ 5QU LoRE | Red Flag Warning - Destructive Fires | 2027 | 4.8543e-11 | 9129.7461 | 233.2301 | 8896.516 | 0 | 0 | 1.329e-07 | 4.4318e-07 | 0 | 4.4318e-07 | 1.0501e-08 | 1.8647e-05 | 0 | 1.8647e-05 | 3.1596e-05 | 0 | 3.1596e-05 | 1.7611e-05 | 0 | 1.7611e-05 | [17 empty] | 7.3.3.17.5 (Remote Grid) Updates to grid topology to minimize risk of ignition in HFTDs Remote GridWLDFRWire-to-wire contactAggregated | WLDFR | HFTD - Distribution - Tier 2 - 4QU CoRE ¦ 1QU LoRE | Non-Red Flag Warning - Small Fires | Wire-to-wire contact | Aggregated | 2038 | 0.0007659 | 772.1066 | 0.59136 | 2038 | Mitigation | 0.95 | 45 | 0 | esc | 0.00097009 | 7.4299e-07 | 0.00097009 | 7.4299e-07
[79 empty] | WLDFR | HFTD - Distribution - Tier 3 - 5QU CoRE ¦ 5QU LoRE | Red Flag Warning - Destructive Fires | 2028 | 4.8543e-11 | 9534.9221 | 247.273 | 9287.6491 | 0 | 0 | 1.329e-07 | 4.6285e-07 | 0 | 4.6285e-07 | 1.0918e-08 | 1.8647e-05 | 0 | 1.8647e-05 | 3.1596e-05 | 0 | 3.1596e-05 | 1.7611e-05 | 0 | 1.7611e-05 | [17 empty] | 7.3.3.17.5 (Remote Grid) Updates to grid topology to minimize risk of ignition in HFTDs Remote GridWLDFRWire-to-wire contactAggregated | WLDFR | HFTD - Distribution - Tier 2 - 4QU CoRE ¦ 1QU LoRE | Non-Red Flag Warning - Small Fires | Wire-to-wire contact | Aggregated | 2039 | 0.0007659 | 772.1066 | 0.59136 | 2039 | Mitigation | 0.95 | 45 | 0 | esc | 0.00097009 | 7.4299e-07 | 0.00097009 | 7.4299e-07
[79 empty] | WLDFR | HFTD - Distribution - Tier 3 - 5QU CoRE ¦ 5QU LoRE | Red Flag Warning - Destructive Fires | 2029 | 4.8543e-11 | 9534.9221 | 247.273 | 9287.6491 | 0 | 0 | 1.329e-07 | 4.6285e-07 | 0 | 4.6285e-07 | 1.0918e-08 | 1.8647e-05 | 0 | 1.8647e-05 | 3.1596e-05 | 0 | 3.1596e-05 | 1.7611e-05 | 0 | 1.7611e-05 | [17 empty] | 7.3.3.17.5 (Remote Grid) Updates to grid topology to minimize risk of ignition in HFTDs Remote GridWLDFRWire-to-wire contactAggregated | WLDFR | HFTD - Distribution - Tier 2 - 4QU CoRE ¦ 1QU LoRE | Non-Red Flag Warning - Small Fires | Wire-to-wire contact | Aggregated | 2040 | 0.0007659 | 772.1066 | 0.59136 | 2040 | Mitigation | 0.95 | 45 | 0 | esc | 0.00097009 | 7.4299e-07 | 0.00097009 | 7.4299e-07
[79 empty] | WLDFR | HFTD - Distribution - Tier 3 - 5QU CoRE ¦ 5QU LoRE | Red Flag Warning - Destructive Fires | 2030 | 4.8543e-11 | 9534.9221 | 247.273 | 9287.6491 | 0 | 0 | 1.329e-07 | 4.6285e-07 | 0 | 4.6285e-07 | 1.0918e-08 | 1.8647e-05 | 0 | 1.8647e-05 | 3.1596e-05 | 0 | 3.1596e-05 | 1.7611e-05 | 0 | 1.7611e-05 | [17 empty] | 7.3.3.17.5 (Remote Grid) Updates to grid topology to minimize risk of ignition in HFTDs Remote GridWLDFRWire-to-wire contactAggregated | WLDFR | HFTD - Distribution - Tier 2 - 4QU CoRE ¦ 1QU LoRE | Non-Red Flag Warning - Small Fires | Wire-to-wire contact | Aggregated | 2041 | 0.0007659 | 772.1066 | 0.59136 | 2041 | Mitigation | 0.95 | 45 | 0 | esc | 0.00097009 | 7.4299e-07 | 0.00097009 | 7.4299e-07
[79 empty] | WLDFR | HFTD - Distribution - Tier 3 - 5QU CoRE ¦ 5QU LoRE | Red Flag Warning - Destructive Fires | 2031 | 4.8543e-11 | 9534.9221 | 247.273 | 9287.6491 | 0 | 0 | 1.329e-07 | 4.6285e-07 | 0 | 4.6285e-07 | 1.0918e-08 | 1.8647e-05 | 0 | 1.8647e-05 | 3.1596e-05 | 0 | 3.1596e-05 | 1.7611e-05 | 0 | 1.7611e-05 | [17 empty] | 7.3.3.17.5 (Remote Grid) Updates to grid topology to minimize risk of ignition in HFTDs Remote GridWLDFRWire-to-wire contactAggregated | WLDFR | HFTD - Distribution - Tier 2 - 4QU CoRE ¦ 1QU LoRE | Non-Red Flag Warning - Small Fires | Wire-to-wire contact | Aggregated | 2042 | 0.0007659 | 772.1066 | 0.59136 | 2042 | Mitigation | 0.95 | 45 | 0 | esc | 0.00097009 | 7.4299e-07 | 0.00097009 | 7.4299e-07
[79 empty] | WLDFR | HFTD - Distribution - Tier 3 - 5QU CoRE ¦ 5QU LoRE | Red Flag Warning - Destructive Fires | 2032 | 4.8543e-11 | 9534.9221 | 247.273 | 9287.6491 | 0 | 0 | 1.329e-07 | 4.6285e-07 | 0 | 4.6285e-07 | 1.0918e-08 | 1.9478e-05 | 0 | 1.9478e-05 | 3.3004e-05 | 0 | 3.3004e-05 | 1.8395e-05 | 0 | 1.8395e-05 | [17 empty] | 7.3.3.17.5 (Remote Grid) Updates to grid topology to minimize risk of ignition in HFTDs Remote GridWLDFRWire-to-wire contactAggregated | WLDFR | HFTD - Distribution - Tier 2 - 4QU CoRE ¦ 1QU LoRE | Non-Red Flag Warning - Small Fires | Wire-to-wire contact | Aggregated | 2043 | 0.0007659 | 772.1066 | 0.59136 | 2043 | Mitigation | 0.95 | 45 | 0 | esc | 0.00097009 | 7.4299e-07 | 0.00097009 | 7.4299e-07
[79 empty] | WLDFR | HFTD - Distribution - Tier 3 - 5QU CoRE ¦ 5QU LoRE | Red Flag Warning - Destructive Fires | 2033 | 4.8543e-11 | 9984.8474 | 263.1074 | 9721.74 | 0 | 0 | 1.329e-07 | 4.8469e-07 | 0 | 4.8469e-07 | 1.1389e-08 | 1.9478e-05 | 0 | 1.9478e-05 | 3.3004e-05 | 0 | 3.3004e-05 | 1.8395e-05 | 0 | 1.8395e-05 | [17 empty] | 7.3.3.17.5 (Remote Grid) Updates to grid topology to minimize risk of ignition in HFTDs Remote GridWLDFRWire-to-wire contactAggregated | WLDFR | HFTD - Distribution - Tier 2 - 4QU CoRE ¦ 1QU LoRE | Non-Red Flag Warning - Small Fires | Wire-to-wire contact | Aggregated | 2044 | 0.0007659 | 772.1066 | 0.59136 | 2044 | Mitigation | 0.95 | 45 | 0 | esc | 0.00097009 | 7.4299e-07 | 0.00097009 | 7.4299e-07
[79 empty] | WLDFR | HFTD - Distribution - Tier 3 - 5QU CoRE ¦ 5QU LoRE | Red Flag Warning - Destructive Fires | 2034 | 4.8543e-11 | 9984.8474 | 263.1074 | 9721.74 | 0 | 0 | 1.329e-07 | 4.8469e-07 | 0 | 4.8469e-07 | 1.1389e-08 | 1.9478e-05 | 0 | 1.9478e-05 | 3.3004e-05 | 0 | 3.3004e-05 | 1.8395e-05 | 0 | 1.8395e-05 | [17 empty] | 7.3.3.17.5 (Remote Grid) Updates to grid topology to minimize risk of ignition in HFTDs Remote GridWLDFRWire-to-wire contactAggregated | WLDFR | HFTD - Distribution - Tier 2 - 4QU CoRE ¦ 1QU LoRE | Non-Red Flag Warning - Small Fires | Wire-to-wire contact | Aggregated | 2045 | 0.0007659 | 772.1066 | 0.59136 | 2045 | Mitigation | 0.95 | 45 | 0 | esc | 0.00097009 | 7.4299e-07 | 0.00097009 | 7.4299e-07
[79 empty] | WLDFR | HFTD - Distribution - Tier 3 - 5QU CoRE ¦ 5QU LoRE | Red Flag Warning - Destructive Fires | 2035 | 4.8543e-11 | 9984.8474 | 263.1074 | 9721.74 | 0 | 0 | 1.329e-07 | 4.8469e-07 | 0 | 4.8469e-07 | 1.1389e-08 | 1.9478e-05 | 0 | 1.9478e-05 | 3.3004e-05 | 0 | 3.3004e-05 | 1.8395e-05 | 0 | 1.8395e-05 | [17 empty] | 7.3.3.17.5 (Remote Grid) Updates to grid topology to minimize risk of ignition in HFTDs Remote GridWLDFRWire-to-wire contactAggregated | WLDFR | HFTD - Distribution - Tier 2 - 4QU CoRE ¦ 1QU LoRE | Non-Red Flag Warning - Small Fires | Wire-to-wire contact | Aggregated | 2046 | 0.0007659 | 772.1066 | 0.59136 | 2046 | Mitigation | 0.95 | 45 | 0 | esc | 0.00097009 | 7.4299e-07 | 0.00097009 | 7.4299e-07
[79 empty] | WLDFR | HFTD - Distribution - Tier 3 - 5QU CoRE ¦ 5QU LoRE | Red Flag Warning - Destructive Fires | 2036 | 4.8543e-11 | 9984.8474 | 263.1074 | 9721.74 | 0 | 0 | 1.329e-07 | 4.8469e-07 | 0 | 4.8469e-07 | 1.1389e-08 | 1.9478e-05 | 0 | 1.9478e-05 | 3.3004e-05 | 0 | 3.3004e-05 | 1.8395e-05 | 0 | 1.8395e-05 | [17 empty] | 7.3.3.17.5 (Remote Grid) Updates to grid topology to minimize risk of ignition in HFTDs Remote GridWLDFRWire-to-wire contactAggregated | WLDFR | HFTD - Distribution - Tier 2 - 4QU CoRE ¦ 1QU LoRE | Non-Red Flag Warning - Small Fires | Wire-to-wire contact | Aggregated | 2047 | 0.0007659 | 772.1066 | 0.59136 | 2047 | Mitigation | 0.95 | 45 | 0 | esc | 0.00097009 | 7.4299e-07 | 0.00097009 | 7.4299e-07
[79 empty] | WLDFR | HFTD - Distribution - Tier 3 - 5QU CoRE ¦ 5QU LoRE | Red Flag Warning - Destructive Fires | 2037 | 4.8543e-11 | 9984.8474 | 263.1074 | 9721.74 | 0 | 0 | 1.329e-07 | 4.8469e-07 | 0 | 4.8469e-07 | 1.1389e-08 | 2.0401e-05 | 0 | 2.0401e-05 | 3.4568e-05 | 0 | 3.4568e-05 | 1.9267e-05 | 0 | 1.9267e-05 | [17 empty] | 7.3.3.17.5 (Remote Grid) Updates to grid topology to minimize risk of ignition in HFTDs Remote GridWLDFRWire-to-wire contactAggregated | WLDFR | HFTD - Distribution - Tier 2 - 4QU CoRE ¦ 1QU LoRE | Non-Red Flag Warning - Small Fires | Wire-to-wire contact | Aggregated | 2048 | 0.0007659 | 772.1066 | 0.59136 | 2048 | Mitigation | 0.95 | 45 | 0 | esc | 0.00097009 | 7.4299e-07 | 0.00097009 | 7.4299e-07
[79 empty] | WLDFR | HFTD - Distribution - Tier 3 - 5QU CoRE ¦ 5QU LoRE | Red Flag Warning - Destructive Fires | 2038 | 4.8543e-11 | 10472.8261 | 280.5544 | 10192.2718 | 0 | 0 | 1.329e-07 | 5.0838e-07 | 0 | 5.0838e-07 | 1.1908e-08 | 2.0401e-05 | 0 | 2.0401e-05 | 3.4568e-05 | 0 | 3.4568e-05 | 1.9267e-05 | 0 | 1.9267e-05 | [17 empty] | 7.3.3.17.5 (Remote Grid) Updates to grid topology to minimize risk of ignition in HFTDs Remote GridWLDFRWire-to-wire contactAggregated | WLDFR | HFTD - Distribution - Tier 2 - 4QU CoRE ¦ 1QU LoRE | Non-Red Flag Warning - Small Fires | Wire-to-wire contact | Aggregated | 2049 | 0.0007659 | 772.1066 | 0.59136 | 2049 | Mitigation | 0.95 | 45 | 0 | esc | 0.00097009 | 7.4299e-07 | 0.00097009 | 7.4299e-07
[79 empty] | WLDFR | HFTD - Distribution - Tier 3 - 5QU CoRE ¦ 5QU LoRE | Red Flag Warning - Destructive Fires | 2039 | 4.8543e-11 | 10472.8261 | 280.5544 | 10192.2718 | 0 | 0 | 1.329e-07 | 5.0838e-07 | 0 | 5.0838e-07 | 1.1908e-08 | 2.0401e-05 | 0 | 2.0401e-05 | 3.4568e-05 | 0 | 3.4568e-05 | 1.9267e-05 | 0 | 1.9267e-05 | [17 empty] | 7.3.3.17.5 (Remote Grid) Updates to grid topology to minimize risk of ignition in HFTDs Remote GridWLDFRWire-to-wire contactAggregated | WLDFR | HFTD - Distribution - Tier 2 - 4QU CoRE ¦ 1QU LoRE | Non-Red Flag Warning - Small Fires | Wire-to-wire contact | Aggregated | 2050 | 0.0007659 | 772.1066 | 0.59136 | 2050 | Mitigation | 0.95 | 45 | 0 | esc | 0.00097009 | 7.4299e-07 | 0.00097009 | 7.4299e-07
[79 empty] | WLDFR | HFTD - Distribution - Tier 3 - 5QU CoRE ¦ 5QU LoRE | Red Flag Warning - Destructive Fires | 2040 | 4.8543e-11 | 10472.8261 | 280.5544 | 10192.2718 | 0 | 0 | 1.329e-07 | 5.0838e-07 | 0 | 5.0838e-07 | 1.1908e-08 | 2.0401e-05 | 0 | 2.0401e-05 | 3.4568e-05 | 0 | 3.4568e-05 | 1.9267e-05 | 0 | 1.9267e-05 | [17 empty] | 7.3.3.17.5 (Remote Grid) Updates to grid topology to minimize risk of ignition in HFTDs Remote GridWLDFRWire-to-wire contactAggregated | WLDFR | HFTD - Distribution - Tier 2 - 4QU CoRE ¦ 1QU LoRE | Non-Red Flag Warning - Small Fires | Wire-to-wire contact | Aggregated | 2051 | 0.0007659 | 772.1066 | 0.59136 | 2051 | Mitigation | 0.95 | 45 | 0 | esc | 0.00097009 | 7.4299e-07 | 0.00097009 | 7.4299e-07
[79 empty] | WLDFR | HFTD - Distribution - Tier 3 - 5QU CoRE ¦ 5QU LoRE | Red Flag Warning - Destructive Fires | 2041 | 4.8543e-11 | 10472.8261 | 280.5544 | 10192.2718 | 0 | 0 | 1.329e-07 | 5.0838e-07 | 0 | 5.0838e-07 | 1.1908e-08 | 2.0401e-05 | 0 | 2.0401e-05 | 3.4568e-05 | 0 | 3.4568e-05 | 1.9267e-05 | 0 | 1.9267e-05 | [17 empty] | 7.3.3.17.5 (Remote Grid) Updates to grid topology to minimize risk of ignition in HFTDs Remote GridWLDFRWire-to-wire contactAggregated | WLDFR | HFTD - Distribution - Tier 2 - 4QU CoRE ¦ 1QU LoRE | Non-Red Flag Warning - Small Fires | Wire-to-wire contact | Aggregated | 2052 | 0.0007659 | 772.1066 | 0.59136 | 2052 | Mitigation | 0.95 | 45 | 0 | esc | 0.00097009 | 7.4299e-07 | 0.00097009 | 7.4299e-07
[79 empty] | WLDFR | HFTD - Distribution - Tier 3 - 5QU CoRE ¦ 5QU LoRE | Red Flag Warning - Destructive Fires | 2042 | 4.8543e-11 | 10472.8261 | 280.5544 | 10192.2718 | 0 | 0 | 1.329e-07 | 5.0838e-07 | 0 | 5.0838e-07 | 1.1908e-08 | 2.1403e-05 | 0 | 2.1403e-05 | 3.6266e-05 | 0 | 3.6266e-05 | 2.0214e-05 | 0 | 2.0214e-05 | [17 empty] | 7.3.3.17.5 (Remote Grid) Updates to grid topology to minimize risk of ignition in HFTDs Remote GridWLDFRWire-to-wire contactAggregated | WLDFR | HFTD - Distribution - Tier 2 - 4QU CoRE ¦ 1QU LoRE | Non-Red Flag Warning - Small Fires | Wire-to-wire contact | Aggregated | 2053 | 0.0007659 | 772.1066 | 0.59136 | 2053 | Mitigation | 0.95 | 45 | 0 | esc | 0.00097009 | 7.4299e-07 | 0.00097009 | 7.4299e-07
[79 empty] | WLDFR | HFTD - Distribution - Tier 3 - 5QU CoRE ¦ 5QU LoRE | Red Flag Warning - Destructive Fires | 2043 | 4.8543e-11 | 10992.1562 | 299.42 | 10692.7362 | 0 | 0 | 1.329e-07 | 5.3359e-07 | 0 | 5.3359e-07 | 1.247e-08 | 2.1403e-05 | 0 | 2.1403e-05 | 3.6266e-05 | 0 | 3.6266e-05 | 2.0214e-05 | 0 | 2.0214e-05 | [17 empty] | 7.3.3.17.5 (Remote Grid) Updates to grid topology to minimize risk of ignition in HFTDs Remote GridWLDFRWire-to-wire contactAggregated | WLDFR | HFTD - Distribution - Tier 2 - 4QU CoRE ¦ 1QU LoRE | Non-Red Flag Warning - Small Fires | Wire-to-wire contact | Aggregated | 2054 | 0.0007659 | 772.1066 | 0.59136 | 2054 | Mitigation | 0.95 | 45 | 0 | esc | 0.00097009 | 7.4299e-07 | 0.00097009 | 7.4299e-07
[79 empty] | WLDFR | HFTD - Distribution - Tier 3 - 5QU CoRE ¦ 5QU LoRE | Red Flag Warning - Destructive Fires | 2044 | 4.8543e-11 | 10992.1562 | 299.42 | 10692.7362 | 0 | 0 | 1.329e-07 | 5.3359e-07 | 0 | 5.3359e-07 | 1.247e-08 | 2.1403e-05 | 0 | 2.1403e-05 | 3.6266e-05 | 0 | 3.6266e-05 | 2.0214e-05 | 0 | 2.0214e-05 | [17 empty] | 7.3.3.17.5 (Remote Grid) Updates to grid topology to minimize risk of ignition in HFTDs Remote GridWLDFRWire-to-wire contactAggregated | WLDFR | HFTD - Distribution - Tier 2 - 4QU CoRE ¦ 1QU LoRE | Non-Red Flag Warning - Small Fires | Wire-to-wire contact | Aggregated | 2055 | 0.0007659 | 772.1066 | 0.59136 | 2055 | Mitigation | 0.95 | 45 | 0 | esc | 0.00097009 | 7.4299e-07 | 0.00097009 | 7.4299e-07
[79 empty] | WLDFR | HFTD - Distribution - Tier 3 - 5QU CoRE ¦ 5QU LoRE | Red Flag Warning - Destructive Fires | 2045 | 4.8543e-11 | 10992.1562 | 299.42 | 10692.7362 | 0 | 0 | 1.329e-07 | 5.3359e-07 | 0 | 5.3359e-07 | 1.247e-08 | 2.1403e-05 | 0 | 2.1403e-05 | 3.6266e-05 | 0 | 3.6266e-05 | 2.0214e-05 | 0 | 2.0214e-05 | [17 empty] | 7.3.3.17.5 (Remote Grid) Updates to grid topology to minimize risk of ignition in HFTDs Remote GridWLDFRWire-to-wire contactAggregated | WLDFR | HFTD - Distribution - Tier 2 - 4QU CoRE ¦ 1QU LoRE | Non-Red Flag Warning - Small Fires | Wire-to-wire contact | Aggregated | 2056 | 0.0007659 | 772.1066 | 0.59136 | 2056 | Mitigation | 0.95 | 45 | 0 | esc | 0.00097009 | 7.4299e-07 | 0.00097009 | 7.4299e-07
[79 empty] | WLDFR | HFTD - Distribution - Tier 3 - 5QU CoRE ¦ 5QU LoRE | Red Flag Warning - Destructive Fires | 2046 | 4.8543e-11 | 10992.1562 | 299.42 | 10692.7362 | 0 | 0 | 1.329e-07 | 5.3359e-07 | 0 | 5.3359e-07 | 1.247e-08 | 2.1403e-05 | 0 | 2.1403e-05 | 3.6266e-05 | 0 | 3.6266e-05 | 2.0214e-05 | 0 | 2.0214e-05 | [17 empty] | 7.3.3.17.5 (Remote Grid) Updates to grid topology to minimize risk of ignition in HFTDs Remote GridWLDFRWire-to-wire contactAggregated | WLDFR | HFTD - Distribution - Tier 2 - 4QU CoRE ¦ 1QU LoRE | Non-Red Flag Warning - Small Fires | Wire-to-wire contact | Aggregated | 2057 | 0.0007659 | 772.1066 | 0.59136 | 2057 | Mitigation | 0.95 | 45 | 0 | esc | 0.00097009 | 7.4299e-07 | 0.00097009 | 7.4299e-07
[79 empty] | WLDFR | HFTD - Distribution - Tier 3 - 5QU CoRE ¦ 5QU LoRE | Red Flag Warning - Destructive Fires | 2047 | 4.8543e-11 | 10992.1562 | 299.42 | 10692.7362 | 0 | 0 | 1.329e-07 | 5.3359e-07 | 0 | 5.3359e-07 | 1.247e-08 | 2.2471e-05 | 0 | 2.2471e-05 | 3.8076e-05 | 0 | 3.8076e-05 | 2.1222e-05 | 0 | 2.1222e-05 | [17 empty] | 7.3.3.17.5 (Remote Grid) Updates to grid topology to minimize risk of ignition in HFTDs Remote GridWLDFRWire-to-wire contactAggregated | WLDFR | HFTD - Distribution - Tier 2 - 4QU CoRE ¦ 1QU LoRE | Non-Red Flag Warning - Small Fires | Wire-to-wire contact | Aggregated | 2058 | 0.0007659 | 772.1066 | 0.59136 | 2058 | Mitigation | 0.95 | 45 | 0 | esc | 0.00097009 | 7.4299e-07 | 0.00097009 | 7.4299e-07
[79 empty] | WLDFR | HFTD - Distribution - Tier 3 - 5QU CoRE ¦ 5QU LoRE | Red Flag Warning - Destructive Fires | 2048 | 4.8543e-11 | 11536.0538 | 319.4911 | 11216.5626 | 0 | 0 | 1.329e-07 | 5.5999e-07 | 0 | 5.5999e-07 | 1.3069e-08 | 2.2471e-05 | 0 | 2.2471e-05 | 3.8076e-05 | 0 | 3.8076e-05 | 2.1222e-05 | 0 | 2.1222e-05 | [17 empty] | 7.3.3.17.5 (Remote Grid) Updates to grid topology to minimize risk of ignition in HFTDs Remote GridWLDFRWire-to-wire contactAggregated | WLDFR | HFTD - Distribution - Tier 2 - 4QU CoRE ¦ 1QU LoRE | Non-Red Flag Warning - Small Fires | Wire-to-wire contact | Aggregated | 2059 | 0.0007659 | 772.1066 | 0.59136 | 2059 | Mitigation | 0.95 | 45 | 0 | esc | 0.00097009 | 7.4299e-07 | 0.00097009 | 7.4299e-07
[79 empty] | WLDFR | HFTD - Distribution - Tier 3 - 5QU CoRE ¦ 5QU LoRE | Red Flag Warning - Destructive Fires | 2049 | 4.8543e-11 | 11536.0538 | 319.4911 | 11216.5626 | 0 | 0 | 1.329e-07 | 5.5999e-07 | 0 | 5.5999e-07 | 1.3069e-08 | 2.2471e-05 | 0 | 2.2471e-05 | 3.8076e-05 | 0 | 3.8076e-05 | 2.1222e-05 | 0 | 2.1222e-05 | [17 empty] | 7.3.3.17.5 (Remote Grid) Updates to grid topology to minimize risk of ignition in HFTDs Remote GridWLDFRWire-to-wire contactAggregated | WLDFR | HFTD - Distribution - Tier 2 - 4QU CoRE ¦ 1QU LoRE | Non-Red Flag Warning - Small Fires | Wire-to-wire contact | Aggregated | 2060 | 0.0007659 | 772.1066 | 0.59136 | 2060 | Mitigation | 0.95 | 45 | 0 | esc | 0.00097009 | 7.4299e-07 | 0.00097009 | 7.4299e-07
[79 empty] | WLDFR | HFTD - Distribution - Tier 3 - 5QU CoRE ¦ 5QU LoRE | Red Flag Warning - Destructive Fires | 2050 | 4.8543e-11 | 11536.0538 | 319.4911 | 11216.5626 | 0 | 0 | 1.329e-07 | 5.5999e-07 | 0 | 5.5999e-07 | 1.3069e-08 | 2.2471e-05 | 0 | 2.2471e-05 | 3.8076e-05 | 0 | 3.8076e-05 | 2.1222e-05 | 0 | 2.1222e-05 | [17 empty] | 7.3.3.17.5 (Remote Grid) Updates to grid topology to minimize risk of ignition in HFTDs Remote GridWLDFRWire-to-wire contactAggregated | WLDFR | HFTD - Distribution - Tier 2 - 4QU CoRE ¦ 1QU LoRE | Non-Red Flag Warning - Small Fires | Wire-to-wire contact | Aggregated | 2061 | 0.0007659 | 772.1066 | 0.59136 | 2061 | Mitigation | 0.95 | 45 | 0 | esc | 0.00097009 | 7.4299e-07 | 0.00097009 | 7.4299e-07
[79 empty] | WLDFR | HFTD - Distribution - Tier 3 - 5QU CoRE ¦ 5QU LoRE | Red Flag Warning - Destructive Fires | 2051 | 4.8543e-11 | 11536.0538 | 319.4911 | 11216.5626 | 0 | 0 | 1.329e-07 | 5.5999e-07 | 0 | 5.5999e-07 | 1.3069e-08 | 2.2471e-05 | 0 | 2.2471e-05 | 3.8076e-05 | 0 | 3.8076e-05 | 2.1222e-05 | 0 | 2.1222e-05 | [17 empty] | 7.3.3.17.5 (Remote Grid) Updates to grid topology to minimize risk of ignition in HFTDs Remote GridWLDFRWire-to-wire contactAggregated | WLDFR | HFTD - Distribution - Tier 2 - 4QU CoRE ¦ 1QU LoRE | Non-Red Flag Warning - Small Fires | Wire-to-wire contact | Aggregated | 2062 | 0.0007659 | 772.1066 | 0.59136 | 2062 | Mitigation | 0.95 | 45 | 0 | esc | 0.00097009 | 7.4299e-07 | 0.00097009 | 7.4299e-07
[79 empty] | WLDFR | HFTD - Distribution - Tier 3 - 5QU CoRE ¦ 5QU LoRE | Red Flag Warning - Destructive Fires | 2052 | 4.8543e-11 | 11536.0538 | 319.4911 | 11216.5626 | 0 | 0 | 1.329e-07 | 5.5999e-07 | 0 | 5.5999e-07 | 1.3069e-08 | 2.359e-05 | 0 | 2.359e-05 | 3.9972e-05 | 0 | 3.9972e-05 | 2.228e-05 | 0 | 2.228e-05 | [17 empty] | 7.3.3.17.5 (Remote Grid) Updates to grid topology to minimize risk of ignition in HFTDs Remote GridWLDFRWire-to-wire contactAggregated | WLDFR | HFTD - Distribution - Tier 2 - 4QU CoRE ¦ 1QU LoRE | Non-Red Flag Warning - Small Fires | Wire-to-wire contact | Aggregated | 2063 | 0.0007659 | 772.1066 | 0.59136 | 2063 | Mitigation | 0.95 | 45 | 0 | esc | 0.00097009 | 7.4299e-07 | 0.00097009 | 7.4299e-07
[79 empty] | WLDFR | HFTD - Distribution - Tier 3 - 5QU CoRE ¦ 5QU LoRE | Red Flag Warning - Destructive Fires | 2053 | 4.8543e-11 | 12097.6769 | 340.5356 | 11757.1413 | 0 | 0 | 1.329e-07 | 5.8725e-07 | 0 | 5.8725e-07 | 1.3699e-08 | 2.359e-05 | 0 | 2.359e-05 | 3.9972e-05 | 0 | 3.9972e-05 | 2.228e-05 | 0 | 2.228e-05 | [17 empty] | 7.3.3.17.5 (Remote Grid) Updates to grid topology to minimize risk of ignition in HFTDs Remote GridWLDFRWire-to-wire contactAggregated | WLDFR | HFTD - Distribution - Tier 2 - 4QU CoRE ¦ 1QU LoRE | Non-Red Flag Warning - Small Fires | Wire-to-wire contact | Aggregated | 2064 | 0.0007659 | 772.1066 | 0.59136 | 2064 | Mitigation | 0.95 | 45 | 0 | esc | 0.00097009 | 7.4299e-07 | 0.00097009 | 7.4299e-07
[79 empty] | WLDFR | HFTD - Distribution - Tier 3 - 5QU CoRE ¦ 5QU LoRE | Red Flag Warning - Destructive Fires | 2054 | 4.8543e-11 | 12097.6769 | 340.5356 | 11757.1413 | 0 | 0 | 1.329e-07 | 5.8725e-07 | 0 | 5.8725e-07 | 1.3699e-08 | 2.359e-05 | 0 | 2.359e-05 | 3.9972e-05 | 0 | 3.9972e-05 | 2.228e-05 | 0 | 2.228e-05 | [17 empty] | 7.3.3.17.5 (Remote Grid) Updates to grid topology to minimize risk of ignition in HFTDs Remote GridWLDFRWire-to-wire contactAggregated | WLDFR | HFTD - Distribution - Tier 2 - 4QU CoRE ¦ 1QU LoRE | Non-Red Flag Warning - Small Fires | Wire-to-wire contact | Aggregated | 2065 | 0.0007659 | 772.1066 | 0.59136 | 2065 | Mitigation | 0.95 | 45 | 0 | esc | 0.00097009 | 7.4299e-07 | 0.00097009 | 7.4299e-07
[79 empty] | WLDFR | HFTD - Distribution - Tier 3 - 5QU CoRE ¦ 5QU LoRE | Red Flag Warning - Destructive Fires | 2055 | 4.8543e-11 | 12097.6769 | 340.5356 | 11757.1413 | 0 | 0 | 1.329e-07 | 5.8725e-07 | 0 | 5.8725e-07 | 1.3699e-08 | 2.359e-05 | 0 | 2.359e-05 | 3.9972e-05 | 0 | 3.9972e-05 | 2.228e-05 | 0 | 2.228e-05 | [17 empty] | 7.3.3.17.5 (Remote Grid) Updates to grid topology to minimize risk of ignition in HFTDs Remote GridWLDFRWire-to-wire contactAggregated | WLDFR | HFTD - Distribution - Tier 2 - 4QU CoRE ¦ 1QU LoRE | Non-Red Flag Warning - Small Fires | Wire-to-wire contact | Aggregated | 2066 | 0.0007659 | 772.1066 | 0.59136 | 2066 | Mitigation | 0.95 | 45 | 0 | esc | 0.00097009 | 7.4299e-07 | 0.00097009 | 7.4299e-07
[79 empty] | WLDFR | HFTD - Distribution - Tier 3 - 5QU CoRE ¦ 5QU LoRE | Red Flag Warning - Destructive Fires | 2056 | 4.8543e-11 | 12097.6769 | 340.5356 | 11757.1413 | 0 | 0 | 1.329e-07 | 5.8725e-07 | 0 | 5.8725e-07 | 1.3699e-08 | 2.359e-05 | 0 | 2.359e-05 | 3.9972e-05 | 0 | 3.9972e-05 | 2.228e-05 | 0 | 2.228e-05 | [17 empty] | 7.3.3.17.5 (Remote Grid) Updates to grid topology to minimize risk of ignition in HFTDs Remote GridWLDFRWire-to-wire contactAggregated | WLDFR | HFTD - Distribution - Tier 2 - 4QU CoRE ¦ 1QU LoRE | Non-Red Flag Warning - Small Fires | Wire-to-wire contact | Aggregated | 2067 | 0.0007659 | 772.1066 | 0.59136 | 2067 | Mitigation | 0.95 | 45 | 0 | esc | 0 | 0 | 0.00097009 | 7.4299e-07
[79 empty] | WLDFR | HFTD - Distribution - Tier 3 - 5QU CoRE ¦ 5QU LoRE | Red Flag Warning - Destructive Fires | 2057 | 4.8543e-11 | 12097.6769 | 340.5356 | 11757.1413 | 0 | 0 | 1.329e-07 | 5.8725e-07 | 0 | 5.8725e-07 | 1.3699e-08 | 2.4747e-05 | 0 | 2.4747e-05 | 4.1932e-05 | 0 | 4.1932e-05 | 2.3372e-05 | 0 | 2.3372e-05 | [17 empty] | 7.3.3.17.5 (Remote Grid) Updates to grid topology to minimize risk of ignition in HFTDs Remote GridWLDFREquipment / facility failureAggregated | WLDFR | HFTD - Distribution - Tier 2 - 4QU CoRE ¦ 1QU LoRE | Red Flag Warning - Catastrophic Fires | Equipment / facility failure | Aggregated | 2022 | 5.418e-06 | 772.1066 | 0.0041832 | 2022 | Mitigation | 0.95 | 45 | 0 | esc | 0.00097009 | 5.2559e-09 | 0 | 0
[79 empty] | WLDFR | HFTD - Distribution - Tier 3 - 5QU CoRE ¦ 5QU LoRE | Red Flag Warning - Destructive Fires | 2058 | 4.8543e-11 | 12670.1796 | 362.3049 | 12307.8747 | 0 | 0 | 1.329e-07 | 6.1505e-07 | 0 | 6.1505e-07 | 1.4353e-08 | 2.4747e-05 | 0 | 2.4747e-05 | 4.1932e-05 | 0 | 4.1932e-05 | 2.3372e-05 | 0 | 2.3372e-05 | [17 empty] | 7.3.3.17.5 (Remote Grid) Updates to grid topology to minimize risk of ignition in HFTDs Remote GridWLDFREquipment / facility failureAggregated | WLDFR | HFTD - Distribution - Tier 2 - 4QU CoRE ¦ 1QU LoRE | Red Flag Warning - Catastrophic Fires | Equipment / facility failure | Aggregated | 2023 | 5.418e-06 | 772.1066 | 0.0041832 | 2023 | Mitigation | 0.95 | 45 | 0 | esc | 0.00097009 | 5.2559e-09 | 0.00097009 | 5.2559e-09
[79 empty] | WLDFR | HFTD - Distribution - Tier 3 - 5QU CoRE ¦ 5QU LoRE | Red Flag Warning - Destructive Fires | 2059 | 4.8543e-11 | 12670.1796 | 362.3049 | 12307.8747 | 0 | 0 | 1.329e-07 | 6.1505e-07 | 0 | 6.1505e-07 | 1.4353e-08 | 2.4747e-05 | 0 | 2.4747e-05 | 4.1932e-05 | 0 | 4.1932e-05 | 2.3372e-05 | 0 | 2.3372e-05 | [17 empty] | 7.3.3.17.5 (Remote Grid) Updates to grid topology to minimize risk of ignition in HFTDs Remote GridWLDFREquipment / facility failureAggregated | WLDFR | HFTD - Distribution - Tier 2 - 4QU CoRE ¦ 1QU LoRE | Red Flag Warning - Catastrophic Fires | Equipment / facility failure | Aggregated | 2024 | 5.418e-06 | 772.1066 | 0.0041832 | 2024 | Mitigation | 0.95 | 45 | 0 | esc | 0.00097009 | 5.2559e-09 | 0.00097009 | 5.2559e-09
[79 empty] | WLDFR | HFTD - Distribution - Tier 3 - 5QU CoRE ¦ 5QU LoRE | Red Flag Warning - Destructive Fires | 2060 | 4.8543e-11 | 12670.1796 | 362.3049 | 12307.8747 | 0 | 0 | 1.329e-07 | 6.1505e-07 | 0 | 6.1505e-07 | 1.4353e-08 | 2.4747e-05 | 0 | 2.4747e-05 | 4.1932e-05 | 0 | 4.1932e-05 | 2.3372e-05 | 0 | 2.3372e-05 | [17 empty] | 7.3.3.17.5 (Remote Grid) Updates to grid topology to minimize risk of ignition in HFTDs Remote GridWLDFREquipment / facility failureAggregated | WLDFR | HFTD - Distribution - Tier 2 - 4QU CoRE ¦ 1QU LoRE | Red Flag Warning - Catastrophic Fires | Equipment / facility failure | Aggregated | 2025 | 5.418e-06 | 772.1066 | 0.0041832 | 2025 | Mitigation | 0.95 | 45 | 0 | esc | 0.00097009 | 5.2559e-09 | 0.00097009 | 5.2559e-09
[79 empty] | WLDFR | HFTD - Distribution - Tier 3 - 5QU CoRE ¦ 5QU LoRE | Red Flag Warning - Destructive Fires | 2061 | 4.8543e-11 | 12670.1796 | 362.3049 | 12307.8747 | 0 | 0 | 1.329e-07 | 6.1505e-07 | 0 | 6.1505e-07 | 1.4353e-08 | 2.4747e-05 | 0 | 2.4747e-05 | 4.1932e-05 | 0 | 4.1932e-05 | 2.3372e-05 | 0 | 2.3372e-05 | [17 empty] | 7.3.3.17.5 (Remote Grid) Updates to grid topology to minimize risk of ignition in HFTDs Remote GridWLDFREquipment / facility failureAggregated | WLDFR | HFTD - Distribution - Tier 2 - 4QU CoRE ¦ 1QU LoRE | Red Flag Warning - Catastrophic Fires | Equipment / facility failure | Aggregated | 2026 | 5.418e-06 | 772.1066 | 0.0041832 | 2026 | Mitigation | 0.95 | 45 | 0 | esc | 0.00097009 | 5.2559e-09 | 0.00097009 | 5.2559e-09
[79 empty] | WLDFR | HFTD - Distribution - Tier 3 - 5QU CoRE ¦ 5QU LoRE | Red Flag Warning - Destructive Fires | 2062 | 4.8543e-11 | 12670.1796 | 362.3049 | 12307.8747 | 0 | 0 | 1.329e-07 | 6.1505e-07 | 0 | 6.1505e-07 | 1.4353e-08 | 2.5927e-05 | 0 | 2.5927e-05 | 4.3932e-05 | 0 | 4.3932e-05 | 2.4487e-05 | 0 | 2.4487e-05 | [17 empty] | 7.3.3.17.5 (Remote Grid) Updates to grid topology to minimize risk of ignition in HFTDs Remote GridWLDFREquipment / facility failureAggregated | WLDFR | HFTD - Distribution - Tier 2 - 4QU CoRE ¦ 1QU LoRE | Red Flag Warning - Catastrophic Fires | Equipment / facility failure | Aggregated | 2027 | 5.418e-06 | 772.1066 | 0.0041832 | 2027 | Mitigation | 0.95 | 45 | 0 | esc | 0.00097009 | 5.2559e-09 | 0.00097009 | 5.2559e-09
[79 empty] | WLDFR | HFTD - Distribution - Tier 3 - 5QU CoRE ¦ 5QU LoRE | Red Flag Warning - Destructive Fires | 2063 | 4.8543e-11 | 13246.6313 | 384.5316 | 12862.0997 | 0 | 0 | 1.329e-07 | 6.4303e-07 | 0 | 6.4303e-07 | 1.5023e-08 | 2.5927e-05 | 0 | 2.5927e-05 | 4.3932e-05 | 0 | 4.3932e-05 | 2.4487e-05 | 0 | 2.4487e-05 | [17 empty] | 7.3.3.17.5 (Remote Grid) Updates to grid topology to minimize risk of ignition in HFTDs Remote GridWLDFREquipment / facility failureAggregated | WLDFR | HFTD - Distribution - Tier 2 - 4QU CoRE ¦ 1QU LoRE | Red Flag Warning - Catastrophic Fires | Equipment / facility failure | Aggregated | 2028 | 5.418e-06 | 772.1066 | 0.0041832 | 2028 | Mitigation | 0.95 | 45 | 0 | esc | 0.00097009 | 5.2559e-09 | 0.00097009 | 5.2559e-09
[79 empty] | WLDFR | HFTD - Distribution - Tier 3 - 5QU CoRE ¦ 5QU LoRE | Red Flag Warning - Destructive Fires | 2064 | 4.8543e-11 | 13246.6313 | 384.5316 | 12862.0997 | 0 | 0 | 1.329e-07 | 6.4303e-07 | 0 | 6.4303e-07 | 1.5023e-08 | 2.5927e-05 | 0 | 2.5927e-05 | 4.3932e-05 | 0 | 4.3932e-05 | 2.4487e-05 | 0 | 2.4487e-05 | [17 empty] | 7.3.3.17.5 (Remote Grid) Updates to grid topology to minimize risk of ignition in HFTDs Remote GridWLDFREquipment / facility failureAggregated | WLDFR | HFTD - Distribution - Tier 2 - 4QU CoRE ¦ 1QU LoRE | Red Flag Warning - Catastrophic Fires | Equipment / facility failure | Aggregated | 2029 | 5.418e-06 | 772.1066 | 0.0041832 | 2029 | Mitigation | 0.95 | 45 | 0 | esc | 0.00097009 | 5.2559e-09 | 0.00097009 | 5.2559e-09
[79 empty] | WLDFR | HFTD - Distribution - Tier 3 - 5QU CoRE ¦ 5QU LoRE | Red Flag Warning - Destructive Fires | 2065 | 4.8543e-11 | 13246.6313 | 384.5316 | 12862.0997 | 0 | 0 | 1.329e-07 | 6.4303e-07 | 0 | 6.4303e-07 | 1.5023e-08 | 2.5927e-05 | 0 | 2.5927e-05 | 4.3932e-05 | 0 | 4.3932e-05 | 2.4487e-05 | 0 | 2.4487e-05 | [17 empty] | 7.3.3.17.5 (Remote Grid) Updates to grid topology to minimize risk of ignition in HFTDs Remote GridWLDFREquipment / facility failureAggregated | WLDFR | HFTD - Distribution - Tier 2 - 4QU CoRE ¦ 1QU LoRE | Red Flag Warning - Catastrophic Fires | Equipment / facility failure | Aggregated | 2030 | 5.418e-06 | 772.1066 | 0.0041832 | 2030 | Mitigation | 0.95 | 45 | 0 | esc | 0.00097009 | 5.2559e-09 | 0.00097009 | 5.2559e-09
[79 empty] | WLDFR | HFTD - Distribution - Tier 3 - 5QU CoRE ¦ 5QU LoRE | Red Flag Warning - Destructive Fires | 2066 | 4.8543e-11 | 13246.6313 | 384.5316 | 12862.0997 | 0 | 0 | 1.329e-07 | 6.4303e-07 | 0 | 6.4303e-07 | 1.5023e-08 | 2.5927e-05 | 0 | 2.5927e-05 | 4.3932e-05 | 0 | 4.3932e-05 | 2.4487e-05 | 0 | 2.4487e-05 | [17 empty] | 7.3.3.17.5 (Remote Grid) Updates to grid topology to minimize risk of ignition in HFTDs Remote GridWLDFREquipment / facility failureAggregated | WLDFR | HFTD - Distribution - Tier 2 - 4QU CoRE ¦ 1QU LoRE | Red Flag Warning - Catastrophic Fires | Equipment / facility failure | Aggregated | 2031 | 5.418e-06 | 772.1066 | 0.0041832 | 2031 | Mitigation | 0.95 | 45 | 0 | esc | 0.00097009 | 5.2559e-09 | 0.00097009 | 5.2559e-09
[79 empty] | WLDFR | HFTD - Distribution - Tier 3 - 5QU CoRE ¦ 5QU LoRE | Red Flag Warning - Large Fires | 2022 | 4.2881e-09 | 5.2406 | 0.69642 | 2.942 | 1.6022 | 0 | 1.174e-05 | 2.2472e-08 | 0 | 2.2472e-08 | 4.8211e-09 | 2.7117e-05 | 0 | 2.7117e-05 | 4.5948e-05 | 0 | 4.5948e-05 | 2.561e-05 | 0 | 2.561e-05 | [17 empty] | 7.3.3.17.5 (Remote Grid) Updates to grid topology to minimize risk of ignition in HFTDs Remote GridWLDFREquipment / facility failureAggregated | WLDFR | HFTD - Distribution - Tier 2 - 4QU CoRE ¦ 1QU LoRE | Red Flag Warning - Catastrophic Fires | Equipment / facility failure | Aggregated | 2032 | 5.418e-06 | 772.1066 | 0.0041832 | 2032 | Mitigation | 0.95 | 45 | 0 | esc | 0.00097009 | 5.2559e-09 | 0.00097009 | 5.2559e-09
[79 empty] | WLDFR | HFTD - Distribution - Tier 3 - 5QU CoRE ¦ 5QU LoRE | Red Flag Warning - Large Fires | 2023 | 4.2881e-09 | 5.475 | 0.71896 | 3.0715 | 1.6846 | 0 | 1.174e-05 | 2.3477e-08 | 0 | 2.3477e-08 | 4.9931e-09 | 2.7117e-05 | 0 | 2.7117e-05 | 4.5948e-05 | 0 | 4.5948e-05 | 2.561e-05 | 0 | 2.561e-05 | [17 empty] | 7.3.3.17.5 (Remote Grid) Updates to grid topology to minimize risk of ignition in HFTDs Remote GridWLDFREquipment / facility failureAggregated | WLDFR | HFTD - Distribution - Tier 2 - 4QU CoRE ¦ 1QU LoRE | Red Flag Warning - Catastrophic Fires | Equipment / facility failure | Aggregated | 2033 | 5.418e-06 | 772.1066 | 0.0041832 | 2033 | Mitigation | 0.95 | 45 | 0 | esc | 0.00097009 | 5.2559e-09 | 0.00097009 | 5.2559e-09
[79 empty] | WLDFR | HFTD - Distribution - Tier 3 - 5QU CoRE ¦ 5QU LoRE | Red Flag Warning - Large Fires | 2024 | 4.2881e-09 | 5.475 | 0.71896 | 3.0715 | 1.6846 | 0 | 1.174e-05 | 2.3477e-08 | 0 | 2.3477e-08 | 4.9931e-09 | 2.7117e-05 | 0 | 2.7117e-05 | 4.5948e-05 | 0 | 4.5948e-05 | 2.561e-05 | 0 | 2.561e-05 | [17 empty] | 7.3.3.17.5 (Remote Grid) Updates to grid topology to minimize risk of ignition in HFTDs Remote GridWLDFREquipment / facility failureAggregated | WLDFR | HFTD - Distribution - Tier 2 - 4QU CoRE ¦ 1QU LoRE | Red Flag Warning - Catastrophic Fires | Equipment / facility failure | Aggregated | 2034 | 5.418e-06 | 772.1066 | 0.0041832 | 2034 | Mitigation | 0.95 | 45 | 0 | esc | 0.00097009 | 5.2559e-09 | 0.00097009 | 5.2559e-09
[79 empty] | WLDFR | HFTD - Distribution - Tier 3 - 5QU CoRE ¦ 5QU LoRE | Red Flag Warning - Large Fires | 2025 | 4.2881e-09 | 5.475 | 0.71896 | 3.0715 | 1.6846 | 0 | 1.174e-05 | 2.3477e-08 | 0 | 2.3477e-08 | 4.9931e-09 | 0 | 0 | 0 | 4.5948e-05 | 0 | 4.5948e-05 | 2.561e-05 | 0 | 2.561e-05 | [17 empty] | 7.3.3.17.5 (Remote Grid) Updates to grid topology to minimize risk of ignition in HFTDs Remote GridWLDFREquipment / facility failureAggregated | WLDFR | HFTD - Distribution - Tier 2 - 4QU CoRE ¦ 1QU LoRE | Red Flag Warning - Catastrophic Fires | Equipment / facility failure | Aggregated | 2035 | 5.418e-06 | 772.1066 | 0.0041832 | 2035 | Mitigation | 0.95 | 45 | 0 | esc | 0.00097009 | 5.2559e-09 | 0.00097009 | 5.2559e-09
[79 empty] | WLDFR | HFTD - Distribution - Tier 3 - 5QU CoRE ¦ 5QU LoRE | Red Flag Warning - Large Fires | 2026 | 4.2881e-09 | 5.475 | 0.71896 | 3.0715 | 1.6846 | 0 | 1.174e-05 | 2.3477e-08 | 0 | 2.3477e-08 | 4.9931e-09 | 0 | 0 | 0 | 0 | 0 | 0 | 2.561e-05 | 0 | 2.561e-05 | [17 empty] | 7.3.3.17.5 (Remote Grid) Updates to grid topology to minimize risk of ignition in HFTDs Remote GridWLDFREquipment / facility failureAggregated | WLDFR | HFTD - Distribution - Tier 2 - 4QU CoRE ¦ 1QU LoRE | Red Flag Warning - Catastrophic Fires | Equipment / facility failure | Aggregated | 2036 | 5.418e-06 | 772.1066 | 0.0041832 | 2036 | Mitigation | 0.95 | 45 | 0 | esc | 0.00097009 | 5.2559e-09 | 0.00097009 | 5.2559e-09
[79 empty] | WLDFR | HFTD - Distribution - Tier 3 - 5QU CoRE ¦ 5QU LoRE | Red Flag Warning - Large Fires | 2027 | 4.2881e-09 | 5.475 | 0.71896 | 3.0715 | 1.6846 | 0 | 1.174e-05 | 2.3477e-08 | 0 | 2.3477e-08 | 4.9931e-09 | 2.0894e-06 | 0 | 2.0894e-06 | 0 | 0 | 0 | 0 | 0 | 0 | [17 empty] | 7.3.3.17.5 (Remote Grid) Updates to grid topology to minimize risk of ignition in HFTDs Remote GridWLDFREquipment / facility failureAggregated | WLDFR | HFTD - Distribution - Tier 2 - 4QU CoRE ¦ 1QU LoRE | Red Flag Warning - Catastrophic Fires | Equipment / facility failure | Aggregated | 2037 | 5.418e-06 | 772.1066 | 0.0041832 | 2037 | Mitigation | 0.95 | 45 | 0 | esc | 0.00097009 | 5.2559e-09 | 0.00097009 | 5.2559e-09
[79 empty] | WLDFR | HFTD - Distribution - Tier 3 - 5QU CoRE ¦ 5QU LoRE | Red Flag Warning - Large Fires | 2028 | 4.2881e-09 | 5.777 | 0.74734 | 3.238 | 1.7917 | 0 | 1.174e-05 | 2.4772e-08 | 0 | 2.4772e-08 | 5.2097e-09 | 1.84e-06 | 0 | 1.84e-06 | 3.1178e-06 | 0 | 3.1178e-06 | 0 | 0 | 0 | [17 empty] | 7.3.3.17.5 (Remote Grid) Updates to grid topology to minimize risk of ignition in HFTDs Remote GridWLDFREquipment / facility failureAggregated | WLDFR | HFTD - Distribution - Tier 2 - 4QU CoRE ¦ 1QU LoRE | Red Flag Warning - Catastrophic Fires | Equipment / facility failure | Aggregated | 2038 | 5.418e-06 | 772.1066 | 0.0041832 | 2038 | Mitigation | 0.95 | 45 | 0 | esc | 0.00097009 | 5.2559e-09 | 0.00097009 | 5.2559e-09
[79 empty] | WLDFR | HFTD - Distribution - Tier 3 - 5QU CoRE ¦ 5QU LoRE | Red Flag Warning - Large Fires | 2029 | 4.2881e-09 | 5.777 | 0.74734 | 3.238 | 1.7917 | 0 | 1.174e-05 | 2.4772e-08 | 0 | 2.4772e-08 | 5.2097e-09 | 1.9072e-06 | 0 | 1.9072e-06 | 3.2317e-06 | 0 | 3.2317e-06 | 1.8013e-06 | 0 | 1.8013e-06 | [17 empty] | 7.3.3.17.5 (Remote Grid) Updates to grid topology to minimize risk of ignition in HFTDs Remote GridWLDFREquipment / facility failureAggregated | WLDFR | HFTD - Distribution - Tier 2 - 4QU CoRE ¦ 1QU LoRE | Red Flag Warning - Catastrophic Fires | Equipment / facility failure | Aggregated | 2039 | 5.418e-06 | 772.1066 | 0.0041832 | 2039 | Mitigation | 0.95 | 45 | 0 | esc | 0.00097009 | 5.2559e-09 | 0.00097009 | 5.2559e-09
[79 empty] | WLDFR | HFTD - Distribution - Tier 3 - 5QU CoRE ¦ 5QU LoRE | Red Flag Warning - Large Fires | 2030 | 4.2881e-09 | 5.777 | 0.74734 | 3.238 | 1.7917 | 0 | 1.174e-05 | 2.4772e-08 | 0 | 2.4772e-08 | 5.2097e-09 | 1.9072e-06 | 0 | 1.9072e-06 | 3.2317e-06 | 0 | 3.2317e-06 | 1.8013e-06 | 0 | 1.8013e-06 | [17 empty] | 7.3.3.17.5 (Remote Grid) Updates to grid topology to minimize risk of ignition in HFTDs Remote GridWLDFREquipment / facility failureAggregated | WLDFR | HFTD - Distribution - Tier 2 - 4QU CoRE ¦ 1QU LoRE | Red Flag Warning - Catastrophic Fires | Equipment / facility failure | Aggregated | 2040 | 5.418e-06 | 772.1066 | 0.0041832 | 2040 | Mitigation | 0.95 | 45 | 0 | esc | 0.00097009 | 5.2559e-09 | 0.00097009 | 5.2559e-09
[79 empty] | WLDFR | HFTD - Distribution - Tier 3 - 5QU CoRE ¦ 5QU LoRE | Red Flag Warning - Large Fires | 2031 | 4.2881e-09 | 5.777 | 0.74734 | 3.238 | 1.7917 | 0 | 1.174e-05 | 2.4772e-08 | 0 | 2.4772e-08 | 5.2097e-09 | 1.9072e-06 | 0 | 1.9072e-06 | 3.2317e-06 | 0 | 3.2317e-06 | 1.8013e-06 | 0 | 1.8013e-06 | [17 empty] | 7.3.3.17.5 (Remote Grid) Updates to grid topology to minimize risk of ignition in HFTDs Remote GridWLDFREquipment / facility failureAggregated | WLDFR | HFTD - Distribution - Tier 2 - 4QU CoRE ¦ 1QU LoRE | Red Flag Warning - Catastrophic Fires | Equipment / facility failure | Aggregated | 2041 | 5.418e-06 | 772.1066 | 0.0041832 | 2041 | Mitigation | 0.95 | 45 | 0 | esc | 0.00097009 | 5.2559e-09 | 0.00097009 | 5.2559e-09
[79 empty] | WLDFR | HFTD - Distribution - Tier 3 - 5QU CoRE ¦ 5QU LoRE | Red Flag Warning - Large Fires | 2032 | 4.2881e-09 | 5.777 | 0.74734 | 3.238 | 1.7917 | 0 | 1.174e-05 | 2.4772e-08 | 0 | 2.4772e-08 | 5.2097e-09 | 1.9072e-06 | 0 | 1.9072e-06 | 3.2317e-06 | 0 | 3.2317e-06 | 1.8013e-06 | 0 | 1.8013e-06 | [17 empty] | 7.3.3.17.5 (Remote Grid) Updates to grid topology to minimize risk of ignition in HFTDs Remote GridWLDFREquipment / facility failureAggregated | WLDFR | HFTD - Distribution - Tier 2 - 4QU CoRE ¦ 1QU LoRE | Red Flag Warning - Catastrophic Fires | Equipment / facility failure | Aggregated | 2042 | 5.418e-06 | 772.1066 | 0.0041832 | 2042 | Mitigation | 0.95 | 45 | 0 | esc | 0.00097009 | 5.2559e-09 | 0.00097009 | 5.2559e-09
[79 empty] | WLDFR | HFTD - Distribution - Tier 3 - 5QU CoRE ¦ 5QU LoRE | Red Flag Warning - Large Fires | 2033 | 4.2881e-09 | 6.1205 | 0.77885 | 3.4265 | 1.9151 | 0 | 1.174e-05 | 2.6245e-08 | 0 | 2.6245e-08 | 5.4503e-09 | 1.9072e-06 | 0 | 1.9072e-06 | 3.2317e-06 | 0 | 3.2317e-06 | 1.8013e-06 | 0 | 1.8013e-06 | [17 empty] | 7.3.3.17.5 (Remote Grid) Updates to grid topology to minimize risk of ignition in HFTDs Remote GridWLDFREquipment / facility failureAggregated | WLDFR | HFTD - Distribution - Tier 2 - 4QU CoRE ¦ 1QU LoRE | Red Flag Warning - Catastrophic Fires | Equipment / facility failure | Aggregated | 2043 | 5.418e-06 | 772.1066 | 0.0041832 | 2043 | Mitigation | 0.95 | 45 | 0 | esc | 0.00097009 | 5.2559e-09 | 0.00097009 | 5.2559e-09
[79 empty] | WLDFR | HFTD - Distribution - Tier 3 - 5QU CoRE ¦ 5QU LoRE | Red Flag Warning - Large Fires | 2034 | 4.2881e-09 | 6.1205 | 0.77885 | 3.4265 | 1.9151 | 0 | 1.174e-05 | 2.6245e-08 | 0 | 2.6245e-08 | 5.4503e-09 | 1.9919e-06 | 0 | 1.9919e-06 | 3.3751e-06 | 0 | 3.3751e-06 | 1.8812e-06 | 0 | 1.8812e-06 | [17 empty] | 7.3.3.17.5 (Remote Grid) Updates to grid topology to minimize risk of ignition in HFTDs Remote GridWLDFREquipment / facility failureAggregated | WLDFR | HFTD - Distribution - Tier 2 - 4QU CoRE ¦ 1QU LoRE | Red Flag Warning - Catastrophic Fires | Equipment / facility failure | Aggregated | 2044 | 5.418e-06 | 772.1066 | 0.0041832 | 2044 | Mitigation | 0.95 | 45 | 0 | esc | 0.00097009 | 5.2559e-09 | 0.00097009 | 5.2559e-09
[79 empty] | WLDFR | HFTD - Distribution - Tier 3 - 5QU CoRE ¦ 5QU LoRE | Red Flag Warning - Large Fires | 2035 | 4.2881e-09 | 6.1205 | 0.77885 | 3.4265 | 1.9151 | 0 | 1.174e-05 | 2.6245e-08 | 0 | 2.6245e-08 | 5.4503e-09 | 1.9919e-06 | 0 | 1.9919e-06 | 3.3751e-06 | 0 | 3.3751e-06 | 1.8812e-06 | 0 | 1.8812e-06 | [17 empty] | 7.3.3.17.5 (Remote Grid) Updates to grid topology to minimize risk of ignition in HFTDs Remote GridWLDFREquipment / facility failureAggregated | WLDFR | HFTD - Distribution - Tier 2 - 4QU CoRE ¦ 1QU LoRE | Red Flag Warning - Catastrophic Fires | Equipment / facility failure | Aggregated | 2045 | 5.418e-06 | 772.1066 | 0.0041832 | 2045 | Mitigation | 0.95 | 45 | 0 | esc | 0.00097009 | 5.2559e-09 | 0.00097009 | 5.2559e-09
[79 empty] | WLDFR | HFTD - Distribution - Tier 3 - 5QU CoRE ¦ 5QU LoRE | Red Flag Warning - Large Fires | 2036 | 4.2881e-09 | 6.1205 | 0.77885 | 3.4265 | 1.9151 | 0 | 1.174e-05 | 2.6245e-08 | 0 | 2.6245e-08 | 5.4503e-09 | 1.9919e-06 | 0 | 1.9919e-06 | 3.3751e-06 | 0 | 3.3751e-06 | 1.8812e-06 | 0 | 1.8812e-06 | [17 empty] | 7.3.3.17.5 (Remote Grid) Updates to grid topology to minimize risk of ignition in HFTDs Remote GridWLDFREquipment / facility failureAggregated | WLDFR | HFTD - Distribution - Tier 2 - 4QU CoRE ¦ 1QU LoRE | Red Flag Warning - Catastrophic Fires | Equipment / facility failure | Aggregated | 2046 | 5.418e-06 | 772.1066 | 0.0041832 | 2046 | Mitigation | 0.95 | 45 | 0 | esc | 0.00097009 | 5.2559e-09 | 0.00097009 | 5.2559e-09
[79 empty] | WLDFR | HFTD - Distribution - Tier 3 - 5QU CoRE ¦ 5QU LoRE | Red Flag Warning - Large Fires | 2037 | 4.2881e-09 | 6.1205 | 0.77885 | 3.4265 | 1.9151 | 0 | 1.174e-05 | 2.6245e-08 | 0 | 2.6245e-08 | 5.4503e-09 | 1.9919e-06 | 0 | 1.9919e-06 | 3.3751e-06 | 0 | 3.3751e-06 | 1.8812e-06 | 0 | 1.8812e-06 | [17 empty] | 7.3.3.17.5 (Remote Grid) Updates to grid topology to minimize risk of ignition in HFTDs Remote GridWLDFREquipment / facility failureAggregated | WLDFR | HFTD - Distribution - Tier 2 - 4QU CoRE ¦ 1QU LoRE | Red Flag Warning - Catastrophic Fires | Equipment / facility failure | Aggregated | 2047 | 5.418e-06 | 772.1066 | 0.0041832 | 2047 | Mitigation | 0.95 | 45 | 0 | esc | 0.00097009 | 5.2559e-09 | 0.00097009 | 5.2559e-09
[79 empty] | WLDFR | HFTD - Distribution - Tier 3 - 5QU CoRE ¦ 5QU LoRE | Red Flag Warning - Large Fires | 2038 | 4.2881e-09 | 6.5028 | 0.81304 | 3.6355 | 2.0543 | 0 | 1.174e-05 | 2.7884e-08 | 0 | 2.7884e-08 | 5.7113e-09 | 1.9919e-06 | 0 | 1.9919e-06 | 3.3751e-06 | 0 | 3.3751e-06 | 1.8812e-06 | 0 | 1.8812e-06 | [17 empty] | 7.3.3.17.5 (Remote Grid) Updates to grid topology to minimize risk of ignition in HFTDs Remote GridWLDFREquipment / facility failureAggregated | WLDFR | HFTD - Distribution - Tier 2 - 4QU CoRE ¦ 1QU LoRE | Red Flag Warning - Catastrophic Fires | Equipment / facility failure | Aggregated | 2048 | 5.418e-06 | 772.1066 | 0.0041832 | 2048 | Mitigation | 0.95 | 45 | 0 | esc | 0.00097009 | 5.2559e-09 | 0.00097009 | 5.2559e-09
[79 empty] | WLDFR | HFTD - Distribution - Tier 3 - 5QU CoRE ¦ 5QU LoRE | Red Flag Warning - Large Fires | 2039 | 4.2881e-09 | 6.5028 | 0.81304 | 3.6355 | 2.0543 | 0 | 1.174e-05 | 2.7884e-08 | 0 | 2.7884e-08 | 5.7113e-09 | 2.0859e-06 | 0 | 2.0859e-06 | 3.5344e-06 | 0 | 3.5344e-06 | 1.97e-06 | 0 | 1.97e-06 | [17 empty] | 7.3.3.17.5 (Remote Grid) Updates to grid topology to minimize risk of ignition in HFTDs Remote GridWLDFREquipment / facility failureAggregated | WLDFR | HFTD - Distribution - Tier 2 - 4QU CoRE ¦ 1QU LoRE | Red Flag Warning - Catastrophic Fires | Equipment / facility failure | Aggregated | 2049 | 5.418e-06 | 772.1066 | 0.0041832 | 2049 | Mitigation | 0.95 | 45 | 0 | esc | 0.00097009 | 5.2559e-09 | 0.00097009 | 5.2559e-09
[79 empty] | WLDFR | HFTD - Distribution - Tier 3 - 5QU CoRE ¦ 5QU LoRE | Red Flag Warning - Large Fires | 2040 | 4.2881e-09 | 6.5028 | 0.81304 | 3.6355 | 2.0543 | 0 | 1.174e-05 | 2.7884e-08 | 0 | 2.7884e-08 | 5.7113e-09 | 2.0859e-06 | 0 | 2.0859e-06 | 3.5344e-06 | 0 | 3.5344e-06 | 1.97e-06 | 0 | 1.97e-06 | [17 empty] | 7.3.3.17.5 (Remote Grid) Updates to grid topology to minimize risk of ignition in HFTDs Remote GridWLDFREquipment / facility failureAggregated | WLDFR | HFTD - Distribution - Tier 2 - 4QU CoRE ¦ 1QU LoRE | Red Flag Warning - Catastrophic Fires | Equipment / facility failure | Aggregated | 2050 | 5.418e-06 | 772.1066 | 0.0041832 | 2050 | Mitigation | 0.95 | 45 | 0 | esc | 0.00097009 | 5.2559e-09 | 0.00097009 | 5.2559e-09
[79 empty] | WLDFR | HFTD - Distribution - Tier 3 - 5QU CoRE ¦ 5QU LoRE | Red Flag Warning - Large Fires | 2041 | 4.2881e-09 | 6.5028 | 0.81304 | 3.6355 | 2.0543 | 0 | 1.174e-05 | 2.7884e-08 | 0 | 2.7884e-08 | 5.7113e-09 | 2.0859e-06 | 0 | 2.0859e-06 | 3.5344e-06 | 0 | 3.5344e-06 | 1.97e-06 | 0 | 1.97e-06 | [17 empty] | 7.3.3.17.5 (Remote Grid) Updates to grid topology to minimize risk of ignition in HFTDs Remote GridWLDFREquipment / facility failureAggregated | WLDFR | HFTD - Distribution - Tier 2 - 4QU CoRE ¦ 1QU LoRE | Red Flag Warning - Catastrophic Fires | Equipment / facility failure | Aggregated | 2051 | 5.418e-06 | 772.1066 | 0.0041832 | 2051 | Mitigation | 0.95 | 45 | 0 | esc | 0.00097009 | 5.2559e-09 | 0.00097009 | 5.2559e-09
[79 empty] | WLDFR | HFTD - Distribution - Tier 3 - 5QU CoRE ¦ 5QU LoRE | Red Flag Warning - Large Fires | 2042 | 4.2881e-09 | 6.5028 | 0.81304 | 3.6355 | 2.0543 | 0 | 1.174e-05 | 2.7884e-08 | 0 | 2.7884e-08 | 5.7113e-09 | 2.0859e-06 | 0 | 2.0859e-06 | 3.5344e-06 | 0 | 3.5344e-06 | 1.97e-06 | 0 | 1.97e-06 | [17 empty] | 7.3.3.17.5 (Remote Grid) Updates to grid topology to minimize risk of ignition in HFTDs Remote GridWLDFREquipment / facility failureAggregated | WLDFR | HFTD - Distribution - Tier 2 - 4QU CoRE ¦ 1QU LoRE | Red Flag Warning - Catastrophic Fires | Equipment / facility failure | Aggregated | 2052 | 5.418e-06 | 772.1066 | 0.0041832 | 2052 | Mitigation | 0.95 | 45 | 0 | esc | 0.00097009 | 5.2559e-09 | 0.00097009 | 5.2559e-09
[79 empty] | WLDFR | HFTD - Distribution - Tier 3 - 5QU CoRE ¦ 5QU LoRE | Red Flag Warning - Large Fires | 2043 | 4.2881e-09 | 6.9209 | 0.84944 | 3.8632 | 2.2083 | 0 | 1.174e-05 | 2.9677e-08 | 0 | 2.9677e-08 | 5.9891e-09 | 2.0859e-06 | 0 | 2.0859e-06 | 3.5344e-06 | 0 | 3.5344e-06 | 1.97e-06 | 0 | 1.97e-06 | [17 empty] | 7.3.3.17.5 (Remote Grid) Updates to grid topology to minimize risk of ignition in HFTDs Remote GridWLDFREquipment / facility failureAggregated | WLDFR | HFTD - Distribution - Tier 2 - 4QU CoRE ¦ 1QU LoRE | Red Flag Warning - Catastrophic Fires | Equipment / facility failure | Aggregated | 2053 | 5.418e-06 | 772.1066 | 0.0041832 | 2053 | Mitigation | 0.95 | 45 | 0 | esc | 0.00097009 | 5.2559e-09 | 0.00097009 | 5.2559e-09
[79 empty] | WLDFR | HFTD - Distribution - Tier 3 - 5QU CoRE ¦ 5QU LoRE | Red Flag Warning - Large Fires | 2044 | 4.2881e-09 | 6.9209 | 0.84944 | 3.8632 | 2.2083 | 0 | 1.174e-05 | 2.9677e-08 | 0 | 2.9677e-08 | 5.9891e-09 | 2.1878e-06 | 0 | 2.1878e-06 | 3.7071e-06 | 0 | 3.7071e-06 | 2.0662e-06 | 0 | 2.0662e-06 | [17 empty] | 7.3.3.17.5 (Remote Grid) Updates to grid topology to minimize risk of ignition in HFTDs Remote GridWLDFREquipment / facility failureAggregated | WLDFR | HFTD - Distribution - Tier 2 - 4QU CoRE ¦ 1QU LoRE | Red Flag Warning - Catastrophic Fires | Equipment / facility failure | Aggregated | 2054 | 5.418e-06 | 772.1066 | 0.0041832 | 2054 | Mitigation | 0.95 | 45 | 0 | esc | 0.00097009 | 5.2559e-09 | 0.00097009 | 5.2559e-09
[79 empty] | WLDFR | HFTD - Distribution - Tier 3 - 5QU CoRE ¦ 5QU LoRE | Red Flag Warning - Large Fires | 2045 | 4.2881e-09 | 6.9209 | 0.84944 | 3.8632 | 2.2083 | 0 | 1.174e-05 | 2.9677e-08 | 0 | 2.9677e-08 | 5.9891e-09 | 2.1878e-06 | 0 | 2.1878e-06 | 3.7071e-06 | 0 | 3.7071e-06 | 2.0662e-06 | 0 | 2.0662e-06 | [17 empty] | 7.3.3.17.5 (Remote Grid) Updates to grid topology to minimize risk of ignition in HFTDs Remote GridWLDFREquipment / facility failureAggregated | WLDFR | HFTD - Distribution - Tier 2 - 4QU CoRE ¦ 1QU LoRE | Red Flag Warning - Catastrophic Fires | Equipment / facility failure | Aggregated | 2055 | 5.418e-06 | 772.1066 | 0.0041832 | 2055 | Mitigation | 0.95 | 45 | 0 | esc | 0.00097009 | 5.2559e-09 | 0.00097009 | 5.2559e-09
[79 empty] | WLDFR | HFTD - Distribution - Tier 3 - 5QU CoRE ¦ 5QU LoRE | Red Flag Warning - Large Fires | 2046 | 4.2881e-09 | 6.9209 | 0.84944 | 3.8632 | 2.2083 | 0 | 1.174e-05 | 2.9677e-08 | 0 | 2.9677e-08 | 5.9891e-09 | 2.1878e-06 | 0 | 2.1878e-06 | 3.7071e-06 | 0 | 3.7071e-06 | 2.0662e-06 | 0 | 2.0662e-06 | [17 empty] | 7.3.3.17.5 (Remote Grid) Updates to grid topology to minimize risk of ignition in HFTDs Remote GridWLDFREquipment / facility failureAggregated | WLDFR | HFTD - Distribution - Tier 2 - 4QU CoRE ¦ 1QU LoRE | Red Flag Warning - Catastrophic Fires | Equipment / facility failure | Aggregated | 2056 | 5.418e-06 | 772.1066 | 0.0041832 | 2056 | Mitigation | 0.95 | 45 | 0 | esc | 0.00097009 | 5.2559e-09 | 0.00097009 | 5.2559e-09
[79 empty] | WLDFR | HFTD - Distribution - Tier 3 - 5QU CoRE ¦ 5QU LoRE | Red Flag Warning - Large Fires | 2047 | 4.2881e-09 | 6.9209 | 0.84944 | 3.8632 | 2.2083 | 0 | 1.174e-05 | 2.9677e-08 | 0 | 2.9677e-08 | 5.9891e-09 | 2.1878e-06 | 0 | 2.1878e-06 | 3.7071e-06 | 0 | 3.7071e-06 | 2.0662e-06 | 0 | 2.0662e-06 | [17 empty] | 7.3.3.17.5 (Remote Grid) Updates to grid topology to minimize risk of ignition in HFTDs Remote GridWLDFREquipment / facility failureAggregated | WLDFR | HFTD - Distribution - Tier 2 - 4QU CoRE ¦ 1QU LoRE | Red Flag Warning - Catastrophic Fires | Equipment / facility failure | Aggregated | 2057 | 5.418e-06 | 772.1066 | 0.0041832 | 2057 | Mitigation | 0.95 | 45 | 0 | esc | 0.00097009 | 5.2559e-09 | 0.00097009 | 5.2559e-09
[79 empty] | WLDFR | HFTD - Distribution - Tier 3 - 5QU CoRE ¦ 5QU LoRE | Red Flag Warning - Large Fires | 2048 | 4.2881e-09 | 7.3713 | 0.88759 | 4.1075 | 2.3763 | 0 | 1.174e-05 | 3.1609e-08 | 0 | 3.1609e-08 | 6.2802e-09 | 2.1878e-06 | 0 | 2.1878e-06 | 3.7071e-06 | 0 | 3.7071e-06 | 2.0662e-06 | 0 | 2.0662e-06 | [17 empty] | 7.3.3.17.5 (Remote Grid) Updates to grid topology to minimize risk of ignition in HFTDs Remote GridWLDFREquipment / facility failureAggregated | WLDFR | HFTD - Distribution - Tier 2 - 4QU CoRE ¦ 1QU LoRE | Red Flag Warning - Catastrophic Fires | Equipment / facility failure | Aggregated | 2058 | 5.418e-06 | 772.1066 | 0.0041832 | 2058 | Mitigation | 0.95 | 45 | 0 | esc | 0.00097009 | 5.2559e-09 | 0.00097009 | 5.2559e-09
[79 empty] | WLDFR | HFTD - Distribution - Tier 3 - 5QU CoRE ¦ 5QU LoRE | Red Flag Warning - Large Fires | 2049 | 4.2881e-09 | 7.3713 | 0.88759 | 4.1075 | 2.3763 | 0 | 1.174e-05 | 3.1609e-08 | 0 | 3.1609e-08 | 6.2802e-09 | 2.2963e-06 | 0 | 2.2963e-06 | 3.8909e-06 | 0 | 3.8909e-06 | 2.1687e-06 | 0 | 2.1687e-06 | [17 empty] | 7.3.3.17.5 (Remote Grid) Updates to grid topology to minimize risk of ignition in HFTDs Remote GridWLDFREquipment / facility failureAggregated | WLDFR | HFTD - Distribution - Tier 2 - 4QU CoRE ¦ 1QU LoRE | Red Flag Warning - Catastrophic Fires | Equipment / facility failure | Aggregated | 2059 | 5.418e-06 | 772.1066 | 0.0041832 | 2059 | Mitigation | 0.95 | 45 | 0 | esc | 0.00097009 | 5.2559e-09 | 0.00097009 | 5.2559e-09
[79 empty] | WLDFR | HFTD - Distribution - Tier 3 - 5QU CoRE ¦ 5QU LoRE | Red Flag Warning - Large Fires | 2050 | 4.2881e-09 | 7.3713 | 0.88759 | 4.1075 | 2.3763 | 0 | 1.174e-05 | 3.1609e-08 | 0 | 3.1609e-08 | 6.2802e-09 | 2.2963e-06 | 0 | 2.2963e-06 | 3.8909e-06 | 0 | 3.8909e-06 | 2.1687e-06 | 0 | 2.1687e-06 | [17 empty] | 7.3.3.17.5 (Remote Grid) Updates to grid topology to minimize risk of ignition in HFTDs Remote GridWLDFREquipment / facility failureAggregated | WLDFR | HFTD - Distribution - Tier 2 - 4QU CoRE ¦ 1QU LoRE | Red Flag Warning - Catastrophic Fires | Equipment / facility failure | Aggregated | 2060 | 5.418e-06 | 772.1066 | 0.0041832 | 2060 | Mitigation | 0.95 | 45 | 0 | esc | 0.00097009 | 5.2559e-09 | 0.00097009 | 5.2559e-09
[79 empty] | WLDFR | HFTD - Distribution - Tier 3 - 5QU CoRE ¦ 5QU LoRE | Red Flag Warning - Large Fires | 2051 | 4.2881e-09 | 7.3713 | 0.88759 | 4.1075 | 2.3763 | 0 | 1.174e-05 | 3.1609e-08 | 0 | 3.1609e-08 | 6.2802e-09 | 2.2963e-06 | 0 | 2.2963e-06 | 3.8909e-06 | 0 | 3.8909e-06 | 2.1687e-06 | 0 | 2.1687e-06 | [17 empty] | 7.3.3.17.5 (Remote Grid) Updates to grid topology to minimize risk of ignition in HFTDs Remote GridWLDFREquipment / facility failureAggregated | WLDFR | HFTD - Distribution - Tier 2 - 4QU CoRE ¦ 1QU LoRE | Red Flag Warning - Catastrophic Fires | Equipment / facility failure | Aggregated | 2061 | 5.418e-06 | 772.1066 | 0.0041832 | 2061 | Mitigation | 0.95 | 45 | 0 | esc | 0.00097009 | 5.2559e-09 | 0.00097009 | 5.2559e-09
[79 empty] | WLDFR | HFTD - Distribution - Tier 3 - 5QU CoRE ¦ 5QU LoRE | Red Flag Warning - Large Fires | 2052 | 4.2881e-09 | 7.3713 | 0.88759 | 4.1075 | 2.3763 | 0 | 1.174e-05 | 3.1609e-08 | 0 | 3.1609e-08 | 6.2802e-09 | 2.2963e-06 | 0 | 2.2963e-06 | 3.8909e-06 | 0 | 3.8909e-06 | 2.1687e-06 | 0 | 2.1687e-06 | [17 empty] | 7.3.3.17.5 (Remote Grid) Updates to grid topology to minimize risk of ignition in HFTDs Remote GridWLDFREquipment / facility failureAggregated | WLDFR | HFTD - Distribution - Tier 2 - 4QU CoRE ¦ 1QU LoRE | Red Flag Warning - Catastrophic Fires | Equipment / facility failure | Aggregated | 2062 | 5.418e-06 | 772.1066 | 0.0041832 | 2062 | Mitigation | 0.95 | 45 | 0 | esc | 0.00097009 | 5.2559e-09 | 0.00097009 | 5.2559e-09
[79 empty] | WLDFR | HFTD - Distribution - Tier 3 - 5QU CoRE ¦ 5QU LoRE | Red Flag Warning - Large Fires | 2053 | 4.2881e-09 | 7.8503 | 0.92702 | 4.3664 | 2.5569 | 0 | 1.174e-05 | 3.3663e-08 | 0 | 3.3663e-08 | 6.5809e-09 | 2.2963e-06 | 0 | 2.2963e-06 | 3.8909e-06 | 0 | 3.8909e-06 | 2.1687e-06 | 0 | 2.1687e-06 | [17 empty] | 7.3.3.17.5 (Remote Grid) Updates to grid topology to minimize risk of ignition in HFTDs Remote GridWLDFREquipment / facility failureAggregated | WLDFR | HFTD - Distribution - Tier 2 - 4QU CoRE ¦ 1QU LoRE | Red Flag Warning - Catastrophic Fires | Equipment / facility failure | Aggregated | 2063 | 5.418e-06 | 772.1066 | 0.0041832 | 2063 | Mitigation | 0.95 | 45 | 0 | esc | 0.00097009 | 5.2559e-09 | 0.00097009 | 5.2559e-09
[79 empty] | WLDFR | HFTD - Distribution - Tier 3 - 5QU CoRE ¦ 5QU LoRE | Red Flag Warning - Large Fires | 2054 | 4.2881e-09 | 7.8503 | 0.92702 | 4.3664 | 2.5569 | 0 | 1.174e-05 | 3.3663e-08 | 0 | 3.3663e-08 | 6.5809e-09 | 2.4099e-06 | 0 | 2.4099e-06 | 4.0834e-06 | 0 | 4.0834e-06 | 2.276e-06 | 0 | 2.276e-06 | [17 empty] | 7.3.3.17.5 (Remote Grid) Updates to grid topology to minimize risk of ignition in HFTDs Remote GridWLDFREquipment / facility failureAggregated | WLDFR | HFTD - Distribution - Tier 2 - 4QU CoRE ¦ 1QU LoRE | Red Flag Warning - Catastrophic Fires | Equipment / facility failure | Aggregated | 2064 | 5.418e-06 | 772.1066 | 0.0041832 | 2064 | Mitigation | 0.95 | 45 | 0 | esc | 0.00097009 | 5.2559e-09 | 0.00097009 | 5.2559e-09
[79 empty] | WLDFR | HFTD - Distribution - Tier 3 - 5QU CoRE ¦ 5QU LoRE | Red Flag Warning - Large Fires | 2055 | 4.2881e-09 | 7.8503 | 0.92702 | 4.3664 | 2.5569 | 0 | 1.174e-05 | 3.3663e-08 | 0 | 3.3663e-08 | 6.5809e-09 | 2.4099e-06 | 0 | 2.4099e-06 | 4.0834e-06 | 0 | 4.0834e-06 | 2.276e-06 | 0 | 2.276e-06 | [17 empty] | 7.3.3.17.5 (Remote Grid) Updates to grid topology to minimize risk of ignition in HFTDs Remote GridWLDFREquipment / facility failureAggregated | WLDFR | HFTD - Distribution - Tier 2 - 4QU CoRE ¦ 1QU LoRE | Red Flag Warning - Catastrophic Fires | Equipment / facility failure | Aggregated | 2065 | 5.418e-06 | 772.1066 | 0.0041832 | 2065 | Mitigation | 0.95 | 45 | 0 | esc | 0.00097009 | 5.2559e-09 | 0.00097009 | 5.2559e-09
[79 empty] | WLDFR | HFTD - Distribution - Tier 3 - 5QU CoRE ¦ 5QU LoRE | Red Flag Warning - Large Fires | 2056 | 4.2881e-09 | 7.8503 | 0.92702 | 4.3664 | 2.5569 | 0 | 1.174e-05 | 3.3663e-08 | 0 | 3.3663e-08 | 6.5809e-09 | 2.4099e-06 | 0 | 2.4099e-06 | 4.0834e-06 | 0 | 4.0834e-06 | 2.276e-06 | 0 | 2.276e-06 | [17 empty] | 7.3.3.17.5 (Remote Grid) Updates to grid topology to minimize risk of ignition in HFTDs Remote GridWLDFREquipment / facility failureAggregated | WLDFR | HFTD - Distribution - Tier 2 - 4QU CoRE ¦ 1QU LoRE | Red Flag Warning - Catastrophic Fires | Equipment / facility failure | Aggregated | 2066 | 5.418e-06 | 772.1066 | 0.0041832 | 2066 | Mitigation | 0.95 | 45 | 0 | esc | 0.00097009 | 5.2559e-09 | 0.00097009 | 5.2559e-09
[79 empty] | WLDFR | HFTD - Distribution - Tier 3 - 5QU CoRE ¦ 5QU LoRE | Red Flag Warning - Large Fires | 2057 | 4.2881e-09 | 7.8503 | 0.92702 | 4.3664 | 2.5569 | 0 | 1.174e-05 | 3.3663e-08 | 0 | 3.3663e-08 | 6.5809e-09 | 2.4099e-06 | 0 | 2.4099e-06 | 4.0834e-06 | 0 | 4.0834e-06 | 2.276e-06 | 0 | 2.276e-06 | [17 empty] | 7.3.3.17.5 (Remote Grid) Updates to grid topology to minimize risk of ignition in HFTDs Remote GridWLDFREquipment / facility failureAggregated | WLDFR | HFTD - Distribution - Tier 2 - 4QU CoRE ¦ 1QU LoRE | Red Flag Warning - Catastrophic Fires | Equipment / facility failure | Aggregated | 2067 | 5.418e-06 | 772.1066 | 0.0041832 | 2067 | Mitigation | 0.95 | 45 | 0 | esc | 0 | 0 | 0.00097009 | 5.2559e-09
[79 empty] | WLDFR | HFTD - Distribution - Tier 3 - 5QU CoRE ¦ 5QU LoRE | Red Flag Warning - Large Fires | 2058 | 4.2881e-09 | 8.3524 | 0.96727 | 4.6367 | 2.7484 | 0 | 1.174e-05 | 3.5815e-08 | 0 | 3.5815e-08 | 6.8875e-09 | 2.4099e-06 | 0 | 2.4099e-06 | 4.0834e-06 | 0 | 4.0834e-06 | 2.276e-06 | 0 | 2.276e-06 | [17 empty] | 7.3.3.17.5 (Remote Grid) Updates to grid topology to minimize risk of ignition in HFTDs Remote GridWLDFRVegetation ContactAggregated | WLDFR | HFTD - Distribution - Tier 2 - 4QU CoRE ¦ 1QU LoRE | Red Flag Warning - Catastrophic Fires | Vegetation Contact | Aggregated | 2022 | 1.6561e-05 | 772.1066 | 0.012787 | 2022 | Mitigation | 0.95 | 45 | 0 | esc | 0.00097009 | 1.6066e-08 | 0 | 0
[79 empty] | WLDFR | HFTD - Distribution - Tier 3 - 5QU CoRE ¦ 5QU LoRE | Red Flag Warning - Large Fires | 2059 | 4.2881e-09 | 8.3524 | 0.96727 | 4.6367 | 2.7484 | 0 | 1.174e-05 | 3.5815e-08 | 0 | 3.5815e-08 | 6.8875e-09 | 2.5272e-06 | 0 | 2.5272e-06 | 4.2822e-06 | 0 | 4.2822e-06 | 2.3868e-06 | 0 | 2.3868e-06 | [17 empty] | 7.3.3.17.5 (Remote Grid) Updates to grid topology to minimize risk of ignition in HFTDs Remote GridWLDFRVegetation ContactAggregated | WLDFR | HFTD - Distribution - Tier 2 - 4QU CoRE ¦ 1QU LoRE | Red Flag Warning - Catastrophic Fires | Vegetation Contact | Aggregated | 2023 | 1.6561e-05 | 772.1066 | 0.012787 | 2023 | Mitigation | 0.95 | 45 | 0 | esc | 0.00097009 | 1.6066e-08 | 0.00097009 | 1.6066e-08
[79 empty] | WLDFR | HFTD - Distribution - Tier 3 - 5QU CoRE ¦ 5QU LoRE | Red Flag Warning - Large Fires | 2060 | 4.2881e-09 | 8.3524 | 0.96727 | 4.6367 | 2.7484 | 0 | 1.174e-05 | 3.5815e-08 | 0 | 3.5815e-08 | 6.8875e-09 | 2.5272e-06 | 0 | 2.5272e-06 | 4.2822e-06 | 0 | 4.2822e-06 | 2.3868e-06 | 0 | 2.3868e-06 | [17 empty] | 7.3.3.17.5 (Remote Grid) Updates to grid topology to minimize risk of ignition in HFTDs Remote GridWLDFRVegetation ContactAggregated | WLDFR | HFTD - Distribution - Tier 2 - 4QU CoRE ¦ 1QU LoRE | Red Flag Warning - Catastrophic Fires | Vegetation Contact | Aggregated | 2024 | 1.6561e-05 | 772.1066 | 0.012787 | 2024 | Mitigation | 0.95 | 45 | 0 | esc | 0.00097009 | 1.6066e-08 | 0.00097009 | 1.6066e-08
[79 empty] | WLDFR | HFTD - Distribution - Tier 3 - 5QU CoRE ¦ 5QU LoRE | Red Flag Warning - Large Fires | 2061 | 4.2881e-09 | 8.3524 | 0.96727 | 4.6367 | 2.7484 | 0 | 1.174e-05 | 3.5815e-08 | 0 | 3.5815e-08 | 6.8875e-09 | 2.5272e-06 | 0 | 2.5272e-06 | 4.2822e-06 | 0 | 4.2822e-06 | 2.3868e-06 | 0 | 2.3868e-06 | [17 empty] | 7.3.3.17.5 (Remote Grid) Updates to grid topology to minimize risk of ignition in HFTDs Remote GridWLDFRVegetation ContactAggregated | WLDFR | HFTD - Distribution - Tier 2 - 4QU CoRE ¦ 1QU LoRE | Red Flag Warning - Catastrophic Fires | Vegetation Contact | Aggregated | 2025 | 1.6561e-05 | 772.1066 | 0.012787 | 2025 | Mitigation | 0.95 | 45 | 0 | esc | 0.00097009 | 1.6066e-08 | 0.00097009 | 1.6066e-08
[79 empty] | WLDFR | HFTD - Distribution - Tier 3 - 5QU CoRE ¦ 5QU LoRE | Red Flag Warning - Large Fires | 2062 | 4.2881e-09 | 8.3524 | 0.96727 | 4.6367 | 2.7484 | 0 | 1.174e-05 | 3.5815e-08 | 0 | 3.5815e-08 | 6.8875e-09 | 2.5272e-06 | 0 | 2.5272e-06 | 4.2822e-06 | 0 | 4.2822e-06 | 2.3868e-06 | 0 | 2.3868e-06 | [17 empty] | 7.3.3.17.5 (Remote Grid) Updates to grid topology to minimize risk of ignition in HFTDs Remote GridWLDFRVegetation ContactAggregated | WLDFR | HFTD - Distribution - Tier 2 - 4QU CoRE ¦ 1QU LoRE | Red Flag Warning - Catastrophic Fires | Vegetation Contact | Aggregated | 2026 | 1.6561e-05 | 772.1066 | 0.012787 | 2026 | Mitigation | 0.95 | 45 | 0 | esc | 0.00097009 | 1.6066e-08 | 0.00097009 | 1.6066e-08
[79 empty] | WLDFR | HFTD - Distribution - Tier 3 - 5QU CoRE ¦ 5QU LoRE | Red Flag Warning - Large Fires | 2063 | 4.2881e-09 | 8.872 | 1.0079 | 4.9153 | 2.9488 | 0 | 1.174e-05 | 3.8044e-08 | 0 | 3.8044e-08 | 7.1964e-09 | 2.5272e-06 | 0 | 2.5272e-06 | 4.2822e-06 | 0 | 4.2822e-06 | 2.3868e-06 | 0 | 2.3868e-06 | [17 empty] | 7.3.3.17.5 (Remote Grid) Updates to grid topology to minimize risk of ignition in HFTDs Remote GridWLDFRVegetation ContactAggregated | WLDFR | HFTD - Distribution - Tier 2 - 4QU CoRE ¦ 1QU LoRE | Red Flag Warning - Catastrophic Fires | Vegetation Contact | Aggregated | 2027 | 1.6561e-05 | 772.1066 | 0.012787 | 2027 | Mitigation | 0.95 | 45 | 0 | esc | 0.00097009 | 1.6066e-08 | 0.00097009 | 1.6066e-08
[79 empty] | WLDFR | HFTD - Distribution - Tier 3 - 5QU CoRE ¦ 5QU LoRE | Red Flag Warning - Large Fires | 2064 | 4.2881e-09 | 8.872 | 1.0079 | 4.9153 | 2.9488 | 0 | 1.174e-05 | 3.8044e-08 | 0 | 3.8044e-08 | 7.1964e-09 | 2.6468e-06 | 0 | 2.6468e-06 | 4.4849e-06 | 0 | 4.4849e-06 | 2.4998e-06 | 0 | 2.4998e-06 | [17 empty] | 7.3.3.17.5 (Remote Grid) Updates to grid topology to minimize risk of ignition in HFTDs Remote GridWLDFRVegetation ContactAggregated | WLDFR | HFTD - Distribution - Tier 2 - 4QU CoRE ¦ 1QU LoRE | Red Flag Warning - Catastrophic Fires | Vegetation Contact | Aggregated | 2028 | 1.6561e-05 | 772.1066 | 0.012787 | 2028 | Mitigation | 0.95 | 45 | 0 | esc | 0.00097009 | 1.6066e-08 | 0.00097009 | 1.6066e-08
[79 empty] | WLDFR | HFTD - Distribution - Tier 3 - 5QU CoRE ¦ 5QU LoRE | Red Flag Warning - Large Fires | 2065 | 4.2881e-09 | 8.872 | 1.0079 | 4.9153 | 2.9488 | 0 | 1.174e-05 | 3.8044e-08 | 0 | 3.8044e-08 | 7.1964e-09 | 2.6468e-06 | 0 | 2.6468e-06 | 4.4849e-06 | 0 | 4.4849e-06 | 2.4998e-06 | 0 | 2.4998e-06 | [17 empty] | 7.3.3.17.5 (Remote Grid) Updates to grid topology to minimize risk of ignition in HFTDs Remote GridWLDFRVegetation ContactAggregated | WLDFR | HFTD - Distribution - Tier 2 - 4QU CoRE ¦ 1QU LoRE | Red Flag Warning - Catastrophic Fires | Vegetation Contact | Aggregated | 2029 | 1.6561e-05 | 772.1066 | 0.012787 | 2029 | Mitigation | 0.95 | 45 | 0 | esc | 0.00097009 | 1.6066e-08 | 0.00097009 | 1.6066e-08
[79 empty] | WLDFR | HFTD - Distribution - Tier 3 - 5QU CoRE ¦ 5QU LoRE | Red Flag Warning - Large Fires | 2066 | 4.2881e-09 | 8.872 | 1.0079 | 4.9153 | 2.9488 | 0 | 1.174e-05 | 3.8044e-08 | 0 | 3.8044e-08 | 7.1964e-09 | 2.6468e-06 | 0 | 2.6468e-06 | 4.4849e-06 | 0 | 4.4849e-06 | 2.4998e-06 | 0 | 2.4998e-06 | [17 empty] | 7.3.3.17.5 (Remote Grid) Updates to grid topology to minimize risk of ignition in HFTDs Remote GridWLDFRVegetation ContactAggregated | WLDFR | HFTD - Distribution - Tier 2 - 4QU CoRE ¦ 1QU LoRE | Red Flag Warning - Catastrophic Fires | Vegetation Contact | Aggregated | 2030 | 1.6561e-05 | 772.1066 | 0.012787 | 2030 | Mitigation | 0.95 | 45 | 0 | esc | 0.00097009 | 1.6066e-08 | 0.00097009 | 1.6066e-08
[79 empty] | WLDFR | HFTD - Distribution - Tier 3 - 5QU CoRE ¦ 5QU LoRE | Red Flag Warning - Small Fires | 2022 | 1.1438e-07 | 0.077901 | 0.036425 | 0.0015809 | 0.039895 | 0 | 0.00031315 | 8.9101e-09 | 0 | 8.9101e-09 | 2.0793e-07 | 2.6468e-06 | 0 | 2.6468e-06 | 4.4849e-06 | 0 | 4.4849e-06 | 2.4998e-06 | 0 | 2.4998e-06 | [17 empty] | 7.3.3.17.5 (Remote Grid) Updates to grid topology to minimize risk of ignition in HFTDs Remote GridWLDFRVegetation ContactAggregated | WLDFR | HFTD - Distribution - Tier 2 - 4QU CoRE ¦ 1QU LoRE | Red Flag Warning - Catastrophic Fires | Vegetation Contact | Aggregated | 2031 | 1.6561e-05 | 772.1066 | 0.012787 | 2031 | Mitigation | 0.95 | 45 | 0 | esc | 0.00097009 | 1.6066e-08 | 0.00097009 | 1.6066e-08
[79 empty] | WLDFR | HFTD - Distribution - Tier 3 - 5QU CoRE ¦ 5QU LoRE | Red Flag Warning - Small Fires | 2023 | 1.1438e-07 | 0.080408 | 0.03759 | 0.0016314 | 0.041187 | 0 | 0.00031315 | 9.1969e-09 | 0 | 9.1969e-09 | 2.1535e-07 | 2.6468e-06 | 0 | 2.6468e-06 | 4.4849e-06 | 0 | 4.4849e-06 | 2.4998e-06 | 0 | 2.4998e-06 | [17 empty] | 7.3.3.17.5 (Remote Grid) Updates to grid topology to minimize risk of ignition in HFTDs Remote GridWLDFRVegetation ContactAggregated | WLDFR | HFTD - Distribution - Tier 2 - 4QU CoRE ¦ 1QU LoRE | Red Flag Warning - Catastrophic Fires | Vegetation Contact | Aggregated | 2032 | 1.6561e-05 | 772.1066 | 0.012787 | 2032 | Mitigation | 0.95 | 45 | 0 | esc | 0.00097009 | 1.6066e-08 | 0.00097009 | 1.6066e-08
[79 empty] | WLDFR | HFTD - Distribution - Tier 3 - 5QU CoRE ¦ 5QU LoRE | Red Flag Warning - Small Fires | 2024 | 1.1438e-07 | 0.080408 | 0.03759 | 0.0016314 | 0.041187 | 0 | 0.00031315 | 9.1969e-09 | 0 | 9.1969e-09 | 2.1535e-07 | 2.7672e-06 | 0 | 2.7672e-06 | 4.6889e-06 | 0 | 4.6889e-06 | 2.6135e-06 | 0 | 2.6135e-06 | [17 empty] | 7.3.3.17.5 (Remote Grid) Updates to grid topology to minimize risk of ignition in HFTDs Remote GridWLDFRVegetation ContactAggregated | WLDFR | HFTD - Distribution - Tier 2 - 4QU CoRE ¦ 1QU LoRE | Red Flag Warning - Catastrophic Fires | Vegetation Contact | Aggregated | 2033 | 1.6561e-05 | 772.1066 | 0.012787 | 2033 | Mitigation | 0.95 | 45 | 0 | esc | 0.00097009 | 1.6066e-08 | 0.00097009 | 1.6066e-08
[79 empty] | WLDFR | HFTD - Distribution - Tier 3 - 5QU CoRE ¦ 5QU LoRE | Red Flag Warning - Small Fires | 2025 | 1.1438e-07 | 0.080408 | 0.03759 | 0.0016314 | 0.041187 | 0 | 0.00031315 | 9.1969e-09 | 0 | 9.1969e-09 | 2.1535e-07 | 2.7672e-06 | 0 | 2.7672e-06 | 4.6889e-06 | 0 | 4.6889e-06 | 2.6135e-06 | 0 | 2.6135e-06 | [17 empty] | 7.3.3.17.5 (Remote Grid) Updates to grid topology to minimize risk of ignition in HFTDs Remote GridWLDFRVegetation ContactAggregated | WLDFR | HFTD - Distribution - Tier 2 - 4QU CoRE ¦ 1QU LoRE | Red Flag Warning - Catastrophic Fires | Vegetation Contact | Aggregated | 2034 | 1.6561e-05 | 772.1066 | 0.012787 | 2034 | Mitigation | 0.95 | 45 | 0 | esc | 0.00097009 | 1.6066e-08 | 0.00097009 | 1.6066e-08
[79 empty] | WLDFR | HFTD - Distribution - Tier 3 - 5QU CoRE ¦ 5QU LoRE | Red Flag Warning - Small Fires | 2026 | 1.1438e-07 | 0.080408 | 0.03759 | 0.0016314 | 0.041187 | 0 | 0.00031315 | 9.1969e-09 | 0 | 9.1969e-09 | 2.1535e-07 | 2.7672e-06 | 0 | 2.7672e-06 | 4.6889e-06 | 0 | 4.6889e-06 | 2.6135e-06 | 0 | 2.6135e-06 | [17 empty] | 7.3.3.17.5 (Remote Grid) Updates to grid topology to minimize risk of ignition in HFTDs Remote GridWLDFRVegetation ContactAggregated | WLDFR | HFTD - Distribution - Tier 2 - 4QU CoRE ¦ 1QU LoRE | Red Flag Warning - Catastrophic Fires | Vegetation Contact | Aggregated | 2035 | 1.6561e-05 | 772.1066 | 0.012787 | 2035 | Mitigation | 0.95 | 45 | 0 | esc | 0.00097009 | 1.6066e-08 | 0.00097009 | 1.6066e-08
[79 empty] | WLDFR | HFTD - Distribution - Tier 3 - 5QU CoRE ¦ 5QU LoRE | Red Flag Warning - Small Fires | 2027 | 1.1438e-07 | 0.080408 | 0.03759 | 0.0016314 | 0.041187 | 0 | 0.00031315 | 9.1969e-09 | 0 | 9.1969e-09 | 2.1535e-07 | 0 | 0 | 0 | 4.6889e-06 | 0 | 4.6889e-06 | 2.6135e-06 | 0 | 2.6135e-06 | [17 empty] | 7.3.3.17.5 (Remote Grid) Updates to grid topology to minimize risk of ignition in HFTDs Remote GridWLDFRVegetation ContactAggregated | WLDFR | HFTD - Distribution - Tier 2 - 4QU CoRE ¦ 1QU LoRE | Red Flag Warning - Catastrophic Fires | Vegetation Contact | Aggregated | 2036 | 1.6561e-05 | 772.1066 | 0.012787 | 2036 | Mitigation | 0.95 | 45 | 0 | esc | 0.00097009 | 1.6066e-08 | 0.00097009 | 1.6066e-08
[79 empty] | WLDFR | HFTD - Distribution - Tier 3 - 5QU CoRE ¦ 5QU LoRE | Red Flag Warning - Small Fires | 2028 | 1.1438e-07 | 0.083606 | 0.039055 | 0.001695 | 0.042856 | 0 | 0.00031315 | 9.5627e-09 | 0 | 9.5627e-09 | 2.2469e-07 | 0 | 0 | 0 | 0 | 0 | 0 | 2.6135e-06 | 0 | 2.6135e-06 | [17 empty] | 7.3.3.17.5 (Remote Grid) Updates to grid topology to minimize risk of ignition in HFTDs Remote GridWLDFRVegetation ContactAggregated | WLDFR | HFTD - Distribution - Tier 2 - 4QU CoRE ¦ 1QU LoRE | Red Flag Warning - Catastrophic Fires | Vegetation Contact | Aggregated | 2037 | 1.6561e-05 | 772.1066 | 0.012787 | 2037 | Mitigation | 0.95 | 45 | 0 | esc | 0.00097009 | 1.6066e-08 | 0.00097009 | 1.6066e-08
[79 empty] | WLDFR | HFTD - Distribution - Tier 3 - 5QU CoRE ¦ 5QU LoRE | Red Flag Warning - Small Fires | 2029 | 1.1438e-07 | 0.083606 | 0.039055 | 0.001695 | 0.042856 | 0 | 0.00031315 | 9.5627e-09 | 0 | 9.5627e-09 | 2.2469e-07 | 7.8074e-08 | 0 | 7.8074e-08 | 0 | 0 | 0 | 0 | 0 | 0 | [17 empty] | 7.3.3.17.5 (Remote Grid) Updates to grid topology to minimize risk of ignition in HFTDs Remote GridWLDFRVegetation ContactAggregated | WLDFR | HFTD - Distribution - Tier 2 - 4QU CoRE ¦ 1QU LoRE | Red Flag Warning - Catastrophic Fires | Vegetation Contact | Aggregated | 2038 | 1.6561e-05 | 772.1066 | 0.012787 | 2038 | Mitigation | 0.95 | 45 | 0 | esc | 0.00097009 | 1.6066e-08 | 0.00097009 | 1.6066e-08
[79 empty] | WLDFR | HFTD - Distribution - Tier 3 - 5QU CoRE ¦ 5QU LoRE | Red Flag Warning - Small Fires | 2030 | 1.1438e-07 | 0.083606 | 0.039055 | 0.001695 | 0.042856 | 0 | 0.00031315 | 9.5627e-09 | 0 | 9.5627e-09 | 2.2469e-07 | 7.5334e-08 | 0 | 7.5334e-08 | 1.2765e-07 | 0 | 1.2765e-07 | 0 | 0 | 0 | [17 empty] | 7.3.3.17.5 (Remote Grid) Updates to grid topology to minimize risk of ignition in HFTDs Remote GridWLDFRVegetation ContactAggregated | WLDFR | HFTD - Distribution - Tier 2 - 4QU CoRE ¦ 1QU LoRE | Red Flag Warning - Catastrophic Fires | Vegetation Contact | Aggregated | 2039 | 1.6561e-05 | 772.1066 | 0.012787 | 2039 | Mitigation | 0.95 | 45 | 0 | esc | 0.00097009 | 1.6066e-08 | 0.00097009 | 1.6066e-08
[79 empty] | WLDFR | HFTD - Distribution - Tier 3 - 5QU CoRE ¦ 5QU LoRE | Red Flag Warning - Small Fires | 2031 | 1.1438e-07 | 0.083606 | 0.039055 | 0.001695 | 0.042856 | 0 | 0.00031315 | 9.5627e-09 | 0 | 9.5627e-09 | 2.2469e-07 | 7.8705e-08 | 0 | 7.8705e-08 | 1.3336e-07 | 0 | 1.3336e-07 | 7.4332e-08 | 0 | 7.4332e-08 | [17 empty] | 7.3.3.17.5 (Remote Grid) Updates to grid topology to minimize risk of ignition in HFTDs Remote GridWLDFRVegetation ContactAggregated | WLDFR | HFTD - Distribution - Tier 2 - 4QU CoRE ¦ 1QU LoRE | Red Flag Warning - Catastrophic Fires | Vegetation Contact | Aggregated | 2040 | 1.6561e-05 | 772.1066 | 0.012787 | 2040 | Mitigation | 0.95 | 45 | 0 | esc | 0.00097009 | 1.6066e-08 | 0.00097009 | 1.6066e-08
[79 empty] | WLDFR | HFTD - Distribution - Tier 3 - 5QU CoRE ¦ 5QU LoRE | Red Flag Warning - Small Fires | 2032 | 1.1438e-07 | 0.083606 | 0.039055 | 0.001695 | 0.042856 | 0 | 0.00031315 | 9.5627e-09 | 0 | 9.5627e-09 | 2.2469e-07 | 7.8705e-08 | 0 | 7.8705e-08 | 1.3336e-07 | 0 | 1.3336e-07 | 7.4332e-08 | 0 | 7.4332e-08 | [17 empty] | 7.3.3.17.5 (Remote Grid) Updates to grid topology to minimize risk of ignition in HFTDs Remote GridWLDFRVegetation ContactAggregated | WLDFR | HFTD - Distribution - Tier 2 - 4QU CoRE ¦ 1QU LoRE | Red Flag Warning - Catastrophic Fires | Vegetation Contact | Aggregated | 2041 | 1.6561e-05 | 772.1066 | 0.012787 | 2041 | Mitigation | 0.95 | 45 | 0 | esc | 0.00097009 | 1.6066e-08 | 0.00097009 | 1.6066e-08
[79 empty] | WLDFR | HFTD - Distribution - Tier 3 - 5QU CoRE ¦ 5QU LoRE | Red Flag Warning - Small Fires | 2033 | 1.1438e-07 | 0.087211 | 0.040679 | 0.0017655 | 0.044766 | 0 | 0.00031315 | 9.975e-09 | 0 | 9.975e-09 | 2.3506e-07 | 7.8705e-08 | 0 | 7.8705e-08 | 1.3336e-07 | 0 | 1.3336e-07 | 7.4332e-08 | 0 | 7.4332e-08 | [17 empty] | 7.3.3.17.5 (Remote Grid) Updates to grid topology to minimize risk of ignition in HFTDs Remote GridWLDFRVegetation ContactAggregated | WLDFR | HFTD - Distribution - Tier 2 - 4QU CoRE ¦ 1QU LoRE | Red Flag Warning - Catastrophic Fires | Vegetation Contact | Aggregated | 2042 | 1.6561e-05 | 772.1066 | 0.012787 | 2042 | Mitigation | 0.95 | 45 | 0 | esc | 0.00097009 | 1.6066e-08 | 0.00097009 | 1.6066e-08
[79 empty] | WLDFR | HFTD - Distribution - Tier 3 - 5QU CoRE ¦ 5QU LoRE | Red Flag Warning - Small Fires | 2034 | 1.1438e-07 | 0.087211 | 0.040679 | 0.0017655 | 0.044766 | 0 | 0.00031315 | 9.975e-09 | 0 | 9.975e-09 | 2.3506e-07 | 7.8705e-08 | 0 | 7.8705e-08 | 1.3336e-07 | 0 | 1.3336e-07 | 7.4332e-08 | 0 | 7.4332e-08 | [17 empty] | 7.3.3.17.5 (Remote Grid) Updates to grid topology to minimize risk of ignition in HFTDs Remote GridWLDFRVegetation ContactAggregated | WLDFR | HFTD - Distribution - Tier 2 - 4QU CoRE ¦ 1QU LoRE | Red Flag Warning - Catastrophic Fires | Vegetation Contact | Aggregated | 2043 | 1.6561e-05 | 772.1066 | 0.012787 | 2043 | Mitigation | 0.95 | 45 | 0 | esc | 0.00097009 | 1.6066e-08 | 0.00097009 | 1.6066e-08
[79 empty] | WLDFR | HFTD - Distribution - Tier 3 - 5QU CoRE ¦ 5QU LoRE | Red Flag Warning - Small Fires | 2035 | 1.1438e-07 | 0.087211 | 0.040679 | 0.0017655 | 0.044766 | 0 | 0.00031315 | 9.975e-09 | 0 | 9.975e-09 | 2.3506e-07 | 7.8705e-08 | 0 | 7.8705e-08 | 1.3336e-07 | 0 | 1.3336e-07 | 7.4332e-08 | 0 | 7.4332e-08 | [17 empty] | 7.3.3.17.5 (Remote Grid) Updates to grid topology to minimize risk of ignition in HFTDs Remote GridWLDFRVegetation ContactAggregated | WLDFR | HFTD - Distribution - Tier 2 - 4QU CoRE ¦ 1QU LoRE | Red Flag Warning - Catastrophic Fires | Vegetation Contact | Aggregated | 2044 | 1.6561e-05 | 772.1066 | 0.012787 | 2044 | Mitigation | 0.95 | 45 | 0 | esc | 0.00097009 | 1.6066e-08 | 0.00097009 | 1.6066e-08
[79 empty] | WLDFR | HFTD - Distribution - Tier 3 - 5QU CoRE ¦ 5QU LoRE | Red Flag Warning - Small Fires | 2036 | 1.1438e-07 | 0.087211 | 0.040679 | 0.0017655 | 0.044766 | 0 | 0.00031315 | 9.975e-09 | 0 | 9.975e-09 | 2.3506e-07 | 8.3046e-08 | 0 | 8.3046e-08 | 1.4072e-07 | 0 | 1.4072e-07 | 7.8432e-08 | 0 | 7.8432e-08 | [17 empty] | 7.3.3.17.5 (Remote Grid) Updates to grid topology to minimize risk of ignition in HFTDs Remote GridWLDFRVegetation ContactAggregated | WLDFR | HFTD - Distribution - Tier 2 - 4QU CoRE ¦ 1QU LoRE | Red Flag Warning - Catastrophic Fires | Vegetation Contact | Aggregated | 2045 | 1.6561e-05 | 772.1066 | 0.012787 | 2045 | Mitigation | 0.95 | 45 | 0 | esc | 0.00097009 | 1.6066e-08 | 0.00097009 | 1.6066e-08
[79 empty] | WLDFR | HFTD - Distribution - Tier 3 - 5QU CoRE ¦ 5QU LoRE | Red Flag Warning - Small Fires | 2037 | 1.1438e-07 | 0.087211 | 0.040679 | 0.0017655 | 0.044766 | 0 | 0.00031315 | 9.975e-09 | 0 | 9.975e-09 | 2.3506e-07 | 8.3046e-08 | 0 | 8.3046e-08 | 1.4072e-07 | 0 | 1.4072e-07 | 7.8432e-08 | 0 | 7.8432e-08 | [17 empty] | 7.3.3.17.5 (Remote Grid) Updates to grid topology to minimize risk of ignition in HFTDs Remote GridWLDFRVegetation ContactAggregated | WLDFR | HFTD - Distribution - Tier 2 - 4QU CoRE ¦ 1QU LoRE | Red Flag Warning - Catastrophic Fires | Vegetation Contact | Aggregated | 2046 | 1.6561e-05 | 772.1066 | 0.012787 | 2046 | Mitigation | 0.95 | 45 | 0 | esc | 0.00097009 | 1.6066e-08 | 0.00097009 | 1.6066e-08
[79 empty] | WLDFR | HFTD - Distribution - Tier 3 - 5QU CoRE ¦ 5QU LoRE | Red Flag Warning - Small Fires | 2038 | 1.1438e-07 | 0.091184 | 0.042438 | 0.0018418 | 0.046905 | 0 | 0.00031315 | 1.0429e-08 | 0 | 1.0429e-08 | 2.4632e-07 | 8.3046e-08 | 0 | 8.3046e-08 | 1.4072e-07 | 0 | 1.4072e-07 | 7.8432e-08 | 0 | 7.8432e-08 | [17 empty] | 7.3.3.17.5 (Remote Grid) Updates to grid topology to minimize risk of ignition in HFTDs Remote GridWLDFRVegetation ContactAggregated | WLDFR | HFTD - Distribution - Tier 2 - 4QU CoRE ¦ 1QU LoRE | Red Flag Warning - Catastrophic Fires | Vegetation Contact | Aggregated | 2047 | 1.6561e-05 | 772.1066 | 0.012787 | 2047 | Mitigation | 0.95 | 45 | 0 | esc | 0.00097009 | 1.6066e-08 | 0.00097009 | 1.6066e-08
[79 empty] | WLDFR | HFTD - Distribution - Tier 3 - 5QU CoRE ¦ 5QU LoRE | Red Flag Warning - Small Fires | 2039 | 1.1438e-07 | 0.091184 | 0.042438 | 0.0018418 | 0.046905 | 0 | 0.00031315 | 1.0429e-08 | 0 | 1.0429e-08 | 2.4632e-07 | 8.3046e-08 | 0 | 8.3046e-08 | 1.4072e-07 | 0 | 1.4072e-07 | 7.8432e-08 | 0 | 7.8432e-08 | [17 empty] | 7.3.3.17.5 (Remote Grid) Updates to grid topology to minimize risk of ignition in HFTDs Remote GridWLDFRVegetation ContactAggregated | WLDFR | HFTD - Distribution - Tier 2 - 4QU CoRE ¦ 1QU LoRE | Red Flag Warning - Catastrophic Fires | Vegetation Contact | Aggregated | 2048 | 1.6561e-05 | 772.1066 | 0.012787 | 2048 | Mitigation | 0.95 | 45 | 0 | esc | 0.00097009 | 1.6066e-08 | 0.00097009 | 1.6066e-08
[79 empty] | WLDFR | HFTD - Distribution - Tier 3 - 5QU CoRE ¦ 5QU LoRE | Red Flag Warning - Small Fires | 2040 | 1.1438e-07 | 0.091184 | 0.042438 | 0.0018418 | 0.046905 | 0 | 0.00031315 | 1.0429e-08 | 0 | 1.0429e-08 | 2.4632e-07 | 8.3046e-08 | 0 | 8.3046e-08 | 1.4072e-07 | 0 | 1.4072e-07 | 7.8432e-08 | 0 | 7.8432e-08 | [17 empty] | 7.3.3.17.5 (Remote Grid) Updates to grid topology to minimize risk of ignition in HFTDs Remote GridWLDFRVegetation ContactAggregated | WLDFR | HFTD - Distribution - Tier 2 - 4QU CoRE ¦ 1QU LoRE | Red Flag Warning - Catastrophic Fires | Vegetation Contact | Aggregated | 2049 | 1.6561e-05 | 772.1066 | 0.012787 | 2049 | Mitigation | 0.95 | 45 | 0 | esc | 0.00097009 | 1.6066e-08 | 0.00097009 | 1.6066e-08
[79 empty] | WLDFR | HFTD - Distribution - Tier 3 - 5QU CoRE ¦ 5QU LoRE | Red Flag Warning - Small Fires | 2041 | 1.1438e-07 | 0.091184 | 0.042438 | 0.0018418 | 0.046905 | 0 | 0.00031315 | 1.0429e-08 | 0 | 1.0429e-08 | 2.4632e-07 | 8.7984e-08 | 0 | 8.7984e-08 | 1.4908e-07 | 0 | 1.4908e-07 | 8.3096e-08 | 0 | 8.3096e-08 | [17 empty] | 7.3.3.17.5 (Remote Grid) Updates to grid topology to minimize risk of ignition in HFTDs Remote GridWLDFRVegetation ContactAggregated | WLDFR | HFTD - Distribution - Tier 2 - 4QU CoRE ¦ 1QU LoRE | Red Flag Warning - Catastrophic Fires | Vegetation Contact | Aggregated | 2050 | 1.6561e-05 | 772.1066 | 0.012787 | 2050 | Mitigation | 0.95 | 45 | 0 | esc | 0.00097009 | 1.6066e-08 | 0.00097009 | 1.6066e-08
[79 empty] | WLDFR | HFTD - Distribution - Tier 3 - 5QU CoRE ¦ 5QU LoRE | Red Flag Warning - Small Fires | 2042 | 1.1438e-07 | 0.091184 | 0.042438 | 0.0018418 | 0.046905 | 0 | 0.00031315 | 1.0429e-08 | 0 | 1.0429e-08 | 2.4632e-07 | 8.7984e-08 | 0 | 8.7984e-08 | 1.4908e-07 | 0 | 1.4908e-07 | 8.3096e-08 | 0 | 8.3096e-08 | [17 empty] | 7.3.3.17.5 (Remote Grid) Updates to grid topology to minimize risk of ignition in HFTDs Remote GridWLDFRVegetation ContactAggregated | WLDFR | HFTD - Distribution - Tier 2 - 4QU CoRE ¦ 1QU LoRE | Red Flag Warning - Catastrophic Fires | Vegetation Contact | Aggregated | 2051 | 1.6561e-05 | 772.1066 | 0.012787 | 2051 | Mitigation | 0.95 | 45 | 0 | esc | 0.00097009 | 1.6066e-08 | 0.00097009 | 1.6066e-08
[79 empty] | WLDFR | HFTD - Distribution - Tier 3 - 5QU CoRE ¦ 5QU LoRE | Red Flag Warning - Small Fires | 2043 | 1.1438e-07 | 0.095486 | 0.044306 | 0.0019228 | 0.049257 | 0 | 0.00031315 | 1.0921e-08 | 0 | 1.0921e-08 | 2.583e-07 | 8.7984e-08 | 0 | 8.7984e-08 | 1.4908e-07 | 0 | 1.4908e-07 | 8.3096e-08 | 0 | 8.3096e-08 | [17 empty] | 7.3.3.17.5 (Remote Grid) Updates to grid topology to minimize risk of ignition in HFTDs Remote GridWLDFRVegetation ContactAggregated | WLDFR | HFTD - Distribution - Tier 2 - 4QU CoRE ¦ 1QU LoRE | Red Flag Warning - Catastrophic Fires | Vegetation Contact | Aggregated | 2052 | 1.6561e-05 | 772.1066 | 0.012787 | 2052 | Mitigation | 0.95 | 45 | 0 | esc | 0.00097009 | 1.6066e-08 | 0.00097009 | 1.6066e-08
[79 empty] | WLDFR | HFTD - Distribution - Tier 3 - 5QU CoRE ¦ 5QU LoRE | Red Flag Warning - Small Fires | 2044 | 1.1438e-07 | 0.095486 | 0.044306 | 0.0019228 | 0.049257 | 0 | 0.00031315 | 1.0921e-08 | 0 | 1.0921e-08 | 2.583e-07 | 8.7984e-08 | 0 | 8.7984e-08 | 1.4908e-07 | 0 | 1.4908e-07 | 8.3096e-08 | 0 | 8.3096e-08 | [17 empty] | 7.3.3.17.5 (Remote Grid) Updates to grid topology to minimize risk of ignition in HFTDs Remote GridWLDFRVegetation ContactAggregated | WLDFR | HFTD - Distribution - Tier 2 - 4QU CoRE ¦ 1QU LoRE | Red Flag Warning - Catastrophic Fires | Vegetation Contact | Aggregated | 2053 | 1.6561e-05 | 772.1066 | 0.012787 | 2053 | Mitigation | 0.95 | 45 | 0 | esc | 0.00097009 | 1.6066e-08 | 0.00097009 | 1.6066e-08
[79 empty] | WLDFR | HFTD - Distribution - Tier 3 - 5QU CoRE ¦ 5QU LoRE | Red Flag Warning - Small Fires | 2045 | 1.1438e-07 | 0.095486 | 0.044306 | 0.0019228 | 0.049257 | 0 | 0.00031315 | 1.0921e-08 | 0 | 1.0921e-08 | 2.583e-07 | 8.7984e-08 | 0 | 8.7984e-08 | 1.4908e-07 | 0 | 1.4908e-07 | 8.3096e-08 | 0 | 8.3096e-08 | [17 empty] | 7.3.3.17.5 (Remote Grid) Updates to grid topology to minimize risk of ignition in HFTDs Remote GridWLDFRVegetation ContactAggregated | WLDFR | HFTD - Distribution - Tier 2 - 4QU CoRE ¦ 1QU LoRE | Red Flag Warning - Catastrophic Fires | Vegetation Contact | Aggregated | 2054 | 1.6561e-05 | 772.1066 | 0.012787 | 2054 | Mitigation | 0.95 | 45 | 0 | esc | 0.00097009 | 1.6066e-08 | 0.00097009 | 1.6066e-08
[79 empty] | WLDFR | HFTD - Distribution - Tier 3 - 5QU CoRE ¦ 5QU LoRE | Red Flag Warning - Small Fires | 2046 | 1.1438e-07 | 0.095486 | 0.044306 | 0.0019228 | 0.049257 | 0 | 0.00031315 | 1.0921e-08 | 0 | 1.0921e-08 | 2.583e-07 | 9.348e-08 | 0 | 9.348e-08 | 1.584e-07 | 0 | 1.584e-07 | 8.8286e-08 | 0 | 8.8286e-08 | [17 empty] | 7.3.3.17.5 (Remote Grid) Updates to grid topology to minimize risk of ignition in HFTDs Remote GridWLDFRVegetation ContactAggregated | WLDFR | HFTD - Distribution - Tier 2 - 4QU CoRE ¦ 1QU LoRE | Red Flag Warning - Catastrophic Fires | Vegetation Contact | Aggregated | 2055 | 1.6561e-05 | 772.1066 | 0.012787 | 2055 | Mitigation | 0.95 | 45 | 0 | esc | 0.00097009 | 1.6066e-08 | 0.00097009 | 1.6066e-08
[79 empty] | WLDFR | HFTD - Distribution - Tier 3 - 5QU CoRE ¦ 5QU LoRE | Red Flag Warning - Small Fires | 2047 | 1.1438e-07 | 0.095486 | 0.044306 | 0.0019228 | 0.049257 | 0 | 0.00031315 | 1.0921e-08 | 0 | 1.0921e-08 | 2.583e-07 | 9.348e-08 | 0 | 9.348e-08 | 1.584e-07 | 0 | 1.584e-07 | 8.8286e-08 | 0 | 8.8286e-08 | [17 empty] | 7.3.3.17.5 (Remote Grid) Updates to grid topology to minimize risk of ignition in HFTDs Remote GridWLDFRVegetation ContactAggregated | WLDFR | HFTD - Distribution - Tier 2 - 4QU CoRE ¦ 1QU LoRE | Red Flag Warning - Catastrophic Fires | Vegetation Contact | Aggregated | 2056 | 1.6561e-05 | 772.1066 | 0.012787 | 2056 | Mitigation | 0.95 | 45 | 0 | esc | 0.00097009 | 1.6066e-08 | 0.00097009 | 1.6066e-08
[79 empty] | WLDFR | HFTD - Distribution - Tier 3 - 5QU CoRE ¦ 5QU LoRE | Red Flag Warning - Small Fires | 2048 | 1.1438e-07 | 0.10007 | 0.04626 | 0.0020076 | 0.051804 | 0 | 0.00031315 | 1.1446e-08 | 0 | 1.1446e-08 | 2.7086e-07 | 9.348e-08 | 0 | 9.348e-08 | 1.584e-07 | 0 | 1.584e-07 | 8.8286e-08 | 0 | 8.8286e-08 | [17 empty] | 7.3.3.17.5 (Remote Grid) Updates to grid topology to minimize risk of ignition in HFTDs Remote GridWLDFRVegetation ContactAggregated | WLDFR | HFTD - Distribution - Tier 2 - 4QU CoRE ¦ 1QU LoRE | Red Flag Warning - Catastrophic Fires | Vegetation Contact | Aggregated | 2057 | 1.6561e-05 | 772.1066 | 0.012787 | 2057 | Mitigation | 0.95 | 45 | 0 | esc | 0.00097009 | 1.6066e-08 | 0.00097009 | 1.6066e-08
[79 empty] | WLDFR | HFTD - Distribution - Tier 3 - 5QU CoRE ¦ 5QU LoRE | Red Flag Warning - Small Fires | 2049 | 1.1438e-07 | 0.10007 | 0.04626 | 0.0020076 | 0.051804 | 0 | 0.00031315 | 1.1446e-08 | 0 | 1.1446e-08 | 2.7086e-07 | 9.348e-08 | 0 | 9.348e-08 | 1.584e-07 | 0 | 1.584e-07 | 8.8286e-08 | 0 | 8.8286e-08 | [17 empty] | 7.3.3.17.5 (Remote Grid) Updates to grid topology to minimize risk of ignition in HFTDs Remote GridWLDFRVegetation ContactAggregated | WLDFR | HFTD - Distribution - Tier 2 - 4QU CoRE ¦ 1QU LoRE | Red Flag Warning - Catastrophic Fires | Vegetation Contact | Aggregated | 2058 | 1.6561e-05 | 772.1066 | 0.012787 | 2058 | Mitigation | 0.95 | 45 | 0 | esc | 0.00097009 | 1.6066e-08 | 0.00097009 | 1.6066e-08
[79 empty] | WLDFR | HFTD - Distribution - Tier 3 - 5QU CoRE ¦ 5QU LoRE | Red Flag Warning - Small Fires | 2050 | 1.1438e-07 | 0.10007 | 0.04626 | 0.0020076 | 0.051804 | 0 | 0.00031315 | 1.1446e-08 | 0 | 1.1446e-08 | 2.7086e-07 | 9.348e-08 | 0 | 9.348e-08 | 1.584e-07 | 0 | 1.584e-07 | 8.8286e-08 | 0 | 8.8286e-08 | [17 empty] | 7.3.3.17.5 (Remote Grid) Updates to grid topology to minimize risk of ignition in HFTDs Remote GridWLDFRVegetation ContactAggregated | WLDFR | HFTD - Distribution - Tier 2 - 4QU CoRE ¦ 1QU LoRE | Red Flag Warning - Catastrophic Fires | Vegetation Contact | Aggregated | 2059 | 1.6561e-05 | 772.1066 | 0.012787 | 2059 | Mitigation | 0.95 | 45 | 0 | esc | 0.00097009 | 1.6066e-08 | 0.00097009 | 1.6066e-08
[79 empty] | WLDFR | HFTD - Distribution - Tier 3 - 5QU CoRE ¦ 5QU LoRE | Red Flag Warning - Small Fires | 2051 | 1.1438e-07 | 0.10007 | 0.04626 | 0.0020076 | 0.051804 | 0 | 0.00031315 | 1.1446e-08 | 0 | 1.1446e-08 | 2.7086e-07 | 9.949e-08 | 0 | 9.949e-08 | 1.6858e-07 | 0 | 1.6858e-07 | 9.3963e-08 | 0 | 9.3963e-08 | [17 empty] | 7.3.3.17.5 (Remote Grid) Updates to grid topology to minimize risk of ignition in HFTDs Remote GridWLDFRVegetation ContactAggregated | WLDFR | HFTD - Distribution - Tier 2 - 4QU CoRE ¦ 1QU LoRE | Red Flag Warning - Catastrophic Fires | Vegetation Contact | Aggregated | 2060 | 1.6561e-05 | 772.1066 | 0.012787 | 2060 | Mitigation | 0.95 | 45 | 0 | esc | 0.00097009 | 1.6066e-08 | 0.00097009 | 1.6066e-08
[79 empty] | WLDFR | HFTD - Distribution - Tier 3 - 5QU CoRE ¦ 5QU LoRE | Red Flag Warning - Small Fires | 2052 | 1.1438e-07 | 0.10007 | 0.04626 | 0.0020076 | 0.051804 | 0 | 0.00031315 | 1.1446e-08 | 0 | 1.1446e-08 | 2.7086e-07 | 9.949e-08 | 0 | 9.949e-08 | 1.6858e-07 | 0 | 1.6858e-07 | 9.3963e-08 | 0 | 9.3963e-08 | [17 empty] | 7.3.3.17.5 (Remote Grid) Updates to grid topology to minimize risk of ignition in HFTDs Remote GridWLDFRVegetation ContactAggregated | WLDFR | HFTD - Distribution - Tier 2 - 4QU CoRE ¦ 1QU LoRE | Red Flag Warning - Catastrophic Fires | Vegetation Contact | Aggregated | 2061 | 1.6561e-05 | 772.1066 | 0.012787 | 2061 | Mitigation | 0.95 | 45 | 0 | esc | 0.00097009 | 1.6066e-08 | 0.00097009 | 1.6066e-08
[79 empty] | WLDFR | HFTD - Distribution - Tier 3 - 5QU CoRE ¦ 5QU LoRE | Red Flag Warning - Small Fires | 2053 | 1.1438e-07 | 0.10489 | 0.048274 | 0.002095 | 0.054525 | 0 | 0.00031315 | 1.1998e-08 | 0 | 1.1998e-08 | 2.8383e-07 | 9.949e-08 | 0 | 9.949e-08 | 1.6858e-07 | 0 | 1.6858e-07 | 9.3963e-08 | 0 | 9.3963e-08 | [17 empty] | 7.3.3.17.5 (Remote Grid) Updates to grid topology to minimize risk of ignition in HFTDs Remote GridWLDFRVegetation ContactAggregated | WLDFR | HFTD - Distribution - Tier 2 - 4QU CoRE ¦ 1QU LoRE | Red Flag Warning - Catastrophic Fires | Vegetation Contact | Aggregated | 2062 | 1.6561e-05 | 772.1066 | 0.012787 | 2062 | Mitigation | 0.95 | 45 | 0 | esc | 0.00097009 | 1.6066e-08 | 0.00097009 | 1.6066e-08
[79 empty] | WLDFR | HFTD - Distribution - Tier 3 - 5QU CoRE ¦ 5QU LoRE | Red Flag Warning - Small Fires | 2054 | 1.1438e-07 | 0.10489 | 0.048274 | 0.002095 | 0.054525 | 0 | 0.00031315 | 1.1998e-08 | 0 | 1.1998e-08 | 2.8383e-07 | 9.949e-08 | 0 | 9.949e-08 | 1.6858e-07 | 0 | 1.6858e-07 | 9.3963e-08 | 0 | 9.3963e-08 | [17 empty] | 7.3.3.17.5 (Remote Grid) Updates to grid topology to minimize risk of ignition in HFTDs Remote GridWLDFRVegetation ContactAggregated | WLDFR | HFTD - Distribution - Tier 2 - 4QU CoRE ¦ 1QU LoRE | Red Flag Warning - Catastrophic Fires | Vegetation Contact | Aggregated | 2063 | 1.6561e-05 | 772.1066 | 0.012787 | 2063 | Mitigation | 0.95 | 45 | 0 | esc | 0.00097009 | 1.6066e-08 | 0.00097009 | 1.6066e-08
[79 empty] | WLDFR | HFTD - Distribution - Tier 3 - 5QU CoRE ¦ 5QU LoRE | Red Flag Warning - Small Fires | 2055 | 1.1438e-07 | 0.10489 | 0.048274 | 0.002095 | 0.054525 | 0 | 0.00031315 | 1.1998e-08 | 0 | 1.1998e-08 | 2.8383e-07 | 9.949e-08 | 0 | 9.949e-08 | 1.6858e-07 | 0 | 1.6858e-07 | 9.3963e-08 | 0 | 9.3963e-08 | [17 empty] | 7.3.3.17.5 (Remote Grid) Updates to grid topology to minimize risk of ignition in HFTDs Remote GridWLDFRVegetation ContactAggregated | WLDFR | HFTD - Distribution - Tier 2 - 4QU CoRE ¦ 1QU LoRE | Red Flag Warning - Catastrophic Fires | Vegetation Contact | Aggregated | 2064 | 1.6561e-05 | 772.1066 | 0.012787 | 2064 | Mitigation | 0.95 | 45 | 0 | esc | 0.00097009 | 1.6066e-08 | 0.00097009 | 1.6066e-08
[79 empty] | WLDFR | HFTD - Distribution - Tier 3 - 5QU CoRE ¦ 5QU LoRE | Red Flag Warning - Small Fires | 2056 | 1.1438e-07 | 0.10489 | 0.048274 | 0.002095 | 0.054525 | 0 | 0.00031315 | 1.1998e-08 | 0 | 1.1998e-08 | 2.8383e-07 | 1.0596e-07 | 0 | 1.0596e-07 | 1.7955e-07 | 0 | 1.7955e-07 | 1.0008e-07 | 0 | 1.0008e-07 | [17 empty] | 7.3.3.17.5 (Remote Grid) Updates to grid topology to minimize risk of ignition in HFTDs Remote GridWLDFRVegetation ContactAggregated | WLDFR | HFTD - Distribution - Tier 2 - 4QU CoRE ¦ 1QU LoRE | Red Flag Warning - Catastrophic Fires | Vegetation Contact | Aggregated | 2065 | 1.6561e-05 | 772.1066 | 0.012787 | 2065 | Mitigation | 0.95 | 45 | 0 | esc | 0.00097009 | 1.6066e-08 | 0.00097009 | 1.6066e-08
[79 empty] | WLDFR | HFTD - Distribution - Tier 3 - 5QU CoRE ¦ 5QU LoRE | Red Flag Warning - Small Fires | 2057 | 1.1438e-07 | 0.10489 | 0.048274 | 0.002095 | 0.054525 | 0 | 0.00031315 | 1.1998e-08 | 0 | 1.1998e-08 | 2.8383e-07 | 1.0596e-07 | 0 | 1.0596e-07 | 1.7955e-07 | 0 | 1.7955e-07 | 1.0008e-07 | 0 | 1.0008e-07 | [17 empty] | 7.3.3.17.5 (Remote Grid) Updates to grid topology to minimize risk of ignition in HFTDs Remote GridWLDFRVegetation ContactAggregated | WLDFR | HFTD - Distribution - Tier 2 - 4QU CoRE ¦ 1QU LoRE | Red Flag Warning - Catastrophic Fires | Vegetation Contact | Aggregated | 2066 | 1.6561e-05 | 772.1066 | 0.012787 | 2066 | Mitigation | 0.95 | 45 | 0 | esc | 0.00097009 | 1.6066e-08 | 0.00097009 | 1.6066e-08
[79 empty] | WLDFR | HFTD - Distribution - Tier 3 - 5QU CoRE ¦ 5QU LoRE | Red Flag Warning - Small Fires | 2058 | 1.1438e-07 | 0.1099 | 0.050325 | 0.0021839 | 0.057393 | 0 | 0.00031315 | 1.257e-08 | 0 | 1.257e-08 | 2.9705e-07 | 1.0596e-07 | 0 | 1.0596e-07 | 1.7955e-07 | 0 | 1.7955e-07 | 1.0008e-07 | 0 | 1.0008e-07 | [17 empty] | 7.3.3.17.5 (Remote Grid) Updates to grid topology to minimize risk of ignition in HFTDs Remote GridWLDFRVegetation ContactAggregated | WLDFR | HFTD - Distribution - Tier 2 - 4QU CoRE ¦ 1QU LoRE | Red Flag Warning - Catastrophic Fires | Vegetation Contact | Aggregated | 2067 | 1.6561e-05 | 772.1066 | 0.012787 | 2067 | Mitigation | 0.95 | 45 | 0 | esc | 0 | 0 | 0.00097009 | 1.6066e-08
[79 empty] | WLDFR | HFTD - Distribution - Tier 3 - 5QU CoRE ¦ 5QU LoRE | Red Flag Warning - Small Fires | 2059 | 1.1438e-07 | 0.1099 | 0.050325 | 0.0021839 | 0.057393 | 0 | 0.00031315 | 1.257e-08 | 0 | 1.257e-08 | 2.9705e-07 | 1.0596e-07 | 0 | 1.0596e-07 | 1.7955e-07 | 0 | 1.7955e-07 | 1.0008e-07 | 0 | 1.0008e-07 | [17 empty] | 7.3.3.17.5 (Remote Grid) Updates to grid topology to minimize risk of ignition in HFTDs Remote GridWLDFREquipment / facility failureAggregated | WLDFR | HFTD - Distribution - Tier 2 - 4QU CoRE ¦ 1QU LoRE | Red Flag Warning - Destructive Fires | Equipment / facility failure | Aggregated | 2022 | 1.2064e-06 | 772.1066 | 0.0009315 | 2022 | Mitigation | 0.95 | 45 | 0 | esc | 0.00097009 | 1.1704e-09 | 0 | 0
[79 empty] | WLDFR | HFTD - Distribution - Tier 3 - 5QU CoRE ¦ 5QU LoRE | Red Flag Warning - Small Fires | 2060 | 1.1438e-07 | 0.1099 | 0.050325 | 0.0021839 | 0.057393 | 0 | 0.00031315 | 1.257e-08 | 0 | 1.257e-08 | 2.9705e-07 | 1.0596e-07 | 0 | 1.0596e-07 | 1.7955e-07 | 0 | 1.7955e-07 | 1.0008e-07 | 0 | 1.0008e-07 | [17 empty] | 7.3.3.17.5 (Remote Grid) Updates to grid topology to minimize risk of ignition in HFTDs Remote GridWLDFREquipment / facility failureAggregated | WLDFR | HFTD - Distribution - Tier 2 - 4QU CoRE ¦ 1QU LoRE | Red Flag Warning - Destructive Fires | Equipment / facility failure | Aggregated | 2023 | 1.2064e-06 | 772.1066 | 0.0009315 | 2023 | Mitigation | 0.95 | 45 | 0 | esc | 0.00097009 | 1.1704e-09 | 0.00097009 | 1.1704e-09
[79 empty] | WLDFR | HFTD - Distribution - Tier 3 - 5QU CoRE ¦ 5QU LoRE | Red Flag Warning - Small Fires | 2061 | 1.1438e-07 | 0.1099 | 0.050325 | 0.0021839 | 0.057393 | 0 | 0.00031315 | 1.257e-08 | 0 | 1.257e-08 | 2.9705e-07 | 1.1285e-07 | 0 | 1.1285e-07 | 1.9122e-07 | 0 | 1.9122e-07 | 1.0658e-07 | 0 | 1.0658e-07 | [17 empty] | 7.3.3.17.5 (Remote Grid) Updates to grid topology to minimize risk of ignition in HFTDs Remote GridWLDFREquipment / facility failureAggregated | WLDFR | HFTD - Distribution - Tier 2 - 4QU CoRE ¦ 1QU LoRE | Red Flag Warning - Destructive Fires | Equipment / facility failure | Aggregated | 2024 | 1.2064e-06 | 772.1066 | 0.0009315 | 2024 | Mitigation | 0.95 | 45 | 0 | esc | 0.00097009 | 1.1704e-09 | 0.00097009 | 1.1704e-09
[79 empty] | WLDFR | HFTD - Distribution - Tier 3 - 5QU CoRE ¦ 5QU LoRE | Red Flag Warning - Small Fires | 2062 | 1.1438e-07 | 0.1099 | 0.050325 | 0.0021839 | 0.057393 | 0 | 0.00031315 | 1.257e-08 | 0 | 1.257e-08 | 2.9705e-07 | 1.1285e-07 | 0 | 1.1285e-07 | 1.9122e-07 | 0 | 1.9122e-07 | 1.0658e-07 | 0 | 1.0658e-07 | [17 empty] | 7.3.3.17.5 (Remote Grid) Updates to grid topology to minimize risk of ignition in HFTDs Remote GridWLDFREquipment / facility failureAggregated | WLDFR | HFTD - Distribution - Tier 2 - 4QU CoRE ¦ 1QU LoRE | Red Flag Warning - Destructive Fires | Equipment / facility failure | Aggregated | 2025 | 1.2064e-06 | 772.1066 | 0.0009315 | 2025 | Mitigation | 0.95 | 45 | 0 | esc | 0.00097009 | 1.1704e-09 | 0.00097009 | 1.1704e-09
[79 empty] | WLDFR | HFTD - Distribution - Tier 3 - 5QU CoRE ¦ 5QU LoRE | Red Flag Warning - Small Fires | 2063 | 1.1438e-07 | 0.11504 | 0.052388 | 0.0022734 | 0.060377 | 0 | 0.00031315 | 1.3158e-08 | 0 | 1.3158e-08 | 3.1037e-07 | 1.1285e-07 | 0 | 1.1285e-07 | 1.9122e-07 | 0 | 1.9122e-07 | 1.0658e-07 | 0 | 1.0658e-07 | [17 empty] | 7.3.3.17.5 (Remote Grid) Updates to grid topology to minimize risk of ignition in HFTDs Remote GridWLDFREquipment / facility failureAggregated | WLDFR | HFTD - Distribution - Tier 2 - 4QU CoRE ¦ 1QU LoRE | Red Flag Warning - Destructive Fires | Equipment / facility failure | Aggregated | 2026 | 1.2064e-06 | 772.1066 | 0.0009315 | 2026 | Mitigation | 0.95 | 45 | 0 | esc | 0.00097009 | 1.1704e-09 | 0.00097009 | 1.1704e-09
[79 empty] | WLDFR | HFTD - Distribution - Tier 3 - 5QU CoRE ¦ 5QU LoRE | Red Flag Warning - Small Fires | 2064 | 1.1438e-07 | 0.11504 | 0.052388 | 0.0022734 | 0.060377 | 0 | 0.00031315 | 1.3158e-08 | 0 | 1.3158e-08 | 3.1037e-07 | 1.1285e-07 | 0 | 1.1285e-07 | 1.9122e-07 | 0 | 1.9122e-07 | 1.0658e-07 | 0 | 1.0658e-07 | [17 empty] | 7.3.3.17.5 (Remote Grid) Updates to grid topology to minimize risk of ignition in HFTDs Remote GridWLDFREquipment / facility failureAggregated | WLDFR | HFTD - Distribution - Tier 2 - 4QU CoRE ¦ 1QU LoRE | Red Flag Warning - Destructive Fires | Equipment / facility failure | Aggregated | 2027 | 1.2064e-06 | 772.1066 | 0.0009315 | 2027 | Mitigation | 0.95 | 45 | 0 | esc | 0.00097009 | 1.1704e-09 | 0.00097009 | 1.1704e-09
[79 empty] | WLDFR | HFTD - Distribution - Tier 3 - 5QU CoRE ¦ 5QU LoRE | Red Flag Warning - Small Fires | 2065 | 1.1438e-07 | 0.11504 | 0.052388 | 0.0022734 | 0.060377 | 0 | 0.00031315 | 1.3158e-08 | 0 | 1.3158e-08 | 3.1037e-07 | 1.1285e-07 | 0 | 1.1285e-07 | 1.9122e-07 | 0 | 1.9122e-07 | 1.0658e-07 | 0 | 1.0658e-07 | [17 empty] | 7.3.3.17.5 (Remote Grid) Updates to grid topology to minimize risk of ignition in HFTDs Remote GridWLDFREquipment / facility failureAggregated | WLDFR | HFTD - Distribution - Tier 2 - 4QU CoRE ¦ 1QU LoRE | Red Flag Warning - Destructive Fires | Equipment / facility failure | Aggregated | 2028 | 1.2064e-06 | 772.1066 | 0.0009315 | 2028 | Mitigation | 0.95 | 45 | 0 | esc | 0.00097009 | 1.1704e-09 | 0.00097009 | 1.1704e-09
[79 empty] | WLDFR | HFTD - Distribution - Tier 3 - 5QU CoRE ¦ 5QU LoRE | Red Flag Warning - Small Fires | 2066 | 1.1438e-07 | 0.11504 | 0.052388 | 0.0022734 | 0.060377 | 0 | 0.00031315 | 1.3158e-08 | 0 | 1.3158e-08 | 3.1037e-07 | 1.2007e-07 | 0 | 1.2007e-07 | 2.0345e-07 | 0 | 2.0345e-07 | 1.134e-07 | 0 | 1.134e-07 | [17 empty] | 7.3.3.17.5 (Remote Grid) Updates to grid topology to minimize risk of ignition in HFTDs Remote GridWLDFREquipment / facility failureAggregated | WLDFR | HFTD - Distribution - Tier 2 - 4QU CoRE ¦ 1QU LoRE | Red Flag Warning - Destructive Fires | Equipment / facility failure | Aggregated | 2029 | 1.2064e-06 | 772.1066 | 0.0009315 | 2029 | Mitigation | 0.95 | 45 | 0 | esc | 0.00097009 | 1.1704e-09 | 0.00097009 | 1.1704e-09
[79 empty] | WLDFR | HFTD - Distribution - Tier 3 - 5QU CoRE ¦ 5QU LoRE | Seismic - Non-Red Flag Warning - Catastrophic Fires | 2022 | 1.8906e-13 | 21083.8428 | 409.2237 | 13469.0878 | 7205.5313 | 0 | 5.1761e-10 | 3.9861e-09 | 0 | 3.9861e-09 | 1.9159e-08 | 1.2007e-07 | 0 | 1.2007e-07 | 2.0345e-07 | 0 | 2.0345e-07 | 1.134e-07 | 0 | 1.134e-07 | [17 empty] | 7.3.3.17.5 (Remote Grid) Updates to grid topology to minimize risk of ignition in HFTDs Remote GridWLDFREquipment / facility failureAggregated | WLDFR | HFTD - Distribution - Tier 2 - 4QU CoRE ¦ 1QU LoRE | Red Flag Warning - Destructive Fires | Equipment / facility failure | Aggregated | 2030 | 1.2064e-06 | 772.1066 | 0.0009315 | 2030 | Mitigation | 0.95 | 45 | 0 | esc | 0.00097009 | 1.1704e-09 | 0.00097009 | 1.1704e-09
[79 empty] | WLDFR | HFTD - Distribution - Tier 3 - 5QU CoRE ¦ 5QU LoRE | Seismic - Non-Red Flag Warning - Catastrophic Fires | 2023 | 1.8906e-13 | 21835.9781 | 428.6023 | 13939.561 | 7467.8148 | 0 | 5.1761e-10 | 4.1283e-09 | 0 | 4.1283e-09 | 1.9842e-08 | 1.2007e-07 | 0 | 1.2007e-07 | 2.0345e-07 | 0 | 2.0345e-07 | 1.134e-07 | 0 | 1.134e-07 | [17 empty] | 7.3.3.17.5 (Remote Grid) Updates to grid topology to minimize risk of ignition in HFTDs Remote GridWLDFREquipment / facility failureAggregated | WLDFR | HFTD - Distribution - Tier 2 - 4QU CoRE ¦ 1QU LoRE | Red Flag Warning - Destructive Fires | Equipment / facility failure | Aggregated | 2031 | 1.2064e-06 | 772.1066 | 0.0009315 | 2031 | Mitigation | 0.95 | 45 | 0 | esc | 0.00097009 | 1.1704e-09 | 0.00097009 | 1.1704e-09
[79 empty] | WLDFR | HFTD - Distribution - Tier 3 - 5QU CoRE ¦ 5QU LoRE | Seismic - Non-Red Flag Warning - Catastrophic Fires | 2024 | 1.8906e-13 | 21835.9781 | 428.6023 | 13939.561 | 7467.8148 | 0 | 5.1761e-10 | 4.1283e-09 | 0 | 4.1283e-09 | 1.9842e-08 | 1.2007e-07 | 0 | 1.2007e-07 | 2.0345e-07 | 0 | 2.0345e-07 | 1.134e-07 | 0 | 1.134e-07 | [17 empty] | 7.3.3.17.5 (Remote Grid) Updates to grid topology to minimize risk of ignition in HFTDs Remote GridWLDFREquipment / facility failureAggregated | WLDFR | HFTD - Distribution - Tier 2 - 4QU CoRE ¦ 1QU LoRE | Red Flag Warning - Destructive Fires | Equipment / facility failure | Aggregated | 2032 | 1.2064e-06 | 772.1066 | 0.0009315 | 2032 | Mitigation | 0.95 | 45 | 0 | esc | 0.00097009 | 1.1704e-09 | 0.00097009 | 1.1704e-09
[79 empty] | WLDFR | HFTD - Distribution - Tier 3 - 5QU CoRE ¦ 5QU LoRE | Seismic - Non-Red Flag Warning - Catastrophic Fires | 2025 | 1.8906e-13 | 21835.9781 | 428.6023 | 13939.561 | 7467.8148 | 0 | 5.1761e-10 | 4.1283e-09 | 0 | 4.1283e-09 | 1.9842e-08 | 1.2007e-07 | 0 | 1.2007e-07 | 2.0345e-07 | 0 | 2.0345e-07 | 1.134e-07 | 0 | 1.134e-07 | [17 empty] | 7.3.3.17.5 (Remote Grid) Updates to grid topology to minimize risk of ignition in HFTDs Remote GridWLDFREquipment / facility failureAggregated | WLDFR | HFTD - Distribution - Tier 2 - 4QU CoRE ¦ 1QU LoRE | Red Flag Warning - Destructive Fires | Equipment / facility failure | Aggregated | 2033 | 1.2064e-06 | 772.1066 | 0.0009315 | 2033 | Mitigation | 0.95 | 45 | 0 | esc | 0.00097009 | 1.1704e-09 | 0.00097009 | 1.1704e-09
[79 empty] | WLDFR | HFTD - Distribution - Tier 3 - 5QU CoRE ¦ 5QU LoRE | Seismic - Non-Red Flag Warning - Catastrophic Fires | 2026 | 1.8906e-13 | 21835.9781 | 428.6023 | 13939.561 | 7467.8148 | 0 | 5.1761e-10 | 4.1283e-09 | 0 | 4.1283e-09 | 1.9842e-08 | 1.2754e-07 | 0 | 1.2754e-07 | 2.161e-07 | 0 | 2.161e-07 | 1.2045e-07 | 0 | 1.2045e-07 | [17 empty] | 7.3.3.17.5 (Remote Grid) Updates to grid topology to minimize risk of ignition in HFTDs Remote GridWLDFREquipment / facility failureAggregated | WLDFR | HFTD - Distribution - Tier 2 - 4QU CoRE ¦ 1QU LoRE | Red Flag Warning - Destructive Fires | Equipment / facility failure | Aggregated | 2034 | 1.2064e-06 | 772.1066 | 0.0009315 | 2034 | Mitigation | 0.95 | 45 | 0 | esc | 0.00097009 | 1.1704e-09 | 0.00097009 | 1.1704e-09
[79 empty] | WLDFR | HFTD - Distribution - Tier 3 - 5QU CoRE ¦ 5QU LoRE | Seismic - Non-Red Flag Warning - Catastrophic Fires | 2027 | 1.8906e-13 | 21835.9781 | 428.6023 | 13939.561 | 7467.8148 | 0 | 5.1761e-10 | 4.1283e-09 | 0 | 4.1283e-09 | 1.9842e-08 | 1.2754e-07 | 0 | 1.2754e-07 | 2.161e-07 | 0 | 2.161e-07 | 1.2045e-07 | 0 | 1.2045e-07 | [17 empty] | 7.3.3.17.5 (Remote Grid) Updates to grid topology to minimize risk of ignition in HFTDs Remote GridWLDFREquipment / facility failureAggregated | WLDFR | HFTD - Distribution - Tier 2 - 4QU CoRE ¦ 1QU LoRE | Red Flag Warning - Destructive Fires | Equipment / facility failure | Aggregated | 2035 | 1.2064e-06 | 772.1066 | 0.0009315 | 2035 | Mitigation | 0.95 | 45 | 0 | esc | 0.00097009 | 1.1704e-09 | 0.00097009 | 1.1704e-09
[79 empty] | WLDFR | HFTD - Distribution - Tier 3 - 5QU CoRE ¦ 5QU LoRE | Seismic - Non-Red Flag Warning - Catastrophic Fires | 2028 | 1.8906e-13 | 22783.187 | 453.261 | 14531.3357 | 7798.5904 | 0 | 5.1761e-10 | 4.3074e-09 | 0 | 4.3074e-09 | 2.0703e-08 | 1.2754e-07 | 0 | 1.2754e-07 | 2.161e-07 | 0 | 2.161e-07 | 1.2045e-07 | 0 | 1.2045e-07 | [17 empty] | 7.3.3.17.5 (Remote Grid) Updates to grid topology to minimize risk of ignition in HFTDs Remote GridWLDFREquipment / facility failureAggregated | WLDFR | HFTD - Distribution - Tier 2 - 4QU CoRE ¦ 1QU LoRE | Red Flag Warning - Destructive Fires | Equipment / facility failure | Aggregated | 2036 | 1.2064e-06 | 772.1066 | 0.0009315 | 2036 | Mitigation | 0.95 | 45 | 0 | esc | 0.00097009 | 1.1704e-09 | 0.00097009 | 1.1704e-09
[79 empty] | WLDFR | HFTD - Distribution - Tier 3 - 5QU CoRE ¦ 5QU LoRE | Seismic - Non-Red Flag Warning - Catastrophic Fires | 2029 | 1.8906e-13 | 22783.187 | 453.261 | 14531.3357 | 7798.5904 | 0 | 5.1761e-10 | 4.3074e-09 | 0 | 4.3074e-09 | 2.0703e-08 | 0 | 0 | 0 | 2.161e-07 | 0 | 2.161e-07 | 1.2045e-07 | 0 | 1.2045e-07 | [17 empty] | 7.3.3.17.5 (Remote Grid) Updates to grid topology to minimize risk of ignition in HFTDs Remote GridWLDFREquipment / facility failureAggregated | WLDFR | HFTD - Distribution - Tier 2 - 4QU CoRE ¦ 1QU LoRE | Red Flag Warning - Destructive Fires | Equipment / facility failure | Aggregated | 2037 | 1.2064e-06 | 772.1066 | 0.0009315 | 2037 | Mitigation | 0.95 | 45 | 0 | esc | 0.00097009 | 1.1704e-09 | 0.00097009 | 1.1704e-09
[79 empty] | WLDFR | HFTD - Distribution - Tier 3 - 5QU CoRE ¦ 5QU LoRE | Seismic - Non-Red Flag Warning - Catastrophic Fires | 2030 | 1.8906e-13 | 22783.187 | 453.261 | 14531.3357 | 7798.5904 | 0 | 5.1761e-10 | 4.3074e-09 | 0 | 4.3074e-09 | 2.0703e-08 | 0 | 0 | 0 | 0 | 0 | 0 | 1.2045e-07 | 0 | 1.2045e-07 | [17 empty] | 7.3.3.17.5 (Remote Grid) Updates to grid topology to minimize risk of ignition in HFTDs Remote GridWLDFREquipment / facility failureAggregated | WLDFR | HFTD - Distribution - Tier 2 - 4QU CoRE ¦ 1QU LoRE | Red Flag Warning - Destructive Fires | Equipment / facility failure | Aggregated | 2038 | 1.2064e-06 | 772.1066 | 0.0009315 | 2038 | Mitigation | 0.95 | 45 | 0 | esc | 0.00097009 | 1.1704e-09 | 0.00097009 | 1.1704e-09
[79 empty] | WLDFR | HFTD - Distribution - Tier 3 - 5QU CoRE ¦ 5QU LoRE | Seismic - Non-Red Flag Warning - Catastrophic Fires | 2031 | 1.8906e-13 | 22783.187 | 453.261 | 14531.3357 | 7798.5904 | 0 | 5.1761e-10 | 4.3074e-09 | 0 | 4.3074e-09 | 2.0703e-08 | 2.991e-08 | 0 | 2.991e-08 | 0 | 0 | 0 | 0 | 0 | 0 | [17 empty] | 7.3.3.17.5 (Remote Grid) Updates to grid topology to minimize risk of ignition in HFTDs Remote GridWLDFREquipment / facility failureAggregated | WLDFR | HFTD - Distribution - Tier 2 - 4QU CoRE ¦ 1QU LoRE | Red Flag Warning - Destructive Fires | Equipment / facility failure | Aggregated | 2039 | 1.2064e-06 | 772.1066 | 0.0009315 | 2039 | Mitigation | 0.95 | 45 | 0 | esc | 0.00097009 | 1.1704e-09 | 0.00097009 | 1.1704e-09
[79 empty] | WLDFR | HFTD - Distribution - Tier 3 - 5QU CoRE ¦ 5QU LoRE | Seismic - Non-Red Flag Warning - Catastrophic Fires | 2032 | 1.8906e-13 | 22783.187 | 453.261 | 14531.3357 | 7798.5904 | 0 | 5.1761e-10 | 4.3074e-09 | 0 | 4.3074e-09 | 2.0703e-08 | 2.8853e-08 | 0 | 2.8853e-08 | 4.8889e-08 | 0 | 4.8889e-08 | 0 | 0 | 0 | [17 empty] | 7.3.3.17.5 (Remote Grid) Updates to grid topology to minimize risk of ignition in HFTDs Remote GridWLDFREquipment / facility failureAggregated | WLDFR | HFTD - Distribution - Tier 2 - 4QU CoRE ¦ 1QU LoRE | Red Flag Warning - Destructive Fires | Equipment / facility failure | Aggregated | 2040 | 1.2064e-06 | 772.1066 | 0.0009315 | 2040 | Mitigation | 0.95 | 45 | 0 | esc | 0.00097009 | 1.1704e-09 | 0.00097009 | 1.1704e-09
[79 empty] | WLDFR | HFTD - Distribution - Tier 3 - 5QU CoRE ¦ 5QU LoRE | Seismic - Non-Red Flag Warning - Catastrophic Fires | 2033 | 1.8906e-13 | 23835.2641 | 480.9649 | 15187.7294 | 8166.5698 | 0 | 5.1761e-10 | 4.5063e-09 | 0 | 4.5063e-09 | 2.1659e-08 | 2.9782e-08 | 0 | 2.9782e-08 | 5.0463e-08 | 0 | 5.0463e-08 | 2.8127e-08 | 0 | 2.8127e-08 | [17 empty] | 7.3.3.17.5 (Remote Grid) Updates to grid topology to minimize risk of ignition in HFTDs Remote GridWLDFREquipment / facility failureAggregated | WLDFR | HFTD - Distribution - Tier 2 - 4QU CoRE ¦ 1QU LoRE | Red Flag Warning - Destructive Fires | Equipment / facility failure | Aggregated | 2041 | 1.2064e-06 | 772.1066 | 0.0009315 | 2041 | Mitigation | 0.95 | 45 | 0 | esc | 0.00097009 | 1.1704e-09 | 0.00097009 | 1.1704e-09
[79 empty] | WLDFR | HFTD - Distribution - Tier 3 - 5QU CoRE ¦ 5QU LoRE | Seismic - Non-Red Flag Warning - Catastrophic Fires | 2034 | 1.8906e-13 | 23835.2641 | 480.9649 | 15187.7294 | 8166.5698 | 0 | 5.1761e-10 | 4.5063e-09 | 0 | 4.5063e-09 | 2.1659e-08 | 2.9782e-08 | 0 | 2.9782e-08 | 5.0463e-08 | 0 | 5.0463e-08 | 2.8127e-08 | 0 | 2.8127e-08 | [17 empty] | 7.3.3.17.5 (Remote Grid) Updates to grid topology to minimize risk of ignition in HFTDs Remote GridWLDFREquipment / facility failureAggregated | WLDFR | HFTD - Distribution - Tier 2 - 4QU CoRE ¦ 1QU LoRE | Red Flag Warning - Destructive Fires | Equipment / facility failure | Aggregated | 2042 | 1.2064e-06 | 772.1066 | 0.0009315 | 2042 | Mitigation | 0.95 | 45 | 0 | esc | 0.00097009 | 1.1704e-09 | 0.00097009 | 1.1704e-09
[79 empty] | WLDFR | HFTD - Distribution - Tier 3 - 5QU CoRE ¦ 5QU LoRE | Seismic - Non-Red Flag Warning - Catastrophic Fires | 2035 | 1.8906e-13 | 23835.2641 | 480.9649 | 15187.7294 | 8166.5698 | 0 | 5.1761e-10 | 4.5063e-09 | 0 | 4.5063e-09 | 2.1659e-08 | 2.9782e-08 | 0 | 2.9782e-08 | 5.0463e-08 | 0 | 5.0463e-08 | 2.8127e-08 | 0 | 2.8127e-08 | [17 empty] | 7.3.3.17.5 (Remote Grid) Updates to grid topology to minimize risk of ignition in HFTDs Remote GridWLDFREquipment / facility failureAggregated | WLDFR | HFTD - Distribution - Tier 2 - 4QU CoRE ¦ 1QU LoRE | Red Flag Warning - Destructive Fires | Equipment / facility failure | Aggregated | 2043 | 1.2064e-06 | 772.1066 | 0.0009315 | 2043 | Mitigation | 0.95 | 45 | 0 | esc | 0.00097009 | 1.1704e-09 | 0.00097009 | 1.1704e-09
[79 empty] | WLDFR | HFTD - Distribution - Tier 3 - 5QU CoRE ¦ 5QU LoRE | Seismic - Non-Red Flag Warning - Catastrophic Fires | 2036 | 1.8906e-13 | 23835.2641 | 480.9649 | 15187.7294 | 8166.5698 | 0 | 5.1761e-10 | 4.5063e-09 | 0 | 4.5063e-09 | 2.1659e-08 | 2.9782e-08 | 0 | 2.9782e-08 | 5.0463e-08 | 0 | 5.0463e-08 | 2.8127e-08 | 0 | 2.8127e-08 | [17 empty] | 7.3.3.17.5 (Remote Grid) Updates to grid topology to minimize risk of ignition in HFTDs Remote GridWLDFREquipment / facility failureAggregated | WLDFR | HFTD - Distribution - Tier 2 - 4QU CoRE ¦ 1QU LoRE | Red Flag Warning - Destructive Fires | Equipment / facility failure | Aggregated | 2044 | 1.2064e-06 | 772.1066 | 0.0009315 | 2044 | Mitigation | 0.95 | 45 | 0 | esc | 0.00097009 | 1.1704e-09 | 0.00097009 | 1.1704e-09
[79 empty] | WLDFR | HFTD - Distribution - Tier 3 - 5QU CoRE ¦ 5QU LoRE | Seismic - Non-Red Flag Warning - Catastrophic Fires | 2037 | 1.8906e-13 | 23835.2641 | 480.9649 | 15187.7294 | 8166.5698 | 0 | 5.1761e-10 | 4.5063e-09 | 0 | 4.5063e-09 | 2.1659e-08 | 2.9782e-08 | 0 | 2.9782e-08 | 5.0463e-08 | 0 | 5.0463e-08 | 2.8127e-08 | 0 | 2.8127e-08 | [17 empty] | 7.3.3.17.5 (Remote Grid) Updates to grid topology to minimize risk of ignition in HFTDs Remote GridWLDFREquipment / facility failureAggregated | WLDFR | HFTD - Distribution - Tier 2 - 4QU CoRE ¦ 1QU LoRE | Red Flag Warning - Destructive Fires | Equipment / facility failure | Aggregated | 2045 | 1.2064e-06 | 772.1066 | 0.0009315 | 2045 | Mitigation | 0.95 | 45 | 0 | esc | 0.00097009 | 1.1704e-09 | 0.00097009 | 1.1704e-09
[79 empty] | WLDFR | HFTD - Distribution - Tier 3 - 5QU CoRE ¦ 5QU LoRE | Seismic - Non-Red Flag Warning - Catastrophic Fires | 2038 | 1.8906e-13 | 24976.6418 | 511.3745 | 15898.8237 | 8566.4437 | 0 | 5.1761e-10 | 4.7221e-09 | 0 | 4.7221e-09 | 2.2696e-08 | 3.0966e-08 | 0 | 3.0966e-08 | 5.247e-08 | 0 | 5.247e-08 | 2.9246e-08 | 0 | 2.9246e-08 | [17 empty] | 7.3.3.17.5 (Remote Grid) Updates to grid topology to minimize risk of ignition in HFTDs Remote GridWLDFREquipment / facility failureAggregated | WLDFR | HFTD - Distribution - Tier 2 - 4QU CoRE ¦ 1QU LoRE | Red Flag Warning - Destructive Fires | Equipment / facility failure | Aggregated | 2046 | 1.2064e-06 | 772.1066 | 0.0009315 | 2046 | Mitigation | 0.95 | 45 | 0 | esc | 0.00097009 | 1.1704e-09 | 0.00097009 | 1.1704e-09
[79 empty] | WLDFR | HFTD - Distribution - Tier 3 - 5QU CoRE ¦ 5QU LoRE | Seismic - Non-Red Flag Warning - Catastrophic Fires | 2039 | 1.8906e-13 | 24976.6418 | 511.3745 | 15898.8237 | 8566.4437 | 0 | 5.1761e-10 | 4.7221e-09 | 0 | 4.7221e-09 | 2.2696e-08 | 3.0966e-08 | 0 | 3.0966e-08 | 5.247e-08 | 0 | 5.247e-08 | 2.9246e-08 | 0 | 2.9246e-08 | [17 empty] | 7.3.3.17.5 (Remote Grid) Updates to grid topology to minimize risk of ignition in HFTDs Remote GridWLDFREquipment / facility failureAggregated | WLDFR | HFTD - Distribution - Tier 2 - 4QU CoRE ¦ 1QU LoRE | Red Flag Warning - Destructive Fires | Equipment / facility failure | Aggregated | 2047 | 1.2064e-06 | 772.1066 | 0.0009315 | 2047 | Mitigation | 0.95 | 45 | 0 | esc | 0.00097009 | 1.1704e-09 | 0.00097009 | 1.1704e-09
[79 empty] | WLDFR | HFTD - Distribution - Tier 3 - 5QU CoRE ¦ 5QU LoRE | Seismic - Non-Red Flag Warning - Catastrophic Fires | 2040 | 1.8906e-13 | 24976.6418 | 511.3745 | 15898.8237 | 8566.4437 | 0 | 5.1761e-10 | 4.7221e-09 | 0 | 4.7221e-09 | 2.2696e-08 | 3.0966e-08 | 0 | 3.0966e-08 | 5.247e-08 | 0 | 5.247e-08 | 2.9246e-08 | 0 | 2.9246e-08 | [17 empty] | 7.3.3.17.5 (Remote Grid) Updates to grid topology to minimize risk of ignition in HFTDs Remote GridWLDFREquipment / facility failureAggregated | WLDFR | HFTD - Distribution - Tier 2 - 4QU CoRE ¦ 1QU LoRE | Red Flag Warning - Destructive Fires | Equipment / facility failure | Aggregated | 2048 | 1.2064e-06 | 772.1066 | 0.0009315 | 2048 | Mitigation | 0.95 | 45 | 0 | esc | 0.00097009 | 1.1704e-09 | 0.00097009 | 1.1704e-09
[79 empty] | WLDFR | HFTD - Distribution - Tier 3 - 5QU CoRE ¦ 5QU LoRE | Seismic - Non-Red Flag Warning - Catastrophic Fires | 2041 | 1.8906e-13 | 24976.6418 | 511.3745 | 15898.8237 | 8566.4437 | 0 | 5.1761e-10 | 4.7221e-09 | 0 | 4.7221e-09 | 2.2696e-08 | 3.0966e-08 | 0 | 3.0966e-08 | 5.247e-08 | 0 | 5.247e-08 | 2.9246e-08 | 0 | 2.9246e-08 | [17 empty] | 7.3.3.17.5 (Remote Grid) Updates to grid topology to minimize risk of ignition in HFTDs Remote GridWLDFREquipment / facility failureAggregated | WLDFR | HFTD - Distribution - Tier 2 - 4QU CoRE ¦ 1QU LoRE | Red Flag Warning - Destructive Fires | Equipment / facility failure | Aggregated | 2049 | 1.2064e-06 | 772.1066 | 0.0009315 | 2049 | Mitigation | 0.95 | 45 | 0 | esc | 0.00097009 | 1.1704e-09 | 0.00097009 | 1.1704e-09
[79 empty] | WLDFR | HFTD - Distribution - Tier 3 - 5QU CoRE ¦ 5QU LoRE | Seismic - Non-Red Flag Warning - Catastrophic Fires | 2042 | 1.8906e-13 | 24976.6418 | 511.3745 | 15898.8237 | 8566.4437 | 0 | 5.1761e-10 | 4.7221e-09 | 0 | 4.7221e-09 | 2.2696e-08 | 3.0966e-08 | 0 | 3.0966e-08 | 5.247e-08 | 0 | 5.247e-08 | 2.9246e-08 | 0 | 2.9246e-08 | [17 empty] | 7.3.3.17.5 (Remote Grid) Updates to grid topology to minimize risk of ignition in HFTDs Remote GridWLDFREquipment / facility failureAggregated | WLDFR | HFTD - Distribution - Tier 2 - 4QU CoRE ¦ 1QU LoRE | Red Flag Warning - Destructive Fires | Equipment / facility failure | Aggregated | 2050 | 1.2064e-06 | 772.1066 | 0.0009315 | 2050 | Mitigation | 0.95 | 45 | 0 | esc | 0.00097009 | 1.1704e-09 | 0.00097009 | 1.1704e-09
[79 empty] | WLDFR | HFTD - Distribution - Tier 3 - 5QU CoRE ¦ 5QU LoRE | Seismic - Non-Red Flag Warning - Catastrophic Fires | 2043 | 1.8906e-13 | 26191.7278 | 544.1291 | 16654.7414 | 8992.8573 | 0 | 5.1761e-10 | 4.9518e-09 | 0 | 4.9518e-09 | 2.38e-08 | 3.2301e-08 | 0 | 3.2301e-08 | 5.4733e-08 | 0 | 5.4733e-08 | 3.0507e-08 | 0 | 3.0507e-08 | [17 empty] | 7.3.3.17.5 (Remote Grid) Updates to grid topology to minimize risk of ignition in HFTDs Remote GridWLDFREquipment / facility failureAggregated | WLDFR | HFTD - Distribution - Tier 2 - 4QU CoRE ¦ 1QU LoRE | Red Flag Warning - Destructive Fires | Equipment / facility failure | Aggregated | 2051 | 1.2064e-06 | 772.1066 | 0.0009315 | 2051 | Mitigation | 0.95 | 45 | 0 | esc | 0.00097009 | 1.1704e-09 | 0.00097009 | 1.1704e-09
[79 empty] | WLDFR | HFTD - Distribution - Tier 3 - 5QU CoRE ¦ 5QU LoRE | Seismic - Non-Red Flag Warning - Catastrophic Fires | 2044 | 1.8906e-13 | 26191.7278 | 544.1291 | 16654.7414 | 8992.8573 | 0 | 5.1761e-10 | 4.9518e-09 | 0 | 4.9518e-09 | 2.38e-08 | 3.2301e-08 | 0 | 3.2301e-08 | 5.4733e-08 | 0 | 5.4733e-08 | 3.0507e-08 | 0 | 3.0507e-08 | [17 empty] | 7.3.3.17.5 (Remote Grid) Updates to grid topology to minimize risk of ignition in HFTDs Remote GridWLDFREquipment / facility failureAggregated | WLDFR | HFTD - Distribution - Tier 2 - 4QU CoRE ¦ 1QU LoRE | Red Flag Warning - Destructive Fires | Equipment / facility failure | Aggregated | 2052 | 1.2064e-06 | 772.1066 | 0.0009315 | 2052 | Mitigation | 0.95 | 45 | 0 | esc | 0.00097009 | 1.1704e-09 | 0.00097009 | 1.1704e-09
[79 empty] | WLDFR | HFTD - Distribution - Tier 3 - 5QU CoRE ¦ 5QU LoRE | Seismic - Non-Red Flag Warning - Catastrophic Fires | 2045 | 1.8906e-13 | 26191.7278 | 544.1291 | 16654.7414 | 8992.8573 | 0 | 5.1761e-10 | 4.9518e-09 | 0 | 4.9518e-09 | 2.38e-08 | 3.2301e-08 | 0 | 3.2301e-08 | 5.4733e-08 | 0 | 5.4733e-08 | 3.0507e-08 | 0 | 3.0507e-08 | [17 empty] | 7.3.3.17.5 (Remote Grid) Updates to grid topology to minimize risk of ignition in HFTDs Remote GridWLDFREquipment / facility failureAggregated | WLDFR | HFTD - Distribution - Tier 2 - 4QU CoRE ¦ 1QU LoRE | Red Flag Warning - Destructive Fires | Equipment / facility failure | Aggregated | 2053 | 1.2064e-06 | 772.1066 | 0.0009315 | 2053 | Mitigation | 0.95 | 45 | 0 | esc | 0.00097009 | 1.1704e-09 | 0.00097009 | 1.1704e-09
[79 empty] | WLDFR | HFTD - Distribution - Tier 3 - 5QU CoRE ¦ 5QU LoRE | Seismic - Non-Red Flag Warning - Catastrophic Fires | 2046 | 1.8906e-13 | 26191.7278 | 544.1291 | 16654.7414 | 8992.8573 | 0 | 5.1761e-10 | 4.9518e-09 | 0 | 4.9518e-09 | 2.38e-08 | 3.2301e-08 | 0 | 3.2301e-08 | 5.4733e-08 | 0 | 5.4733e-08 | 3.0507e-08 | 0 | 3.0507e-08 | [17 empty] | 7.3.3.17.5 (Remote Grid) Updates to grid topology to minimize risk of ignition in HFTDs Remote GridWLDFREquipment / facility failureAggregated | WLDFR | HFTD - Distribution - Tier 2 - 4QU CoRE ¦ 1QU LoRE | Red Flag Warning - Destructive Fires | Equipment / facility failure | Aggregated | 2054 | 1.2064e-06 | 772.1066 | 0.0009315 | 2054 | Mitigation | 0.95 | 45 | 0 | esc | 0.00097009 | 1.1704e-09 | 0.00097009 | 1.1704e-09
[79 empty] | WLDFR | HFTD - Distribution - Tier 3 - 5QU CoRE ¦ 5QU LoRE | Seismic - Non-Red Flag Warning - Catastrophic Fires | 2047 | 1.8906e-13 | 26191.7278 | 544.1291 | 16654.7414 | 8992.8573 | 0 | 5.1761e-10 | 4.9518e-09 | 0 | 4.9518e-09 | 2.38e-08 | 3.2301e-08 | 0 | 3.2301e-08 | 5.4733e-08 | 0 | 5.4733e-08 | 3.0507e-08 | 0 | 3.0507e-08 | [17 empty] | 7.3.3.17.5 (Remote Grid) Updates to grid topology to minimize risk of ignition in HFTDs Remote GridWLDFREquipment / facility failureAggregated | WLDFR | HFTD - Distribution - Tier 2 - 4QU CoRE ¦ 1QU LoRE | Red Flag Warning - Destructive Fires | Equipment / facility failure | Aggregated | 2055 | 1.2064e-06 | 772.1066 | 0.0009315 | 2055 | Mitigation | 0.95 | 45 | 0 | esc | 0.00097009 | 1.1704e-09 | 0.00097009 | 1.1704e-09
[79 empty] | WLDFR | HFTD - Distribution - Tier 3 - 5QU CoRE ¦ 5QU LoRE | Seismic - Non-Red Flag Warning - Catastrophic Fires | 2048 | 1.8906e-13 | 27464.7227 | 578.8407 | 17445.538 | 9440.3441 | 0 | 5.1761e-10 | 5.1925e-09 | 0 | 5.1925e-09 | 2.4957e-08 | 3.3773e-08 | 0 | 3.3773e-08 | 5.7226e-08 | 0 | 5.7226e-08 | 3.1896e-08 | 0 | 3.1896e-08 | [17 empty] | 7.3.3.17.5 (Remote Grid) Updates to grid topology to minimize risk of ignition in HFTDs Remote GridWLDFREquipment / facility failureAggregated | WLDFR | HFTD - Distribution - Tier 2 - 4QU CoRE ¦ 1QU LoRE | Red Flag Warning - Destructive Fires | Equipment / facility failure | Aggregated | 2056 | 1.2064e-06 | 772.1066 | 0.0009315 | 2056 | Mitigation | 0.95 | 45 | 0 | esc | 0.00097009 | 1.1704e-09 | 0.00097009 | 1.1704e-09
[79 empty] | WLDFR | HFTD - Distribution - Tier 3 - 5QU CoRE ¦ 5QU LoRE | Seismic - Non-Red Flag Warning - Catastrophic Fires | 2049 | 1.8906e-13 | 27464.7227 | 578.8407 | 17445.538 | 9440.3441 | 0 | 5.1761e-10 | 5.1925e-09 | 0 | 5.1925e-09 | 2.4957e-08 | 3.3773e-08 | 0 | 3.3773e-08 | 5.7226e-08 | 0 | 5.7226e-08 | 3.1896e-08 | 0 | 3.1896e-08 | [17 empty] | 7.3.3.17.5 (Remote Grid) Updates to grid topology to minimize risk of ignition in HFTDs Remote GridWLDFREquipment / facility failureAggregated | WLDFR | HFTD - Distribution - Tier 2 - 4QU CoRE ¦ 1QU LoRE | Red Flag Warning - Destructive Fires | Equipment / facility failure | Aggregated | 2057 | 1.2064e-06 | 772.1066 | 0.0009315 | 2057 | Mitigation | 0.95 | 45 | 0 | esc | 0.00097009 | 1.1704e-09 | 0.00097009 | 1.1704e-09
[79 empty] | WLDFR | HFTD - Distribution - Tier 3 - 5QU CoRE ¦ 5QU LoRE | Seismic - Non-Red Flag Warning - Catastrophic Fires | 2050 | 1.8906e-13 | 27464.7227 | 578.8407 | 17445.538 | 9440.3441 | 0 | 5.1761e-10 | 5.1925e-09 | 0 | 5.1925e-09 | 2.4957e-08 | 3.3773e-08 | 0 | 3.3773e-08 | 5.7226e-08 | 0 | 5.7226e-08 | 3.1896e-08 | 0 | 3.1896e-08 | [17 empty] | 7.3.3.17.5 (Remote Grid) Updates to grid topology to minimize risk of ignition in HFTDs Remote GridWLDFREquipment / facility failureAggregated | WLDFR | HFTD - Distribution - Tier 2 - 4QU CoRE ¦ 1QU LoRE | Red Flag Warning - Destructive Fires | Equipment / facility failure | Aggregated | 2058 | 1.2064e-06 | 772.1066 | 0.0009315 | 2058 | Mitigation | 0.95 | 45 | 0 | esc | 0.00097009 | 1.1704e-09 | 0.00097009 | 1.1704e-09
[79 empty] | WLDFR | HFTD - Distribution - Tier 3 - 5QU CoRE ¦ 5QU LoRE | Seismic - Non-Red Flag Warning - Catastrophic Fires | 2051 | 1.8906e-13 | 27464.7227 | 578.8407 | 17445.538 | 9440.3441 | 0 | 5.1761e-10 | 5.1925e-09 | 0 | 5.1925e-09 | 2.4957e-08 | 3.3773e-08 | 0 | 3.3773e-08 | 5.7226e-08 | 0 | 5.7226e-08 | 3.1896e-08 | 0 | 3.1896e-08 | [17 empty] | 7.3.3.17.5 (Remote Grid) Updates to grid topology to minimize risk of ignition in HFTDs Remote GridWLDFREquipment / facility failureAggregated | WLDFR | HFTD - Distribution - Tier 2 - 4QU CoRE ¦ 1QU LoRE | Red Flag Warning - Destructive Fires | Equipment / facility failure | Aggregated | 2059 | 1.2064e-06 | 772.1066 | 0.0009315 | 2059 | Mitigation | 0.95 | 45 | 0 | esc | 0.00097009 | 1.1704e-09 | 0.00097009 | 1.1704e-09
[79 empty] | WLDFR | HFTD - Distribution - Tier 3 - 5QU CoRE ¦ 5QU LoRE | Seismic - Non-Red Flag Warning - Catastrophic Fires | 2052 | 1.8906e-13 | 27464.7227 | 578.8407 | 17445.538 | 9440.3441 | 0 | 5.1761e-10 | 5.1925e-09 | 0 | 5.1925e-09 | 2.4957e-08 | 3.3773e-08 | 0 | 3.3773e-08 | 5.7226e-08 | 0 | 5.7226e-08 | 3.1896e-08 | 0 | 3.1896e-08 | [17 empty] | 7.3.3.17.5 (Remote Grid) Updates to grid topology to minimize risk of ignition in HFTDs Remote GridWLDFREquipment / facility failureAggregated | WLDFR | HFTD - Distribution - Tier 2 - 4QU CoRE ¦ 1QU LoRE | Red Flag Warning - Destructive Fires | Equipment / facility failure | Aggregated | 2060 | 1.2064e-06 | 772.1066 | 0.0009315 | 2060 | Mitigation | 0.95 | 45 | 0 | esc | 0.00097009 | 1.1704e-09 | 0.00097009 | 1.1704e-09
[79 empty] | WLDFR | HFTD - Distribution - Tier 3 - 5QU CoRE ¦ 5QU LoRE | Seismic - Non-Red Flag Warning - Catastrophic Fires | 2053 | 1.8906e-13 | 28779.6694 | 615.0952 | 18261.2327 | 9903.3415 | 0 | 5.1761e-10 | 5.4411e-09 | 0 | 5.4411e-09 | 2.6152e-08 | 3.5366e-08 | 0 | 3.5366e-08 | 5.9926e-08 | 0 | 5.9926e-08 | 3.3401e-08 | 0 | 3.3401e-08 | [17 empty] | 7.3.3.17.5 (Remote Grid) Updates to grid topology to minimize risk of ignition in HFTDs Remote GridWLDFREquipment / facility failureAggregated | WLDFR | HFTD - Distribution - Tier 2 - 4QU CoRE ¦ 1QU LoRE | Red Flag Warning - Destructive Fires | Equipment / facility failure | Aggregated | 2061 | 1.2064e-06 | 772.1066 | 0.0009315 | 2061 | Mitigation | 0.95 | 45 | 0 | esc | 0.00097009 | 1.1704e-09 | 0.00097009 | 1.1704e-09
[79 empty] | WLDFR | HFTD - Distribution - Tier 3 - 5QU CoRE ¦ 5QU LoRE | Seismic - Non-Red Flag Warning - Catastrophic Fires | 2054 | 1.8906e-13 | 28779.6694 | 615.0952 | 18261.2327 | 9903.3415 | 0 | 5.1761e-10 | 5.4411e-09 | 0 | 5.4411e-09 | 2.6152e-08 | 3.5366e-08 | 0 | 3.5366e-08 | 5.9926e-08 | 0 | 5.9926e-08 | 3.3401e-08 | 0 | 3.3401e-08 | [17 empty] | 7.3.3.17.5 (Remote Grid) Updates to grid topology to minimize risk of ignition in HFTDs Remote GridWLDFREquipment / facility failureAggregated | WLDFR | HFTD - Distribution - Tier 2 - 4QU CoRE ¦ 1QU LoRE | Red Flag Warning - Destructive Fires | Equipment / facility failure | Aggregated | 2062 | 1.2064e-06 | 772.1066 | 0.0009315 | 2062 | Mitigation | 0.95 | 45 | 0 | esc | 0.00097009 | 1.1704e-09 | 0.00097009 | 1.1704e-09
[79 empty] | WLDFR | HFTD - Distribution - Tier 3 - 5QU CoRE ¦ 5QU LoRE | Seismic - Non-Red Flag Warning - Catastrophic Fires | 2055 | 1.8906e-13 | 28779.6694 | 615.0952 | 18261.2327 | 9903.3415 | 0 | 5.1761e-10 | 5.4411e-09 | 0 | 5.4411e-09 | 2.6152e-08 | 3.5366e-08 | 0 | 3.5366e-08 | 5.9926e-08 | 0 | 5.9926e-08 | 3.3401e-08 | 0 | 3.3401e-08 | [17 empty] | 7.3.3.17.5 (Remote Grid) Updates to grid topology to minimize risk of ignition in HFTDs Remote GridWLDFREquipment / facility failureAggregated | WLDFR | HFTD - Distribution - Tier 2 - 4QU CoRE ¦ 1QU LoRE | Red Flag Warning - Destructive Fires | Equipment / facility failure | Aggregated | 2063 | 1.2064e-06 | 772.1066 | 0.0009315 | 2063 | Mitigation | 0.95 | 45 | 0 | esc | 0.00097009 | 1.1704e-09 | 0.00097009 | 1.1704e-09
[79 empty] | WLDFR | HFTD - Distribution - Tier 3 - 5QU CoRE ¦ 5QU LoRE | Seismic - Non-Red Flag Warning - Catastrophic Fires | 2056 | 1.8906e-13 | 28779.6694 | 615.0952 | 18261.2327 | 9903.3415 | 0 | 5.1761e-10 | 5.4411e-09 | 0 | 5.4411e-09 | 2.6152e-08 | 3.5366e-08 | 0 | 3.5366e-08 | 5.9926e-08 | 0 | 5.9926e-08 | 3.3401e-08 | 0 | 3.3401e-08 | [17 empty] | 7.3.3.17.5 (Remote Grid) Updates to grid topology to minimize risk of ignition in HFTDs Remote GridWLDFREquipment / facility failureAggregated | WLDFR | HFTD - Distribution - Tier 2 - 4QU CoRE ¦ 1QU LoRE | Red Flag Warning - Destructive Fires | Equipment / facility failure | Aggregated | 2064 | 1.2064e-06 | 772.1066 | 0.0009315 | 2064 | Mitigation | 0.95 | 45 | 0 | esc | 0.00097009 | 1.1704e-09 | 0.00097009 | 1.1704e-09
[79 empty] | WLDFR | HFTD - Distribution - Tier 3 - 5QU CoRE ¦ 5QU LoRE | Seismic - Non-Red Flag Warning - Catastrophic Fires | 2057 | 1.8906e-13 | 28779.6694 | 615.0952 | 18261.2327 | 9903.3415 | 0 | 5.1761e-10 | 5.4411e-09 | 0 | 5.4411e-09 | 2.6152e-08 | 3.5366e-08 | 0 | 3.5366e-08 | 5.9926e-08 | 0 | 5.9926e-08 | 3.3401e-08 | 0 | 3.3401e-08 | [17 empty] | 7.3.3.17.5 (Remote Grid) Updates to grid topology to minimize risk of ignition in HFTDs Remote GridWLDFREquipment / facility failureAggregated | WLDFR | HFTD - Distribution - Tier 2 - 4QU CoRE ¦ 1QU LoRE | Red Flag Warning - Destructive Fires | Equipment / facility failure | Aggregated | 2065 | 1.2064e-06 | 772.1066 | 0.0009315 | 2065 | Mitigation | 0.95 | 45 | 0 | esc | 0.00097009 | 1.1704e-09 | 0.00097009 | 1.1704e-09
[79 empty] | WLDFR | HFTD - Distribution - Tier 3 - 5QU CoRE ¦ 5QU LoRE | Seismic - Non-Red Flag Warning - Catastrophic Fires | 2058 | 1.8906e-13 | 30120.5761 | 652.457 | 19091.8834 | 10376.2358 | 0 | 5.1761e-10 | 5.6946e-09 | 0 | 5.6946e-09 | 2.737e-08 | 3.7064e-08 | 0 | 3.7064e-08 | 6.2804e-08 | 0 | 6.2804e-08 | 3.5005e-08 | 0 | 3.5005e-08 | [17 empty] | 7.3.3.17.5 (Remote Grid) Updates to grid topology to minimize risk of ignition in HFTDs Remote GridWLDFREquipment / facility failureAggregated | WLDFR | HFTD - Distribution - Tier 2 - 4QU CoRE ¦ 1QU LoRE | Red Flag Warning - Destructive Fires | Equipment / facility failure | Aggregated | 2066 | 1.2064e-06 | 772.1066 | 0.0009315 | 2066 | Mitigation | 0.95 | 45 | 0 | esc | 0.00097009 | 1.1704e-09 | 0.00097009 | 1.1704e-09
[79 empty] | WLDFR | HFTD - Distribution - Tier 3 - 5QU CoRE ¦ 5QU LoRE | Seismic - Non-Red Flag Warning - Catastrophic Fires | 2059 | 1.8906e-13 | 30120.5761 | 652.457 | 19091.8834 | 10376.2358 | 0 | 5.1761e-10 | 5.6946e-09 | 0 | 5.6946e-09 | 2.737e-08 | 3.7064e-08 | 0 | 3.7064e-08 | 6.2804e-08 | 0 | 6.2804e-08 | 3.5005e-08 | 0 | 3.5005e-08 | [17 empty] | 7.3.3.17.5 (Remote Grid) Updates to grid topology to minimize risk of ignition in HFTDs Remote GridWLDFREquipment / facility failureAggregated | WLDFR | HFTD - Distribution - Tier 2 - 4QU CoRE ¦ 1QU LoRE | Red Flag Warning - Destructive Fires | Equipment / facility failure | Aggregated | 2067 | 1.2064e-06 | 772.1066 | 0.0009315 | 2067 | Mitigation | 0.95 | 45 | 0 | esc | 0 | 0 | 0.00097009 | 1.1704e-09
[79 empty] | WLDFR | HFTD - Distribution - Tier 3 - 5QU CoRE ¦ 5QU LoRE | Seismic - Non-Red Flag Warning - Catastrophic Fires | 2060 | 1.8906e-13 | 30120.5761 | 652.457 | 19091.8834 | 10376.2358 | 0 | 5.1761e-10 | 5.6946e-09 | 0 | 5.6946e-09 | 2.737e-08 | 3.7064e-08 | 0 | 3.7064e-08 | 6.2804e-08 | 0 | 6.2804e-08 | 3.5005e-08 | 0 | 3.5005e-08 | [17 empty] | 7.3.3.17.5 (Remote Grid) Updates to grid topology to minimize risk of ignition in HFTDs Remote GridWLDFRVegetation ContactAggregated | WLDFR | HFTD - Distribution - Tier 2 - 4QU CoRE ¦ 1QU LoRE | Red Flag Warning - Destructive Fires | Vegetation Contact | Aggregated | 2022 | 2.4208e-06 | 772.1066 | 0.0018691 | 2022 | Mitigation | 0.95 | 45 | 0 | esc | 0.00097009 | 2.3483e-09 | 0 | 0
[79 empty] | WLDFR | HFTD - Distribution - Tier 3 - 5QU CoRE ¦ 5QU LoRE | Seismic - Non-Red Flag Warning - Catastrophic Fires | 2061 | 1.8906e-13 | 30120.5761 | 652.457 | 19091.8834 | 10376.2358 | 0 | 5.1761e-10 | 5.6946e-09 | 0 | 5.6946e-09 | 2.737e-08 | 3.7064e-08 | 0 | 3.7064e-08 | 6.2804e-08 | 0 | 6.2804e-08 | 3.5005e-08 | 0 | 3.5005e-08 | [17 empty] | 7.3.3.17.5 (Remote Grid) Updates to grid topology to minimize risk of ignition in HFTDs Remote GridWLDFRVegetation ContactAggregated | WLDFR | HFTD - Distribution - Tier 2 - 4QU CoRE ¦ 1QU LoRE | Red Flag Warning - Destructive Fires | Vegetation Contact | Aggregated | 2023 | 2.4208e-06 | 772.1066 | 0.0018691 | 2023 | Mitigation | 0.95 | 45 | 0 | esc | 0.00097009 | 2.3483e-09 | 0.00097009 | 2.3483e-09
[79 empty] | WLDFR | HFTD - Distribution - Tier 3 - 5QU CoRE ¦ 5QU LoRE | Seismic - Non-Red Flag Warning - Catastrophic Fires | 2062 | 1.8906e-13 | 30120.5761 | 652.457 | 19091.8834 | 10376.2358 | 0 | 5.1761e-10 | 5.6946e-09 | 0 | 5.6946e-09 | 2.737e-08 | 3.7064e-08 | 0 | 3.7064e-08 | 6.2804e-08 | 0 | 6.2804e-08 | 3.5005e-08 | 0 | 3.5005e-08 | [17 empty] | 7.3.3.17.5 (Remote Grid) Updates to grid topology to minimize risk of ignition in HFTDs Remote GridWLDFRVegetation ContactAggregated | WLDFR | HFTD - Distribution - Tier 2 - 4QU CoRE ¦ 1QU LoRE | Red Flag Warning - Destructive Fires | Vegetation Contact | Aggregated | 2024 | 2.4208e-06 | 772.1066 | 0.0018691 | 2024 | Mitigation | 0.95 | 45 | 0 | esc | 0.00097009 | 2.3483e-09 | 0.00097009 | 2.3483e-09
[79 empty] | WLDFR | HFTD - Distribution - Tier 3 - 5QU CoRE ¦ 5QU LoRE | Seismic - Non-Red Flag Warning - Catastrophic Fires | 2063 | 1.8906e-13 | 31471.2268 | 690.4653 | 19927.4643 | 10853.2973 | 0 | 5.1761e-10 | 5.95e-09 | 0 | 5.95e-09 | 2.8598e-08 | 3.8851e-08 | 0 | 3.8851e-08 | 6.583e-08 | 0 | 6.583e-08 | 3.6692e-08 | 0 | 3.6692e-08 | [17 empty] | 7.3.3.17.5 (Remote Grid) Updates to grid topology to minimize risk of ignition in HFTDs Remote GridWLDFRVegetation ContactAggregated | WLDFR | HFTD - Distribution - Tier 2 - 4QU CoRE ¦ 1QU LoRE | Red Flag Warning - Destructive Fires | Vegetation Contact | Aggregated | 2025 | 2.4208e-06 | 772.1066 | 0.0018691 | 2025 | Mitigation | 0.95 | 45 | 0 | esc | 0.00097009 | 2.3483e-09 | 0.00097009 | 2.3483e-09
[79 empty] | WLDFR | HFTD - Distribution - Tier 3 - 5QU CoRE ¦ 5QU LoRE | Seismic - Non-Red Flag Warning - Catastrophic Fires | 2064 | 1.8906e-13 | 31471.2268 | 690.4653 | 19927.4643 | 10853.2973 | 0 | 5.1761e-10 | 5.95e-09 | 0 | 5.95e-09 | 2.8598e-08 | 3.8851e-08 | 0 | 3.8851e-08 | 6.583e-08 | 0 | 6.583e-08 | 3.6692e-08 | 0 | 3.6692e-08 | [17 empty] | 7.3.3.17.5 (Remote Grid) Updates to grid topology to minimize risk of ignition in HFTDs Remote GridWLDFRVegetation ContactAggregated | WLDFR | HFTD - Distribution - Tier 2 - 4QU CoRE ¦ 1QU LoRE | Red Flag Warning - Destructive Fires | Vegetation Contact | Aggregated | 2026 | 2.4208e-06 | 772.1066 | 0.0018691 | 2026 | Mitigation | 0.95 | 45 | 0 | esc | 0.00097009 | 2.3483e-09 | 0.00097009 | 2.3483e-09
[79 empty] | WLDFR | HFTD - Distribution - Tier 3 - 5QU CoRE ¦ 5QU LoRE | Seismic - Non-Red Flag Warning - Catastrophic Fires | 2065 | 1.8906e-13 | 31471.2268 | 690.4653 | 19927.4643 | 10853.2973 | 0 | 5.1761e-10 | 5.95e-09 | 0 | 5.95e-09 | 2.8598e-08 | 3.8851e-08 | 0 | 3.8851e-08 | 6.583e-08 | 0 | 6.583e-08 | 3.6692e-08 | 0 | 3.6692e-08 | [17 empty] | 7.3.3.17.5 (Remote Grid) Updates to grid topology to minimize risk of ignition in HFTDs Remote GridWLDFRVegetation ContactAggregated | WLDFR | HFTD - Distribution - Tier 2 - 4QU CoRE ¦ 1QU LoRE | Red Flag Warning - Destructive Fires | Vegetation Contact | Aggregated | 2027 | 2.4208e-06 | 772.1066 | 0.0018691 | 2027 | Mitigation | 0.95 | 45 | 0 | esc | 0.00097009 | 2.3483e-09 | 0.00097009 | 2.3483e-09
[79 empty] | WLDFR | HFTD - Distribution - Tier 3 - 5QU CoRE ¦ 5QU LoRE | Seismic - Non-Red Flag Warning - Catastrophic Fires | 2066 | 1.8906e-13 | 31471.2268 | 690.4653 | 19927.4643 | 10853.2973 | 0 | 5.1761e-10 | 5.95e-09 | 0 | 5.95e-09 | 2.8598e-08 | 3.8851e-08 | 0 | 3.8851e-08 | 6.583e-08 | 0 | 6.583e-08 | 3.6692e-08 | 0 | 3.6692e-08 | [17 empty] | 7.3.3.17.5 (Remote Grid) Updates to grid topology to minimize risk of ignition in HFTDs Remote GridWLDFRVegetation ContactAggregated | WLDFR | HFTD - Distribution - Tier 2 - 4QU CoRE ¦ 1QU LoRE | Red Flag Warning - Destructive Fires | Vegetation Contact | Aggregated | 2028 | 2.4208e-06 | 772.1066 | 0.0018691 | 2028 | Mitigation | 0.95 | 45 | 0 | esc | 0.00097009 | 2.3483e-09 | 0.00097009 | 2.3483e-09
[79 empty] | WLDFR | HFTD - Distribution - Tier 3 - 5QU CoRE ¦ 5QU LoRE | Seismic - Red Flag Warning - Catastrophic Fires | 2022 | 8.1522e-12 | 21083.8428 | 409.2237 | 13469.0878 | 7205.5313 | 0 | 2.2319e-08 | 1.7188e-07 | 0 | 1.7188e-07 | 8.263e-07 | 3.8851e-08 | 0 | 3.8851e-08 | 6.583e-08 | 0 | 6.583e-08 | 3.6692e-08 | 0 | 3.6692e-08 | [17 empty] | 7.3.3.17.5 (Remote Grid) Updates to grid topology to minimize risk of ignition in HFTDs Remote GridWLDFRVegetation ContactAggregated | WLDFR | HFTD - Distribution - Tier 2 - 4QU CoRE ¦ 1QU LoRE | Red Flag Warning - Destructive Fires | Vegetation Contact | Aggregated | 2029 | 2.4208e-06 | 772.1066 | 0.0018691 | 2029 | Mitigation | 0.95 | 45 | 0 | esc | 0.00097009 | 2.3483e-09 | 0.00097009 | 2.3483e-09
[79 empty] | WLDFR | HFTD - Distribution - Tier 3 - 5QU CoRE ¦ 5QU LoRE | Seismic - Red Flag Warning - Catastrophic Fires | 2023 | 8.1522e-12 | 21835.9781 | 428.6023 | 13939.561 | 7467.8148 | 0 | 2.2319e-08 | 1.7801e-07 | 0 | 1.7801e-07 | 8.5577e-07 | 4.0706e-08 | 0 | 4.0706e-08 | 6.8973e-08 | 0 | 6.8973e-08 | 3.8444e-08 | 0 | 3.8444e-08 | [17 empty] | 7.3.3.17.5 (Remote Grid) Updates to grid topology to minimize risk of ignition in HFTDs Remote GridWLDFRVegetation ContactAggregated | WLDFR | HFTD - Distribution - Tier 2 - 4QU CoRE ¦ 1QU LoRE | Red Flag Warning - Destructive Fires | Vegetation Contact | Aggregated | 2030 | 2.4208e-06 | 772.1066 | 0.0018691 | 2030 | Mitigation | 0.95 | 45 | 0 | esc | 0.00097009 | 2.3483e-09 | 0.00097009 | 2.3483e-09
[79 empty] | WLDFR | HFTD - Distribution - Tier 3 - 5QU CoRE ¦ 5QU LoRE | Seismic - Red Flag Warning - Catastrophic Fires | 2024 | 8.1522e-12 | 21835.9781 | 428.6023 | 13939.561 | 7467.8148 | 0 | 2.2319e-08 | 1.7801e-07 | 0 | 1.7801e-07 | 8.5577e-07 | 4.0706e-08 | 0 | 4.0706e-08 | 6.8973e-08 | 0 | 6.8973e-08 | 3.8444e-08 | 0 | 3.8444e-08 | [17 empty] | 7.3.3.17.5 (Remote Grid) Updates to grid topology to minimize risk of ignition in HFTDs Remote GridWLDFRVegetation ContactAggregated | WLDFR | HFTD - Distribution - Tier 2 - 4QU CoRE ¦ 1QU LoRE | Red Flag Warning - Destructive Fires | Vegetation Contact | Aggregated | 2031 | 2.4208e-06 | 772.1066 | 0.0018691 | 2031 | Mitigation | 0.95 | 45 | 0 | esc | 0.00097009 | 2.3483e-09 | 0.00097009 | 2.3483e-09
[79 empty] | WLDFR | HFTD - Distribution - Tier 3 - 5QU CoRE ¦ 5QU LoRE | Seismic - Red Flag Warning - Catastrophic Fires | 2025 | 8.1522e-12 | 21835.9781 | 428.6023 | 13939.561 | 7467.8148 | 0 | 2.2319e-08 | 1.7801e-07 | 0 | 1.7801e-07 | 8.5577e-07 | 4.0706e-08 | 0 | 4.0706e-08 | 6.8973e-08 | 0 | 6.8973e-08 | 3.8444e-08 | 0 | 3.8444e-08 | [17 empty] | 7.3.3.17.5 (Remote Grid) Updates to grid topology to minimize risk of ignition in HFTDs Remote GridWLDFRVegetation ContactAggregated | WLDFR | HFTD - Distribution - Tier 2 - 4QU CoRE ¦ 1QU LoRE | Red Flag Warning - Destructive Fires | Vegetation Contact | Aggregated | 2032 | 2.4208e-06 | 772.1066 | 0.0018691 | 2032 | Mitigation | 0.95 | 45 | 0 | esc | 0.00097009 | 2.3483e-09 | 0.00097009 | 2.3483e-09
[79 empty] | WLDFR | HFTD - Distribution - Tier 3 - 5QU CoRE ¦ 5QU LoRE | Seismic - Red Flag Warning - Catastrophic Fires | 2026 | 8.1522e-12 | 21835.9781 | 428.6023 | 13939.561 | 7467.8148 | 0 | 2.2319e-08 | 1.7801e-07 | 0 | 1.7801e-07 | 8.5577e-07 | 4.0706e-08 | 0 | 4.0706e-08 | 6.8973e-08 | 0 | 6.8973e-08 | 3.8444e-08 | 0 | 3.8444e-08 | [17 empty] | 7.3.3.17.5 (Remote Grid) Updates to grid topology to minimize risk of ignition in HFTDs Remote GridWLDFRVegetation ContactAggregated | WLDFR | HFTD - Distribution - Tier 2 - 4QU CoRE ¦ 1QU LoRE | Red Flag Warning - Destructive Fires | Vegetation Contact | Aggregated | 2033 | 2.4208e-06 | 772.1066 | 0.0018691 | 2033 | Mitigation | 0.95 | 45 | 0 | esc | 0.00097009 | 2.3483e-09 | 0.00097009 | 2.3483e-09
[79 empty] | WLDFR | HFTD - Distribution - Tier 3 - 5QU CoRE ¦ 5QU LoRE | Seismic - Red Flag Warning - Catastrophic Fires | 2027 | 8.1522e-12 | 21835.9781 | 428.6023 | 13939.561 | 7467.8148 | 0 | 2.2319e-08 | 1.7801e-07 | 0 | 1.7801e-07 | 8.5577e-07 | 4.0706e-08 | 0 | 4.0706e-08 | 6.8973e-08 | 0 | 6.8973e-08 | 3.8444e-08 | 0 | 3.8444e-08 | [17 empty] | 7.3.3.17.5 (Remote Grid) Updates to grid topology to minimize risk of ignition in HFTDs Remote GridWLDFRVegetation ContactAggregated | WLDFR | HFTD - Distribution - Tier 2 - 4QU CoRE ¦ 1QU LoRE | Red Flag Warning - Destructive Fires | Vegetation Contact | Aggregated | 2034 | 2.4208e-06 | 772.1066 | 0.0018691 | 2034 | Mitigation | 0.95 | 45 | 0 | esc | 0.00097009 | 2.3483e-09 | 0.00097009 | 2.3483e-09
[79 empty] | WLDFR | HFTD - Distribution - Tier 3 - 5QU CoRE ¦ 5QU LoRE | Seismic - Red Flag Warning - Catastrophic Fires | 2028 | 8.1522e-12 | 22783.187 | 453.261 | 14531.3357 | 7798.5904 | 0 | 2.2319e-08 | 1.8573e-07 | 0 | 1.8573e-07 | 8.9289e-07 | 4.2608e-08 | 0 | 4.2608e-08 | 7.2197e-08 | 0 | 7.2197e-08 | 4.0241e-08 | 0 | 4.0241e-08 | [17 empty] | 7.3.3.17.5 (Remote Grid) Updates to grid topology to minimize risk of ignition in HFTDs Remote GridWLDFRVegetation ContactAggregated | WLDFR | HFTD - Distribution - Tier 2 - 4QU CoRE ¦ 1QU LoRE | Red Flag Warning - Destructive Fires | Vegetation Contact | Aggregated | 2035 | 2.4208e-06 | 772.1066 | 0.0018691 | 2035 | Mitigation | 0.95 | 45 | 0 | esc | 0.00097009 | 2.3483e-09 | 0.00097009 | 2.3483e-09
[79 empty] | WLDFR | HFTD - Distribution - Tier 3 - 5QU CoRE ¦ 5QU LoRE | Seismic - Red Flag Warning - Catastrophic Fires | 2029 | 8.1522e-12 | 22783.187 | 453.261 | 14531.3357 | 7798.5904 | 0 | 2.2319e-08 | 1.8573e-07 | 0 | 1.8573e-07 | 8.9289e-07 | 4.2608e-08 | 0 | 4.2608e-08 | 7.2197e-08 | 0 | 7.2197e-08 | 4.0241e-08 | 0 | 4.0241e-08 | [17 empty] | 7.3.3.17.5 (Remote Grid) Updates to grid topology to minimize risk of ignition in HFTDs Remote GridWLDFRVegetation ContactAggregated | WLDFR | HFTD - Distribution - Tier 2 - 4QU CoRE ¦ 1QU LoRE | Red Flag Warning - Destructive Fires | Vegetation Contact | Aggregated | 2036 | 2.4208e-06 | 772.1066 | 0.0018691 | 2036 | Mitigation | 0.95 | 45 | 0 | esc | 0.00097009 | 2.3483e-09 | 0.00097009 | 2.3483e-09
[79 empty] | WLDFR | HFTD - Distribution - Tier 3 - 5QU CoRE ¦ 5QU LoRE | Seismic - Red Flag Warning - Catastrophic Fires | 2030 | 8.1522e-12 | 22783.187 | 453.261 | 14531.3357 | 7798.5904 | 0 | 2.2319e-08 | 1.8573e-07 | 0 | 1.8573e-07 | 8.9289e-07 | 4.2608e-08 | 0 | 4.2608e-08 | 7.2197e-08 | 0 | 7.2197e-08 | 4.0241e-08 | 0 | 4.0241e-08 | [17 empty] | 7.3.3.17.5 (Remote Grid) Updates to grid topology to minimize risk of ignition in HFTDs Remote GridWLDFRVegetation ContactAggregated | WLDFR | HFTD - Distribution - Tier 2 - 4QU CoRE ¦ 1QU LoRE | Red Flag Warning - Destructive Fires | Vegetation Contact | Aggregated | 2037 | 2.4208e-06 | 772.1066 | 0.0018691 | 2037 | Mitigation | 0.95 | 45 | 0 | esc | 0.00097009 | 2.3483e-09 | 0.00097009 | 2.3483e-09
[79 empty] | WLDFR | HFTD - Distribution - Tier 3 - 5QU CoRE ¦ 5QU LoRE | Seismic - Red Flag Warning - Catastrophic Fires | 2031 | 8.1522e-12 | 22783.187 | 453.261 | 14531.3357 | 7798.5904 | 0 | 2.2319e-08 | 1.8573e-07 | 0 | 1.8573e-07 | 8.9289e-07 | 0 | 0 | 0 | 7.2197e-08 | 0 | 7.2197e-08 | 4.0241e-08 | 0 | 4.0241e-08 | [17 empty] | 7.3.3.17.5 (Remote Grid) Updates to grid topology to minimize risk of ignition in HFTDs Remote GridWLDFRVegetation ContactAggregated | WLDFR | HFTD - Distribution - Tier 2 - 4QU CoRE ¦ 1QU LoRE | Red Flag Warning - Destructive Fires | Vegetation Contact | Aggregated | 2038 | 2.4208e-06 | 772.1066 | 0.0018691 | 2038 | Mitigation | 0.95 | 45 | 0 | esc | 0.00097009 | 2.3483e-09 | 0.00097009 | 2.3483e-09
[79 empty] | WLDFR | HFTD - Distribution - Tier 3 - 5QU CoRE ¦ 5QU LoRE | Seismic - Red Flag Warning - Catastrophic Fires | 2032 | 8.1522e-12 | 22783.187 | 453.261 | 14531.3357 | 7798.5904 | 0 | 2.2319e-08 | 1.8573e-07 | 0 | 1.8573e-07 | 8.9289e-07 | 0 | 0 | 0 | 0 | 0 | 0 | 4.0241e-08 | 0 | 4.0241e-08 | [17 empty] | 7.3.3.17.5 (Remote Grid) Updates to grid topology to minimize risk of ignition in HFTDs Remote GridWLDFRVegetation ContactAggregated | WLDFR | HFTD - Distribution - Tier 2 - 4QU CoRE ¦ 1QU LoRE | Red Flag Warning - Destructive Fires | Vegetation Contact | Aggregated | 2039 | 2.4208e-06 | 772.1066 | 0.0018691 | 2039 | Mitigation | 0.95 | 45 | 0 | esc | 0.00097009 | 2.3483e-09 | 0.00097009 | 2.3483e-09
[79 empty] | WLDFR | HFTD - Distribution - Tier 3 - 5QU CoRE ¦ 5QU LoRE | Seismic - Red Flag Warning - Catastrophic Fires | 2033 | 8.1522e-12 | 23835.2641 | 480.9649 | 15187.7294 | 8166.5698 | 0 | 2.2319e-08 | 1.9431e-07 | 0 | 1.9431e-07 | 9.3413e-07 | 1.4749e-08 | 0 | 1.4749e-08 | 0 | 0 | 0 | 0 | 0 | 0 | [17 empty] | 7.3.3.17.5 (Remote Grid) Updates to grid topology to minimize risk of ignition in HFTDs Remote GridWLDFRVegetation ContactAggregated | WLDFR | HFTD - Distribution - Tier 2 - 4QU CoRE ¦ 1QU LoRE | Red Flag Warning - Destructive Fires | Vegetation Contact | Aggregated | 2040 | 2.4208e-06 | 772.1066 | 0.0018691 | 2040 | Mitigation | 0.95 | 45 | 0 | esc | 0.00097009 | 2.3483e-09 | 0.00097009 | 2.3483e-09
[79 empty] | WLDFR | HFTD - Distribution - Tier 3 - 5QU CoRE ¦ 5QU LoRE | Seismic - Red Flag Warning - Catastrophic Fires | 2034 | 8.1522e-12 | 23835.2641 | 480.9649 | 15187.7294 | 8166.5698 | 0 | 2.2319e-08 | 1.9431e-07 | 0 | 1.9431e-07 | 9.3413e-07 | 1.4466e-08 | 0 | 1.4466e-08 | 2.4513e-08 | 0 | 2.4513e-08 | 0 | 0 | 0 | [17 empty] | 7.3.3.17.5 (Remote Grid) Updates to grid topology to minimize risk of ignition in HFTDs Remote GridWLDFRVegetation ContactAggregated | WLDFR | HFTD - Distribution - Tier 2 - 4QU CoRE ¦ 1QU LoRE | Red Flag Warning - Destructive Fires | Vegetation Contact | Aggregated | 2041 | 2.4208e-06 | 772.1066 | 0.0018691 | 2041 | Mitigation | 0.95 | 45 | 0 | esc | 0.00097009 | 2.3483e-09 | 0.00097009 | 2.3483e-09
[79 empty] | WLDFR | HFTD - Distribution - Tier 3 - 5QU CoRE ¦ 5QU LoRE | Seismic - Red Flag Warning - Catastrophic Fires | 2035 | 8.1522e-12 | 23835.2641 | 480.9649 | 15187.7294 | 8166.5698 | 0 | 2.2319e-08 | 1.9431e-07 | 0 | 1.9431e-07 | 9.3413e-07 | 1.4983e-08 | 0 | 1.4983e-08 | 2.5387e-08 | 0 | 2.5387e-08 | 1.415e-08 | 0 | 1.415e-08 | [17 empty] | 7.3.3.17.5 (Remote Grid) Updates to grid topology to minimize risk of ignition in HFTDs Remote GridWLDFRVegetation ContactAggregated | WLDFR | HFTD - Distribution - Tier 2 - 4QU CoRE ¦ 1QU LoRE | Red Flag Warning - Destructive Fires | Vegetation Contact | Aggregated | 2042 | 2.4208e-06 | 772.1066 | 0.0018691 | 2042 | Mitigation | 0.95 | 45 | 0 | esc | 0.00097009 | 2.3483e-09 | 0.00097009 | 2.3483e-09
[79 empty] | WLDFR | HFTD - Distribution - Tier 3 - 5QU CoRE ¦ 5QU LoRE | Seismic - Red Flag Warning - Catastrophic Fires | 2036 | 8.1522e-12 | 23835.2641 | 480.9649 | 15187.7294 | 8166.5698 | 0 | 2.2319e-08 | 1.9431e-07 | 0 | 1.9431e-07 | 9.3413e-07 | 1.4983e-08 | 0 | 1.4983e-08 | 2.5387e-08 | 0 | 2.5387e-08 | 1.415e-08 | 0 | 1.415e-08 | [17 empty] | 7.3.3.17.5 (Remote Grid) Updates to grid topology to minimize risk of ignition in HFTDs Remote GridWLDFRVegetation ContactAggregated | WLDFR | HFTD - Distribution - Tier 2 - 4QU CoRE ¦ 1QU LoRE | Red Flag Warning - Destructive Fires | Vegetation Contact | Aggregated | 2043 | 2.4208e-06 | 772.1066 | 0.0018691 | 2043 | Mitigation | 0.95 | 45 | 0 | esc | 0.00097009 | 2.3483e-09 | 0.00097009 | 2.3483e-09
[79 empty] | WLDFR | HFTD - Distribution - Tier 3 - 5QU CoRE ¦ 5QU LoRE | Seismic - Red Flag Warning - Catastrophic Fires | 2037 | 8.1522e-12 | 23835.2641 | 480.9649 | 15187.7294 | 8166.5698 | 0 | 2.2319e-08 | 1.9431e-07 | 0 | 1.9431e-07 | 9.3413e-07 | 1.4983e-08 | 0 | 1.4983e-08 | 2.5387e-08 | 0 | 2.5387e-08 | 1.415e-08 | 0 | 1.415e-08 | [17 empty] | 7.3.3.17.5 (Remote Grid) Updates to grid topology to minimize risk of ignition in HFTDs Remote GridWLDFRVegetation ContactAggregated | WLDFR | HFTD - Distribution - Tier 2 - 4QU CoRE ¦ 1QU LoRE | Red Flag Warning - Destructive Fires | Vegetation Contact | Aggregated | 2044 | 2.4208e-06 | 772.1066 | 0.0018691 | 2044 | Mitigation | 0.95 | 45 | 0 | esc | 0.00097009 | 2.3483e-09 | 0.00097009 | 2.3483e-09
[79 empty] | WLDFR | HFTD - Distribution - Tier 3 - 5QU CoRE ¦ 5QU LoRE | Seismic - Red Flag Warning - Catastrophic Fires | 2038 | 8.1522e-12 | 24976.6418 | 511.3745 | 15898.8237 | 8566.4437 | 0 | 2.2319e-08 | 2.0362e-07 | 0 | 2.0362e-07 | 9.7886e-07 | 1.4983e-08 | 0 | 1.4983e-08 | 2.5387e-08 | 0 | 2.5387e-08 | 1.415e-08 | 0 | 1.415e-08 | [17 empty] | 7.3.3.17.5 (Remote Grid) Updates to grid topology to minimize risk of ignition in HFTDs Remote GridWLDFRVegetation ContactAggregated | WLDFR | HFTD - Distribution - Tier 2 - 4QU CoRE ¦ 1QU LoRE | Red Flag Warning - Destructive Fires | Vegetation Contact | Aggregated | 2045 | 2.4208e-06 | 772.1066 | 0.0018691 | 2045 | Mitigation | 0.95 | 45 | 0 | esc | 0.00097009 | 2.3483e-09 | 0.00097009 | 2.3483e-09
[79 empty] | WLDFR | HFTD - Distribution - Tier 3 - 5QU CoRE ¦ 5QU LoRE | Seismic - Red Flag Warning - Catastrophic Fires | 2039 | 8.1522e-12 | 24976.6418 | 511.3745 | 15898.8237 | 8566.4437 | 0 | 2.2319e-08 | 2.0362e-07 | 0 | 2.0362e-07 | 9.7886e-07 | 1.4983e-08 | 0 | 1.4983e-08 | 2.5387e-08 | 0 | 2.5387e-08 | 1.415e-08 | 0 | 1.415e-08 | [17 empty] | 7.3.3.17.5 (Remote Grid) Updates to grid topology to minimize risk of ignition in HFTDs Remote GridWLDFRVegetation ContactAggregated | WLDFR | HFTD - Distribution - Tier 2 - 4QU CoRE ¦ 1QU LoRE | Red Flag Warning - Destructive Fires | Vegetation Contact | Aggregated | 2046 | 2.4208e-06 | 772.1066 | 0.0018691 | 2046 | Mitigation | 0.95 | 45 | 0 | esc | 0.00097009 | 2.3483e-09 | 0.00097009 | 2.3483e-09
[79 empty] | WLDFR | HFTD - Distribution - Tier 3 - 5QU CoRE ¦ 5QU LoRE | Seismic - Red Flag Warning - Catastrophic Fires | 2040 | 8.1522e-12 | 24976.6418 | 511.3745 | 15898.8237 | 8566.4437 | 0 | 2.2319e-08 | 2.0362e-07 | 0 | 2.0362e-07 | 9.7886e-07 | 1.5632e-08 | 0 | 1.5632e-08 | 2.6488e-08 | 0 | 2.6488e-08 | 1.4764e-08 | 0 | 1.4764e-08 | [17 empty] | 7.3.3.17.5 (Remote Grid) Updates to grid topology to minimize risk of ignition in HFTDs Remote GridWLDFRVegetation ContactAggregated | WLDFR | HFTD - Distribution - Tier 2 - 4QU CoRE ¦ 1QU LoRE | Red Flag Warning - Destructive Fires | Vegetation Contact | Aggregated | 2047 | 2.4208e-06 | 772.1066 | 0.0018691 | 2047 | Mitigation | 0.95 | 45 | 0 | esc | 0.00097009 | 2.3483e-09 | 0.00097009 | 2.3483e-09
[79 empty] | WLDFR | HFTD - Distribution - Tier 3 - 5QU CoRE ¦ 5QU LoRE | Seismic - Red Flag Warning - Catastrophic Fires | 2041 | 8.1522e-12 | 24976.6418 | 511.3745 | 15898.8237 | 8566.4437 | 0 | 2.2319e-08 | 2.0362e-07 | 0 | 2.0362e-07 | 9.7886e-07 | 1.5632e-08 | 0 | 1.5632e-08 | 2.6488e-08 | 0 | 2.6488e-08 | 1.4764e-08 | 0 | 1.4764e-08 | [17 empty] | 7.3.3.17.5 (Remote Grid) Updates to grid topology to minimize risk of ignition in HFTDs Remote GridWLDFRVegetation ContactAggregated | WLDFR | HFTD - Distribution - Tier 2 - 4QU CoRE ¦ 1QU LoRE | Red Flag Warning - Destructive Fires | Vegetation Contact | Aggregated | 2048 | 2.4208e-06 | 772.1066 | 0.0018691 | 2048 | Mitigation | 0.95 | 45 | 0 | esc | 0.00097009 | 2.3483e-09 | 0.00097009 | 2.3483e-09
[79 empty] | WLDFR | HFTD - Distribution - Tier 3 - 5QU CoRE ¦ 5QU LoRE | Seismic - Red Flag Warning - Catastrophic Fires | 2042 | 8.1522e-12 | 24976.6418 | 511.3745 | 15898.8237 | 8566.4437 | 0 | 2.2319e-08 | 2.0362e-07 | 0 | 2.0362e-07 | 9.7886e-07 | 1.5632e-08 | 0 | 1.5632e-08 | 2.6488e-08 | 0 | 2.6488e-08 | 1.4764e-08 | 0 | 1.4764e-08 | [17 empty] | 7.3.3.17.5 (Remote Grid) Updates to grid topology to minimize risk of ignition in HFTDs Remote GridWLDFRVegetation ContactAggregated | WLDFR | HFTD - Distribution - Tier 2 - 4QU CoRE ¦ 1QU LoRE | Red Flag Warning - Destructive Fires | Vegetation Contact | Aggregated | 2049 | 2.4208e-06 | 772.1066 | 0.0018691 | 2049 | Mitigation | 0.95 | 45 | 0 | esc | 0.00097009 | 2.3483e-09 | 0.00097009 | 2.3483e-09
[79 empty] | WLDFR | HFTD - Distribution - Tier 3 - 5QU CoRE ¦ 5QU LoRE | Seismic - Red Flag Warning - Catastrophic Fires | 2043 | 8.1522e-12 | 26191.7278 | 544.1291 | 16654.7414 | 8992.8573 | 0 | 2.2319e-08 | 2.1352e-07 | 0 | 2.1352e-07 | 1.0265e-06 | 1.5632e-08 | 0 | 1.5632e-08 | 2.6488e-08 | 0 | 2.6488e-08 | 1.4764e-08 | 0 | 1.4764e-08 | [17 empty] | 7.3.3.17.5 (Remote Grid) Updates to grid topology to minimize risk of ignition in HFTDs Remote GridWLDFRVegetation ContactAggregated | WLDFR | HFTD - Distribution - Tier 2 - 4QU CoRE ¦ 1QU LoRE | Red Flag Warning - Destructive Fires | Vegetation Contact | Aggregated | 2050 | 2.4208e-06 | 772.1066 | 0.0018691 | 2050 | Mitigation | 0.95 | 45 | 0 | esc | 0.00097009 | 2.3483e-09 | 0.00097009 | 2.3483e-09
[79 empty] | WLDFR | HFTD - Distribution - Tier 3 - 5QU CoRE ¦ 5QU LoRE | Seismic - Red Flag Warning - Catastrophic Fires | 2044 | 8.1522e-12 | 26191.7278 | 544.1291 | 16654.7414 | 8992.8573 | 0 | 2.2319e-08 | 2.1352e-07 | 0 | 2.1352e-07 | 1.0265e-06 | 1.5632e-08 | 0 | 1.5632e-08 | 2.6488e-08 | 0 | 2.6488e-08 | 1.4764e-08 | 0 | 1.4764e-08 | [17 empty] | 7.3.3.17.5 (Remote Grid) Updates to grid topology to minimize risk of ignition in HFTDs Remote GridWLDFRVegetation ContactAggregated | WLDFR | HFTD - Distribution - Tier 2 - 4QU CoRE ¦ 1QU LoRE | Red Flag Warning - Destructive Fires | Vegetation Contact | Aggregated | 2051 | 2.4208e-06 | 772.1066 | 0.0018691 | 2051 | Mitigation | 0.95 | 45 | 0 | esc | 0.00097009 | 2.3483e-09 | 0.00097009 | 2.3483e-09
[79 empty] | WLDFR | HFTD - Distribution - Tier 3 - 5QU CoRE ¦ 5QU LoRE | Seismic - Red Flag Warning - Catastrophic Fires | 2045 | 8.1522e-12 | 26191.7278 | 544.1291 | 16654.7414 | 8992.8573 | 0 | 2.2319e-08 | 2.1352e-07 | 0 | 2.1352e-07 | 1.0265e-06 | 1.6354e-08 | 0 | 1.6354e-08 | 2.7711e-08 | 0 | 2.7711e-08 | 1.5446e-08 | 0 | 1.5446e-08 | [17 empty] | 7.3.3.17.5 (Remote Grid) Updates to grid topology to minimize risk of ignition in HFTDs Remote GridWLDFRVegetation ContactAggregated | WLDFR | HFTD - Distribution - Tier 2 - 4QU CoRE ¦ 1QU LoRE | Red Flag Warning - Destructive Fires | Vegetation Contact | Aggregated | 2052 | 2.4208e-06 | 772.1066 | 0.0018691 | 2052 | Mitigation | 0.95 | 45 | 0 | esc | 0.00097009 | 2.3483e-09 | 0.00097009 | 2.3483e-09
[79 empty] | WLDFR | HFTD - Distribution - Tier 3 - 5QU CoRE ¦ 5QU LoRE | Seismic - Red Flag Warning - Catastrophic Fires | 2046 | 8.1522e-12 | 26191.7278 | 544.1291 | 16654.7414 | 8992.8573 | 0 | 2.2319e-08 | 2.1352e-07 | 0 | 2.1352e-07 | 1.0265e-06 | 1.6354e-08 | 0 | 1.6354e-08 | 2.7711e-08 | 0 | 2.7711e-08 | 1.5446e-08 | 0 | 1.5446e-08 | [17 empty] | 7.3.3.17.5 (Remote Grid) Updates to grid topology to minimize risk of ignition in HFTDs Remote GridWLDFRVegetation ContactAggregated | WLDFR | HFTD - Distribution - Tier 2 - 4QU CoRE ¦ 1QU LoRE | Red Flag Warning - Destructive Fires | Vegetation Contact | Aggregated | 2053 | 2.4208e-06 | 772.1066 | 0.0018691 | 2053 | Mitigation | 0.95 | 45 | 0 | esc | 0.00097009 | 2.3483e-09 | 0.00097009 | 2.3483e-09
[79 empty] | WLDFR | HFTD - Distribution - Tier 3 - 5QU CoRE ¦ 5QU LoRE | Seismic - Red Flag Warning - Catastrophic Fires | 2047 | 8.1522e-12 | 26191.7278 | 544.1291 | 16654.7414 | 8992.8573 | 0 | 2.2319e-08 | 2.1352e-07 | 0 | 2.1352e-07 | 1.0265e-06 | 1.6354e-08 | 0 | 1.6354e-08 | 2.7711e-08 | 0 | 2.7711e-08 | 1.5446e-08 | 0 | 1.5446e-08 | [17 empty] | 7.3.3.17.5 (Remote Grid) Updates to grid topology to minimize risk of ignition in HFTDs Remote GridWLDFRVegetation ContactAggregated | WLDFR | HFTD - Distribution - Tier 2 - 4QU CoRE ¦ 1QU LoRE | Red Flag Warning - Destructive Fires | Vegetation Contact | Aggregated | 2054 | 2.4208e-06 | 772.1066 | 0.0018691 | 2054 | Mitigation | 0.95 | 45 | 0 | esc | 0.00097009 | 2.3483e-09 | 0.00097009 | 2.3483e-09
[79 empty] | WLDFR | HFTD - Distribution - Tier 3 - 5QU CoRE ¦ 5QU LoRE | Seismic - Red Flag Warning - Catastrophic Fires | 2048 | 8.1522e-12 | 27464.7227 | 578.8407 | 17445.538 | 9440.3441 | 0 | 2.2319e-08 | 2.239e-07 | 0 | 2.239e-07 | 1.0764e-06 | 1.6354e-08 | 0 | 1.6354e-08 | 2.7711e-08 | 0 | 2.7711e-08 | 1.5446e-08 | 0 | 1.5446e-08 | [17 empty] | 7.3.3.17.5 (Remote Grid) Updates to grid topology to minimize risk of ignition in HFTDs Remote GridWLDFRVegetation ContactAggregated | WLDFR | HFTD - Distribution - Tier 2 - 4QU CoRE ¦ 1QU LoRE | Red Flag Warning - Destructive Fires | Vegetation Contact | Aggregated | 2055 | 2.4208e-06 | 772.1066 | 0.0018691 | 2055 | Mitigation | 0.95 | 45 | 0 | esc | 0.00097009 | 2.3483e-09 | 0.00097009 | 2.3483e-09
[79 empty] | WLDFR | HFTD - Distribution - Tier 3 - 5QU CoRE ¦ 5QU LoRE | Seismic - Red Flag Warning - Catastrophic Fires | 2049 | 8.1522e-12 | 27464.7227 | 578.8407 | 17445.538 | 9440.3441 | 0 | 2.2319e-08 | 2.239e-07 | 0 | 2.239e-07 | 1.0764e-06 | 1.6354e-08 | 0 | 1.6354e-08 | 2.7711e-08 | 0 | 2.7711e-08 | 1.5446e-08 | 0 | 1.5446e-08 | [17 empty] | 7.3.3.17.5 (Remote Grid) Updates to grid topology to minimize risk of ignition in HFTDs Remote GridWLDFRVegetation ContactAggregated | WLDFR | HFTD - Distribution - Tier 2 - 4QU CoRE ¦ 1QU LoRE | Red Flag Warning - Destructive Fires | Vegetation Contact | Aggregated | 2056 | 2.4208e-06 | 772.1066 | 0.0018691 | 2056 | Mitigation | 0.95 | 45 | 0 | esc | 0.00097009 | 2.3483e-09 | 0.00097009 | 2.3483e-09
[79 empty] | WLDFR | HFTD - Distribution - Tier 3 - 5QU CoRE ¦ 5QU LoRE | Seismic - Red Flag Warning - Catastrophic Fires | 2050 | 8.1522e-12 | 27464.7227 | 578.8407 | 17445.538 | 9440.3441 | 0 | 2.2319e-08 | 2.239e-07 | 0 | 2.239e-07 | 1.0764e-06 | 1.7137e-08 | 0 | 1.7137e-08 | 2.9038e-08 | 0 | 2.9038e-08 | 1.6185e-08 | 0 | 1.6185e-08 | [17 empty] | 7.3.3.17.5 (Remote Grid) Updates to grid topology to minimize risk of ignition in HFTDs Remote GridWLDFRVegetation ContactAggregated | WLDFR | HFTD - Distribution - Tier 2 - 4QU CoRE ¦ 1QU LoRE | Red Flag Warning - Destructive Fires | Vegetation Contact | Aggregated | 2057 | 2.4208e-06 | 772.1066 | 0.0018691 | 2057 | Mitigation | 0.95 | 45 | 0 | esc | 0.00097009 | 2.3483e-09 | 0.00097009 | 2.3483e-09
[79 empty] | WLDFR | HFTD - Distribution - Tier 3 - 5QU CoRE ¦ 5QU LoRE | Seismic - Red Flag Warning - Catastrophic Fires | 2051 | 8.1522e-12 | 27464.7227 | 578.8407 | 17445.538 | 9440.3441 | 0 | 2.2319e-08 | 2.239e-07 | 0 | 2.239e-07 | 1.0764e-06 | 1.7137e-08 | 0 | 1.7137e-08 | 2.9038e-08 | 0 | 2.9038e-08 | 1.6185e-08 | 0 | 1.6185e-08 | [17 empty] | 7.3.3.17.5 (Remote Grid) Updates to grid topology to minimize risk of ignition in HFTDs Remote GridWLDFRVegetation ContactAggregated | WLDFR | HFTD - Distribution - Tier 2 - 4QU CoRE ¦ 1QU LoRE | Red Flag Warning - Destructive Fires | Vegetation Contact | Aggregated | 2058 | 2.4208e-06 | 772.1066 | 0.0018691 | 2058 | Mitigation | 0.95 | 45 | 0 | esc | 0.00097009 | 2.3483e-09 | 0.00097009 | 2.3483e-09
[79 empty] | WLDFR | HFTD - Distribution - Tier 3 - 5QU CoRE ¦ 5QU LoRE | Seismic - Red Flag Warning - Catastrophic Fires | 2052 | 8.1522e-12 | 27464.7227 | 578.8407 | 17445.538 | 9440.3441 | 0 | 2.2319e-08 | 2.239e-07 | 0 | 2.239e-07 | 1.0764e-06 | 1.7137e-08 | 0 | 1.7137e-08 | 2.9038e-08 | 0 | 2.9038e-08 | 1.6185e-08 | 0 | 1.6185e-08 | [17 empty] | 7.3.3.17.5 (Remote Grid) Updates to grid topology to minimize risk of ignition in HFTDs Remote GridWLDFRVegetation ContactAggregated | WLDFR | HFTD - Distribution - Tier 2 - 4QU CoRE ¦ 1QU LoRE | Red Flag Warning - Destructive Fires | Vegetation Contact | Aggregated | 2059 | 2.4208e-06 | 772.1066 | 0.0018691 | 2059 | Mitigation | 0.95 | 45 | 0 | esc | 0.00097009 | 2.3483e-09 | 0.00097009 | 2.3483e-09
[79 empty] | WLDFR | HFTD - Distribution - Tier 3 - 5QU CoRE ¦ 5QU LoRE | Seismic - Red Flag Warning - Catastrophic Fires | 2053 | 8.1522e-12 | 28779.6694 | 615.0952 | 18261.2327 | 9903.3415 | 0 | 2.2319e-08 | 2.3462e-07 | 0 | 2.3462e-07 | 1.1279e-06 | 1.7137e-08 | 0 | 1.7137e-08 | 2.9038e-08 | 0 | 2.9038e-08 | 1.6185e-08 | 0 | 1.6185e-08 | [17 empty] | 7.3.3.17.5 (Remote Grid) Updates to grid topology to minimize risk of ignition in HFTDs Remote GridWLDFRVegetation ContactAggregated | WLDFR | HFTD - Distribution - Tier 2 - 4QU CoRE ¦ 1QU LoRE | Red Flag Warning - Destructive Fires | Vegetation Contact | Aggregated | 2060 | 2.4208e-06 | 772.1066 | 0.0018691 | 2060 | Mitigation | 0.95 | 45 | 0 | esc | 0.00097009 | 2.3483e-09 | 0.00097009 | 2.3483e-09
[79 empty] | WLDFR | HFTD - Distribution - Tier 3 - 5QU CoRE ¦ 5QU LoRE | Seismic - Red Flag Warning - Catastrophic Fires | 2054 | 8.1522e-12 | 28779.6694 | 615.0952 | 18261.2327 | 9903.3415 | 0 | 2.2319e-08 | 2.3462e-07 | 0 | 2.3462e-07 | 1.1279e-06 | 1.7137e-08 | 0 | 1.7137e-08 | 2.9038e-08 | 0 | 2.9038e-08 | 1.6185e-08 | 0 | 1.6185e-08 | [17 empty] | 7.3.3.17.5 (Remote Grid) Updates to grid topology to minimize risk of ignition in HFTDs Remote GridWLDFRVegetation ContactAggregated | WLDFR | HFTD - Distribution - Tier 2 - 4QU CoRE ¦ 1QU LoRE | Red Flag Warning - Destructive Fires | Vegetation Contact | Aggregated | 2061 | 2.4208e-06 | 772.1066 | 0.0018691 | 2061 | Mitigation | 0.95 | 45 | 0 | esc | 0.00097009 | 2.3483e-09 | 0.00097009 | 2.3483e-09
[79 empty] | WLDFR | HFTD - Distribution - Tier 3 - 5QU CoRE ¦ 5QU LoRE | Seismic - Red Flag Warning - Catastrophic Fires | 2055 | 8.1522e-12 | 28779.6694 | 615.0952 | 18261.2327 | 9903.3415 | 0 | 2.2319e-08 | 2.3462e-07 | 0 | 2.3462e-07 | 1.1279e-06 | 1.7971e-08 | 0 | 1.7971e-08 | 3.0451e-08 | 0 | 3.0451e-08 | 1.6973e-08 | 0 | 1.6973e-08 | [17 empty] | 7.3.3.17.5 (Remote Grid) Updates to grid topology to minimize risk of ignition in HFTDs Remote GridWLDFRVegetation ContactAggregated | WLDFR | HFTD - Distribution - Tier 2 - 4QU CoRE ¦ 1QU LoRE | Red Flag Warning - Destructive Fires | Vegetation Contact | Aggregated | 2062 | 2.4208e-06 | 772.1066 | 0.0018691 | 2062 | Mitigation | 0.95 | 45 | 0 | esc | 0.00097009 | 2.3483e-09 | 0.00097009 | 2.3483e-09
[79 empty] | WLDFR | HFTD - Distribution - Tier 3 - 5QU CoRE ¦ 5QU LoRE | Seismic - Red Flag Warning - Catastrophic Fires | 2056 | 8.1522e-12 | 28779.6694 | 615.0952 | 18261.2327 | 9903.3415 | 0 | 2.2319e-08 | 2.3462e-07 | 0 | 2.3462e-07 | 1.1279e-06 | 1.7971e-08 | 0 | 1.7971e-08 | 3.0451e-08 | 0 | 3.0451e-08 | 1.6973e-08 | 0 | 1.6973e-08 | [17 empty] | 7.3.3.17.5 (Remote Grid) Updates to grid topology to minimize risk of ignition in HFTDs Remote GridWLDFRVegetation ContactAggregated | WLDFR | HFTD - Distribution - Tier 2 - 4QU CoRE ¦ 1QU LoRE | Red Flag Warning - Destructive Fires | Vegetation Contact | Aggregated | 2063 | 2.4208e-06 | 772.1066 | 0.0018691 | 2063 | Mitigation | 0.95 | 45 | 0 | esc | 0.00097009 | 2.3483e-09 | 0.00097009 | 2.3483e-09
[79 empty] | WLDFR | HFTD - Distribution - Tier 3 - 5QU CoRE ¦ 5QU LoRE | Seismic - Red Flag Warning - Catastrophic Fires | 2057 | 8.1522e-12 | 28779.6694 | 615.0952 | 18261.2327 | 9903.3415 | 0 | 2.2319e-08 | 2.3462e-07 | 0 | 2.3462e-07 | 1.1279e-06 | 1.7971e-08 | 0 | 1.7971e-08 | 3.0451e-08 | 0 | 3.0451e-08 | 1.6973e-08 | 0 | 1.6973e-08 | [17 empty] | 7.3.3.17.5 (Remote Grid) Updates to grid topology to minimize risk of ignition in HFTDs Remote GridWLDFRVegetation ContactAggregated | WLDFR | HFTD - Distribution - Tier 2 - 4QU CoRE ¦ 1QU LoRE | Red Flag Warning - Destructive Fires | Vegetation Contact | Aggregated | 2064 | 2.4208e-06 | 772.1066 | 0.0018691 | 2064 | Mitigation | 0.95 | 45 | 0 | esc | 0.00097009 | 2.3483e-09 | 0.00097009 | 2.3483e-09
[79 empty] | WLDFR | HFTD - Distribution - Tier 3 - 5QU CoRE ¦ 5QU LoRE | Seismic - Red Flag Warning - Catastrophic Fires | 2058 | 8.1522e-12 | 30120.5761 | 652.457 | 19091.8834 | 10376.2358 | 0 | 2.2319e-08 | 2.4555e-07 | 0 | 2.4555e-07 | 1.1805e-06 | 1.7971e-08 | 0 | 1.7971e-08 | 3.0451e-08 | 0 | 3.0451e-08 | 1.6973e-08 | 0 | 1.6973e-08 | [17 empty] | 7.3.3.17.5 (Remote Grid) Updates to grid topology to minimize risk of ignition in HFTDs Remote GridWLDFRVegetation ContactAggregated | WLDFR | HFTD - Distribution - Tier 2 - 4QU CoRE ¦ 1QU LoRE | Red Flag Warning - Destructive Fires | Vegetation Contact | Aggregated | 2065 | 2.4208e-06 | 772.1066 | 0.0018691 | 2065 | Mitigation | 0.95 | 45 | 0 | esc | 0.00097009 | 2.3483e-09 | 0.00097009 | 2.3483e-09
[79 empty] | WLDFR | HFTD - Distribution - Tier 3 - 5QU CoRE ¦ 5QU LoRE | Seismic - Red Flag Warning - Catastrophic Fires | 2059 | 8.1522e-12 | 30120.5761 | 652.457 | 19091.8834 | 10376.2358 | 0 | 2.2319e-08 | 2.4555e-07 | 0 | 2.4555e-07 | 1.1805e-06 | 1.7971e-08 | 0 | 1.7971e-08 | 3.0451e-08 | 0 | 3.0451e-08 | 1.6973e-08 | 0 | 1.6973e-08 | [17 empty] | 7.3.3.17.5 (Remote Grid) Updates to grid topology to minimize risk of ignition in HFTDs Remote GridWLDFRVegetation ContactAggregated | WLDFR | HFTD - Distribution - Tier 2 - 4QU CoRE ¦ 1QU LoRE | Red Flag Warning - Destructive Fires | Vegetation Contact | Aggregated | 2066 | 2.4208e-06 | 772.1066 | 0.0018691 | 2066 | Mitigation | 0.95 | 45 | 0 | esc | 0.00097009 | 2.3483e-09 | 0.00097009 | 2.3483e-09
[79 empty] | WLDFR | HFTD - Distribution - Tier 3 - 5QU CoRE ¦ 5QU LoRE | Seismic - Red Flag Warning - Catastrophic Fires | 2060 | 8.1522e-12 | 30120.5761 | 652.457 | 19091.8834 | 10376.2358 | 0 | 2.2319e-08 | 2.4555e-07 | 0 | 2.4555e-07 | 1.1805e-06 | 1.8845e-08 | 0 | 1.8845e-08 | 3.1931e-08 | 0 | 3.1931e-08 | 1.7798e-08 | 0 | 1.7798e-08 | [17 empty] | 7.3.3.17.5 (Remote Grid) Updates to grid topology to minimize risk of ignition in HFTDs Remote GridWLDFRVegetation ContactAggregated | WLDFR | HFTD - Distribution - Tier 2 - 4QU CoRE ¦ 1QU LoRE | Red Flag Warning - Destructive Fires | Vegetation Contact | Aggregated | 2067 | 2.4208e-06 | 772.1066 | 0.0018691 | 2067 | Mitigation | 0.95 | 45 | 0 | esc | 0 | 0 | 0.00097009 | 2.3483e-09
[79 empty] | WLDFR | HFTD - Distribution - Tier 3 - 5QU CoRE ¦ 5QU LoRE | Seismic - Red Flag Warning - Catastrophic Fires | 2061 | 8.1522e-12 | 30120.5761 | 652.457 | 19091.8834 | 10376.2358 | 0 | 2.2319e-08 | 2.4555e-07 | 0 | 2.4555e-07 | 1.1805e-06 | 1.8845e-08 | 0 | 1.8845e-08 | 3.1931e-08 | 0 | 3.1931e-08 | 1.7798e-08 | 0 | 1.7798e-08 | [17 empty] | 7.3.3.17.5 (Remote Grid) Updates to grid topology to minimize risk of ignition in HFTDs Remote GridWLDFREquipment / facility failureAggregated | WLDFR | HFTD - Distribution - Tier 2 - 4QU CoRE ¦ 1QU LoRE | Red Flag Warning - Large Fires | Equipment / facility failure | Aggregated | 2022 | 1.8552e-05 | 772.1066 | 0.014324 | 2022 | Mitigation | 0.95 | 45 | 0 | esc | 0.00097009 | 1.7997e-08 | 0 | 0
[79 empty] | WLDFR | HFTD - Distribution - Tier 3 - 5QU CoRE ¦ 5QU LoRE | Seismic - Red Flag Warning - Catastrophic Fires | 2062 | 8.1522e-12 | 30120.5761 | 652.457 | 19091.8834 | 10376.2358 | 0 | 2.2319e-08 | 2.4555e-07 | 0 | 2.4555e-07 | 1.1805e-06 | 1.8845e-08 | 0 | 1.8845e-08 | 3.1931e-08 | 0 | 3.1931e-08 | 1.7798e-08 | 0 | 1.7798e-08 | [17 empty] | 7.3.3.17.5 (Remote Grid) Updates to grid topology to minimize risk of ignition in HFTDs Remote GridWLDFREquipment / facility failureAggregated | WLDFR | HFTD - Distribution - Tier 2 - 4QU CoRE ¦ 1QU LoRE | Red Flag Warning - Large Fires | Equipment / facility failure | Aggregated | 2023 | 1.8552e-05 | 772.1066 | 0.014324 | 2023 | Mitigation | 0.95 | 45 | 0 | esc | 0.00097009 | 1.7997e-08 | 0.00097009 | 1.7997e-08
[79 empty] | WLDFR | HFTD - Distribution - Tier 3 - 5QU CoRE ¦ 5QU LoRE | Seismic - Red Flag Warning - Catastrophic Fires | 2063 | 8.1522e-12 | 31471.2268 | 690.4653 | 19927.4643 | 10853.2973 | 0 | 2.2319e-08 | 2.5656e-07 | 0 | 2.5656e-07 | 1.2334e-06 | 1.8845e-08 | 0 | 1.8845e-08 | 3.1931e-08 | 0 | 3.1931e-08 | 1.7798e-08 | 0 | 1.7798e-08 | [17 empty] | 7.3.3.17.5 (Remote Grid) Updates to grid topology to minimize risk of ignition in HFTDs Remote GridWLDFREquipment / facility failureAggregated | WLDFR | HFTD - Distribution - Tier 2 - 4QU CoRE ¦ 1QU LoRE | Red Flag Warning - Large Fires | Equipment / facility failure | Aggregated | 2024 | 1.8552e-05 | 772.1066 | 0.014324 | 2024 | Mitigation | 0.95 | 45 | 0 | esc | 0.00097009 | 1.7997e-08 | 0.00097009 | 1.7997e-08
[79 empty] | WLDFR | HFTD - Distribution - Tier 3 - 5QU CoRE ¦ 5QU LoRE | Seismic - Red Flag Warning - Catastrophic Fires | 2064 | 8.1522e-12 | 31471.2268 | 690.4653 | 19927.4643 | 10853.2973 | 0 | 2.2319e-08 | 2.5656e-07 | 0 | 2.5656e-07 | 1.2334e-06 | 1.8845e-08 | 0 | 1.8845e-08 | 3.1931e-08 | 0 | 3.1931e-08 | 1.7798e-08 | 0 | 1.7798e-08 | [17 empty] | 7.3.3.17.5 (Remote Grid) Updates to grid topology to minimize risk of ignition in HFTDs Remote GridWLDFREquipment / facility failureAggregated | WLDFR | HFTD - Distribution - Tier 2 - 4QU CoRE ¦ 1QU LoRE | Red Flag Warning - Large Fires | Equipment / facility failure | Aggregated | 2025 | 1.8552e-05 | 772.1066 | 0.014324 | 2025 | Mitigation | 0.95 | 45 | 0 | esc | 0.00097009 | 1.7997e-08 | 0.00097009 | 1.7997e-08
[79 empty] | WLDFR | HFTD - Distribution - Tier 3 - 5QU CoRE ¦ 5QU LoRE | Seismic - Red Flag Warning - Catastrophic Fires | 2065 | 8.1522e-12 | 31471.2268 | 690.4653 | 19927.4643 | 10853.2973 | 0 | 2.2319e-08 | 2.5656e-07 | 0 | 2.5656e-07 | 1.2334e-06 | 1.9747e-08 | 0 | 1.9747e-08 | 3.346e-08 | 0 | 3.346e-08 | 1.865e-08 | 0 | 1.865e-08 | [17 empty] | 7.3.3.17.5 (Remote Grid) Updates to grid topology to minimize risk of ignition in HFTDs Remote GridWLDFREquipment / facility failureAggregated | WLDFR | HFTD - Distribution - Tier 2 - 4QU CoRE ¦ 1QU LoRE | Red Flag Warning - Large Fires | Equipment / facility failure | Aggregated | 2026 | 1.8552e-05 | 772.1066 | 0.014324 | 2026 | Mitigation | 0.95 | 45 | 0 | esc | 0.00097009 | 1.7997e-08 | 0.00097009 | 1.7997e-08
[79 empty] | WLDFR | HFTD - Distribution - Tier 3 - 5QU CoRE ¦ 5QU LoRE | Seismic - Red Flag Warning - Catastrophic Fires | 2066 | 8.1522e-12 | 31471.2268 | 690.4653 | 19927.4643 | 10853.2973 | 0 | 2.2319e-08 | 2.5656e-07 | 0 | 2.5656e-07 | 1.2334e-06 | 1.9747e-08 | 0 | 1.9747e-08 | 3.346e-08 | 0 | 3.346e-08 | 1.865e-08 | 0 | 1.865e-08 | [17 empty] | 7.3.3.17.5 (Remote Grid) Updates to grid topology to minimize risk of ignition in HFTDs Remote GridWLDFREquipment / facility failureAggregated | WLDFR | HFTD - Distribution - Tier 2 - 4QU CoRE ¦ 1QU LoRE | Red Flag Warning - Large Fires | Equipment / facility failure | Aggregated | 2027 | 1.8552e-05 | 772.1066 | 0.014324 | 2027 | Mitigation | 0.95 | 45 | 0 | esc | 0.00097009 | 1.7997e-08 | 0.00097009 | 1.7997e-08
[79 empty] | WLDFR | HFTD - Distribution - Zone 1 - 1QU CoRE ¦ 5QU LoRE | Seismic - Non-Red Flag Warning - Catastrophic Fires | 2022 | 9.0123e-13 | 21083.8428 | 409.2237 | 13469.0878 | 7205.5313 | 0 | 2.4674e-09 | 1.9001e-08 | 0 | 1.9001e-08 | 2.6875e-05 | 1.9747e-08 | 0 | 1.9747e-08 | 3.346e-08 | 0 | 3.346e-08 | 1.865e-08 | 0 | 1.865e-08 | [17 empty] | 7.3.3.17.5 (Remote Grid) Updates to grid topology to minimize risk of ignition in HFTDs Remote GridWLDFREquipment / facility failureAggregated | WLDFR | HFTD - Distribution - Tier 2 - 4QU CoRE ¦ 1QU LoRE | Red Flag Warning - Large Fires | Equipment / facility failure | Aggregated | 2028 | 1.8552e-05 | 772.1066 | 0.014324 | 2028 | Mitigation | 0.95 | 45 | 0 | esc | 0.00097009 | 1.7997e-08 | 0.00097009 | 1.7997e-08
[79 empty] | WLDFR | HFTD - Distribution - Zone 1 - 1QU CoRE ¦ 5QU LoRE | Seismic - Non-Red Flag Warning - Catastrophic Fires | 2023 | 9.0123e-13 | 21835.9781 | 428.6023 | 13939.561 | 7467.8148 | 0 | 2.4674e-09 | 1.9679e-08 | 0 | 1.9679e-08 | 2.786e-05 | 1.9747e-08 | 0 | 1.9747e-08 | 3.346e-08 | 0 | 3.346e-08 | 1.865e-08 | 0 | 1.865e-08 | [17 empty] | 7.3.3.17.5 (Remote Grid) Updates to grid topology to minimize risk of ignition in HFTDs Remote GridWLDFREquipment / facility failureAggregated | WLDFR | HFTD - Distribution - Tier 2 - 4QU CoRE ¦ 1QU LoRE | Red Flag Warning - Large Fires | Equipment / facility failure | Aggregated | 2029 | 1.8552e-05 | 772.1066 | 0.014324 | 2029 | Mitigation | 0.95 | 45 | 0 | esc | 0.00097009 | 1.7997e-08 | 0.00097009 | 1.7997e-08
[79 empty] | WLDFR | HFTD - Distribution - Zone 1 - 1QU CoRE ¦ 5QU LoRE | Seismic - Non-Red Flag Warning - Catastrophic Fires | 2024 | 9.0123e-13 | 21835.9781 | 428.6023 | 13939.561 | 7467.8148 | 0 | 2.4674e-09 | 1.9679e-08 | 0 | 1.9679e-08 | 2.786e-05 | 1.9747e-08 | 0 | 1.9747e-08 | 3.346e-08 | 0 | 3.346e-08 | 1.865e-08 | 0 | 1.865e-08 | [17 empty] | 7.3.3.17.5 (Remote Grid) Updates to grid topology to minimize risk of ignition in HFTDs Remote GridWLDFREquipment / facility failureAggregated | WLDFR | HFTD - Distribution - Tier 2 - 4QU CoRE ¦ 1QU LoRE | Red Flag Warning - Large Fires | Equipment / facility failure | Aggregated | 2030 | 1.8552e-05 | 772.1066 | 0.014324 | 2030 | Mitigation | 0.95 | 45 | 0 | esc | 0.00097009 | 1.7997e-08 | 0.00097009 | 1.7997e-08
[79 empty] | WLDFR | HFTD - Distribution - Zone 1 - 1QU CoRE ¦ 5QU LoRE | Seismic - Non-Red Flag Warning - Catastrophic Fires | 2025 | 9.0123e-13 | 21835.9781 | 428.6023 | 13939.561 | 7467.8148 | 0 | 2.4674e-09 | 1.9679e-08 | 0 | 1.9679e-08 | 2.786e-05 | 2.0667e-08 | 0 | 2.0667e-08 | 3.5019e-08 | 0 | 3.5019e-08 | 1.9519e-08 | 0 | 1.9519e-08 | [17 empty] | 7.3.3.17.5 (Remote Grid) Updates to grid topology to minimize risk of ignition in HFTDs Remote GridWLDFREquipment / facility failureAggregated | WLDFR | HFTD - Distribution - Tier 2 - 4QU CoRE ¦ 1QU LoRE | Red Flag Warning - Large Fires | Equipment / facility failure | Aggregated | 2031 | 1.8552e-05 | 772.1066 | 0.014324 | 2031 | Mitigation | 0.95 | 45 | 0 | esc | 0.00097009 | 1.7997e-08 | 0.00097009 | 1.7997e-08
[79 empty] | WLDFR | HFTD - Distribution - Zone 1 - 1QU CoRE ¦ 5QU LoRE | Seismic - Non-Red Flag Warning - Catastrophic Fires | 2026 | 9.0123e-13 | 21835.9781 | 428.6023 | 13939.561 | 7467.8148 | 0 | 2.4674e-09 | 1.9679e-08 | 0 | 1.9679e-08 | 2.786e-05 | 2.0667e-08 | 0 | 2.0667e-08 | 3.5019e-08 | 0 | 3.5019e-08 | 1.9519e-08 | 0 | 1.9519e-08 | [17 empty] | 7.3.3.17.5 (Remote Grid) Updates to grid topology to minimize risk of ignition in HFTDs Remote GridWLDFREquipment / facility failureAggregated | WLDFR | HFTD - Distribution - Tier 2 - 4QU CoRE ¦ 1QU LoRE | Red Flag Warning - Large Fires | Equipment / facility failure | Aggregated | 2032 | 1.8552e-05 | 772.1066 | 0.014324 | 2032 | Mitigation | 0.95 | 45 | 0 | esc | 0.00097009 | 1.7997e-08 | 0.00097009 | 1.7997e-08
[79 empty] | WLDFR | HFTD - Distribution - Zone 1 - 1QU CoRE ¦ 5QU LoRE | Seismic - Non-Red Flag Warning - Catastrophic Fires | 2027 | 9.0123e-13 | 21835.9781 | 428.6023 | 13939.561 | 7467.8148 | 0 | 2.4674e-09 | 1.9679e-08 | 0 | 1.9679e-08 | 2.786e-05 | 2.0667e-08 | 0 | 2.0667e-08 | 3.5019e-08 | 0 | 3.5019e-08 | 1.9519e-08 | 0 | 1.9519e-08 | [17 empty] | 7.3.3.17.5 (Remote Grid) Updates to grid topology to minimize risk of ignition in HFTDs Remote GridWLDFREquipment / facility failureAggregated | WLDFR | HFTD - Distribution - Tier 2 - 4QU CoRE ¦ 1QU LoRE | Red Flag Warning - Large Fires | Equipment / facility failure | Aggregated | 2033 | 1.8552e-05 | 772.1066 | 0.014324 | 2033 | Mitigation | 0.95 | 45 | 0 | esc | 0.00097009 | 1.7997e-08 | 0.00097009 | 1.7997e-08
[79 empty] | WLDFR | HFTD - Distribution - Zone 1 - 1QU CoRE ¦ 5QU LoRE | Seismic - Non-Red Flag Warning - Catastrophic Fires | 2028 | 9.0123e-13 | 22783.187 | 453.261 | 14531.3357 | 7798.5904 | 0 | 2.4674e-09 | 2.0533e-08 | 0 | 2.0533e-08 | 2.9102e-05 | 2.0667e-08 | 0 | 2.0667e-08 | 3.5019e-08 | 0 | 3.5019e-08 | 1.9519e-08 | 0 | 1.9519e-08 | [17 empty] | 7.3.3.17.5 (Remote Grid) Updates to grid topology to minimize risk of ignition in HFTDs Remote GridWLDFREquipment / facility failureAggregated | WLDFR | HFTD - Distribution - Tier 2 - 4QU CoRE ¦ 1QU LoRE | Red Flag Warning - Large Fires | Equipment / facility failure | Aggregated | 2034 | 1.8552e-05 | 772.1066 | 0.014324 | 2034 | Mitigation | 0.95 | 45 | 0 | esc | 0.00097009 | 1.7997e-08 | 0.00097009 | 1.7997e-08
[79 empty] | WLDFR | HFTD - Distribution - Zone 1 - 1QU CoRE ¦ 5QU LoRE | Seismic - Non-Red Flag Warning - Catastrophic Fires | 2029 | 9.0123e-13 | 22783.187 | 453.261 | 14531.3357 | 7798.5904 | 0 | 2.4674e-09 | 2.0533e-08 | 0 | 2.0533e-08 | 2.9102e-05 | 2.0667e-08 | 0 | 2.0667e-08 | 3.5019e-08 | 0 | 3.5019e-08 | 1.9519e-08 | 0 | 1.9519e-08 | [17 empty] | 7.3.3.17.5 (Remote Grid) Updates to grid topology to minimize risk of ignition in HFTDs Remote GridWLDFREquipment / facility failureAggregated | WLDFR | HFTD - Distribution - Tier 2 - 4QU CoRE ¦ 1QU LoRE | Red Flag Warning - Large Fires | Equipment / facility failure | Aggregated | 2035 | 1.8552e-05 | 772.1066 | 0.014324 | 2035 | Mitigation | 0.95 | 45 | 0 | esc | 0.00097009 | 1.7997e-08 | 0.00097009 | 1.7997e-08
[79 empty] | WLDFR | HFTD - Distribution - Zone 1 - 1QU CoRE ¦ 5QU LoRE | Seismic - Non-Red Flag Warning - Catastrophic Fires | 2030 | 9.0123e-13 | 22783.187 | 453.261 | 14531.3357 | 7798.5904 | 0 | 2.4674e-09 | 2.0533e-08 | 0 | 2.0533e-08 | 2.9102e-05 | 2.1594e-08 | 0 | 2.1594e-08 | 3.6589e-08 | 0 | 3.6589e-08 | 2.0394e-08 | 0 | 2.0394e-08 | [17 empty] | 7.3.3.17.5 (Remote Grid) Updates to grid topology to minimize risk of ignition in HFTDs Remote GridWLDFREquipment / facility failureAggregated | WLDFR | HFTD - Distribution - Tier 2 - 4QU CoRE ¦ 1QU LoRE | Red Flag Warning - Large Fires | Equipment / facility failure | Aggregated | 2036 | 1.8552e-05 | 772.1066 | 0.014324 | 2036 | Mitigation | 0.95 | 45 | 0 | esc | 0.00097009 | 1.7997e-08 | 0.00097009 | 1.7997e-08
[79 empty] | WLDFR | HFTD - Distribution - Zone 1 - 1QU CoRE ¦ 5QU LoRE | Seismic - Non-Red Flag Warning - Catastrophic Fires | 2031 | 9.0123e-13 | 22783.187 | 453.261 | 14531.3357 | 7798.5904 | 0 | 2.4674e-09 | 2.0533e-08 | 0 | 2.0533e-08 | 2.9102e-05 | 2.1594e-08 | 0 | 2.1594e-08 | 3.6589e-08 | 0 | 3.6589e-08 | 2.0394e-08 | 0 | 2.0394e-08 | [17 empty] | 7.3.3.17.5 (Remote Grid) Updates to grid topology to minimize risk of ignition in HFTDs Remote GridWLDFREquipment / facility failureAggregated | WLDFR | HFTD - Distribution - Tier 2 - 4QU CoRE ¦ 1QU LoRE | Red Flag Warning - Large Fires | Equipment / facility failure | Aggregated | 2037 | 1.8552e-05 | 772.1066 | 0.014324 | 2037 | Mitigation | 0.95 | 45 | 0 | esc | 0.00097009 | 1.7997e-08 | 0.00097009 | 1.7997e-08
[79 empty] | WLDFR | HFTD - Distribution - Zone 1 - 1QU CoRE ¦ 5QU LoRE | Seismic - Non-Red Flag Warning - Catastrophic Fires | 2032 | 9.0123e-13 | 22783.187 | 453.261 | 14531.3357 | 7798.5904 | 0 | 2.4674e-09 | 2.0533e-08 | 0 | 2.0533e-08 | 2.9102e-05 | 2.1594e-08 | 0 | 2.1594e-08 | 3.6589e-08 | 0 | 3.6589e-08 | 2.0394e-08 | 0 | 2.0394e-08 | [17 empty] | 7.3.3.17.5 (Remote Grid) Updates to grid topology to minimize risk of ignition in HFTDs Remote GridWLDFREquipment / facility failureAggregated | WLDFR | HFTD - Distribution - Tier 2 - 4QU CoRE ¦ 1QU LoRE | Red Flag Warning - Large Fires | Equipment / facility failure | Aggregated | 2038 | 1.8552e-05 | 772.1066 | 0.014324 | 2038 | Mitigation | 0.95 | 45 | 0 | esc | 0.00097009 | 1.7997e-08 | 0.00097009 | 1.7997e-08
[79 empty] | WLDFR | HFTD - Distribution - Zone 1 - 1QU CoRE ¦ 5QU LoRE | Seismic - Non-Red Flag Warning - Catastrophic Fires | 2033 | 9.0123e-13 | 23835.2641 | 480.9649 | 15187.7294 | 8166.5698 | 0 | 2.4674e-09 | 2.1481e-08 | 0 | 2.1481e-08 | 3.0481e-05 | 0 | 0 | 0 | 3.6589e-08 | 0 | 3.6589e-08 | 2.0394e-08 | 0 | 2.0394e-08 | [17 empty] | 7.3.3.17.5 (Remote Grid) Updates to grid topology to minimize risk of ignition in HFTDs Remote GridWLDFREquipment / facility failureAggregated | WLDFR | HFTD - Distribution - Tier 2 - 4QU CoRE ¦ 1QU LoRE | Red Flag Warning - Large Fires | Equipment / facility failure | Aggregated | 2039 | 1.8552e-05 | 772.1066 | 0.014324 | 2039 | Mitigation | 0.95 | 45 | 0 | esc | 0.00097009 | 1.7997e-08 | 0.00097009 | 1.7997e-08
[79 empty] | WLDFR | HFTD - Distribution - Zone 1 - 1QU CoRE ¦ 5QU LoRE | Seismic - Non-Red Flag Warning - Catastrophic Fires | 2034 | 9.0123e-13 | 23835.2641 | 480.9649 | 15187.7294 | 8166.5698 | 0 | 2.4674e-09 | 2.1481e-08 | 0 | 2.1481e-08 | 3.0481e-05 | 0 | 0 | 0 | 0 | 0 | 0 | 2.0394e-08 | 0 | 2.0394e-08 | [17 empty] | 7.3.3.17.5 (Remote Grid) Updates to grid topology to minimize risk of ignition in HFTDs Remote GridWLDFREquipment / facility failureAggregated | WLDFR | HFTD - Distribution - Tier 2 - 4QU CoRE ¦ 1QU LoRE | Red Flag Warning - Large Fires | Equipment / facility failure | Aggregated | 2040 | 1.8552e-05 | 772.1066 | 0.014324 | 2040 | Mitigation | 0.95 | 45 | 0 | esc | 0.00097009 | 1.7997e-08 | 0.00097009 | 1.7997e-08
[79 empty] | WLDFR | HFTD - Distribution - Zone 1 - 1QU CoRE ¦ 5QU LoRE | Seismic - Non-Red Flag Warning - Catastrophic Fires | 2035 | 9.0123e-13 | 23835.2641 | 480.9649 | 15187.7294 | 8166.5698 | 0 | 2.4674e-09 | 2.1481e-08 | 0 | 2.1481e-08 | 3.0481e-05 | 6.3599e-07 | 0 | 6.3599e-07 | 0 | 0 | 0 | 0 | 0 | 0 | [17 empty] | 7.3.3.17.5 (Remote Grid) Updates to grid topology to minimize risk of ignition in HFTDs Remote GridWLDFREquipment / facility failureAggregated | WLDFR | HFTD - Distribution - Tier 2 - 4QU CoRE ¦ 1QU LoRE | Red Flag Warning - Large Fires | Equipment / facility failure | Aggregated | 2041 | 1.8552e-05 | 772.1066 | 0.014324 | 2041 | Mitigation | 0.95 | 45 | 0 | esc | 0.00097009 | 1.7997e-08 | 0.00097009 | 1.7997e-08
[79 empty] | WLDFR | HFTD - Distribution - Zone 1 - 1QU CoRE ¦ 5QU LoRE | Seismic - Non-Red Flag Warning - Catastrophic Fires | 2036 | 9.0123e-13 | 23835.2641 | 480.9649 | 15187.7294 | 8166.5698 | 0 | 2.4674e-09 | 2.1481e-08 | 0 | 2.1481e-08 | 3.0481e-05 | 6.2379e-07 | 0 | 6.2379e-07 | 1.057e-06 | 0 | 1.057e-06 | 0 | 0 | 0 | [17 empty] | 7.3.3.17.5 (Remote Grid) Updates to grid topology to minimize risk of ignition in HFTDs Remote GridWLDFREquipment / facility failureAggregated | WLDFR | HFTD - Distribution - Tier 2 - 4QU CoRE ¦ 1QU LoRE | Red Flag Warning - Large Fires | Equipment / facility failure | Aggregated | 2042 | 1.8552e-05 | 772.1066 | 0.014324 | 2042 | Mitigation | 0.95 | 45 | 0 | esc | 0.00097009 | 1.7997e-08 | 0.00097009 | 1.7997e-08
[79 empty] | WLDFR | HFTD - Distribution - Zone 1 - 1QU CoRE ¦ 5QU LoRE | Seismic - Non-Red Flag Warning - Catastrophic Fires | 2037 | 9.0123e-13 | 23835.2641 | 480.9649 | 15187.7294 | 8166.5698 | 0 | 2.4674e-09 | 2.1481e-08 | 0 | 2.1481e-08 | 3.0481e-05 | 6.4604e-07 | 0 | 6.4604e-07 | 1.0947e-06 | 0 | 1.0947e-06 | 6.1015e-07 | 0 | 6.1015e-07 | [17 empty] | 7.3.3.17.5 (Remote Grid) Updates to grid topology to minimize risk of ignition in HFTDs Remote GridWLDFREquipment / facility failureAggregated | WLDFR | HFTD - Distribution - Tier 2 - 4QU CoRE ¦ 1QU LoRE | Red Flag Warning - Large Fires | Equipment / facility failure | Aggregated | 2043 | 1.8552e-05 | 772.1066 | 0.014324 | 2043 | Mitigation | 0.95 | 45 | 0 | esc | 0.00097009 | 1.7997e-08 | 0.00097009 | 1.7997e-08
[79 empty] | WLDFR | HFTD - Distribution - Zone 1 - 1QU CoRE ¦ 5QU LoRE | Seismic - Non-Red Flag Warning - Catastrophic Fires | 2038 | 9.0123e-13 | 24976.6418 | 511.3745 | 15898.8237 | 8566.4437 | 0 | 2.4674e-09 | 2.251e-08 | 0 | 2.251e-08 | 3.1979e-05 | 6.4604e-07 | 0 | 6.4604e-07 | 1.0947e-06 | 0 | 1.0947e-06 | 6.1015e-07 | 0 | 6.1015e-07 | [17 empty] | 7.3.3.17.5 (Remote Grid) Updates to grid topology to minimize risk of ignition in HFTDs Remote GridWLDFREquipment / facility failureAggregated | WLDFR | HFTD - Distribution - Tier 2 - 4QU CoRE ¦ 1QU LoRE | Red Flag Warning - Large Fires | Equipment / facility failure | Aggregated | 2044 | 1.8552e-05 | 772.1066 | 0.014324 | 2044 | Mitigation | 0.95 | 45 | 0 | esc | 0.00097009 | 1.7997e-08 | 0.00097009 | 1.7997e-08
[79 empty] | WLDFR | HFTD - Distribution - Zone 1 - 1QU CoRE ¦ 5QU LoRE | Seismic - Non-Red Flag Warning - Catastrophic Fires | 2039 | 9.0123e-13 | 24976.6418 | 511.3745 | 15898.8237 | 8566.4437 | 0 | 2.4674e-09 | 2.251e-08 | 0 | 2.251e-08 | 3.1979e-05 | 6.4604e-07 | 0 | 6.4604e-07 | 1.0947e-06 | 0 | 1.0947e-06 | 6.1015e-07 | 0 | 6.1015e-07 | [17 empty] | 7.3.3.17.5 (Remote Grid) Updates to grid topology to minimize risk of ignition in HFTDs Remote GridWLDFREquipment / facility failureAggregated | WLDFR | HFTD - Distribution - Tier 2 - 4QU CoRE ¦ 1QU LoRE | Red Flag Warning - Large Fires | Equipment / facility failure | Aggregated | 2045 | 1.8552e-05 | 772.1066 | 0.014324 | 2045 | Mitigation | 0.95 | 45 | 0 | esc | 0.00097009 | 1.7997e-08 | 0.00097009 | 1.7997e-08
[79 empty] | WLDFR | HFTD - Distribution - Zone 1 - 1QU CoRE ¦ 5QU LoRE | Seismic - Non-Red Flag Warning - Catastrophic Fires | 2040 | 9.0123e-13 | 24976.6418 | 511.3745 | 15898.8237 | 8566.4437 | 0 | 2.4674e-09 | 2.251e-08 | 0 | 2.251e-08 | 3.1979e-05 | 6.4604e-07 | 0 | 6.4604e-07 | 1.0947e-06 | 0 | 1.0947e-06 | 6.1015e-07 | 0 | 6.1015e-07 | [17 empty] | 7.3.3.17.5 (Remote Grid) Updates to grid topology to minimize risk of ignition in HFTDs Remote GridWLDFREquipment / facility failureAggregated | WLDFR | HFTD - Distribution - Tier 2 - 4QU CoRE ¦ 1QU LoRE | Red Flag Warning - Large Fires | Equipment / facility failure | Aggregated | 2046 | 1.8552e-05 | 772.1066 | 0.014324 | 2046 | Mitigation | 0.95 | 45 | 0 | esc | 0.00097009 | 1.7997e-08 | 0.00097009 | 1.7997e-08
[79 empty] | WLDFR | HFTD - Distribution - Zone 1 - 1QU CoRE ¦ 5QU LoRE | Seismic - Non-Red Flag Warning - Catastrophic Fires | 2041 | 9.0123e-13 | 24976.6418 | 511.3745 | 15898.8237 | 8566.4437 | 0 | 2.4674e-09 | 2.251e-08 | 0 | 2.251e-08 | 3.1979e-05 | 6.4604e-07 | 0 | 6.4604e-07 | 1.0947e-06 | 0 | 1.0947e-06 | 6.1015e-07 | 0 | 6.1015e-07 | [17 empty] | 7.3.3.17.5 (Remote Grid) Updates to grid topology to minimize risk of ignition in HFTDs Remote GridWLDFREquipment / facility failureAggregated | WLDFR | HFTD - Distribution - Tier 2 - 4QU CoRE ¦ 1QU LoRE | Red Flag Warning - Large Fires | Equipment / facility failure | Aggregated | 2047 | 1.8552e-05 | 772.1066 | 0.014324 | 2047 | Mitigation | 0.95 | 45 | 0 | esc | 0.00097009 | 1.7997e-08 | 0.00097009 | 1.7997e-08
[79 empty] | WLDFR | HFTD - Distribution - Zone 1 - 1QU CoRE ¦ 5QU LoRE | Seismic - Non-Red Flag Warning - Catastrophic Fires | 2042 | 9.0123e-13 | 24976.6418 | 511.3745 | 15898.8237 | 8566.4437 | 0 | 2.4674e-09 | 2.251e-08 | 0 | 2.251e-08 | 3.1979e-05 | 6.7406e-07 | 0 | 6.7406e-07 | 1.1422e-06 | 0 | 1.1422e-06 | 6.3662e-07 | 0 | 6.3662e-07 | [17 empty] | 7.3.3.17.5 (Remote Grid) Updates to grid topology to minimize risk of ignition in HFTDs Remote GridWLDFREquipment / facility failureAggregated | WLDFR | HFTD - Distribution - Tier 2 - 4QU CoRE ¦ 1QU LoRE | Red Flag Warning - Large Fires | Equipment / facility failure | Aggregated | 2048 | 1.8552e-05 | 772.1066 | 0.014324 | 2048 | Mitigation | 0.95 | 45 | 0 | esc | 0.00097009 | 1.7997e-08 | 0.00097009 | 1.7997e-08
[79 empty] | WLDFR | HFTD - Distribution - Zone 1 - 1QU CoRE ¦ 5QU LoRE | Seismic - Non-Red Flag Warning - Catastrophic Fires | 2043 | 9.0123e-13 | 26191.7278 | 544.1291 | 16654.7414 | 8992.8573 | 0 | 2.4674e-09 | 2.3605e-08 | 0 | 2.3605e-08 | 3.3574e-05 | 6.7406e-07 | 0 | 6.7406e-07 | 1.1422e-06 | 0 | 1.1422e-06 | 6.3662e-07 | 0 | 6.3662e-07 | [17 empty] | 7.3.3.17.5 (Remote Grid) Updates to grid topology to minimize risk of ignition in HFTDs Remote GridWLDFREquipment / facility failureAggregated | WLDFR | HFTD - Distribution - Tier 2 - 4QU CoRE ¦ 1QU LoRE | Red Flag Warning - Large Fires | Equipment / facility failure | Aggregated | 2049 | 1.8552e-05 | 772.1066 | 0.014324 | 2049 | Mitigation | 0.95 | 45 | 0 | esc | 0.00097009 | 1.7997e-08 | 0.00097009 | 1.7997e-08
[79 empty] | WLDFR | HFTD - Distribution - Zone 1 - 1QU CoRE ¦ 5QU LoRE | Seismic - Non-Red Flag Warning - Catastrophic Fires | 2044 | 9.0123e-13 | 26191.7278 | 544.1291 | 16654.7414 | 8992.8573 | 0 | 2.4674e-09 | 2.3605e-08 | 0 | 2.3605e-08 | 3.3574e-05 | 6.7406e-07 | 0 | 6.7406e-07 | 1.1422e-06 | 0 | 1.1422e-06 | 6.3662e-07 | 0 | 6.3662e-07 | [17 empty] | 7.3.3.17.5 (Remote Grid) Updates to grid topology to minimize risk of ignition in HFTDs Remote GridWLDFREquipment / facility failureAggregated | WLDFR | HFTD - Distribution - Tier 2 - 4QU CoRE ¦ 1QU LoRE | Red Flag Warning - Large Fires | Equipment / facility failure | Aggregated | 2050 | 1.8552e-05 | 772.1066 | 0.014324 | 2050 | Mitigation | 0.95 | 45 | 0 | esc | 0.00097009 | 1.7997e-08 | 0.00097009 | 1.7997e-08
[79 empty] | WLDFR | HFTD - Distribution - Zone 1 - 1QU CoRE ¦ 5QU LoRE | Seismic - Non-Red Flag Warning - Catastrophic Fires | 2045 | 9.0123e-13 | 26191.7278 | 544.1291 | 16654.7414 | 8992.8573 | 0 | 2.4674e-09 | 2.3605e-08 | 0 | 2.3605e-08 | 3.3574e-05 | 6.7406e-07 | 0 | 6.7406e-07 | 1.1422e-06 | 0 | 1.1422e-06 | 6.3662e-07 | 0 | 6.3662e-07 | [17 empty] | 7.3.3.17.5 (Remote Grid) Updates to grid topology to minimize risk of ignition in HFTDs Remote GridWLDFREquipment / facility failureAggregated | WLDFR | HFTD - Distribution - Tier 2 - 4QU CoRE ¦ 1QU LoRE | Red Flag Warning - Large Fires | Equipment / facility failure | Aggregated | 2051 | 1.8552e-05 | 772.1066 | 0.014324 | 2051 | Mitigation | 0.95 | 45 | 0 | esc | 0.00097009 | 1.7997e-08 | 0.00097009 | 1.7997e-08
[79 empty] | WLDFR | HFTD - Distribution - Zone 1 - 1QU CoRE ¦ 5QU LoRE | Seismic - Non-Red Flag Warning - Catastrophic Fires | 2046 | 9.0123e-13 | 26191.7278 | 544.1291 | 16654.7414 | 8992.8573 | 0 | 2.4674e-09 | 2.3605e-08 | 0 | 2.3605e-08 | 3.3574e-05 | 6.7406e-07 | 0 | 6.7406e-07 | 1.1422e-06 | 0 | 1.1422e-06 | 6.3662e-07 | 0 | 6.3662e-07 | [17 empty] | 7.3.3.17.5 (Remote Grid) Updates to grid topology to minimize risk of ignition in HFTDs Remote GridWLDFREquipment / facility failureAggregated | WLDFR | HFTD - Distribution - Tier 2 - 4QU CoRE ¦ 1QU LoRE | Red Flag Warning - Large Fires | Equipment / facility failure | Aggregated | 2052 | 1.8552e-05 | 772.1066 | 0.014324 | 2052 | Mitigation | 0.95 | 45 | 0 | esc | 0.00097009 | 1.7997e-08 | 0.00097009 | 1.7997e-08
[79 empty] | WLDFR | HFTD - Distribution - Zone 1 - 1QU CoRE ¦ 5QU LoRE | Seismic - Non-Red Flag Warning - Catastrophic Fires | 2047 | 9.0123e-13 | 26191.7278 | 544.1291 | 16654.7414 | 8992.8573 | 0 | 2.4674e-09 | 2.3605e-08 | 0 | 2.3605e-08 | 3.3574e-05 | 7.0519e-07 | 0 | 7.0519e-07 | 1.1949e-06 | 0 | 1.1949e-06 | 6.6601e-07 | 0 | 6.6601e-07 | [17 empty] | 7.3.3.17.5 (Remote Grid) Updates to grid topology to minimize risk of ignition in HFTDs Remote GridWLDFREquipment / facility failureAggregated | WLDFR | HFTD - Distribution - Tier 2 - 4QU CoRE ¦ 1QU LoRE | Red Flag Warning - Large Fires | Equipment / facility failure | Aggregated | 2053 | 1.8552e-05 | 772.1066 | 0.014324 | 2053 | Mitigation | 0.95 | 45 | 0 | esc | 0.00097009 | 1.7997e-08 | 0.00097009 | 1.7997e-08
[79 empty] | WLDFR | HFTD - Distribution - Zone 1 - 1QU CoRE ¦ 5QU LoRE | Seismic - Non-Red Flag Warning - Catastrophic Fires | 2048 | 9.0123e-13 | 27464.7227 | 578.8407 | 17445.538 | 9440.3441 | 0 | 2.4674e-09 | 2.4752e-08 | 0 | 2.4752e-08 | 3.5246e-05 | 7.0519e-07 | 0 | 7.0519e-07 | 1.1949e-06 | 0 | 1.1949e-06 | 6.6601e-07 | 0 | 6.6601e-07 | [17 empty] | 7.3.3.17.5 (Remote Grid) Updates to grid topology to minimize risk of ignition in HFTDs Remote GridWLDFREquipment / facility failureAggregated | WLDFR | HFTD - Distribution - Tier 2 - 4QU CoRE ¦ 1QU LoRE | Red Flag Warning - Large Fires | Equipment / facility failure | Aggregated | 2054 | 1.8552e-05 | 772.1066 | 0.014324 | 2054 | Mitigation | 0.95 | 45 | 0 | esc | 0.00097009 | 1.7997e-08 | 0.00097009 | 1.7997e-08
[79 empty] | WLDFR | HFTD - Distribution - Zone 1 - 1QU CoRE ¦ 5QU LoRE | Seismic - Non-Red Flag Warning - Catastrophic Fires | 2049 | 9.0123e-13 | 27464.7227 | 578.8407 | 17445.538 | 9440.3441 | 0 | 2.4674e-09 | 2.4752e-08 | 0 | 2.4752e-08 | 3.5246e-05 | 7.0519e-07 | 0 | 7.0519e-07 | 1.1949e-06 | 0 | 1.1949e-06 | 6.6601e-07 | 0 | 6.6601e-07 | [17 empty] | 7.3.3.17.5 (Remote Grid) Updates to grid topology to minimize risk of ignition in HFTDs Remote GridWLDFREquipment / facility failureAggregated | WLDFR | HFTD - Distribution - Tier 2 - 4QU CoRE ¦ 1QU LoRE | Red Flag Warning - Large Fires | Equipment / facility failure | Aggregated | 2055 | 1.8552e-05 | 772.1066 | 0.014324 | 2055 | Mitigation | 0.95 | 45 | 0 | esc | 0.00097009 | 1.7997e-08 | 0.00097009 | 1.7997e-08
[79 empty] | WLDFR | HFTD - Distribution - Zone 1 - 1QU CoRE ¦ 5QU LoRE | Seismic - Non-Red Flag Warning - Catastrophic Fires | 2050 | 9.0123e-13 | 27464.7227 | 578.8407 | 17445.538 | 9440.3441 | 0 | 2.4674e-09 | 2.4752e-08 | 0 | 2.4752e-08 | 3.5246e-05 | 7.0519e-07 | 0 | 7.0519e-07 | 1.1949e-06 | 0 | 1.1949e-06 | 6.6601e-07 | 0 | 6.6601e-07 | [17 empty] | 7.3.3.17.5 (Remote Grid) Updates to grid topology to minimize risk of ignition in HFTDs Remote GridWLDFREquipment / facility failureAggregated | WLDFR | HFTD - Distribution - Tier 2 - 4QU CoRE ¦ 1QU LoRE | Red Flag Warning - Large Fires | Equipment / facility failure | Aggregated | 2056 | 1.8552e-05 | 772.1066 | 0.014324 | 2056 | Mitigation | 0.95 | 45 | 0 | esc | 0.00097009 | 1.7997e-08 | 0.00097009 | 1.7997e-08
[79 empty] | WLDFR | HFTD - Distribution - Zone 1 - 1QU CoRE ¦ 5QU LoRE | Seismic - Non-Red Flag Warning - Catastrophic Fires | 2051 | 9.0123e-13 | 27464.7227 | 578.8407 | 17445.538 | 9440.3441 | 0 | 2.4674e-09 | 2.4752e-08 | 0 | 2.4752e-08 | 3.5246e-05 | 7.0519e-07 | 0 | 7.0519e-07 | 1.1949e-06 | 0 | 1.1949e-06 | 6.6601e-07 | 0 | 6.6601e-07 | [17 empty] | 7.3.3.17.5 (Remote Grid) Updates to grid topology to minimize risk of ignition in HFTDs Remote GridWLDFREquipment / facility failureAggregated | WLDFR | HFTD - Distribution - Tier 2 - 4QU CoRE ¦ 1QU LoRE | Red Flag Warning - Large Fires | Equipment / facility failure | Aggregated | 2057 | 1.8552e-05 | 772.1066 | 0.014324 | 2057 | Mitigation | 0.95 | 45 | 0 | esc | 0.00097009 | 1.7997e-08 | 0.00097009 | 1.7997e-08
[79 empty] | WLDFR | HFTD - Distribution - Zone 1 - 1QU CoRE ¦ 5QU LoRE | Seismic - Non-Red Flag Warning - Catastrophic Fires | 2052 | 9.0123e-13 | 27464.7227 | 578.8407 | 17445.538 | 9440.3441 | 0 | 2.4674e-09 | 2.4752e-08 | 0 | 2.4752e-08 | 3.5246e-05 | 7.3896e-07 | 0 | 7.3896e-07 | 1.2521e-06 | 0 | 1.2521e-06 | 6.9791e-07 | 0 | 6.9791e-07 | [17 empty] | 7.3.3.17.5 (Remote Grid) Updates to grid topology to minimize risk of ignition in HFTDs Remote GridWLDFREquipment / facility failureAggregated | WLDFR | HFTD - Distribution - Tier 2 - 4QU CoRE ¦ 1QU LoRE | Red Flag Warning - Large Fires | Equipment / facility failure | Aggregated | 2058 | 1.8552e-05 | 772.1066 | 0.014324 | 2058 | Mitigation | 0.95 | 45 | 0 | esc | 0.00097009 | 1.7997e-08 | 0.00097009 | 1.7997e-08
[79 empty] | WLDFR | HFTD - Distribution - Zone 1 - 1QU CoRE ¦ 5QU LoRE | Seismic - Non-Red Flag Warning - Catastrophic Fires | 2053 | 9.0123e-13 | 28779.6694 | 615.0952 | 18261.2327 | 9903.3415 | 0 | 2.4674e-09 | 2.5937e-08 | 0 | 2.5937e-08 | 3.6975e-05 | 7.3896e-07 | 0 | 7.3896e-07 | 1.2521e-06 | 0 | 1.2521e-06 | 6.9791e-07 | 0 | 6.9791e-07 | [17 empty] | 7.3.3.17.5 (Remote Grid) Updates to grid topology to minimize risk of ignition in HFTDs Remote GridWLDFREquipment / facility failureAggregated | WLDFR | HFTD - Distribution - Tier 2 - 4QU CoRE ¦ 1QU LoRE | Red Flag Warning - Large Fires | Equipment / facility failure | Aggregated | 2059 | 1.8552e-05 | 772.1066 | 0.014324 | 2059 | Mitigation | 0.95 | 45 | 0 | esc | 0.00097009 | 1.7997e-08 | 0.00097009 | 1.7997e-08
[79 empty] | WLDFR | HFTD - Distribution - Zone 1 - 1QU CoRE ¦ 5QU LoRE | Seismic - Non-Red Flag Warning - Catastrophic Fires | 2054 | 9.0123e-13 | 28779.6694 | 615.0952 | 18261.2327 | 9903.3415 | 0 | 2.4674e-09 | 2.5937e-08 | 0 | 2.5937e-08 | 3.6975e-05 | 7.3896e-07 | 0 | 7.3896e-07 | 1.2521e-06 | 0 | 1.2521e-06 | 6.9791e-07 | 0 | 6.9791e-07 | [17 empty] | 7.3.3.17.5 (Remote Grid) Updates to grid topology to minimize risk of ignition in HFTDs Remote GridWLDFREquipment / facility failureAggregated | WLDFR | HFTD - Distribution - Tier 2 - 4QU CoRE ¦ 1QU LoRE | Red Flag Warning - Large Fires | Equipment / facility failure | Aggregated | 2060 | 1.8552e-05 | 772.1066 | 0.014324 | 2060 | Mitigation | 0.95 | 45 | 0 | esc | 0.00097009 | 1.7997e-08 | 0.00097009 | 1.7997e-08
[79 empty] | WLDFR | HFTD - Distribution - Zone 1 - 1QU CoRE ¦ 5QU LoRE | Seismic - Non-Red Flag Warning - Catastrophic Fires | 2055 | 9.0123e-13 | 28779.6694 | 615.0952 | 18261.2327 | 9903.3415 | 0 | 2.4674e-09 | 2.5937e-08 | 0 | 2.5937e-08 | 3.6975e-05 | 7.3896e-07 | 0 | 7.3896e-07 | 1.2521e-06 | 0 | 1.2521e-06 | 6.9791e-07 | 0 | 6.9791e-07 | [17 empty] | 7.3.3.17.5 (Remote Grid) Updates to grid topology to minimize risk of ignition in HFTDs Remote GridWLDFREquipment / facility failureAggregated | WLDFR | HFTD - Distribution - Tier 2 - 4QU CoRE ¦ 1QU LoRE | Red Flag Warning - Large Fires | Equipment / facility failure | Aggregated | 2061 | 1.8552e-05 | 772.1066 | 0.014324 | 2061 | Mitigation | 0.95 | 45 | 0 | esc | 0.00097009 | 1.7997e-08 | 0.00097009 | 1.7997e-08
[79 empty] | WLDFR | HFTD - Distribution - Zone 1 - 1QU CoRE ¦ 5QU LoRE | Seismic - Non-Red Flag Warning - Catastrophic Fires | 2056 | 9.0123e-13 | 28779.6694 | 615.0952 | 18261.2327 | 9903.3415 | 0 | 2.4674e-09 | 2.5937e-08 | 0 | 2.5937e-08 | 3.6975e-05 | 7.3896e-07 | 0 | 7.3896e-07 | 1.2521e-06 | 0 | 1.2521e-06 | 6.9791e-07 | 0 | 6.9791e-07 | [17 empty] | 7.3.3.17.5 (Remote Grid) Updates to grid topology to minimize risk of ignition in HFTDs Remote GridWLDFREquipment / facility failureAggregated | WLDFR | HFTD - Distribution - Tier 2 - 4QU CoRE ¦ 1QU LoRE | Red Flag Warning - Large Fires | Equipment / facility failure | Aggregated | 2062 | 1.8552e-05 | 772.1066 | 0.014324 | 2062 | Mitigation | 0.95 | 45 | 0 | esc | 0.00097009 | 1.7997e-08 | 0.00097009 | 1.7997e-08
[79 empty] | WLDFR | HFTD - Distribution - Zone 1 - 1QU CoRE ¦ 5QU LoRE | Seismic - Non-Red Flag Warning - Catastrophic Fires | 2057 | 9.0123e-13 | 28779.6694 | 615.0952 | 18261.2327 | 9903.3415 | 0 | 2.4674e-09 | 2.5937e-08 | 0 | 2.5937e-08 | 3.6975e-05 | 7.7491e-07 | 0 | 7.7491e-07 | 1.313e-06 | 0 | 1.313e-06 | 7.3186e-07 | 0 | 7.3186e-07 | [17 empty] | 7.3.3.17.5 (Remote Grid) Updates to grid topology to minimize risk of ignition in HFTDs Remote GridWLDFREquipment / facility failureAggregated | WLDFR | HFTD - Distribution - Tier 2 - 4QU CoRE ¦ 1QU LoRE | Red Flag Warning - Large Fires | Equipment / facility failure | Aggregated | 2063 | 1.8552e-05 | 772.1066 | 0.014324 | 2063 | Mitigation | 0.95 | 45 | 0 | esc | 0.00097009 | 1.7997e-08 | 0.00097009 | 1.7997e-08
[79 empty] | WLDFR | HFTD - Distribution - Zone 1 - 1QU CoRE ¦ 5QU LoRE | Seismic - Non-Red Flag Warning - Catastrophic Fires | 2058 | 9.0123e-13 | 30120.5761 | 652.457 | 19091.8834 | 10376.2358 | 0 | 2.4674e-09 | 2.7146e-08 | 0 | 2.7146e-08 | 3.8738e-05 | 7.7491e-07 | 0 | 7.7491e-07 | 1.313e-06 | 0 | 1.313e-06 | 7.3186e-07 | 0 | 7.3186e-07 | [17 empty] | 7.3.3.17.5 (Remote Grid) Updates to grid topology to minimize risk of ignition in HFTDs Remote GridWLDFREquipment / facility failureAggregated | WLDFR | HFTD - Distribution - Tier 2 - 4QU CoRE ¦ 1QU LoRE | Red Flag Warning - Large Fires | Equipment / facility failure | Aggregated | 2064 | 1.8552e-05 | 772.1066 | 0.014324 | 2064 | Mitigation | 0.95 | 45 | 0 | esc | 0.00097009 | 1.7997e-08 | 0.00097009 | 1.7997e-08
[79 empty] | WLDFR | HFTD - Distribution - Zone 1 - 1QU CoRE ¦ 5QU LoRE | Seismic - Non-Red Flag Warning - Catastrophic Fires | 2059 | 9.0123e-13 | 30120.5761 | 652.457 | 19091.8834 | 10376.2358 | 0 | 2.4674e-09 | 2.7146e-08 | 0 | 2.7146e-08 | 3.8738e-05 | 7.7491e-07 | 0 | 7.7491e-07 | 1.313e-06 | 0 | 1.313e-06 | 7.3186e-07 | 0 | 7.3186e-07 | [17 empty] | 7.3.3.17.5 (Remote Grid) Updates to grid topology to minimize risk of ignition in HFTDs Remote GridWLDFREquipment / facility failureAggregated | WLDFR | HFTD - Distribution - Tier 2 - 4QU CoRE ¦ 1QU LoRE | Red Flag Warning - Large Fires | Equipment / facility failure | Aggregated | 2065 | 1.8552e-05 | 772.1066 | 0.014324 | 2065 | Mitigation | 0.95 | 45 | 0 | esc | 0.00097009 | 1.7997e-08 | 0.00097009 | 1.7997e-08
[79 empty] | WLDFR | HFTD - Distribution - Zone 1 - 1QU CoRE ¦ 5QU LoRE | Seismic - Non-Red Flag Warning - Catastrophic Fires | 2060 | 9.0123e-13 | 30120.5761 | 652.457 | 19091.8834 | 10376.2358 | 0 | 2.4674e-09 | 2.7146e-08 | 0 | 2.7146e-08 | 3.8738e-05 | 7.7491e-07 | 0 | 7.7491e-07 | 1.313e-06 | 0 | 1.313e-06 | 7.3186e-07 | 0 | 7.3186e-07 | [17 empty] | 7.3.3.17.5 (Remote Grid) Updates to grid topology to minimize risk of ignition in HFTDs Remote GridWLDFREquipment / facility failureAggregated | WLDFR | HFTD - Distribution - Tier 2 - 4QU CoRE ¦ 1QU LoRE | Red Flag Warning - Large Fires | Equipment / facility failure | Aggregated | 2066 | 1.8552e-05 | 772.1066 | 0.014324 | 2066 | Mitigation | 0.95 | 45 | 0 | esc | 0.00097009 | 1.7997e-08 | 0.00097009 | 1.7997e-08
[79 empty] | WLDFR | HFTD - Distribution - Zone 1 - 1QU CoRE ¦ 5QU LoRE | Seismic - Non-Red Flag Warning - Catastrophic Fires | 2061 | 9.0123e-13 | 30120.5761 | 652.457 | 19091.8834 | 10376.2358 | 0 | 2.4674e-09 | 2.7146e-08 | 0 | 2.7146e-08 | 3.8738e-05 | 7.7491e-07 | 0 | 7.7491e-07 | 1.313e-06 | 0 | 1.313e-06 | 7.3186e-07 | 0 | 7.3186e-07 | [17 empty] | 7.3.3.17.5 (Remote Grid) Updates to grid topology to minimize risk of ignition in HFTDs Remote GridWLDFREquipment / facility failureAggregated | WLDFR | HFTD - Distribution - Tier 2 - 4QU CoRE ¦ 1QU LoRE | Red Flag Warning - Large Fires | Equipment / facility failure | Aggregated | 2067 | 1.8552e-05 | 772.1066 | 0.014324 | 2067 | Mitigation | 0.95 | 45 | 0 | esc | 0 | 0 | 0.00097009 | 1.7997e-08
[79 empty] | WLDFR | HFTD - Distribution - Zone 1 - 1QU CoRE ¦ 5QU LoRE | Seismic - Non-Red Flag Warning - Catastrophic Fires | 2062 | 9.0123e-13 | 30120.5761 | 652.457 | 19091.8834 | 10376.2358 | 0 | 2.4674e-09 | 2.7146e-08 | 0 | 2.7146e-08 | 3.8738e-05 | 8.1257e-07 | 0 | 8.1257e-07 | 1.3769e-06 | 0 | 1.3769e-06 | 7.6743e-07 | 0 | 7.6743e-07 | [17 empty] | 7.3.3.17.5 (Remote Grid) Updates to grid topology to minimize risk of ignition in HFTDs Remote GridWLDFRVegetation ContactAggregated | WLDFR | HFTD - Distribution - Tier 2 - 4QU CoRE ¦ 1QU LoRE | Red Flag Warning - Large Fires | Vegetation Contact | Aggregated | 2022 | 3.0179e-05 | 772.1066 | 0.023301 | 2022 | Mitigation | 0.95 | 45 | 0 | esc | 0.00097009 | 2.9276e-08 | 0 | 0
[79 empty] | WLDFR | HFTD - Distribution - Zone 1 - 1QU CoRE ¦ 5QU LoRE | Seismic - Non-Red Flag Warning - Catastrophic Fires | 2063 | 9.0123e-13 | 31471.2268 | 690.4653 | 19927.4643 | 10853.2973 | 0 | 2.4674e-09 | 2.8363e-08 | 0 | 2.8363e-08 | 4.0516e-05 | 8.1257e-07 | 0 | 8.1257e-07 | 1.3769e-06 | 0 | 1.3769e-06 | 7.6743e-07 | 0 | 7.6743e-07 | [17 empty] | 7.3.3.17.5 (Remote Grid) Updates to grid topology to minimize risk of ignition in HFTDs Remote GridWLDFRVegetation ContactAggregated | WLDFR | HFTD - Distribution - Tier 2 - 4QU CoRE ¦ 1QU LoRE | Red Flag Warning - Large Fires | Vegetation Contact | Aggregated | 2023 | 3.0179e-05 | 772.1066 | 0.023301 | 2023 | Mitigation | 0.95 | 45 | 0 | esc | 0.00097009 | 2.9276e-08 | 0.00097009 | 2.9276e-08
[79 empty] | WLDFR | HFTD - Distribution - Zone 1 - 1QU CoRE ¦ 5QU LoRE | Seismic - Non-Red Flag Warning - Catastrophic Fires | 2064 | 9.0123e-13 | 31471.2268 | 690.4653 | 19927.4643 | 10853.2973 | 0 | 2.4674e-09 | 2.8363e-08 | 0 | 2.8363e-08 | 4.0516e-05 | 8.1257e-07 | 0 | 8.1257e-07 | 1.3769e-06 | 0 | 1.3769e-06 | 7.6743e-07 | 0 | 7.6743e-07 | [17 empty] | 7.3.3.17.5 (Remote Grid) Updates to grid topology to minimize risk of ignition in HFTDs Remote GridWLDFRVegetation ContactAggregated | WLDFR | HFTD - Distribution - Tier 2 - 4QU CoRE ¦ 1QU LoRE | Red Flag Warning - Large Fires | Vegetation Contact | Aggregated | 2024 | 3.0179e-05 | 772.1066 | 0.023301 | 2024 | Mitigation | 0.95 | 45 | 0 | esc | 0.00097009 | 2.9276e-08 | 0.00097009 | 2.9276e-08
[79 empty] | WLDFR | HFTD - Distribution - Zone 1 - 1QU CoRE ¦ 5QU LoRE | Seismic - Non-Red Flag Warning - Catastrophic Fires | 2065 | 9.0123e-13 | 31471.2268 | 690.4653 | 19927.4643 | 10853.2973 | 0 | 2.4674e-09 | 2.8363e-08 | 0 | 2.8363e-08 | 4.0516e-05 | 8.1257e-07 | 0 | 8.1257e-07 | 1.3769e-06 | 0 | 1.3769e-06 | 7.6743e-07 | 0 | 7.6743e-07 | [17 empty] | 7.3.3.17.5 (Remote Grid) Updates to grid topology to minimize risk of ignition in HFTDs Remote GridWLDFRVegetation ContactAggregated | WLDFR | HFTD - Distribution - Tier 2 - 4QU CoRE ¦ 1QU LoRE | Red Flag Warning - Large Fires | Vegetation Contact | Aggregated | 2025 | 3.0179e-05 | 772.1066 | 0.023301 | 2025 | Mitigation | 0.95 | 45 | 0 | esc | 0.00097009 | 2.9276e-08 | 0.00097009 | 2.9276e-08
[79 empty] | WLDFR | HFTD - Distribution - Zone 1 - 1QU CoRE ¦ 5QU LoRE | Seismic - Non-Red Flag Warning - Catastrophic Fires | 2066 | 9.0123e-13 | 31471.2268 | 690.4653 | 19927.4643 | 10853.2973 | 0 | 2.4674e-09 | 2.8363e-08 | 0 | 2.8363e-08 | 4.0516e-05 | 8.1257e-07 | 0 | 8.1257e-07 | 1.3769e-06 | 0 | 1.3769e-06 | 7.6743e-07 | 0 | 7.6743e-07 | [17 empty] | 7.3.3.17.5 (Remote Grid) Updates to grid topology to minimize risk of ignition in HFTDs Remote GridWLDFRVegetation ContactAggregated | WLDFR | HFTD - Distribution - Tier 2 - 4QU CoRE ¦ 1QU LoRE | Red Flag Warning - Large Fires | Vegetation Contact | Aggregated | 2026 | 3.0179e-05 | 772.1066 | 0.023301 | 2026 | Mitigation | 0.95 | 45 | 0 | esc | 0.00097009 | 2.9276e-08 | 0.00097009 | 2.9276e-08
[79 empty] | WLDFR | HFTD - Distribution - Zone 1 - 1QU CoRE ¦ 5QU LoRE | Seismic - Red Flag Warning - Catastrophic Fires | 2022 | 3.8861e-11 | 21083.8428 | 409.2237 | 13469.0878 | 7205.5313 | 0 | 1.0639e-07 | 8.1934e-07 | 0 | 8.1934e-07 | 3.0763e-05 | 8.5148e-07 | 0 | 8.5148e-07 | 1.4428e-06 | 0 | 1.4428e-06 | 8.0417e-07 | 0 | 8.0417e-07 | [17 empty] | 7.3.3.17.5 (Remote Grid) Updates to grid topology to minimize risk of ignition in HFTDs Remote GridWLDFRVegetation ContactAggregated | WLDFR | HFTD - Distribution - Tier 2 - 4QU CoRE ¦ 1QU LoRE | Red Flag Warning - Large Fires | Vegetation Contact | Aggregated | 2027 | 3.0179e-05 | 772.1066 | 0.023301 | 2027 | Mitigation | 0.95 | 45 | 0 | esc | 0.00097009 | 2.9276e-08 | 0.00097009 | 2.9276e-08
[79 empty] | WLDFR | HFTD - Distribution - Zone 1 - 1QU CoRE ¦ 5QU LoRE | Seismic - Red Flag Warning - Catastrophic Fires | 2023 | 3.8861e-11 | 21835.9781 | 428.6023 | 13939.561 | 7467.8148 | 0 | 1.0639e-07 | 8.4857e-07 | 0 | 8.4857e-07 | 3.1887e-05 | 8.5148e-07 | 0 | 8.5148e-07 | 1.4428e-06 | 0 | 1.4428e-06 | 8.0417e-07 | 0 | 8.0417e-07 | [17 empty] | 7.3.3.17.5 (Remote Grid) Updates to grid topology to minimize risk of ignition in HFTDs Remote GridWLDFRVegetation ContactAggregated | WLDFR | HFTD - Distribution - Tier 2 - 4QU CoRE ¦ 1QU LoRE | Red Flag Warning - Large Fires | Vegetation Contact | Aggregated | 2028 | 3.0179e-05 | 772.1066 | 0.023301 | 2028 | Mitigation | 0.95 | 45 | 0 | esc | 0.00097009 | 2.9276e-08 | 0.00097009 | 2.9276e-08
[79 empty] | WLDFR | HFTD - Distribution - Zone 1 - 1QU CoRE ¦ 5QU LoRE | Seismic - Red Flag Warning - Catastrophic Fires | 2024 | 3.8861e-11 | 21835.9781 | 428.6023 | 13939.561 | 7467.8148 | 0 | 1.0639e-07 | 8.4857e-07 | 0 | 8.4857e-07 | 3.1887e-05 | 8.5148e-07 | 0 | 8.5148e-07 | 1.4428e-06 | 0 | 1.4428e-06 | 8.0417e-07 | 0 | 8.0417e-07 | [17 empty] | 7.3.3.17.5 (Remote Grid) Updates to grid topology to minimize risk of ignition in HFTDs Remote GridWLDFRVegetation ContactAggregated | WLDFR | HFTD - Distribution - Tier 2 - 4QU CoRE ¦ 1QU LoRE | Red Flag Warning - Large Fires | Vegetation Contact | Aggregated | 2029 | 3.0179e-05 | 772.1066 | 0.023301 | 2029 | Mitigation | 0.95 | 45 | 0 | esc | 0.00097009 | 2.9276e-08 | 0.00097009 | 2.9276e-08
[79 empty] | WLDFR | HFTD - Distribution - Zone 1 - 1QU CoRE ¦ 5QU LoRE | Seismic - Red Flag Warning - Catastrophic Fires | 2025 | 3.8861e-11 | 21835.9781 | 428.6023 | 13939.561 | 7467.8148 | 0 | 1.0639e-07 | 8.4857e-07 | 0 | 8.4857e-07 | 3.1887e-05 | 8.5148e-07 | 0 | 8.5148e-07 | 1.4428e-06 | 0 | 1.4428e-06 | 8.0417e-07 | 0 | 8.0417e-07 | [17 empty] | 7.3.3.17.5 (Remote Grid) Updates to grid topology to minimize risk of ignition in HFTDs Remote GridWLDFRVegetation ContactAggregated | WLDFR | HFTD - Distribution - Tier 2 - 4QU CoRE ¦ 1QU LoRE | Red Flag Warning - Large Fires | Vegetation Contact | Aggregated | 2030 | 3.0179e-05 | 772.1066 | 0.023301 | 2030 | Mitigation | 0.95 | 45 | 0 | esc | 0.00097009 | 2.9276e-08 | 0.00097009 | 2.9276e-08
[79 empty] | WLDFR | HFTD - Distribution - Zone 1 - 1QU CoRE ¦ 5QU LoRE | Seismic - Red Flag Warning - Catastrophic Fires | 2026 | 3.8861e-11 | 21835.9781 | 428.6023 | 13939.561 | 7467.8148 | 0 | 1.0639e-07 | 8.4857e-07 | 0 | 8.4857e-07 | 3.1887e-05 | 8.5148e-07 | 0 | 8.5148e-07 | 1.4428e-06 | 0 | 1.4428e-06 | 8.0417e-07 | 0 | 8.0417e-07 | [17 empty] | 7.3.3.17.5 (Remote Grid) Updates to grid topology to minimize risk of ignition in HFTDs Remote GridWLDFRVegetation ContactAggregated | WLDFR | HFTD - Distribution - Tier 2 - 4QU CoRE ¦ 1QU LoRE | Red Flag Warning - Large Fires | Vegetation Contact | Aggregated | 2031 | 3.0179e-05 | 772.1066 | 0.023301 | 2031 | Mitigation | 0.95 | 45 | 0 | esc | 0.00097009 | 2.9276e-08 | 0.00097009 | 2.9276e-08
[79 empty] | WLDFR | HFTD - Distribution - Zone 1 - 1QU CoRE ¦ 5QU LoRE | Seismic - Red Flag Warning - Catastrophic Fires | 2027 | 3.8861e-11 | 21835.9781 | 428.6023 | 13939.561 | 7467.8148 | 0 | 1.0639e-07 | 8.4857e-07 | 0 | 8.4857e-07 | 3.1887e-05 | 8.9115e-07 | 0 | 8.9115e-07 | 1.51e-06 | 0 | 1.51e-06 | 8.4164e-07 | 0 | 8.4164e-07 | [17 empty] | 7.3.3.17.5 (Remote Grid) Updates to grid topology to minimize risk of ignition in HFTDs Remote GridWLDFRVegetation ContactAggregated | WLDFR | HFTD - Distribution - Tier 2 - 4QU CoRE ¦ 1QU LoRE | Red Flag Warning - Large Fires | Vegetation Contact | Aggregated | 2032 | 3.0179e-05 | 772.1066 | 0.023301 | 2032 | Mitigation | 0.95 | 45 | 0 | esc | 0.00097009 | 2.9276e-08 | 0.00097009 | 2.9276e-08
[79 empty] | WLDFR | HFTD - Distribution - Zone 1 - 1QU CoRE ¦ 5QU LoRE | Seismic - Red Flag Warning - Catastrophic Fires | 2028 | 3.8861e-11 | 22783.187 | 453.261 | 14531.3357 | 7798.5904 | 0 | 1.0639e-07 | 8.8537e-07 | 0 | 8.8537e-07 | 3.3302e-05 | 8.9115e-07 | 0 | 8.9115e-07 | 1.51e-06 | 0 | 1.51e-06 | 8.4164e-07 | 0 | 8.4164e-07 | [17 empty] | 7.3.3.17.5 (Remote Grid) Updates to grid topology to minimize risk of ignition in HFTDs Remote GridWLDFRVegetation ContactAggregated | WLDFR | HFTD - Distribution - Tier 2 - 4QU CoRE ¦ 1QU LoRE | Red Flag Warning - Large Fires | Vegetation Contact | Aggregated | 2033 | 3.0179e-05 | 772.1066 | 0.023301 | 2033 | Mitigation | 0.95 | 45 | 0 | esc | 0.00097009 | 2.9276e-08 | 0.00097009 | 2.9276e-08
[79 empty] | WLDFR | HFTD - Distribution - Zone 1 - 1QU CoRE ¦ 5QU LoRE | Seismic - Red Flag Warning - Catastrophic Fires | 2029 | 3.8861e-11 | 22783.187 | 453.261 | 14531.3357 | 7798.5904 | 0 | 1.0639e-07 | 8.8537e-07 | 0 | 8.8537e-07 | 3.3302e-05 | 8.9115e-07 | 0 | 8.9115e-07 | 1.51e-06 | 0 | 1.51e-06 | 8.4164e-07 | 0 | 8.4164e-07 | [17 empty] | 7.3.3.17.5 (Remote Grid) Updates to grid topology to minimize risk of ignition in HFTDs Remote GridWLDFRVegetation ContactAggregated | WLDFR | HFTD - Distribution - Tier 2 - 4QU CoRE ¦ 1QU LoRE | Red Flag Warning - Large Fires | Vegetation Contact | Aggregated | 2034 | 3.0179e-05 | 772.1066 | 0.023301 | 2034 | Mitigation | 0.95 | 45 | 0 | esc | 0.00097009 | 2.9276e-08 | 0.00097009 | 2.9276e-08
[79 empty] | WLDFR | HFTD - Distribution - Zone 1 - 1QU CoRE ¦ 5QU LoRE | Seismic - Red Flag Warning - Catastrophic Fires | 2030 | 3.8861e-11 | 22783.187 | 453.261 | 14531.3357 | 7798.5904 | 0 | 1.0639e-07 | 8.8537e-07 | 0 | 8.8537e-07 | 3.3302e-05 | 8.9115e-07 | 0 | 8.9115e-07 | 1.51e-06 | 0 | 1.51e-06 | 8.4164e-07 | 0 | 8.4164e-07 | [17 empty] | 7.3.3.17.5 (Remote Grid) Updates to grid topology to minimize risk of ignition in HFTDs Remote GridWLDFRVegetation ContactAggregated | WLDFR | HFTD - Distribution - Tier 2 - 4QU CoRE ¦ 1QU LoRE | Red Flag Warning - Large Fires | Vegetation Contact | Aggregated | 2035 | 3.0179e-05 | 772.1066 | 0.023301 | 2035 | Mitigation | 0.95 | 45 | 0 | esc | 0.00097009 | 2.9276e-08 | 0.00097009 | 2.9276e-08
[79 empty] | WLDFR | HFTD - Distribution - Zone 1 - 1QU CoRE ¦ 5QU LoRE | Seismic - Red Flag Warning - Catastrophic Fires | 2031 | 3.8861e-11 | 22783.187 | 453.261 | 14531.3357 | 7798.5904 | 0 | 1.0639e-07 | 8.8537e-07 | 0 | 8.8537e-07 | 3.3302e-05 | 8.9115e-07 | 0 | 8.9115e-07 | 1.51e-06 | 0 | 1.51e-06 | 8.4164e-07 | 0 | 8.4164e-07 | [17 empty] | 7.3.3.17.5 (Remote Grid) Updates to grid topology to minimize risk of ignition in HFTDs Remote GridWLDFRVegetation ContactAggregated | WLDFR | HFTD - Distribution - Tier 2 - 4QU CoRE ¦ 1QU LoRE | Red Flag Warning - Large Fires | Vegetation Contact | Aggregated | 2036 | 3.0179e-05 | 772.1066 | 0.023301 | 2036 | Mitigation | 0.95 | 45 | 0 | esc | 0.00097009 | 2.9276e-08 | 0.00097009 | 2.9276e-08
[79 empty] | WLDFR | HFTD - Distribution - Zone 1 - 1QU CoRE ¦ 5QU LoRE | Seismic - Red Flag Warning - Catastrophic Fires | 2032 | 3.8861e-11 | 22783.187 | 453.261 | 14531.3357 | 7798.5904 | 0 | 1.0639e-07 | 8.8537e-07 | 0 | 8.8537e-07 | 3.3302e-05 | 9.3111e-07 | 0 | 9.3111e-07 | 1.5777e-06 | 0 | 1.5777e-06 | 8.7938e-07 | 0 | 8.7938e-07 | [17 empty] | 7.3.3.17.5 (Remote Grid) Updates to grid topology to minimize risk of ignition in HFTDs Remote GridWLDFRVegetation ContactAggregated | WLDFR | HFTD - Distribution - Tier 2 - 4QU CoRE ¦ 1QU LoRE | Red Flag Warning - Large Fires | Vegetation Contact | Aggregated | 2037 | 3.0179e-05 | 772.1066 | 0.023301 | 2037 | Mitigation | 0.95 | 45 | 0 | esc | 0.00097009 | 2.9276e-08 | 0.00097009 | 2.9276e-08
[79 empty] | WLDFR | HFTD - Distribution - Zone 1 - 1QU CoRE ¦ 5QU LoRE | Seismic - Red Flag Warning - Catastrophic Fires | 2033 | 3.8861e-11 | 23835.2641 | 480.9649 | 15187.7294 | 8166.5698 | 0 | 1.0639e-07 | 9.2626e-07 | 0 | 9.2626e-07 | 3.4873e-05 | 9.3111e-07 | 0 | 9.3111e-07 | 1.5777e-06 | 0 | 1.5777e-06 | 8.7938e-07 | 0 | 8.7938e-07 | [17 empty] | 7.3.3.17.5 (Remote Grid) Updates to grid topology to minimize risk of ignition in HFTDs Remote GridWLDFRVegetation ContactAggregated | WLDFR | HFTD - Distribution - Tier 2 - 4QU CoRE ¦ 1QU LoRE | Red Flag Warning - Large Fires | Vegetation Contact | Aggregated | 2038 | 3.0179e-05 | 772.1066 | 0.023301 | 2038 | Mitigation | 0.95 | 45 | 0 | esc | 0.00097009 | 2.9276e-08 | 0.00097009 | 2.9276e-08
[79 empty] | WLDFR | HFTD - Distribution - Zone 1 - 1QU CoRE ¦ 5QU LoRE | Seismic - Red Flag Warning - Catastrophic Fires | 2034 | 3.8861e-11 | 23835.2641 | 480.9649 | 15187.7294 | 8166.5698 | 0 | 1.0639e-07 | 9.2626e-07 | 0 | 9.2626e-07 | 3.4873e-05 | 9.3111e-07 | 0 | 9.3111e-07 | 1.5777e-06 | 0 | 1.5777e-06 | 8.7938e-07 | 0 | 8.7938e-07 | [17 empty] | 7.3.3.17.5 (Remote Grid) Updates to grid topology to minimize risk of ignition in HFTDs Remote GridWLDFRVegetation ContactAggregated | WLDFR | HFTD - Distribution - Tier 2 - 4QU CoRE ¦ 1QU LoRE | Red Flag Warning - Large Fires | Vegetation Contact | Aggregated | 2039 | 3.0179e-05 | 772.1066 | 0.023301 | 2039 | Mitigation | 0.95 | 45 | 0 | esc | 0.00097009 | 2.9276e-08 | 0.00097009 | 2.9276e-08
[79 empty] | WLDFR | HFTD - Distribution - Zone 1 - 1QU CoRE ¦ 5QU LoRE | Seismic - Red Flag Warning - Catastrophic Fires | 2035 | 3.8861e-11 | 23835.2641 | 480.9649 | 15187.7294 | 8166.5698 | 0 | 1.0639e-07 | 9.2626e-07 | 0 | 9.2626e-07 | 3.4873e-05 | 0 | 0 | 0 | 1.5777e-06 | 0 | 1.5777e-06 | 8.7938e-07 | 0 | 8.7938e-07 | [17 empty] | 7.3.3.17.5 (Remote Grid) Updates to grid topology to minimize risk of ignition in HFTDs Remote GridWLDFRVegetation ContactAggregated | WLDFR | HFTD - Distribution - Tier 2 - 4QU CoRE ¦ 1QU LoRE | Red Flag Warning - Large Fires | Vegetation Contact | Aggregated | 2040 | 3.0179e-05 | 772.1066 | 0.023301 | 2040 | Mitigation | 0.95 | 45 | 0 | esc | 0.00097009 | 2.9276e-08 | 0.00097009 | 2.9276e-08
[79 empty] | WLDFR | HFTD - Distribution - Zone 1 - 1QU CoRE ¦ 5QU LoRE | Seismic - Red Flag Warning - Catastrophic Fires | 2036 | 3.8861e-11 | 23835.2641 | 480.9649 | 15187.7294 | 8166.5698 | 0 | 1.0639e-07 | 9.2626e-07 | 0 | 9.2626e-07 | 3.4873e-05 | 0 | 0 | 0 | 0 | 0 | 0 | 8.7938e-07 | 0 | 8.7938e-07 | [17 empty] | 7.3.3.17.5 (Remote Grid) Updates to grid topology to minimize risk of ignition in HFTDs Remote GridWLDFRVegetation ContactAggregated | WLDFR | HFTD - Distribution - Tier 2 - 4QU CoRE ¦ 1QU LoRE | Red Flag Warning - Large Fires | Vegetation Contact | Aggregated | 2041 | 3.0179e-05 | 772.1066 | 0.023301 | 2041 | Mitigation | 0.95 | 45 | 0 | esc | 0.00097009 | 2.9276e-08 | 0.00097009 | 2.9276e-08
[79 empty] | WLDFR | HFTD - Distribution - Zone 1 - 1QU CoRE ¦ 5QU LoRE | Seismic - Red Flag Warning - Catastrophic Fires | 2037 | 3.8861e-11 | 23835.2641 | 480.9649 | 15187.7294 | 8166.5698 | 0 | 1.0639e-07 | 9.2626e-07 | 0 | 9.2626e-07 | 3.4873e-05 | 3.4824e-07 | 0 | 3.4824e-07 | 0 | 0 | 0 | 0 | 0 | 0 | [17 empty] | 7.3.3.17.5 (Remote Grid) Updates to grid topology to minimize risk of ignition in HFTDs Remote GridWLDFRVegetation ContactAggregated | WLDFR | HFTD - Distribution - Tier 2 - 4QU CoRE ¦ 1QU LoRE | Red Flag Warning - Large Fires | Vegetation Contact | Aggregated | 2042 | 3.0179e-05 | 772.1066 | 0.023301 | 2042 | Mitigation | 0.95 | 45 | 0 | esc | 0.00097009 | 2.9276e-08 | 0.00097009 | 2.9276e-08
[79 empty] | WLDFR | HFTD - Distribution - Zone 1 - 1QU CoRE ¦ 5QU LoRE | Seismic - Red Flag Warning - Catastrophic Fires | 2038 | 3.8861e-11 | 24976.6418 | 511.3745 | 15898.8237 | 8566.4437 | 0 | 1.0639e-07 | 9.7061e-07 | 0 | 9.7061e-07 | 3.6578e-05 | 3.7923e-07 | 0 | 3.7923e-07 | 6.4259e-07 | 0 | 6.4259e-07 | 0 | 0 | 0 | [17 empty] | 7.3.3.17.5 (Remote Grid) Updates to grid topology to minimize risk of ignition in HFTDs Remote GridWLDFRVegetation ContactAggregated | WLDFR | HFTD - Distribution - Tier 2 - 4QU CoRE ¦ 1QU LoRE | Red Flag Warning - Large Fires | Vegetation Contact | Aggregated | 2043 | 3.0179e-05 | 772.1066 | 0.023301 | 2043 | Mitigation | 0.95 | 45 | 0 | esc | 0.00097009 | 2.9276e-08 | 0.00097009 | 2.9276e-08
[79 empty] | WLDFR | HFTD - Distribution - Zone 1 - 1QU CoRE ¦ 5QU LoRE | Seismic - Red Flag Warning - Catastrophic Fires | 2039 | 3.8861e-11 | 24976.6418 | 511.3745 | 15898.8237 | 8566.4437 | 0 | 1.0639e-07 | 9.7061e-07 | 0 | 9.7061e-07 | 3.6578e-05 | 3.9313e-07 | 0 | 3.9313e-07 | 6.6614e-07 | 0 | 6.6614e-07 | 3.7129e-07 | 0 | 3.7129e-07 | [17 empty] | 7.3.3.17.5 (Remote Grid) Updates to grid topology to minimize risk of ignition in HFTDs Remote GridWLDFRVegetation ContactAggregated | WLDFR | HFTD - Distribution - Tier 2 - 4QU CoRE ¦ 1QU LoRE | Red Flag Warning - Large Fires | Vegetation Contact | Aggregated | 2044 | 3.0179e-05 | 772.1066 | 0.023301 | 2044 | Mitigation | 0.95 | 45 | 0 | esc | 0.00097009 | 2.9276e-08 | 0.00097009 | 2.9276e-08
[79 empty] | WLDFR | HFTD - Distribution - Zone 1 - 1QU CoRE ¦ 5QU LoRE | Seismic - Red Flag Warning - Catastrophic Fires | 2040 | 3.8861e-11 | 24976.6418 | 511.3745 | 15898.8237 | 8566.4437 | 0 | 1.0639e-07 | 9.7061e-07 | 0 | 9.7061e-07 | 3.6578e-05 | 3.9313e-07 | 0 | 3.9313e-07 | 6.6614e-07 | 0 | 6.6614e-07 | 3.7129e-07 | 0 | 3.7129e-07 | [17 empty] | 7.3.3.17.5 (Remote Grid) Updates to grid topology to minimize risk of ignition in HFTDs Remote GridWLDFRVegetation ContactAggregated | WLDFR | HFTD - Distribution - Tier 2 - 4QU CoRE ¦ 1QU LoRE | Red Flag Warning - Large Fires | Vegetation Contact | Aggregated | 2045 | 3.0179e-05 | 772.1066 | 0.023301 | 2045 | Mitigation | 0.95 | 45 | 0 | esc | 0.00097009 | 2.9276e-08 | 0.00097009 | 2.9276e-08
[79 empty] | WLDFR | HFTD - Distribution - Zone 1 - 1QU CoRE ¦ 5QU LoRE | Seismic - Red Flag Warning - Catastrophic Fires | 2041 | 3.8861e-11 | 24976.6418 | 511.3745 | 15898.8237 | 8566.4437 | 0 | 1.0639e-07 | 9.7061e-07 | 0 | 9.7061e-07 | 3.6578e-05 | 3.9313e-07 | 0 | 3.9313e-07 | 6.6614e-07 | 0 | 6.6614e-07 | 3.7129e-07 | 0 | 3.7129e-07 | [17 empty] | 7.3.3.17.5 (Remote Grid) Updates to grid topology to minimize risk of ignition in HFTDs Remote GridWLDFRVegetation ContactAggregated | WLDFR | HFTD - Distribution - Tier 2 - 4QU CoRE ¦ 1QU LoRE | Red Flag Warning - Large Fires | Vegetation Contact | Aggregated | 2046 | 3.0179e-05 | 772.1066 | 0.023301 | 2046 | Mitigation | 0.95 | 45 | 0 | esc | 0.00097009 | 2.9276e-08 | 0.00097009 | 2.9276e-08
[79 empty] | WLDFR | HFTD - Distribution - Zone 1 - 1QU CoRE ¦ 5QU LoRE | Seismic - Red Flag Warning - Catastrophic Fires | 2042 | 3.8861e-11 | 24976.6418 | 511.3745 | 15898.8237 | 8566.4437 | 0 | 1.0639e-07 | 9.7061e-07 | 0 | 9.7061e-07 | 3.6578e-05 | 3.9313e-07 | 0 | 3.9313e-07 | 6.6614e-07 | 0 | 6.6614e-07 | 3.7129e-07 | 0 | 3.7129e-07 | [17 empty] | 7.3.3.17.5 (Remote Grid) Updates to grid topology to minimize risk of ignition in HFTDs Remote GridWLDFRVegetation ContactAggregated | WLDFR | HFTD - Distribution - Tier 2 - 4QU CoRE ¦ 1QU LoRE | Red Flag Warning - Large Fires | Vegetation Contact | Aggregated | 2047 | 3.0179e-05 | 772.1066 | 0.023301 | 2047 | Mitigation | 0.95 | 45 | 0 | esc | 0.00097009 | 2.9276e-08 | 0.00097009 | 2.9276e-08
[79 empty] | WLDFR | HFTD - Distribution - Zone 1 - 1QU CoRE ¦ 5QU LoRE | Seismic - Red Flag Warning - Catastrophic Fires | 2043 | 3.8861e-11 | 26191.7278 | 544.1291 | 16654.7414 | 8992.8573 | 0 | 1.0639e-07 | 1.0178e-06 | 0 | 1.0178e-06 | 3.8392e-05 | 3.9313e-07 | 0 | 3.9313e-07 | 6.6614e-07 | 0 | 6.6614e-07 | 3.7129e-07 | 0 | 3.7129e-07 | [17 empty] | 7.3.3.17.5 (Remote Grid) Updates to grid topology to minimize risk of ignition in HFTDs Remote GridWLDFRVegetation ContactAggregated | WLDFR | HFTD - Distribution - Tier 2 - 4QU CoRE ¦ 1QU LoRE | Red Flag Warning - Large Fires | Vegetation Contact | Aggregated | 2048 | 3.0179e-05 | 772.1066 | 0.023301 | 2048 | Mitigation | 0.95 | 45 | 0 | esc | 0.00097009 | 2.9276e-08 | 0.00097009 | 2.9276e-08
[79 empty] | WLDFR | HFTD - Distribution - Zone 1 - 1QU CoRE ¦ 5QU LoRE | Seismic - Red Flag Warning - Catastrophic Fires | 2044 | 3.8861e-11 | 26191.7278 | 544.1291 | 16654.7414 | 8992.8573 | 0 | 1.0639e-07 | 1.0178e-06 | 0 | 1.0178e-06 | 3.8392e-05 | 4.1065e-07 | 0 | 4.1065e-07 | 6.9582e-07 | 0 | 6.9582e-07 | 3.8783e-07 | 0 | 3.8783e-07 | [17 empty] | 7.3.3.17.5 (Remote Grid) Updates to grid topology to minimize risk of ignition in HFTDs Remote GridWLDFRVegetation ContactAggregated | WLDFR | HFTD - Distribution - Tier 2 - 4QU CoRE ¦ 1QU LoRE | Red Flag Warning - Large Fires | Vegetation Contact | Aggregated | 2049 | 3.0179e-05 | 772.1066 | 0.023301 | 2049 | Mitigation | 0.95 | 45 | 0 | esc | 0.00097009 | 2.9276e-08 | 0.00097009 | 2.9276e-08
[79 empty] | WLDFR | HFTD - Distribution - Zone 1 - 1QU CoRE ¦ 5QU LoRE | Seismic - Red Flag Warning - Catastrophic Fires | 2045 | 3.8861e-11 | 26191.7278 | 544.1291 | 16654.7414 | 8992.8573 | 0 | 1.0639e-07 | 1.0178e-06 | 0 | 1.0178e-06 | 3.8392e-05 | 4.1065e-07 | 0 | 4.1065e-07 | 6.9582e-07 | 0 | 6.9582e-07 | 3.8783e-07 | 0 | 3.8783e-07 | [17 empty] | 7.3.3.17.5 (Remote Grid) Updates to grid topology to minimize risk of ignition in HFTDs Remote GridWLDFRVegetation ContactAggregated | WLDFR | HFTD - Distribution - Tier 2 - 4QU CoRE ¦ 1QU LoRE | Red Flag Warning - Large Fires | Vegetation Contact | Aggregated | 2050 | 3.0179e-05 | 772.1066 | 0.023301 | 2050 | Mitigation | 0.95 | 45 | 0 | esc | 0.00097009 | 2.9276e-08 | 0.00097009 | 2.9276e-08
[79 empty] | WLDFR | HFTD - Distribution - Zone 1 - 1QU CoRE ¦ 5QU LoRE | Seismic - Red Flag Warning - Catastrophic Fires | 2046 | 3.8861e-11 | 26191.7278 | 544.1291 | 16654.7414 | 8992.8573 | 0 | 1.0639e-07 | 1.0178e-06 | 0 | 1.0178e-06 | 3.8392e-05 | 4.1065e-07 | 0 | 4.1065e-07 | 6.9582e-07 | 0 | 6.9582e-07 | 3.8783e-07 | 0 | 3.8783e-07 | [17 empty] | 7.3.3.17.5 (Remote Grid) Updates to grid topology to minimize risk of ignition in HFTDs Remote GridWLDFRVegetation ContactAggregated | WLDFR | HFTD - Distribution - Tier 2 - 4QU CoRE ¦ 1QU LoRE | Red Flag Warning - Large Fires | Vegetation Contact | Aggregated | 2051 | 3.0179e-05 | 772.1066 | 0.023301 | 2051 | Mitigation | 0.95 | 45 | 0 | esc | 0.00097009 | 2.9276e-08 | 0.00097009 | 2.9276e-08
[79 empty] | WLDFR | HFTD - Distribution - Zone 1 - 1QU CoRE ¦ 5QU LoRE | Seismic - Red Flag Warning - Catastrophic Fires | 2047 | 3.8861e-11 | 26191.7278 | 544.1291 | 16654.7414 | 8992.8573 | 0 | 1.0639e-07 | 1.0178e-06 | 0 | 1.0178e-06 | 3.8392e-05 | 4.1065e-07 | 0 | 4.1065e-07 | 6.9582e-07 | 0 | 6.9582e-07 | 3.8783e-07 | 0 | 3.8783e-07 | [17 empty] | 7.3.3.17.5 (Remote Grid) Updates to grid topology to minimize risk of ignition in HFTDs Remote GridWLDFRVegetation ContactAggregated | WLDFR | HFTD - Distribution - Tier 2 - 4QU CoRE ¦ 1QU LoRE | Red Flag Warning - Large Fires | Vegetation Contact | Aggregated | 2052 | 3.0179e-05 | 772.1066 | 0.023301 | 2052 | Mitigation | 0.95 | 45 | 0 | esc | 0.00097009 | 2.9276e-08 | 0.00097009 | 2.9276e-08
[79 empty] | WLDFR | HFTD - Distribution - Zone 1 - 1QU CoRE ¦ 5QU LoRE | Seismic - Red Flag Warning - Catastrophic Fires | 2048 | 3.8861e-11 | 27464.7227 | 578.8407 | 17445.538 | 9440.3441 | 0 | 1.0639e-07 | 1.0673e-06 | 0 | 1.0673e-06 | 4.0291e-05 | 4.1065e-07 | 0 | 4.1065e-07 | 6.9582e-07 | 0 | 6.9582e-07 | 3.8783e-07 | 0 | 3.8783e-07 | [17 empty] | 7.3.3.17.5 (Remote Grid) Updates to grid topology to minimize risk of ignition in HFTDs Remote GridWLDFRVegetation ContactAggregated | WLDFR | HFTD - Distribution - Tier 2 - 4QU CoRE ¦ 1QU LoRE | Red Flag Warning - Large Fires | Vegetation Contact | Aggregated | 2053 | 3.0179e-05 | 772.1066 | 0.023301 | 2053 | Mitigation | 0.95 | 45 | 0 | esc | 0.00097009 | 2.9276e-08 | 0.00097009 | 2.9276e-08
[79 empty] | WLDFR | HFTD - Distribution - Zone 1 - 1QU CoRE ¦ 5QU LoRE | Seismic - Red Flag Warning - Catastrophic Fires | 2049 | 3.8861e-11 | 27464.7227 | 578.8407 | 17445.538 | 9440.3441 | 0 | 1.0639e-07 | 1.0673e-06 | 0 | 1.0673e-06 | 4.0291e-05 | 4.3011e-07 | 0 | 4.3011e-07 | 7.2881e-07 | 0 | 7.2881e-07 | 4.0622e-07 | 0 | 4.0622e-07 | [17 empty] | 7.3.3.17.5 (Remote Grid) Updates to grid topology to minimize risk of ignition in HFTDs Remote GridWLDFRVegetation ContactAggregated | WLDFR | HFTD - Distribution - Tier 2 - 4QU CoRE ¦ 1QU LoRE | Red Flag Warning - Large Fires | Vegetation Contact | Aggregated | 2054 | 3.0179e-05 | 772.1066 | 0.023301 | 2054 | Mitigation | 0.95 | 45 | 0 | esc | 0.00097009 | 2.9276e-08 | 0.00097009 | 2.9276e-08
[79 empty] | WLDFR | HFTD - Distribution - Zone 1 - 1QU CoRE ¦ 5QU LoRE | Seismic - Red Flag Warning - Catastrophic Fires | 2050 | 3.8861e-11 | 27464.7227 | 578.8407 | 17445.538 | 9440.3441 | 0 | 1.0639e-07 | 1.0673e-06 | 0 | 1.0673e-06 | 4.0291e-05 | 4.3011e-07 | 0 | 4.3011e-07 | 7.2881e-07 | 0 | 7.2881e-07 | 4.0622e-07 | 0 | 4.0622e-07 | [17 empty] | 7.3.3.17.5 (Remote Grid) Updates to grid topology to minimize risk of ignition in HFTDs Remote GridWLDFRVegetation ContactAggregated | WLDFR | HFTD - Distribution - Tier 2 - 4QU CoRE ¦ 1QU LoRE | Red Flag Warning - Large Fires | Vegetation Contact | Aggregated | 2055 | 3.0179e-05 | 772.1066 | 0.023301 | 2055 | Mitigation | 0.95 | 45 | 0 | esc | 0.00097009 | 2.9276e-08 | 0.00097009 | 2.9276e-08
[79 empty] | WLDFR | HFTD - Distribution - Zone 1 - 1QU CoRE ¦ 5QU LoRE | Seismic - Red Flag Warning - Catastrophic Fires | 2051 | 3.8861e-11 | 27464.7227 | 578.8407 | 17445.538 | 9440.3441 | 0 | 1.0639e-07 | 1.0673e-06 | 0 | 1.0673e-06 | 4.0291e-05 | 4.3011e-07 | 0 | 4.3011e-07 | 7.2881e-07 | 0 | 7.2881e-07 | 4.0622e-07 | 0 | 4.0622e-07 | [17 empty] | 7.3.3.17.5 (Remote Grid) Updates to grid topology to minimize risk of ignition in HFTDs Remote GridWLDFRVegetation ContactAggregated | WLDFR | HFTD - Distribution - Tier 2 - 4QU CoRE ¦ 1QU LoRE | Red Flag Warning - Large Fires | Vegetation Contact | Aggregated | 2056 | 3.0179e-05 | 772.1066 | 0.023301 | 2056 | Mitigation | 0.95 | 45 | 0 | esc | 0.00097009 | 2.9276e-08 | 0.00097009 | 2.9276e-08
[79 empty] | WLDFR | HFTD - Distribution - Zone 1 - 1QU CoRE ¦ 5QU LoRE | Seismic - Red Flag Warning - Catastrophic Fires | 2052 | 3.8861e-11 | 27464.7227 | 578.8407 | 17445.538 | 9440.3441 | 0 | 1.0639e-07 | 1.0673e-06 | 0 | 1.0673e-06 | 4.0291e-05 | 4.3011e-07 | 0 | 4.3011e-07 | 7.2881e-07 | 0 | 7.2881e-07 | 4.0622e-07 | 0 | 4.0622e-07 | [17 empty] | 7.3.3.17.5 (Remote Grid) Updates to grid topology to minimize risk of ignition in HFTDs Remote GridWLDFRVegetation ContactAggregated | WLDFR | HFTD - Distribution - Tier 2 - 4QU CoRE ¦ 1QU LoRE | Red Flag Warning - Large Fires | Vegetation Contact | Aggregated | 2057 | 3.0179e-05 | 772.1066 | 0.023301 | 2057 | Mitigation | 0.95 | 45 | 0 | esc | 0.00097009 | 2.9276e-08 | 0.00097009 | 2.9276e-08
[79 empty] | WLDFR | HFTD - Distribution - Zone 1 - 1QU CoRE ¦ 5QU LoRE | Seismic - Red Flag Warning - Catastrophic Fires | 2053 | 3.8861e-11 | 28779.6694 | 615.0952 | 18261.2327 | 9903.3415 | 0 | 1.0639e-07 | 1.1184e-06 | 0 | 1.1184e-06 | 4.2253e-05 | 4.3011e-07 | 0 | 4.3011e-07 | 7.2881e-07 | 0 | 7.2881e-07 | 4.0622e-07 | 0 | 4.0622e-07 | [17 empty] | 7.3.3.17.5 (Remote Grid) Updates to grid topology to minimize risk of ignition in HFTDs Remote GridWLDFRVegetation ContactAggregated | WLDFR | HFTD - Distribution - Tier 2 - 4QU CoRE ¦ 1QU LoRE | Red Flag Warning - Large Fires | Vegetation Contact | Aggregated | 2058 | 3.0179e-05 | 772.1066 | 0.023301 | 2058 | Mitigation | 0.95 | 45 | 0 | esc | 0.00097009 | 2.9276e-08 | 0.00097009 | 2.9276e-08
[79 empty] | WLDFR | HFTD - Distribution - Zone 1 - 1QU CoRE ¦ 5QU LoRE | Seismic - Red Flag Warning - Catastrophic Fires | 2054 | 3.8861e-11 | 28779.6694 | 615.0952 | 18261.2327 | 9903.3415 | 0 | 1.0639e-07 | 1.1184e-06 | 0 | 1.1184e-06 | 4.2253e-05 | 4.5125e-07 | 0 | 4.5125e-07 | 7.6461e-07 | 0 | 7.6461e-07 | 4.2618e-07 | 0 | 4.2618e-07 | [17 empty] | 7.3.3.17.5 (Remote Grid) Updates to grid topology to minimize risk of ignition in HFTDs Remote GridWLDFRVegetation ContactAggregated | WLDFR | HFTD - Distribution - Tier 2 - 4QU CoRE ¦ 1QU LoRE | Red Flag Warning - Large Fires | Vegetation Contact | Aggregated | 2059 | 3.0179e-05 | 772.1066 | 0.023301 | 2059 | Mitigation | 0.95 | 45 | 0 | esc | 0.00097009 | 2.9276e-08 | 0.00097009 | 2.9276e-08
[79 empty] | WLDFR | HFTD - Distribution - Zone 1 - 1QU CoRE ¦ 5QU LoRE | Seismic - Red Flag Warning - Catastrophic Fires | 2055 | 3.8861e-11 | 28779.6694 | 615.0952 | 18261.2327 | 9903.3415 | 0 | 1.0639e-07 | 1.1184e-06 | 0 | 1.1184e-06 | 4.2253e-05 | 4.5125e-07 | 0 | 4.5125e-07 | 7.6461e-07 | 0 | 7.6461e-07 | 4.2618e-07 | 0 | 4.2618e-07 | [17 empty] | 7.3.3.17.5 (Remote Grid) Updates to grid topology to minimize risk of ignition in HFTDs Remote GridWLDFRVegetation ContactAggregated | WLDFR | HFTD - Distribution - Tier 2 - 4QU CoRE ¦ 1QU LoRE | Red Flag Warning - Large Fires | Vegetation Contact | Aggregated | 2060 | 3.0179e-05 | 772.1066 | 0.023301 | 2060 | Mitigation | 0.95 | 45 | 0 | esc | 0.00097009 | 2.9276e-08 | 0.00097009 | 2.9276e-08
[79 empty] | WLDFR | HFTD - Distribution - Zone 1 - 1QU CoRE ¦ 5QU LoRE | Seismic - Red Flag Warning - Catastrophic Fires | 2056 | 3.8861e-11 | 28779.6694 | 615.0952 | 18261.2327 | 9903.3415 | 0 | 1.0639e-07 | 1.1184e-06 | 0 | 1.1184e-06 | 4.2253e-05 | 4.5125e-07 | 0 | 4.5125e-07 | 7.6461e-07 | 0 | 7.6461e-07 | 4.2618e-07 | 0 | 4.2618e-07 | [17 empty] | 7.3.3.17.5 (Remote Grid) Updates to grid topology to minimize risk of ignition in HFTDs Remote GridWLDFRVegetation ContactAggregated | WLDFR | HFTD - Distribution - Tier 2 - 4QU CoRE ¦ 1QU LoRE | Red Flag Warning - Large Fires | Vegetation Contact | Aggregated | 2061 | 3.0179e-05 | 772.1066 | 0.023301 | 2061 | Mitigation | 0.95 | 45 | 0 | esc | 0.00097009 | 2.9276e-08 | 0.00097009 | 2.9276e-08
[79 empty] | WLDFR | HFTD - Distribution - Zone 1 - 1QU CoRE ¦ 5QU LoRE | Seismic - Red Flag Warning - Catastrophic Fires | 2057 | 3.8861e-11 | 28779.6694 | 615.0952 | 18261.2327 | 9903.3415 | 0 | 1.0639e-07 | 1.1184e-06 | 0 | 1.1184e-06 | 4.2253e-05 | 4.5125e-07 | 0 | 4.5125e-07 | 7.6461e-07 | 0 | 7.6461e-07 | 4.2618e-07 | 0 | 4.2618e-07 | [17 empty] | 7.3.3.17.5 (Remote Grid) Updates to grid topology to minimize risk of ignition in HFTDs Remote GridWLDFRVegetation ContactAggregated | WLDFR | HFTD - Distribution - Tier 2 - 4QU CoRE ¦ 1QU LoRE | Red Flag Warning - Large Fires | Vegetation Contact | Aggregated | 2062 | 3.0179e-05 | 772.1066 | 0.023301 | 2062 | Mitigation | 0.95 | 45 | 0 | esc | 0.00097009 | 2.9276e-08 | 0.00097009 | 2.9276e-08
[79 empty] | WLDFR | HFTD - Distribution - Zone 1 - 1QU CoRE ¦ 5QU LoRE | Seismic - Red Flag Warning - Catastrophic Fires | 2058 | 3.8861e-11 | 30120.5761 | 652.457 | 19091.8834 | 10376.2358 | 0 | 1.0639e-07 | 1.1705e-06 | 0 | 1.1705e-06 | 4.4252e-05 | 4.5125e-07 | 0 | 4.5125e-07 | 7.6461e-07 | 0 | 7.6461e-07 | 4.2618e-07 | 0 | 4.2618e-07 | [17 empty] | 7.3.3.17.5 (Remote Grid) Updates to grid topology to minimize risk of ignition in HFTDs Remote GridWLDFRVegetation ContactAggregated | WLDFR | HFTD - Distribution - Tier 2 - 4QU CoRE ¦ 1QU LoRE | Red Flag Warning - Large Fires | Vegetation Contact | Aggregated | 2063 | 3.0179e-05 | 772.1066 | 0.023301 | 2063 | Mitigation | 0.95 | 45 | 0 | esc | 0.00097009 | 2.9276e-08 | 0.00097009 | 2.9276e-08
[79 empty] | WLDFR | HFTD - Distribution - Zone 1 - 1QU CoRE ¦ 5QU LoRE | Seismic - Red Flag Warning - Catastrophic Fires | 2059 | 3.8861e-11 | 30120.5761 | 652.457 | 19091.8834 | 10376.2358 | 0 | 1.0639e-07 | 1.1705e-06 | 0 | 1.1705e-06 | 4.4252e-05 | 4.7376e-07 | 0 | 4.7376e-07 | 8.0276e-07 | 0 | 8.0276e-07 | 4.4744e-07 | 0 | 4.4744e-07 | [17 empty] | 7.3.3.17.5 (Remote Grid) Updates to grid topology to minimize risk of ignition in HFTDs Remote GridWLDFRVegetation ContactAggregated | WLDFR | HFTD - Distribution - Tier 2 - 4QU CoRE ¦ 1QU LoRE | Red Flag Warning - Large Fires | Vegetation Contact | Aggregated | 2064 | 3.0179e-05 | 772.1066 | 0.023301 | 2064 | Mitigation | 0.95 | 45 | 0 | esc | 0.00097009 | 2.9276e-08 | 0.00097009 | 2.9276e-08
[79 empty] | WLDFR | HFTD - Distribution - Zone 1 - 1QU CoRE ¦ 5QU LoRE | Seismic - Red Flag Warning - Catastrophic Fires | 2060 | 3.8861e-11 | 30120.5761 | 652.457 | 19091.8834 | 10376.2358 | 0 | 1.0639e-07 | 1.1705e-06 | 0 | 1.1705e-06 | 4.4252e-05 | 4.7376e-07 | 0 | 4.7376e-07 | 8.0276e-07 | 0 | 8.0276e-07 | 4.4744e-07 | 0 | 4.4744e-07 | [17 empty] | 7.3.3.17.5 (Remote Grid) Updates to grid topology to minimize risk of ignition in HFTDs Remote GridWLDFRVegetation ContactAggregated | WLDFR | HFTD - Distribution - Tier 2 - 4QU CoRE ¦ 1QU LoRE | Red Flag Warning - Large Fires | Vegetation Contact | Aggregated | 2065 | 3.0179e-05 | 772.1066 | 0.023301 | 2065 | Mitigation | 0.95 | 45 | 0 | esc | 0.00097009 | 2.9276e-08 | 0.00097009 | 2.9276e-08
[79 empty] | WLDFR | HFTD - Distribution - Zone 1 - 1QU CoRE ¦ 5QU LoRE | Seismic - Red Flag Warning - Catastrophic Fires | 2061 | 3.8861e-11 | 30120.5761 | 652.457 | 19091.8834 | 10376.2358 | 0 | 1.0639e-07 | 1.1705e-06 | 0 | 1.1705e-06 | 4.4252e-05 | 4.7376e-07 | 0 | 4.7376e-07 | 8.0276e-07 | 0 | 8.0276e-07 | 4.4744e-07 | 0 | 4.4744e-07 | [17 empty] | 7.3.3.17.5 (Remote Grid) Updates to grid topology to minimize risk of ignition in HFTDs Remote GridWLDFRVegetation ContactAggregated | WLDFR | HFTD - Distribution - Tier 2 - 4QU CoRE ¦ 1QU LoRE | Red Flag Warning - Large Fires | Vegetation Contact | Aggregated | 2066 | 3.0179e-05 | 772.1066 | 0.023301 | 2066 | Mitigation | 0.95 | 45 | 0 | esc | 0.00097009 | 2.9276e-08 | 0.00097009 | 2.9276e-08
[79 empty] | WLDFR | HFTD - Distribution - Zone 1 - 1QU CoRE ¦ 5QU LoRE | Seismic - Red Flag Warning - Catastrophic Fires | 2062 | 3.8861e-11 | 30120.5761 | 652.457 | 19091.8834 | 10376.2358 | 0 | 1.0639e-07 | 1.1705e-06 | 0 | 1.1705e-06 | 4.4252e-05 | 4.7376e-07 | 0 | 4.7376e-07 | 8.0276e-07 | 0 | 8.0276e-07 | 4.4744e-07 | 0 | 4.4744e-07 | [17 empty] | 7.3.3.17.5 (Remote Grid) Updates to grid topology to minimize risk of ignition in HFTDs Remote GridWLDFRVegetation ContactAggregated | WLDFR | HFTD - Distribution - Tier 2 - 4QU CoRE ¦ 1QU LoRE | Red Flag Warning - Large Fires | Vegetation Contact | Aggregated | 2067 | 3.0179e-05 | 772.1066 | 0.023301 | 2067 | Mitigation | 0.95 | 45 | 0 | esc | 0 | 0 | 0.00097009 | 2.9276e-08
[79 empty] | WLDFR | HFTD - Distribution - Zone 1 - 1QU CoRE ¦ 5QU LoRE | Seismic - Red Flag Warning - Catastrophic Fires | 2063 | 3.8861e-11 | 31471.2268 | 690.4653 | 19927.4643 | 10853.2973 | 0 | 1.0639e-07 | 1.223e-06 | 0 | 1.223e-06 | 4.6266e-05 | 4.7376e-07 | 0 | 4.7376e-07 | 8.0276e-07 | 0 | 8.0276e-07 | 4.4744e-07 | 0 | 4.4744e-07 | [17 empty] | 7.3.3.17.5 (Remote Grid) Updates to grid topology to minimize risk of ignition in HFTDs Remote GridWLDFRContact from objectAggregated | WLDFR | HFTD - Distribution - Tier 2 - 4QU CoRE ¦ 1QU LoRE | Red Flag Warning - Small Fires | Contact from object | Aggregated | 2022 | 4.9657e-05 | 772.1066 | 0.03834 | 2022 | Mitigation | 0.95 | 45 | 0 | esc | 0.00097009 | 4.8171e-08 | 0 | 0
[79 empty] | WLDFR | HFTD - Distribution - Zone 1 - 1QU CoRE ¦ 5QU LoRE | Seismic - Red Flag Warning - Catastrophic Fires | 2064 | 3.8861e-11 | 31471.2268 | 690.4653 | 19927.4643 | 10853.2973 | 0 | 1.0639e-07 | 1.223e-06 | 0 | 1.223e-06 | 4.6266e-05 | 4.9736e-07 | 0 | 4.9736e-07 | 8.4274e-07 | 0 | 8.4274e-07 | 4.6972e-07 | 0 | 4.6972e-07 | [17 empty] | 7.3.3.17.5 (Remote Grid) Updates to grid topology to minimize risk of ignition in HFTDs Remote GridWLDFRContact from objectAggregated | WLDFR | HFTD - Distribution - Tier 2 - 4QU CoRE ¦ 1QU LoRE | Red Flag Warning - Small Fires | Contact from object | Aggregated | 2023 | 4.9657e-05 | 772.1066 | 0.03834 | 2023 | Mitigation | 0.95 | 45 | 0 | esc | 0.00097009 | 4.8171e-08 | 0.00097009 | 4.8171e-08
[79 empty] | WLDFR | HFTD - Distribution - Zone 1 - 1QU CoRE ¦ 5QU LoRE | Seismic - Red Flag Warning - Catastrophic Fires | 2065 | 3.8861e-11 | 31471.2268 | 690.4653 | 19927.4643 | 10853.2973 | 0 | 1.0639e-07 | 1.223e-06 | 0 | 1.223e-06 | 4.6266e-05 | 4.9736e-07 | 0 | 4.9736e-07 | 8.4274e-07 | 0 | 8.4274e-07 | 4.6972e-07 | 0 | 4.6972e-07 | [17 empty] | 7.3.3.17.5 (Remote Grid) Updates to grid topology to minimize risk of ignition in HFTDs Remote GridWLDFRContact from objectAggregated | WLDFR | HFTD - Distribution - Tier 2 - 4QU CoRE ¦ 1QU LoRE | Red Flag Warning - Small Fires | Contact from object | Aggregated | 2024 | 4.9657e-05 | 772.1066 | 0.03834 | 2024 | Mitigation | 0.95 | 45 | 0 | esc | 0.00097009 | 4.8171e-08 | 0.00097009 | 4.8171e-08
[79 empty] | WLDFR | HFTD - Distribution - Zone 1 - 1QU CoRE ¦ 5QU LoRE | Seismic - Red Flag Warning - Catastrophic Fires | 2066 | 3.8861e-11 | 31471.2268 | 690.4653 | 19927.4643 | 10853.2973 | 0 | 1.0639e-07 | 1.223e-06 | 0 | 1.223e-06 | 4.6266e-05 | 4.9736e-07 | 0 | 4.9736e-07 | 8.4274e-07 | 0 | 8.4274e-07 | 4.6972e-07 | 0 | 4.6972e-07 | [17 empty] | 7.3.3.17.5 (Remote Grid) Updates to grid topology to minimize risk of ignition in HFTDs Remote GridWLDFRContact from objectAggregated | WLDFR | HFTD - Distribution - Tier 2 - 4QU CoRE ¦ 1QU LoRE | Red Flag Warning - Small Fires | Contact from object | Aggregated | 2025 | 4.9657e-05 | 772.1066 | 0.03834 | 2025 | Mitigation | 0.95 | 45 | 0 | esc | 0.00097009 | 4.8171e-08 | 0.00097009 | 4.8171e-08
[79 empty] | WLDFR | HFTD - Distribution - Zone 1 - 4QU CoRE ¦ 1QU LoRE | Non-Red Flag Warning - Catastrophic Fires | 2022 | 1.811e-09 | 14146.1306 | 222.2294 | 8585.7228 | 5338.1784 | 0 | 4.9581e-06 | 2.5618e-05 | 0 | 2.5618e-05 | 1.6499e-07 | 4.9736e-07 | 0 | 4.9736e-07 | 8.4274e-07 | 0 | 8.4274e-07 | 4.6972e-07 | 0 | 4.6972e-07 | [17 empty] | 7.3.3.17.5 (Remote Grid) Updates to grid topology to minimize risk of ignition in HFTDs Remote GridWLDFRContact from objectAggregated | WLDFR | HFTD - Distribution - Tier 2 - 4QU CoRE ¦ 1QU LoRE | Red Flag Warning - Small Fires | Contact from object | Aggregated | 2026 | 4.9657e-05 | 772.1066 | 0.03834 | 2026 | Mitigation | 0.95 | 45 | 0 | esc | 0.00097009 | 4.8171e-08 | 0.00097009 | 4.8171e-08
[79 empty] | WLDFR | HFTD - Distribution - Zone 1 - 4QU CoRE ¦ 1QU LoRE | Non-Red Flag Warning - Catastrophic Fires | 2023 | 1.811e-09 | 14664.6376 | 233.2301 | 8896.516 | 5534.8915 | 0 | 4.9581e-06 | 2.6557e-05 | 0 | 2.6557e-05 | 1.7237e-07 | 4.9736e-07 | 0 | 4.9736e-07 | 8.4274e-07 | 0 | 8.4274e-07 | 4.6972e-07 | 0 | 4.6972e-07 | [17 empty] | 7.3.3.17.5 (Remote Grid) Updates to grid topology to minimize risk of ignition in HFTDs Remote GridWLDFRContact from objectAggregated | WLDFR | HFTD - Distribution - Tier 2 - 4QU CoRE ¦ 1QU LoRE | Red Flag Warning - Small Fires | Contact from object | Aggregated | 2027 | 4.9657e-05 | 772.1066 | 0.03834 | 2027 | Mitigation | 0.95 | 45 | 0 | esc | 0.00097009 | 4.8171e-08 | 0.00097009 | 4.8171e-08
[79 empty] | WLDFR | HFTD - Distribution - Zone 1 - 4QU CoRE ¦ 1QU LoRE | Non-Red Flag Warning - Catastrophic Fires | 2024 | 1.811e-09 | 14664.6376 | 233.2301 | 8896.516 | 5534.8915 | 0 | 4.9581e-06 | 2.6557e-05 | 0 | 2.6557e-05 | 1.7237e-07 | 5.2175e-07 | 0 | 5.2175e-07 | 8.8407e-07 | 0 | 8.8407e-07 | 4.9276e-07 | 0 | 4.9276e-07 | [17 empty] | 7.3.3.17.5 (Remote Grid) Updates to grid topology to minimize risk of ignition in HFTDs Remote GridWLDFRContact from objectAggregated | WLDFR | HFTD - Distribution - Tier 2 - 4QU CoRE ¦ 1QU LoRE | Red Flag Warning - Small Fires | Contact from object | Aggregated | 2028 | 4.9657e-05 | 772.1066 | 0.03834 | 2028 | Mitigation | 0.95 | 45 | 0 | esc | 0.00097009 | 4.8171e-08 | 0.00097009 | 4.8171e-08
[79 empty] | WLDFR | HFTD - Distribution - Zone 1 - 4QU CoRE ¦ 1QU LoRE | Non-Red Flag Warning - Catastrophic Fires | 2025 | 1.811e-09 | 14664.6376 | 233.2301 | 8896.516 | 5534.8915 | 0 | 4.9581e-06 | 2.6557e-05 | 0 | 2.6557e-05 | 1.7237e-07 | 5.2175e-07 | 0 | 5.2175e-07 | 8.8407e-07 | 0 | 8.8407e-07 | 4.9276e-07 | 0 | 4.9276e-07 | [17 empty] | 7.3.3.17.5 (Remote Grid) Updates to grid topology to minimize risk of ignition in HFTDs Remote GridWLDFRContact from objectAggregated | WLDFR | HFTD - Distribution - Tier 2 - 4QU CoRE ¦ 1QU LoRE | Red Flag Warning - Small Fires | Contact from object | Aggregated | 2029 | 4.9657e-05 | 772.1066 | 0.03834 | 2029 | Mitigation | 0.95 | 45 | 0 | esc | 0.00097009 | 4.8171e-08 | 0.00097009 | 4.8171e-08
[79 empty] | WLDFR | HFTD - Distribution - Zone 1 - 4QU CoRE ¦ 1QU LoRE | Non-Red Flag Warning - Catastrophic Fires | 2026 | 1.811e-09 | 14664.6376 | 233.2301 | 8896.516 | 5534.8915 | 0 | 4.9581e-06 | 2.6557e-05 | 0 | 2.6557e-05 | 1.7237e-07 | 5.2175e-07 | 0 | 5.2175e-07 | 8.8407e-07 | 0 | 8.8407e-07 | 4.9276e-07 | 0 | 4.9276e-07 | [17 empty] | 7.3.3.17.5 (Remote Grid) Updates to grid topology to minimize risk of ignition in HFTDs Remote GridWLDFRContact from objectAggregated | WLDFR | HFTD - Distribution - Tier 2 - 4QU CoRE ¦ 1QU LoRE | Red Flag Warning - Small Fires | Contact from object | Aggregated | 2030 | 4.9657e-05 | 772.1066 | 0.03834 | 2030 | Mitigation | 0.95 | 45 | 0 | esc | 0.00097009 | 4.8171e-08 | 0.00097009 | 4.8171e-08
[79 empty] | WLDFR | HFTD - Distribution - Zone 1 - 4QU CoRE ¦ 1QU LoRE | Non-Red Flag Warning - Catastrophic Fires | 2027 | 1.811e-09 | 14664.6376 | 233.2301 | 8896.516 | 5534.8915 | 0 | 4.9581e-06 | 2.6557e-05 | 0 | 2.6557e-05 | 1.7237e-07 | 5.2175e-07 | 0 | 5.2175e-07 | 8.8407e-07 | 0 | 8.8407e-07 | 4.9276e-07 | 0 | 4.9276e-07 | [17 empty] | 7.3.3.17.5 (Remote Grid) Updates to grid topology to minimize risk of ignition in HFTDs Remote GridWLDFRContact from objectAggregated | WLDFR | HFTD - Distribution - Tier 2 - 4QU CoRE ¦ 1QU LoRE | Red Flag Warning - Small Fires | Contact from object | Aggregated | 2031 | 4.9657e-05 | 772.1066 | 0.03834 | 2031 | Mitigation | 0.95 | 45 | 0 | esc | 0.00097009 | 4.8171e-08 | 0.00097009 | 4.8171e-08
[79 empty] | WLDFR | HFTD - Distribution - Zone 1 - 4QU CoRE ¦ 1QU LoRE | Non-Red Flag Warning - Catastrophic Fires | 2028 | 1.811e-09 | 15317.9909 | 247.273 | 9287.6491 | 5783.0689 | 0 | 4.9581e-06 | 2.774e-05 | 0 | 2.774e-05 | 1.8188e-07 | 5.2175e-07 | 0 | 5.2175e-07 | 8.8407e-07 | 0 | 8.8407e-07 | 4.9276e-07 | 0 | 4.9276e-07 | [17 empty] | 7.3.3.17.5 (Remote Grid) Updates to grid topology to minimize risk of ignition in HFTDs Remote GridWLDFRContact from objectAggregated | WLDFR | HFTD - Distribution - Tier 2 - 4QU CoRE ¦ 1QU LoRE | Red Flag Warning - Small Fires | Contact from object | Aggregated | 2032 | 4.9657e-05 | 772.1066 | 0.03834 | 2032 | Mitigation | 0.95 | 45 | 0 | esc | 0.00097009 | 4.8171e-08 | 0.00097009 | 4.8171e-08
[79 empty] | WLDFR | HFTD - Distribution - Zone 1 - 4QU CoRE ¦ 1QU LoRE | Non-Red Flag Warning - Catastrophic Fires | 2029 | 1.811e-09 | 15317.9909 | 247.273 | 9287.6491 | 5783.0689 | 0 | 4.9581e-06 | 2.774e-05 | 0 | 2.774e-05 | 1.8188e-07 | 5.4663e-07 | 0 | 5.4663e-07 | 9.2624e-07 | 0 | 9.2624e-07 | 5.1626e-07 | 0 | 5.1626e-07 | [17 empty] | 7.3.3.17.5 (Remote Grid) Updates to grid topology to minimize risk of ignition in HFTDs Remote GridWLDFRContact from objectAggregated | WLDFR | HFTD - Distribution - Tier 2 - 4QU CoRE ¦ 1QU LoRE | Red Flag Warning - Small Fires | Contact from object | Aggregated | 2033 | 4.9657e-05 | 772.1066 | 0.03834 | 2033 | Mitigation | 0.95 | 45 | 0 | esc | 0.00097009 | 4.8171e-08 | 0.00097009 | 4.8171e-08
[79 empty] | WLDFR | HFTD - Distribution - Zone 1 - 4QU CoRE ¦ 1QU LoRE | Non-Red Flag Warning - Catastrophic Fires | 2030 | 1.811e-09 | 15317.9909 | 247.273 | 9287.6491 | 5783.0689 | 0 | 4.9581e-06 | 2.774e-05 | 0 | 2.774e-05 | 1.8188e-07 | 5.4663e-07 | 0 | 5.4663e-07 | 9.2624e-07 | 0 | 9.2624e-07 | 5.1626e-07 | 0 | 5.1626e-07 | [17 empty] | 7.3.3.17.5 (Remote Grid) Updates to grid topology to minimize risk of ignition in HFTDs Remote GridWLDFRContact from objectAggregated | WLDFR | HFTD - Distribution - Tier 2 - 4QU CoRE ¦ 1QU LoRE | Red Flag Warning - Small Fires | Contact from object | Aggregated | 2034 | 4.9657e-05 | 772.1066 | 0.03834 | 2034 | Mitigation | 0.95 | 45 | 0 | esc | 0.00097009 | 4.8171e-08 | 0.00097009 | 4.8171e-08
[79 empty] | WLDFR | HFTD - Distribution - Zone 1 - 4QU CoRE ¦ 1QU LoRE | Non-Red Flag Warning - Catastrophic Fires | 2031 | 1.811e-09 | 15317.9909 | 247.273 | 9287.6491 | 5783.0689 | 0 | 4.9581e-06 | 2.774e-05 | 0 | 2.774e-05 | 1.8188e-07 | 5.4663e-07 | 0 | 5.4663e-07 | 9.2624e-07 | 0 | 9.2624e-07 | 5.1626e-07 | 0 | 5.1626e-07 | [17 empty] | 7.3.3.17.5 (Remote Grid) Updates to grid topology to minimize risk of ignition in HFTDs Remote GridWLDFRContact from objectAggregated | WLDFR | HFTD - Distribution - Tier 2 - 4QU CoRE ¦ 1QU LoRE | Red Flag Warning - Small Fires | Contact from object | Aggregated | 2035 | 4.9657e-05 | 772.1066 | 0.03834 | 2035 | Mitigation | 0.95 | 45 | 0 | esc | 0.00097009 | 4.8171e-08 | 0.00097009 | 4.8171e-08
[79 empty] | WLDFR | HFTD - Distribution - Zone 1 - 4QU CoRE ¦ 1QU LoRE | Non-Red Flag Warning - Catastrophic Fires | 2032 | 1.811e-09 | 15317.9909 | 247.273 | 9287.6491 | 5783.0689 | 0 | 4.9581e-06 | 2.774e-05 | 0 | 2.774e-05 | 1.8188e-07 | 5.4663e-07 | 0 | 5.4663e-07 | 9.2624e-07 | 0 | 9.2624e-07 | 5.1626e-07 | 0 | 5.1626e-07 | [17 empty] | 7.3.3.17.5 (Remote Grid) Updates to grid topology to minimize risk of ignition in HFTDs Remote GridWLDFRContact from objectAggregated | WLDFR | HFTD - Distribution - Tier 2 - 4QU CoRE ¦ 1QU LoRE | Red Flag Warning - Small Fires | Contact from object | Aggregated | 2036 | 4.9657e-05 | 772.1066 | 0.03834 | 2036 | Mitigation | 0.95 | 45 | 0 | esc | 0.00097009 | 4.8171e-08 | 0.00097009 | 4.8171e-08
[79 empty] | WLDFR | HFTD - Distribution - Zone 1 - 4QU CoRE ¦ 1QU LoRE | Non-Red Flag Warning - Catastrophic Fires | 2033 | 1.811e-09 | 16044.1264 | 263.1074 | 9721.74 | 6059.2791 | 0 | 4.9581e-06 | 2.9055e-05 | 0 | 2.9055e-05 | 1.9269e-07 | 5.4663e-07 | 0 | 5.4663e-07 | 9.2624e-07 | 0 | 9.2624e-07 | 5.1626e-07 | 0 | 5.1626e-07 | [17 empty] | 7.3.3.17.5 (Remote Grid) Updates to grid topology to minimize risk of ignition in HFTDs Remote GridWLDFRContact from objectAggregated | WLDFR | HFTD - Distribution - Tier 2 - 4QU CoRE ¦ 1QU LoRE | Red Flag Warning - Small Fires | Contact from object | Aggregated | 2037 | 4.9657e-05 | 772.1066 | 0.03834 | 2037 | Mitigation | 0.95 | 45 | 0 | esc | 0.00097009 | 4.8171e-08 | 0.00097009 | 4.8171e-08
[79 empty] | WLDFR | HFTD - Distribution - Zone 1 - 4QU CoRE ¦ 1QU LoRE | Non-Red Flag Warning - Catastrophic Fires | 2034 | 1.811e-09 | 16044.1264 | 263.1074 | 9721.74 | 6059.2791 | 0 | 4.9581e-06 | 2.9055e-05 | 0 | 2.9055e-05 | 1.9269e-07 | 5.7171e-07 | 0 | 5.7171e-07 | 9.6873e-07 | 0 | 9.6873e-07 | 5.3995e-07 | 0 | 5.3995e-07 | [17 empty] | 7.3.3.17.5 (Remote Grid) Updates to grid topology to minimize risk of ignition in HFTDs Remote GridWLDFRContact from objectAggregated | WLDFR | HFTD - Distribution - Tier 2 - 4QU CoRE ¦ 1QU LoRE | Red Flag Warning - Small Fires | Contact from object | Aggregated | 2038 | 4.9657e-05 | 772.1066 | 0.03834 | 2038 | Mitigation | 0.95 | 45 | 0 | esc | 0.00097009 | 4.8171e-08 | 0.00097009 | 4.8171e-08
[79 empty] | WLDFR | HFTD - Distribution - Zone 1 - 4QU CoRE ¦ 1QU LoRE | Non-Red Flag Warning - Catastrophic Fires | 2035 | 1.811e-09 | 16044.1264 | 263.1074 | 9721.74 | 6059.2791 | 0 | 4.9581e-06 | 2.9055e-05 | 0 | 2.9055e-05 | 1.9269e-07 | 5.7171e-07 | 0 | 5.7171e-07 | 9.6873e-07 | 0 | 9.6873e-07 | 5.3995e-07 | 0 | 5.3995e-07 | [17 empty] | 7.3.3.17.5 (Remote Grid) Updates to grid topology to minimize risk of ignition in HFTDs Remote GridWLDFRContact from objectAggregated | WLDFR | HFTD - Distribution - Tier 2 - 4QU CoRE ¦ 1QU LoRE | Red Flag Warning - Small Fires | Contact from object | Aggregated | 2039 | 4.9657e-05 | 772.1066 | 0.03834 | 2039 | Mitigation | 0.95 | 45 | 0 | esc | 0.00097009 | 4.8171e-08 | 0.00097009 | 4.8171e-08
[79 empty] | WLDFR | HFTD - Distribution - Zone 1 - 4QU CoRE ¦ 1QU LoRE | Non-Red Flag Warning - Catastrophic Fires | 2036 | 1.811e-09 | 16044.1264 | 263.1074 | 9721.74 | 6059.2791 | 0 | 4.9581e-06 | 2.9055e-05 | 0 | 2.9055e-05 | 1.9269e-07 | 5.7171e-07 | 0 | 5.7171e-07 | 9.6873e-07 | 0 | 9.6873e-07 | 5.3995e-07 | 0 | 5.3995e-07 | [17 empty] | 7.3.3.17.5 (Remote Grid) Updates to grid topology to minimize risk of ignition in HFTDs Remote GridWLDFRContact from objectAggregated | WLDFR | HFTD - Distribution - Tier 2 - 4QU CoRE ¦ 1QU LoRE | Red Flag Warning - Small Fires | Contact from object | Aggregated | 2040 | 4.9657e-05 | 772.1066 | 0.03834 | 2040 | Mitigation | 0.95 | 45 | 0 | esc | 0.00097009 | 4.8171e-08 | 0.00097009 | 4.8171e-08
[79 empty] | WLDFR | HFTD - Distribution - Zone 1 - 4QU CoRE ¦ 1QU LoRE | Non-Red Flag Warning - Catastrophic Fires | 2037 | 1.811e-09 | 16044.1264 | 263.1074 | 9721.74 | 6059.2791 | 0 | 4.9581e-06 | 2.9055e-05 | 0 | 2.9055e-05 | 1.9269e-07 | 0 | 0 | 0 | 9.6873e-07 | 0 | 9.6873e-07 | 5.3995e-07 | 0 | 5.3995e-07 | [17 empty] | 7.3.3.17.5 (Remote Grid) Updates to grid topology to minimize risk of ignition in HFTDs Remote GridWLDFRContact from objectAggregated | WLDFR | HFTD - Distribution - Tier 2 - 4QU CoRE ¦ 1QU LoRE | Red Flag Warning - Small Fires | Contact from object | Aggregated | 2041 | 4.9657e-05 | 772.1066 | 0.03834 | 2041 | Mitigation | 0.95 | 45 | 0 | esc | 0.00097009 | 4.8171e-08 | 0.00097009 | 4.8171e-08
[79 empty] | WLDFR | HFTD - Distribution - Zone 1 - 4QU CoRE ¦ 1QU LoRE | Non-Red Flag Warning - Catastrophic Fires | 2038 | 1.811e-09 | 16832.3912 | 280.5544 | 10192.2718 | 6359.5651 | 0 | 4.9581e-06 | 3.0483e-05 | 0 | 3.0483e-05 | 2.0473e-07 | 0 | 0 | 0 | 0 | 0 | 0 | 5.3995e-07 | 0 | 5.3995e-07 | [17 empty] | 7.3.3.17.5 (Remote Grid) Updates to grid topology to minimize risk of ignition in HFTDs Remote GridWLDFRContact from objectAggregated | WLDFR | HFTD - Distribution - Tier 2 - 4QU CoRE ¦ 1QU LoRE | Red Flag Warning - Small Fires | Contact from object | Aggregated | 2042 | 4.9657e-05 | 772.1066 | 0.03834 | 2042 | Mitigation | 0.95 | 45 | 0 | esc | 0.00097009 | 4.8171e-08 | 0.00097009 | 4.8171e-08
[79 empty] | WLDFR | HFTD - Distribution - Zone 1 - 4QU CoRE ¦ 1QU LoRE | Non-Red Flag Warning - Catastrophic Fires | 2039 | 1.811e-09 | 16832.3912 | 280.5544 | 10192.2718 | 6359.5651 | 0 | 4.9581e-06 | 3.0483e-05 | 0 | 3.0483e-05 | 2.0473e-07 | 3.4925e-07 | 0 | 3.4925e-07 | 0 | 0 | 0 | 0 | 0 | 0 | [17 empty] | 7.3.3.17.5 (Remote Grid) Updates to grid topology to minimize risk of ignition in HFTDs Remote GridWLDFRContact from objectAggregated | WLDFR | HFTD - Distribution - Tier 2 - 4QU CoRE ¦ 1QU LoRE | Red Flag Warning - Small Fires | Contact from object | Aggregated | 2043 | 4.9657e-05 | 772.1066 | 0.03834 | 2043 | Mitigation | 0.95 | 45 | 0 | esc | 0.00097009 | 4.8171e-08 | 0.00097009 | 4.8171e-08
[79 empty] | WLDFR | HFTD - Distribution - Zone 1 - 4QU CoRE ¦ 1QU LoRE | Non-Red Flag Warning - Catastrophic Fires | 2040 | 1.811e-09 | 16832.3912 | 280.5544 | 10192.2718 | 6359.5651 | 0 | 4.9581e-06 | 3.0483e-05 | 0 | 3.0483e-05 | 2.0473e-07 | 3.3976e-07 | 0 | 3.3976e-07 | 5.7571e-07 | 0 | 5.7571e-07 | 0 | 0 | 0 | [17 empty] | 7.3.3.17.5 (Remote Grid) Updates to grid topology to minimize risk of ignition in HFTDs Remote GridWLDFRContact from objectAggregated | WLDFR | HFTD - Distribution - Tier 2 - 4QU CoRE ¦ 1QU LoRE | Red Flag Warning - Small Fires | Contact from object | Aggregated | 2044 | 4.9657e-05 | 772.1066 | 0.03834 | 2044 | Mitigation | 0.95 | 45 | 0 | esc | 0.00097009 | 4.8171e-08 | 0.00097009 | 4.8171e-08
[79 empty] | WLDFR | HFTD - Distribution - Zone 1 - 4QU CoRE ¦ 1QU LoRE | Non-Red Flag Warning - Catastrophic Fires | 2041 | 1.811e-09 | 16832.3912 | 280.5544 | 10192.2718 | 6359.5651 | 0 | 4.9581e-06 | 3.0483e-05 | 0 | 3.0483e-05 | 2.0473e-07 | 3.5218e-07 | 0 | 3.5218e-07 | 5.9675e-07 | 0 | 5.9675e-07 | 3.3261e-07 | 0 | 3.3261e-07 | [17 empty] | 7.3.3.17.5 (Remote Grid) Updates to grid topology to minimize risk of ignition in HFTDs Remote GridWLDFRContact from objectAggregated | WLDFR | HFTD - Distribution - Tier 2 - 4QU CoRE ¦ 1QU LoRE | Red Flag Warning - Small Fires | Contact from object | Aggregated | 2045 | 4.9657e-05 | 772.1066 | 0.03834 | 2045 | Mitigation | 0.95 | 45 | 0 | esc | 0.00097009 | 4.8171e-08 | 0.00097009 | 4.8171e-08
[79 empty] | WLDFR | HFTD - Distribution - Zone 1 - 4QU CoRE ¦ 1QU LoRE | Non-Red Flag Warning - Catastrophic Fires | 2042 | 1.811e-09 | 16832.3912 | 280.5544 | 10192.2718 | 6359.5651 | 0 | 4.9581e-06 | 3.0483e-05 | 0 | 3.0483e-05 | 2.0473e-07 | 3.5218e-07 | 0 | 3.5218e-07 | 5.9675e-07 | 0 | 5.9675e-07 | 3.3261e-07 | 0 | 3.3261e-07 | [17 empty] | 7.3.3.17.5 (Remote Grid) Updates to grid topology to minimize risk of ignition in HFTDs Remote GridWLDFRContact from objectAggregated | WLDFR | HFTD - Distribution - Tier 2 - 4QU CoRE ¦ 1QU LoRE | Red Flag Warning - Small Fires | Contact from object | Aggregated | 2046 | 4.9657e-05 | 772.1066 | 0.03834 | 2046 | Mitigation | 0.95 | 45 | 0 | esc | 0.00097009 | 4.8171e-08 | 0.00097009 | 4.8171e-08
[79 empty] | WLDFR | HFTD - Distribution - Zone 1 - 4QU CoRE ¦ 1QU LoRE | Non-Red Flag Warning - Catastrophic Fires | 2043 | 1.811e-09 | 17672.0852 | 299.42 | 10692.7362 | 6679.929 | 0 | 4.9581e-06 | 3.2004e-05 | 0 | 3.2004e-05 | 2.1789e-07 | 3.5218e-07 | 0 | 3.5218e-07 | 5.9675e-07 | 0 | 5.9675e-07 | 3.3261e-07 | 0 | 3.3261e-07 | [17 empty] | 7.3.3.17.5 (Remote Grid) Updates to grid topology to minimize risk of ignition in HFTDs Remote GridWLDFRContact from objectAggregated | WLDFR | HFTD - Distribution - Tier 2 - 4QU CoRE ¦ 1QU LoRE | Red Flag Warning - Small Fires | Contact from object | Aggregated | 2047 | 4.9657e-05 | 772.1066 | 0.03834 | 2047 | Mitigation | 0.95 | 45 | 0 | esc | 0.00097009 | 4.8171e-08 | 0.00097009 | 4.8171e-08
[79 empty] | WLDFR | HFTD - Distribution - Zone 1 - 4QU CoRE ¦ 1QU LoRE | Non-Red Flag Warning - Catastrophic Fires | 2044 | 1.811e-09 | 17672.0852 | 299.42 | 10692.7362 | 6679.929 | 0 | 4.9581e-06 | 3.2004e-05 | 0 | 3.2004e-05 | 2.1789e-07 | 3.5218e-07 | 0 | 3.5218e-07 | 5.9675e-07 | 0 | 5.9675e-07 | 3.3261e-07 | 0 | 3.3261e-07 | [17 empty] | 7.3.3.17.5 (Remote Grid) Updates to grid topology to minimize risk of ignition in HFTDs Remote GridWLDFRContact from objectAggregated | WLDFR | HFTD - Distribution - Tier 2 - 4QU CoRE ¦ 1QU LoRE | Red Flag Warning - Small Fires | Contact from object | Aggregated | 2048 | 4.9657e-05 | 772.1066 | 0.03834 | 2048 | Mitigation | 0.95 | 45 | 0 | esc | 0.00097009 | 4.8171e-08 | 0.00097009 | 4.8171e-08
[79 empty] | WLDFR | HFTD - Distribution - Zone 1 - 4QU CoRE ¦ 1QU LoRE | Non-Red Flag Warning - Catastrophic Fires | 2045 | 1.811e-09 | 17672.0852 | 299.42 | 10692.7362 | 6679.929 | 0 | 4.9581e-06 | 3.2004e-05 | 0 | 3.2004e-05 | 2.1789e-07 | 3.5218e-07 | 0 | 3.5218e-07 | 5.9675e-07 | 0 | 5.9675e-07 | 3.3261e-07 | 0 | 3.3261e-07 | [17 empty] | 7.3.3.17.5 (Remote Grid) Updates to grid topology to minimize risk of ignition in HFTDs Remote GridWLDFRContact from objectAggregated | WLDFR | HFTD - Distribution - Tier 2 - 4QU CoRE ¦ 1QU LoRE | Red Flag Warning - Small Fires | Contact from object | Aggregated | 2049 | 4.9657e-05 | 772.1066 | 0.03834 | 2049 | Mitigation | 0.95 | 45 | 0 | esc | 0.00097009 | 4.8171e-08 | 0.00097009 | 4.8171e-08
[79 empty] | WLDFR | HFTD - Distribution - Zone 1 - 4QU CoRE ¦ 1QU LoRE | Non-Red Flag Warning - Catastrophic Fires | 2046 | 1.811e-09 | 17672.0852 | 299.42 | 10692.7362 | 6679.929 | 0 | 4.9581e-06 | 3.2004e-05 | 0 | 3.2004e-05 | 2.1789e-07 | 3.6781e-07 | 0 | 3.6781e-07 | 6.2323e-07 | 0 | 6.2323e-07 | 3.4737e-07 | 0 | 3.4737e-07 | [17 empty] | 7.3.3.17.5 (Remote Grid) Updates to grid topology to minimize risk of ignition in HFTDs Remote GridWLDFRContact from objectAggregated | WLDFR | HFTD - Distribution - Tier 2 - 4QU CoRE ¦ 1QU LoRE | Red Flag Warning - Small Fires | Contact from object | Aggregated | 2050 | 4.9657e-05 | 772.1066 | 0.03834 | 2050 | Mitigation | 0.95 | 45 | 0 | esc | 0.00097009 | 4.8171e-08 | 0.00097009 | 4.8171e-08
[79 empty] | WLDFR | HFTD - Distribution - Zone 1 - 4QU CoRE ¦ 1QU LoRE | Non-Red Flag Warning - Catastrophic Fires | 2047 | 1.811e-09 | 17672.0852 | 299.42 | 10692.7362 | 6679.929 | 0 | 4.9581e-06 | 3.2004e-05 | 0 | 3.2004e-05 | 2.1789e-07 | 3.6781e-07 | 0 | 3.6781e-07 | 6.2323e-07 | 0 | 6.2323e-07 | 3.4737e-07 | 0 | 3.4737e-07 | [17 empty] | 7.3.3.17.5 (Remote Grid) Updates to grid topology to minimize risk of ignition in HFTDs Remote GridWLDFRContact from objectAggregated | WLDFR | HFTD - Distribution - Tier 2 - 4QU CoRE ¦ 1QU LoRE | Red Flag Warning - Small Fires | Contact from object | Aggregated | 2051 | 4.9657e-05 | 772.1066 | 0.03834 | 2051 | Mitigation | 0.95 | 45 | 0 | esc | 0.00097009 | 4.8171e-08 | 0.00097009 | 4.8171e-08
[79 empty] | WLDFR | HFTD - Distribution - Zone 1 - 4QU CoRE ¦ 1QU LoRE | Non-Red Flag Warning - Catastrophic Fires | 2048 | 1.811e-09 | 18552.3348 | 319.4911 | 11216.5626 | 7016.281 | 0 | 4.9581e-06 | 3.3598e-05 | 0 | 3.3598e-05 | 2.3207e-07 | 3.6781e-07 | 0 | 3.6781e-07 | 6.2323e-07 | 0 | 6.2323e-07 | 3.4737e-07 | 0 | 3.4737e-07 | [17 empty] | 7.3.3.17.5 (Remote Grid) Updates to grid topology to minimize risk of ignition in HFTDs Remote GridWLDFRContact from objectAggregated | WLDFR | HFTD - Distribution - Tier 2 - 4QU CoRE ¦ 1QU LoRE | Red Flag Warning - Small Fires | Contact from object | Aggregated | 2052 | 4.9657e-05 | 772.1066 | 0.03834 | 2052 | Mitigation | 0.95 | 45 | 0 | esc | 0.00097009 | 4.8171e-08 | 0.00097009 | 4.8171e-08
[79 empty] | WLDFR | HFTD - Distribution - Zone 1 - 4QU CoRE ¦ 1QU LoRE | Non-Red Flag Warning - Catastrophic Fires | 2049 | 1.811e-09 | 18552.3348 | 319.4911 | 11216.5626 | 7016.281 | 0 | 4.9581e-06 | 3.3598e-05 | 0 | 3.3598e-05 | 2.3207e-07 | 3.6781e-07 | 0 | 3.6781e-07 | 6.2323e-07 | 0 | 6.2323e-07 | 3.4737e-07 | 0 | 3.4737e-07 | [17 empty] | 7.3.3.17.5 (Remote Grid) Updates to grid topology to minimize risk of ignition in HFTDs Remote GridWLDFRContact from objectAggregated | WLDFR | HFTD - Distribution - Tier 2 - 4QU CoRE ¦ 1QU LoRE | Red Flag Warning - Small Fires | Contact from object | Aggregated | 2053 | 4.9657e-05 | 772.1066 | 0.03834 | 2053 | Mitigation | 0.95 | 45 | 0 | esc | 0.00097009 | 4.8171e-08 | 0.00097009 | 4.8171e-08
[79 empty] | WLDFR | HFTD - Distribution - Zone 1 - 4QU CoRE ¦ 1QU LoRE | Non-Red Flag Warning - Catastrophic Fires | 2050 | 1.811e-09 | 18552.3348 | 319.4911 | 11216.5626 | 7016.281 | 0 | 4.9581e-06 | 3.3598e-05 | 0 | 3.3598e-05 | 2.3207e-07 | 3.6781e-07 | 0 | 3.6781e-07 | 6.2323e-07 | 0 | 6.2323e-07 | 3.4737e-07 | 0 | 3.4737e-07 | [17 empty] | 7.3.3.17.5 (Remote Grid) Updates to grid topology to minimize risk of ignition in HFTDs Remote GridWLDFRContact from objectAggregated | WLDFR | HFTD - Distribution - Tier 2 - 4QU CoRE ¦ 1QU LoRE | Red Flag Warning - Small Fires | Contact from object | Aggregated | 2054 | 4.9657e-05 | 772.1066 | 0.03834 | 2054 | Mitigation | 0.95 | 45 | 0 | esc | 0.00097009 | 4.8171e-08 | 0.00097009 | 4.8171e-08
[79 empty] | WLDFR | HFTD - Distribution - Zone 1 - 4QU CoRE ¦ 1QU LoRE | Non-Red Flag Warning - Catastrophic Fires | 2051 | 1.811e-09 | 18552.3348 | 319.4911 | 11216.5626 | 7016.281 | 0 | 4.9581e-06 | 3.3598e-05 | 0 | 3.3598e-05 | 2.3207e-07 | 3.8516e-07 | 0 | 3.8516e-07 | 6.5264e-07 | 0 | 6.5264e-07 | 3.6377e-07 | 0 | 3.6377e-07 | [17 empty] | 7.3.3.17.5 (Remote Grid) Updates to grid topology to minimize risk of ignition in HFTDs Remote GridWLDFRContact from objectAggregated | WLDFR | HFTD - Distribution - Tier 2 - 4QU CoRE ¦ 1QU LoRE | Red Flag Warning - Small Fires | Contact from object | Aggregated | 2055 | 4.9657e-05 | 772.1066 | 0.03834 | 2055 | Mitigation | 0.95 | 45 | 0 | esc | 0.00097009 | 4.8171e-08 | 0.00097009 | 4.8171e-08
[79 empty] | WLDFR | HFTD - Distribution - Zone 1 - 4QU CoRE ¦ 1QU LoRE | Non-Red Flag Warning - Catastrophic Fires | 2052 | 1.811e-09 | 18552.3348 | 319.4911 | 11216.5626 | 7016.281 | 0 | 4.9581e-06 | 3.3598e-05 | 0 | 3.3598e-05 | 2.3207e-07 | 3.8516e-07 | 0 | 3.8516e-07 | 6.5264e-07 | 0 | 6.5264e-07 | 3.6377e-07 | 0 | 3.6377e-07 | [17 empty] | 7.3.3.17.5 (Remote Grid) Updates to grid topology to minimize risk of ignition in HFTDs Remote GridWLDFRContact from objectAggregated | WLDFR | HFTD - Distribution - Tier 2 - 4QU CoRE ¦ 1QU LoRE | Red Flag Warning - Small Fires | Contact from object | Aggregated | 2056 | 4.9657e-05 | 772.1066 | 0.03834 | 2056 | Mitigation | 0.95 | 45 | 0 | esc | 0.00097009 | 4.8171e-08 | 0.00097009 | 4.8171e-08
[79 empty] | WLDFR | HFTD - Distribution - Zone 1 - 4QU CoRE ¦ 1QU LoRE | Non-Red Flag Warning - Catastrophic Fires | 2053 | 1.811e-09 | 19462.1283 | 340.5356 | 11757.1413 | 7364.4514 | 0 | 4.9581e-06 | 3.5245e-05 | 0 | 3.5245e-05 | 2.4715e-07 | 3.8516e-07 | 0 | 3.8516e-07 | 6.5264e-07 | 0 | 6.5264e-07 | 3.6377e-07 | 0 | 3.6377e-07 | [17 empty] | 7.3.3.17.5 (Remote Grid) Updates to grid topology to minimize risk of ignition in HFTDs Remote GridWLDFRContact from objectAggregated | WLDFR | HFTD - Distribution - Tier 2 - 4QU CoRE ¦ 1QU LoRE | Red Flag Warning - Small Fires | Contact from object | Aggregated | 2057 | 4.9657e-05 | 772.1066 | 0.03834 | 2057 | Mitigation | 0.95 | 45 | 0 | esc | 0.00097009 | 4.8171e-08 | 0.00097009 | 4.8171e-08
[79 empty] | WLDFR | HFTD - Distribution - Zone 1 - 4QU CoRE ¦ 1QU LoRE | Non-Red Flag Warning - Catastrophic Fires | 2054 | 1.811e-09 | 19462.1283 | 340.5356 | 11757.1413 | 7364.4514 | 0 | 4.9581e-06 | 3.5245e-05 | 0 | 3.5245e-05 | 2.4715e-07 | 3.8516e-07 | 0 | 3.8516e-07 | 6.5264e-07 | 0 | 6.5264e-07 | 3.6377e-07 | 0 | 3.6377e-07 | [17 empty] | 7.3.3.17.5 (Remote Grid) Updates to grid topology to minimize risk of ignition in HFTDs Remote GridWLDFRContact from objectAggregated | WLDFR | HFTD - Distribution - Tier 2 - 4QU CoRE ¦ 1QU LoRE | Red Flag Warning - Small Fires | Contact from object | Aggregated | 2058 | 4.9657e-05 | 772.1066 | 0.03834 | 2058 | Mitigation | 0.95 | 45 | 0 | esc | 0.00097009 | 4.8171e-08 | 0.00097009 | 4.8171e-08
[79 empty] | WLDFR | HFTD - Distribution - Zone 1 - 4QU CoRE ¦ 1QU LoRE | Non-Red Flag Warning - Catastrophic Fires | 2055 | 1.811e-09 | 19462.1283 | 340.5356 | 11757.1413 | 7364.4514 | 0 | 4.9581e-06 | 3.5245e-05 | 0 | 3.5245e-05 | 2.4715e-07 | 3.8516e-07 | 0 | 3.8516e-07 | 6.5264e-07 | 0 | 6.5264e-07 | 3.6377e-07 | 0 | 3.6377e-07 | [17 empty] | 7.3.3.17.5 (Remote Grid) Updates to grid topology to minimize risk of ignition in HFTDs Remote GridWLDFRContact from objectAggregated | WLDFR | HFTD - Distribution - Tier 2 - 4QU CoRE ¦ 1QU LoRE | Red Flag Warning - Small Fires | Contact from object | Aggregated | 2059 | 4.9657e-05 | 772.1066 | 0.03834 | 2059 | Mitigation | 0.95 | 45 | 0 | esc | 0.00097009 | 4.8171e-08 | 0.00097009 | 4.8171e-08
[79 empty] | WLDFR | HFTD - Distribution - Zone 1 - 4QU CoRE ¦ 1QU LoRE | Non-Red Flag Warning - Catastrophic Fires | 2056 | 1.811e-09 | 19462.1283 | 340.5356 | 11757.1413 | 7364.4514 | 0 | 4.9581e-06 | 3.5245e-05 | 0 | 3.5245e-05 | 2.4715e-07 | 4.0399e-07 | 0 | 4.0399e-07 | 6.8453e-07 | 0 | 6.8453e-07 | 3.8154e-07 | 0 | 3.8154e-07 | [17 empty] | 7.3.3.17.5 (Remote Grid) Updates to grid topology to minimize risk of ignition in HFTDs Remote GridWLDFRContact from objectAggregated | WLDFR | HFTD - Distribution - Tier 2 - 4QU CoRE ¦ 1QU LoRE | Red Flag Warning - Small Fires | Contact from object | Aggregated | 2060 | 4.9657e-05 | 772.1066 | 0.03834 | 2060 | Mitigation | 0.95 | 45 | 0 | esc | 0.00097009 | 4.8171e-08 | 0.00097009 | 4.8171e-08
[79 empty] | WLDFR | HFTD - Distribution - Zone 1 - 4QU CoRE ¦ 1QU LoRE | Non-Red Flag Warning - Catastrophic Fires | 2057 | 1.811e-09 | 19462.1283 | 340.5356 | 11757.1413 | 7364.4514 | 0 | 4.9581e-06 | 3.5245e-05 | 0 | 3.5245e-05 | 2.4715e-07 | 4.0399e-07 | 0 | 4.0399e-07 | 6.8453e-07 | 0 | 6.8453e-07 | 3.8154e-07 | 0 | 3.8154e-07 | [17 empty] | 7.3.3.17.5 (Remote Grid) Updates to grid topology to minimize risk of ignition in HFTDs Remote GridWLDFRContact from objectAggregated | WLDFR | HFTD - Distribution - Tier 2 - 4QU CoRE ¦ 1QU LoRE | Red Flag Warning - Small Fires | Contact from object | Aggregated | 2061 | 4.9657e-05 | 772.1066 | 0.03834 | 2061 | Mitigation | 0.95 | 45 | 0 | esc | 0.00097009 | 4.8171e-08 | 0.00097009 | 4.8171e-08
[79 empty] | WLDFR | HFTD - Distribution - Zone 1 - 4QU CoRE ¦ 1QU LoRE | Non-Red Flag Warning - Catastrophic Fires | 2058 | 1.811e-09 | 20390.4035 | 362.3049 | 12307.8747 | 7720.2238 | 0 | 4.9581e-06 | 3.6926e-05 | 0 | 3.6926e-05 | 2.6295e-07 | 4.0399e-07 | 0 | 4.0399e-07 | 6.8453e-07 | 0 | 6.8453e-07 | 3.8154e-07 | 0 | 3.8154e-07 | [17 empty] | 7.3.3.17.5 (Remote Grid) Updates to grid topology to minimize risk of ignition in HFTDs Remote GridWLDFRContact from objectAggregated | WLDFR | HFTD - Distribution - Tier 2 - 4QU CoRE ¦ 1QU LoRE | Red Flag Warning - Small Fires | Contact from object | Aggregated | 2062 | 4.9657e-05 | 772.1066 | 0.03834 | 2062 | Mitigation | 0.95 | 45 | 0 | esc | 0.00097009 | 4.8171e-08 | 0.00097009 | 4.8171e-08
[79 empty] | WLDFR | HFTD - Distribution - Zone 1 - 4QU CoRE ¦ 1QU LoRE | Non-Red Flag Warning - Catastrophic Fires | 2059 | 1.811e-09 | 20390.4035 | 362.3049 | 12307.8747 | 7720.2238 | 0 | 4.9581e-06 | 3.6926e-05 | 0 | 3.6926e-05 | 2.6295e-07 | 4.0399e-07 | 0 | 4.0399e-07 | 6.8453e-07 | 0 | 6.8453e-07 | 3.8154e-07 | 0 | 3.8154e-07 | [17 empty] | 7.3.3.17.5 (Remote Grid) Updates to grid topology to minimize risk of ignition in HFTDs Remote GridWLDFRContact from objectAggregated | WLDFR | HFTD - Distribution - Tier 2 - 4QU CoRE ¦ 1QU LoRE | Red Flag Warning - Small Fires | Contact from object | Aggregated | 2063 | 4.9657e-05 | 772.1066 | 0.03834 | 2063 | Mitigation | 0.95 | 45 | 0 | esc | 0.00097009 | 4.8171e-08 | 0.00097009 | 4.8171e-08
[79 empty] | WLDFR | HFTD - Distribution - Zone 1 - 4QU CoRE ¦ 1QU LoRE | Non-Red Flag Warning - Catastrophic Fires | 2060 | 1.811e-09 | 20390.4035 | 362.3049 | 12307.8747 | 7720.2238 | 0 | 4.9581e-06 | 3.6926e-05 | 0 | 3.6926e-05 | 2.6295e-07 | 4.0399e-07 | 0 | 4.0399e-07 | 6.8453e-07 | 0 | 6.8453e-07 | 3.8154e-07 | 0 | 3.8154e-07 | [17 empty] | 7.3.3.17.5 (Remote Grid) Updates to grid topology to minimize risk of ignition in HFTDs Remote GridWLDFRContact from objectAggregated | WLDFR | HFTD - Distribution - Tier 2 - 4QU CoRE ¦ 1QU LoRE | Red Flag Warning - Small Fires | Contact from object | Aggregated | 2064 | 4.9657e-05 | 772.1066 | 0.03834 | 2064 | Mitigation | 0.95 | 45 | 0 | esc | 0.00097009 | 4.8171e-08 | 0.00097009 | 4.8171e-08
[79 empty] | WLDFR | HFTD - Distribution - Zone 1 - 4QU CoRE ¦ 1QU LoRE | Non-Red Flag Warning - Catastrophic Fires | 2061 | 1.811e-09 | 20390.4035 | 362.3049 | 12307.8747 | 7720.2238 | 0 | 4.9581e-06 | 3.6926e-05 | 0 | 3.6926e-05 | 2.6295e-07 | 4.2402e-07 | 0 | 4.2402e-07 | 7.1848e-07 | 0 | 7.1848e-07 | 4.0046e-07 | 0 | 4.0046e-07 | [17 empty] | 7.3.3.17.5 (Remote Grid) Updates to grid topology to minimize risk of ignition in HFTDs Remote GridWLDFRContact from objectAggregated | WLDFR | HFTD - Distribution - Tier 2 - 4QU CoRE ¦ 1QU LoRE | Red Flag Warning - Small Fires | Contact from object | Aggregated | 2065 | 4.9657e-05 | 772.1066 | 0.03834 | 2065 | Mitigation | 0.95 | 45 | 0 | esc | 0.00097009 | 4.8171e-08 | 0.00097009 | 4.8171e-08
[79 empty] | WLDFR | HFTD - Distribution - Zone 1 - 4QU CoRE ¦ 1QU LoRE | Non-Red Flag Warning - Catastrophic Fires | 2062 | 1.811e-09 | 20390.4035 | 362.3049 | 12307.8747 | 7720.2238 | 0 | 4.9581e-06 | 3.6926e-05 | 0 | 3.6926e-05 | 2.6295e-07 | 4.2402e-07 | 0 | 4.2402e-07 | 7.1848e-07 | 0 | 7.1848e-07 | 4.0046e-07 | 0 | 4.0046e-07 | [17 empty] | 7.3.3.17.5 (Remote Grid) Updates to grid topology to minimize risk of ignition in HFTDs Remote GridWLDFRContact from objectAggregated | WLDFR | HFTD - Distribution - Tier 2 - 4QU CoRE ¦ 1QU LoRE | Red Flag Warning - Small Fires | Contact from object | Aggregated | 2066 | 4.9657e-05 | 772.1066 | 0.03834 | 2066 | Mitigation | 0.95 | 45 | 0 | esc | 0.00097009 | 4.8171e-08 | 0.00097009 | 4.8171e-08
[79 empty] | WLDFR | HFTD - Distribution - Zone 1 - 4QU CoRE ¦ 1QU LoRE | Non-Red Flag Warning - Catastrophic Fires | 2063 | 1.811e-09 | 21325.9188 | 384.5316 | 12862.0997 | 8079.2876 | 0 | 4.9581e-06 | 3.8621e-05 | 0 | 3.8621e-05 | 2.7931e-07 | 4.2402e-07 | 0 | 4.2402e-07 | 7.1848e-07 | 0 | 7.1848e-07 | 4.0046e-07 | 0 | 4.0046e-07 | [17 empty] | 7.3.3.17.5 (Remote Grid) Updates to grid topology to minimize risk of ignition in HFTDs Remote GridWLDFRContact from objectAggregated | WLDFR | HFTD - Distribution - Tier 2 - 4QU CoRE ¦ 1QU LoRE | Red Flag Warning - Small Fires | Contact from object | Aggregated | 2067 | 4.9657e-05 | 772.1066 | 0.03834 | 2067 | Mitigation | 0.95 | 45 | 0 | esc | 0 | 0 | 0.00097009 | 4.8171e-08
[79 empty] | WLDFR | HFTD - Distribution - Zone 1 - 4QU CoRE ¦ 1QU LoRE | Non-Red Flag Warning - Catastrophic Fires | 2064 | 1.811e-09 | 21325.9188 | 384.5316 | 12862.0997 | 8079.2876 | 0 | 4.9581e-06 | 3.8621e-05 | 0 | 3.8621e-05 | 2.7931e-07 | 4.2402e-07 | 0 | 4.2402e-07 | 7.1848e-07 | 0 | 7.1848e-07 | 4.0046e-07 | 0 | 4.0046e-07 | [17 empty] | 7.3.3.17.5 (Remote Grid) Updates to grid topology to minimize risk of ignition in HFTDs Remote GridWLDFRContaminationAggregated | WLDFR | HFTD - Distribution - Tier 2 - 4QU CoRE ¦ 1QU LoRE | Red Flag Warning - Small Fires | Contamination | Aggregated | 2022 | 3.2928e-07 | 772.1066 | 0.00025424 | 2022 | Mitigation | 0.95 | 45 | 0 | esc | 0.00097009 | 3.1943e-10 | 0 | 0
[79 empty] | WLDFR | HFTD - Distribution - Zone 1 - 4QU CoRE ¦ 1QU LoRE | Non-Red Flag Warning - Catastrophic Fires | 2065 | 1.811e-09 | 21325.9188 | 384.5316 | 12862.0997 | 8079.2876 | 0 | 4.9581e-06 | 3.8621e-05 | 0 | 3.8621e-05 | 2.7931e-07 | 4.2402e-07 | 0 | 4.2402e-07 | 7.1848e-07 | 0 | 7.1848e-07 | 4.0046e-07 | 0 | 4.0046e-07 | [17 empty] | 7.3.3.17.5 (Remote Grid) Updates to grid topology to minimize risk of ignition in HFTDs Remote GridWLDFRContaminationAggregated | WLDFR | HFTD - Distribution - Tier 2 - 4QU CoRE ¦ 1QU LoRE | Red Flag Warning - Small Fires | Contamination | Aggregated | 2023 | 3.2928e-07 | 772.1066 | 0.00025424 | 2023 | Mitigation | 0.95 | 45 | 0 | esc | 0.00097009 | 3.1943e-10 | 0.00097009 | 3.1943e-10
[79 empty] | WLDFR | HFTD - Distribution - Zone 1 - 4QU CoRE ¦ 1QU LoRE | Non-Red Flag Warning - Catastrophic Fires | 2066 | 1.811e-09 | 21325.9188 | 384.5316 | 12862.0997 | 8079.2876 | 0 | 4.9581e-06 | 3.8621e-05 | 0 | 3.8621e-05 | 2.7931e-07 | 4.45e-07 | 0 | 4.45e-07 | 7.5403e-07 | 0 | 7.5403e-07 | 4.2028e-07 | 0 | 4.2028e-07 | [17 empty] | 7.3.3.17.5 (Remote Grid) Updates to grid topology to minimize risk of ignition in HFTDs Remote GridWLDFRContaminationAggregated | WLDFR | HFTD - Distribution - Tier 2 - 4QU CoRE ¦ 1QU LoRE | Red Flag Warning - Small Fires | Contamination | Aggregated | 2024 | 3.2928e-07 | 772.1066 | 0.00025424 | 2024 | Mitigation | 0.95 | 45 | 0 | esc | 0.00097009 | 3.1943e-10 | 0.00097009 | 3.1943e-10
[79 empty] | WLDFR | HFTD - Distribution - Zone 1 - 4QU CoRE ¦ 1QU LoRE | Non-Red Flag Warning - Destructive Fires | 2022 | 3.3356e-09 | 8807.9522 | 222.2294 | 8585.7228 | 0 | 0 | 9.1323e-06 | 2.938e-05 | 0 | 2.938e-05 | 8.7792e-07 | 4.45e-07 | 0 | 4.45e-07 | 7.5403e-07 | 0 | 7.5403e-07 | 4.2028e-07 | 0 | 4.2028e-07 | [17 empty] | 7.3.3.17.5 (Remote Grid) Updates to grid topology to minimize risk of ignition in HFTDs Remote GridWLDFRContaminationAggregated | WLDFR | HFTD - Distribution - Tier 2 - 4QU CoRE ¦ 1QU LoRE | Red Flag Warning - Small Fires | Contamination | Aggregated | 2025 | 3.2928e-07 | 772.1066 | 0.00025424 | 2025 | Mitigation | 0.95 | 45 | 0 | esc | 0.00097009 | 3.1943e-10 | 0.00097009 | 3.1943e-10
[79 empty] | WLDFR | HFTD - Distribution - Zone 1 - 4QU CoRE ¦ 1QU LoRE | Non-Red Flag Warning - Destructive Fires | 2023 | 3.3356e-09 | 9129.7461 | 233.2301 | 8896.516 | 0 | 0 | 9.1323e-06 | 3.0453e-05 | 0 | 3.0453e-05 | 9.0618e-07 | 4.45e-07 | 0 | 4.45e-07 | 7.5403e-07 | 0 | 7.5403e-07 | 4.2028e-07 | 0 | 4.2028e-07 | [17 empty] | 7.3.3.17.5 (Remote Grid) Updates to grid topology to minimize risk of ignition in HFTDs Remote GridWLDFRContaminationAggregated | WLDFR | HFTD - Distribution - Tier 2 - 4QU CoRE ¦ 1QU LoRE | Red Flag Warning - Small Fires | Contamination | Aggregated | 2026 | 3.2928e-07 | 772.1066 | 0.00025424 | 2026 | Mitigation | 0.95 | 45 | 0 | esc | 0.00097009 | 3.1943e-10 | 0.00097009 | 3.1943e-10
[79 empty] | WLDFR | HFTD - Distribution - Zone 1 - 4QU CoRE ¦ 1QU LoRE | Non-Red Flag Warning - Destructive Fires | 2024 | 3.3356e-09 | 9129.7461 | 233.2301 | 8896.516 | 0 | 0 | 9.1323e-06 | 3.0453e-05 | 0 | 3.0453e-05 | 9.0618e-07 | 4.45e-07 | 0 | 4.45e-07 | 7.5403e-07 | 0 | 7.5403e-07 | 4.2028e-07 | 0 | 4.2028e-07 | [17 empty] | 7.3.3.17.5 (Remote Grid) Updates to grid topology to minimize risk of ignition in HFTDs Remote GridWLDFRContaminationAggregated | WLDFR | HFTD - Distribution - Tier 2 - 4QU CoRE ¦ 1QU LoRE | Red Flag Warning - Small Fires | Contamination | Aggregated | 2027 | 3.2928e-07 | 772.1066 | 0.00025424 | 2027 | Mitigation | 0.95 | 45 | 0 | esc | 0.00097009 | 3.1943e-10 | 0.00097009 | 3.1943e-10
[79 empty] | WLDFR | HFTD - Distribution - Zone 1 - 4QU CoRE ¦ 1QU LoRE | Non-Red Flag Warning - Destructive Fires | 2025 | 3.3356e-09 | 9129.7461 | 233.2301 | 8896.516 | 0 | 0 | 9.1323e-06 | 3.0453e-05 | 0 | 3.0453e-05 | 9.0618e-07 | 4.45e-07 | 0 | 4.45e-07 | 7.5403e-07 | 0 | 7.5403e-07 | 4.2028e-07 | 0 | 4.2028e-07 | [17 empty] | 7.3.3.17.5 (Remote Grid) Updates to grid topology to minimize risk of ignition in HFTDs Remote GridWLDFRContaminationAggregated | WLDFR | HFTD - Distribution - Tier 2 - 4QU CoRE ¦ 1QU LoRE | Red Flag Warning - Small Fires | Contamination | Aggregated | 2028 | 3.2928e-07 | 772.1066 | 0.00025424 | 2028 | Mitigation | 0.95 | 45 | 0 | esc | 0.00097009 | 3.1943e-10 | 0.00097009 | 3.1943e-10
[79 empty] | WLDFR | HFTD - Distribution - Zone 1 - 4QU CoRE ¦ 1QU LoRE | Non-Red Flag Warning - Destructive Fires | 2026 | 3.3356e-09 | 9129.7461 | 233.2301 | 8896.516 | 0 | 0 | 9.1323e-06 | 3.0453e-05 | 0 | 3.0453e-05 | 9.0618e-07 | 4.6667e-07 | 0 | 4.6667e-07 | 7.9074e-07 | 0 | 7.9074e-07 | 4.4074e-07 | 0 | 4.4074e-07 | [17 empty] | 7.3.3.17.5 (Remote Grid) Updates to grid topology to minimize risk of ignition in HFTDs Remote GridWLDFRContaminationAggregated | WLDFR | HFTD - Distribution - Tier 2 - 4QU CoRE ¦ 1QU LoRE | Red Flag Warning - Small Fires | Contamination | Aggregated | 2029 | 3.2928e-07 | 772.1066 | 0.00025424 | 2029 | Mitigation | 0.95 | 45 | 0 | esc | 0.00097009 | 3.1943e-10 | 0.00097009 | 3.1943e-10
[79 empty] | WLDFR | HFTD - Distribution - Zone 1 - 4QU CoRE ¦ 1QU LoRE | Non-Red Flag Warning - Destructive Fires | 2027 | 3.3356e-09 | 9129.7461 | 233.2301 | 8896.516 | 0 | 0 | 9.1323e-06 | 3.0453e-05 | 0 | 3.0453e-05 | 9.0618e-07 | 4.6667e-07 | 0 | 4.6667e-07 | 7.9074e-07 | 0 | 7.9074e-07 | 4.4074e-07 | 0 | 4.4074e-07 | [17 empty] | 7.3.3.17.5 (Remote Grid) Updates to grid topology to minimize risk of ignition in HFTDs Remote GridWLDFRContaminationAggregated | WLDFR | HFTD - Distribution - Tier 2 - 4QU CoRE ¦ 1QU LoRE | Red Flag Warning - Small Fires | Contamination | Aggregated | 2030 | 3.2928e-07 | 772.1066 | 0.00025424 | 2030 | Mitigation | 0.95 | 45 | 0 | esc | 0.00097009 | 3.1943e-10 | 0.00097009 | 3.1943e-10
[79 empty] | WLDFR | HFTD - Distribution - Zone 1 - 4QU CoRE ¦ 1QU LoRE | Non-Red Flag Warning - Destructive Fires | 2028 | 3.3356e-09 | 9534.9221 | 247.273 | 9287.6491 | 0 | 0 | 9.1323e-06 | 3.1805e-05 | 0 | 3.1805e-05 | 9.4222e-07 | 4.6667e-07 | 0 | 4.6667e-07 | 7.9074e-07 | 0 | 7.9074e-07 | 4.4074e-07 | 0 | 4.4074e-07 | [17 empty] | 7.3.3.17.5 (Remote Grid) Updates to grid topology to minimize risk of ignition in HFTDs Remote GridWLDFRContaminationAggregated | WLDFR | HFTD - Distribution - Tier 2 - 4QU CoRE ¦ 1QU LoRE | Red Flag Warning - Small Fires | Contamination | Aggregated | 2031 | 3.2928e-07 | 772.1066 | 0.00025424 | 2031 | Mitigation | 0.95 | 45 | 0 | esc | 0.00097009 | 3.1943e-10 | 0.00097009 | 3.1943e-10
[79 empty] | WLDFR | HFTD - Distribution - Zone 1 - 4QU CoRE ¦ 1QU LoRE | Non-Red Flag Warning - Destructive Fires | 2029 | 3.3356e-09 | 9534.9221 | 247.273 | 9287.6491 | 0 | 0 | 9.1323e-06 | 3.1805e-05 | 0 | 3.1805e-05 | 9.4222e-07 | 4.6667e-07 | 0 | 4.6667e-07 | 7.9074e-07 | 0 | 7.9074e-07 | 4.4074e-07 | 0 | 4.4074e-07 | [17 empty] | 7.3.3.17.5 (Remote Grid) Updates to grid topology to minimize risk of ignition in HFTDs Remote GridWLDFRContaminationAggregated | WLDFR | HFTD - Distribution - Tier 2 - 4QU CoRE ¦ 1QU LoRE | Red Flag Warning - Small Fires | Contamination | Aggregated | 2032 | 3.2928e-07 | 772.1066 | 0.00025424 | 2032 | Mitigation | 0.95 | 45 | 0 | esc | 0.00097009 | 3.1943e-10 | 0.00097009 | 3.1943e-10
[79 empty] | WLDFR | HFTD - Distribution - Zone 1 - 4QU CoRE ¦ 1QU LoRE | Non-Red Flag Warning - Destructive Fires | 2030 | 3.3356e-09 | 9534.9221 | 247.273 | 9287.6491 | 0 | 0 | 9.1323e-06 | 3.1805e-05 | 0 | 3.1805e-05 | 9.4222e-07 | 4.6667e-07 | 0 | 4.6667e-07 | 7.9074e-07 | 0 | 7.9074e-07 | 4.4074e-07 | 0 | 4.4074e-07 | [17 empty] | 7.3.3.17.5 (Remote Grid) Updates to grid topology to minimize risk of ignition in HFTDs Remote GridWLDFRContaminationAggregated | WLDFR | HFTD - Distribution - Tier 2 - 4QU CoRE ¦ 1QU LoRE | Red Flag Warning - Small Fires | Contamination | Aggregated | 2033 | 3.2928e-07 | 772.1066 | 0.00025424 | 2033 | Mitigation | 0.95 | 45 | 0 | esc | 0.00097009 | 3.1943e-10 | 0.00097009 | 3.1943e-10
[79 empty] | WLDFR | HFTD - Distribution - Zone 1 - 4QU CoRE ¦ 1QU LoRE | Non-Red Flag Warning - Destructive Fires | 2031 | 3.3356e-09 | 9534.9221 | 247.273 | 9287.6491 | 0 | 0 | 9.1323e-06 | 3.1805e-05 | 0 | 3.1805e-05 | 9.4222e-07 | 4.8875e-07 | 0 | 4.8875e-07 | 8.2816e-07 | 0 | 8.2816e-07 | 4.616e-07 | 0 | 4.616e-07 | [17 empty] | 7.3.3.17.5 (Remote Grid) Updates to grid topology to minimize risk of ignition in HFTDs Remote GridWLDFRContaminationAggregated | WLDFR | HFTD - Distribution - Tier 2 - 4QU CoRE ¦ 1QU LoRE | Red Flag Warning - Small Fires | Contamination | Aggregated | 2034 | 3.2928e-07 | 772.1066 | 0.00025424 | 2034 | Mitigation | 0.95 | 45 | 0 | esc | 0.00097009 | 3.1943e-10 | 0.00097009 | 3.1943e-10
[79 empty] | WLDFR | HFTD - Distribution - Zone 1 - 4QU CoRE ¦ 1QU LoRE | Non-Red Flag Warning - Destructive Fires | 2032 | 3.3356e-09 | 9534.9221 | 247.273 | 9287.6491 | 0 | 0 | 9.1323e-06 | 3.1805e-05 | 0 | 3.1805e-05 | 9.4222e-07 | 4.8875e-07 | 0 | 4.8875e-07 | 8.2816e-07 | 0 | 8.2816e-07 | 4.616e-07 | 0 | 4.616e-07 | [17 empty] | 7.3.3.17.5 (Remote Grid) Updates to grid topology to minimize risk of ignition in HFTDs Remote GridWLDFRContaminationAggregated | WLDFR | HFTD - Distribution - Tier 2 - 4QU CoRE ¦ 1QU LoRE | Red Flag Warning - Small Fires | Contamination | Aggregated | 2035 | 3.2928e-07 | 772.1066 | 0.00025424 | 2035 | Mitigation | 0.95 | 45 | 0 | esc | 0.00097009 | 3.1943e-10 | 0.00097009 | 3.1943e-10
[79 empty] | WLDFR | HFTD - Distribution - Zone 1 - 4QU CoRE ¦ 1QU LoRE | Non-Red Flag Warning - Destructive Fires | 2033 | 3.3356e-09 | 9984.8474 | 263.1074 | 9721.74 | 0 | 0 | 9.1323e-06 | 3.3305e-05 | 0 | 3.3305e-05 | 9.8285e-07 | 4.8875e-07 | 0 | 4.8875e-07 | 8.2816e-07 | 0 | 8.2816e-07 | 4.616e-07 | 0 | 4.616e-07 | [17 empty] | 7.3.3.17.5 (Remote Grid) Updates to grid topology to minimize risk of ignition in HFTDs Remote GridWLDFRContaminationAggregated | WLDFR | HFTD - Distribution - Tier 2 - 4QU CoRE ¦ 1QU LoRE | Red Flag Warning - Small Fires | Contamination | Aggregated | 2036 | 3.2928e-07 | 772.1066 | 0.00025424 | 2036 | Mitigation | 0.95 | 45 | 0 | esc | 0.00097009 | 3.1943e-10 | 0.00097009 | 3.1943e-10
[79 empty] | WLDFR | HFTD - Distribution - Zone 1 - 4QU CoRE ¦ 1QU LoRE | Non-Red Flag Warning - Destructive Fires | 2034 | 3.3356e-09 | 9984.8474 | 263.1074 | 9721.74 | 0 | 0 | 9.1323e-06 | 3.3305e-05 | 0 | 3.3305e-05 | 9.8285e-07 | 4.8875e-07 | 0 | 4.8875e-07 | 8.2816e-07 | 0 | 8.2816e-07 | 4.616e-07 | 0 | 4.616e-07 | [17 empty] | 7.3.3.17.5 (Remote Grid) Updates to grid topology to minimize risk of ignition in HFTDs Remote GridWLDFRContaminationAggregated | WLDFR | HFTD - Distribution - Tier 2 - 4QU CoRE ¦ 1QU LoRE | Red Flag Warning - Small Fires | Contamination | Aggregated | 2037 | 3.2928e-07 | 772.1066 | 0.00025424 | 2037 | Mitigation | 0.95 | 45 | 0 | esc | 0.00097009 | 3.1943e-10 | 0.00097009 | 3.1943e-10
[79 empty] | WLDFR | HFTD - Distribution - Zone 1 - 4QU CoRE ¦ 1QU LoRE | Non-Red Flag Warning - Destructive Fires | 2035 | 3.3356e-09 | 9984.8474 | 263.1074 | 9721.74 | 0 | 0 | 9.1323e-06 | 3.3305e-05 | 0 | 3.3305e-05 | 9.8285e-07 | 4.8875e-07 | 0 | 4.8875e-07 | 8.2816e-07 | 0 | 8.2816e-07 | 4.616e-07 | 0 | 4.616e-07 | [17 empty] | 7.3.3.17.5 (Remote Grid) Updates to grid topology to minimize risk of ignition in HFTDs Remote GridWLDFRContaminationAggregated | WLDFR | HFTD - Distribution - Tier 2 - 4QU CoRE ¦ 1QU LoRE | Red Flag Warning - Small Fires | Contamination | Aggregated | 2038 | 3.2928e-07 | 772.1066 | 0.00025424 | 2038 | Mitigation | 0.95 | 45 | 0 | esc | 0.00097009 | 3.1943e-10 | 0.00097009 | 3.1943e-10
[79 empty] | WLDFR | HFTD - Distribution - Zone 1 - 4QU CoRE ¦ 1QU LoRE | Non-Red Flag Warning - Destructive Fires | 2036 | 3.3356e-09 | 9984.8474 | 263.1074 | 9721.74 | 0 | 0 | 9.1323e-06 | 3.3305e-05 | 0 | 3.3305e-05 | 9.8285e-07 | 5.1099e-07 | 0 | 5.1099e-07 | 8.6584e-07 | 0 | 8.6584e-07 | 4.826e-07 | 0 | 4.826e-07 | [17 empty] | 7.3.3.17.5 (Remote Grid) Updates to grid topology to minimize risk of ignition in HFTDs Remote GridWLDFRContaminationAggregated | WLDFR | HFTD - Distribution - Tier 2 - 4QU CoRE ¦ 1QU LoRE | Red Flag Warning - Small Fires | Contamination | Aggregated | 2039 | 3.2928e-07 | 772.1066 | 0.00025424 | 2039 | Mitigation | 0.95 | 45 | 0 | esc | 0.00097009 | 3.1943e-10 | 0.00097009 | 3.1943e-10
[79 empty] | WLDFR | HFTD - Distribution - Zone 1 - 4QU CoRE ¦ 1QU LoRE | Non-Red Flag Warning - Destructive Fires | 2037 | 3.3356e-09 | 9984.8474 | 263.1074 | 9721.74 | 0 | 0 | 9.1323e-06 | 3.3305e-05 | 0 | 3.3305e-05 | 9.8285e-07 | 5.1099e-07 | 0 | 5.1099e-07 | 8.6584e-07 | 0 | 8.6584e-07 | 4.826e-07 | 0 | 4.826e-07 | [17 empty] | 7.3.3.17.5 (Remote Grid) Updates to grid topology to minimize risk of ignition in HFTDs Remote GridWLDFRContaminationAggregated | WLDFR | HFTD - Distribution - Tier 2 - 4QU CoRE ¦ 1QU LoRE | Red Flag Warning - Small Fires | Contamination | Aggregated | 2040 | 3.2928e-07 | 772.1066 | 0.00025424 | 2040 | Mitigation | 0.95 | 45 | 0 | esc | 0.00097009 | 3.1943e-10 | 0.00097009 | 3.1943e-10
[79 empty] | WLDFR | HFTD - Distribution - Zone 1 - 4QU CoRE ¦ 1QU LoRE | Non-Red Flag Warning - Destructive Fires | 2038 | 3.3356e-09 | 10472.8261 | 280.5544 | 10192.2718 | 0 | 0 | 9.1323e-06 | 3.4933e-05 | 0 | 3.4933e-05 | 1.0276e-06 | 5.1099e-07 | 0 | 5.1099e-07 | 8.6584e-07 | 0 | 8.6584e-07 | 4.826e-07 | 0 | 4.826e-07 | [17 empty] | 7.3.3.17.5 (Remote Grid) Updates to grid topology to minimize risk of ignition in HFTDs Remote GridWLDFRContaminationAggregated | WLDFR | HFTD - Distribution - Tier 2 - 4QU CoRE ¦ 1QU LoRE | Red Flag Warning - Small Fires | Contamination | Aggregated | 2041 | 3.2928e-07 | 772.1066 | 0.00025424 | 2041 | Mitigation | 0.95 | 45 | 0 | esc | 0.00097009 | 3.1943e-10 | 0.00097009 | 3.1943e-10
[79 empty] | WLDFR | HFTD - Distribution - Zone 1 - 4QU CoRE ¦ 1QU LoRE | Non-Red Flag Warning - Destructive Fires | 2039 | 3.3356e-09 | 10472.8261 | 280.5544 | 10192.2718 | 0 | 0 | 9.1323e-06 | 3.4933e-05 | 0 | 3.4933e-05 | 1.0276e-06 | 0 | 0 | 0 | 8.6584e-07 | 0 | 8.6584e-07 | 4.826e-07 | 0 | 4.826e-07 | [17 empty] | 7.3.3.17.5 (Remote Grid) Updates to grid topology to minimize risk of ignition in HFTDs Remote GridWLDFRContaminationAggregated | WLDFR | HFTD - Distribution - Tier 2 - 4QU CoRE ¦ 1QU LoRE | Red Flag Warning - Small Fires | Contamination | Aggregated | 2042 | 3.2928e-07 | 772.1066 | 0.00025424 | 2042 | Mitigation | 0.95 | 45 | 0 | esc | 0.00097009 | 3.1943e-10 | 0.00097009 | 3.1943e-10
[79 empty] | WLDFR | HFTD - Distribution - Zone 1 - 4QU CoRE ¦ 1QU LoRE | Non-Red Flag Warning - Destructive Fires | 2040 | 3.3356e-09 | 10472.8261 | 280.5544 | 10192.2718 | 0 | 0 | 9.1323e-06 | 3.4933e-05 | 0 | 3.4933e-05 | 1.0276e-06 | 0 | 0 | 0 | 0 | 0 | 0 | 4.826e-07 | 0 | 4.826e-07 | [17 empty] | 7.3.3.17.5 (Remote Grid) Updates to grid topology to minimize risk of ignition in HFTDs Remote GridWLDFRContaminationAggregated | WLDFR | HFTD - Distribution - Tier 2 - 4QU CoRE ¦ 1QU LoRE | Red Flag Warning - Small Fires | Contamination | Aggregated | 2043 | 3.2928e-07 | 772.1066 | 0.00025424 | 2043 | Mitigation | 0.95 | 45 | 0 | esc | 0.00097009 | 3.1943e-10 | 0.00097009 | 3.1943e-10
[79 empty] | WLDFR | HFTD - Distribution - Zone 1 - 4QU CoRE ¦ 1QU LoRE | Non-Red Flag Warning - Destructive Fires | 2041 | 3.3356e-09 | 10472.8261 | 280.5544 | 10192.2718 | 0 | 0 | 9.1323e-06 | 3.4933e-05 | 0 | 3.4933e-05 | 1.0276e-06 | 2.5444e-08 | 0 | 2.5444e-08 | 0 | 0 | 0 | 0 | 0 | 0 | [17 empty] | 7.3.3.17.5 (Remote Grid) Updates to grid topology to minimize risk of ignition in HFTDs Remote GridWLDFRContaminationAggregated | WLDFR | HFTD - Distribution - Tier 2 - 4QU CoRE ¦ 1QU LoRE | Red Flag Warning - Small Fires | Contamination | Aggregated | 2044 | 3.2928e-07 | 772.1066 | 0.00025424 | 2044 | Mitigation | 0.95 | 45 | 0 | esc | 0.00097009 | 3.1943e-10 | 0.00097009 | 3.1943e-10
[79 empty] | WLDFR | HFTD - Distribution - Zone 1 - 4QU CoRE ¦ 1QU LoRE | Non-Red Flag Warning - Destructive Fires | 2042 | 3.3356e-09 | 10472.8261 | 280.5544 | 10192.2718 | 0 | 0 | 9.1323e-06 | 3.4933e-05 | 0 | 3.4933e-05 | 1.0276e-06 | 2.417e-08 | 0 | 2.417e-08 | 4.0956e-08 | 0 | 4.0956e-08 | 0 | 0 | 0 | [17 empty] | 7.3.3.17.5 (Remote Grid) Updates to grid topology to minimize risk of ignition in HFTDs Remote GridWLDFRContaminationAggregated | WLDFR | HFTD - Distribution - Tier 2 - 4QU CoRE ¦ 1QU LoRE | Red Flag Warning - Small Fires | Contamination | Aggregated | 2045 | 3.2928e-07 | 772.1066 | 0.00025424 | 2045 | Mitigation | 0.95 | 45 | 0 | esc | 0.00097009 | 3.1943e-10 | 0.00097009 | 3.1943e-10
[79 empty] | WLDFR | HFTD - Distribution - Zone 1 - 4QU CoRE ¦ 1QU LoRE | Non-Red Flag Warning - Destructive Fires | 2043 | 3.3356e-09 | 10992.1562 | 299.42 | 10692.7362 | 0 | 0 | 9.1323e-06 | 3.6665e-05 | 0 | 3.6665e-05 | 1.0761e-06 | 2.5252e-08 | 0 | 2.5252e-08 | 4.2788e-08 | 0 | 4.2788e-08 | 2.3849e-08 | 0 | 2.3849e-08 | [17 empty] | 7.3.3.17.5 (Remote Grid) Updates to grid topology to minimize risk of ignition in HFTDs Remote GridWLDFRContaminationAggregated | WLDFR | HFTD - Distribution - Tier 2 - 4QU CoRE ¦ 1QU LoRE | Red Flag Warning - Small Fires | Contamination | Aggregated | 2046 | 3.2928e-07 | 772.1066 | 0.00025424 | 2046 | Mitigation | 0.95 | 45 | 0 | esc | 0.00097009 | 3.1943e-10 | 0.00097009 | 3.1943e-10
[79 empty] | WLDFR | HFTD - Distribution - Zone 1 - 4QU CoRE ¦ 1QU LoRE | Non-Red Flag Warning - Destructive Fires | 2044 | 3.3356e-09 | 10992.1562 | 299.42 | 10692.7362 | 0 | 0 | 9.1323e-06 | 3.6665e-05 | 0 | 3.6665e-05 | 1.0761e-06 | 2.5252e-08 | 0 | 2.5252e-08 | 4.2788e-08 | 0 | 4.2788e-08 | 2.3849e-08 | 0 | 2.3849e-08 | [17 empty] | 7.3.3.17.5 (Remote Grid) Updates to grid topology to minimize risk of ignition in HFTDs Remote GridWLDFRContaminationAggregated | WLDFR | HFTD - Distribution - Tier 2 - 4QU CoRE ¦ 1QU LoRE | Red Flag Warning - Small Fires | Contamination | Aggregated | 2047 | 3.2928e-07 | 772.1066 | 0.00025424 | 2047 | Mitigation | 0.95 | 45 | 0 | esc | 0.00097009 | 3.1943e-10 | 0.00097009 | 3.1943e-10
[79 empty] | WLDFR | HFTD - Distribution - Zone 1 - 4QU CoRE ¦ 1QU LoRE | Non-Red Flag Warning - Destructive Fires | 2045 | 3.3356e-09 | 10992.1562 | 299.42 | 10692.7362 | 0 | 0 | 9.1323e-06 | 3.6665e-05 | 0 | 3.6665e-05 | 1.0761e-06 | 2.5252e-08 | 0 | 2.5252e-08 | 4.2788e-08 | 0 | 4.2788e-08 | 2.3849e-08 | 0 | 2.3849e-08 | [17 empty] | 7.3.3.17.5 (Remote Grid) Updates to grid topology to minimize risk of ignition in HFTDs Remote GridWLDFRContaminationAggregated | WLDFR | HFTD - Distribution - Tier 2 - 4QU CoRE ¦ 1QU LoRE | Red Flag Warning - Small Fires | Contamination | Aggregated | 2048 | 3.2928e-07 | 772.1066 | 0.00025424 | 2048 | Mitigation | 0.95 | 45 | 0 | esc | 0.00097009 | 3.1943e-10 | 0.00097009 | 3.1943e-10
[79 empty] | WLDFR | HFTD - Distribution - Zone 1 - 4QU CoRE ¦ 1QU LoRE | Non-Red Flag Warning - Destructive Fires | 2046 | 3.3356e-09 | 10992.1562 | 299.42 | 10692.7362 | 0 | 0 | 9.1323e-06 | 3.6665e-05 | 0 | 3.6665e-05 | 1.0761e-06 | 2.5252e-08 | 0 | 2.5252e-08 | 4.2788e-08 | 0 | 4.2788e-08 | 2.3849e-08 | 0 | 2.3849e-08 | [17 empty] | 7.3.3.17.5 (Remote Grid) Updates to grid topology to minimize risk of ignition in HFTDs Remote GridWLDFRContaminationAggregated | WLDFR | HFTD - Distribution - Tier 2 - 4QU CoRE ¦ 1QU LoRE | Red Flag Warning - Small Fires | Contamination | Aggregated | 2049 | 3.2928e-07 | 772.1066 | 0.00025424 | 2049 | Mitigation | 0.95 | 45 | 0 | esc | 0.00097009 | 3.1943e-10 | 0.00097009 | 3.1943e-10
[79 empty] | WLDFR | HFTD - Distribution - Zone 1 - 4QU CoRE ¦ 1QU LoRE | Non-Red Flag Warning - Destructive Fires | 2047 | 3.3356e-09 | 10992.1562 | 299.42 | 10692.7362 | 0 | 0 | 9.1323e-06 | 3.6665e-05 | 0 | 3.6665e-05 | 1.0761e-06 | 2.5252e-08 | 0 | 2.5252e-08 | 4.2788e-08 | 0 | 4.2788e-08 | 2.3849e-08 | 0 | 2.3849e-08 | [17 empty] | 7.3.3.17.5 (Remote Grid) Updates to grid topology to minimize risk of ignition in HFTDs Remote GridWLDFRContaminationAggregated | WLDFR | HFTD - Distribution - Tier 2 - 4QU CoRE ¦ 1QU LoRE | Red Flag Warning - Small Fires | Contamination | Aggregated | 2050 | 3.2928e-07 | 772.1066 | 0.00025424 | 2050 | Mitigation | 0.95 | 45 | 0 | esc | 0.00097009 | 3.1943e-10 | 0.00097009 | 3.1943e-10
[79 empty] | WLDFR | HFTD - Distribution - Zone 1 - 4QU CoRE ¦ 1QU LoRE | Non-Red Flag Warning - Destructive Fires | 2048 | 3.3356e-09 | 11536.0538 | 319.4911 | 11216.5626 | 0 | 0 | 9.1323e-06 | 3.848e-05 | 0 | 3.848e-05 | 1.1278e-06 | 2.6645e-08 | 0 | 2.6645e-08 | 4.5148e-08 | 0 | 4.5148e-08 | 2.5164e-08 | 0 | 2.5164e-08 | [17 empty] | 7.3.3.17.5 (Remote Grid) Updates to grid topology to minimize risk of ignition in HFTDs Remote GridWLDFRContaminationAggregated | WLDFR | HFTD - Distribution - Tier 2 - 4QU CoRE ¦ 1QU LoRE | Red Flag Warning - Small Fires | Contamination | Aggregated | 2051 | 3.2928e-07 | 772.1066 | 0.00025424 | 2051 | Mitigation | 0.95 | 45 | 0 | esc | 0.00097009 | 3.1943e-10 | 0.00097009 | 3.1943e-10
[79 empty] | WLDFR | HFTD - Distribution - Zone 1 - 4QU CoRE ¦ 1QU LoRE | Non-Red Flag Warning - Destructive Fires | 2049 | 3.3356e-09 | 11536.0538 | 319.4911 | 11216.5626 | 0 | 0 | 9.1323e-06 | 3.848e-05 | 0 | 3.848e-05 | 1.1278e-06 | 2.6645e-08 | 0 | 2.6645e-08 | 4.5148e-08 | 0 | 4.5148e-08 | 2.5164e-08 | 0 | 2.5164e-08 | [17 empty] | 7.3.3.17.5 (Remote Grid) Updates to grid topology to minimize risk of ignition in HFTDs Remote GridWLDFRContaminationAggregated | WLDFR | HFTD - Distribution - Tier 2 - 4QU CoRE ¦ 1QU LoRE | Red Flag Warning - Small Fires | Contamination | Aggregated | 2052 | 3.2928e-07 | 772.1066 | 0.00025424 | 2052 | Mitigation | 0.95 | 45 | 0 | esc | 0.00097009 | 3.1943e-10 | 0.00097009 | 3.1943e-10
[79 empty] | WLDFR | HFTD - Distribution - Zone 1 - 4QU CoRE ¦ 1QU LoRE | Non-Red Flag Warning - Destructive Fires | 2050 | 3.3356e-09 | 11536.0538 | 319.4911 | 11216.5626 | 0 | 0 | 9.1323e-06 | 3.848e-05 | 0 | 3.848e-05 | 1.1278e-06 | 2.6645e-08 | 0 | 2.6645e-08 | 4.5148e-08 | 0 | 4.5148e-08 | 2.5164e-08 | 0 | 2.5164e-08 | [17 empty] | 7.3.3.17.5 (Remote Grid) Updates to grid topology to minimize risk of ignition in HFTDs Remote GridWLDFRContaminationAggregated | WLDFR | HFTD - Distribution - Tier 2 - 4QU CoRE ¦ 1QU LoRE | Red Flag Warning - Small Fires | Contamination | Aggregated | 2053 | 3.2928e-07 | 772.1066 | 0.00025424 | 2053 | Mitigation | 0.95 | 45 | 0 | esc | 0.00097009 | 3.1943e-10 | 0.00097009 | 3.1943e-10
[79 empty] | WLDFR | HFTD - Distribution - Zone 1 - 4QU CoRE ¦ 1QU LoRE | Non-Red Flag Warning - Destructive Fires | 2051 | 3.3356e-09 | 11536.0538 | 319.4911 | 11216.5626 | 0 | 0 | 9.1323e-06 | 3.848e-05 | 0 | 3.848e-05 | 1.1278e-06 | 2.6645e-08 | 0 | 2.6645e-08 | 4.5148e-08 | 0 | 4.5148e-08 | 2.5164e-08 | 0 | 2.5164e-08 | [17 empty] | 7.3.3.17.5 (Remote Grid) Updates to grid topology to minimize risk of ignition in HFTDs Remote GridWLDFRContaminationAggregated | WLDFR | HFTD - Distribution - Tier 2 - 4QU CoRE ¦ 1QU LoRE | Red Flag Warning - Small Fires | Contamination | Aggregated | 2054 | 3.2928e-07 | 772.1066 | 0.00025424 | 2054 | Mitigation | 0.95 | 45 | 0 | esc | 0.00097009 | 3.1943e-10 | 0.00097009 | 3.1943e-10
[79 empty] | WLDFR | HFTD - Distribution - Zone 1 - 4QU CoRE ¦ 1QU LoRE | Non-Red Flag Warning - Destructive Fires | 2052 | 3.3356e-09 | 11536.0538 | 319.4911 | 11216.5626 | 0 | 0 | 9.1323e-06 | 3.848e-05 | 0 | 3.848e-05 | 1.1278e-06 | 2.6645e-08 | 0 | 2.6645e-08 | 4.5148e-08 | 0 | 4.5148e-08 | 2.5164e-08 | 0 | 2.5164e-08 | [17 empty] | 7.3.3.17.5 (Remote Grid) Updates to grid topology to minimize risk of ignition in HFTDs Remote GridWLDFRContaminationAggregated | WLDFR | HFTD - Distribution - Tier 2 - 4QU CoRE ¦ 1QU LoRE | Red Flag Warning - Small Fires | Contamination | Aggregated | 2055 | 3.2928e-07 | 772.1066 | 0.00025424 | 2055 | Mitigation | 0.95 | 45 | 0 | esc | 0.00097009 | 3.1943e-10 | 0.00097009 | 3.1943e-10
[79 empty] | WLDFR | HFTD - Distribution - Zone 1 - 4QU CoRE ¦ 1QU LoRE | Non-Red Flag Warning - Destructive Fires | 2053 | 3.3356e-09 | 12097.6769 | 340.5356 | 11757.1413 | 0 | 0 | 9.1323e-06 | 4.0353e-05 | 0 | 4.0353e-05 | 1.1821e-06 | 2.8229e-08 | 0 | 2.8229e-08 | 4.7832e-08 | 0 | 4.7832e-08 | 2.6661e-08 | 0 | 2.6661e-08 | [17 empty] | 7.3.3.17.5 (Remote Grid) Updates to grid topology to minimize risk of ignition in HFTDs Remote GridWLDFRContaminationAggregated | WLDFR | HFTD - Distribution - Tier 2 - 4QU CoRE ¦ 1QU LoRE | Red Flag Warning - Small Fires | Contamination | Aggregated | 2056 | 3.2928e-07 | 772.1066 | 0.00025424 | 2056 | Mitigation | 0.95 | 45 | 0 | esc | 0.00097009 | 3.1943e-10 | 0.00097009 | 3.1943e-10
[79 empty] | WLDFR | HFTD - Distribution - Zone 1 - 4QU CoRE ¦ 1QU LoRE | Non-Red Flag Warning - Destructive Fires | 2054 | 3.3356e-09 | 12097.6769 | 340.5356 | 11757.1413 | 0 | 0 | 9.1323e-06 | 4.0353e-05 | 0 | 4.0353e-05 | 1.1821e-06 | 2.8229e-08 | 0 | 2.8229e-08 | 4.7832e-08 | 0 | 4.7832e-08 | 2.6661e-08 | 0 | 2.6661e-08 | [17 empty] | 7.3.3.17.5 (Remote Grid) Updates to grid topology to minimize risk of ignition in HFTDs Remote GridWLDFRContaminationAggregated | WLDFR | HFTD - Distribution - Tier 2 - 4QU CoRE ¦ 1QU LoRE | Red Flag Warning - Small Fires | Contamination | Aggregated | 2057 | 3.2928e-07 | 772.1066 | 0.00025424 | 2057 | Mitigation | 0.95 | 45 | 0 | esc | 0.00097009 | 3.1943e-10 | 0.00097009 | 3.1943e-10
[79 empty] | WLDFR | HFTD - Distribution - Zone 1 - 4QU CoRE ¦ 1QU LoRE | Non-Red Flag Warning - Destructive Fires | 2055 | 3.3356e-09 | 12097.6769 | 340.5356 | 11757.1413 | 0 | 0 | 9.1323e-06 | 4.0353e-05 | 0 | 4.0353e-05 | 1.1821e-06 | 2.8229e-08 | 0 | 2.8229e-08 | 4.7832e-08 | 0 | 4.7832e-08 | 2.6661e-08 | 0 | 2.6661e-08 | [17 empty] | 7.3.3.17.5 (Remote Grid) Updates to grid topology to minimize risk of ignition in HFTDs Remote GridWLDFRContaminationAggregated | WLDFR | HFTD - Distribution - Tier 2 - 4QU CoRE ¦ 1QU LoRE | Red Flag Warning - Small Fires | Contamination | Aggregated | 2058 | 3.2928e-07 | 772.1066 | 0.00025424 | 2058 | Mitigation | 0.95 | 45 | 0 | esc | 0.00097009 | 3.1943e-10 | 0.00097009 | 3.1943e-10
[79 empty] | WLDFR | HFTD - Distribution - Zone 1 - 4QU CoRE ¦ 1QU LoRE | Non-Red Flag Warning - Destructive Fires | 2056 | 3.3356e-09 | 12097.6769 | 340.5356 | 11757.1413 | 0 | 0 | 9.1323e-06 | 4.0353e-05 | 0 | 4.0353e-05 | 1.1821e-06 | 2.8229e-08 | 0 | 2.8229e-08 | 4.7832e-08 | 0 | 4.7832e-08 | 2.6661e-08 | 0 | 2.6661e-08 | [17 empty] | 7.3.3.17.5 (Remote Grid) Updates to grid topology to minimize risk of ignition in HFTDs Remote GridWLDFRContaminationAggregated | WLDFR | HFTD - Distribution - Tier 2 - 4QU CoRE ¦ 1QU LoRE | Red Flag Warning - Small Fires | Contamination | Aggregated | 2059 | 3.2928e-07 | 772.1066 | 0.00025424 | 2059 | Mitigation | 0.95 | 45 | 0 | esc | 0.00097009 | 3.1943e-10 | 0.00097009 | 3.1943e-10
[79 empty] | WLDFR | HFTD - Distribution - Zone 1 - 4QU CoRE ¦ 1QU LoRE | Non-Red Flag Warning - Destructive Fires | 2057 | 3.3356e-09 | 12097.6769 | 340.5356 | 11757.1413 | 0 | 0 | 9.1323e-06 | 4.0353e-05 | 0 | 4.0353e-05 | 1.1821e-06 | 2.8229e-08 | 0 | 2.8229e-08 | 4.7832e-08 | 0 | 4.7832e-08 | 2.6661e-08 | 0 | 2.6661e-08 | [17 empty] | 7.3.3.17.5 (Remote Grid) Updates to grid topology to minimize risk of ignition in HFTDs Remote GridWLDFRContaminationAggregated | WLDFR | HFTD - Distribution - Tier 2 - 4QU CoRE ¦ 1QU LoRE | Red Flag Warning - Small Fires | Contamination | Aggregated | 2060 | 3.2928e-07 | 772.1066 | 0.00025424 | 2060 | Mitigation | 0.95 | 45 | 0 | esc | 0.00097009 | 3.1943e-10 | 0.00097009 | 3.1943e-10
[79 empty] | WLDFR | HFTD - Distribution - Zone 1 - 4QU CoRE ¦ 1QU LoRE | Non-Red Flag Warning - Destructive Fires | 2058 | 3.3356e-09 | 12670.1796 | 362.3049 | 12307.8747 | 0 | 0 | 9.1323e-06 | 4.2263e-05 | 0 | 4.2263e-05 | 1.2386e-06 | 2.9992e-08 | 0 | 2.9992e-08 | 5.082e-08 | 0 | 5.082e-08 | 2.8326e-08 | 0 | 2.8326e-08 | [17 empty] | 7.3.3.17.5 (Remote Grid) Updates to grid topology to minimize risk of ignition in HFTDs Remote GridWLDFRContaminationAggregated | WLDFR | HFTD - Distribution - Tier 2 - 4QU CoRE ¦ 1QU LoRE | Red Flag Warning - Small Fires | Contamination | Aggregated | 2061 | 3.2928e-07 | 772.1066 | 0.00025424 | 2061 | Mitigation | 0.95 | 45 | 0 | esc | 0.00097009 | 3.1943e-10 | 0.00097009 | 3.1943e-10
[79 empty] | WLDFR | HFTD - Distribution - Zone 1 - 4QU CoRE ¦ 1QU LoRE | Non-Red Flag Warning - Destructive Fires | 2059 | 3.3356e-09 | 12670.1796 | 362.3049 | 12307.8747 | 0 | 0 | 9.1323e-06 | 4.2263e-05 | 0 | 4.2263e-05 | 1.2386e-06 | 2.9992e-08 | 0 | 2.9992e-08 | 5.082e-08 | 0 | 5.082e-08 | 2.8326e-08 | 0 | 2.8326e-08 | [17 empty] | 7.3.3.17.5 (Remote Grid) Updates to grid topology to minimize risk of ignition in HFTDs Remote GridWLDFRContaminationAggregated | WLDFR | HFTD - Distribution - Tier 2 - 4QU CoRE ¦ 1QU LoRE | Red Flag Warning - Small Fires | Contamination | Aggregated | 2062 | 3.2928e-07 | 772.1066 | 0.00025424 | 2062 | Mitigation | 0.95 | 45 | 0 | esc | 0.00097009 | 3.1943e-10 | 0.00097009 | 3.1943e-10
[79 empty] | WLDFR | HFTD - Distribution - Zone 1 - 4QU CoRE ¦ 1QU LoRE | Non-Red Flag Warning - Destructive Fires | 2060 | 3.3356e-09 | 12670.1796 | 362.3049 | 12307.8747 | 0 | 0 | 9.1323e-06 | 4.2263e-05 | 0 | 4.2263e-05 | 1.2386e-06 | 2.9992e-08 | 0 | 2.9992e-08 | 5.082e-08 | 0 | 5.082e-08 | 2.8326e-08 | 0 | 2.8326e-08 | [17 empty] | 7.3.3.17.5 (Remote Grid) Updates to grid topology to minimize risk of ignition in HFTDs Remote GridWLDFRContaminationAggregated | WLDFR | HFTD - Distribution - Tier 2 - 4QU CoRE ¦ 1QU LoRE | Red Flag Warning - Small Fires | Contamination | Aggregated | 2063 | 3.2928e-07 | 772.1066 | 0.00025424 | 2063 | Mitigation | 0.95 | 45 | 0 | esc | 0.00097009 | 3.1943e-10 | 0.00097009 | 3.1943e-10
[79 empty] | WLDFR | HFTD - Distribution - Zone 1 - 4QU CoRE ¦ 1QU LoRE | Non-Red Flag Warning - Destructive Fires | 2061 | 3.3356e-09 | 12670.1796 | 362.3049 | 12307.8747 | 0 | 0 | 9.1323e-06 | 4.2263e-05 | 0 | 4.2263e-05 | 1.2386e-06 | 2.9992e-08 | 0 | 2.9992e-08 | 5.082e-08 | 0 | 5.082e-08 | 2.8326e-08 | 0 | 2.8326e-08 | [17 empty] | 7.3.3.17.5 (Remote Grid) Updates to grid topology to minimize risk of ignition in HFTDs Remote GridWLDFRContaminationAggregated | WLDFR | HFTD - Distribution - Tier 2 - 4QU CoRE ¦ 1QU LoRE | Red Flag Warning - Small Fires | Contamination | Aggregated | 2064 | 3.2928e-07 | 772.1066 | 0.00025424 | 2064 | Mitigation | 0.95 | 45 | 0 | esc | 0.00097009 | 3.1943e-10 | 0.00097009 | 3.1943e-10
[79 empty] | WLDFR | HFTD - Distribution - Zone 1 - 4QU CoRE ¦ 1QU LoRE | Non-Red Flag Warning - Destructive Fires | 2062 | 3.3356e-09 | 12670.1796 | 362.3049 | 12307.8747 | 0 | 0 | 9.1323e-06 | 4.2263e-05 | 0 | 4.2263e-05 | 1.2386e-06 | 2.9992e-08 | 0 | 2.9992e-08 | 5.082e-08 | 0 | 5.082e-08 | 2.8326e-08 | 0 | 2.8326e-08 | [17 empty] | 7.3.3.17.5 (Remote Grid) Updates to grid topology to minimize risk of ignition in HFTDs Remote GridWLDFRContaminationAggregated | WLDFR | HFTD - Distribution - Tier 2 - 4QU CoRE ¦ 1QU LoRE | Red Flag Warning - Small Fires | Contamination | Aggregated | 2065 | 3.2928e-07 | 772.1066 | 0.00025424 | 2065 | Mitigation | 0.95 | 45 | 0 | esc | 0.00097009 | 3.1943e-10 | 0.00097009 | 3.1943e-10
[79 empty] | WLDFR | HFTD - Distribution - Zone 1 - 4QU CoRE ¦ 1QU LoRE | Non-Red Flag Warning - Destructive Fires | 2063 | 3.3356e-09 | 13246.6313 | 384.5316 | 12862.0997 | 0 | 0 | 9.1323e-06 | 4.4185e-05 | 0 | 4.4185e-05 | 1.2965e-06 | 3.1921e-08 | 0 | 3.1921e-08 | 5.4088e-08 | 0 | 5.4088e-08 | 3.0147e-08 | 0 | 3.0147e-08 | [17 empty] | 7.3.3.17.5 (Remote Grid) Updates to grid topology to minimize risk of ignition in HFTDs Remote GridWLDFRContaminationAggregated | WLDFR | HFTD - Distribution - Tier 2 - 4QU CoRE ¦ 1QU LoRE | Red Flag Warning - Small Fires | Contamination | Aggregated | 2066 | 3.2928e-07 | 772.1066 | 0.00025424 | 2066 | Mitigation | 0.95 | 45 | 0 | esc | 0.00097009 | 3.1943e-10 | 0.00097009 | 3.1943e-10
[79 empty] | WLDFR | HFTD - Distribution - Zone 1 - 4QU CoRE ¦ 1QU LoRE | Non-Red Flag Warning - Destructive Fires | 2064 | 3.3356e-09 | 13246.6313 | 384.5316 | 12862.0997 | 0 | 0 | 9.1323e-06 | 4.4185e-05 | 0 | 4.4185e-05 | 1.2965e-06 | 3.1921e-08 | 0 | 3.1921e-08 | 5.4088e-08 | 0 | 5.4088e-08 | 3.0147e-08 | 0 | 3.0147e-08 | [17 empty] | 7.3.3.17.5 (Remote Grid) Updates to grid topology to minimize risk of ignition in HFTDs Remote GridWLDFRContaminationAggregated | WLDFR | HFTD - Distribution - Tier 2 - 4QU CoRE ¦ 1QU LoRE | Red Flag Warning - Small Fires | Contamination | Aggregated | 2067 | 3.2928e-07 | 772.1066 | 0.00025424 | 2067 | Mitigation | 0.95 | 45 | 0 | esc | 0 | 0 | 0.00097009 | 3.1943e-10
[79 empty] | WLDFR | HFTD - Distribution - Zone 1 - 4QU CoRE ¦ 1QU LoRE | Non-Red Flag Warning - Destructive Fires | 2065 | 3.3356e-09 | 13246.6313 | 384.5316 | 12862.0997 | 0 | 0 | 9.1323e-06 | 4.4185e-05 | 0 | 4.4185e-05 | 1.2965e-06 | 3.1921e-08 | 0 | 3.1921e-08 | 5.4088e-08 | 0 | 5.4088e-08 | 3.0147e-08 | 0 | 3.0147e-08 | [17 empty] | 7.3.3.17.5 (Remote Grid) Updates to grid topology to minimize risk of ignition in HFTDs Remote GridWLDFREquipment / facility failureAggregated | WLDFR | HFTD - Distribution - Tier 2 - 4QU CoRE ¦ 1QU LoRE | Red Flag Warning - Small Fires | Equipment / facility failure | Aggregated | 2022 | 0.00020954 | 772.1066 | 0.16178 | 2022 | Mitigation | 0.95 | 45 | 0 | esc | 0.00097009 | 2.0327e-07 | 0 | 0
[79 empty] | WLDFR | HFTD - Distribution - Zone 1 - 4QU CoRE ¦ 1QU LoRE | Non-Red Flag Warning - Destructive Fires | 2066 | 3.3356e-09 | 13246.6313 | 384.5316 | 12862.0997 | 0 | 0 | 9.1323e-06 | 4.4185e-05 | 0 | 4.4185e-05 | 1.2965e-06 | 3.1921e-08 | 0 | 3.1921e-08 | 5.4088e-08 | 0 | 5.4088e-08 | 3.0147e-08 | 0 | 3.0147e-08 | [17 empty] | 7.3.3.17.5 (Remote Grid) Updates to grid topology to minimize risk of ignition in HFTDs Remote GridWLDFREquipment / facility failureAggregated | WLDFR | HFTD - Distribution - Tier 2 - 4QU CoRE ¦ 1QU LoRE | Red Flag Warning - Small Fires | Equipment / facility failure | Aggregated | 2023 | 0.00020954 | 772.1066 | 0.16178 | 2023 | Mitigation | 0.95 | 45 | 0 | esc | 0.00097009 | 2.0327e-07 | 0.00097009 | 2.0327e-07
[79 empty] | WLDFR | HFTD - Distribution - Zone 1 - 4QU CoRE ¦ 1QU LoRE | Non-Red Flag Warning - Large Fires | 2022 | 3.0071e-08 | 5.2406 | 0.69642 | 2.942 | 1.6022 | 0 | 8.2329e-05 | 1.5759e-07 | 0 | 1.5759e-07 | 0.00014877 | 3.1921e-08 | 0 | 3.1921e-08 | 5.4088e-08 | 0 | 5.4088e-08 | 3.0147e-08 | 0 | 3.0147e-08 | [17 empty] | 7.3.3.17.5 (Remote Grid) Updates to grid topology to minimize risk of ignition in HFTDs Remote GridWLDFREquipment / facility failureAggregated | WLDFR | HFTD - Distribution - Tier 2 - 4QU CoRE ¦ 1QU LoRE | Red Flag Warning - Small Fires | Equipment / facility failure | Aggregated | 2024 | 0.00020954 | 772.1066 | 0.16178 | 2024 | Mitigation | 0.95 | 45 | 0 | esc | 0.00097009 | 2.0327e-07 | 0.00097009 | 2.0327e-07
[79 empty] | WLDFR | HFTD - Distribution - Zone 1 - 4QU CoRE ¦ 1QU LoRE | Non-Red Flag Warning - Large Fires | 2023 | 3.0071e-08 | 5.475 | 0.71896 | 3.0715 | 1.6846 | 0 | 8.2329e-05 | 1.6464e-07 | 0 | 1.6464e-07 | 0.00015422 | 3.3998e-08 | 0 | 3.3998e-08 | 5.7608e-08 | 0 | 5.7608e-08 | 3.2109e-08 | 0 | 3.2109e-08 | [17 empty] | 7.3.3.17.5 (Remote Grid) Updates to grid topology to minimize risk of ignition in HFTDs Remote GridWLDFREquipment / facility failureAggregated | WLDFR | HFTD - Distribution - Tier 2 - 4QU CoRE ¦ 1QU LoRE | Red Flag Warning - Small Fires | Equipment / facility failure | Aggregated | 2025 | 0.00020954 | 772.1066 | 0.16178 | 2025 | Mitigation | 0.95 | 45 | 0 | esc | 0.00097009 | 2.0327e-07 | 0.00097009 | 2.0327e-07
[79 empty] | WLDFR | HFTD - Distribution - Zone 1 - 4QU CoRE ¦ 1QU LoRE | Non-Red Flag Warning - Large Fires | 2024 | 3.0071e-08 | 5.475 | 0.71896 | 3.0715 | 1.6846 | 0 | 8.2329e-05 | 1.6464e-07 | 0 | 1.6464e-07 | 0.00015422 | 3.3998e-08 | 0 | 3.3998e-08 | 5.7608e-08 | 0 | 5.7608e-08 | 3.2109e-08 | 0 | 3.2109e-08 | [17 empty] | 7.3.3.17.5 (Remote Grid) Updates to grid topology to minimize risk of ignition in HFTDs Remote GridWLDFREquipment / facility failureAggregated | WLDFR | HFTD - Distribution - Tier 2 - 4QU CoRE ¦ 1QU LoRE | Red Flag Warning - Small Fires | Equipment / facility failure | Aggregated | 2026 | 0.00020954 | 772.1066 | 0.16178 | 2026 | Mitigation | 0.95 | 45 | 0 | esc | 0.00097009 | 2.0327e-07 | 0.00097009 | 2.0327e-07
[79 empty] | WLDFR | HFTD - Distribution - Zone 1 - 4QU CoRE ¦ 1QU LoRE | Non-Red Flag Warning - Large Fires | 2025 | 3.0071e-08 | 5.475 | 0.71896 | 3.0715 | 1.6846 | 0 | 8.2329e-05 | 1.6464e-07 | 0 | 1.6464e-07 | 0.00015422 | 3.3998e-08 | 0 | 3.3998e-08 | 5.7608e-08 | 0 | 5.7608e-08 | 3.2109e-08 | 0 | 3.2109e-08 | [17 empty] | 7.3.3.17.5 (Remote Grid) Updates to grid topology to minimize risk of ignition in HFTDs Remote GridWLDFREquipment / facility failureAggregated | WLDFR | HFTD - Distribution - Tier 2 - 4QU CoRE ¦ 1QU LoRE | Red Flag Warning - Small Fires | Equipment / facility failure | Aggregated | 2027 | 0.00020954 | 772.1066 | 0.16178 | 2027 | Mitigation | 0.95 | 45 | 0 | esc | 0.00097009 | 2.0327e-07 | 0.00097009 | 2.0327e-07
[79 empty] | WLDFR | HFTD - Distribution - Zone 1 - 4QU CoRE ¦ 1QU LoRE | Non-Red Flag Warning - Large Fires | 2026 | 3.0071e-08 | 5.475 | 0.71896 | 3.0715 | 1.6846 | 0 | 8.2329e-05 | 1.6464e-07 | 0 | 1.6464e-07 | 0.00015422 | 3.3998e-08 | 0 | 3.3998e-08 | 5.7608e-08 | 0 | 5.7608e-08 | 3.2109e-08 | 0 | 3.2109e-08 | [17 empty] | 7.3.3.17.5 (Remote Grid) Updates to grid topology to minimize risk of ignition in HFTDs Remote GridWLDFREquipment / facility failureAggregated | WLDFR | HFTD - Distribution - Tier 2 - 4QU CoRE ¦ 1QU LoRE | Red Flag Warning - Small Fires | Equipment / facility failure | Aggregated | 2028 | 0.00020954 | 772.1066 | 0.16178 | 2028 | Mitigation | 0.95 | 45 | 0 | esc | 0.00097009 | 2.0327e-07 | 0.00097009 | 2.0327e-07
[79 empty] | WLDFR | HFTD - Distribution - Zone 1 - 4QU CoRE ¦ 1QU LoRE | Non-Red Flag Warning - Large Fires | 2027 | 3.0071e-08 | 5.475 | 0.71896 | 3.0715 | 1.6846 | 0 | 8.2329e-05 | 1.6464e-07 | 0 | 1.6464e-07 | 0.00015422 | 3.3998e-08 | 0 | 3.3998e-08 | 5.7608e-08 | 0 | 5.7608e-08 | 3.2109e-08 | 0 | 3.2109e-08 | [17 empty] | 7.3.3.17.5 (Remote Grid) Updates to grid topology to minimize risk of ignition in HFTDs Remote GridWLDFREquipment / facility failureAggregated | WLDFR | HFTD - Distribution - Tier 2 - 4QU CoRE ¦ 1QU LoRE | Red Flag Warning - Small Fires | Equipment / facility failure | Aggregated | 2029 | 0.00020954 | 772.1066 | 0.16178 | 2029 | Mitigation | 0.95 | 45 | 0 | esc | 0.00097009 | 2.0327e-07 | 0.00097009 | 2.0327e-07
[79 empty] | WLDFR | HFTD - Distribution - Zone 1 - 4QU CoRE ¦ 1QU LoRE | Non-Red Flag Warning - Large Fires | 2028 | 3.0071e-08 | 5.777 | 0.74734 | 3.238 | 1.7917 | 0 | 8.2329e-05 | 1.7372e-07 | 0 | 1.7372e-07 | 0.00016109 | 3.6207e-08 | 0 | 3.6207e-08 | 6.1351e-08 | 0 | 6.1351e-08 | 3.4196e-08 | 0 | 3.4196e-08 | [17 empty] | 7.3.3.17.5 (Remote Grid) Updates to grid topology to minimize risk of ignition in HFTDs Remote GridWLDFREquipment / facility failureAggregated | WLDFR | HFTD - Distribution - Tier 2 - 4QU CoRE ¦ 1QU LoRE | Red Flag Warning - Small Fires | Equipment / facility failure | Aggregated | 2030 | 0.00020954 | 772.1066 | 0.16178 | 2030 | Mitigation | 0.95 | 45 | 0 | esc | 0.00097009 | 2.0327e-07 | 0.00097009 | 2.0327e-07
[79 empty] | WLDFR | HFTD - Distribution - Zone 1 - 4QU CoRE ¦ 1QU LoRE | Non-Red Flag Warning - Large Fires | 2029 | 3.0071e-08 | 5.777 | 0.74734 | 3.238 | 1.7917 | 0 | 8.2329e-05 | 1.7372e-07 | 0 | 1.7372e-07 | 0.00016109 | 3.6207e-08 | 0 | 3.6207e-08 | 6.1351e-08 | 0 | 6.1351e-08 | 3.4196e-08 | 0 | 3.4196e-08 | [17 empty] | 7.3.3.17.5 (Remote Grid) Updates to grid topology to minimize risk of ignition in HFTDs Remote GridWLDFREquipment / facility failureAggregated | WLDFR | HFTD - Distribution - Tier 2 - 4QU CoRE ¦ 1QU LoRE | Red Flag Warning - Small Fires | Equipment / facility failure | Aggregated | 2031 | 0.00020954 | 772.1066 | 0.16178 | 2031 | Mitigation | 0.95 | 45 | 0 | esc | 0.00097009 | 2.0327e-07 | 0.00097009 | 2.0327e-07
[79 empty] | WLDFR | HFTD - Distribution - Zone 1 - 4QU CoRE ¦ 1QU LoRE | Non-Red Flag Warning - Large Fires | 2030 | 3.0071e-08 | 5.777 | 0.74734 | 3.238 | 1.7917 | 0 | 8.2329e-05 | 1.7372e-07 | 0 | 1.7372e-07 | 0.00016109 | 3.6207e-08 | 0 | 3.6207e-08 | 6.1351e-08 | 0 | 6.1351e-08 | 3.4196e-08 | 0 | 3.4196e-08 | [17 empty] | 7.3.3.17.5 (Remote Grid) Updates to grid topology to minimize risk of ignition in HFTDs Remote GridWLDFREquipment / facility failureAggregated | WLDFR | HFTD - Distribution - Tier 2 - 4QU CoRE ¦ 1QU LoRE | Red Flag Warning - Small Fires | Equipment / facility failure | Aggregated | 2032 | 0.00020954 | 772.1066 | 0.16178 | 2032 | Mitigation | 0.95 | 45 | 0 | esc | 0.00097009 | 2.0327e-07 | 0.00097009 | 2.0327e-07
[79 empty] | WLDFR | HFTD - Distribution - Zone 1 - 4QU CoRE ¦ 1QU LoRE | Non-Red Flag Warning - Large Fires | 2031 | 3.0071e-08 | 5.777 | 0.74734 | 3.238 | 1.7917 | 0 | 8.2329e-05 | 1.7372e-07 | 0 | 1.7372e-07 | 0.00016109 | 3.6207e-08 | 0 | 3.6207e-08 | 6.1351e-08 | 0 | 6.1351e-08 | 3.4196e-08 | 0 | 3.4196e-08 | [17 empty] | 7.3.3.17.5 (Remote Grid) Updates to grid topology to minimize risk of ignition in HFTDs Remote GridWLDFREquipment / facility failureAggregated | WLDFR | HFTD - Distribution - Tier 2 - 4QU CoRE ¦ 1QU LoRE | Red Flag Warning - Small Fires | Equipment / facility failure | Aggregated | 2033 | 0.00020954 | 772.1066 | 0.16178 | 2033 | Mitigation | 0.95 | 45 | 0 | esc | 0.00097009 | 2.0327e-07 | 0.00097009 | 2.0327e-07
[79 empty] | WLDFR | HFTD - Distribution - Zone 1 - 4QU CoRE ¦ 1QU LoRE | Non-Red Flag Warning - Large Fires | 2032 | 3.0071e-08 | 5.777 | 0.74734 | 3.238 | 1.7917 | 0 | 8.2329e-05 | 1.7372e-07 | 0 | 1.7372e-07 | 0.00016109 | 3.6207e-08 | 0 | 3.6207e-08 | 6.1351e-08 | 0 | 6.1351e-08 | 3.4196e-08 | 0 | 3.4196e-08 | [17 empty] | 7.3.3.17.5 (Remote Grid) Updates to grid topology to minimize risk of ignition in HFTDs Remote GridWLDFREquipment / facility failureAggregated | WLDFR | HFTD - Distribution - Tier 2 - 4QU CoRE ¦ 1QU LoRE | Red Flag Warning - Small Fires | Equipment / facility failure | Aggregated | 2034 | 0.00020954 | 772.1066 | 0.16178 | 2034 | Mitigation | 0.95 | 45 | 0 | esc | 0.00097009 | 2.0327e-07 | 0.00097009 | 2.0327e-07
[79 empty] | WLDFR | HFTD - Distribution - Zone 1 - 4QU CoRE ¦ 1QU LoRE | Non-Red Flag Warning - Large Fires | 2033 | 3.0071e-08 | 6.1205 | 0.77885 | 3.4265 | 1.9151 | 0 | 8.2329e-05 | 1.8405e-07 | 0 | 1.8405e-07 | 0.00016873 | 3.8523e-08 | 0 | 3.8523e-08 | 6.5275e-08 | 0 | 6.5275e-08 | 3.6383e-08 | 0 | 3.6383e-08 | [17 empty] | 7.3.3.17.5 (Remote Grid) Updates to grid topology to minimize risk of ignition in HFTDs Remote GridWLDFREquipment / facility failureAggregated | WLDFR | HFTD - Distribution - Tier 2 - 4QU CoRE ¦ 1QU LoRE | Red Flag Warning - Small Fires | Equipment / facility failure | Aggregated | 2035 | 0.00020954 | 772.1066 | 0.16178 | 2035 | Mitigation | 0.95 | 45 | 0 | esc | 0.00097009 | 2.0327e-07 | 0.00097009 | 2.0327e-07
[79 empty] | WLDFR | HFTD - Distribution - Zone 1 - 4QU CoRE ¦ 1QU LoRE | Non-Red Flag Warning - Large Fires | 2034 | 3.0071e-08 | 6.1205 | 0.77885 | 3.4265 | 1.9151 | 0 | 8.2329e-05 | 1.8405e-07 | 0 | 1.8405e-07 | 0.00016873 | 3.8523e-08 | 0 | 3.8523e-08 | 6.5275e-08 | 0 | 6.5275e-08 | 3.6383e-08 | 0 | 3.6383e-08 | [17 empty] | 7.3.3.17.5 (Remote Grid) Updates to grid topology to minimize risk of ignition in HFTDs Remote GridWLDFREquipment / facility failureAggregated | WLDFR | HFTD - Distribution - Tier 2 - 4QU CoRE ¦ 1QU LoRE | Red Flag Warning - Small Fires | Equipment / facility failure | Aggregated | 2036 | 0.00020954 | 772.1066 | 0.16178 | 2036 | Mitigation | 0.95 | 45 | 0 | esc | 0.00097009 | 2.0327e-07 | 0.00097009 | 2.0327e-07
[79 empty] | WLDFR | HFTD - Distribution - Zone 1 - 4QU CoRE ¦ 1QU LoRE | Non-Red Flag Warning - Large Fires | 2035 | 3.0071e-08 | 6.1205 | 0.77885 | 3.4265 | 1.9151 | 0 | 8.2329e-05 | 1.8405e-07 | 0 | 1.8405e-07 | 0.00016873 | 3.8523e-08 | 0 | 3.8523e-08 | 6.5275e-08 | 0 | 6.5275e-08 | 3.6383e-08 | 0 | 3.6383e-08 | [17 empty] | 7.3.3.17.5 (Remote Grid) Updates to grid topology to minimize risk of ignition in HFTDs Remote GridWLDFREquipment / facility failureAggregated | WLDFR | HFTD - Distribution - Tier 2 - 4QU CoRE ¦ 1QU LoRE | Red Flag Warning - Small Fires | Equipment / facility failure | Aggregated | 2037 | 0.00020954 | 772.1066 | 0.16178 | 2037 | Mitigation | 0.95 | 45 | 0 | esc | 0.00097009 | 2.0327e-07 | 0.00097009 | 2.0327e-07
[79 empty] | WLDFR | HFTD - Distribution - Zone 1 - 4QU CoRE ¦ 1QU LoRE | Non-Red Flag Warning - Large Fires | 2036 | 3.0071e-08 | 6.1205 | 0.77885 | 3.4265 | 1.9151 | 0 | 8.2329e-05 | 1.8405e-07 | 0 | 1.8405e-07 | 0.00016873 | 3.8523e-08 | 0 | 3.8523e-08 | 6.5275e-08 | 0 | 6.5275e-08 | 3.6383e-08 | 0 | 3.6383e-08 | [17 empty] | 7.3.3.17.5 (Remote Grid) Updates to grid topology to minimize risk of ignition in HFTDs Remote GridWLDFREquipment / facility failureAggregated | WLDFR | HFTD - Distribution - Tier 2 - 4QU CoRE ¦ 1QU LoRE | Red Flag Warning - Small Fires | Equipment / facility failure | Aggregated | 2038 | 0.00020954 | 772.1066 | 0.16178 | 2038 | Mitigation | 0.95 | 45 | 0 | esc | 0.00097009 | 2.0327e-07 | 0.00097009 | 2.0327e-07
[79 empty] | WLDFR | HFTD - Distribution - Zone 1 - 4QU CoRE ¦ 1QU LoRE | Non-Red Flag Warning - Large Fires | 2037 | 3.0071e-08 | 6.1205 | 0.77885 | 3.4265 | 1.9151 | 0 | 8.2329e-05 | 1.8405e-07 | 0 | 1.8405e-07 | 0.00016873 | 3.8523e-08 | 0 | 3.8523e-08 | 6.5275e-08 | 0 | 6.5275e-08 | 3.6383e-08 | 0 | 3.6383e-08 | [17 empty] | 7.3.3.17.5 (Remote Grid) Updates to grid topology to minimize risk of ignition in HFTDs Remote GridWLDFREquipment / facility failureAggregated | WLDFR | HFTD - Distribution - Tier 2 - 4QU CoRE ¦ 1QU LoRE | Red Flag Warning - Small Fires | Equipment / facility failure | Aggregated | 2039 | 0.00020954 | 772.1066 | 0.16178 | 2039 | Mitigation | 0.95 | 45 | 0 | esc | 0.00097009 | 2.0327e-07 | 0.00097009 | 2.0327e-07
[79 empty] | WLDFR | HFTD - Distribution - Zone 1 - 4QU CoRE ¦ 1QU LoRE | Non-Red Flag Warning - Large Fires | 2038 | 3.0071e-08 | 6.5028 | 0.81304 | 3.6355 | 2.0543 | 0 | 8.2329e-05 | 1.9555e-07 | 0 | 1.9555e-07 | 0.00017702 | 4.0919e-08 | 0 | 4.0919e-08 | 6.9336e-08 | 0 | 6.9336e-08 | 3.8646e-08 | 0 | 3.8646e-08 | [17 empty] | 7.3.3.17.5 (Remote Grid) Updates to grid topology to minimize risk of ignition in HFTDs Remote GridWLDFREquipment / facility failureAggregated | WLDFR | HFTD - Distribution - Tier 2 - 4QU CoRE ¦ 1QU LoRE | Red Flag Warning - Small Fires | Equipment / facility failure | Aggregated | 2040 | 0.00020954 | 772.1066 | 0.16178 | 2040 | Mitigation | 0.95 | 45 | 0 | esc | 0.00097009 | 2.0327e-07 | 0.00097009 | 2.0327e-07
[79 empty] | WLDFR | HFTD - Distribution - Zone 1 - 4QU CoRE ¦ 1QU LoRE | Non-Red Flag Warning - Large Fires | 2039 | 3.0071e-08 | 6.5028 | 0.81304 | 3.6355 | 2.0543 | 0 | 8.2329e-05 | 1.9555e-07 | 0 | 1.9555e-07 | 0.00017702 | 4.0919e-08 | 0 | 4.0919e-08 | 6.9336e-08 | 0 | 6.9336e-08 | 3.8646e-08 | 0 | 3.8646e-08 | [17 empty] | 7.3.3.17.5 (Remote Grid) Updates to grid topology to minimize risk of ignition in HFTDs Remote GridWLDFREquipment / facility failureAggregated | WLDFR | HFTD - Distribution - Tier 2 - 4QU CoRE ¦ 1QU LoRE | Red Flag Warning - Small Fires | Equipment / facility failure | Aggregated | 2041 | 0.00020954 | 772.1066 | 0.16178 | 2041 | Mitigation | 0.95 | 45 | 0 | esc | 0.00097009 | 2.0327e-07 | 0.00097009 | 2.0327e-07
[79 empty] | WLDFR | HFTD - Distribution - Zone 1 - 4QU CoRE ¦ 1QU LoRE | Non-Red Flag Warning - Large Fires | 2040 | 3.0071e-08 | 6.5028 | 0.81304 | 3.6355 | 2.0543 | 0 | 8.2329e-05 | 1.9555e-07 | 0 | 1.9555e-07 | 0.00017702 | 4.0919e-08 | 0 | 4.0919e-08 | 6.9336e-08 | 0 | 6.9336e-08 | 3.8646e-08 | 0 | 3.8646e-08 | [17 empty] | 7.3.3.17.5 (Remote Grid) Updates to grid topology to minimize risk of ignition in HFTDs Remote GridWLDFREquipment / facility failureAggregated | WLDFR | HFTD - Distribution - Tier 2 - 4QU CoRE ¦ 1QU LoRE | Red Flag Warning - Small Fires | Equipment / facility failure | Aggregated | 2042 | 0.00020954 | 772.1066 | 0.16178 | 2042 | Mitigation | 0.95 | 45 | 0 | esc | 0.00097009 | 2.0327e-07 | 0.00097009 | 2.0327e-07
[79 empty] | WLDFR | HFTD - Distribution - Zone 1 - 4QU CoRE ¦ 1QU LoRE | Non-Red Flag Warning - Large Fires | 2041 | 3.0071e-08 | 6.5028 | 0.81304 | 3.6355 | 2.0543 | 0 | 8.2329e-05 | 1.9555e-07 | 0 | 1.9555e-07 | 0.00017702 | 0 | 0 | 0 | 6.9336e-08 | 0 | 6.9336e-08 | 3.8646e-08 | 0 | 3.8646e-08 | [17 empty] | 7.3.3.17.5 (Remote Grid) Updates to grid topology to minimize risk of ignition in HFTDs Remote GridWLDFREquipment / facility failureAggregated | WLDFR | HFTD - Distribution - Tier 2 - 4QU CoRE ¦ 1QU LoRE | Red Flag Warning - Small Fires | Equipment / facility failure | Aggregated | 2043 | 0.00020954 | 772.1066 | 0.16178 | 2043 | Mitigation | 0.95 | 45 | 0 | esc | 0.00097009 | 2.0327e-07 | 0.00097009 | 2.0327e-07
[79 empty] | WLDFR | HFTD - Distribution - Zone 1 - 4QU CoRE ¦ 1QU LoRE | Non-Red Flag Warning - Large Fires | 2042 | 3.0071e-08 | 6.5028 | 0.81304 | 3.6355 | 2.0543 | 0 | 8.2329e-05 | 1.9555e-07 | 0 | 1.9555e-07 | 0.00017702 | 0 | 0 | 0 | 0 | 0 | 0 | 3.8646e-08 | 0 | 3.8646e-08 | [17 empty] | 7.3.3.17.5 (Remote Grid) Updates to grid topology to minimize risk of ignition in HFTDs Remote GridWLDFREquipment / facility failureAggregated | WLDFR | HFTD - Distribution - Tier 2 - 4QU CoRE ¦ 1QU LoRE | Red Flag Warning - Small Fires | Equipment / facility failure | Aggregated | 2044 | 0.00020954 | 772.1066 | 0.16178 | 2044 | Mitigation | 0.95 | 45 | 0 | esc | 0.00097009 | 2.0327e-07 | 0.00097009 | 2.0327e-07
[79 empty] | WLDFR | HFTD - Distribution - Zone 1 - 4QU CoRE ¦ 1QU LoRE | Non-Red Flag Warning - Large Fires | 2043 | 3.0071e-08 | 6.9209 | 0.84944 | 3.8632 | 2.2083 | 0 | 8.2329e-05 | 2.0812e-07 | 0 | 2.0812e-07 | 0.00018585 | 1.7532e-07 | 0 | 1.7532e-07 | 0 | 0 | 0 | 0 | 0 | 0 | [17 empty] | 7.3.3.17.5 (Remote Grid) Updates to grid topology to minimize risk of ignition in HFTDs Remote GridWLDFREquipment / facility failureAggregated | WLDFR | HFTD - Distribution - Tier 2 - 4QU CoRE ¦ 1QU LoRE | Red Flag Warning - Small Fires | Equipment / facility failure | Aggregated | 2045 | 0.00020954 | 772.1066 | 0.16178 | 2045 | Mitigation | 0.95 | 45 | 0 | esc | 0.00097009 | 2.0327e-07 | 0.00097009 | 2.0327e-07
[79 empty] | WLDFR | HFTD - Distribution - Zone 1 - 4QU CoRE ¦ 1QU LoRE | Non-Red Flag Warning - Large Fires | 2044 | 3.0071e-08 | 6.9209 | 0.84944 | 3.8632 | 2.2083 | 0 | 8.2329e-05 | 2.0812e-07 | 0 | 2.0812e-07 | 0.00018585 | 1.6461e-07 | 0 | 1.6461e-07 | 2.7892e-07 | 0 | 2.7892e-07 | 0 | 0 | 0 | [17 empty] | 7.3.3.17.5 (Remote Grid) Updates to grid topology to minimize risk of ignition in HFTDs Remote GridWLDFREquipment / facility failureAggregated | WLDFR | HFTD - Distribution - Tier 2 - 4QU CoRE ¦ 1QU LoRE | Red Flag Warning - Small Fires | Equipment / facility failure | Aggregated | 2046 | 0.00020954 | 772.1066 | 0.16178 | 2046 | Mitigation | 0.95 | 45 | 0 | esc | 0.00097009 | 2.0327e-07 | 0.00097009 | 2.0327e-07
[79 empty] | WLDFR | HFTD - Distribution - Zone 1 - 4QU CoRE ¦ 1QU LoRE | Non-Red Flag Warning - Large Fires | 2045 | 3.0071e-08 | 6.9209 | 0.84944 | 3.8632 | 2.2083 | 0 | 8.2329e-05 | 2.0812e-07 | 0 | 2.0812e-07 | 0.00018585 | 1.6991e-07 | 0 | 1.6991e-07 | 2.879e-07 | 0 | 2.879e-07 | 1.6047e-07 | 0 | 1.6047e-07 | [17 empty] | 7.3.3.17.5 (Remote Grid) Updates to grid topology to minimize risk of ignition in HFTDs Remote GridWLDFREquipment / facility failureAggregated | WLDFR | HFTD - Distribution - Tier 2 - 4QU CoRE ¦ 1QU LoRE | Red Flag Warning - Small Fires | Equipment / facility failure | Aggregated | 2047 | 0.00020954 | 772.1066 | 0.16178 | 2047 | Mitigation | 0.95 | 45 | 0 | esc | 0.00097009 | 2.0327e-07 | 0.00097009 | 2.0327e-07
[79 empty] | WLDFR | HFTD - Distribution - Zone 1 - 4QU CoRE ¦ 1QU LoRE | Non-Red Flag Warning - Large Fires | 2046 | 3.0071e-08 | 6.9209 | 0.84944 | 3.8632 | 2.2083 | 0 | 8.2329e-05 | 2.0812e-07 | 0 | 2.0812e-07 | 0.00018585 | 1.6991e-07 | 0 | 1.6991e-07 | 2.879e-07 | 0 | 2.879e-07 | 1.6047e-07 | 0 | 1.6047e-07 | [17 empty] | 7.3.3.17.5 (Remote Grid) Updates to grid topology to minimize risk of ignition in HFTDs Remote GridWLDFREquipment / facility failureAggregated | WLDFR | HFTD - Distribution - Tier 2 - 4QU CoRE ¦ 1QU LoRE | Red Flag Warning - Small Fires | Equipment / facility failure | Aggregated | 2048 | 0.00020954 | 772.1066 | 0.16178 | 2048 | Mitigation | 0.95 | 45 | 0 | esc | 0.00097009 | 2.0327e-07 | 0.00097009 | 2.0327e-07
[79 empty] | WLDFR | HFTD - Distribution - Zone 1 - 4QU CoRE ¦ 1QU LoRE | Non-Red Flag Warning - Large Fires | 2047 | 3.0071e-08 | 6.9209 | 0.84944 | 3.8632 | 2.2083 | 0 | 8.2329e-05 | 2.0812e-07 | 0 | 2.0812e-07 | 0.00018585 | 1.6991e-07 | 0 | 1.6991e-07 | 2.879e-07 | 0 | 2.879e-07 | 1.6047e-07 | 0 | 1.6047e-07 | [17 empty] | 7.3.3.17.5 (Remote Grid) Updates to grid topology to minimize risk of ignition in HFTDs Remote GridWLDFREquipment / facility failureAggregated | WLDFR | HFTD - Distribution - Tier 2 - 4QU CoRE ¦ 1QU LoRE | Red Flag Warning - Small Fires | Equipment / facility failure | Aggregated | 2049 | 0.00020954 | 772.1066 | 0.16178 | 2049 | Mitigation | 0.95 | 45 | 0 | esc | 0.00097009 | 2.0327e-07 | 0.00097009 | 2.0327e-07
[79 empty] | WLDFR | HFTD - Distribution - Zone 1 - 4QU CoRE ¦ 1QU LoRE | Non-Red Flag Warning - Large Fires | 2048 | 3.0071e-08 | 7.3713 | 0.88759 | 4.1075 | 2.3763 | 0 | 8.2329e-05 | 2.2167e-07 | 0 | 2.2167e-07 | 0.0001951 | 1.6991e-07 | 0 | 1.6991e-07 | 2.879e-07 | 0 | 2.879e-07 | 1.6047e-07 | 0 | 1.6047e-07 | [17 empty] | 7.3.3.17.5 (Remote Grid) Updates to grid topology to minimize risk of ignition in HFTDs Remote GridWLDFREquipment / facility failureAggregated | WLDFR | HFTD - Distribution - Tier 2 - 4QU CoRE ¦ 1QU LoRE | Red Flag Warning - Small Fires | Equipment / facility failure | Aggregated | 2050 | 0.00020954 | 772.1066 | 0.16178 | 2050 | Mitigation | 0.95 | 45 | 0 | esc | 0.00097009 | 2.0327e-07 | 0.00097009 | 2.0327e-07
[79 empty] | WLDFR | HFTD - Distribution - Zone 1 - 4QU CoRE ¦ 1QU LoRE | Non-Red Flag Warning - Large Fires | 2049 | 3.0071e-08 | 7.3713 | 0.88759 | 4.1075 | 2.3763 | 0 | 8.2329e-05 | 2.2167e-07 | 0 | 2.2167e-07 | 0.0001951 | 1.6991e-07 | 0 | 1.6991e-07 | 2.879e-07 | 0 | 2.879e-07 | 1.6047e-07 | 0 | 1.6047e-07 | [17 empty] | 7.3.3.17.5 (Remote Grid) Updates to grid topology to minimize risk of ignition in HFTDs Remote GridWLDFREquipment / facility failureAggregated | WLDFR | HFTD - Distribution - Tier 2 - 4QU CoRE ¦ 1QU LoRE | Red Flag Warning - Small Fires | Equipment / facility failure | Aggregated | 2051 | 0.00020954 | 772.1066 | 0.16178 | 2051 | Mitigation | 0.95 | 45 | 0 | esc | 0.00097009 | 2.0327e-07 | 0.00097009 | 2.0327e-07
[79 empty] | WLDFR | HFTD - Distribution - Zone 1 - 4QU CoRE ¦ 1QU LoRE | Non-Red Flag Warning - Large Fires | 2050 | 3.0071e-08 | 7.3713 | 0.88759 | 4.1075 | 2.3763 | 0 | 8.2329e-05 | 2.2167e-07 | 0 | 2.2167e-07 | 0.0001951 | 1.7667e-07 | 0 | 1.7667e-07 | 2.9935e-07 | 0 | 2.9935e-07 | 1.6685e-07 | 0 | 1.6685e-07 | [17 empty] | 7.3.3.17.5 (Remote Grid) Updates to grid topology to minimize risk of ignition in HFTDs Remote GridWLDFREquipment / facility failureAggregated | WLDFR | HFTD - Distribution - Tier 2 - 4QU CoRE ¦ 1QU LoRE | Red Flag Warning - Small Fires | Equipment / facility failure | Aggregated | 2052 | 0.00020954 | 772.1066 | 0.16178 | 2052 | Mitigation | 0.95 | 45 | 0 | esc | 0.00097009 | 2.0327e-07 | 0.00097009 | 2.0327e-07
[79 empty] | WLDFR | HFTD - Distribution - Zone 1 - 4QU CoRE ¦ 1QU LoRE | Non-Red Flag Warning - Large Fires | 2051 | 3.0071e-08 | 7.3713 | 0.88759 | 4.1075 | 2.3763 | 0 | 8.2329e-05 | 2.2167e-07 | 0 | 2.2167e-07 | 0.0001951 | 1.7667e-07 | 0 | 1.7667e-07 | 2.9935e-07 | 0 | 2.9935e-07 | 1.6685e-07 | 0 | 1.6685e-07 | [17 empty] | 7.3.3.17.5 (Remote Grid) Updates to grid topology to minimize risk of ignition in HFTDs Remote GridWLDFREquipment / facility failureAggregated | WLDFR | HFTD - Distribution - Tier 2 - 4QU CoRE ¦ 1QU LoRE | Red Flag Warning - Small Fires | Equipment / facility failure | Aggregated | 2053 | 0.00020954 | 772.1066 | 0.16178 | 2053 | Mitigation | 0.95 | 45 | 0 | esc | 0.00097009 | 2.0327e-07 | 0.00097009 | 2.0327e-07
[79 empty] | WLDFR | HFTD - Distribution - Zone 1 - 4QU CoRE ¦ 1QU LoRE | Non-Red Flag Warning - Large Fires | 2052 | 3.0071e-08 | 7.3713 | 0.88759 | 4.1075 | 2.3763 | 0 | 8.2329e-05 | 2.2167e-07 | 0 | 2.2167e-07 | 0.0001951 | 1.7667e-07 | 0 | 1.7667e-07 | 2.9935e-07 | 0 | 2.9935e-07 | 1.6685e-07 | 0 | 1.6685e-07 | [17 empty] | 7.3.3.17.5 (Remote Grid) Updates to grid topology to minimize risk of ignition in HFTDs Remote GridWLDFREquipment / facility failureAggregated | WLDFR | HFTD - Distribution - Tier 2 - 4QU CoRE ¦ 1QU LoRE | Red Flag Warning - Small Fires | Equipment / facility failure | Aggregated | 2054 | 0.00020954 | 772.1066 | 0.16178 | 2054 | Mitigation | 0.95 | 45 | 0 | esc | 0.00097009 | 2.0327e-07 | 0.00097009 | 2.0327e-07
[79 empty] | WLDFR | HFTD - Distribution - Zone 1 - 4QU CoRE ¦ 1QU LoRE | Non-Red Flag Warning - Large Fires | 2053 | 3.0071e-08 | 7.8503 | 0.92702 | 4.3664 | 2.5569 | 0 | 8.2329e-05 | 2.3607e-07 | 0 | 2.3607e-07 | 0.00020467 | 1.7667e-07 | 0 | 1.7667e-07 | 2.9935e-07 | 0 | 2.9935e-07 | 1.6685e-07 | 0 | 1.6685e-07 | [17 empty] | 7.3.3.17.5 (Remote Grid) Updates to grid topology to minimize risk of ignition in HFTDs Remote GridWLDFREquipment / facility failureAggregated | WLDFR | HFTD - Distribution - Tier 2 - 4QU CoRE ¦ 1QU LoRE | Red Flag Warning - Small Fires | Equipment / facility failure | Aggregated | 2055 | 0.00020954 | 772.1066 | 0.16178 | 2055 | Mitigation | 0.95 | 45 | 0 | esc | 0.00097009 | 2.0327e-07 | 0.00097009 | 2.0327e-07
[79 empty] | WLDFR | HFTD - Distribution - Zone 1 - 4QU CoRE ¦ 1QU LoRE | Non-Red Flag Warning - Large Fires | 2054 | 3.0071e-08 | 7.8503 | 0.92702 | 4.3664 | 2.5569 | 0 | 8.2329e-05 | 2.3607e-07 | 0 | 2.3607e-07 | 0.00020467 | 1.7667e-07 | 0 | 1.7667e-07 | 2.9935e-07 | 0 | 2.9935e-07 | 1.6685e-07 | 0 | 1.6685e-07 | [17 empty] | 7.3.3.17.5 (Remote Grid) Updates to grid topology to minimize risk of ignition in HFTDs Remote GridWLDFREquipment / facility failureAggregated | WLDFR | HFTD - Distribution - Tier 2 - 4QU CoRE ¦ 1QU LoRE | Red Flag Warning - Small Fires | Equipment / facility failure | Aggregated | 2056 | 0.00020954 | 772.1066 | 0.16178 | 2056 | Mitigation | 0.95 | 45 | 0 | esc | 0.00097009 | 2.0327e-07 | 0.00097009 | 2.0327e-07
[79 empty] | WLDFR | HFTD - Distribution - Zone 1 - 4QU CoRE ¦ 1QU LoRE | Non-Red Flag Warning - Large Fires | 2055 | 3.0071e-08 | 7.8503 | 0.92702 | 4.3664 | 2.5569 | 0 | 8.2329e-05 | 2.3607e-07 | 0 | 2.3607e-07 | 0.00020467 | 1.8428e-07 | 0 | 1.8428e-07 | 3.1226e-07 | 0 | 3.1226e-07 | 1.7405e-07 | 0 | 1.7405e-07 | [17 empty] | 7.3.3.17.5 (Remote Grid) Updates to grid topology to minimize risk of ignition in HFTDs Remote GridWLDFREquipment / facility failureAggregated | WLDFR | HFTD - Distribution - Tier 2 - 4QU CoRE ¦ 1QU LoRE | Red Flag Warning - Small Fires | Equipment / facility failure | Aggregated | 2057 | 0.00020954 | 772.1066 | 0.16178 | 2057 | Mitigation | 0.95 | 45 | 0 | esc | 0.00097009 | 2.0327e-07 | 0.00097009 | 2.0327e-07
[79 empty] | WLDFR | HFTD - Distribution - Zone 1 - 4QU CoRE ¦ 1QU LoRE | Non-Red Flag Warning - Large Fires | 2056 | 3.0071e-08 | 7.8503 | 0.92702 | 4.3664 | 2.5569 | 0 | 8.2329e-05 | 2.3607e-07 | 0 | 2.3607e-07 | 0.00020467 | 1.8428e-07 | 0 | 1.8428e-07 | 3.1226e-07 | 0 | 3.1226e-07 | 1.7405e-07 | 0 | 1.7405e-07 | [17 empty] | 7.3.3.17.5 (Remote Grid) Updates to grid topology to minimize risk of ignition in HFTDs Remote GridWLDFREquipment / facility failureAggregated | WLDFR | HFTD - Distribution - Tier 2 - 4QU CoRE ¦ 1QU LoRE | Red Flag Warning - Small Fires | Equipment / facility failure | Aggregated | 2058 | 0.00020954 | 772.1066 | 0.16178 | 2058 | Mitigation | 0.95 | 45 | 0 | esc | 0.00097009 | 2.0327e-07 | 0.00097009 | 2.0327e-07
[79 empty] | WLDFR | HFTD - Distribution - Zone 1 - 4QU CoRE ¦ 1QU LoRE | Non-Red Flag Warning - Large Fires | 2057 | 3.0071e-08 | 7.8503 | 0.92702 | 4.3664 | 2.5569 | 0 | 8.2329e-05 | 2.3607e-07 | 0 | 2.3607e-07 | 0.00020467 | 1.8428e-07 | 0 | 1.8428e-07 | 3.1226e-07 | 0 | 3.1226e-07 | 1.7405e-07 | 0 | 1.7405e-07 | [17 empty] | 7.3.3.17.5 (Remote Grid) Updates to grid topology to minimize risk of ignition in HFTDs Remote GridWLDFREquipment / facility failureAggregated | WLDFR | HFTD - Distribution - Tier 2 - 4QU CoRE ¦ 1QU LoRE | Red Flag Warning - Small Fires | Equipment / facility failure | Aggregated | 2059 | 0.00020954 | 772.1066 | 0.16178 | 2059 | Mitigation | 0.95 | 45 | 0 | esc | 0.00097009 | 2.0327e-07 | 0.00097009 | 2.0327e-07
[79 empty] | WLDFR | HFTD - Distribution - Zone 1 - 4QU CoRE ¦ 1QU LoRE | Non-Red Flag Warning - Large Fires | 2058 | 3.0071e-08 | 8.3524 | 0.96727 | 4.6367 | 2.7484 | 0 | 8.2329e-05 | 2.5117e-07 | 0 | 2.5117e-07 | 0.00021443 | 1.8428e-07 | 0 | 1.8428e-07 | 3.1226e-07 | 0 | 3.1226e-07 | 1.7405e-07 | 0 | 1.7405e-07 | [17 empty] | 7.3.3.17.5 (Remote Grid) Updates to grid topology to minimize risk of ignition in HFTDs Remote GridWLDFREquipment / facility failureAggregated | WLDFR | HFTD - Distribution - Tier 2 - 4QU CoRE ¦ 1QU LoRE | Red Flag Warning - Small Fires | Equipment / facility failure | Aggregated | 2060 | 0.00020954 | 772.1066 | 0.16178 | 2060 | Mitigation | 0.95 | 45 | 0 | esc | 0.00097009 | 2.0327e-07 | 0.00097009 | 2.0327e-07
[79 empty] | WLDFR | HFTD - Distribution - Zone 1 - 4QU CoRE ¦ 1QU LoRE | Non-Red Flag Warning - Large Fires | 2059 | 3.0071e-08 | 8.3524 | 0.96727 | 4.6367 | 2.7484 | 0 | 8.2329e-05 | 2.5117e-07 | 0 | 2.5117e-07 | 0.00021443 | 1.8428e-07 | 0 | 1.8428e-07 | 3.1226e-07 | 0 | 3.1226e-07 | 1.7405e-07 | 0 | 1.7405e-07 | [17 empty] | 7.3.3.17.5 (Remote Grid) Updates to grid topology to minimize risk of ignition in HFTDs Remote GridWLDFREquipment / facility failureAggregated | WLDFR | HFTD - Distribution - Tier 2 - 4QU CoRE ¦ 1QU LoRE | Red Flag Warning - Small Fires | Equipment / facility failure | Aggregated | 2061 | 0.00020954 | 772.1066 | 0.16178 | 2061 | Mitigation | 0.95 | 45 | 0 | esc | 0.00097009 | 2.0327e-07 | 0.00097009 | 2.0327e-07
[79 empty] | WLDFR | HFTD - Distribution - Zone 1 - 4QU CoRE ¦ 1QU LoRE | Non-Red Flag Warning - Large Fires | 2060 | 3.0071e-08 | 8.3524 | 0.96727 | 4.6367 | 2.7484 | 0 | 8.2329e-05 | 2.5117e-07 | 0 | 2.5117e-07 | 0.00021443 | 1.9268e-07 | 0 | 1.9268e-07 | 3.2649e-07 | 0 | 3.2649e-07 | 1.8198e-07 | 0 | 1.8198e-07 | [17 empty] | 7.3.3.17.5 (Remote Grid) Updates to grid topology to minimize risk of ignition in HFTDs Remote GridWLDFREquipment / facility failureAggregated | WLDFR | HFTD - Distribution - Tier 2 - 4QU CoRE ¦ 1QU LoRE | Red Flag Warning - Small Fires | Equipment / facility failure | Aggregated | 2062 | 0.00020954 | 772.1066 | 0.16178 | 2062 | Mitigation | 0.95 | 45 | 0 | esc | 0.00097009 | 2.0327e-07 | 0.00097009 | 2.0327e-07
[79 empty] | WLDFR | HFTD - Distribution - Zone 1 - 4QU CoRE ¦ 1QU LoRE | Non-Red Flag Warning - Large Fires | 2061 | 3.0071e-08 | 8.3524 | 0.96727 | 4.6367 | 2.7484 | 0 | 8.2329e-05 | 2.5117e-07 | 0 | 2.5117e-07 | 0.00021443 | 1.9268e-07 | 0 | 1.9268e-07 | 3.2649e-07 | 0 | 3.2649e-07 | 1.8198e-07 | 0 | 1.8198e-07 | [17 empty] | 7.3.3.17.5 (Remote Grid) Updates to grid topology to minimize risk of ignition in HFTDs Remote GridWLDFREquipment / facility failureAggregated | WLDFR | HFTD - Distribution - Tier 2 - 4QU CoRE ¦ 1QU LoRE | Red Flag Warning - Small Fires | Equipment / facility failure | Aggregated | 2063 | 0.00020954 | 772.1066 | 0.16178 | 2063 | Mitigation | 0.95 | 45 | 0 | esc | 0.00097009 | 2.0327e-07 | 0.00097009 | 2.0327e-07
[79 empty] | WLDFR | HFTD - Distribution - Zone 1 - 4QU CoRE ¦ 1QU LoRE | Non-Red Flag Warning - Large Fires | 2062 | 3.0071e-08 | 8.3524 | 0.96727 | 4.6367 | 2.7484 | 0 | 8.2329e-05 | 2.5117e-07 | 0 | 2.5117e-07 | 0.00021443 | 1.9268e-07 | 0 | 1.9268e-07 | 3.2649e-07 | 0 | 3.2649e-07 | 1.8198e-07 | 0 | 1.8198e-07 | [17 empty] | 7.3.3.17.5 (Remote Grid) Updates to grid topology to minimize risk of ignition in HFTDs Remote GridWLDFREquipment / facility failureAggregated | WLDFR | HFTD - Distribution - Tier 2 - 4QU CoRE ¦ 1QU LoRE | Red Flag Warning - Small Fires | Equipment / facility failure | Aggregated | 2064 | 0.00020954 | 772.1066 | 0.16178 | 2064 | Mitigation | 0.95 | 45 | 0 | esc | 0.00097009 | 2.0327e-07 | 0.00097009 | 2.0327e-07
[79 empty] | WLDFR | HFTD - Distribution - Zone 1 - 4QU CoRE ¦ 1QU LoRE | Non-Red Flag Warning - Large Fires | 2063 | 3.0071e-08 | 8.872 | 1.0079 | 4.9153 | 2.9488 | 0 | 8.2329e-05 | 2.6679e-07 | 0 | 2.6679e-07 | 0.00022427 | 1.9268e-07 | 0 | 1.9268e-07 | 3.2649e-07 | 0 | 3.2649e-07 | 1.8198e-07 | 0 | 1.8198e-07 | [17 empty] | 7.3.3.17.5 (Remote Grid) Updates to grid topology to minimize risk of ignition in HFTDs Remote GridWLDFREquipment / facility failureAggregated | WLDFR | HFTD - Distribution - Tier 2 - 4QU CoRE ¦ 1QU LoRE | Red Flag Warning - Small Fires | Equipment / facility failure | Aggregated | 2065 | 0.00020954 | 772.1066 | 0.16178 | 2065 | Mitigation | 0.95 | 45 | 0 | esc | 0.00097009 | 2.0327e-07 | 0.00097009 | 2.0327e-07
[79 empty] | WLDFR | HFTD - Distribution - Zone 1 - 4QU CoRE ¦ 1QU LoRE | Non-Red Flag Warning - Large Fires | 2064 | 3.0071e-08 | 8.872 | 1.0079 | 4.9153 | 2.9488 | 0 | 8.2329e-05 | 2.6679e-07 | 0 | 2.6679e-07 | 0.00022427 | 1.9268e-07 | 0 | 1.9268e-07 | 3.2649e-07 | 0 | 3.2649e-07 | 1.8198e-07 | 0 | 1.8198e-07 | [17 empty] | 7.3.3.17.5 (Remote Grid) Updates to grid topology to minimize risk of ignition in HFTDs Remote GridWLDFREquipment / facility failureAggregated | WLDFR | HFTD - Distribution - Tier 2 - 4QU CoRE ¦ 1QU LoRE | Red Flag Warning - Small Fires | Equipment / facility failure | Aggregated | 2066 | 0.00020954 | 772.1066 | 0.16178 | 2066 | Mitigation | 0.95 | 45 | 0 | esc | 0.00097009 | 2.0327e-07 | 0.00097009 | 2.0327e-07
[79 empty] | WLDFR | HFTD - Distribution - Zone 1 - 4QU CoRE ¦ 1QU LoRE | Non-Red Flag Warning - Large Fires | 2065 | 3.0071e-08 | 8.872 | 1.0079 | 4.9153 | 2.9488 | 0 | 8.2329e-05 | 2.6679e-07 | 0 | 2.6679e-07 | 0.00022427 | 2.0177e-07 | 0 | 2.0177e-07 | 3.4189e-07 | 0 | 3.4189e-07 | 1.9056e-07 | 0 | 1.9056e-07 | [17 empty] | 7.3.3.17.5 (Remote Grid) Updates to grid topology to minimize risk of ignition in HFTDs Remote GridWLDFREquipment / facility failureAggregated | WLDFR | HFTD - Distribution - Tier 2 - 4QU CoRE ¦ 1QU LoRE | Red Flag Warning - Small Fires | Equipment / facility failure | Aggregated | 2067 | 0.00020954 | 772.1066 | 0.16178 | 2067 | Mitigation | 0.95 | 45 | 0 | esc | 0 | 0 | 0.00097009 | 2.0327e-07
[79 empty] | WLDFR | HFTD - Distribution - Zone 1 - 4QU CoRE ¦ 1QU LoRE | Non-Red Flag Warning - Large Fires | 2066 | 3.0071e-08 | 8.872 | 1.0079 | 4.9153 | 2.9488 | 0 | 8.2329e-05 | 2.6679e-07 | 0 | 2.6679e-07 | 0.00022427 | 2.0177e-07 | 0 | 2.0177e-07 | 3.4189e-07 | 0 | 3.4189e-07 | 1.9056e-07 | 0 | 1.9056e-07 | [17 empty] | 7.3.3.17.5 (Remote Grid) Updates to grid topology to minimize risk of ignition in HFTDs Remote GridWLDFRVegetation ContactAggregated | WLDFR | HFTD - Distribution - Tier 2 - 4QU CoRE ¦ 1QU LoRE | Red Flag Warning - Small Fires | Vegetation Contact | Aggregated | 2022 | 0.0011026 | 772.1066 | 0.85131 | 2022 | Mitigation | 0.95 | 45 | 0 | esc | 0.00097009 | 1.0696e-06 | 0 | 0
[79 empty] | WLDFR | HFTD - Distribution - Zone 1 - 4QU CoRE ¦ 1QU LoRE | Non-Red Flag Warning - Small Fires | 2022 | 1.09e-05 | 0.077901 | 0.036425 | 0.0015809 | 0.039895 | 0 | 0.029843 | 8.4915e-07 | 0 | 8.4915e-07 | 4.4693e-05 | 2.0177e-07 | 0 | 2.0177e-07 | 3.4189e-07 | 0 | 3.4189e-07 | 1.9056e-07 | 0 | 1.9056e-07 | [17 empty] | 7.3.3.17.5 (Remote Grid) Updates to grid topology to minimize risk of ignition in HFTDs Remote GridWLDFRVegetation ContactAggregated | WLDFR | HFTD - Distribution - Tier 2 - 4QU CoRE ¦ 1QU LoRE | Red Flag Warning - Small Fires | Vegetation Contact | Aggregated | 2023 | 0.0011026 | 772.1066 | 0.85131 | 2023 | Mitigation | 0.95 | 45 | 0 | esc | 0.00097009 | 1.0696e-06 | 0.00097009 | 1.0696e-06
[79 empty] | WLDFR | HFTD - Distribution - Zone 1 - 4QU CoRE ¦ 1QU LoRE | Non-Red Flag Warning - Small Fires | 2023 | 1.09e-05 | 0.080408 | 0.03759 | 0.0016314 | 0.041187 | 0 | 0.029843 | 8.7648e-07 | 0 | 8.7648e-07 | 4.6326e-05 | 2.0177e-07 | 0 | 2.0177e-07 | 3.4189e-07 | 0 | 3.4189e-07 | 1.9056e-07 | 0 | 1.9056e-07 | [17 empty] | 7.3.3.17.5 (Remote Grid) Updates to grid topology to minimize risk of ignition in HFTDs Remote GridWLDFRVegetation ContactAggregated | WLDFR | HFTD - Distribution - Tier 2 - 4QU CoRE ¦ 1QU LoRE | Red Flag Warning - Small Fires | Vegetation Contact | Aggregated | 2024 | 0.0011026 | 772.1066 | 0.85131 | 2024 | Mitigation | 0.95 | 45 | 0 | esc | 0.00097009 | 1.0696e-06 | 0.00097009 | 1.0696e-06
[79 empty] | WLDFR | HFTD - Distribution - Zone 1 - 4QU CoRE ¦ 1QU LoRE | Non-Red Flag Warning - Small Fires | 2024 | 1.09e-05 | 0.080408 | 0.03759 | 0.0016314 | 0.041187 | 0 | 0.029843 | 8.7648e-07 | 0 | 8.7648e-07 | 4.6326e-05 | 2.0177e-07 | 0 | 2.0177e-07 | 3.4189e-07 | 0 | 3.4189e-07 | 1.9056e-07 | 0 | 1.9056e-07 | [17 empty] | 7.3.3.17.5 (Remote Grid) Updates to grid topology to minimize risk of ignition in HFTDs Remote GridWLDFRVegetation ContactAggregated | WLDFR | HFTD - Distribution - Tier 2 - 4QU CoRE ¦ 1QU LoRE | Red Flag Warning - Small Fires | Vegetation Contact | Aggregated | 2025 | 0.0011026 | 772.1066 | 0.85131 | 2025 | Mitigation | 0.95 | 45 | 0 | esc | 0.00097009 | 1.0696e-06 | 0.00097009 | 1.0696e-06
[79 empty] | WLDFR | HFTD - Distribution - Zone 1 - 4QU CoRE ¦ 1QU LoRE | Non-Red Flag Warning - Small Fires | 2025 | 1.09e-05 | 0.080408 | 0.03759 | 0.0016314 | 0.041187 | 0 | 0.029843 | 8.7648e-07 | 0 | 8.7648e-07 | 4.6326e-05 | 2.1146e-07 | 0 | 2.1146e-07 | 3.5831e-07 | 0 | 3.5831e-07 | 1.9971e-07 | 0 | 1.9971e-07 | [17 empty] | 7.3.3.17.5 (Remote Grid) Updates to grid topology to minimize risk of ignition in HFTDs Remote GridWLDFRVegetation ContactAggregated | WLDFR | HFTD - Distribution - Tier 2 - 4QU CoRE ¦ 1QU LoRE | Red Flag Warning - Small Fires | Vegetation Contact | Aggregated | 2026 | 0.0011026 | 772.1066 | 0.85131 | 2026 | Mitigation | 0.95 | 45 | 0 | esc | 0.00097009 | 1.0696e-06 | 0.00097009 | 1.0696e-06
[79 empty] | WLDFR | HFTD - Distribution - Zone 1 - 4QU CoRE ¦ 1QU LoRE | Non-Red Flag Warning - Small Fires | 2026 | 1.09e-05 | 0.080408 | 0.03759 | 0.0016314 | 0.041187 | 0 | 0.029843 | 8.7648e-07 | 0 | 8.7648e-07 | 4.6326e-05 | 2.1146e-07 | 0 | 2.1146e-07 | 3.5831e-07 | 0 | 3.5831e-07 | 1.9971e-07 | 0 | 1.9971e-07 | [17 empty] | 7.3.3.17.5 (Remote Grid) Updates to grid topology to minimize risk of ignition in HFTDs Remote GridWLDFRVegetation ContactAggregated | WLDFR | HFTD - Distribution - Tier 2 - 4QU CoRE ¦ 1QU LoRE | Red Flag Warning - Small Fires | Vegetation Contact | Aggregated | 2027 | 0.0011026 | 772.1066 | 0.85131 | 2027 | Mitigation | 0.95 | 45 | 0 | esc | 0.00097009 | 1.0696e-06 | 0.00097009 | 1.0696e-06
[79 empty] | WLDFR | HFTD - Distribution - Zone 1 - 4QU CoRE ¦ 1QU LoRE | Non-Red Flag Warning - Small Fires | 2027 | 1.09e-05 | 0.080408 | 0.03759 | 0.0016314 | 0.041187 | 0 | 0.029843 | 8.7648e-07 | 0 | 8.7648e-07 | 4.6326e-05 | 2.1146e-07 | 0 | 2.1146e-07 | 3.5831e-07 | 0 | 3.5831e-07 | 1.9971e-07 | 0 | 1.9971e-07 | [17 empty] | 7.3.3.17.5 (Remote Grid) Updates to grid topology to minimize risk of ignition in HFTDs Remote GridWLDFRVegetation ContactAggregated | WLDFR | HFTD - Distribution - Tier 2 - 4QU CoRE ¦ 1QU LoRE | Red Flag Warning - Small Fires | Vegetation Contact | Aggregated | 2028 | 0.0011026 | 772.1066 | 0.85131 | 2028 | Mitigation | 0.95 | 45 | 0 | esc | 0.00097009 | 1.0696e-06 | 0.00097009 | 1.0696e-06
[79 empty] | WLDFR | HFTD - Distribution - Zone 1 - 4QU CoRE ¦ 1QU LoRE | Non-Red Flag Warning - Small Fires | 2028 | 1.09e-05 | 0.083606 | 0.039055 | 0.001695 | 0.042856 | 0 | 0.029843 | 9.1134e-07 | 0 | 9.1134e-07 | 4.8382e-05 | 2.1146e-07 | 0 | 2.1146e-07 | 3.5831e-07 | 0 | 3.5831e-07 | 1.9971e-07 | 0 | 1.9971e-07 | [17 empty] | 7.3.3.17.5 (Remote Grid) Updates to grid topology to minimize risk of ignition in HFTDs Remote GridWLDFRVegetation ContactAggregated | WLDFR | HFTD - Distribution - Tier 2 - 4QU CoRE ¦ 1QU LoRE | Red Flag Warning - Small Fires | Vegetation Contact | Aggregated | 2029 | 0.0011026 | 772.1066 | 0.85131 | 2029 | Mitigation | 0.95 | 45 | 0 | esc | 0.00097009 | 1.0696e-06 | 0.00097009 | 1.0696e-06
[79 empty] | WLDFR | HFTD - Distribution - Zone 1 - 4QU CoRE ¦ 1QU LoRE | Non-Red Flag Warning - Small Fires | 2029 | 1.09e-05 | 0.083606 | 0.039055 | 0.001695 | 0.042856 | 0 | 0.029843 | 9.1134e-07 | 0 | 9.1134e-07 | 4.8382e-05 | 2.1146e-07 | 0 | 2.1146e-07 | 3.5831e-07 | 0 | 3.5831e-07 | 1.9971e-07 | 0 | 1.9971e-07 | [17 empty] | 7.3.3.17.5 (Remote Grid) Updates to grid topology to minimize risk of ignition in HFTDs Remote GridWLDFRVegetation ContactAggregated | WLDFR | HFTD - Distribution - Tier 2 - 4QU CoRE ¦ 1QU LoRE | Red Flag Warning - Small Fires | Vegetation Contact | Aggregated | 2030 | 0.0011026 | 772.1066 | 0.85131 | 2030 | Mitigation | 0.95 | 45 | 0 | esc | 0.00097009 | 1.0696e-06 | 0.00097009 | 1.0696e-06
[79 empty] | WLDFR | HFTD - Distribution - Zone 1 - 4QU CoRE ¦ 1QU LoRE | Non-Red Flag Warning - Small Fires | 2030 | 1.09e-05 | 0.083606 | 0.039055 | 0.001695 | 0.042856 | 0 | 0.029843 | 9.1134e-07 | 0 | 9.1134e-07 | 4.8382e-05 | 2.2165e-07 | 0 | 2.2165e-07 | 3.7558e-07 | 0 | 3.7558e-07 | 2.0934e-07 | 0 | 2.0934e-07 | [17 empty] | 7.3.3.17.5 (Remote Grid) Updates to grid topology to minimize risk of ignition in HFTDs Remote GridWLDFRVegetation ContactAggregated | WLDFR | HFTD - Distribution - Tier 2 - 4QU CoRE ¦ 1QU LoRE | Red Flag Warning - Small Fires | Vegetation Contact | Aggregated | 2031 | 0.0011026 | 772.1066 | 0.85131 | 2031 | Mitigation | 0.95 | 45 | 0 | esc | 0.00097009 | 1.0696e-06 | 0.00097009 | 1.0696e-06
[79 empty] | WLDFR | HFTD - Distribution - Zone 1 - 4QU CoRE ¦ 1QU LoRE | Non-Red Flag Warning - Small Fires | 2031 | 1.09e-05 | 0.083606 | 0.039055 | 0.001695 | 0.042856 | 0 | 0.029843 | 9.1134e-07 | 0 | 9.1134e-07 | 4.8382e-05 | 2.2165e-07 | 0 | 2.2165e-07 | 3.7558e-07 | 0 | 3.7558e-07 | 2.0934e-07 | 0 | 2.0934e-07 | [17 empty] | 7.3.3.17.5 (Remote Grid) Updates to grid topology to minimize risk of ignition in HFTDs Remote GridWLDFRVegetation ContactAggregated | WLDFR | HFTD - Distribution - Tier 2 - 4QU CoRE ¦ 1QU LoRE | Red Flag Warning - Small Fires | Vegetation Contact | Aggregated | 2032 | 0.0011026 | 772.1066 | 0.85131 | 2032 | Mitigation | 0.95 | 45 | 0 | esc | 0.00097009 | 1.0696e-06 | 0.00097009 | 1.0696e-06
[79 empty] | WLDFR | HFTD - Distribution - Zone 1 - 4QU CoRE ¦ 1QU LoRE | Non-Red Flag Warning - Small Fires | 2032 | 1.09e-05 | 0.083606 | 0.039055 | 0.001695 | 0.042856 | 0 | 0.029843 | 9.1134e-07 | 0 | 9.1134e-07 | 4.8382e-05 | 2.2165e-07 | 0 | 2.2165e-07 | 3.7558e-07 | 0 | 3.7558e-07 | 2.0934e-07 | 0 | 2.0934e-07 | [17 empty] | 7.3.3.17.5 (Remote Grid) Updates to grid topology to minimize risk of ignition in HFTDs Remote GridWLDFRVegetation ContactAggregated | WLDFR | HFTD - Distribution - Tier 2 - 4QU CoRE ¦ 1QU LoRE | Red Flag Warning - Small Fires | Vegetation Contact | Aggregated | 2033 | 0.0011026 | 772.1066 | 0.85131 | 2033 | Mitigation | 0.95 | 45 | 0 | esc | 0.00097009 | 1.0696e-06 | 0.00097009 | 1.0696e-06
[79 empty] | WLDFR | HFTD - Distribution - Zone 1 - 4QU CoRE ¦ 1QU LoRE | Non-Red Flag Warning - Small Fires | 2033 | 1.09e-05 | 0.087211 | 0.040679 | 0.0017655 | 0.044766 | 0 | 0.029843 | 9.5063e-07 | 0 | 9.5063e-07 | 5.0665e-05 | 2.2165e-07 | 0 | 2.2165e-07 | 3.7558e-07 | 0 | 3.7558e-07 | 2.0934e-07 | 0 | 2.0934e-07 | [17 empty] | 7.3.3.17.5 (Remote Grid) Updates to grid topology to minimize risk of ignition in HFTDs Remote GridWLDFRVegetation ContactAggregated | WLDFR | HFTD - Distribution - Tier 2 - 4QU CoRE ¦ 1QU LoRE | Red Flag Warning - Small Fires | Vegetation Contact | Aggregated | 2034 | 0.0011026 | 772.1066 | 0.85131 | 2034 | Mitigation | 0.95 | 45 | 0 | esc | 0.00097009 | 1.0696e-06 | 0.00097009 | 1.0696e-06
[79 empty] | WLDFR | HFTD - Distribution - Zone 1 - 4QU CoRE ¦ 1QU LoRE | Non-Red Flag Warning - Small Fires | 2034 | 1.09e-05 | 0.087211 | 0.040679 | 0.0017655 | 0.044766 | 0 | 0.029843 | 9.5063e-07 | 0 | 9.5063e-07 | 5.0665e-05 | 2.2165e-07 | 0 | 2.2165e-07 | 3.7558e-07 | 0 | 3.7558e-07 | 2.0934e-07 | 0 | 2.0934e-07 | [17 empty] | 7.3.3.17.5 (Remote Grid) Updates to grid topology to minimize risk of ignition in HFTDs Remote GridWLDFRVegetation ContactAggregated | WLDFR | HFTD - Distribution - Tier 2 - 4QU CoRE ¦ 1QU LoRE | Red Flag Warning - Small Fires | Vegetation Contact | Aggregated | 2035 | 0.0011026 | 772.1066 | 0.85131 | 2035 | Mitigation | 0.95 | 45 | 0 | esc | 0.00097009 | 1.0696e-06 | 0.00097009 | 1.0696e-06
[79 empty] | WLDFR | HFTD - Distribution - Zone 1 - 4QU CoRE ¦ 1QU LoRE | Non-Red Flag Warning - Small Fires | 2035 | 1.09e-05 | 0.087211 | 0.040679 | 0.0017655 | 0.044766 | 0 | 0.029843 | 9.5063e-07 | 0 | 9.5063e-07 | 5.0665e-05 | 2.3223e-07 | 0 | 2.3223e-07 | 3.9351e-07 | 0 | 3.9351e-07 | 2.1933e-07 | 0 | 2.1933e-07 | [17 empty] | 7.3.3.17.5 (Remote Grid) Updates to grid topology to minimize risk of ignition in HFTDs Remote GridWLDFRVegetation ContactAggregated | WLDFR | HFTD - Distribution - Tier 2 - 4QU CoRE ¦ 1QU LoRE | Red Flag Warning - Small Fires | Vegetation Contact | Aggregated | 2036 | 0.0011026 | 772.1066 | 0.85131 | 2036 | Mitigation | 0.95 | 45 | 0 | esc | 0.00097009 | 1.0696e-06 | 0.00097009 | 1.0696e-06
[79 empty] | WLDFR | HFTD - Distribution - Zone 1 - 4QU CoRE ¦ 1QU LoRE | Non-Red Flag Warning - Small Fires | 2036 | 1.09e-05 | 0.087211 | 0.040679 | 0.0017655 | 0.044766 | 0 | 0.029843 | 9.5063e-07 | 0 | 9.5063e-07 | 5.0665e-05 | 2.3223e-07 | 0 | 2.3223e-07 | 3.9351e-07 | 0 | 3.9351e-07 | 2.1933e-07 | 0 | 2.1933e-07 | [17 empty] | 7.3.3.17.5 (Remote Grid) Updates to grid topology to minimize risk of ignition in HFTDs Remote GridWLDFRVegetation ContactAggregated | WLDFR | HFTD - Distribution - Tier 2 - 4QU CoRE ¦ 1QU LoRE | Red Flag Warning - Small Fires | Vegetation Contact | Aggregated | 2037 | 0.0011026 | 772.1066 | 0.85131 | 2037 | Mitigation | 0.95 | 45 | 0 | esc | 0.00097009 | 1.0696e-06 | 0.00097009 | 1.0696e-06
[79 empty] | WLDFR | HFTD - Distribution - Zone 1 - 4QU CoRE ¦ 1QU LoRE | Non-Red Flag Warning - Small Fires | 2037 | 1.09e-05 | 0.087211 | 0.040679 | 0.0017655 | 0.044766 | 0 | 0.029843 | 9.5063e-07 | 0 | 9.5063e-07 | 5.0665e-05 | 2.3223e-07 | 0 | 2.3223e-07 | 3.9351e-07 | 0 | 3.9351e-07 | 2.1933e-07 | 0 | 2.1933e-07 | [17 empty] | 7.3.3.17.5 (Remote Grid) Updates to grid topology to minimize risk of ignition in HFTDs Remote GridWLDFRVegetation ContactAggregated | WLDFR | HFTD - Distribution - Tier 2 - 4QU CoRE ¦ 1QU LoRE | Red Flag Warning - Small Fires | Vegetation Contact | Aggregated | 2038 | 0.0011026 | 772.1066 | 0.85131 | 2038 | Mitigation | 0.95 | 45 | 0 | esc | 0.00097009 | 1.0696e-06 | 0.00097009 | 1.0696e-06
[79 empty] | WLDFR | HFTD - Distribution - Zone 1 - 4QU CoRE ¦ 1QU LoRE | Non-Red Flag Warning - Small Fires | 2038 | 1.09e-05 | 0.091184 | 0.042438 | 0.0018418 | 0.046905 | 0 | 0.029843 | 9.9394e-07 | 0 | 9.9394e-07 | 5.3141e-05 | 2.3223e-07 | 0 | 2.3223e-07 | 3.9351e-07 | 0 | 3.9351e-07 | 2.1933e-07 | 0 | 2.1933e-07 | [17 empty] | 7.3.3.17.5 (Remote Grid) Updates to grid topology to minimize risk of ignition in HFTDs Remote GridWLDFRVegetation ContactAggregated | WLDFR | HFTD - Distribution - Tier 2 - 4QU CoRE ¦ 1QU LoRE | Red Flag Warning - Small Fires | Vegetation Contact | Aggregated | 2039 | 0.0011026 | 772.1066 | 0.85131 | 2039 | Mitigation | 0.95 | 45 | 0 | esc | 0.00097009 | 1.0696e-06 | 0.00097009 | 1.0696e-06
[79 empty] | WLDFR | HFTD - Distribution - Zone 1 - 4QU CoRE ¦ 1QU LoRE | Non-Red Flag Warning - Small Fires | 2039 | 1.09e-05 | 0.091184 | 0.042438 | 0.0018418 | 0.046905 | 0 | 0.029843 | 9.9394e-07 | 0 | 9.9394e-07 | 5.3141e-05 | 2.3223e-07 | 0 | 2.3223e-07 | 3.9351e-07 | 0 | 3.9351e-07 | 2.1933e-07 | 0 | 2.1933e-07 | [17 empty] | 7.3.3.17.5 (Remote Grid) Updates to grid topology to minimize risk of ignition in HFTDs Remote GridWLDFRVegetation ContactAggregated | WLDFR | HFTD - Distribution - Tier 2 - 4QU CoRE ¦ 1QU LoRE | Red Flag Warning - Small Fires | Vegetation Contact | Aggregated | 2040 | 0.0011026 | 772.1066 | 0.85131 | 2040 | Mitigation | 0.95 | 45 | 0 | esc | 0.00097009 | 1.0696e-06 | 0.00097009 | 1.0696e-06
[79 empty] | WLDFR | HFTD - Distribution - Zone 1 - 4QU CoRE ¦ 1QU LoRE | Non-Red Flag Warning - Small Fires | 2040 | 1.09e-05 | 0.091184 | 0.042438 | 0.0018418 | 0.046905 | 0 | 0.029843 | 9.9394e-07 | 0 | 9.9394e-07 | 5.3141e-05 | 2.4309e-07 | 0 | 2.4309e-07 | 4.119e-07 | 0 | 4.119e-07 | 2.2958e-07 | 0 | 2.2958e-07 | [17 empty] | 7.3.3.17.5 (Remote Grid) Updates to grid topology to minimize risk of ignition in HFTDs Remote GridWLDFRVegetation ContactAggregated | WLDFR | HFTD - Distribution - Tier 2 - 4QU CoRE ¦ 1QU LoRE | Red Flag Warning - Small Fires | Vegetation Contact | Aggregated | 2041 | 0.0011026 | 772.1066 | 0.85131 | 2041 | Mitigation | 0.95 | 45 | 0 | esc | 0.00097009 | 1.0696e-06 | 0.00097009 | 1.0696e-06
[79 empty] | WLDFR | HFTD - Distribution - Zone 1 - 4QU CoRE ¦ 1QU LoRE | Non-Red Flag Warning - Small Fires | 2041 | 1.09e-05 | 0.091184 | 0.042438 | 0.0018418 | 0.046905 | 0 | 0.029843 | 9.9394e-07 | 0 | 9.9394e-07 | 5.3141e-05 | 2.4309e-07 | 0 | 2.4309e-07 | 4.119e-07 | 0 | 4.119e-07 | 2.2958e-07 | 0 | 2.2958e-07 | [17 empty] | 7.3.3.17.5 (Remote Grid) Updates to grid topology to minimize risk of ignition in HFTDs Remote GridWLDFRVegetation ContactAggregated | WLDFR | HFTD - Distribution - Tier 2 - 4QU CoRE ¦ 1QU LoRE | Red Flag Warning - Small Fires | Vegetation Contact | Aggregated | 2042 | 0.0011026 | 772.1066 | 0.85131 | 2042 | Mitigation | 0.95 | 45 | 0 | esc | 0.00097009 | 1.0696e-06 | 0.00097009 | 1.0696e-06
[79 empty] | WLDFR | HFTD - Distribution - Zone 1 - 4QU CoRE ¦ 1QU LoRE | Non-Red Flag Warning - Small Fires | 2042 | 1.09e-05 | 0.091184 | 0.042438 | 0.0018418 | 0.046905 | 0 | 0.029843 | 9.9394e-07 | 0 | 9.9394e-07 | 5.3141e-05 | 2.4309e-07 | 0 | 2.4309e-07 | 4.119e-07 | 0 | 4.119e-07 | 2.2958e-07 | 0 | 2.2958e-07 | [17 empty] | 7.3.3.17.5 (Remote Grid) Updates to grid topology to minimize risk of ignition in HFTDs Remote GridWLDFRVegetation ContactAggregated | WLDFR | HFTD - Distribution - Tier 2 - 4QU CoRE ¦ 1QU LoRE | Red Flag Warning - Small Fires | Vegetation Contact | Aggregated | 2043 | 0.0011026 | 772.1066 | 0.85131 | 2043 | Mitigation | 0.95 | 45 | 0 | esc | 0.00097009 | 1.0696e-06 | 0.00097009 | 1.0696e-06
[79 empty] | WLDFR | HFTD - Distribution - Zone 1 - 4QU CoRE ¦ 1QU LoRE | Non-Red Flag Warning - Small Fires | 2043 | 1.09e-05 | 0.095486 | 0.044306 | 0.0019228 | 0.049257 | 0 | 0.029843 | 1.0408e-06 | 0 | 1.0408e-06 | 5.5776e-05 | 0 | 0 | 0 | 4.119e-07 | 0 | 4.119e-07 | 2.2958e-07 | 0 | 2.2958e-07 | [17 empty] | 7.3.3.17.5 (Remote Grid) Updates to grid topology to minimize risk of ignition in HFTDs Remote GridWLDFRVegetation ContactAggregated | WLDFR | HFTD - Distribution - Tier 2 - 4QU CoRE ¦ 1QU LoRE | Red Flag Warning - Small Fires | Vegetation Contact | Aggregated | 2044 | 0.0011026 | 772.1066 | 0.85131 | 2044 | Mitigation | 0.95 | 45 | 0 | esc | 0.00097009 | 1.0696e-06 | 0.00097009 | 1.0696e-06
[79 empty] | WLDFR | HFTD - Distribution - Zone 1 - 4QU CoRE ¦ 1QU LoRE | Non-Red Flag Warning - Small Fires | 2044 | 1.09e-05 | 0.095486 | 0.044306 | 0.0019228 | 0.049257 | 0 | 0.029843 | 1.0408e-06 | 0 | 1.0408e-06 | 5.5776e-05 | 0 | 0 | 0 | 0 | 0 | 0 | 2.2958e-07 | 0 | 2.2958e-07 | [17 empty] | 7.3.3.17.5 (Remote Grid) Updates to grid topology to minimize risk of ignition in HFTDs Remote GridWLDFRVegetation ContactAggregated | WLDFR | HFTD - Distribution - Tier 2 - 4QU CoRE ¦ 1QU LoRE | Red Flag Warning - Small Fires | Vegetation Contact | Aggregated | 2045 | 0.0011026 | 772.1066 | 0.85131 | 2045 | Mitigation | 0.95 | 45 | 0 | esc | 0.00097009 | 1.0696e-06 | 0.00097009 | 1.0696e-06
[79 empty] | WLDFR | HFTD - Distribution - Zone 1 - 4QU CoRE ¦ 1QU LoRE | Non-Red Flag Warning - Small Fires | 2045 | 1.09e-05 | 0.095486 | 0.044306 | 0.0019228 | 0.049257 | 0 | 0.029843 | 1.0408e-06 | 0 | 1.0408e-06 | 5.5776e-05 | 1.2535e-05 | 0 | 1.2535e-05 | 0 | 0 | 0 | 0 | 0 | 0 | [17 empty] | 7.3.3.17.5 (Remote Grid) Updates to grid topology to minimize risk of ignition in HFTDs Remote GridWLDFRVegetation ContactAggregated | WLDFR | HFTD - Distribution - Tier 2 - 4QU CoRE ¦ 1QU LoRE | Red Flag Warning - Small Fires | Vegetation Contact | Aggregated | 2046 | 0.0011026 | 772.1066 | 0.85131 | 2046 | Mitigation | 0.95 | 45 | 0 | esc | 0.00097009 | 1.0696e-06 | 0.00097009 | 1.0696e-06
[79 empty] | WLDFR | HFTD - Distribution - Zone 1 - 4QU CoRE ¦ 1QU LoRE | Non-Red Flag Warning - Small Fires | 2046 | 1.09e-05 | 0.095486 | 0.044306 | 0.0019228 | 0.049257 | 0 | 0.029843 | 1.0408e-06 | 0 | 1.0408e-06 | 5.5776e-05 | 1.2095e-05 | 0 | 1.2095e-05 | 2.0495e-05 | 0 | 2.0495e-05 | 0 | 0 | 0 | [17 empty] | 7.3.3.17.5 (Remote Grid) Updates to grid topology to minimize risk of ignition in HFTDs Remote GridWLDFRVegetation ContactAggregated | WLDFR | HFTD - Distribution - Tier 2 - 4QU CoRE ¦ 1QU LoRE | Red Flag Warning - Small Fires | Vegetation Contact | Aggregated | 2047 | 0.0011026 | 772.1066 | 0.85131 | 2047 | Mitigation | 0.95 | 45 | 0 | esc | 0.00097009 | 1.0696e-06 | 0.00097009 | 1.0696e-06
[79 empty] | WLDFR | HFTD - Distribution - Zone 1 - 4QU CoRE ¦ 1QU LoRE | Non-Red Flag Warning - Small Fires | 2047 | 1.09e-05 | 0.095486 | 0.044306 | 0.0019228 | 0.049257 | 0 | 0.029843 | 1.0408e-06 | 0 | 1.0408e-06 | 5.5776e-05 | 1.2539e-05 | 0 | 1.2539e-05 | 2.1246e-05 | 0 | 2.1246e-05 | 1.1842e-05 | 0 | 1.1842e-05 | [17 empty] | 7.3.3.17.5 (Remote Grid) Updates to grid topology to minimize risk of ignition in HFTDs Remote GridWLDFRVegetation ContactAggregated | WLDFR | HFTD - Distribution - Tier 2 - 4QU CoRE ¦ 1QU LoRE | Red Flag Warning - Small Fires | Vegetation Contact | Aggregated | 2048 | 0.0011026 | 772.1066 | 0.85131 | 2048 | Mitigation | 0.95 | 45 | 0 | esc | 0.00097009 | 1.0696e-06 | 0.00097009 | 1.0696e-06
[79 empty] | WLDFR | HFTD - Distribution - Zone 1 - 4QU CoRE ¦ 1QU LoRE | Non-Red Flag Warning - Small Fires | 2048 | 1.09e-05 | 0.10007 | 0.04626 | 0.0020076 | 0.051804 | 0 | 0.029843 | 1.0908e-06 | 0 | 1.0908e-06 | 5.8536e-05 | 1.2539e-05 | 0 | 1.2539e-05 | 2.1246e-05 | 0 | 2.1246e-05 | 1.1842e-05 | 0 | 1.1842e-05 | [17 empty] | 7.3.3.17.5 (Remote Grid) Updates to grid topology to minimize risk of ignition in HFTDs Remote GridWLDFRVegetation ContactAggregated | WLDFR | HFTD - Distribution - Tier 2 - 4QU CoRE ¦ 1QU LoRE | Red Flag Warning - Small Fires | Vegetation Contact | Aggregated | 2049 | 0.0011026 | 772.1066 | 0.85131 | 2049 | Mitigation | 0.95 | 45 | 0 | esc | 0.00097009 | 1.0696e-06 | 0.00097009 | 1.0696e-06
[79 empty] | WLDFR | HFTD - Distribution - Zone 1 - 4QU CoRE ¦ 1QU LoRE | Non-Red Flag Warning - Small Fires | 2049 | 1.09e-05 | 0.10007 | 0.04626 | 0.0020076 | 0.051804 | 0 | 0.029843 | 1.0908e-06 | 0 | 1.0908e-06 | 5.8536e-05 | 1.2539e-05 | 0 | 1.2539e-05 | 2.1246e-05 | 0 | 2.1246e-05 | 1.1842e-05 | 0 | 1.1842e-05 | [17 empty] | 7.3.3.17.5 (Remote Grid) Updates to grid topology to minimize risk of ignition in HFTDs Remote GridWLDFRVegetation ContactAggregated | WLDFR | HFTD - Distribution - Tier 2 - 4QU CoRE ¦ 1QU LoRE | Red Flag Warning - Small Fires | Vegetation Contact | Aggregated | 2050 | 0.0011026 | 772.1066 | 0.85131 | 2050 | Mitigation | 0.95 | 45 | 0 | esc | 0.00097009 | 1.0696e-06 | 0.00097009 | 1.0696e-06
[79 empty] | WLDFR | HFTD - Distribution - Zone 1 - 4QU CoRE ¦ 1QU LoRE | Non-Red Flag Warning - Small Fires | 2050 | 1.09e-05 | 0.10007 | 0.04626 | 0.0020076 | 0.051804 | 0 | 0.029843 | 1.0908e-06 | 0 | 1.0908e-06 | 5.8536e-05 | 1.2539e-05 | 0 | 1.2539e-05 | 2.1246e-05 | 0 | 2.1246e-05 | 1.1842e-05 | 0 | 1.1842e-05 | [17 empty] | 7.3.3.17.5 (Remote Grid) Updates to grid topology to minimize risk of ignition in HFTDs Remote GridWLDFRVegetation ContactAggregated | WLDFR | HFTD - Distribution - Tier 2 - 4QU CoRE ¦ 1QU LoRE | Red Flag Warning - Small Fires | Vegetation Contact | Aggregated | 2051 | 0.0011026 | 772.1066 | 0.85131 | 2051 | Mitigation | 0.95 | 45 | 0 | esc | 0.00097009 | 1.0696e-06 | 0.00097009 | 1.0696e-06
[79 empty] | WLDFR | HFTD - Distribution - Zone 1 - 4QU CoRE ¦ 1QU LoRE | Non-Red Flag Warning - Small Fires | 2051 | 1.09e-05 | 0.10007 | 0.04626 | 0.0020076 | 0.051804 | 0 | 0.029843 | 1.0908e-06 | 0 | 1.0908e-06 | 5.8536e-05 | 1.2539e-05 | 0 | 1.2539e-05 | 2.1246e-05 | 0 | 2.1246e-05 | 1.1842e-05 | 0 | 1.1842e-05 | [17 empty] | 7.3.3.17.5 (Remote Grid) Updates to grid topology to minimize risk of ignition in HFTDs Remote GridWLDFRVegetation ContactAggregated | WLDFR | HFTD - Distribution - Tier 2 - 4QU CoRE ¦ 1QU LoRE | Red Flag Warning - Small Fires | Vegetation Contact | Aggregated | 2052 | 0.0011026 | 772.1066 | 0.85131 | 2052 | Mitigation | 0.95 | 45 | 0 | esc | 0.00097009 | 1.0696e-06 | 0.00097009 | 1.0696e-06
[79 empty] | WLDFR | HFTD - Distribution - Zone 1 - 4QU CoRE ¦ 1QU LoRE | Non-Red Flag Warning - Small Fires | 2052 | 1.09e-05 | 0.10007 | 0.04626 | 0.0020076 | 0.051804 | 0 | 0.029843 | 1.0908e-06 | 0 | 1.0908e-06 | 5.8536e-05 | 1.3097e-05 | 0 | 1.3097e-05 | 2.2193e-05 | 0 | 2.2193e-05 | 1.237e-05 | 0 | 1.237e-05 | [17 empty] | 7.3.3.17.5 (Remote Grid) Updates to grid topology to minimize risk of ignition in HFTDs Remote GridWLDFRVegetation ContactAggregated | WLDFR | HFTD - Distribution - Tier 2 - 4QU CoRE ¦ 1QU LoRE | Red Flag Warning - Small Fires | Vegetation Contact | Aggregated | 2053 | 0.0011026 | 772.1066 | 0.85131 | 2053 | Mitigation | 0.95 | 45 | 0 | esc | 0.00097009 | 1.0696e-06 | 0.00097009 | 1.0696e-06
[79 empty] | WLDFR | HFTD - Distribution - Zone 1 - 4QU CoRE ¦ 1QU LoRE | Non-Red Flag Warning - Small Fires | 2053 | 1.09e-05 | 0.10489 | 0.048274 | 0.002095 | 0.054525 | 0 | 0.029843 | 1.1434e-06 | 0 | 1.1434e-06 | 6.1385e-05 | 1.3097e-05 | 0 | 1.3097e-05 | 2.2193e-05 | 0 | 2.2193e-05 | 1.237e-05 | 0 | 1.237e-05 | [17 empty] | 7.3.3.17.5 (Remote Grid) Updates to grid topology to minimize risk of ignition in HFTDs Remote GridWLDFRVegetation ContactAggregated | WLDFR | HFTD - Distribution - Tier 2 - 4QU CoRE ¦ 1QU LoRE | Red Flag Warning - Small Fires | Vegetation Contact | Aggregated | 2054 | 0.0011026 | 772.1066 | 0.85131 | 2054 | Mitigation | 0.95 | 45 | 0 | esc | 0.00097009 | 1.0696e-06 | 0.00097009 | 1.0696e-06
[79 empty] | WLDFR | HFTD - Distribution - Zone 1 - 4QU CoRE ¦ 1QU LoRE | Non-Red Flag Warning - Small Fires | 2054 | 1.09e-05 | 0.10489 | 0.048274 | 0.002095 | 0.054525 | 0 | 0.029843 | 1.1434e-06 | 0 | 1.1434e-06 | 6.1385e-05 | 1.3097e-05 | 0 | 1.3097e-05 | 2.2193e-05 | 0 | 2.2193e-05 | 1.237e-05 | 0 | 1.237e-05 | [17 empty] | 7.3.3.17.5 (Remote Grid) Updates to grid topology to minimize risk of ignition in HFTDs Remote GridWLDFRVegetation ContactAggregated | WLDFR | HFTD - Distribution - Tier 2 - 4QU CoRE ¦ 1QU LoRE | Red Flag Warning - Small Fires | Vegetation Contact | Aggregated | 2055 | 0.0011026 | 772.1066 | 0.85131 | 2055 | Mitigation | 0.95 | 45 | 0 | esc | 0.00097009 | 1.0696e-06 | 0.00097009 | 1.0696e-06
[79 empty] | WLDFR | HFTD - Distribution - Zone 1 - 4QU CoRE ¦ 1QU LoRE | Non-Red Flag Warning - Small Fires | 2055 | 1.09e-05 | 0.10489 | 0.048274 | 0.002095 | 0.054525 | 0 | 0.029843 | 1.1434e-06 | 0 | 1.1434e-06 | 6.1385e-05 | 1.3097e-05 | 0 | 1.3097e-05 | 2.2193e-05 | 0 | 2.2193e-05 | 1.237e-05 | 0 | 1.237e-05 | [17 empty] | 7.3.3.17.5 (Remote Grid) Updates to grid topology to minimize risk of ignition in HFTDs Remote GridWLDFRVegetation ContactAggregated | WLDFR | HFTD - Distribution - Tier 2 - 4QU CoRE ¦ 1QU LoRE | Red Flag Warning - Small Fires | Vegetation Contact | Aggregated | 2056 | 0.0011026 | 772.1066 | 0.85131 | 2056 | Mitigation | 0.95 | 45 | 0 | esc | 0.00097009 | 1.0696e-06 | 0.00097009 | 1.0696e-06
[79 empty] | WLDFR | HFTD - Distribution - Zone 1 - 4QU CoRE ¦ 1QU LoRE | Non-Red Flag Warning - Small Fires | 2056 | 1.09e-05 | 0.10489 | 0.048274 | 0.002095 | 0.054525 | 0 | 0.029843 | 1.1434e-06 | 0 | 1.1434e-06 | 6.1385e-05 | 1.3097e-05 | 0 | 1.3097e-05 | 2.2193e-05 | 0 | 2.2193e-05 | 1.237e-05 | 0 | 1.237e-05 | [17 empty] | 7.3.3.17.5 (Remote Grid) Updates to grid topology to minimize risk of ignition in HFTDs Remote GridWLDFRVegetation ContactAggregated | WLDFR | HFTD - Distribution - Tier 2 - 4QU CoRE ¦ 1QU LoRE | Red Flag Warning - Small Fires | Vegetation Contact | Aggregated | 2057 | 0.0011026 | 772.1066 | 0.85131 | 2057 | Mitigation | 0.95 | 45 | 0 | esc | 0.00097009 | 1.0696e-06 | 0.00097009 | 1.0696e-06
[79 empty] | WLDFR | HFTD - Distribution - Zone 1 - 4QU CoRE ¦ 1QU LoRE | Non-Red Flag Warning - Small Fires | 2057 | 1.09e-05 | 0.10489 | 0.048274 | 0.002095 | 0.054525 | 0 | 0.029843 | 1.1434e-06 | 0 | 1.1434e-06 | 6.1385e-05 | 1.3718e-05 | 0 | 1.3718e-05 | 2.3245e-05 | 0 | 2.3245e-05 | 1.2956e-05 | 0 | 1.2956e-05 | [17 empty] | 7.3.3.17.5 (Remote Grid) Updates to grid topology to minimize risk of ignition in HFTDs Remote GridWLDFRVegetation ContactAggregated | WLDFR | HFTD - Distribution - Tier 2 - 4QU CoRE ¦ 1QU LoRE | Red Flag Warning - Small Fires | Vegetation Contact | Aggregated | 2058 | 0.0011026 | 772.1066 | 0.85131 | 2058 | Mitigation | 0.95 | 45 | 0 | esc | 0.00097009 | 1.0696e-06 | 0.00097009 | 1.0696e-06
[79 empty] | WLDFR | HFTD - Distribution - Zone 1 - 4QU CoRE ¦ 1QU LoRE | Non-Red Flag Warning - Small Fires | 2058 | 1.09e-05 | 0.1099 | 0.050325 | 0.0021839 | 0.057393 | 0 | 0.029843 | 1.198e-06 | 0 | 1.198e-06 | 6.429e-05 | 1.3718e-05 | 0 | 1.3718e-05 | 2.3245e-05 | 0 | 2.3245e-05 | 1.2956e-05 | 0 | 1.2956e-05 | [17 empty] | 7.3.3.17.5 (Remote Grid) Updates to grid topology to minimize risk of ignition in HFTDs Remote GridWLDFRVegetation ContactAggregated | WLDFR | HFTD - Distribution - Tier 2 - 4QU CoRE ¦ 1QU LoRE | Red Flag Warning - Small Fires | Vegetation Contact | Aggregated | 2059 | 0.0011026 | 772.1066 | 0.85131 | 2059 | Mitigation | 0.95 | 45 | 0 | esc | 0.00097009 | 1.0696e-06 | 0.00097009 | 1.0696e-06
[79 empty] | WLDFR | HFTD - Distribution - Zone 1 - 4QU CoRE ¦ 1QU LoRE | Non-Red Flag Warning - Small Fires | 2059 | 1.09e-05 | 0.1099 | 0.050325 | 0.0021839 | 0.057393 | 0 | 0.029843 | 1.198e-06 | 0 | 1.198e-06 | 6.429e-05 | 1.3718e-05 | 0 | 1.3718e-05 | 2.3245e-05 | 0 | 2.3245e-05 | 1.2956e-05 | 0 | 1.2956e-05 | [17 empty] | 7.3.3.17.5 (Remote Grid) Updates to grid topology to minimize risk of ignition in HFTDs Remote GridWLDFRVegetation ContactAggregated | WLDFR | HFTD - Distribution - Tier 2 - 4QU CoRE ¦ 1QU LoRE | Red Flag Warning - Small Fires | Vegetation Contact | Aggregated | 2060 | 0.0011026 | 772.1066 | 0.85131 | 2060 | Mitigation | 0.95 | 45 | 0 | esc | 0.00097009 | 1.0696e-06 | 0.00097009 | 1.0696e-06
[79 empty] | WLDFR | HFTD - Distribution - Zone 1 - 4QU CoRE ¦ 1QU LoRE | Non-Red Flag Warning - Small Fires | 2060 | 1.09e-05 | 0.1099 | 0.050325 | 0.0021839 | 0.057393 | 0 | 0.029843 | 1.198e-06 | 0 | 1.198e-06 | 6.429e-05 | 1.3718e-05 | 0 | 1.3718e-05 | 2.3245e-05 | 0 | 2.3245e-05 | 1.2956e-05 | 0 | 1.2956e-05 | [17 empty] | 7.3.3.17.5 (Remote Grid) Updates to grid topology to minimize risk of ignition in HFTDs Remote GridWLDFRVegetation ContactAggregated | WLDFR | HFTD - Distribution - Tier 2 - 4QU CoRE ¦ 1QU LoRE | Red Flag Warning - Small Fires | Vegetation Contact | Aggregated | 2061 | 0.0011026 | 772.1066 | 0.85131 | 2061 | Mitigation | 0.95 | 45 | 0 | esc | 0.00097009 | 1.0696e-06 | 0.00097009 | 1.0696e-06
[79 empty] | WLDFR | HFTD - Distribution - Zone 1 - 4QU CoRE ¦ 1QU LoRE | Non-Red Flag Warning - Small Fires | 2061 | 1.09e-05 | 0.1099 | 0.050325 | 0.0021839 | 0.057393 | 0 | 0.029843 | 1.198e-06 | 0 | 1.198e-06 | 6.429e-05 | 1.3718e-05 | 0 | 1.3718e-05 | 2.3245e-05 | 0 | 2.3245e-05 | 1.2956e-05 | 0 | 1.2956e-05 | [17 empty] | 7.3.3.17.5 (Remote Grid) Updates to grid topology to minimize risk of ignition in HFTDs Remote GridWLDFRVegetation ContactAggregated | WLDFR | HFTD - Distribution - Tier 2 - 4QU CoRE ¦ 1QU LoRE | Red Flag Warning - Small Fires | Vegetation Contact | Aggregated | 2062 | 0.0011026 | 772.1066 | 0.85131 | 2062 | Mitigation | 0.95 | 45 | 0 | esc | 0.00097009 | 1.0696e-06 | 0.00097009 | 1.0696e-06
[79 empty] | WLDFR | HFTD - Distribution - Zone 1 - 4QU CoRE ¦ 1QU LoRE | Non-Red Flag Warning - Small Fires | 2062 | 1.09e-05 | 0.1099 | 0.050325 | 0.0021839 | 0.057393 | 0 | 0.029843 | 1.198e-06 | 0 | 1.198e-06 | 6.429e-05 | 1.4392e-05 | 0 | 1.4392e-05 | 2.4387e-05 | 0 | 2.4387e-05 | 1.3593e-05 | 0 | 1.3593e-05 | [17 empty] | 7.3.3.17.5 (Remote Grid) Updates to grid topology to minimize risk of ignition in HFTDs Remote GridWLDFRVegetation ContactAggregated | WLDFR | HFTD - Distribution - Tier 2 - 4QU CoRE ¦ 1QU LoRE | Red Flag Warning - Small Fires | Vegetation Contact | Aggregated | 2063 | 0.0011026 | 772.1066 | 0.85131 | 2063 | Mitigation | 0.95 | 45 | 0 | esc | 0.00097009 | 1.0696e-06 | 0.00097009 | 1.0696e-06
[79 empty] | WLDFR | HFTD - Distribution - Zone 1 - 4QU CoRE ¦ 1QU LoRE | Non-Red Flag Warning - Small Fires | 2063 | 1.09e-05 | 0.11504 | 0.052388 | 0.0022734 | 0.060377 | 0 | 0.029843 | 1.254e-06 | 0 | 1.254e-06 | 6.7215e-05 | 1.4392e-05 | 0 | 1.4392e-05 | 2.4387e-05 | 0 | 2.4387e-05 | 1.3593e-05 | 0 | 1.3593e-05 | [17 empty] | 7.3.3.17.5 (Remote Grid) Updates to grid topology to minimize risk of ignition in HFTDs Remote GridWLDFRVegetation ContactAggregated | WLDFR | HFTD - Distribution - Tier 2 - 4QU CoRE ¦ 1QU LoRE | Red Flag Warning - Small Fires | Vegetation Contact | Aggregated | 2064 | 0.0011026 | 772.1066 | 0.85131 | 2064 | Mitigation | 0.95 | 45 | 0 | esc | 0.00097009 | 1.0696e-06 | 0.00097009 | 1.0696e-06
[79 empty] | WLDFR | HFTD - Distribution - Zone 1 - 4QU CoRE ¦ 1QU LoRE | Non-Red Flag Warning - Small Fires | 2064 | 1.09e-05 | 0.11504 | 0.052388 | 0.0022734 | 0.060377 | 0 | 0.029843 | 1.254e-06 | 0 | 1.254e-06 | 6.7215e-05 | 1.4392e-05 | 0 | 1.4392e-05 | 2.4387e-05 | 0 | 2.4387e-05 | 1.3593e-05 | 0 | 1.3593e-05 | [17 empty] | 7.3.3.17.5 (Remote Grid) Updates to grid topology to minimize risk of ignition in HFTDs Remote GridWLDFRVegetation ContactAggregated | WLDFR | HFTD - Distribution - Tier 2 - 4QU CoRE ¦ 1QU LoRE | Red Flag Warning - Small Fires | Vegetation Contact | Aggregated | 2065 | 0.0011026 | 772.1066 | 0.85131 | 2065 | Mitigation | 0.95 | 45 | 0 | esc | 0.00097009 | 1.0696e-06 | 0.00097009 | 1.0696e-06
[79 empty] | WLDFR | HFTD - Distribution - Zone 1 - 4QU CoRE ¦ 1QU LoRE | Non-Red Flag Warning - Small Fires | 2065 | 1.09e-05 | 0.11504 | 0.052388 | 0.0022734 | 0.060377 | 0 | 0.029843 | 1.254e-06 | 0 | 1.254e-06 | 6.7215e-05 | 1.4392e-05 | 0 | 1.4392e-05 | 2.4387e-05 | 0 | 2.4387e-05 | 1.3593e-05 | 0 | 1.3593e-05 | [17 empty] | 7.3.3.17.5 (Remote Grid) Updates to grid topology to minimize risk of ignition in HFTDs Remote GridWLDFRVegetation ContactAggregated | WLDFR | HFTD - Distribution - Tier 2 - 4QU CoRE ¦ 1QU LoRE | Red Flag Warning - Small Fires | Vegetation Contact | Aggregated | 2066 | 0.0011026 | 772.1066 | 0.85131 | 2066 | Mitigation | 0.95 | 45 | 0 | esc | 0.00097009 | 1.0696e-06 | 0.00097009 | 1.0696e-06
[79 empty] | WLDFR | HFTD - Distribution - Zone 1 - 4QU CoRE ¦ 1QU LoRE | Non-Red Flag Warning - Small Fires | 2066 | 1.09e-05 | 0.11504 | 0.052388 | 0.0022734 | 0.060377 | 0 | 0.029843 | 1.254e-06 | 0 | 1.254e-06 | 6.7215e-05 | 1.4392e-05 | 0 | 1.4392e-05 | 2.4387e-05 | 0 | 2.4387e-05 | 1.3593e-05 | 0 | 1.3593e-05 | [17 empty] | 7.3.3.17.5 (Remote Grid) Updates to grid topology to minimize risk of ignition in HFTDs Remote GridWLDFRVegetation ContactAggregated | WLDFR | HFTD - Distribution - Tier 2 - 4QU CoRE ¦ 1QU LoRE | Red Flag Warning - Small Fires | Vegetation Contact | Aggregated | 2067 | 0.0011026 | 772.1066 | 0.85131 | 2067 | Mitigation | 0.95 | 45 | 0 | esc | 0 | 0 | 0.00097009 | 1.0696e-06
[79 empty] | WLDFR | HFTD - Distribution - Zone 1 - 4QU CoRE ¦ 1QU LoRE | Red Flag Warning - Catastrophic Fires | 2022 | 1.0427e-08 | 14146.1306 | 222.2294 | 8585.7228 | 5338.1784 | 0 | 2.8546e-05 | 0.0001475 | 0 | 0.0001475 | 1.7137e-07 | 1.511e-05 | 0 | 1.511e-05 | 2.5603e-05 | 0 | 2.5603e-05 | 1.4271e-05 | 0 | 1.4271e-05 | [17 empty] | 7.3.3.17.5 (Remote Grid) Updates to grid topology to minimize risk of ignition in HFTDs Remote GridWLDFRWire-to-wire contactAggregated | WLDFR | HFTD - Distribution - Tier 2 - 4QU CoRE ¦ 1QU LoRE | Red Flag Warning - Small Fires | Wire-to-wire contact | Aggregated | 2022 | 2.557e-05 | 772.1066 | 0.019742 | 2022 | Mitigation | 0.95 | 45 | 0 | esc | 0.00097009 | 2.4805e-08 | 0 | 0
[79 empty] | WLDFR | HFTD - Distribution - Zone 1 - 4QU CoRE ¦ 1QU LoRE | Red Flag Warning - Catastrophic Fires | 2023 | 1.0427e-08 | 14664.6376 | 233.2301 | 8896.516 | 5534.8915 | 0 | 2.8546e-05 | 0.0001529 | 0 | 0.0001529 | 1.7904e-07 | 1.511e-05 | 0 | 1.511e-05 | 2.5603e-05 | 0 | 2.5603e-05 | 1.4271e-05 | 0 | 1.4271e-05 | [17 empty] | 7.3.3.17.5 (Remote Grid) Updates to grid topology to minimize risk of ignition in HFTDs Remote GridWLDFRWire-to-wire contactAggregated | WLDFR | HFTD - Distribution - Tier 2 - 4QU CoRE ¦ 1QU LoRE | Red Flag Warning - Small Fires | Wire-to-wire contact | Aggregated | 2023 | 2.557e-05 | 772.1066 | 0.019742 | 2023 | Mitigation | 0.95 | 45 | 0 | esc | 0.00097009 | 2.4805e-08 | 0.00097009 | 2.4805e-08
[79 empty] | WLDFR | HFTD - Distribution - Zone 1 - 4QU CoRE ¦ 1QU LoRE | Red Flag Warning - Catastrophic Fires | 2024 | 1.0427e-08 | 14664.6376 | 233.2301 | 8896.516 | 5534.8915 | 0 | 2.8546e-05 | 0.0001529 | 0 | 0.0001529 | 1.7904e-07 | 1.511e-05 | 0 | 1.511e-05 | 2.5603e-05 | 0 | 2.5603e-05 | 1.4271e-05 | 0 | 1.4271e-05 | [17 empty] | 7.3.3.17.5 (Remote Grid) Updates to grid topology to minimize risk of ignition in HFTDs Remote GridWLDFRWire-to-wire contactAggregated | WLDFR | HFTD - Distribution - Tier 2 - 4QU CoRE ¦ 1QU LoRE | Red Flag Warning - Small Fires | Wire-to-wire contact | Aggregated | 2024 | 2.557e-05 | 772.1066 | 0.019742 | 2024 | Mitigation | 0.95 | 45 | 0 | esc | 0.00097009 | 2.4805e-08 | 0.00097009 | 2.4805e-08
[79 empty] | WLDFR | HFTD - Distribution - Zone 1 - 4QU CoRE ¦ 1QU LoRE | Red Flag Warning - Catastrophic Fires | 2025 | 1.0427e-08 | 14664.6376 | 233.2301 | 8896.516 | 5534.8915 | 0 | 2.8546e-05 | 0.0001529 | 0 | 0.0001529 | 1.7904e-07 | 1.511e-05 | 0 | 1.511e-05 | 2.5603e-05 | 0 | 2.5603e-05 | 1.4271e-05 | 0 | 1.4271e-05 | [17 empty] | 7.3.3.17.5 (Remote Grid) Updates to grid topology to minimize risk of ignition in HFTDs Remote GridWLDFRWire-to-wire contactAggregated | WLDFR | HFTD - Distribution - Tier 2 - 4QU CoRE ¦ 1QU LoRE | Red Flag Warning - Small Fires | Wire-to-wire contact | Aggregated | 2025 | 2.557e-05 | 772.1066 | 0.019742 | 2025 | Mitigation | 0.95 | 45 | 0 | esc | 0.00097009 | 2.4805e-08 | 0.00097009 | 2.4805e-08
[79 empty] | WLDFR | HFTD - Distribution - Zone 1 - 4QU CoRE ¦ 1QU LoRE | Red Flag Warning - Catastrophic Fires | 2026 | 1.0427e-08 | 14664.6376 | 233.2301 | 8896.516 | 5534.8915 | 0 | 2.8546e-05 | 0.0001529 | 0 | 0.0001529 | 1.7904e-07 | 1.511e-05 | 0 | 1.511e-05 | 2.5603e-05 | 0 | 2.5603e-05 | 1.4271e-05 | 0 | 1.4271e-05 | [17 empty] | 7.3.3.17.5 (Remote Grid) Updates to grid topology to minimize risk of ignition in HFTDs Remote GridWLDFRWire-to-wire contactAggregated | WLDFR | HFTD - Distribution - Tier 2 - 4QU CoRE ¦ 1QU LoRE | Red Flag Warning - Small Fires | Wire-to-wire contact | Aggregated | 2026 | 2.557e-05 | 772.1066 | 0.019742 | 2026 | Mitigation | 0.95 | 45 | 0 | esc | 0.00097009 | 2.4805e-08 | 0.00097009 | 2.4805e-08
[79 empty] | WLDFR | HFTD - Distribution - Zone 1 - 4QU CoRE ¦ 1QU LoRE | Red Flag Warning - Catastrophic Fires | 2027 | 1.0427e-08 | 14664.6376 | 233.2301 | 8896.516 | 5534.8915 | 0 | 2.8546e-05 | 0.0001529 | 0 | 0.0001529 | 1.7904e-07 | 1.5863e-05 | 0 | 1.5863e-05 | 2.6879e-05 | 0 | 2.6879e-05 | 1.4982e-05 | 0 | 1.4982e-05 | [17 empty] | 7.3.3.17.5 (Remote Grid) Updates to grid topology to minimize risk of ignition in HFTDs Remote GridWLDFRWire-to-wire contactAggregated | WLDFR | HFTD - Distribution - Tier 2 - 4QU CoRE ¦ 1QU LoRE | Red Flag Warning - Small Fires | Wire-to-wire contact | Aggregated | 2027 | 2.557e-05 | 772.1066 | 0.019742 | 2027 | Mitigation | 0.95 | 45 | 0 | esc | 0.00097009 | 2.4805e-08 | 0.00097009 | 2.4805e-08
[79 empty] | WLDFR | HFTD - Distribution - Zone 1 - 4QU CoRE ¦ 1QU LoRE | Red Flag Warning - Catastrophic Fires | 2028 | 1.0427e-08 | 15317.9909 | 247.273 | 9287.6491 | 5783.0689 | 0 | 2.8546e-05 | 0.00015971 | 0 | 0.00015971 | 1.8891e-07 | 1.5863e-05 | 0 | 1.5863e-05 | 2.6879e-05 | 0 | 2.6879e-05 | 1.4982e-05 | 0 | 1.4982e-05 | [17 empty] | 7.3.3.17.5 (Remote Grid) Updates to grid topology to minimize risk of ignition in HFTDs Remote GridWLDFRWire-to-wire contactAggregated | WLDFR | HFTD - Distribution - Tier 2 - 4QU CoRE ¦ 1QU LoRE | Red Flag Warning - Small Fires | Wire-to-wire contact | Aggregated | 2028 | 2.557e-05 | 772.1066 | 0.019742 | 2028 | Mitigation | 0.95 | 45 | 0 | esc | 0.00097009 | 2.4805e-08 | 0.00097009 | 2.4805e-08
[79 empty] | WLDFR | HFTD - Distribution - Zone 1 - 4QU CoRE ¦ 1QU LoRE | Red Flag Warning - Catastrophic Fires | 2029 | 1.0427e-08 | 15317.9909 | 247.273 | 9287.6491 | 5783.0689 | 0 | 2.8546e-05 | 0.00015971 | 0 | 0.00015971 | 1.8891e-07 | 1.5863e-05 | 0 | 1.5863e-05 | 2.6879e-05 | 0 | 2.6879e-05 | 1.4982e-05 | 0 | 1.4982e-05 | [17 empty] | 7.3.3.17.5 (Remote Grid) Updates to grid topology to minimize risk of ignition in HFTDs Remote GridWLDFRWire-to-wire contactAggregated | WLDFR | HFTD - Distribution - Tier 2 - 4QU CoRE ¦ 1QU LoRE | Red Flag Warning - Small Fires | Wire-to-wire contact | Aggregated | 2029 | 2.557e-05 | 772.1066 | 0.019742 | 2029 | Mitigation | 0.95 | 45 | 0 | esc | 0.00097009 | 2.4805e-08 | 0.00097009 | 2.4805e-08
[79 empty] | WLDFR | HFTD - Distribution - Zone 1 - 4QU CoRE ¦ 1QU LoRE | Red Flag Warning - Catastrophic Fires | 2030 | 1.0427e-08 | 15317.9909 | 247.273 | 9287.6491 | 5783.0689 | 0 | 2.8546e-05 | 0.00015971 | 0 | 0.00015971 | 1.8891e-07 | 1.5863e-05 | 0 | 1.5863e-05 | 2.6879e-05 | 0 | 2.6879e-05 | 1.4982e-05 | 0 | 1.4982e-05 | [17 empty] | 7.3.3.17.5 (Remote Grid) Updates to grid topology to minimize risk of ignition in HFTDs Remote GridWLDFRWire-to-wire contactAggregated | WLDFR | HFTD - Distribution - Tier 2 - 4QU CoRE ¦ 1QU LoRE | Red Flag Warning - Small Fires | Wire-to-wire contact | Aggregated | 2030 | 2.557e-05 | 772.1066 | 0.019742 | 2030 | Mitigation | 0.95 | 45 | 0 | esc | 0.00097009 | 2.4805e-08 | 0.00097009 | 2.4805e-08
[79 empty] | WLDFR | HFTD - Distribution - Zone 1 - 4QU CoRE ¦ 1QU LoRE | Red Flag Warning - Catastrophic Fires | 2031 | 1.0427e-08 | 15317.9909 | 247.273 | 9287.6491 | 5783.0689 | 0 | 2.8546e-05 | 0.00015971 | 0 | 0.00015971 | 1.8891e-07 | 1.5863e-05 | 0 | 1.5863e-05 | 2.6879e-05 | 0 | 2.6879e-05 | 1.4982e-05 | 0 | 1.4982e-05 | [17 empty] | 7.3.3.17.5 (Remote Grid) Updates to grid topology to minimize risk of ignition in HFTDs Remote GridWLDFRWire-to-wire contactAggregated | WLDFR | HFTD - Distribution - Tier 2 - 4QU CoRE ¦ 1QU LoRE | Red Flag Warning - Small Fires | Wire-to-wire contact | Aggregated | 2031 | 2.557e-05 | 772.1066 | 0.019742 | 2031 | Mitigation | 0.95 | 45 | 0 | esc | 0.00097009 | 2.4805e-08 | 0.00097009 | 2.4805e-08
[79 empty] | WLDFR | HFTD - Distribution - Zone 1 - 4QU CoRE ¦ 1QU LoRE | Red Flag Warning - Catastrophic Fires | 2032 | 1.0427e-08 | 15317.9909 | 247.273 | 9287.6491 | 5783.0689 | 0 | 2.8546e-05 | 0.00015971 | 0 | 0.00015971 | 1.8891e-07 | 1.6641e-05 | 0 | 1.6641e-05 | 2.8197e-05 | 0 | 2.8197e-05 | 1.5716e-05 | 0 | 1.5716e-05 | [17 empty] | 7.3.3.17.5 (Remote Grid) Updates to grid topology to minimize risk of ignition in HFTDs Remote GridWLDFRWire-to-wire contactAggregated | WLDFR | HFTD - Distribution - Tier 2 - 4QU CoRE ¦ 1QU LoRE | Red Flag Warning - Small Fires | Wire-to-wire contact | Aggregated | 2032 | 2.557e-05 | 772.1066 | 0.019742 | 2032 | Mitigation | 0.95 | 45 | 0 | esc | 0.00097009 | 2.4805e-08 | 0.00097009 | 2.4805e-08
[79 empty] | WLDFR | HFTD - Distribution - Zone 1 - 4QU CoRE ¦ 1QU LoRE | Red Flag Warning - Catastrophic Fires | 2033 | 1.0427e-08 | 16044.1264 | 263.1074 | 9721.74 | 6059.2791 | 0 | 2.8546e-05 | 0.00016729 | 0 | 0.00016729 | 2.0014e-07 | 1.6641e-05 | 0 | 1.6641e-05 | 2.8197e-05 | 0 | 2.8197e-05 | 1.5716e-05 | 0 | 1.5716e-05 | [17 empty] | 7.3.3.17.5 (Remote Grid) Updates to grid topology to minimize risk of ignition in HFTDs Remote GridWLDFRWire-to-wire contactAggregated | WLDFR | HFTD - Distribution - Tier 2 - 4QU CoRE ¦ 1QU LoRE | Red Flag Warning - Small Fires | Wire-to-wire contact | Aggregated | 2033 | 2.557e-05 | 772.1066 | 0.019742 | 2033 | Mitigation | 0.95 | 45 | 0 | esc | 0.00097009 | 2.4805e-08 | 0.00097009 | 2.4805e-08
[79 empty] | WLDFR | HFTD - Distribution - Zone 1 - 4QU CoRE ¦ 1QU LoRE | Red Flag Warning - Catastrophic Fires | 2034 | 1.0427e-08 | 16044.1264 | 263.1074 | 9721.74 | 6059.2791 | 0 | 2.8546e-05 | 0.00016729 | 0 | 0.00016729 | 2.0014e-07 | 1.6641e-05 | 0 | 1.6641e-05 | 2.8197e-05 | 0 | 2.8197e-05 | 1.5716e-05 | 0 | 1.5716e-05 | [17 empty] | 7.3.3.17.5 (Remote Grid) Updates to grid topology to minimize risk of ignition in HFTDs Remote GridWLDFRWire-to-wire contactAggregated | WLDFR | HFTD - Distribution - Tier 2 - 4QU CoRE ¦ 1QU LoRE | Red Flag Warning - Small Fires | Wire-to-wire contact | Aggregated | 2034 | 2.557e-05 | 772.1066 | 0.019742 | 2034 | Mitigation | 0.95 | 45 | 0 | esc | 0.00097009 | 2.4805e-08 | 0.00097009 | 2.4805e-08
[79 empty] | WLDFR | HFTD - Distribution - Zone 1 - 4QU CoRE ¦ 1QU LoRE | Red Flag Warning - Catastrophic Fires | 2035 | 1.0427e-08 | 16044.1264 | 263.1074 | 9721.74 | 6059.2791 | 0 | 2.8546e-05 | 0.00016729 | 0 | 0.00016729 | 2.0014e-07 | 1.6641e-05 | 0 | 1.6641e-05 | 2.8197e-05 | 0 | 2.8197e-05 | 1.5716e-05 | 0 | 1.5716e-05 | [17 empty] | 7.3.3.17.5 (Remote Grid) Updates to grid topology to minimize risk of ignition in HFTDs Remote GridWLDFRWire-to-wire contactAggregated | WLDFR | HFTD - Distribution - Tier 2 - 4QU CoRE ¦ 1QU LoRE | Red Flag Warning - Small Fires | Wire-to-wire contact | Aggregated | 2035 | 2.557e-05 | 772.1066 | 0.019742 | 2035 | Mitigation | 0.95 | 45 | 0 | esc | 0.00097009 | 2.4805e-08 | 0.00097009 | 2.4805e-08
[79 empty] | WLDFR | HFTD - Distribution - Zone 1 - 4QU CoRE ¦ 1QU LoRE | Red Flag Warning - Catastrophic Fires | 2036 | 1.0427e-08 | 16044.1264 | 263.1074 | 9721.74 | 6059.2791 | 0 | 2.8546e-05 | 0.00016729 | 0 | 0.00016729 | 2.0014e-07 | 1.6641e-05 | 0 | 1.6641e-05 | 2.8197e-05 | 0 | 2.8197e-05 | 1.5716e-05 | 0 | 1.5716e-05 | [17 empty] | 7.3.3.17.5 (Remote Grid) Updates to grid topology to minimize risk of ignition in HFTDs Remote GridWLDFRWire-to-wire contactAggregated | WLDFR | HFTD - Distribution - Tier 2 - 4QU CoRE ¦ 1QU LoRE | Red Flag Warning - Small Fires | Wire-to-wire contact | Aggregated | 2036 | 2.557e-05 | 772.1066 | 0.019742 | 2036 | Mitigation | 0.95 | 45 | 0 | esc | 0.00097009 | 2.4805e-08 | 0.00097009 | 2.4805e-08
[79 empty] | WLDFR | HFTD - Distribution - Zone 1 - 4QU CoRE ¦ 1QU LoRE | Red Flag Warning - Catastrophic Fires | 2037 | 1.0427e-08 | 16044.1264 | 263.1074 | 9721.74 | 6059.2791 | 0 | 2.8546e-05 | 0.00016729 | 0 | 0.00016729 | 2.0014e-07 | 1.7435e-05 | 0 | 1.7435e-05 | 2.9542e-05 | 0 | 2.9542e-05 | 1.6466e-05 | 0 | 1.6466e-05 | [17 empty] | 7.3.3.17.5 (Remote Grid) Updates to grid topology to minimize risk of ignition in HFTDs Remote GridWLDFRWire-to-wire contactAggregated | WLDFR | HFTD - Distribution - Tier 2 - 4QU CoRE ¦ 1QU LoRE | Red Flag Warning - Small Fires | Wire-to-wire contact | Aggregated | 2037 | 2.557e-05 | 772.1066 | 0.019742 | 2037 | Mitigation | 0.95 | 45 | 0 | esc | 0.00097009 | 2.4805e-08 | 0.00097009 | 2.4805e-08
[79 empty] | WLDFR | HFTD - Distribution - Zone 1 - 4QU CoRE ¦ 1QU LoRE | Red Flag Warning - Catastrophic Fires | 2038 | 1.0427e-08 | 16832.3912 | 280.5544 | 10192.2718 | 6359.5651 | 0 | 2.8546e-05 | 0.0001755 | 0 | 0.0001755 | 2.1265e-07 | 1.7435e-05 | 0 | 1.7435e-05 | 2.9542e-05 | 0 | 2.9542e-05 | 1.6466e-05 | 0 | 1.6466e-05 | [17 empty] | 7.3.3.17.5 (Remote Grid) Updates to grid topology to minimize risk of ignition in HFTDs Remote GridWLDFRWire-to-wire contactAggregated | WLDFR | HFTD - Distribution - Tier 2 - 4QU CoRE ¦ 1QU LoRE | Red Flag Warning - Small Fires | Wire-to-wire contact | Aggregated | 2038 | 2.557e-05 | 772.1066 | 0.019742 | 2038 | Mitigation | 0.95 | 45 | 0 | esc | 0.00097009 | 2.4805e-08 | 0.00097009 | 2.4805e-08
[79 empty] | WLDFR | HFTD - Distribution - Zone 1 - 4QU CoRE ¦ 1QU LoRE | Red Flag Warning - Catastrophic Fires | 2039 | 1.0427e-08 | 16832.3912 | 280.5544 | 10192.2718 | 6359.5651 | 0 | 2.8546e-05 | 0.0001755 | 0 | 0.0001755 | 2.1265e-07 | 1.7435e-05 | 0 | 1.7435e-05 | 2.9542e-05 | 0 | 2.9542e-05 | 1.6466e-05 | 0 | 1.6466e-05 | [17 empty] | 7.3.3.17.5 (Remote Grid) Updates to grid topology to minimize risk of ignition in HFTDs Remote GridWLDFRWire-to-wire contactAggregated | WLDFR | HFTD - Distribution - Tier 2 - 4QU CoRE ¦ 1QU LoRE | Red Flag Warning - Small Fires | Wire-to-wire contact | Aggregated | 2039 | 2.557e-05 | 772.1066 | 0.019742 | 2039 | Mitigation | 0.95 | 45 | 0 | esc | 0.00097009 | 2.4805e-08 | 0.00097009 | 2.4805e-08
[79 empty] | WLDFR | HFTD - Distribution - Zone 1 - 4QU CoRE ¦ 1QU LoRE | Red Flag Warning - Catastrophic Fires | 2040 | 1.0427e-08 | 16832.3912 | 280.5544 | 10192.2718 | 6359.5651 | 0 | 2.8546e-05 | 0.0001755 | 0 | 0.0001755 | 2.1265e-07 | 1.7435e-05 | 0 | 1.7435e-05 | 2.9542e-05 | 0 | 2.9542e-05 | 1.6466e-05 | 0 | 1.6466e-05 | [17 empty] | 7.3.3.17.5 (Remote Grid) Updates to grid topology to minimize risk of ignition in HFTDs Remote GridWLDFRWire-to-wire contactAggregated | WLDFR | HFTD - Distribution - Tier 2 - 4QU CoRE ¦ 1QU LoRE | Red Flag Warning - Small Fires | Wire-to-wire contact | Aggregated | 2040 | 2.557e-05 | 772.1066 | 0.019742 | 2040 | Mitigation | 0.95 | 45 | 0 | esc | 0.00097009 | 2.4805e-08 | 0.00097009 | 2.4805e-08
[79 empty] | WLDFR | HFTD - Distribution - Zone 1 - 4QU CoRE ¦ 1QU LoRE | Red Flag Warning - Catastrophic Fires | 2041 | 1.0427e-08 | 16832.3912 | 280.5544 | 10192.2718 | 6359.5651 | 0 | 2.8546e-05 | 0.0001755 | 0 | 0.0001755 | 2.1265e-07 | 1.7435e-05 | 0 | 1.7435e-05 | 2.9542e-05 | 0 | 2.9542e-05 | 1.6466e-05 | 0 | 1.6466e-05 | [17 empty] | 7.3.3.17.5 (Remote Grid) Updates to grid topology to minimize risk of ignition in HFTDs Remote GridWLDFRWire-to-wire contactAggregated | WLDFR | HFTD - Distribution - Tier 2 - 4QU CoRE ¦ 1QU LoRE | Red Flag Warning - Small Fires | Wire-to-wire contact | Aggregated | 2041 | 2.557e-05 | 772.1066 | 0.019742 | 2041 | Mitigation | 0.95 | 45 | 0 | esc | 0.00097009 | 2.4805e-08 | 0.00097009 | 2.4805e-08
[79 empty] | WLDFR | HFTD - Distribution - Zone 1 - 4QU CoRE ¦ 1QU LoRE | Red Flag Warning - Catastrophic Fires | 2042 | 1.0427e-08 | 16832.3912 | 280.5544 | 10192.2718 | 6359.5651 | 0 | 2.8546e-05 | 0.0001755 | 0 | 0.0001755 | 2.1265e-07 | 1.8234e-05 | 0 | 1.8234e-05 | 3.0897e-05 | 0 | 3.0897e-05 | 1.7221e-05 | 0 | 1.7221e-05 | [17 empty] | 7.3.3.17.5 (Remote Grid) Updates to grid topology to minimize risk of ignition in HFTDs Remote GridWLDFRWire-to-wire contactAggregated | WLDFR | HFTD - Distribution - Tier 2 - 4QU CoRE ¦ 1QU LoRE | Red Flag Warning - Small Fires | Wire-to-wire contact | Aggregated | 2042 | 2.557e-05 | 772.1066 | 0.019742 | 2042 | Mitigation | 0.95 | 45 | 0 | esc | 0.00097009 | 2.4805e-08 | 0.00097009 | 2.4805e-08
[79 empty] | WLDFR | HFTD - Distribution - Zone 1 - 4QU CoRE ¦ 1QU LoRE | Red Flag Warning - Catastrophic Fires | 2043 | 1.0427e-08 | 17672.0852 | 299.42 | 10692.7362 | 6679.929 | 0 | 2.8546e-05 | 0.00018426 | 0 | 0.00018426 | 2.2632e-07 | 1.8234e-05 | 0 | 1.8234e-05 | 3.0897e-05 | 0 | 3.0897e-05 | 1.7221e-05 | 0 | 1.7221e-05 | [17 empty] | 7.3.3.17.5 (Remote Grid) Updates to grid topology to minimize risk of ignition in HFTDs Remote GridWLDFRWire-to-wire contactAggregated | WLDFR | HFTD - Distribution - Tier 2 - 4QU CoRE ¦ 1QU LoRE | Red Flag Warning - Small Fires | Wire-to-wire contact | Aggregated | 2043 | 2.557e-05 | 772.1066 | 0.019742 | 2043 | Mitigation | 0.95 | 45 | 0 | esc | 0.00097009 | 2.4805e-08 | 0.00097009 | 2.4805e-08
[79 empty] | WLDFR | HFTD - Distribution - Zone 1 - 4QU CoRE ¦ 1QU LoRE | Red Flag Warning - Catastrophic Fires | 2044 | 1.0427e-08 | 17672.0852 | 299.42 | 10692.7362 | 6679.929 | 0 | 2.8546e-05 | 0.00018426 | 0 | 0.00018426 | 2.2632e-07 | 1.8234e-05 | 0 | 1.8234e-05 | 3.0897e-05 | 0 | 3.0897e-05 | 1.7221e-05 | 0 | 1.7221e-05 | [17 empty] | 7.3.3.17.5 (Remote Grid) Updates to grid topology to minimize risk of ignition in HFTDs Remote GridWLDFRWire-to-wire contactAggregated | WLDFR | HFTD - Distribution - Tier 2 - 4QU CoRE ¦ 1QU LoRE | Red Flag Warning - Small Fires | Wire-to-wire contact | Aggregated | 2044 | 2.557e-05 | 772.1066 | 0.019742 | 2044 | Mitigation | 0.95 | 45 | 0 | esc | 0.00097009 | 2.4805e-08 | 0.00097009 | 2.4805e-08
[79 empty] | WLDFR | HFTD - Distribution - Zone 1 - 4QU CoRE ¦ 1QU LoRE | Red Flag Warning - Catastrophic Fires | 2045 | 1.0427e-08 | 17672.0852 | 299.42 | 10692.7362 | 6679.929 | 0 | 2.8546e-05 | 0.00018426 | 0 | 0.00018426 | 2.2632e-07 | 0 | 0 | 0 | 3.0897e-05 | 0 | 3.0897e-05 | 1.7221e-05 | 0 | 1.7221e-05 | [17 empty] | 7.3.3.17.5 (Remote Grid) Updates to grid topology to minimize risk of ignition in HFTDs Remote GridWLDFRWire-to-wire contactAggregated | WLDFR | HFTD - Distribution - Tier 2 - 4QU CoRE ¦ 1QU LoRE | Red Flag Warning - Small Fires | Wire-to-wire contact | Aggregated | 2045 | 2.557e-05 | 772.1066 | 0.019742 | 2045 | Mitigation | 0.95 | 45 | 0 | esc | 0.00097009 | 2.4805e-08 | 0.00097009 | 2.4805e-08
[79 empty] | WLDFR | HFTD - Distribution - Zone 1 - 4QU CoRE ¦ 1QU LoRE | Red Flag Warning - Catastrophic Fires | 2046 | 1.0427e-08 | 17672.0852 | 299.42 | 10692.7362 | 6679.929 | 0 | 2.8546e-05 | 0.00018426 | 0 | 0.00018426 | 2.2632e-07 | 0 | 0 | 0 | 0 | 0 | 0 | 1.7221e-05 | 0 | 1.7221e-05 | [17 empty] | 7.3.3.17.5 (Remote Grid) Updates to grid topology to minimize risk of ignition in HFTDs Remote GridWLDFRWire-to-wire contactAggregated | WLDFR | HFTD - Distribution - Tier 2 - 4QU CoRE ¦ 1QU LoRE | Red Flag Warning - Small Fires | Wire-to-wire contact | Aggregated | 2046 | 2.557e-05 | 772.1066 | 0.019742 | 2046 | Mitigation | 0.95 | 45 | 0 | esc | 0.00097009 | 2.4805e-08 | 0.00097009 | 2.4805e-08
[79 empty] | WLDFR | HFTD - Distribution - Zone 1 - 4QU CoRE ¦ 1QU LoRE | Red Flag Warning - Catastrophic Fires | 2047 | 1.0427e-08 | 17672.0852 | 299.42 | 10692.7362 | 6679.929 | 0 | 2.8546e-05 | 0.00018426 | 0 | 0.00018426 | 2.2632e-07 | 1.2193e-06 | 0 | 1.2193e-06 | 0 | 0 | 0 | 0 | 0 | 0 | [17 empty] | 7.3.3.17.5 (Remote Grid) Updates to grid topology to minimize risk of ignition in HFTDs Remote GridWLDFRWire-to-wire contactAggregated | WLDFR | HFTD - Distribution - Tier 2 - 4QU CoRE ¦ 1QU LoRE | Red Flag Warning - Small Fires | Wire-to-wire contact | Aggregated | 2047 | 2.557e-05 | 772.1066 | 0.019742 | 2047 | Mitigation | 0.95 | 45 | 0 | esc | 0.00097009 | 2.4805e-08 | 0.00097009 | 2.4805e-08
[79 empty] | WLDFR | HFTD - Distribution - Zone 1 - 4QU CoRE ¦ 1QU LoRE | Red Flag Warning - Catastrophic Fires | 2048 | 1.0427e-08 | 18552.3348 | 319.4911 | 11216.5626 | 7016.281 | 0 | 2.8546e-05 | 0.00019344 | 0 | 0.00019344 | 2.4105e-07 | 1.1586e-06 | 0 | 1.1586e-06 | 1.9632e-06 | 0 | 1.9632e-06 | 0 | 0 | 0 | [17 empty] | 7.3.3.17.5 (Remote Grid) Updates to grid topology to minimize risk of ignition in HFTDs Remote GridWLDFRWire-to-wire contactAggregated | WLDFR | HFTD - Distribution - Tier 2 - 4QU CoRE ¦ 1QU LoRE | Red Flag Warning - Small Fires | Wire-to-wire contact | Aggregated | 2048 | 2.557e-05 | 772.1066 | 0.019742 | 2048 | Mitigation | 0.95 | 45 | 0 | esc | 0.00097009 | 2.4805e-08 | 0.00097009 | 2.4805e-08
[79 empty] | WLDFR | HFTD - Distribution - Zone 1 - 4QU CoRE ¦ 1QU LoRE | Red Flag Warning - Catastrophic Fires | 2049 | 1.0427e-08 | 18552.3348 | 319.4911 | 11216.5626 | 7016.281 | 0 | 2.8546e-05 | 0.00019344 | 0 | 0.00019344 | 2.4105e-07 | 1.2009e-06 | 0 | 1.2009e-06 | 2.0349e-06 | 0 | 2.0349e-06 | 1.1342e-06 | 0 | 1.1342e-06 | [17 empty] | 7.3.3.17.5 (Remote Grid) Updates to grid topology to minimize risk of ignition in HFTDs Remote GridWLDFRWire-to-wire contactAggregated | WLDFR | HFTD - Distribution - Tier 2 - 4QU CoRE ¦ 1QU LoRE | Red Flag Warning - Small Fires | Wire-to-wire contact | Aggregated | 2049 | 2.557e-05 | 772.1066 | 0.019742 | 2049 | Mitigation | 0.95 | 45 | 0 | esc | 0.00097009 | 2.4805e-08 | 0.00097009 | 2.4805e-08
[79 empty] | WLDFR | HFTD - Distribution - Zone 1 - 4QU CoRE ¦ 1QU LoRE | Red Flag Warning - Catastrophic Fires | 2050 | 1.0427e-08 | 18552.3348 | 319.4911 | 11216.5626 | 7016.281 | 0 | 2.8546e-05 | 0.00019344 | 0 | 0.00019344 | 2.4105e-07 | 1.2009e-06 | 0 | 1.2009e-06 | 2.0349e-06 | 0 | 2.0349e-06 | 1.1342e-06 | 0 | 1.1342e-06 | [17 empty] | 7.3.3.17.5 (Remote Grid) Updates to grid topology to minimize risk of ignition in HFTDs Remote GridWLDFRWire-to-wire contactAggregated | WLDFR | HFTD - Distribution - Tier 2 - 4QU CoRE ¦ 1QU LoRE | Red Flag Warning - Small Fires | Wire-to-wire contact | Aggregated | 2050 | 2.557e-05 | 772.1066 | 0.019742 | 2050 | Mitigation | 0.95 | 45 | 0 | esc | 0.00097009 | 2.4805e-08 | 0.00097009 | 2.4805e-08
[79 empty] | WLDFR | HFTD - Distribution - Zone 1 - 4QU CoRE ¦ 1QU LoRE | Red Flag Warning - Catastrophic Fires | 2051 | 1.0427e-08 | 18552.3348 | 319.4911 | 11216.5626 | 7016.281 | 0 | 2.8546e-05 | 0.00019344 | 0 | 0.00019344 | 2.4105e-07 | 1.2009e-06 | 0 | 1.2009e-06 | 2.0349e-06 | 0 | 2.0349e-06 | 1.1342e-06 | 0 | 1.1342e-06 | [17 empty] | 7.3.3.17.5 (Remote Grid) Updates to grid topology to minimize risk of ignition in HFTDs Remote GridWLDFRWire-to-wire contactAggregated | WLDFR | HFTD - Distribution - Tier 2 - 4QU CoRE ¦ 1QU LoRE | Red Flag Warning - Small Fires | Wire-to-wire contact | Aggregated | 2051 | 2.557e-05 | 772.1066 | 0.019742 | 2051 | Mitigation | 0.95 | 45 | 0 | esc | 0.00097009 | 2.4805e-08 | 0.00097009 | 2.4805e-08
[79 empty] | WLDFR | HFTD - Distribution - Zone 1 - 4QU CoRE ¦ 1QU LoRE | Red Flag Warning - Catastrophic Fires | 2052 | 1.0427e-08 | 18552.3348 | 319.4911 | 11216.5626 | 7016.281 | 0 | 2.8546e-05 | 0.00019344 | 0 | 0.00019344 | 2.4105e-07 | 1.2009e-06 | 0 | 1.2009e-06 | 2.0349e-06 | 0 | 2.0349e-06 | 1.1342e-06 | 0 | 1.1342e-06 | [17 empty] | 7.3.3.17.5 (Remote Grid) Updates to grid topology to minimize risk of ignition in HFTDs Remote GridWLDFRWire-to-wire contactAggregated | WLDFR | HFTD - Distribution - Tier 2 - 4QU CoRE ¦ 1QU LoRE | Red Flag Warning - Small Fires | Wire-to-wire contact | Aggregated | 2052 | 2.557e-05 | 772.1066 | 0.019742 | 2052 | Mitigation | 0.95 | 45 | 0 | esc | 0.00097009 | 2.4805e-08 | 0.00097009 | 2.4805e-08
[79 empty] | WLDFR | HFTD - Distribution - Zone 1 - 4QU CoRE ¦ 1QU LoRE | Red Flag Warning - Catastrophic Fires | 2053 | 1.0427e-08 | 19462.1283 | 340.5356 | 11757.1413 | 7364.4514 | 0 | 2.8546e-05 | 0.00020292 | 0 | 0.00020292 | 2.5671e-07 | 1.2009e-06 | 0 | 1.2009e-06 | 2.0349e-06 | 0 | 2.0349e-06 | 1.1342e-06 | 0 | 1.1342e-06 | [17 empty] | 7.3.3.17.5 (Remote Grid) Updates to grid topology to minimize risk of ignition in HFTDs Remote GridWLDFRWire-to-wire contactAggregated | WLDFR | HFTD - Distribution - Tier 2 - 4QU CoRE ¦ 1QU LoRE | Red Flag Warning - Small Fires | Wire-to-wire contact | Aggregated | 2053 | 2.557e-05 | 772.1066 | 0.019742 | 2053 | Mitigation | 0.95 | 45 | 0 | esc | 0.00097009 | 2.4805e-08 | 0.00097009 | 2.4805e-08
[79 empty] | WLDFR | HFTD - Distribution - Zone 1 - 4QU CoRE ¦ 1QU LoRE | Red Flag Warning - Catastrophic Fires | 2054 | 1.0427e-08 | 19462.1283 | 340.5356 | 11757.1413 | 7364.4514 | 0 | 2.8546e-05 | 0.00020292 | 0 | 0.00020292 | 2.5671e-07 | 1.2542e-06 | 0 | 1.2542e-06 | 2.1252e-06 | 0 | 2.1252e-06 | 1.1846e-06 | 0 | 1.1846e-06 | [17 empty] | 7.3.3.17.5 (Remote Grid) Updates to grid topology to minimize risk of ignition in HFTDs Remote GridWLDFRWire-to-wire contactAggregated | WLDFR | HFTD - Distribution - Tier 2 - 4QU CoRE ¦ 1QU LoRE | Red Flag Warning - Small Fires | Wire-to-wire contact | Aggregated | 2054 | 2.557e-05 | 772.1066 | 0.019742 | 2054 | Mitigation | 0.95 | 45 | 0 | esc | 0.00097009 | 2.4805e-08 | 0.00097009 | 2.4805e-08
[79 empty] | WLDFR | HFTD - Distribution - Zone 1 - 4QU CoRE ¦ 1QU LoRE | Red Flag Warning - Catastrophic Fires | 2055 | 1.0427e-08 | 19462.1283 | 340.5356 | 11757.1413 | 7364.4514 | 0 | 2.8546e-05 | 0.00020292 | 0 | 0.00020292 | 2.5671e-07 | 1.2542e-06 | 0 | 1.2542e-06 | 2.1252e-06 | 0 | 2.1252e-06 | 1.1846e-06 | 0 | 1.1846e-06 | [17 empty] | 7.3.3.17.5 (Remote Grid) Updates to grid topology to minimize risk of ignition in HFTDs Remote GridWLDFRWire-to-wire contactAggregated | WLDFR | HFTD - Distribution - Tier 2 - 4QU CoRE ¦ 1QU LoRE | Red Flag Warning - Small Fires | Wire-to-wire contact | Aggregated | 2055 | 2.557e-05 | 772.1066 | 0.019742 | 2055 | Mitigation | 0.95 | 45 | 0 | esc | 0.00097009 | 2.4805e-08 | 0.00097009 | 2.4805e-08
[79 empty] | WLDFR | HFTD - Distribution - Zone 1 - 4QU CoRE ¦ 1QU LoRE | Red Flag Warning - Catastrophic Fires | 2056 | 1.0427e-08 | 19462.1283 | 340.5356 | 11757.1413 | 7364.4514 | 0 | 2.8546e-05 | 0.00020292 | 0 | 0.00020292 | 2.5671e-07 | 1.2542e-06 | 0 | 1.2542e-06 | 2.1252e-06 | 0 | 2.1252e-06 | 1.1846e-06 | 0 | 1.1846e-06 | [17 empty] | 7.3.3.17.5 (Remote Grid) Updates to grid topology to minimize risk of ignition in HFTDs Remote GridWLDFRWire-to-wire contactAggregated | WLDFR | HFTD - Distribution - Tier 2 - 4QU CoRE ¦ 1QU LoRE | Red Flag Warning - Small Fires | Wire-to-wire contact | Aggregated | 2056 | 2.557e-05 | 772.1066 | 0.019742 | 2056 | Mitigation | 0.95 | 45 | 0 | esc | 0.00097009 | 2.4805e-08 | 0.00097009 | 2.4805e-08
[79 empty] | WLDFR | HFTD - Distribution - Zone 1 - 4QU CoRE ¦ 1QU LoRE | Red Flag Warning - Catastrophic Fires | 2057 | 1.0427e-08 | 19462.1283 | 340.5356 | 11757.1413 | 7364.4514 | 0 | 2.8546e-05 | 0.00020292 | 0 | 0.00020292 | 2.5671e-07 | 1.2542e-06 | 0 | 1.2542e-06 | 2.1252e-06 | 0 | 2.1252e-06 | 1.1846e-06 | 0 | 1.1846e-06 | [17 empty] | 7.3.3.17.5 (Remote Grid) Updates to grid topology to minimize risk of ignition in HFTDs Remote GridWLDFRWire-to-wire contactAggregated | WLDFR | HFTD - Distribution - Tier 2 - 4QU CoRE ¦ 1QU LoRE | Red Flag Warning - Small Fires | Wire-to-wire contact | Aggregated | 2057 | 2.557e-05 | 772.1066 | 0.019742 | 2057 | Mitigation | 0.95 | 45 | 0 | esc | 0.00097009 | 2.4805e-08 | 0.00097009 | 2.4805e-08
[79 empty] | WLDFR | HFTD - Distribution - Zone 1 - 4QU CoRE ¦ 1QU LoRE | Red Flag Warning - Catastrophic Fires | 2058 | 1.0427e-08 | 20390.4035 | 362.3049 | 12307.8747 | 7720.2238 | 0 | 2.8546e-05 | 0.0002126 | 0 | 0.0002126 | 2.7313e-07 | 1.2542e-06 | 0 | 1.2542e-06 | 2.1252e-06 | 0 | 2.1252e-06 | 1.1846e-06 | 0 | 1.1846e-06 | [17 empty] | 7.3.3.17.5 (Remote Grid) Updates to grid topology to minimize risk of ignition in HFTDs Remote GridWLDFRWire-to-wire contactAggregated | WLDFR | HFTD - Distribution - Tier 2 - 4QU CoRE ¦ 1QU LoRE | Red Flag Warning - Small Fires | Wire-to-wire contact | Aggregated | 2058 | 2.557e-05 | 772.1066 | 0.019742 | 2058 | Mitigation | 0.95 | 45 | 0 | esc | 0.00097009 | 2.4805e-08 | 0.00097009 | 2.4805e-08
[79 empty] | WLDFR | HFTD - Distribution - Zone 1 - 4QU CoRE ¦ 1QU LoRE | Red Flag Warning - Catastrophic Fires | 2059 | 1.0427e-08 | 20390.4035 | 362.3049 | 12307.8747 | 7720.2238 | 0 | 2.8546e-05 | 0.0002126 | 0 | 0.0002126 | 2.7313e-07 | 1.3134e-06 | 0 | 1.3134e-06 | 2.2255e-06 | 0 | 2.2255e-06 | 1.2405e-06 | 0 | 1.2405e-06 | [17 empty] | 7.3.3.17.5 (Remote Grid) Updates to grid topology to minimize risk of ignition in HFTDs Remote GridWLDFRWire-to-wire contactAggregated | WLDFR | HFTD - Distribution - Tier 2 - 4QU CoRE ¦ 1QU LoRE | Red Flag Warning - Small Fires | Wire-to-wire contact | Aggregated | 2059 | 2.557e-05 | 772.1066 | 0.019742 | 2059 | Mitigation | 0.95 | 45 | 0 | esc | 0.00097009 | 2.4805e-08 | 0.00097009 | 2.4805e-08
[79 empty] | WLDFR | HFTD - Distribution - Zone 1 - 4QU CoRE ¦ 1QU LoRE | Red Flag Warning - Catastrophic Fires | 2060 | 1.0427e-08 | 20390.4035 | 362.3049 | 12307.8747 | 7720.2238 | 0 | 2.8546e-05 | 0.0002126 | 0 | 0.0002126 | 2.7313e-07 | 1.3134e-06 | 0 | 1.3134e-06 | 2.2255e-06 | 0 | 2.2255e-06 | 1.2405e-06 | 0 | 1.2405e-06 | [17 empty] | 7.3.3.17.5 (Remote Grid) Updates to grid topology to minimize risk of ignition in HFTDs Remote GridWLDFRWire-to-wire contactAggregated | WLDFR | HFTD - Distribution - Tier 2 - 4QU CoRE ¦ 1QU LoRE | Red Flag Warning - Small Fires | Wire-to-wire contact | Aggregated | 2060 | 2.557e-05 | 772.1066 | 0.019742 | 2060 | Mitigation | 0.95 | 45 | 0 | esc | 0.00097009 | 2.4805e-08 | 0.00097009 | 2.4805e-08
[79 empty] | WLDFR | HFTD - Distribution - Zone 1 - 4QU CoRE ¦ 1QU LoRE | Red Flag Warning - Catastrophic Fires | 2061 | 1.0427e-08 | 20390.4035 | 362.3049 | 12307.8747 | 7720.2238 | 0 | 2.8546e-05 | 0.0002126 | 0 | 0.0002126 | 2.7313e-07 | 1.3134e-06 | 0 | 1.3134e-06 | 2.2255e-06 | 0 | 2.2255e-06 | 1.2405e-06 | 0 | 1.2405e-06 | [17 empty] | 7.3.3.17.5 (Remote Grid) Updates to grid topology to minimize risk of ignition in HFTDs Remote GridWLDFRWire-to-wire contactAggregated | WLDFR | HFTD - Distribution - Tier 2 - 4QU CoRE ¦ 1QU LoRE | Red Flag Warning - Small Fires | Wire-to-wire contact | Aggregated | 2061 | 2.557e-05 | 772.1066 | 0.019742 | 2061 | Mitigation | 0.95 | 45 | 0 | esc | 0.00097009 | 2.4805e-08 | 0.00097009 | 2.4805e-08
[79 empty] | WLDFR | HFTD - Distribution - Zone 1 - 4QU CoRE ¦ 1QU LoRE | Red Flag Warning - Catastrophic Fires | 2062 | 1.0427e-08 | 20390.4035 | 362.3049 | 12307.8747 | 7720.2238 | 0 | 2.8546e-05 | 0.0002126 | 0 | 0.0002126 | 2.7313e-07 | 1.3134e-06 | 0 | 1.3134e-06 | 2.2255e-06 | 0 | 2.2255e-06 | 1.2405e-06 | 0 | 1.2405e-06 | [17 empty] | 7.3.3.17.5 (Remote Grid) Updates to grid topology to minimize risk of ignition in HFTDs Remote GridWLDFRWire-to-wire contactAggregated | WLDFR | HFTD - Distribution - Tier 2 - 4QU CoRE ¦ 1QU LoRE | Red Flag Warning - Small Fires | Wire-to-wire contact | Aggregated | 2062 | 2.557e-05 | 772.1066 | 0.019742 | 2062 | Mitigation | 0.95 | 45 | 0 | esc | 0.00097009 | 2.4805e-08 | 0.00097009 | 2.4805e-08
[79 empty] | WLDFR | HFTD - Distribution - Zone 1 - 4QU CoRE ¦ 1QU LoRE | Red Flag Warning - Catastrophic Fires | 2063 | 1.0427e-08 | 21325.9188 | 384.5316 | 12862.0997 | 8079.2876 | 0 | 2.8546e-05 | 0.00022236 | 0 | 0.00022236 | 2.9012e-07 | 1.3134e-06 | 0 | 1.3134e-06 | 2.2255e-06 | 0 | 2.2255e-06 | 1.2405e-06 | 0 | 1.2405e-06 | [17 empty] | 7.3.3.17.5 (Remote Grid) Updates to grid topology to minimize risk of ignition in HFTDs Remote GridWLDFRWire-to-wire contactAggregated | WLDFR | HFTD - Distribution - Tier 2 - 4QU CoRE ¦ 1QU LoRE | Red Flag Warning - Small Fires | Wire-to-wire contact | Aggregated | 2063 | 2.557e-05 | 772.1066 | 0.019742 | 2063 | Mitigation | 0.95 | 45 | 0 | esc | 0.00097009 | 2.4805e-08 | 0.00097009 | 2.4805e-08
[79 empty] | WLDFR | HFTD - Distribution - Zone 1 - 4QU CoRE ¦ 1QU LoRE | Red Flag Warning - Catastrophic Fires | 2064 | 1.0427e-08 | 21325.9188 | 384.5316 | 12862.0997 | 8079.2876 | 0 | 2.8546e-05 | 0.00022236 | 0 | 0.00022236 | 2.9012e-07 | 1.3776e-06 | 0 | 1.3776e-06 | 2.3343e-06 | 0 | 2.3343e-06 | 1.3011e-06 | 0 | 1.3011e-06 | [17 empty] | 7.3.3.17.5 (Remote Grid) Updates to grid topology to minimize risk of ignition in HFTDs Remote GridWLDFRWire-to-wire contactAggregated | WLDFR | HFTD - Distribution - Tier 2 - 4QU CoRE ¦ 1QU LoRE | Red Flag Warning - Small Fires | Wire-to-wire contact | Aggregated | 2064 | 2.557e-05 | 772.1066 | 0.019742 | 2064 | Mitigation | 0.95 | 45 | 0 | esc | 0.00097009 | 2.4805e-08 | 0.00097009 | 2.4805e-08
[79 empty] | WLDFR | HFTD - Distribution - Zone 1 - 4QU CoRE ¦ 1QU LoRE | Red Flag Warning - Catastrophic Fires | 2065 | 1.0427e-08 | 21325.9188 | 384.5316 | 12862.0997 | 8079.2876 | 0 | 2.8546e-05 | 0.00022236 | 0 | 0.00022236 | 2.9012e-07 | 1.3776e-06 | 0 | 1.3776e-06 | 2.3343e-06 | 0 | 2.3343e-06 | 1.3011e-06 | 0 | 1.3011e-06 | [17 empty] | 7.3.3.17.5 (Remote Grid) Updates to grid topology to minimize risk of ignition in HFTDs Remote GridWLDFRWire-to-wire contactAggregated | WLDFR | HFTD - Distribution - Tier 2 - 4QU CoRE ¦ 1QU LoRE | Red Flag Warning - Small Fires | Wire-to-wire contact | Aggregated | 2065 | 2.557e-05 | 772.1066 | 0.019742 | 2065 | Mitigation | 0.95 | 45 | 0 | esc | 0.00097009 | 2.4805e-08 | 0.00097009 | 2.4805e-08
[79 empty] | WLDFR | HFTD - Distribution - Zone 1 - 4QU CoRE ¦ 1QU LoRE | Red Flag Warning - Catastrophic Fires | 2066 | 1.0427e-08 | 21325.9188 | 384.5316 | 12862.0997 | 8079.2876 | 0 | 2.8546e-05 | 0.00022236 | 0 | 0.00022236 | 2.9012e-07 | 1.3776e-06 | 0 | 1.3776e-06 | 2.3343e-06 | 0 | 2.3343e-06 | 1.3011e-06 | 0 | 1.3011e-06 | [17 empty] | 7.3.3.17.5 (Remote Grid) Updates to grid topology to minimize risk of ignition in HFTDs Remote GridWLDFRWire-to-wire contactAggregated | WLDFR | HFTD - Distribution - Tier 2 - 4QU CoRE ¦ 1QU LoRE | Red Flag Warning - Small Fires | Wire-to-wire contact | Aggregated | 2066 | 2.557e-05 | 772.1066 | 0.019742 | 2066 | Mitigation | 0.95 | 45 | 0 | esc | 0.00097009 | 2.4805e-08 | 0.00097009 | 2.4805e-08
[79 empty] | WLDFR | HFTD - Distribution - Zone 1 - 4QU CoRE ¦ 1QU LoRE | Red Flag Warning - Destructive Fires | 2022 | 5.0297e-09 | 8807.9522 | 222.2294 | 8585.7228 | 0 | 0 | 1.377e-05 | 4.4301e-05 | 0 | 4.4301e-05 | 5.8206e-08 | 1.3776e-06 | 0 | 1.3776e-06 | 2.3343e-06 | 0 | 2.3343e-06 | 1.3011e-06 | 0 | 1.3011e-06 | [17 empty] | 7.3.3.17.5 (Remote Grid) Updates to grid topology to minimize risk of ignition in HFTDs Remote GridWLDFRWire-to-wire contactAggregated | WLDFR | HFTD - Distribution - Tier 2 - 4QU CoRE ¦ 1QU LoRE | Red Flag Warning - Small Fires | Wire-to-wire contact | Aggregated | 2067 | 2.557e-05 | 772.1066 | 0.019742 | 2067 | Mitigation | 0.95 | 45 | 0 | esc | 0 | 0 | 0.00097009 | 2.4805e-08
[79 empty] | WLDFR | HFTD - Distribution - Zone 1 - 4QU CoRE ¦ 1QU LoRE | Red Flag Warning - Destructive Fires | 2023 | 5.0297e-09 | 9129.7461 | 233.2301 | 8896.516 | 0 | 0 | 1.377e-05 | 4.592e-05 | 0 | 4.592e-05 | 6.0079e-08 | 1.3776e-06 | 0 | 1.3776e-06 | 2.3343e-06 | 0 | 2.3343e-06 | 1.3011e-06 | 0 | 1.3011e-06 | [17 empty] | 7.3.3.17.5 (Remote Grid) Updates to grid topology to minimize risk of ignition in HFTDs Remote GridWLDFRContact from objectAggregated | WLDFR | HFTD - Distribution - Tier 2 - 4QU CoRE ¦ 2QU LoRE | Non-Red Flag Warning - Catastrophic Fires | Contact from object | Aggregated | 2022 | 3.7951e-07 | 522.2177 | 0.00019819 | 2022 | Mitigation | 0.95 | 45 | 0 | esc | 0.00097009 | 3.6815e-10 | 0 | 0
[79 empty] | WLDFR | HFTD - Distribution - Zone 1 - 4QU CoRE ¦ 1QU LoRE | Red Flag Warning - Destructive Fires | 2024 | 5.0297e-09 | 9129.7461 | 233.2301 | 8896.516 | 0 | 0 | 1.377e-05 | 4.592e-05 | 0 | 4.592e-05 | 6.0079e-08 | 1.4459e-06 | 0 | 1.4459e-06 | 2.45e-06 | 0 | 2.45e-06 | 1.3656e-06 | 0 | 1.3656e-06 | [17 empty] | 7.3.3.17.5 (Remote Grid) Updates to grid topology to minimize risk of ignition in HFTDs Remote GridWLDFRContact from objectAggregated | WLDFR | HFTD - Distribution - Tier 2 - 4QU CoRE ¦ 2QU LoRE | Non-Red Flag Warning - Catastrophic Fires | Contact from object | Aggregated | 2023 | 3.7951e-07 | 522.2177 | 0.00019819 | 2023 | Mitigation | 0.95 | 45 | 0 | esc | 0.00097009 | 3.6815e-10 | 0.00097009 | 3.6815e-10
[79 empty] | WLDFR | HFTD - Distribution - Zone 1 - 4QU CoRE ¦ 1QU LoRE | Red Flag Warning - Destructive Fires | 2025 | 5.0297e-09 | 9129.7461 | 233.2301 | 8896.516 | 0 | 0 | 1.377e-05 | 4.592e-05 | 0 | 4.592e-05 | 6.0079e-08 | 1.4459e-06 | 0 | 1.4459e-06 | 2.45e-06 | 0 | 2.45e-06 | 1.3656e-06 | 0 | 1.3656e-06 | [17 empty] | 7.3.3.17.5 (Remote Grid) Updates to grid topology to minimize risk of ignition in HFTDs Remote GridWLDFRContact from objectAggregated | WLDFR | HFTD - Distribution - Tier 2 - 4QU CoRE ¦ 2QU LoRE | Non-Red Flag Warning - Catastrophic Fires | Contact from object | Aggregated | 2024 | 3.7951e-07 | 522.2177 | 0.00019819 | 2024 | Mitigation | 0.95 | 45 | 0 | esc | 0.00097009 | 3.6815e-10 | 0.00097009 | 3.6815e-10
[79 empty] | WLDFR | HFTD - Distribution - Zone 1 - 4QU CoRE ¦ 1QU LoRE | Red Flag Warning - Destructive Fires | 2026 | 5.0297e-09 | 9129.7461 | 233.2301 | 8896.516 | 0 | 0 | 1.377e-05 | 4.592e-05 | 0 | 4.592e-05 | 6.0079e-08 | 1.4459e-06 | 0 | 1.4459e-06 | 2.45e-06 | 0 | 2.45e-06 | 1.3656e-06 | 0 | 1.3656e-06 | [17 empty] | 7.3.3.17.5 (Remote Grid) Updates to grid topology to minimize risk of ignition in HFTDs Remote GridWLDFRContact from objectAggregated | WLDFR | HFTD - Distribution - Tier 2 - 4QU CoRE ¦ 2QU LoRE | Non-Red Flag Warning - Catastrophic Fires | Contact from object | Aggregated | 2025 | 3.7951e-07 | 522.2177 | 0.00019819 | 2025 | Mitigation | 0.95 | 45 | 0 | esc | 0.00097009 | 3.6815e-10 | 0.00097009 | 3.6815e-10
[79 empty] | WLDFR | HFTD - Distribution - Zone 1 - 4QU CoRE ¦ 1QU LoRE | Red Flag Warning - Destructive Fires | 2027 | 5.0297e-09 | 9129.7461 | 233.2301 | 8896.516 | 0 | 0 | 1.377e-05 | 4.592e-05 | 0 | 4.592e-05 | 6.0079e-08 | 1.4459e-06 | 0 | 1.4459e-06 | 2.45e-06 | 0 | 2.45e-06 | 1.3656e-06 | 0 | 1.3656e-06 | [17 empty] | 7.3.3.17.5 (Remote Grid) Updates to grid topology to minimize risk of ignition in HFTDs Remote GridWLDFRContact from objectAggregated | WLDFR | HFTD - Distribution - Tier 2 - 4QU CoRE ¦ 2QU LoRE | Non-Red Flag Warning - Catastrophic Fires | Contact from object | Aggregated | 2026 | 3.7951e-07 | 522.2177 | 0.00019819 | 2026 | Mitigation | 0.95 | 45 | 0 | esc | 0.00097009 | 3.6815e-10 | 0.00097009 | 3.6815e-10
[79 empty] | WLDFR | HFTD - Distribution - Zone 1 - 4QU CoRE ¦ 1QU LoRE | Red Flag Warning - Destructive Fires | 2028 | 5.0297e-09 | 9534.9221 | 247.273 | 9287.6491 | 0 | 0 | 1.377e-05 | 4.7958e-05 | 0 | 4.7958e-05 | 6.2469e-08 | 1.4459e-06 | 0 | 1.4459e-06 | 2.45e-06 | 0 | 2.45e-06 | 1.3656e-06 | 0 | 1.3656e-06 | [17 empty] | 7.3.3.17.5 (Remote Grid) Updates to grid topology to minimize risk of ignition in HFTDs Remote GridWLDFRContact from objectAggregated | WLDFR | HFTD - Distribution - Tier 2 - 4QU CoRE ¦ 2QU LoRE | Non-Red Flag Warning - Catastrophic Fires | Contact from object | Aggregated | 2027 | 3.7951e-07 | 522.2177 | 0.00019819 | 2027 | Mitigation | 0.95 | 45 | 0 | esc | 0.00097009 | 3.6815e-10 | 0.00097009 | 3.6815e-10
[79 empty] | WLDFR | HFTD - Distribution - Zone 1 - 4QU CoRE ¦ 1QU LoRE | Red Flag Warning - Destructive Fires | 2029 | 5.0297e-09 | 9534.9221 | 247.273 | 9287.6491 | 0 | 0 | 1.377e-05 | 4.7958e-05 | 0 | 4.7958e-05 | 6.2469e-08 | 1.5175e-06 | 0 | 1.5175e-06 | 2.5713e-06 | 0 | 2.5713e-06 | 1.4332e-06 | 0 | 1.4332e-06 | [17 empty] | 7.3.3.17.5 (Remote Grid) Updates to grid topology to minimize risk of ignition in HFTDs Remote GridWLDFRContact from objectAggregated | WLDFR | HFTD - Distribution - Tier 2 - 4QU CoRE ¦ 2QU LoRE | Non-Red Flag Warning - Catastrophic Fires | Contact from object | Aggregated | 2028 | 3.7951e-07 | 522.2177 | 0.00019819 | 2028 | Mitigation | 0.95 | 45 | 0 | esc | 0.00097009 | 3.6815e-10 | 0.00097009 | 3.6815e-10
[79 empty] | WLDFR | HFTD - Distribution - Zone 1 - 4QU CoRE ¦ 1QU LoRE | Red Flag Warning - Destructive Fires | 2030 | 5.0297e-09 | 9534.9221 | 247.273 | 9287.6491 | 0 | 0 | 1.377e-05 | 4.7958e-05 | 0 | 4.7958e-05 | 6.2469e-08 | 1.5175e-06 | 0 | 1.5175e-06 | 2.5713e-06 | 0 | 2.5713e-06 | 1.4332e-06 | 0 | 1.4332e-06 | [17 empty] | 7.3.3.17.5 (Remote Grid) Updates to grid topology to minimize risk of ignition in HFTDs Remote GridWLDFRContact from objectAggregated | WLDFR | HFTD - Distribution - Tier 2 - 4QU CoRE ¦ 2QU LoRE | Non-Red Flag Warning - Catastrophic Fires | Contact from object | Aggregated | 2029 | 3.7951e-07 | 522.2177 | 0.00019819 | 2029 | Mitigation | 0.95 | 45 | 0 | esc | 0.00097009 | 3.6815e-10 | 0.00097009 | 3.6815e-10
[79 empty] | WLDFR | HFTD - Distribution - Zone 1 - 4QU CoRE ¦ 1QU LoRE | Red Flag Warning - Destructive Fires | 2031 | 5.0297e-09 | 9534.9221 | 247.273 | 9287.6491 | 0 | 0 | 1.377e-05 | 4.7958e-05 | 0 | 4.7958e-05 | 6.2469e-08 | 1.5175e-06 | 0 | 1.5175e-06 | 2.5713e-06 | 0 | 2.5713e-06 | 1.4332e-06 | 0 | 1.4332e-06 | [17 empty] | 7.3.3.17.5 (Remote Grid) Updates to grid topology to minimize risk of ignition in HFTDs Remote GridWLDFRContact from objectAggregated | WLDFR | HFTD - Distribution - Tier 2 - 4QU CoRE ¦ 2QU LoRE | Non-Red Flag Warning - Catastrophic Fires | Contact from object | Aggregated | 2030 | 3.7951e-07 | 522.2177 | 0.00019819 | 2030 | Mitigation | 0.95 | 45 | 0 | esc | 0.00097009 | 3.6815e-10 | 0.00097009 | 3.6815e-10
[79 empty] | WLDFR | HFTD - Distribution - Zone 1 - 4QU CoRE ¦ 1QU LoRE | Red Flag Warning - Destructive Fires | 2032 | 5.0297e-09 | 9534.9221 | 247.273 | 9287.6491 | 0 | 0 | 1.377e-05 | 4.7958e-05 | 0 | 4.7958e-05 | 6.2469e-08 | 1.5175e-06 | 0 | 1.5175e-06 | 2.5713e-06 | 0 | 2.5713e-06 | 1.4332e-06 | 0 | 1.4332e-06 | [17 empty] | 7.3.3.17.5 (Remote Grid) Updates to grid topology to minimize risk of ignition in HFTDs Remote GridWLDFRContact from objectAggregated | WLDFR | HFTD - Distribution - Tier 2 - 4QU CoRE ¦ 2QU LoRE | Non-Red Flag Warning - Catastrophic Fires | Contact from object | Aggregated | 2031 | 3.7951e-07 | 522.2177 | 0.00019819 | 2031 | Mitigation | 0.95 | 45 | 0 | esc | 0.00097009 | 3.6815e-10 | 0.00097009 | 3.6815e-10
[79 empty] | WLDFR | HFTD - Distribution - Zone 1 - 4QU CoRE ¦ 1QU LoRE | Red Flag Warning - Destructive Fires | 2033 | 5.0297e-09 | 9984.8474 | 263.1074 | 9721.74 | 0 | 0 | 1.377e-05 | 5.0221e-05 | 0 | 5.0221e-05 | 6.5162e-08 | 1.5175e-06 | 0 | 1.5175e-06 | 2.5713e-06 | 0 | 2.5713e-06 | 1.4332e-06 | 0 | 1.4332e-06 | [17 empty] | 7.3.3.17.5 (Remote Grid) Updates to grid topology to minimize risk of ignition in HFTDs Remote GridWLDFRContact from objectAggregated | WLDFR | HFTD - Distribution - Tier 2 - 4QU CoRE ¦ 2QU LoRE | Non-Red Flag Warning - Catastrophic Fires | Contact from object | Aggregated | 2032 | 3.7951e-07 | 522.2177 | 0.00019819 | 2032 | Mitigation | 0.95 | 45 | 0 | esc | 0.00097009 | 3.6815e-10 | 0.00097009 | 3.6815e-10
[79 empty] | WLDFR | HFTD - Distribution - Zone 1 - 4QU CoRE ¦ 1QU LoRE | Red Flag Warning - Destructive Fires | 2034 | 5.0297e-09 | 9984.8474 | 263.1074 | 9721.74 | 0 | 0 | 1.377e-05 | 5.0221e-05 | 0 | 5.0221e-05 | 6.5162e-08 | 1.5913e-06 | 0 | 1.5913e-06 | 2.6965e-06 | 0 | 2.6965e-06 | 1.5029e-06 | 0 | 1.5029e-06 | [17 empty] | 7.3.3.17.5 (Remote Grid) Updates to grid topology to minimize risk of ignition in HFTDs Remote GridWLDFRContact from objectAggregated | WLDFR | HFTD - Distribution - Tier 2 - 4QU CoRE ¦ 2QU LoRE | Non-Red Flag Warning - Catastrophic Fires | Contact from object | Aggregated | 2033 | 3.7951e-07 | 522.2177 | 0.00019819 | 2033 | Mitigation | 0.95 | 45 | 0 | esc | 0.00097009 | 3.6815e-10 | 0.00097009 | 3.6815e-10
[79 empty] | WLDFR | HFTD - Distribution - Zone 1 - 4QU CoRE ¦ 1QU LoRE | Red Flag Warning - Destructive Fires | 2035 | 5.0297e-09 | 9984.8474 | 263.1074 | 9721.74 | 0 | 0 | 1.377e-05 | 5.0221e-05 | 0 | 5.0221e-05 | 6.5162e-08 | 1.5913e-06 | 0 | 1.5913e-06 | 2.6965e-06 | 0 | 2.6965e-06 | 1.5029e-06 | 0 | 1.5029e-06 | [17 empty] | 7.3.3.17.5 (Remote Grid) Updates to grid topology to minimize risk of ignition in HFTDs Remote GridWLDFRContact from objectAggregated | WLDFR | HFTD - Distribution - Tier 2 - 4QU CoRE ¦ 2QU LoRE | Non-Red Flag Warning - Catastrophic Fires | Contact from object | Aggregated | 2034 | 3.7951e-07 | 522.2177 | 0.00019819 | 2034 | Mitigation | 0.95 | 45 | 0 | esc | 0.00097009 | 3.6815e-10 | 0.00097009 | 3.6815e-10
[79 empty] | WLDFR | HFTD - Distribution - Zone 1 - 4QU CoRE ¦ 1QU LoRE | Red Flag Warning - Destructive Fires | 2036 | 5.0297e-09 | 9984.8474 | 263.1074 | 9721.74 | 0 | 0 | 1.377e-05 | 5.0221e-05 | 0 | 5.0221e-05 | 6.5162e-08 | 1.5913e-06 | 0 | 1.5913e-06 | 2.6965e-06 | 0 | 2.6965e-06 | 1.5029e-06 | 0 | 1.5029e-06 | [17 empty] | 7.3.3.17.5 (Remote Grid) Updates to grid topology to minimize risk of ignition in HFTDs Remote GridWLDFRContact from objectAggregated | WLDFR | HFTD - Distribution - Tier 2 - 4QU CoRE ¦ 2QU LoRE | Non-Red Flag Warning - Catastrophic Fires | Contact from object | Aggregated | 2035 | 3.7951e-07 | 522.2177 | 0.00019819 | 2035 | Mitigation | 0.95 | 45 | 0 | esc | 0.00097009 | 3.6815e-10 | 0.00097009 | 3.6815e-10
[79 empty] | WLDFR | HFTD - Distribution - Zone 1 - 4QU CoRE ¦ 1QU LoRE | Red Flag Warning - Destructive Fires | 2037 | 5.0297e-09 | 9984.8474 | 263.1074 | 9721.74 | 0 | 0 | 1.377e-05 | 5.0221e-05 | 0 | 5.0221e-05 | 6.5162e-08 | 1.5913e-06 | 0 | 1.5913e-06 | 2.6965e-06 | 0 | 2.6965e-06 | 1.5029e-06 | 0 | 1.5029e-06 | [17 empty] | 7.3.3.17.5 (Remote Grid) Updates to grid topology to minimize risk of ignition in HFTDs Remote GridWLDFRContact from objectAggregated | WLDFR | HFTD - Distribution - Tier 2 - 4QU CoRE ¦ 2QU LoRE | Non-Red Flag Warning - Catastrophic Fires | Contact from object | Aggregated | 2036 | 3.7951e-07 | 522.2177 | 0.00019819 | 2036 | Mitigation | 0.95 | 45 | 0 | esc | 0.00097009 | 3.6815e-10 | 0.00097009 | 3.6815e-10
[79 empty] | WLDFR | HFTD - Distribution - Zone 1 - 4QU CoRE ¦ 1QU LoRE | Red Flag Warning - Destructive Fires | 2038 | 5.0297e-09 | 10472.8261 | 280.5544 | 10192.2718 | 0 | 0 | 1.377e-05 | 5.2675e-05 | 0 | 5.2675e-05 | 6.8131e-08 | 1.5913e-06 | 0 | 1.5913e-06 | 2.6965e-06 | 0 | 2.6965e-06 | 1.5029e-06 | 0 | 1.5029e-06 | [17 empty] | 7.3.3.17.5 (Remote Grid) Updates to grid topology to minimize risk of ignition in HFTDs Remote GridWLDFRContact from objectAggregated | WLDFR | HFTD - Distribution - Tier 2 - 4QU CoRE ¦ 2QU LoRE | Non-Red Flag Warning - Catastrophic Fires | Contact from object | Aggregated | 2037 | 3.7951e-07 | 522.2177 | 0.00019819 | 2037 | Mitigation | 0.95 | 45 | 0 | esc | 0.00097009 | 3.6815e-10 | 0.00097009 | 3.6815e-10
[79 empty] | WLDFR | HFTD - Distribution - Zone 1 - 4QU CoRE ¦ 1QU LoRE | Red Flag Warning - Destructive Fires | 2039 | 5.0297e-09 | 10472.8261 | 280.5544 | 10192.2718 | 0 | 0 | 1.377e-05 | 5.2675e-05 | 0 | 5.2675e-05 | 6.8131e-08 | 1.6667e-06 | 0 | 1.6667e-06 | 2.8241e-06 | 0 | 2.8241e-06 | 1.5741e-06 | 0 | 1.5741e-06 | [17 empty] | 7.3.3.17.5 (Remote Grid) Updates to grid topology to minimize risk of ignition in HFTDs Remote GridWLDFRContact from objectAggregated | WLDFR | HFTD - Distribution - Tier 2 - 4QU CoRE ¦ 2QU LoRE | Non-Red Flag Warning - Catastrophic Fires | Contact from object | Aggregated | 2038 | 3.7951e-07 | 522.2177 | 0.00019819 | 2038 | Mitigation | 0.95 | 45 | 0 | esc | 0.00097009 | 3.6815e-10 | 0.00097009 | 3.6815e-10
[79 empty] | WLDFR | HFTD - Distribution - Zone 1 - 4QU CoRE ¦ 1QU LoRE | Red Flag Warning - Destructive Fires | 2040 | 5.0297e-09 | 10472.8261 | 280.5544 | 10192.2718 | 0 | 0 | 1.377e-05 | 5.2675e-05 | 0 | 5.2675e-05 | 6.8131e-08 | 1.6667e-06 | 0 | 1.6667e-06 | 2.8241e-06 | 0 | 2.8241e-06 | 1.5741e-06 | 0 | 1.5741e-06 | [17 empty] | 7.3.3.17.5 (Remote Grid) Updates to grid topology to minimize risk of ignition in HFTDs Remote GridWLDFRContact from objectAggregated | WLDFR | HFTD - Distribution - Tier 2 - 4QU CoRE ¦ 2QU LoRE | Non-Red Flag Warning - Catastrophic Fires | Contact from object | Aggregated | 2039 | 3.7951e-07 | 522.2177 | 0.00019819 | 2039 | Mitigation | 0.95 | 45 | 0 | esc | 0.00097009 | 3.6815e-10 | 0.00097009 | 3.6815e-10
[79 empty] | WLDFR | HFTD - Distribution - Zone 1 - 4QU CoRE ¦ 1QU LoRE | Red Flag Warning - Destructive Fires | 2041 | 5.0297e-09 | 10472.8261 | 280.5544 | 10192.2718 | 0 | 0 | 1.377e-05 | 5.2675e-05 | 0 | 5.2675e-05 | 6.8131e-08 | 1.6667e-06 | 0 | 1.6667e-06 | 2.8241e-06 | 0 | 2.8241e-06 | 1.5741e-06 | 0 | 1.5741e-06 | [17 empty] | 7.3.3.17.5 (Remote Grid) Updates to grid topology to minimize risk of ignition in HFTDs Remote GridWLDFRContact from objectAggregated | WLDFR | HFTD - Distribution - Tier 2 - 4QU CoRE ¦ 2QU LoRE | Non-Red Flag Warning - Catastrophic Fires | Contact from object | Aggregated | 2040 | 3.7951e-07 | 522.2177 | 0.00019819 | 2040 | Mitigation | 0.95 | 45 | 0 | esc | 0.00097009 | 3.6815e-10 | 0.00097009 | 3.6815e-10
[79 empty] | WLDFR | HFTD - Distribution - Zone 1 - 4QU CoRE ¦ 1QU LoRE | Red Flag Warning - Destructive Fires | 2042 | 5.0297e-09 | 10472.8261 | 280.5544 | 10192.2718 | 0 | 0 | 1.377e-05 | 5.2675e-05 | 0 | 5.2675e-05 | 6.8131e-08 | 1.6667e-06 | 0 | 1.6667e-06 | 2.8241e-06 | 0 | 2.8241e-06 | 1.5741e-06 | 0 | 1.5741e-06 | [17 empty] | 7.3.3.17.5 (Remote Grid) Updates to grid topology to minimize risk of ignition in HFTDs Remote GridWLDFRContact from objectAggregated | WLDFR | HFTD - Distribution - Tier 2 - 4QU CoRE ¦ 2QU LoRE | Non-Red Flag Warning - Catastrophic Fires | Contact from object | Aggregated | 2041 | 3.7951e-07 | 522.2177 | 0.00019819 | 2041 | Mitigation | 0.95 | 45 | 0 | esc | 0.00097009 | 3.6815e-10 | 0.00097009 | 3.6815e-10
[79 empty] | WLDFR | HFTD - Distribution - Zone 1 - 4QU CoRE ¦ 1QU LoRE | Red Flag Warning - Destructive Fires | 2043 | 5.0297e-09 | 10992.1562 | 299.42 | 10692.7362 | 0 | 0 | 1.377e-05 | 5.5287e-05 | 0 | 5.5287e-05 | 7.1345e-08 | 1.6667e-06 | 0 | 1.6667e-06 | 2.8241e-06 | 0 | 2.8241e-06 | 1.5741e-06 | 0 | 1.5741e-06 | [17 empty] | 7.3.3.17.5 (Remote Grid) Updates to grid topology to minimize risk of ignition in HFTDs Remote GridWLDFRContact from objectAggregated | WLDFR | HFTD - Distribution - Tier 2 - 4QU CoRE ¦ 2QU LoRE | Non-Red Flag Warning - Catastrophic Fires | Contact from object | Aggregated | 2042 | 3.7951e-07 | 522.2177 | 0.00019819 | 2042 | Mitigation | 0.95 | 45 | 0 | esc | 0.00097009 | 3.6815e-10 | 0.00097009 | 3.6815e-10
[79 empty] | WLDFR | HFTD - Distribution - Zone 1 - 4QU CoRE ¦ 1QU LoRE | Red Flag Warning - Destructive Fires | 2044 | 5.0297e-09 | 10992.1562 | 299.42 | 10692.7362 | 0 | 0 | 1.377e-05 | 5.5287e-05 | 0 | 5.5287e-05 | 7.1345e-08 | 1.7425e-06 | 0 | 1.7425e-06 | 2.9525e-06 | 0 | 2.9525e-06 | 1.6457e-06 | 0 | 1.6457e-06 | [17 empty] | 7.3.3.17.5 (Remote Grid) Updates to grid topology to minimize risk of ignition in HFTDs Remote GridWLDFRContact from objectAggregated | WLDFR | HFTD - Distribution - Tier 2 - 4QU CoRE ¦ 2QU LoRE | Non-Red Flag Warning - Catastrophic Fires | Contact from object | Aggregated | 2043 | 3.7951e-07 | 522.2177 | 0.00019819 | 2043 | Mitigation | 0.95 | 45 | 0 | esc | 0.00097009 | 3.6815e-10 | 0.00097009 | 3.6815e-10
[79 empty] | WLDFR | HFTD - Distribution - Zone 1 - 4QU CoRE ¦ 1QU LoRE | Red Flag Warning - Destructive Fires | 2045 | 5.0297e-09 | 10992.1562 | 299.42 | 10692.7362 | 0 | 0 | 1.377e-05 | 5.5287e-05 | 0 | 5.5287e-05 | 7.1345e-08 | 1.7425e-06 | 0 | 1.7425e-06 | 2.9525e-06 | 0 | 2.9525e-06 | 1.6457e-06 | 0 | 1.6457e-06 | [17 empty] | 7.3.3.17.5 (Remote Grid) Updates to grid topology to minimize risk of ignition in HFTDs Remote GridWLDFRContact from objectAggregated | WLDFR | HFTD - Distribution - Tier 2 - 4QU CoRE ¦ 2QU LoRE | Non-Red Flag Warning - Catastrophic Fires | Contact from object | Aggregated | 2044 | 3.7951e-07 | 522.2177 | 0.00019819 | 2044 | Mitigation | 0.95 | 45 | 0 | esc | 0.00097009 | 3.6815e-10 | 0.00097009 | 3.6815e-10
[79 empty] | WLDFR | HFTD - Distribution - Zone 1 - 4QU CoRE ¦ 1QU LoRE | Red Flag Warning - Destructive Fires | 2046 | 5.0297e-09 | 10992.1562 | 299.42 | 10692.7362 | 0 | 0 | 1.377e-05 | 5.5287e-05 | 0 | 5.5287e-05 | 7.1345e-08 | 1.7425e-06 | 0 | 1.7425e-06 | 2.9525e-06 | 0 | 2.9525e-06 | 1.6457e-06 | 0 | 1.6457e-06 | [17 empty] | 7.3.3.17.5 (Remote Grid) Updates to grid topology to minimize risk of ignition in HFTDs Remote GridWLDFRContact from objectAggregated | WLDFR | HFTD - Distribution - Tier 2 - 4QU CoRE ¦ 2QU LoRE | Non-Red Flag Warning - Catastrophic Fires | Contact from object | Aggregated | 2045 | 3.7951e-07 | 522.2177 | 0.00019819 | 2045 | Mitigation | 0.95 | 45 | 0 | esc | 0.00097009 | 3.6815e-10 | 0.00097009 | 3.6815e-10
[79 empty] | WLDFR | HFTD - Distribution - Zone 1 - 4QU CoRE ¦ 1QU LoRE | Red Flag Warning - Destructive Fires | 2047 | 5.0297e-09 | 10992.1562 | 299.42 | 10692.7362 | 0 | 0 | 1.377e-05 | 5.5287e-05 | 0 | 5.5287e-05 | 7.1345e-08 | 0 | 0 | 0 | 2.9525e-06 | 0 | 2.9525e-06 | 1.6457e-06 | 0 | 1.6457e-06 | [17 empty] | 7.3.3.17.5 (Remote Grid) Updates to grid topology to minimize risk of ignition in HFTDs Remote GridWLDFRContact from objectAggregated | WLDFR | HFTD - Distribution - Tier 2 - 4QU CoRE ¦ 2QU LoRE | Non-Red Flag Warning - Catastrophic Fires | Contact from object | Aggregated | 2046 | 3.7951e-07 | 522.2177 | 0.00019819 | 2046 | Mitigation | 0.95 | 45 | 0 | esc | 0.00097009 | 3.6815e-10 | 0.00097009 | 3.6815e-10
[79 empty] | WLDFR | HFTD - Distribution - Zone 1 - 4QU CoRE ¦ 1QU LoRE | Red Flag Warning - Destructive Fires | 2048 | 5.0297e-09 | 11536.0538 | 319.4911 | 11216.5626 | 0 | 0 | 1.377e-05 | 5.8023e-05 | 0 | 5.8023e-05 | 7.4771e-08 | 0 | 0 | 0 | 0 | 0 | 0 | 1.6457e-06 | 0 | 1.6457e-06 | [17 empty] | 7.3.3.17.5 (Remote Grid) Updates to grid topology to minimize risk of ignition in HFTDs Remote GridWLDFRContact from objectAggregated | WLDFR | HFTD - Distribution - Tier 2 - 4QU CoRE ¦ 2QU LoRE | Non-Red Flag Warning - Catastrophic Fires | Contact from object | Aggregated | 2047 | 3.7951e-07 | 522.2177 | 0.00019819 | 2047 | Mitigation | 0.95 | 45 | 0 | esc | 0.00097009 | 3.6815e-10 | 0.00097009 | 3.6815e-10
[79 empty] | WLDFR | HFTD - Distribution - Zone 1 - 4QU CoRE ¦ 1QU LoRE | Red Flag Warning - Destructive Fires | 2049 | 5.0297e-09 | 11536.0538 | 319.4911 | 11216.5626 | 0 | 0 | 1.377e-05 | 5.8023e-05 | 0 | 5.8023e-05 | 7.4771e-08 | 5.6499e-08 | 0 | 5.6499e-08 | 0 | 0 | 0 | 0 | 0 | 0 | [17 empty] | 7.3.3.17.5 (Remote Grid) Updates to grid topology to minimize risk of ignition in HFTDs Remote GridWLDFRContact from objectAggregated | WLDFR | HFTD - Distribution - Tier 2 - 4QU CoRE ¦ 2QU LoRE | Non-Red Flag Warning - Catastrophic Fires | Contact from object | Aggregated | 2048 | 3.7951e-07 | 522.2177 | 0.00019819 | 2048 | Mitigation | 0.95 | 45 | 0 | esc | 0.00097009 | 3.6815e-10 | 0.00097009 | 3.6815e-10
[79 empty] | WLDFR | HFTD - Distribution - Zone 1 - 4QU CoRE ¦ 1QU LoRE | Red Flag Warning - Destructive Fires | 2050 | 5.0297e-09 | 11536.0538 | 319.4911 | 11216.5626 | 0 | 0 | 1.377e-05 | 5.8023e-05 | 0 | 5.8023e-05 | 7.4771e-08 | 5.1748e-08 | 0 | 5.1748e-08 | 8.7685e-08 | 0 | 8.7685e-08 | 0 | 0 | 0 | [17 empty] | 7.3.3.17.5 (Remote Grid) Updates to grid topology to minimize risk of ignition in HFTDs Remote GridWLDFRContact from objectAggregated | WLDFR | HFTD - Distribution - Tier 2 - 4QU CoRE ¦ 2QU LoRE | Non-Red Flag Warning - Catastrophic Fires | Contact from object | Aggregated | 2049 | 3.7951e-07 | 522.2177 | 0.00019819 | 2049 | Mitigation | 0.95 | 45 | 0 | esc | 0.00097009 | 3.6815e-10 | 0.00097009 | 3.6815e-10
[79 empty] | WLDFR | HFTD - Distribution - Zone 1 - 4QU CoRE ¦ 1QU LoRE | Red Flag Warning - Destructive Fires | 2051 | 5.0297e-09 | 11536.0538 | 319.4911 | 11216.5626 | 0 | 0 | 1.377e-05 | 5.8023e-05 | 0 | 5.8023e-05 | 7.4771e-08 | 5.4064e-08 | 0 | 5.4064e-08 | 9.1608e-08 | 0 | 9.1608e-08 | 5.106e-08 | 0 | 5.106e-08 | [17 empty] | 7.3.3.17.5 (Remote Grid) Updates to grid topology to minimize risk of ignition in HFTDs Remote GridWLDFRContact from objectAggregated | WLDFR | HFTD - Distribution - Tier 2 - 4QU CoRE ¦ 2QU LoRE | Non-Red Flag Warning - Catastrophic Fires | Contact from object | Aggregated | 2050 | 3.7951e-07 | 522.2177 | 0.00019819 | 2050 | Mitigation | 0.95 | 45 | 0 | esc | 0.00097009 | 3.6815e-10 | 0.00097009 | 3.6815e-10
[79 empty] | WLDFR | HFTD - Distribution - Zone 1 - 4QU CoRE ¦ 1QU LoRE | Red Flag Warning - Destructive Fires | 2052 | 5.0297e-09 | 11536.0538 | 319.4911 | 11216.5626 | 0 | 0 | 1.377e-05 | 5.8023e-05 | 0 | 5.8023e-05 | 7.4771e-08 | 5.4064e-08 | 0 | 5.4064e-08 | 9.1608e-08 | 0 | 9.1608e-08 | 5.106e-08 | 0 | 5.106e-08 | [17 empty] | 7.3.3.17.5 (Remote Grid) Updates to grid topology to minimize risk of ignition in HFTDs Remote GridWLDFRContact from objectAggregated | WLDFR | HFTD - Distribution - Tier 2 - 4QU CoRE ¦ 2QU LoRE | Non-Red Flag Warning - Catastrophic Fires | Contact from object | Aggregated | 2051 | 3.7951e-07 | 522.2177 | 0.00019819 | 2051 | Mitigation | 0.95 | 45 | 0 | esc | 0.00097009 | 3.6815e-10 | 0.00097009 | 3.6815e-10
[79 empty] | WLDFR | HFTD - Distribution - Zone 1 - 4QU CoRE ¦ 1QU LoRE | Red Flag Warning - Destructive Fires | 2053 | 5.0297e-09 | 12097.6769 | 340.5356 | 11757.1413 | 0 | 0 | 1.377e-05 | 6.0848e-05 | 0 | 6.0848e-05 | 7.8375e-08 | 5.4064e-08 | 0 | 5.4064e-08 | 9.1608e-08 | 0 | 9.1608e-08 | 5.106e-08 | 0 | 5.106e-08 | [17 empty] | 7.3.3.17.5 (Remote Grid) Updates to grid topology to minimize risk of ignition in HFTDs Remote GridWLDFRContact from objectAggregated | WLDFR | HFTD - Distribution - Tier 2 - 4QU CoRE ¦ 2QU LoRE | Non-Red Flag Warning - Catastrophic Fires | Contact from object | Aggregated | 2052 | 3.7951e-07 | 522.2177 | 0.00019819 | 2052 | Mitigation | 0.95 | 45 | 0 | esc | 0.00097009 | 3.6815e-10 | 0.00097009 | 3.6815e-10
[79 empty] | WLDFR | HFTD - Distribution - Zone 1 - 4QU CoRE ¦ 1QU LoRE | Red Flag Warning - Destructive Fires | 2054 | 5.0297e-09 | 12097.6769 | 340.5356 | 11757.1413 | 0 | 0 | 1.377e-05 | 6.0848e-05 | 0 | 6.0848e-05 | 7.8375e-08 | 5.4064e-08 | 0 | 5.4064e-08 | 9.1608e-08 | 0 | 9.1608e-08 | 5.106e-08 | 0 | 5.106e-08 | [17 empty] | 7.3.3.17.5 (Remote Grid) Updates to grid topology to minimize risk of ignition in HFTDs Remote GridWLDFRContact from objectAggregated | WLDFR | HFTD - Distribution - Tier 2 - 4QU CoRE ¦ 2QU LoRE | Non-Red Flag Warning - Catastrophic Fires | Contact from object | Aggregated | 2053 | 3.7951e-07 | 522.2177 | 0.00019819 | 2053 | Mitigation | 0.95 | 45 | 0 | esc | 0.00097009 | 3.6815e-10 | 0.00097009 | 3.6815e-10
[79 empty] | WLDFR | HFTD - Distribution - Zone 1 - 4QU CoRE ¦ 1QU LoRE | Red Flag Warning - Destructive Fires | 2055 | 5.0297e-09 | 12097.6769 | 340.5356 | 11757.1413 | 0 | 0 | 1.377e-05 | 6.0848e-05 | 0 | 6.0848e-05 | 7.8375e-08 | 5.4064e-08 | 0 | 5.4064e-08 | 9.1608e-08 | 0 | 9.1608e-08 | 5.106e-08 | 0 | 5.106e-08 | [17 empty] | 7.3.3.17.5 (Remote Grid) Updates to grid topology to minimize risk of ignition in HFTDs Remote GridWLDFRContact from objectAggregated | WLDFR | HFTD - Distribution - Tier 2 - 4QU CoRE ¦ 2QU LoRE | Non-Red Flag Warning - Catastrophic Fires | Contact from object | Aggregated | 2054 | 3.7951e-07 | 522.2177 | 0.00019819 | 2054 | Mitigation | 0.95 | 45 | 0 | esc | 0.00097009 | 3.6815e-10 | 0.00097009 | 3.6815e-10
[79 empty] | WLDFR | HFTD - Distribution - Zone 1 - 4QU CoRE ¦ 1QU LoRE | Red Flag Warning - Destructive Fires | 2056 | 5.0297e-09 | 12097.6769 | 340.5356 | 11757.1413 | 0 | 0 | 1.377e-05 | 6.0848e-05 | 0 | 6.0848e-05 | 7.8375e-08 | 5.7046e-08 | 0 | 5.7046e-08 | 9.6661e-08 | 0 | 9.6661e-08 | 5.3876e-08 | 0 | 5.3876e-08 | [17 empty] | 7.3.3.17.5 (Remote Grid) Updates to grid topology to minimize risk of ignition in HFTDs Remote GridWLDFRContact from objectAggregated | WLDFR | HFTD - Distribution - Tier 2 - 4QU CoRE ¦ 2QU LoRE | Non-Red Flag Warning - Catastrophic Fires | Contact from object | Aggregated | 2055 | 3.7951e-07 | 522.2177 | 0.00019819 | 2055 | Mitigation | 0.95 | 45 | 0 | esc | 0.00097009 | 3.6815e-10 | 0.00097009 | 3.6815e-10
[79 empty] | WLDFR | HFTD - Distribution - Zone 1 - 4QU CoRE ¦ 1QU LoRE | Red Flag Warning - Destructive Fires | 2057 | 5.0297e-09 | 12097.6769 | 340.5356 | 11757.1413 | 0 | 0 | 1.377e-05 | 6.0848e-05 | 0 | 6.0848e-05 | 7.8375e-08 | 5.7046e-08 | 0 | 5.7046e-08 | 9.6661e-08 | 0 | 9.6661e-08 | 5.3876e-08 | 0 | 5.3876e-08 | [17 empty] | 7.3.3.17.5 (Remote Grid) Updates to grid topology to minimize risk of ignition in HFTDs Remote GridWLDFRContact from objectAggregated | WLDFR | HFTD - Distribution - Tier 2 - 4QU CoRE ¦ 2QU LoRE | Non-Red Flag Warning - Catastrophic Fires | Contact from object | Aggregated | 2056 | 3.7951e-07 | 522.2177 | 0.00019819 | 2056 | Mitigation | 0.95 | 45 | 0 | esc | 0.00097009 | 3.6815e-10 | 0.00097009 | 3.6815e-10
[79 empty] | WLDFR | HFTD - Distribution - Zone 1 - 4QU CoRE ¦ 1QU LoRE | Red Flag Warning - Destructive Fires | 2058 | 5.0297e-09 | 12670.1796 | 362.3049 | 12307.8747 | 0 | 0 | 1.377e-05 | 6.3727e-05 | 0 | 6.3727e-05 | 8.2117e-08 | 5.7046e-08 | 0 | 5.7046e-08 | 9.6661e-08 | 0 | 9.6661e-08 | 5.3876e-08 | 0 | 5.3876e-08 | [17 empty] | 7.3.3.17.5 (Remote Grid) Updates to grid topology to minimize risk of ignition in HFTDs Remote GridWLDFRContact from objectAggregated | WLDFR | HFTD - Distribution - Tier 2 - 4QU CoRE ¦ 2QU LoRE | Non-Red Flag Warning - Catastrophic Fires | Contact from object | Aggregated | 2057 | 3.7951e-07 | 522.2177 | 0.00019819 | 2057 | Mitigation | 0.95 | 45 | 0 | esc | 0.00097009 | 3.6815e-10 | 0.00097009 | 3.6815e-10
[79 empty] | WLDFR | HFTD - Distribution - Zone 1 - 4QU CoRE ¦ 1QU LoRE | Red Flag Warning - Destructive Fires | 2059 | 5.0297e-09 | 12670.1796 | 362.3049 | 12307.8747 | 0 | 0 | 1.377e-05 | 6.3727e-05 | 0 | 6.3727e-05 | 8.2117e-08 | 5.7046e-08 | 0 | 5.7046e-08 | 9.6661e-08 | 0 | 9.6661e-08 | 5.3876e-08 | 0 | 5.3876e-08 | [17 empty] | 7.3.3.17.5 (Remote Grid) Updates to grid topology to minimize risk of ignition in HFTDs Remote GridWLDFRContact from objectAggregated | WLDFR | HFTD - Distribution - Tier 2 - 4QU CoRE ¦ 2QU LoRE | Non-Red Flag Warning - Catastrophic Fires | Contact from object | Aggregated | 2058 | 3.7951e-07 | 522.2177 | 0.00019819 | 2058 | Mitigation | 0.95 | 45 | 0 | esc | 0.00097009 | 3.6815e-10 | 0.00097009 | 3.6815e-10
[79 empty] | WLDFR | HFTD - Distribution - Zone 1 - 4QU CoRE ¦ 1QU LoRE | Red Flag Warning - Destructive Fires | 2060 | 5.0297e-09 | 12670.1796 | 362.3049 | 12307.8747 | 0 | 0 | 1.377e-05 | 6.3727e-05 | 0 | 6.3727e-05 | 8.2117e-08 | 5.7046e-08 | 0 | 5.7046e-08 | 9.6661e-08 | 0 | 9.6661e-08 | 5.3876e-08 | 0 | 5.3876e-08 | [17 empty] | 7.3.3.17.5 (Remote Grid) Updates to grid topology to minimize risk of ignition in HFTDs Remote GridWLDFRContact from objectAggregated | WLDFR | HFTD - Distribution - Tier 2 - 4QU CoRE ¦ 2QU LoRE | Non-Red Flag Warning - Catastrophic Fires | Contact from object | Aggregated | 2059 | 3.7951e-07 | 522.2177 | 0.00019819 | 2059 | Mitigation | 0.95 | 45 | 0 | esc | 0.00097009 | 3.6815e-10 | 0.00097009 | 3.6815e-10
[79 empty] | WLDFR | HFTD - Distribution - Zone 1 - 4QU CoRE ¦ 1QU LoRE | Red Flag Warning - Destructive Fires | 2061 | 5.0297e-09 | 12670.1796 | 362.3049 | 12307.8747 | 0 | 0 | 1.377e-05 | 6.3727e-05 | 0 | 6.3727e-05 | 8.2117e-08 | 6.0437e-08 | 0 | 6.0437e-08 | 1.0241e-07 | 0 | 1.0241e-07 | 5.708e-08 | 0 | 5.708e-08 | [17 empty] | 7.3.3.17.5 (Remote Grid) Updates to grid topology to minimize risk of ignition in HFTDs Remote GridWLDFRContact from objectAggregated | WLDFR | HFTD - Distribution - Tier 2 - 4QU CoRE ¦ 2QU LoRE | Non-Red Flag Warning - Catastrophic Fires | Contact from object | Aggregated | 2060 | 3.7951e-07 | 522.2177 | 0.00019819 | 2060 | Mitigation | 0.95 | 45 | 0 | esc | 0.00097009 | 3.6815e-10 | 0.00097009 | 3.6815e-10
[79 empty] | WLDFR | HFTD - Distribution - Zone 1 - 4QU CoRE ¦ 1QU LoRE | Red Flag Warning - Destructive Fires | 2062 | 5.0297e-09 | 12670.1796 | 362.3049 | 12307.8747 | 0 | 0 | 1.377e-05 | 6.3727e-05 | 0 | 6.3727e-05 | 8.2117e-08 | 6.0437e-08 | 0 | 6.0437e-08 | 1.0241e-07 | 0 | 1.0241e-07 | 5.708e-08 | 0 | 5.708e-08 | [17 empty] | 7.3.3.17.5 (Remote Grid) Updates to grid topology to minimize risk of ignition in HFTDs Remote GridWLDFRContact from objectAggregated | WLDFR | HFTD - Distribution - Tier 2 - 4QU CoRE ¦ 2QU LoRE | Non-Red Flag Warning - Catastrophic Fires | Contact from object | Aggregated | 2061 | 3.7951e-07 | 522.2177 | 0.00019819 | 2061 | Mitigation | 0.95 | 45 | 0 | esc | 0.00097009 | 3.6815e-10 | 0.00097009 | 3.6815e-10
[79 empty] | WLDFR | HFTD - Distribution - Zone 1 - 4QU CoRE ¦ 1QU LoRE | Red Flag Warning - Destructive Fires | 2063 | 5.0297e-09 | 13246.6313 | 384.5316 | 12862.0997 | 0 | 0 | 1.377e-05 | 6.6627e-05 | 0 | 6.6627e-05 | 8.5954e-08 | 6.0437e-08 | 0 | 6.0437e-08 | 1.0241e-07 | 0 | 1.0241e-07 | 5.708e-08 | 0 | 5.708e-08 | [17 empty] | 7.3.3.17.5 (Remote Grid) Updates to grid topology to minimize risk of ignition in HFTDs Remote GridWLDFRContact from objectAggregated | WLDFR | HFTD - Distribution - Tier 2 - 4QU CoRE ¦ 2QU LoRE | Non-Red Flag Warning - Catastrophic Fires | Contact from object | Aggregated | 2062 | 3.7951e-07 | 522.2177 | 0.00019819 | 2062 | Mitigation | 0.95 | 45 | 0 | esc | 0.00097009 | 3.6815e-10 | 0.00097009 | 3.6815e-10
[79 empty] | WLDFR | HFTD - Distribution - Zone 1 - 4QU CoRE ¦ 1QU LoRE | Red Flag Warning - Destructive Fires | 2064 | 5.0297e-09 | 13246.6313 | 384.5316 | 12862.0997 | 0 | 0 | 1.377e-05 | 6.6627e-05 | 0 | 6.6627e-05 | 8.5954e-08 | 6.0437e-08 | 0 | 6.0437e-08 | 1.0241e-07 | 0 | 1.0241e-07 | 5.708e-08 | 0 | 5.708e-08 | [17 empty] | 7.3.3.17.5 (Remote Grid) Updates to grid topology to minimize risk of ignition in HFTDs Remote GridWLDFRContact from objectAggregated | WLDFR | HFTD - Distribution - Tier 2 - 4QU CoRE ¦ 2QU LoRE | Non-Red Flag Warning - Catastrophic Fires | Contact from object | Aggregated | 2063 | 3.7951e-07 | 522.2177 | 0.00019819 | 2063 | Mitigation | 0.95 | 45 | 0 | esc | 0.00097009 | 3.6815e-10 | 0.00097009 | 3.6815e-10
[79 empty] | WLDFR | HFTD - Distribution - Zone 1 - 4QU CoRE ¦ 1QU LoRE | Red Flag Warning - Destructive Fires | 2065 | 5.0297e-09 | 13246.6313 | 384.5316 | 12862.0997 | 0 | 0 | 1.377e-05 | 6.6627e-05 | 0 | 6.6627e-05 | 8.5954e-08 | 6.0437e-08 | 0 | 6.0437e-08 | 1.0241e-07 | 0 | 1.0241e-07 | 5.708e-08 | 0 | 5.708e-08 | [17 empty] | 7.3.3.17.5 (Remote Grid) Updates to grid topology to minimize risk of ignition in HFTDs Remote GridWLDFRContact from objectAggregated | WLDFR | HFTD - Distribution - Tier 2 - 4QU CoRE ¦ 2QU LoRE | Non-Red Flag Warning - Catastrophic Fires | Contact from object | Aggregated | 2064 | 3.7951e-07 | 522.2177 | 0.00019819 | 2064 | Mitigation | 0.95 | 45 | 0 | esc | 0.00097009 | 3.6815e-10 | 0.00097009 | 3.6815e-10
[79 empty] | WLDFR | HFTD - Distribution - Zone 1 - 4QU CoRE ¦ 1QU LoRE | Red Flag Warning - Destructive Fires | 2066 | 5.0297e-09 | 13246.6313 | 384.5316 | 12862.0997 | 0 | 0 | 1.377e-05 | 6.6627e-05 | 0 | 6.6627e-05 | 8.5954e-08 | 6.4213e-08 | 0 | 6.4213e-08 | 1.088e-07 | 0 | 1.088e-07 | 6.0645e-08 | 0 | 6.0645e-08 | [17 empty] | 7.3.3.17.5 (Remote Grid) Updates to grid topology to minimize risk of ignition in HFTDs Remote GridWLDFRContact from objectAggregated | WLDFR | HFTD - Distribution - Tier 2 - 4QU CoRE ¦ 2QU LoRE | Non-Red Flag Warning - Catastrophic Fires | Contact from object | Aggregated | 2065 | 3.7951e-07 | 522.2177 | 0.00019819 | 2065 | Mitigation | 0.95 | 45 | 0 | esc | 0.00097009 | 3.6815e-10 | 0.00097009 | 3.6815e-10
[79 empty] | WLDFR | HFTD - Distribution - Zone 1 - 4QU CoRE ¦ 1QU LoRE | Red Flag Warning - Large Fires | 2022 | 3.2355e-08 | 5.2406 | 0.69642 | 2.942 | 1.6022 | 0 | 8.8581e-05 | 1.6956e-07 | 0 | 1.6956e-07 | 7.8558e-07 | 6.4213e-08 | 0 | 6.4213e-08 | 1.088e-07 | 0 | 1.088e-07 | 6.0645e-08 | 0 | 6.0645e-08 | [17 empty] | 7.3.3.17.5 (Remote Grid) Updates to grid topology to minimize risk of ignition in HFTDs Remote GridWLDFRContact from objectAggregated | WLDFR | HFTD - Distribution - Tier 2 - 4QU CoRE ¦ 2QU LoRE | Non-Red Flag Warning - Catastrophic Fires | Contact from object | Aggregated | 2066 | 3.7951e-07 | 522.2177 | 0.00019819 | 2066 | Mitigation | 0.95 | 45 | 0 | esc | 0.00097009 | 3.6815e-10 | 0.00097009 | 3.6815e-10
[79 empty] | WLDFR | HFTD - Distribution - Zone 1 - 4QU CoRE ¦ 1QU LoRE | Red Flag Warning - Large Fires | 2023 | 3.2355e-08 | 5.475 | 0.71896 | 3.0715 | 1.6846 | 0 | 8.8581e-05 | 1.7714e-07 | 0 | 1.7714e-07 | 8.1437e-07 | 6.4213e-08 | 0 | 6.4213e-08 | 1.088e-07 | 0 | 1.088e-07 | 6.0645e-08 | 0 | 6.0645e-08 | [17 empty] | 7.3.3.17.5 (Remote Grid) Updates to grid topology to minimize risk of ignition in HFTDs Remote GridWLDFRContact from objectAggregated | WLDFR | HFTD - Distribution - Tier 2 - 4QU CoRE ¦ 2QU LoRE | Non-Red Flag Warning - Catastrophic Fires | Contact from object | Aggregated | 2067 | 3.7951e-07 | 522.2177 | 0.00019819 | 2067 | Mitigation | 0.95 | 45 | 0 | esc | 0 | 0 | 0.00097009 | 3.6815e-10
[79 empty] | WLDFR | HFTD - Distribution - Zone 1 - 4QU CoRE ¦ 1QU LoRE | Red Flag Warning - Large Fires | 2024 | 3.2355e-08 | 5.475 | 0.71896 | 3.0715 | 1.6846 | 0 | 8.8581e-05 | 1.7714e-07 | 0 | 1.7714e-07 | 8.1437e-07 | 6.4213e-08 | 0 | 6.4213e-08 | 1.088e-07 | 0 | 1.088e-07 | 6.0645e-08 | 0 | 6.0645e-08 | [17 empty] | 7.3.3.17.5 (Remote Grid) Updates to grid topology to minimize risk of ignition in HFTDs Remote GridWLDFRContaminationAggregated | WLDFR | HFTD - Distribution - Tier 2 - 4QU CoRE ¦ 2QU LoRE | Non-Red Flag Warning - Catastrophic Fires | Contamination | Aggregated | 2022 | 7.82e-09 | 522.2177 | 4.0838e-06 | 2022 | Mitigation | 0.95 | 45 | 0 | esc | 0.00097009 | 7.5861e-12 | 0 | 0
[79 empty] | WLDFR | HFTD - Distribution - Zone 1 - 4QU CoRE ¦ 1QU LoRE | Red Flag Warning - Large Fires | 2025 | 3.2355e-08 | 5.475 | 0.71896 | 3.0715 | 1.6846 | 0 | 8.8581e-05 | 1.7714e-07 | 0 | 1.7714e-07 | 8.1437e-07 | 6.4213e-08 | 0 | 6.4213e-08 | 1.088e-07 | 0 | 1.088e-07 | 6.0645e-08 | 0 | 6.0645e-08 | [17 empty] | 7.3.3.17.5 (Remote Grid) Updates to grid topology to minimize risk of ignition in HFTDs Remote GridWLDFRContaminationAggregated | WLDFR | HFTD - Distribution - Tier 2 - 4QU CoRE ¦ 2QU LoRE | Non-Red Flag Warning - Catastrophic Fires | Contamination | Aggregated | 2023 | 7.82e-09 | 522.2177 | 4.0838e-06 | 2023 | Mitigation | 0.95 | 45 | 0 | esc | 0.00097009 | 7.5861e-12 | 0.00097009 | 7.5861e-12
[79 empty] | WLDFR | HFTD - Distribution - Zone 1 - 4QU CoRE ¦ 1QU LoRE | Red Flag Warning - Large Fires | 2026 | 3.2355e-08 | 5.475 | 0.71896 | 3.0715 | 1.6846 | 0 | 8.8581e-05 | 1.7714e-07 | 0 | 1.7714e-07 | 8.1437e-07 | 6.8341e-08 | 0 | 6.8341e-08 | 1.158e-07 | 0 | 1.158e-07 | 6.4545e-08 | 0 | 6.4545e-08 | [17 empty] | 7.3.3.17.5 (Remote Grid) Updates to grid topology to minimize risk of ignition in HFTDs Remote GridWLDFRContaminationAggregated | WLDFR | HFTD - Distribution - Tier 2 - 4QU CoRE ¦ 2QU LoRE | Non-Red Flag Warning - Catastrophic Fires | Contamination | Aggregated | 2024 | 7.82e-09 | 522.2177 | 4.0838e-06 | 2024 | Mitigation | 0.95 | 45 | 0 | esc | 0.00097009 | 7.5861e-12 | 0.00097009 | 7.5861e-12
[79 empty] | WLDFR | HFTD - Distribution - Zone 1 - 4QU CoRE ¦ 1QU LoRE | Red Flag Warning - Large Fires | 2027 | 3.2355e-08 | 5.475 | 0.71896 | 3.0715 | 1.6846 | 0 | 8.8581e-05 | 1.7714e-07 | 0 | 1.7714e-07 | 8.1437e-07 | 6.8341e-08 | 0 | 6.8341e-08 | 1.158e-07 | 0 | 1.158e-07 | 6.4545e-08 | 0 | 6.4545e-08 | [17 empty] | 7.3.3.17.5 (Remote Grid) Updates to grid topology to minimize risk of ignition in HFTDs Remote GridWLDFRContaminationAggregated | WLDFR | HFTD - Distribution - Tier 2 - 4QU CoRE ¦ 2QU LoRE | Non-Red Flag Warning - Catastrophic Fires | Contamination | Aggregated | 2025 | 7.82e-09 | 522.2177 | 4.0838e-06 | 2025 | Mitigation | 0.95 | 45 | 0 | esc | 0.00097009 | 7.5861e-12 | 0.00097009 | 7.5861e-12
[79 empty] | WLDFR | HFTD - Distribution - Zone 1 - 4QU CoRE ¦ 1QU LoRE | Red Flag Warning - Large Fires | 2028 | 3.2355e-08 | 5.777 | 0.74734 | 3.238 | 1.7917 | 0 | 8.8581e-05 | 1.8691e-07 | 0 | 1.8691e-07 | 8.5065e-07 | 6.8341e-08 | 0 | 6.8341e-08 | 1.158e-07 | 0 | 1.158e-07 | 6.4545e-08 | 0 | 6.4545e-08 | [17 empty] | 7.3.3.17.5 (Remote Grid) Updates to grid topology to minimize risk of ignition in HFTDs Remote GridWLDFRContaminationAggregated | WLDFR | HFTD - Distribution - Tier 2 - 4QU CoRE ¦ 2QU LoRE | Non-Red Flag Warning - Catastrophic Fires | Contamination | Aggregated | 2026 | 7.82e-09 | 522.2177 | 4.0838e-06 | 2026 | Mitigation | 0.95 | 45 | 0 | esc | 0.00097009 | 7.5861e-12 | 0.00097009 | 7.5861e-12
[79 empty] | WLDFR | HFTD - Distribution - Zone 1 - 4QU CoRE ¦ 1QU LoRE | Red Flag Warning - Large Fires | 2029 | 3.2355e-08 | 5.777 | 0.74734 | 3.238 | 1.7917 | 0 | 8.8581e-05 | 1.8691e-07 | 0 | 1.8691e-07 | 8.5065e-07 | 6.8341e-08 | 0 | 6.8341e-08 | 1.158e-07 | 0 | 1.158e-07 | 6.4545e-08 | 0 | 6.4545e-08 | [17 empty] | 7.3.3.17.5 (Remote Grid) Updates to grid topology to minimize risk of ignition in HFTDs Remote GridWLDFRContaminationAggregated | WLDFR | HFTD - Distribution - Tier 2 - 4QU CoRE ¦ 2QU LoRE | Non-Red Flag Warning - Catastrophic Fires | Contamination | Aggregated | 2027 | 7.82e-09 | 522.2177 | 4.0838e-06 | 2027 | Mitigation | 0.95 | 45 | 0 | esc | 0.00097009 | 7.5861e-12 | 0.00097009 | 7.5861e-12
[79 empty] | WLDFR | HFTD - Distribution - Zone 1 - 4QU CoRE ¦ 1QU LoRE | Red Flag Warning - Large Fires | 2030 | 3.2355e-08 | 5.777 | 0.74734 | 3.238 | 1.7917 | 0 | 8.8581e-05 | 1.8691e-07 | 0 | 1.8691e-07 | 8.5065e-07 | 6.8341e-08 | 0 | 6.8341e-08 | 1.158e-07 | 0 | 1.158e-07 | 6.4545e-08 | 0 | 6.4545e-08 | [17 empty] | 7.3.3.17.5 (Remote Grid) Updates to grid topology to minimize risk of ignition in HFTDs Remote GridWLDFRContaminationAggregated | WLDFR | HFTD - Distribution - Tier 2 - 4QU CoRE ¦ 2QU LoRE | Non-Red Flag Warning - Catastrophic Fires | Contamination | Aggregated | 2028 | 7.82e-09 | 522.2177 | 4.0838e-06 | 2028 | Mitigation | 0.95 | 45 | 0 | esc | 0.00097009 | 7.5861e-12 | 0.00097009 | 7.5861e-12
[79 empty] | WLDFR | HFTD - Distribution - Zone 1 - 4QU CoRE ¦ 1QU LoRE | Red Flag Warning - Large Fires | 2031 | 3.2355e-08 | 5.777 | 0.74734 | 3.238 | 1.7917 | 0 | 8.8581e-05 | 1.8691e-07 | 0 | 1.8691e-07 | 8.5065e-07 | 7.2789e-08 | 0 | 7.2789e-08 | 1.2334e-07 | 0 | 1.2334e-07 | 6.8745e-08 | 0 | 6.8745e-08 | [17 empty] | 7.3.3.17.5 (Remote Grid) Updates to grid topology to minimize risk of ignition in HFTDs Remote GridWLDFRContaminationAggregated | WLDFR | HFTD - Distribution - Tier 2 - 4QU CoRE ¦ 2QU LoRE | Non-Red Flag Warning - Catastrophic Fires | Contamination | Aggregated | 2029 | 7.82e-09 | 522.2177 | 4.0838e-06 | 2029 | Mitigation | 0.95 | 45 | 0 | esc | 0.00097009 | 7.5861e-12 | 0.00097009 | 7.5861e-12
[79 empty] | WLDFR | HFTD - Distribution - Zone 1 - 4QU CoRE ¦ 1QU LoRE | Red Flag Warning - Large Fires | 2032 | 3.2355e-08 | 5.777 | 0.74734 | 3.238 | 1.7917 | 0 | 8.8581e-05 | 1.8691e-07 | 0 | 1.8691e-07 | 8.5065e-07 | 7.2789e-08 | 0 | 7.2789e-08 | 1.2334e-07 | 0 | 1.2334e-07 | 6.8745e-08 | 0 | 6.8745e-08 | [17 empty] | 7.3.3.17.5 (Remote Grid) Updates to grid topology to minimize risk of ignition in HFTDs Remote GridWLDFRContaminationAggregated | WLDFR | HFTD - Distribution - Tier 2 - 4QU CoRE ¦ 2QU LoRE | Non-Red Flag Warning - Catastrophic Fires | Contamination | Aggregated | 2030 | 7.82e-09 | 522.2177 | 4.0838e-06 | 2030 | Mitigation | 0.95 | 45 | 0 | esc | 0.00097009 | 7.5861e-12 | 0.00097009 | 7.5861e-12
[79 empty] | WLDFR | HFTD - Distribution - Zone 1 - 4QU CoRE ¦ 1QU LoRE | Red Flag Warning - Large Fires | 2033 | 3.2355e-08 | 6.1205 | 0.77885 | 3.4265 | 1.9151 | 0 | 8.8581e-05 | 1.9803e-07 | 0 | 1.9803e-07 | 8.9098e-07 | 7.2789e-08 | 0 | 7.2789e-08 | 1.2334e-07 | 0 | 1.2334e-07 | 6.8745e-08 | 0 | 6.8745e-08 | [17 empty] | 7.3.3.17.5 (Remote Grid) Updates to grid topology to minimize risk of ignition in HFTDs Remote GridWLDFRContaminationAggregated | WLDFR | HFTD - Distribution - Tier 2 - 4QU CoRE ¦ 2QU LoRE | Non-Red Flag Warning - Catastrophic Fires | Contamination | Aggregated | 2031 | 7.82e-09 | 522.2177 | 4.0838e-06 | 2031 | Mitigation | 0.95 | 45 | 0 | esc | 0.00097009 | 7.5861e-12 | 0.00097009 | 7.5861e-12
[79 empty] | WLDFR | HFTD - Distribution - Zone 1 - 4QU CoRE ¦ 1QU LoRE | Red Flag Warning - Large Fires | 2034 | 3.2355e-08 | 6.1205 | 0.77885 | 3.4265 | 1.9151 | 0 | 8.8581e-05 | 1.9803e-07 | 0 | 1.9803e-07 | 8.9098e-07 | 7.2789e-08 | 0 | 7.2789e-08 | 1.2334e-07 | 0 | 1.2334e-07 | 6.8745e-08 | 0 | 6.8745e-08 | [17 empty] | 7.3.3.17.5 (Remote Grid) Updates to grid topology to minimize risk of ignition in HFTDs Remote GridWLDFRContaminationAggregated | WLDFR | HFTD - Distribution - Tier 2 - 4QU CoRE ¦ 2QU LoRE | Non-Red Flag Warning - Catastrophic Fires | Contamination | Aggregated | 2032 | 7.82e-09 | 522.2177 | 4.0838e-06 | 2032 | Mitigation | 0.95 | 45 | 0 | esc | 0.00097009 | 7.5861e-12 | 0.00097009 | 7.5861e-12
[79 empty] | WLDFR | HFTD - Distribution - Zone 1 - 4QU CoRE ¦ 1QU LoRE | Red Flag Warning - Large Fires | 2035 | 3.2355e-08 | 6.1205 | 0.77885 | 3.4265 | 1.9151 | 0 | 8.8581e-05 | 1.9803e-07 | 0 | 1.9803e-07 | 8.9098e-07 | 7.2789e-08 | 0 | 7.2789e-08 | 1.2334e-07 | 0 | 1.2334e-07 | 6.8745e-08 | 0 | 6.8745e-08 | [17 empty] | 7.3.3.17.5 (Remote Grid) Updates to grid topology to minimize risk of ignition in HFTDs Remote GridWLDFRContaminationAggregated | WLDFR | HFTD - Distribution - Tier 2 - 4QU CoRE ¦ 2QU LoRE | Non-Red Flag Warning - Catastrophic Fires | Contamination | Aggregated | 2033 | 7.82e-09 | 522.2177 | 4.0838e-06 | 2033 | Mitigation | 0.95 | 45 | 0 | esc | 0.00097009 | 7.5861e-12 | 0.00097009 | 7.5861e-12
[79 empty] | WLDFR | HFTD - Distribution - Zone 1 - 4QU CoRE ¦ 1QU LoRE | Red Flag Warning - Large Fires | 2036 | 3.2355e-08 | 6.1205 | 0.77885 | 3.4265 | 1.9151 | 0 | 8.8581e-05 | 1.9803e-07 | 0 | 1.9803e-07 | 8.9098e-07 | 7.7519e-08 | 0 | 7.7519e-08 | 1.3135e-07 | 0 | 1.3135e-07 | 7.3212e-08 | 0 | 7.3212e-08 | [17 empty] | 7.3.3.17.5 (Remote Grid) Updates to grid topology to minimize risk of ignition in HFTDs Remote GridWLDFRContaminationAggregated | WLDFR | HFTD - Distribution - Tier 2 - 4QU CoRE ¦ 2QU LoRE | Non-Red Flag Warning - Catastrophic Fires | Contamination | Aggregated | 2034 | 7.82e-09 | 522.2177 | 4.0838e-06 | 2034 | Mitigation | 0.95 | 45 | 0 | esc | 0.00097009 | 7.5861e-12 | 0.00097009 | 7.5861e-12
[79 empty] | WLDFR | HFTD - Distribution - Zone 1 - 4QU CoRE ¦ 1QU LoRE | Red Flag Warning - Large Fires | 2037 | 3.2355e-08 | 6.1205 | 0.77885 | 3.4265 | 1.9151 | 0 | 8.8581e-05 | 1.9803e-07 | 0 | 1.9803e-07 | 8.9098e-07 | 7.7519e-08 | 0 | 7.7519e-08 | 1.3135e-07 | 0 | 1.3135e-07 | 7.3212e-08 | 0 | 7.3212e-08 | [17 empty] | 7.3.3.17.5 (Remote Grid) Updates to grid topology to minimize risk of ignition in HFTDs Remote GridWLDFRContaminationAggregated | WLDFR | HFTD - Distribution - Tier 2 - 4QU CoRE ¦ 2QU LoRE | Non-Red Flag Warning - Catastrophic Fires | Contamination | Aggregated | 2035 | 7.82e-09 | 522.2177 | 4.0838e-06 | 2035 | Mitigation | 0.95 | 45 | 0 | esc | 0.00097009 | 7.5861e-12 | 0.00097009 | 7.5861e-12
[79 empty] | WLDFR | HFTD - Distribution - Zone 1 - 4QU CoRE ¦ 1QU LoRE | Red Flag Warning - Large Fires | 2038 | 3.2355e-08 | 6.5028 | 0.81304 | 3.6355 | 2.0543 | 0 | 8.8581e-05 | 2.104e-07 | 0 | 2.104e-07 | 9.3475e-07 | 7.7519e-08 | 0 | 7.7519e-08 | 1.3135e-07 | 0 | 1.3135e-07 | 7.3212e-08 | 0 | 7.3212e-08 | [17 empty] | 7.3.3.17.5 (Remote Grid) Updates to grid topology to minimize risk of ignition in HFTDs Remote GridWLDFRContaminationAggregated | WLDFR | HFTD - Distribution - Tier 2 - 4QU CoRE ¦ 2QU LoRE | Non-Red Flag Warning - Catastrophic Fires | Contamination | Aggregated | 2036 | 7.82e-09 | 522.2177 | 4.0838e-06 | 2036 | Mitigation | 0.95 | 45 | 0 | esc | 0.00097009 | 7.5861e-12 | 0.00097009 | 7.5861e-12
[79 empty] | WLDFR | HFTD - Distribution - Zone 1 - 4QU CoRE ¦ 1QU LoRE | Red Flag Warning - Large Fires | 2039 | 3.2355e-08 | 6.5028 | 0.81304 | 3.6355 | 2.0543 | 0 | 8.8581e-05 | 2.104e-07 | 0 | 2.104e-07 | 9.3475e-07 | 7.7519e-08 | 0 | 7.7519e-08 | 1.3135e-07 | 0 | 1.3135e-07 | 7.3212e-08 | 0 | 7.3212e-08 | [17 empty] | 7.3.3.17.5 (Remote Grid) Updates to grid topology to minimize risk of ignition in HFTDs Remote GridWLDFRContaminationAggregated | WLDFR | HFTD - Distribution - Tier 2 - 4QU CoRE ¦ 2QU LoRE | Non-Red Flag Warning - Catastrophic Fires | Contamination | Aggregated | 2037 | 7.82e-09 | 522.2177 | 4.0838e-06 | 2037 | Mitigation | 0.95 | 45 | 0 | esc | 0.00097009 | 7.5861e-12 | 0.00097009 | 7.5861e-12
[79 empty] | WLDFR | HFTD - Distribution - Zone 1 - 4QU CoRE ¦ 1QU LoRE | Red Flag Warning - Large Fires | 2040 | 3.2355e-08 | 6.5028 | 0.81304 | 3.6355 | 2.0543 | 0 | 8.8581e-05 | 2.104e-07 | 0 | 2.104e-07 | 9.3475e-07 | 7.7519e-08 | 0 | 7.7519e-08 | 1.3135e-07 | 0 | 1.3135e-07 | 7.3212e-08 | 0 | 7.3212e-08 | [17 empty] | 7.3.3.17.5 (Remote Grid) Updates to grid topology to minimize risk of ignition in HFTDs Remote GridWLDFRContaminationAggregated | WLDFR | HFTD - Distribution - Tier 2 - 4QU CoRE ¦ 2QU LoRE | Non-Red Flag Warning - Catastrophic Fires | Contamination | Aggregated | 2038 | 7.82e-09 | 522.2177 | 4.0838e-06 | 2038 | Mitigation | 0.95 | 45 | 0 | esc | 0.00097009 | 7.5861e-12 | 0.00097009 | 7.5861e-12
[79 empty] | WLDFR | HFTD - Distribution - Zone 1 - 4QU CoRE ¦ 1QU LoRE | Red Flag Warning - Large Fires | 2041 | 3.2355e-08 | 6.5028 | 0.81304 | 3.6355 | 2.0543 | 0 | 8.8581e-05 | 2.104e-07 | 0 | 2.104e-07 | 9.3475e-07 | 8.2476e-08 | 0 | 8.2476e-08 | 1.3975e-07 | 0 | 1.3975e-07 | 7.7894e-08 | 0 | 7.7894e-08 | [17 empty] | 7.3.3.17.5 (Remote Grid) Updates to grid topology to minimize risk of ignition in HFTDs Remote GridWLDFRContaminationAggregated | WLDFR | HFTD - Distribution - Tier 2 - 4QU CoRE ¦ 2QU LoRE | Non-Red Flag Warning - Catastrophic Fires | Contamination | Aggregated | 2039 | 7.82e-09 | 522.2177 | 4.0838e-06 | 2039 | Mitigation | 0.95 | 45 | 0 | esc | 0.00097009 | 7.5861e-12 | 0.00097009 | 7.5861e-12
[79 empty] | WLDFR | HFTD - Distribution - Zone 1 - 4QU CoRE ¦ 1QU LoRE | Red Flag Warning - Large Fires | 2042 | 3.2355e-08 | 6.5028 | 0.81304 | 3.6355 | 2.0543 | 0 | 8.8581e-05 | 2.104e-07 | 0 | 2.104e-07 | 9.3475e-07 | 8.2476e-08 | 0 | 8.2476e-08 | 1.3975e-07 | 0 | 1.3975e-07 | 7.7894e-08 | 0 | 7.7894e-08 | [17 empty] | 7.3.3.17.5 (Remote Grid) Updates to grid topology to minimize risk of ignition in HFTDs Remote GridWLDFRContaminationAggregated | WLDFR | HFTD - Distribution - Tier 2 - 4QU CoRE ¦ 2QU LoRE | Non-Red Flag Warning - Catastrophic Fires | Contamination | Aggregated | 2040 | 7.82e-09 | 522.2177 | 4.0838e-06 | 2040 | Mitigation | 0.95 | 45 | 0 | esc | 0.00097009 | 7.5861e-12 | 0.00097009 | 7.5861e-12
[79 empty] | WLDFR | HFTD - Distribution - Zone 1 - 4QU CoRE ¦ 1QU LoRE | Red Flag Warning - Large Fires | 2043 | 3.2355e-08 | 6.9209 | 0.84944 | 3.8632 | 2.2083 | 0 | 8.8581e-05 | 2.2393e-07 | 0 | 2.2393e-07 | 9.8138e-07 | 8.2476e-08 | 0 | 8.2476e-08 | 1.3975e-07 | 0 | 1.3975e-07 | 7.7894e-08 | 0 | 7.7894e-08 | [17 empty] | 7.3.3.17.5 (Remote Grid) Updates to grid topology to minimize risk of ignition in HFTDs Remote GridWLDFRContaminationAggregated | WLDFR | HFTD - Distribution - Tier 2 - 4QU CoRE ¦ 2QU LoRE | Non-Red Flag Warning - Catastrophic Fires | Contamination | Aggregated | 2041 | 7.82e-09 | 522.2177 | 4.0838e-06 | 2041 | Mitigation | 0.95 | 45 | 0 | esc | 0.00097009 | 7.5861e-12 | 0.00097009 | 7.5861e-12
[79 empty] | WLDFR | HFTD - Distribution - Zone 1 - 4QU CoRE ¦ 1QU LoRE | Red Flag Warning - Large Fires | 2044 | 3.2355e-08 | 6.9209 | 0.84944 | 3.8632 | 2.2083 | 0 | 8.8581e-05 | 2.2393e-07 | 0 | 2.2393e-07 | 9.8138e-07 | 8.2476e-08 | 0 | 8.2476e-08 | 1.3975e-07 | 0 | 1.3975e-07 | 7.7894e-08 | 0 | 7.7894e-08 | [17 empty] | 7.3.3.17.5 (Remote Grid) Updates to grid topology to minimize risk of ignition in HFTDs Remote GridWLDFRContaminationAggregated | WLDFR | HFTD - Distribution - Tier 2 - 4QU CoRE ¦ 2QU LoRE | Non-Red Flag Warning - Catastrophic Fires | Contamination | Aggregated | 2042 | 7.82e-09 | 522.2177 | 4.0838e-06 | 2042 | Mitigation | 0.95 | 45 | 0 | esc | 0.00097009 | 7.5861e-12 | 0.00097009 | 7.5861e-12
[79 empty] | WLDFR | HFTD - Distribution - Zone 1 - 4QU CoRE ¦ 1QU LoRE | Red Flag Warning - Large Fires | 2045 | 3.2355e-08 | 6.9209 | 0.84944 | 3.8632 | 2.2083 | 0 | 8.8581e-05 | 2.2393e-07 | 0 | 2.2393e-07 | 9.8138e-07 | 8.2476e-08 | 0 | 8.2476e-08 | 1.3975e-07 | 0 | 1.3975e-07 | 7.7894e-08 | 0 | 7.7894e-08 | [17 empty] | 7.3.3.17.5 (Remote Grid) Updates to grid topology to minimize risk of ignition in HFTDs Remote GridWLDFRContaminationAggregated | WLDFR | HFTD - Distribution - Tier 2 - 4QU CoRE ¦ 2QU LoRE | Non-Red Flag Warning - Catastrophic Fires | Contamination | Aggregated | 2043 | 7.82e-09 | 522.2177 | 4.0838e-06 | 2043 | Mitigation | 0.95 | 45 | 0 | esc | 0.00097009 | 7.5861e-12 | 0.00097009 | 7.5861e-12
[79 empty] | WLDFR | HFTD - Distribution - Zone 1 - 4QU CoRE ¦ 1QU LoRE | Red Flag Warning - Large Fires | 2046 | 3.2355e-08 | 6.9209 | 0.84944 | 3.8632 | 2.2083 | 0 | 8.8581e-05 | 2.2393e-07 | 0 | 2.2393e-07 | 9.8138e-07 | 8.7607e-08 | 0 | 8.7607e-08 | 1.4845e-07 | 0 | 1.4845e-07 | 8.274e-08 | 0 | 8.274e-08 | [17 empty] | 7.3.3.17.5 (Remote Grid) Updates to grid topology to minimize risk of ignition in HFTDs Remote GridWLDFRContaminationAggregated | WLDFR | HFTD - Distribution - Tier 2 - 4QU CoRE ¦ 2QU LoRE | Non-Red Flag Warning - Catastrophic Fires | Contamination | Aggregated | 2044 | 7.82e-09 | 522.2177 | 4.0838e-06 | 2044 | Mitigation | 0.95 | 45 | 0 | esc | 0.00097009 | 7.5861e-12 | 0.00097009 | 7.5861e-12
[79 empty] | WLDFR | HFTD - Distribution - Zone 1 - 4QU CoRE ¦ 1QU LoRE | Red Flag Warning - Large Fires | 2047 | 3.2355e-08 | 6.9209 | 0.84944 | 3.8632 | 2.2083 | 0 | 8.8581e-05 | 2.2393e-07 | 0 | 2.2393e-07 | 9.8138e-07 | 8.7607e-08 | 0 | 8.7607e-08 | 1.4845e-07 | 0 | 1.4845e-07 | 8.274e-08 | 0 | 8.274e-08 | [17 empty] | 7.3.3.17.5 (Remote Grid) Updates to grid topology to minimize risk of ignition in HFTDs Remote GridWLDFRContaminationAggregated | WLDFR | HFTD - Distribution - Tier 2 - 4QU CoRE ¦ 2QU LoRE | Non-Red Flag Warning - Catastrophic Fires | Contamination | Aggregated | 2045 | 7.82e-09 | 522.2177 | 4.0838e-06 | 2045 | Mitigation | 0.95 | 45 | 0 | esc | 0.00097009 | 7.5861e-12 | 0.00097009 | 7.5861e-12
[79 empty] | WLDFR | HFTD - Distribution - Zone 1 - 4QU CoRE ¦ 1QU LoRE | Red Flag Warning - Large Fires | 2048 | 3.2355e-08 | 7.3713 | 0.88759 | 4.1075 | 2.3763 | 0 | 8.8581e-05 | 2.385e-07 | 0 | 2.385e-07 | 1.0303e-06 | 8.7607e-08 | 0 | 8.7607e-08 | 1.4845e-07 | 0 | 1.4845e-07 | 8.274e-08 | 0 | 8.274e-08 | [17 empty] | 7.3.3.17.5 (Remote Grid) Updates to grid topology to minimize risk of ignition in HFTDs Remote GridWLDFRContaminationAggregated | WLDFR | HFTD - Distribution - Tier 2 - 4QU CoRE ¦ 2QU LoRE | Non-Red Flag Warning - Catastrophic Fires | Contamination | Aggregated | 2046 | 7.82e-09 | 522.2177 | 4.0838e-06 | 2046 | Mitigation | 0.95 | 45 | 0 | esc | 0.00097009 | 7.5861e-12 | 0.00097009 | 7.5861e-12
[79 empty] | WLDFR | HFTD - Distribution - Zone 1 - 4QU CoRE ¦ 1QU LoRE | Red Flag Warning - Large Fires | 2049 | 3.2355e-08 | 7.3713 | 0.88759 | 4.1075 | 2.3763 | 0 | 8.8581e-05 | 2.385e-07 | 0 | 2.385e-07 | 1.0303e-06 | 0 | 0 | 0 | 1.4845e-07 | 0 | 1.4845e-07 | 8.274e-08 | 0 | 8.274e-08 | [17 empty] | 7.3.3.17.5 (Remote Grid) Updates to grid topology to minimize risk of ignition in HFTDs Remote GridWLDFRContaminationAggregated | WLDFR | HFTD - Distribution - Tier 2 - 4QU CoRE ¦ 2QU LoRE | Non-Red Flag Warning - Catastrophic Fires | Contamination | Aggregated | 2047 | 7.82e-09 | 522.2177 | 4.0838e-06 | 2047 | Mitigation | 0.95 | 45 | 0 | esc | 0.00097009 | 7.5861e-12 | 0.00097009 | 7.5861e-12
[79 empty] | WLDFR | HFTD - Distribution - Zone 1 - 4QU CoRE ¦ 1QU LoRE | Red Flag Warning - Large Fires | 2050 | 3.2355e-08 | 7.3713 | 0.88759 | 4.1075 | 2.3763 | 0 | 8.8581e-05 | 2.385e-07 | 0 | 2.385e-07 | 1.0303e-06 | 0 | 0 | 0 | 0 | 0 | 0 | 8.274e-08 | 0 | 8.274e-08 | [17 empty] | 7.3.3.17.5 (Remote Grid) Updates to grid topology to minimize risk of ignition in HFTDs Remote GridWLDFRContaminationAggregated | WLDFR | HFTD - Distribution - Tier 2 - 4QU CoRE ¦ 2QU LoRE | Non-Red Flag Warning - Catastrophic Fires | Contamination | Aggregated | 2048 | 7.82e-09 | 522.2177 | 4.0838e-06 | 2048 | Mitigation | 0.95 | 45 | 0 | esc | 0.00097009 | 7.5861e-12 | 0.00097009 | 7.5861e-12
[79 empty] | WLDFR | HFTD - Distribution - Zone 1 - 4QU CoRE ¦ 1QU LoRE | Red Flag Warning - Large Fires | 2051 | 3.2355e-08 | 7.3713 | 0.88759 | 4.1075 | 2.3763 | 0 | 8.8581e-05 | 2.385e-07 | 0 | 2.385e-07 | 1.0303e-06 | 2.441e-08 | 0 | 2.441e-08 | 0 | 0 | 0 | 0 | 0 | 0 | [17 empty] | 7.3.3.17.5 (Remote Grid) Updates to grid topology to minimize risk of ignition in HFTDs Remote GridWLDFRContaminationAggregated | WLDFR | HFTD - Distribution - Tier 2 - 4QU CoRE ¦ 2QU LoRE | Non-Red Flag Warning - Catastrophic Fires | Contamination | Aggregated | 2049 | 7.82e-09 | 522.2177 | 4.0838e-06 | 2049 | Mitigation | 0.95 | 45 | 0 | esc | 0.00097009 | 7.5861e-12 | 0.00097009 | 7.5861e-12
[79 empty] | WLDFR | HFTD - Distribution - Zone 1 - 4QU CoRE ¦ 1QU LoRE | Red Flag Warning - Large Fires | 2052 | 3.2355e-08 | 7.3713 | 0.88759 | 4.1075 | 2.3763 | 0 | 8.8581e-05 | 2.385e-07 | 0 | 2.385e-07 | 1.0303e-06 | 2.1841e-08 | 0 | 2.1841e-08 | 3.7008e-08 | 0 | 3.7008e-08 | 0 | 0 | 0 | [17 empty] | 7.3.3.17.5 (Remote Grid) Updates to grid topology to minimize risk of ignition in HFTDs Remote GridWLDFRContaminationAggregated | WLDFR | HFTD - Distribution - Tier 2 - 4QU CoRE ¦ 2QU LoRE | Non-Red Flag Warning - Catastrophic Fires | Contamination | Aggregated | 2050 | 7.82e-09 | 522.2177 | 4.0838e-06 | 2050 | Mitigation | 0.95 | 45 | 0 | esc | 0.00097009 | 7.5861e-12 | 0.00097009 | 7.5861e-12
[79 empty] | WLDFR | HFTD - Distribution - Zone 1 - 4QU CoRE ¦ 1QU LoRE | Red Flag Warning - Large Fires | 2053 | 3.2355e-08 | 7.8503 | 0.92702 | 4.3664 | 2.5569 | 0 | 8.8581e-05 | 2.54e-07 | 0 | 2.54e-07 | 1.0808e-06 | 2.2544e-08 | 0 | 2.2544e-08 | 3.8199e-08 | 0 | 3.8199e-08 | 2.1291e-08 | 0 | 2.1291e-08 | [17 empty] | 7.3.3.17.5 (Remote Grid) Updates to grid topology to minimize risk of ignition in HFTDs Remote GridWLDFRContaminationAggregated | WLDFR | HFTD - Distribution - Tier 2 - 4QU CoRE ¦ 2QU LoRE | Non-Red Flag Warning - Catastrophic Fires | Contamination | Aggregated | 2051 | 7.82e-09 | 522.2177 | 4.0838e-06 | 2051 | Mitigation | 0.95 | 45 | 0 | esc | 0.00097009 | 7.5861e-12 | 0.00097009 | 7.5861e-12
[79 empty] | WLDFR | HFTD - Distribution - Zone 1 - 4QU CoRE ¦ 1QU LoRE | Red Flag Warning - Large Fires | 2054 | 3.2355e-08 | 7.8503 | 0.92702 | 4.3664 | 2.5569 | 0 | 8.8581e-05 | 2.54e-07 | 0 | 2.54e-07 | 1.0808e-06 | 2.2544e-08 | 0 | 2.2544e-08 | 3.8199e-08 | 0 | 3.8199e-08 | 2.1291e-08 | 0 | 2.1291e-08 | [17 empty] | 7.3.3.17.5 (Remote Grid) Updates to grid topology to minimize risk of ignition in HFTDs Remote GridWLDFRContaminationAggregated | WLDFR | HFTD - Distribution - Tier 2 - 4QU CoRE ¦ 2QU LoRE | Non-Red Flag Warning - Catastrophic Fires | Contamination | Aggregated | 2052 | 7.82e-09 | 522.2177 | 4.0838e-06 | 2052 | Mitigation | 0.95 | 45 | 0 | esc | 0.00097009 | 7.5861e-12 | 0.00097009 | 7.5861e-12
[79 empty] | WLDFR | HFTD - Distribution - Zone 1 - 4QU CoRE ¦ 1QU LoRE | Red Flag Warning - Large Fires | 2055 | 3.2355e-08 | 7.8503 | 0.92702 | 4.3664 | 2.5569 | 0 | 8.8581e-05 | 2.54e-07 | 0 | 2.54e-07 | 1.0808e-06 | 2.2544e-08 | 0 | 2.2544e-08 | 3.8199e-08 | 0 | 3.8199e-08 | 2.1291e-08 | 0 | 2.1291e-08 | [17 empty] | 7.3.3.17.5 (Remote Grid) Updates to grid topology to minimize risk of ignition in HFTDs Remote GridWLDFRContaminationAggregated | WLDFR | HFTD - Distribution - Tier 2 - 4QU CoRE ¦ 2QU LoRE | Non-Red Flag Warning - Catastrophic Fires | Contamination | Aggregated | 2053 | 7.82e-09 | 522.2177 | 4.0838e-06 | 2053 | Mitigation | 0.95 | 45 | 0 | esc | 0.00097009 | 7.5861e-12 | 0.00097009 | 7.5861e-12
[79 empty] | WLDFR | HFTD - Distribution - Zone 1 - 4QU CoRE ¦ 1QU LoRE | Red Flag Warning - Large Fires | 2056 | 3.2355e-08 | 7.8503 | 0.92702 | 4.3664 | 2.5569 | 0 | 8.8581e-05 | 2.54e-07 | 0 | 2.54e-07 | 1.0808e-06 | 2.2544e-08 | 0 | 2.2544e-08 | 3.8199e-08 | 0 | 3.8199e-08 | 2.1291e-08 | 0 | 2.1291e-08 | [17 empty] | 7.3.3.17.5 (Remote Grid) Updates to grid topology to minimize risk of ignition in HFTDs Remote GridWLDFRContaminationAggregated | WLDFR | HFTD - Distribution - Tier 2 - 4QU CoRE ¦ 2QU LoRE | Non-Red Flag Warning - Catastrophic Fires | Contamination | Aggregated | 2054 | 7.82e-09 | 522.2177 | 4.0838e-06 | 2054 | Mitigation | 0.95 | 45 | 0 | esc | 0.00097009 | 7.5861e-12 | 0.00097009 | 7.5861e-12
[79 empty] | WLDFR | HFTD - Distribution - Zone 1 - 4QU CoRE ¦ 1QU LoRE | Red Flag Warning - Large Fires | 2057 | 3.2355e-08 | 7.8503 | 0.92702 | 4.3664 | 2.5569 | 0 | 8.8581e-05 | 2.54e-07 | 0 | 2.54e-07 | 1.0808e-06 | 2.2544e-08 | 0 | 2.2544e-08 | 3.8199e-08 | 0 | 3.8199e-08 | 2.1291e-08 | 0 | 2.1291e-08 | [17 empty] | 7.3.3.17.5 (Remote Grid) Updates to grid topology to minimize risk of ignition in HFTDs Remote GridWLDFRContaminationAggregated | WLDFR | HFTD - Distribution - Tier 2 - 4QU CoRE ¦ 2QU LoRE | Non-Red Flag Warning - Catastrophic Fires | Contamination | Aggregated | 2055 | 7.82e-09 | 522.2177 | 4.0838e-06 | 2055 | Mitigation | 0.95 | 45 | 0 | esc | 0.00097009 | 7.5861e-12 | 0.00097009 | 7.5861e-12
[79 empty] | WLDFR | HFTD - Distribution - Zone 1 - 4QU CoRE ¦ 1QU LoRE | Red Flag Warning - Large Fires | 2058 | 3.2355e-08 | 8.3524 | 0.96727 | 4.6367 | 2.7484 | 0 | 8.8581e-05 | 2.7024e-07 | 0 | 2.7024e-07 | 1.1323e-06 | 2.344e-08 | 0 | 2.344e-08 | 3.9718e-08 | 0 | 3.9718e-08 | 2.2138e-08 | 0 | 2.2138e-08 | [17 empty] | 7.3.3.17.5 (Remote Grid) Updates to grid topology to minimize risk of ignition in HFTDs Remote GridWLDFRContaminationAggregated | WLDFR | HFTD - Distribution - Tier 2 - 4QU CoRE ¦ 2QU LoRE | Non-Red Flag Warning - Catastrophic Fires | Contamination | Aggregated | 2056 | 7.82e-09 | 522.2177 | 4.0838e-06 | 2056 | Mitigation | 0.95 | 45 | 0 | esc | 0.00097009 | 7.5861e-12 | 0.00097009 | 7.5861e-12
[79 empty] | WLDFR | HFTD - Distribution - Zone 1 - 4QU CoRE ¦ 1QU LoRE | Red Flag Warning - Large Fires | 2059 | 3.2355e-08 | 8.3524 | 0.96727 | 4.6367 | 2.7484 | 0 | 8.8581e-05 | 2.7024e-07 | 0 | 2.7024e-07 | 1.1323e-06 | 2.344e-08 | 0 | 2.344e-08 | 3.9718e-08 | 0 | 3.9718e-08 | 2.2138e-08 | 0 | 2.2138e-08 | [17 empty] | 7.3.3.17.5 (Remote Grid) Updates to grid topology to minimize risk of ignition in HFTDs Remote GridWLDFRContaminationAggregated | WLDFR | HFTD - Distribution - Tier 2 - 4QU CoRE ¦ 2QU LoRE | Non-Red Flag Warning - Catastrophic Fires | Contamination | Aggregated | 2057 | 7.82e-09 | 522.2177 | 4.0838e-06 | 2057 | Mitigation | 0.95 | 45 | 0 | esc | 0.00097009 | 7.5861e-12 | 0.00097009 | 7.5861e-12
[79 empty] | WLDFR | HFTD - Distribution - Zone 1 - 4QU CoRE ¦ 1QU LoRE | Red Flag Warning - Large Fires | 2060 | 3.2355e-08 | 8.3524 | 0.96727 | 4.6367 | 2.7484 | 0 | 8.8581e-05 | 2.7024e-07 | 0 | 2.7024e-07 | 1.1323e-06 | 2.344e-08 | 0 | 2.344e-08 | 3.9718e-08 | 0 | 3.9718e-08 | 2.2138e-08 | 0 | 2.2138e-08 | [17 empty] | 7.3.3.17.5 (Remote Grid) Updates to grid topology to minimize risk of ignition in HFTDs Remote GridWLDFRContaminationAggregated | WLDFR | HFTD - Distribution - Tier 2 - 4QU CoRE ¦ 2QU LoRE | Non-Red Flag Warning - Catastrophic Fires | Contamination | Aggregated | 2058 | 7.82e-09 | 522.2177 | 4.0838e-06 | 2058 | Mitigation | 0.95 | 45 | 0 | esc | 0.00097009 | 7.5861e-12 | 0.00097009 | 7.5861e-12
[79 empty] | WLDFR | HFTD - Distribution - Zone 1 - 4QU CoRE ¦ 1QU LoRE | Red Flag Warning - Large Fires | 2061 | 3.2355e-08 | 8.3524 | 0.96727 | 4.6367 | 2.7484 | 0 | 8.8581e-05 | 2.7024e-07 | 0 | 2.7024e-07 | 1.1323e-06 | 2.344e-08 | 0 | 2.344e-08 | 3.9718e-08 | 0 | 3.9718e-08 | 2.2138e-08 | 0 | 2.2138e-08 | [17 empty] | 7.3.3.17.5 (Remote Grid) Updates to grid topology to minimize risk of ignition in HFTDs Remote GridWLDFRContaminationAggregated | WLDFR | HFTD - Distribution - Tier 2 - 4QU CoRE ¦ 2QU LoRE | Non-Red Flag Warning - Catastrophic Fires | Contamination | Aggregated | 2059 | 7.82e-09 | 522.2177 | 4.0838e-06 | 2059 | Mitigation | 0.95 | 45 | 0 | esc | 0.00097009 | 7.5861e-12 | 0.00097009 | 7.5861e-12
[79 empty] | WLDFR | HFTD - Distribution - Zone 1 - 4QU CoRE ¦ 1QU LoRE | Red Flag Warning - Large Fires | 2062 | 3.2355e-08 | 8.3524 | 0.96727 | 4.6367 | 2.7484 | 0 | 8.8581e-05 | 2.7024e-07 | 0 | 2.7024e-07 | 1.1323e-06 | 2.344e-08 | 0 | 2.344e-08 | 3.9718e-08 | 0 | 3.9718e-08 | 2.2138e-08 | 0 | 2.2138e-08 | [17 empty] | 7.3.3.17.5 (Remote Grid) Updates to grid topology to minimize risk of ignition in HFTDs Remote GridWLDFRContaminationAggregated | WLDFR | HFTD - Distribution - Tier 2 - 4QU CoRE ¦ 2QU LoRE | Non-Red Flag Warning - Catastrophic Fires | Contamination | Aggregated | 2060 | 7.82e-09 | 522.2177 | 4.0838e-06 | 2060 | Mitigation | 0.95 | 45 | 0 | esc | 0.00097009 | 7.5861e-12 | 0.00097009 | 7.5861e-12
[79 empty] | WLDFR | HFTD - Distribution - Zone 1 - 4QU CoRE ¦ 1QU LoRE | Red Flag Warning - Large Fires | 2063 | 3.2355e-08 | 8.872 | 1.0079 | 4.9153 | 2.9488 | 0 | 8.8581e-05 | 2.8705e-07 | 0 | 2.8705e-07 | 1.1843e-06 | 2.4451e-08 | 0 | 2.4451e-08 | 4.1431e-08 | 0 | 4.1431e-08 | 2.3092e-08 | 0 | 2.3092e-08 | [17 empty] | 7.3.3.17.5 (Remote Grid) Updates to grid topology to minimize risk of ignition in HFTDs Remote GridWLDFRContaminationAggregated | WLDFR | HFTD - Distribution - Tier 2 - 4QU CoRE ¦ 2QU LoRE | Non-Red Flag Warning - Catastrophic Fires | Contamination | Aggregated | 2061 | 7.82e-09 | 522.2177 | 4.0838e-06 | 2061 | Mitigation | 0.95 | 45 | 0 | esc | 0.00097009 | 7.5861e-12 | 0.00097009 | 7.5861e-12
[79 empty] | WLDFR | HFTD - Distribution - Zone 1 - 4QU CoRE ¦ 1QU LoRE | Red Flag Warning - Large Fires | 2064 | 3.2355e-08 | 8.872 | 1.0079 | 4.9153 | 2.9488 | 0 | 8.8581e-05 | 2.8705e-07 | 0 | 2.8705e-07 | 1.1843e-06 | 2.4451e-08 | 0 | 2.4451e-08 | 4.1431e-08 | 0 | 4.1431e-08 | 2.3092e-08 | 0 | 2.3092e-08 | [17 empty] | 7.3.3.17.5 (Remote Grid) Updates to grid topology to minimize risk of ignition in HFTDs Remote GridWLDFRContaminationAggregated | WLDFR | HFTD - Distribution - Tier 2 - 4QU CoRE ¦ 2QU LoRE | Non-Red Flag Warning - Catastrophic Fires | Contamination | Aggregated | 2062 | 7.82e-09 | 522.2177 | 4.0838e-06 | 2062 | Mitigation | 0.95 | 45 | 0 | esc | 0.00097009 | 7.5861e-12 | 0.00097009 | 7.5861e-12
[79 empty] | WLDFR | HFTD - Distribution - Zone 1 - 4QU CoRE ¦ 1QU LoRE | Red Flag Warning - Large Fires | 2065 | 3.2355e-08 | 8.872 | 1.0079 | 4.9153 | 2.9488 | 0 | 8.8581e-05 | 2.8705e-07 | 0 | 2.8705e-07 | 1.1843e-06 | 2.4451e-08 | 0 | 2.4451e-08 | 4.1431e-08 | 0 | 4.1431e-08 | 2.3092e-08 | 0 | 2.3092e-08 | [17 empty] | 7.3.3.17.5 (Remote Grid) Updates to grid topology to minimize risk of ignition in HFTDs Remote GridWLDFRContaminationAggregated | WLDFR | HFTD - Distribution - Tier 2 - 4QU CoRE ¦ 2QU LoRE | Non-Red Flag Warning - Catastrophic Fires | Contamination | Aggregated | 2063 | 7.82e-09 | 522.2177 | 4.0838e-06 | 2063 | Mitigation | 0.95 | 45 | 0 | esc | 0.00097009 | 7.5861e-12 | 0.00097009 | 7.5861e-12
[79 empty] | WLDFR | HFTD - Distribution - Zone 1 - 4QU CoRE ¦ 1QU LoRE | Red Flag Warning - Large Fires | 2066 | 3.2355e-08 | 8.872 | 1.0079 | 4.9153 | 2.9488 | 0 | 8.8581e-05 | 2.8705e-07 | 0 | 2.8705e-07 | 1.1843e-06 | 2.4451e-08 | 0 | 2.4451e-08 | 4.1431e-08 | 0 | 4.1431e-08 | 2.3092e-08 | 0 | 2.3092e-08 | [17 empty] | 7.3.3.17.5 (Remote Grid) Updates to grid topology to minimize risk of ignition in HFTDs Remote GridWLDFRContaminationAggregated | WLDFR | HFTD - Distribution - Tier 2 - 4QU CoRE ¦ 2QU LoRE | Non-Red Flag Warning - Catastrophic Fires | Contamination | Aggregated | 2064 | 7.82e-09 | 522.2177 | 4.0838e-06 | 2064 | Mitigation | 0.95 | 45 | 0 | esc | 0.00097009 | 7.5861e-12 | 0.00097009 | 7.5861e-12
[79 empty] | WLDFR | HFTD - Distribution - Zone 1 - 4QU CoRE ¦ 1QU LoRE | Red Flag Warning - Small Fires | 2022 | 7.3749e-07 | 0.077901 | 0.036425 | 0.0015809 | 0.039895 | 0 | 0.0020191 | 5.7451e-08 | 0 | 5.7451e-08 | 6.9389e-07 | 2.4451e-08 | 0 | 2.4451e-08 | 4.1431e-08 | 0 | 4.1431e-08 | 2.3092e-08 | 0 | 2.3092e-08 | [17 empty] | 7.3.3.17.5 (Remote Grid) Updates to grid topology to minimize risk of ignition in HFTDs Remote GridWLDFRContaminationAggregated | WLDFR | HFTD - Distribution - Tier 2 - 4QU CoRE ¦ 2QU LoRE | Non-Red Flag Warning - Catastrophic Fires | Contamination | Aggregated | 2065 | 7.82e-09 | 522.2177 | 4.0838e-06 | 2065 | Mitigation | 0.95 | 45 | 0 | esc | 0.00097009 | 7.5861e-12 | 0.00097009 | 7.5861e-12
[79 empty] | WLDFR | HFTD - Distribution - Zone 1 - 4QU CoRE ¦ 1QU LoRE | Red Flag Warning - Small Fires | 2023 | 7.3749e-07 | 0.080408 | 0.03759 | 0.0016314 | 0.041187 | 0 | 0.0020191 | 5.93e-08 | 0 | 5.93e-08 | 7.1924e-07 | 2.5565e-08 | 0 | 2.5565e-08 | 4.3318e-08 | 0 | 4.3318e-08 | 2.4145e-08 | 0 | 2.4145e-08 | [17 empty] | 7.3.3.17.5 (Remote Grid) Updates to grid topology to minimize risk of ignition in HFTDs Remote GridWLDFRContaminationAggregated | WLDFR | HFTD - Distribution - Tier 2 - 4QU CoRE ¦ 2QU LoRE | Non-Red Flag Warning - Catastrophic Fires | Contamination | Aggregated | 2066 | 7.82e-09 | 522.2177 | 4.0838e-06 | 2066 | Mitigation | 0.95 | 45 | 0 | esc | 0.00097009 | 7.5861e-12 | 0.00097009 | 7.5861e-12
[79 empty] | WLDFR | HFTD - Distribution - Zone 1 - 4QU CoRE ¦ 1QU LoRE | Red Flag Warning - Small Fires | 2024 | 7.3749e-07 | 0.080408 | 0.03759 | 0.0016314 | 0.041187 | 0 | 0.0020191 | 5.93e-08 | 0 | 5.93e-08 | 7.1924e-07 | 2.5565e-08 | 0 | 2.5565e-08 | 4.3318e-08 | 0 | 4.3318e-08 | 2.4145e-08 | 0 | 2.4145e-08 | [17 empty] | 7.3.3.17.5 (Remote Grid) Updates to grid topology to minimize risk of ignition in HFTDs Remote GridWLDFRContaminationAggregated | WLDFR | HFTD - Distribution - Tier 2 - 4QU CoRE ¦ 2QU LoRE | Non-Red Flag Warning - Catastrophic Fires | Contamination | Aggregated | 2067 | 7.82e-09 | 522.2177 | 4.0838e-06 | 2067 | Mitigation | 0.95 | 45 | 0 | esc | 0 | 0 | 0.00097009 | 7.5861e-12
[79 empty] | WLDFR | HFTD - Distribution - Zone 1 - 4QU CoRE ¦ 1QU LoRE | Red Flag Warning - Small Fires | 2025 | 7.3749e-07 | 0.080408 | 0.03759 | 0.0016314 | 0.041187 | 0 | 0.0020191 | 5.93e-08 | 0 | 5.93e-08 | 7.1924e-07 | 2.5565e-08 | 0 | 2.5565e-08 | 4.3318e-08 | 0 | 4.3318e-08 | 2.4145e-08 | 0 | 2.4145e-08 | [17 empty] | 7.3.3.17.5 (Remote Grid) Updates to grid topology to minimize risk of ignition in HFTDs Remote GridWLDFREquipment / facility failureAggregated | WLDFR | HFTD - Distribution - Tier 2 - 4QU CoRE ¦ 2QU LoRE | Non-Red Flag Warning - Catastrophic Fires | Equipment / facility failure | Aggregated | 2022 | 1.3206e-08 | 522.2177 | 6.8964e-06 | 2022 | Mitigation | 0.95 | 45 | 0 | esc | 0.00097009 | 1.2811e-11 | 0 | 0
[79 empty] | WLDFR | HFTD - Distribution - Zone 1 - 4QU CoRE ¦ 1QU LoRE | Red Flag Warning - Small Fires | 2026 | 7.3749e-07 | 0.080408 | 0.03759 | 0.0016314 | 0.041187 | 0 | 0.0020191 | 5.93e-08 | 0 | 5.93e-08 | 7.1924e-07 | 2.5565e-08 | 0 | 2.5565e-08 | 4.3318e-08 | 0 | 4.3318e-08 | 2.4145e-08 | 0 | 2.4145e-08 | [17 empty] | 7.3.3.17.5 (Remote Grid) Updates to grid topology to minimize risk of ignition in HFTDs Remote GridWLDFREquipment / facility failureAggregated | WLDFR | HFTD - Distribution - Tier 2 - 4QU CoRE ¦ 2QU LoRE | Non-Red Flag Warning - Catastrophic Fires | Equipment / facility failure | Aggregated | 2023 | 1.3206e-08 | 522.2177 | 6.8964e-06 | 2023 | Mitigation | 0.95 | 45 | 0 | esc | 0.00097009 | 1.2811e-11 | 0.00097009 | 1.2811e-11
[79 empty] | WLDFR | HFTD - Distribution - Zone 1 - 4QU CoRE ¦ 1QU LoRE | Red Flag Warning - Small Fires | 2027 | 7.3749e-07 | 0.080408 | 0.03759 | 0.0016314 | 0.041187 | 0 | 0.0020191 | 5.93e-08 | 0 | 5.93e-08 | 7.1924e-07 | 2.5565e-08 | 0 | 2.5565e-08 | 4.3318e-08 | 0 | 4.3318e-08 | 2.4145e-08 | 0 | 2.4145e-08 | [17 empty] | 7.3.3.17.5 (Remote Grid) Updates to grid topology to minimize risk of ignition in HFTDs Remote GridWLDFREquipment / facility failureAggregated | WLDFR | HFTD - Distribution - Tier 2 - 4QU CoRE ¦ 2QU LoRE | Non-Red Flag Warning - Catastrophic Fires | Equipment / facility failure | Aggregated | 2024 | 1.3206e-08 | 522.2177 | 6.8964e-06 | 2024 | Mitigation | 0.95 | 45 | 0 | esc | 0.00097009 | 1.2811e-11 | 0.00097009 | 1.2811e-11
[79 empty] | WLDFR | HFTD - Distribution - Zone 1 - 4QU CoRE ¦ 1QU LoRE | Red Flag Warning - Small Fires | 2028 | 7.3749e-07 | 0.083606 | 0.039055 | 0.001695 | 0.042856 | 0 | 0.0020191 | 6.1658e-08 | 0 | 6.1658e-08 | 7.5116e-07 | 2.6771e-08 | 0 | 2.6771e-08 | 4.5362e-08 | 0 | 4.5362e-08 | 2.5283e-08 | 0 | 2.5283e-08 | [17 empty] | 7.3.3.17.5 (Remote Grid) Updates to grid topology to minimize risk of ignition in HFTDs Remote GridWLDFREquipment / facility failureAggregated | WLDFR | HFTD - Distribution - Tier 2 - 4QU CoRE ¦ 2QU LoRE | Non-Red Flag Warning - Catastrophic Fires | Equipment / facility failure | Aggregated | 2025 | 1.3206e-08 | 522.2177 | 6.8964e-06 | 2025 | Mitigation | 0.95 | 45 | 0 | esc | 0.00097009 | 1.2811e-11 | 0.00097009 | 1.2811e-11
[79 empty] | WLDFR | HFTD - Distribution - Zone 1 - 4QU CoRE ¦ 1QU LoRE | Red Flag Warning - Small Fires | 2029 | 7.3749e-07 | 0.083606 | 0.039055 | 0.001695 | 0.042856 | 0 | 0.0020191 | 6.1658e-08 | 0 | 6.1658e-08 | 7.5116e-07 | 2.6771e-08 | 0 | 2.6771e-08 | 4.5362e-08 | 0 | 4.5362e-08 | 2.5283e-08 | 0 | 2.5283e-08 | [17 empty] | 7.3.3.17.5 (Remote Grid) Updates to grid topology to minimize risk of ignition in HFTDs Remote GridWLDFREquipment / facility failureAggregated | WLDFR | HFTD - Distribution - Tier 2 - 4QU CoRE ¦ 2QU LoRE | Non-Red Flag Warning - Catastrophic Fires | Equipment / facility failure | Aggregated | 2026 | 1.3206e-08 | 522.2177 | 6.8964e-06 | 2026 | Mitigation | 0.95 | 45 | 0 | esc | 0.00097009 | 1.2811e-11 | 0.00097009 | 1.2811e-11
[79 empty] | WLDFR | HFTD - Distribution - Zone 1 - 4QU CoRE ¦ 1QU LoRE | Red Flag Warning - Small Fires | 2030 | 7.3749e-07 | 0.083606 | 0.039055 | 0.001695 | 0.042856 | 0 | 0.0020191 | 6.1658e-08 | 0 | 6.1658e-08 | 7.5116e-07 | 2.6771e-08 | 0 | 2.6771e-08 | 4.5362e-08 | 0 | 4.5362e-08 | 2.5283e-08 | 0 | 2.5283e-08 | [17 empty] | 7.3.3.17.5 (Remote Grid) Updates to grid topology to minimize risk of ignition in HFTDs Remote GridWLDFREquipment / facility failureAggregated | WLDFR | HFTD - Distribution - Tier 2 - 4QU CoRE ¦ 2QU LoRE | Non-Red Flag Warning - Catastrophic Fires | Equipment / facility failure | Aggregated | 2027 | 1.3206e-08 | 522.2177 | 6.8964e-06 | 2027 | Mitigation | 0.95 | 45 | 0 | esc | 0.00097009 | 1.2811e-11 | 0.00097009 | 1.2811e-11
[79 empty] | WLDFR | HFTD - Distribution - Zone 1 - 4QU CoRE ¦ 1QU LoRE | Red Flag Warning - Small Fires | 2031 | 7.3749e-07 | 0.083606 | 0.039055 | 0.001695 | 0.042856 | 0 | 0.0020191 | 6.1658e-08 | 0 | 6.1658e-08 | 7.5116e-07 | 2.6771e-08 | 0 | 2.6771e-08 | 4.5362e-08 | 0 | 4.5362e-08 | 2.5283e-08 | 0 | 2.5283e-08 | [17 empty] | 7.3.3.17.5 (Remote Grid) Updates to grid topology to minimize risk of ignition in HFTDs Remote GridWLDFREquipment / facility failureAggregated | WLDFR | HFTD - Distribution - Tier 2 - 4QU CoRE ¦ 2QU LoRE | Non-Red Flag Warning - Catastrophic Fires | Equipment / facility failure | Aggregated | 2028 | 1.3206e-08 | 522.2177 | 6.8964e-06 | 2028 | Mitigation | 0.95 | 45 | 0 | esc | 0.00097009 | 1.2811e-11 | 0.00097009 | 1.2811e-11
[79 empty] | WLDFR | HFTD - Distribution - Zone 1 - 4QU CoRE ¦ 1QU LoRE | Red Flag Warning - Small Fires | 2032 | 7.3749e-07 | 0.083606 | 0.039055 | 0.001695 | 0.042856 | 0 | 0.0020191 | 6.1658e-08 | 0 | 6.1658e-08 | 7.5116e-07 | 2.6771e-08 | 0 | 2.6771e-08 | 4.5362e-08 | 0 | 4.5362e-08 | 2.5283e-08 | 0 | 2.5283e-08 | [17 empty] | 7.3.3.17.5 (Remote Grid) Updates to grid topology to minimize risk of ignition in HFTDs Remote GridWLDFREquipment / facility failureAggregated | WLDFR | HFTD - Distribution - Tier 2 - 4QU CoRE ¦ 2QU LoRE | Non-Red Flag Warning - Catastrophic Fires | Equipment / facility failure | Aggregated | 2029 | 1.3206e-08 | 522.2177 | 6.8964e-06 | 2029 | Mitigation | 0.95 | 45 | 0 | esc | 0.00097009 | 1.2811e-11 | 0.00097009 | 1.2811e-11
[79 empty] | WLDFR | HFTD - Distribution - Zone 1 - 4QU CoRE ¦ 1QU LoRE | Red Flag Warning - Small Fires | 2033 | 7.3749e-07 | 0.087211 | 0.040679 | 0.0017655 | 0.044766 | 0 | 0.0020191 | 6.4317e-08 | 0 | 6.4317e-08 | 7.8661e-07 | 2.8057e-08 | 0 | 2.8057e-08 | 4.754e-08 | 0 | 4.754e-08 | 2.6498e-08 | 0 | 2.6498e-08 | [17 empty] | 7.3.3.17.5 (Remote Grid) Updates to grid topology to minimize risk of ignition in HFTDs Remote GridWLDFREquipment / facility failureAggregated | WLDFR | HFTD - Distribution - Tier 2 - 4QU CoRE ¦ 2QU LoRE | Non-Red Flag Warning - Catastrophic Fires | Equipment / facility failure | Aggregated | 2030 | 1.3206e-08 | 522.2177 | 6.8964e-06 | 2030 | Mitigation | 0.95 | 45 | 0 | esc | 0.00097009 | 1.2811e-11 | 0.00097009 | 1.2811e-11
[79 empty] | WLDFR | HFTD - Distribution - Zone 1 - 4QU CoRE ¦ 1QU LoRE | Red Flag Warning - Small Fires | 2034 | 7.3749e-07 | 0.087211 | 0.040679 | 0.0017655 | 0.044766 | 0 | 0.0020191 | 6.4317e-08 | 0 | 6.4317e-08 | 7.8661e-07 | 2.8057e-08 | 0 | 2.8057e-08 | 4.754e-08 | 0 | 4.754e-08 | 2.6498e-08 | 0 | 2.6498e-08 | [17 empty] | 7.3.3.17.5 (Remote Grid) Updates to grid topology to minimize risk of ignition in HFTDs Remote GridWLDFREquipment / facility failureAggregated | WLDFR | HFTD - Distribution - Tier 2 - 4QU CoRE ¦ 2QU LoRE | Non-Red Flag Warning - Catastrophic Fires | Equipment / facility failure | Aggregated | 2031 | 1.3206e-08 | 522.2177 | 6.8964e-06 | 2031 | Mitigation | 0.95 | 45 | 0 | esc | 0.00097009 | 1.2811e-11 | 0.00097009 | 1.2811e-11
[79 empty] | WLDFR | HFTD - Distribution - Zone 1 - 4QU CoRE ¦ 1QU LoRE | Red Flag Warning - Small Fires | 2035 | 7.3749e-07 | 0.087211 | 0.040679 | 0.0017655 | 0.044766 | 0 | 0.0020191 | 6.4317e-08 | 0 | 6.4317e-08 | 7.8661e-07 | 2.8057e-08 | 0 | 2.8057e-08 | 4.754e-08 | 0 | 4.754e-08 | 2.6498e-08 | 0 | 2.6498e-08 | [17 empty] | 7.3.3.17.5 (Remote Grid) Updates to grid topology to minimize risk of ignition in HFTDs Remote GridWLDFREquipment / facility failureAggregated | WLDFR | HFTD - Distribution - Tier 2 - 4QU CoRE ¦ 2QU LoRE | Non-Red Flag Warning - Catastrophic Fires | Equipment / facility failure | Aggregated | 2032 | 1.3206e-08 | 522.2177 | 6.8964e-06 | 2032 | Mitigation | 0.95 | 45 | 0 | esc | 0.00097009 | 1.2811e-11 | 0.00097009 | 1.2811e-11
[79 empty] | WLDFR | HFTD - Distribution - Zone 1 - 4QU CoRE ¦ 1QU LoRE | Red Flag Warning - Small Fires | 2036 | 7.3749e-07 | 0.087211 | 0.040679 | 0.0017655 | 0.044766 | 0 | 0.0020191 | 6.4317e-08 | 0 | 6.4317e-08 | 7.8661e-07 | 2.8057e-08 | 0 | 2.8057e-08 | 4.754e-08 | 0 | 4.754e-08 | 2.6498e-08 | 0 | 2.6498e-08 | [17 empty] | 7.3.3.17.5 (Remote Grid) Updates to grid topology to minimize risk of ignition in HFTDs Remote GridWLDFREquipment / facility failureAggregated | WLDFR | HFTD - Distribution - Tier 2 - 4QU CoRE ¦ 2QU LoRE | Non-Red Flag Warning - Catastrophic Fires | Equipment / facility failure | Aggregated | 2033 | 1.3206e-08 | 522.2177 | 6.8964e-06 | 2033 | Mitigation | 0.95 | 45 | 0 | esc | 0.00097009 | 1.2811e-11 | 0.00097009 | 1.2811e-11
[79 empty] | WLDFR | HFTD - Distribution - Zone 1 - 4QU CoRE ¦ 1QU LoRE | Red Flag Warning - Small Fires | 2037 | 7.3749e-07 | 0.087211 | 0.040679 | 0.0017655 | 0.044766 | 0 | 0.0020191 | 6.4317e-08 | 0 | 6.4317e-08 | 7.8661e-07 | 2.8057e-08 | 0 | 2.8057e-08 | 4.754e-08 | 0 | 4.754e-08 | 2.6498e-08 | 0 | 2.6498e-08 | [17 empty] | 7.3.3.17.5 (Remote Grid) Updates to grid topology to minimize risk of ignition in HFTDs Remote GridWLDFREquipment / facility failureAggregated | WLDFR | HFTD - Distribution - Tier 2 - 4QU CoRE ¦ 2QU LoRE | Non-Red Flag Warning - Catastrophic Fires | Equipment / facility failure | Aggregated | 2034 | 1.3206e-08 | 522.2177 | 6.8964e-06 | 2034 | Mitigation | 0.95 | 45 | 0 | esc | 0.00097009 | 1.2811e-11 | 0.00097009 | 1.2811e-11
[79 empty] | WLDFR | HFTD - Distribution - Zone 1 - 4QU CoRE ¦ 1QU LoRE | Red Flag Warning - Small Fires | 2038 | 7.3749e-07 | 0.091184 | 0.042438 | 0.0018418 | 0.046905 | 0 | 0.0020191 | 6.7247e-08 | 0 | 6.7247e-08 | 8.2505e-07 | 2.9409e-08 | 0 | 2.9409e-08 | 4.9831e-08 | 0 | 4.9831e-08 | 2.7775e-08 | 0 | 2.7775e-08 | [17 empty] | 7.3.3.17.5 (Remote Grid) Updates to grid topology to minimize risk of ignition in HFTDs Remote GridWLDFREquipment / facility failureAggregated | WLDFR | HFTD - Distribution - Tier 2 - 4QU CoRE ¦ 2QU LoRE | Non-Red Flag Warning - Catastrophic Fires | Equipment / facility failure | Aggregated | 2035 | 1.3206e-08 | 522.2177 | 6.8964e-06 | 2035 | Mitigation | 0.95 | 45 | 0 | esc | 0.00097009 | 1.2811e-11 | 0.00097009 | 1.2811e-11
[79 empty] | WLDFR | HFTD - Distribution - Zone 1 - 4QU CoRE ¦ 1QU LoRE | Red Flag Warning - Small Fires | 2039 | 7.3749e-07 | 0.091184 | 0.042438 | 0.0018418 | 0.046905 | 0 | 0.0020191 | 6.7247e-08 | 0 | 6.7247e-08 | 8.2505e-07 | 2.9409e-08 | 0 | 2.9409e-08 | 4.9831e-08 | 0 | 4.9831e-08 | 2.7775e-08 | 0 | 2.7775e-08 | [17 empty] | 7.3.3.17.5 (Remote Grid) Updates to grid topology to minimize risk of ignition in HFTDs Remote GridWLDFREquipment / facility failureAggregated | WLDFR | HFTD - Distribution - Tier 2 - 4QU CoRE ¦ 2QU LoRE | Non-Red Flag Warning - Catastrophic Fires | Equipment / facility failure | Aggregated | 2036 | 1.3206e-08 | 522.2177 | 6.8964e-06 | 2036 | Mitigation | 0.95 | 45 | 0 | esc | 0.00097009 | 1.2811e-11 | 0.00097009 | 1.2811e-11
[79 empty] | WLDFR | HFTD - Distribution - Zone 1 - 4QU CoRE ¦ 1QU LoRE | Red Flag Warning - Small Fires | 2040 | 7.3749e-07 | 0.091184 | 0.042438 | 0.0018418 | 0.046905 | 0 | 0.0020191 | 6.7247e-08 | 0 | 6.7247e-08 | 8.2505e-07 | 2.9409e-08 | 0 | 2.9409e-08 | 4.9831e-08 | 0 | 4.9831e-08 | 2.7775e-08 | 0 | 2.7775e-08 | [17 empty] | 7.3.3.17.5 (Remote Grid) Updates to grid topology to minimize risk of ignition in HFTDs Remote GridWLDFREquipment / facility failureAggregated | WLDFR | HFTD - Distribution - Tier 2 - 4QU CoRE ¦ 2QU LoRE | Non-Red Flag Warning - Catastrophic Fires | Equipment / facility failure | Aggregated | 2037 | 1.3206e-08 | 522.2177 | 6.8964e-06 | 2037 | Mitigation | 0.95 | 45 | 0 | esc | 0.00097009 | 1.2811e-11 | 0.00097009 | 1.2811e-11
[79 empty] | WLDFR | HFTD - Distribution - Zone 1 - 4QU CoRE ¦ 1QU LoRE | Red Flag Warning - Small Fires | 2041 | 7.3749e-07 | 0.091184 | 0.042438 | 0.0018418 | 0.046905 | 0 | 0.0020191 | 6.7247e-08 | 0 | 6.7247e-08 | 8.2505e-07 | 2.9409e-08 | 0 | 2.9409e-08 | 4.9831e-08 | 0 | 4.9831e-08 | 2.7775e-08 | 0 | 2.7775e-08 | [17 empty] | 7.3.3.17.5 (Remote Grid) Updates to grid topology to minimize risk of ignition in HFTDs Remote GridWLDFREquipment / facility failureAggregated | WLDFR | HFTD - Distribution - Tier 2 - 4QU CoRE ¦ 2QU LoRE | Non-Red Flag Warning - Catastrophic Fires | Equipment / facility failure | Aggregated | 2038 | 1.3206e-08 | 522.2177 | 6.8964e-06 | 2038 | Mitigation | 0.95 | 45 | 0 | esc | 0.00097009 | 1.2811e-11 | 0.00097009 | 1.2811e-11
[79 empty] | WLDFR | HFTD - Distribution - Zone 1 - 4QU CoRE ¦ 1QU LoRE | Red Flag Warning - Small Fires | 2042 | 7.3749e-07 | 0.091184 | 0.042438 | 0.0018418 | 0.046905 | 0 | 0.0020191 | 6.7247e-08 | 0 | 6.7247e-08 | 8.2505e-07 | 2.9409e-08 | 0 | 2.9409e-08 | 4.9831e-08 | 0 | 4.9831e-08 | 2.7775e-08 | 0 | 2.7775e-08 | [17 empty] | 7.3.3.17.5 (Remote Grid) Updates to grid topology to minimize risk of ignition in HFTDs Remote GridWLDFREquipment / facility failureAggregated | WLDFR | HFTD - Distribution - Tier 2 - 4QU CoRE ¦ 2QU LoRE | Non-Red Flag Warning - Catastrophic Fires | Equipment / facility failure | Aggregated | 2039 | 1.3206e-08 | 522.2177 | 6.8964e-06 | 2039 | Mitigation | 0.95 | 45 | 0 | esc | 0.00097009 | 1.2811e-11 | 0.00097009 | 1.2811e-11
[79 empty] | WLDFR | HFTD - Distribution - Zone 1 - 4QU CoRE ¦ 1QU LoRE | Red Flag Warning - Small Fires | 2043 | 7.3749e-07 | 0.095486 | 0.044306 | 0.0019228 | 0.049257 | 0 | 0.0020191 | 7.0419e-08 | 0 | 7.0419e-08 | 8.6596e-07 | 3.0813e-08 | 0 | 3.0813e-08 | 5.221e-08 | 0 | 5.221e-08 | 2.9101e-08 | 0 | 2.9101e-08 | [17 empty] | 7.3.3.17.5 (Remote Grid) Updates to grid topology to minimize risk of ignition in HFTDs Remote GridWLDFREquipment / facility failureAggregated | WLDFR | HFTD - Distribution - Tier 2 - 4QU CoRE ¦ 2QU LoRE | Non-Red Flag Warning - Catastrophic Fires | Equipment / facility failure | Aggregated | 2040 | 1.3206e-08 | 522.2177 | 6.8964e-06 | 2040 | Mitigation | 0.95 | 45 | 0 | esc | 0.00097009 | 1.2811e-11 | 0.00097009 | 1.2811e-11
[79 empty] | WLDFR | HFTD - Distribution - Zone 1 - 4QU CoRE ¦ 1QU LoRE | Red Flag Warning - Small Fires | 2044 | 7.3749e-07 | 0.095486 | 0.044306 | 0.0019228 | 0.049257 | 0 | 0.0020191 | 7.0419e-08 | 0 | 7.0419e-08 | 8.6596e-07 | 3.0813e-08 | 0 | 3.0813e-08 | 5.221e-08 | 0 | 5.221e-08 | 2.9101e-08 | 0 | 2.9101e-08 | [17 empty] | 7.3.3.17.5 (Remote Grid) Updates to grid topology to minimize risk of ignition in HFTDs Remote GridWLDFREquipment / facility failureAggregated | WLDFR | HFTD - Distribution - Tier 2 - 4QU CoRE ¦ 2QU LoRE | Non-Red Flag Warning - Catastrophic Fires | Equipment / facility failure | Aggregated | 2041 | 1.3206e-08 | 522.2177 | 6.8964e-06 | 2041 | Mitigation | 0.95 | 45 | 0 | esc | 0.00097009 | 1.2811e-11 | 0.00097009 | 1.2811e-11
[79 empty] | WLDFR | HFTD - Distribution - Zone 1 - 4QU CoRE ¦ 1QU LoRE | Red Flag Warning - Small Fires | 2045 | 7.3749e-07 | 0.095486 | 0.044306 | 0.0019228 | 0.049257 | 0 | 0.0020191 | 7.0419e-08 | 0 | 7.0419e-08 | 8.6596e-07 | 3.0813e-08 | 0 | 3.0813e-08 | 5.221e-08 | 0 | 5.221e-08 | 2.9101e-08 | 0 | 2.9101e-08 | [17 empty] | 7.3.3.17.5 (Remote Grid) Updates to grid topology to minimize risk of ignition in HFTDs Remote GridWLDFREquipment / facility failureAggregated | WLDFR | HFTD - Distribution - Tier 2 - 4QU CoRE ¦ 2QU LoRE | Non-Red Flag Warning - Catastrophic Fires | Equipment / facility failure | Aggregated | 2042 | 1.3206e-08 | 522.2177 | 6.8964e-06 | 2042 | Mitigation | 0.95 | 45 | 0 | esc | 0.00097009 | 1.2811e-11 | 0.00097009 | 1.2811e-11
[79 empty] | WLDFR | HFTD - Distribution - Zone 1 - 4QU CoRE ¦ 1QU LoRE | Red Flag Warning - Small Fires | 2046 | 7.3749e-07 | 0.095486 | 0.044306 | 0.0019228 | 0.049257 | 0 | 0.0020191 | 7.0419e-08 | 0 | 7.0419e-08 | 8.6596e-07 | 3.0813e-08 | 0 | 3.0813e-08 | 5.221e-08 | 0 | 5.221e-08 | 2.9101e-08 | 0 | 2.9101e-08 | [17 empty] | 7.3.3.17.5 (Remote Grid) Updates to grid topology to minimize risk of ignition in HFTDs Remote GridWLDFREquipment / facility failureAggregated | WLDFR | HFTD - Distribution - Tier 2 - 4QU CoRE ¦ 2QU LoRE | Non-Red Flag Warning - Catastrophic Fires | Equipment / facility failure | Aggregated | 2043 | 1.3206e-08 | 522.2177 | 6.8964e-06 | 2043 | Mitigation | 0.95 | 45 | 0 | esc | 0.00097009 | 1.2811e-11 | 0.00097009 | 1.2811e-11
[79 empty] | WLDFR | HFTD - Distribution - Zone 1 - 4QU CoRE ¦ 1QU LoRE | Red Flag Warning - Small Fires | 2047 | 7.3749e-07 | 0.095486 | 0.044306 | 0.0019228 | 0.049257 | 0 | 0.0020191 | 7.0419e-08 | 0 | 7.0419e-08 | 8.6596e-07 | 3.0813e-08 | 0 | 3.0813e-08 | 5.221e-08 | 0 | 5.221e-08 | 2.9101e-08 | 0 | 2.9101e-08 | [17 empty] | 7.3.3.17.5 (Remote Grid) Updates to grid topology to minimize risk of ignition in HFTDs Remote GridWLDFREquipment / facility failureAggregated | WLDFR | HFTD - Distribution - Tier 2 - 4QU CoRE ¦ 2QU LoRE | Non-Red Flag Warning - Catastrophic Fires | Equipment / facility failure | Aggregated | 2044 | 1.3206e-08 | 522.2177 | 6.8964e-06 | 2044 | Mitigation | 0.95 | 45 | 0 | esc | 0.00097009 | 1.2811e-11 | 0.00097009 | 1.2811e-11
[79 empty] | WLDFR | HFTD - Distribution - Zone 1 - 4QU CoRE ¦ 1QU LoRE | Red Flag Warning - Small Fires | 2048 | 7.3749e-07 | 0.10007 | 0.04626 | 0.0020076 | 0.051804 | 0 | 0.0020191 | 7.3801e-08 | 0 | 7.3801e-08 | 9.0881e-07 | 3.2253e-08 | 0 | 3.2253e-08 | 5.465e-08 | 0 | 5.465e-08 | 3.0461e-08 | 0 | 3.0461e-08 | [17 empty] | 7.3.3.17.5 (Remote Grid) Updates to grid topology to minimize risk of ignition in HFTDs Remote GridWLDFREquipment / facility failureAggregated | WLDFR | HFTD - Distribution - Tier 2 - 4QU CoRE ¦ 2QU LoRE | Non-Red Flag Warning - Catastrophic Fires | Equipment / facility failure | Aggregated | 2045 | 1.3206e-08 | 522.2177 | 6.8964e-06 | 2045 | Mitigation | 0.95 | 45 | 0 | esc | 0.00097009 | 1.2811e-11 | 0.00097009 | 1.2811e-11
[79 empty] | WLDFR | HFTD - Distribution - Zone 1 - 4QU CoRE ¦ 1QU LoRE | Red Flag Warning - Small Fires | 2049 | 7.3749e-07 | 0.10007 | 0.04626 | 0.0020076 | 0.051804 | 0 | 0.0020191 | 7.3801e-08 | 0 | 7.3801e-08 | 9.0881e-07 | 3.2253e-08 | 0 | 3.2253e-08 | 5.465e-08 | 0 | 5.465e-08 | 3.0461e-08 | 0 | 3.0461e-08 | [17 empty] | 7.3.3.17.5 (Remote Grid) Updates to grid topology to minimize risk of ignition in HFTDs Remote GridWLDFREquipment / facility failureAggregated | WLDFR | HFTD - Distribution - Tier 2 - 4QU CoRE ¦ 2QU LoRE | Non-Red Flag Warning - Catastrophic Fires | Equipment / facility failure | Aggregated | 2046 | 1.3206e-08 | 522.2177 | 6.8964e-06 | 2046 | Mitigation | 0.95 | 45 | 0 | esc | 0.00097009 | 1.2811e-11 | 0.00097009 | 1.2811e-11
[79 empty] | WLDFR | HFTD - Distribution - Zone 1 - 4QU CoRE ¦ 1QU LoRE | Red Flag Warning - Small Fires | 2050 | 7.3749e-07 | 0.10007 | 0.04626 | 0.0020076 | 0.051804 | 0 | 0.0020191 | 7.3801e-08 | 0 | 7.3801e-08 | 9.0881e-07 | 3.2253e-08 | 0 | 3.2253e-08 | 5.465e-08 | 0 | 5.465e-08 | 3.0461e-08 | 0 | 3.0461e-08 | [17 empty] | 7.3.3.17.5 (Remote Grid) Updates to grid topology to minimize risk of ignition in HFTDs Remote GridWLDFREquipment / facility failureAggregated | WLDFR | HFTD - Distribution - Tier 2 - 4QU CoRE ¦ 2QU LoRE | Non-Red Flag Warning - Catastrophic Fires | Equipment / facility failure | Aggregated | 2047 | 1.3206e-08 | 522.2177 | 6.8964e-06 | 2047 | Mitigation | 0.95 | 45 | 0 | esc | 0.00097009 | 1.2811e-11 | 0.00097009 | 1.2811e-11
[79 empty] | WLDFR | HFTD - Distribution - Zone 1 - 4QU CoRE ¦ 1QU LoRE | Red Flag Warning - Small Fires | 2051 | 7.3749e-07 | 0.10007 | 0.04626 | 0.0020076 | 0.051804 | 0 | 0.0020191 | 7.3801e-08 | 0 | 7.3801e-08 | 9.0881e-07 | 0 | 0 | 0 | 5.465e-08 | 0 | 5.465e-08 | 3.0461e-08 | 0 | 3.0461e-08 | [17 empty] | 7.3.3.17.5 (Remote Grid) Updates to grid topology to minimize risk of ignition in HFTDs Remote GridWLDFREquipment / facility failureAggregated | WLDFR | HFTD - Distribution - Tier 2 - 4QU CoRE ¦ 2QU LoRE | Non-Red Flag Warning - Catastrophic Fires | Equipment / facility failure | Aggregated | 2048 | 1.3206e-08 | 522.2177 | 6.8964e-06 | 2048 | Mitigation | 0.95 | 45 | 0 | esc | 0.00097009 | 1.2811e-11 | 0.00097009 | 1.2811e-11
[79 empty] | WLDFR | HFTD - Distribution - Zone 1 - 4QU CoRE ¦ 1QU LoRE | Red Flag Warning - Small Fires | 2052 | 7.3749e-07 | 0.10007 | 0.04626 | 0.0020076 | 0.051804 | 0 | 0.0020191 | 7.3801e-08 | 0 | 7.3801e-08 | 9.0881e-07 | 0 | 0 | 0 | 0 | 0 | 0 | 3.0461e-08 | 0 | 3.0461e-08 | [17 empty] | 7.3.3.17.5 (Remote Grid) Updates to grid topology to minimize risk of ignition in HFTDs Remote GridWLDFREquipment / facility failureAggregated | WLDFR | HFTD - Distribution - Tier 2 - 4QU CoRE ¦ 2QU LoRE | Non-Red Flag Warning - Catastrophic Fires | Equipment / facility failure | Aggregated | 2049 | 1.3206e-08 | 522.2177 | 6.8964e-06 | 2049 | Mitigation | 0.95 | 45 | 0 | esc | 0.00097009 | 1.2811e-11 | 0.00097009 | 1.2811e-11
[79 empty] | WLDFR | HFTD - Distribution - Zone 1 - 4QU CoRE ¦ 1QU LoRE | Red Flag Warning - Small Fires | 2053 | 7.3749e-07 | 0.10489 | 0.048274 | 0.002095 | 0.054525 | 0 | 0.0020191 | 7.7358e-08 | 0 | 7.7358e-08 | 9.5306e-07 | 1.3547e-08 | 0 | 1.3547e-08 | 0 | 0 | 0 | 0 | 0 | 0 | [17 empty] | 7.3.3.17.5 (Remote Grid) Updates to grid topology to minimize risk of ignition in HFTDs Remote GridWLDFREquipment / facility failureAggregated | WLDFR | HFTD - Distribution - Tier 2 - 4QU CoRE ¦ 2QU LoRE | Non-Red Flag Warning - Catastrophic Fires | Equipment / facility failure | Aggregated | 2050 | 1.3206e-08 | 522.2177 | 6.8964e-06 | 2050 | Mitigation | 0.95 | 45 | 0 | esc | 0.00097009 | 1.2811e-11 | 0.00097009 | 1.2811e-11
[79 empty] | WLDFR | HFTD - Distribution - Zone 1 - 4QU CoRE ¦ 1QU LoRE | Red Flag Warning - Small Fires | 2054 | 7.3749e-07 | 0.10489 | 0.048274 | 0.002095 | 0.054525 | 0 | 0.0020191 | 7.7358e-08 | 0 | 7.7358e-08 | 9.5306e-07 | 1.1191e-08 | 0 | 1.1191e-08 | 1.8963e-08 | 0 | 1.8963e-08 | 0 | 0 | 0 | [17 empty] | 7.3.3.17.5 (Remote Grid) Updates to grid topology to minimize risk of ignition in HFTDs Remote GridWLDFREquipment / facility failureAggregated | WLDFR | HFTD - Distribution - Tier 2 - 4QU CoRE ¦ 2QU LoRE | Non-Red Flag Warning - Catastrophic Fires | Equipment / facility failure | Aggregated | 2051 | 1.3206e-08 | 522.2177 | 6.8964e-06 | 2051 | Mitigation | 0.95 | 45 | 0 | esc | 0.00097009 | 1.2811e-11 | 0.00097009 | 1.2811e-11
[79 empty] | WLDFR | HFTD - Distribution - Zone 1 - 4QU CoRE ¦ 1QU LoRE | Red Flag Warning - Small Fires | 2055 | 7.3749e-07 | 0.10489 | 0.048274 | 0.002095 | 0.054525 | 0 | 0.0020191 | 7.7358e-08 | 0 | 7.7358e-08 | 9.5306e-07 | 1.159e-08 | 0 | 1.159e-08 | 1.9639e-08 | 0 | 1.9639e-08 | 1.0947e-08 | 0 | 1.0947e-08 | [17 empty] | 7.3.3.17.5 (Remote Grid) Updates to grid topology to minimize risk of ignition in HFTDs Remote GridWLDFREquipment / facility failureAggregated | WLDFR | HFTD - Distribution - Tier 2 - 4QU CoRE ¦ 2QU LoRE | Non-Red Flag Warning - Catastrophic Fires | Equipment / facility failure | Aggregated | 2052 | 1.3206e-08 | 522.2177 | 6.8964e-06 | 2052 | Mitigation | 0.95 | 45 | 0 | esc | 0.00097009 | 1.2811e-11 | 0.00097009 | 1.2811e-11
[79 empty] | WLDFR | HFTD - Distribution - Zone 1 - 4QU CoRE ¦ 1QU LoRE | Red Flag Warning - Small Fires | 2056 | 7.3749e-07 | 0.10489 | 0.048274 | 0.002095 | 0.054525 | 0 | 0.0020191 | 7.7358e-08 | 0 | 7.7358e-08 | 9.5306e-07 | 1.159e-08 | 0 | 1.159e-08 | 1.9639e-08 | 0 | 1.9639e-08 | 1.0947e-08 | 0 | 1.0947e-08 | [17 empty] | 7.3.3.17.5 (Remote Grid) Updates to grid topology to minimize risk of ignition in HFTDs Remote GridWLDFREquipment / facility failureAggregated | WLDFR | HFTD - Distribution - Tier 2 - 4QU CoRE ¦ 2QU LoRE | Non-Red Flag Warning - Catastrophic Fires | Equipment / facility failure | Aggregated | 2053 | 1.3206e-08 | 522.2177 | 6.8964e-06 | 2053 | Mitigation | 0.95 | 45 | 0 | esc | 0.00097009 | 1.2811e-11 | 0.00097009 | 1.2811e-11
[79 empty] | WLDFR | HFTD - Distribution - Zone 1 - 4QU CoRE ¦ 1QU LoRE | Red Flag Warning - Small Fires | 2057 | 7.3749e-07 | 0.10489 | 0.048274 | 0.002095 | 0.054525 | 0 | 0.0020191 | 7.7358e-08 | 0 | 7.7358e-08 | 9.5306e-07 | 1.159e-08 | 0 | 1.159e-08 | 1.9639e-08 | 0 | 1.9639e-08 | 1.0947e-08 | 0 | 1.0947e-08 | [17 empty] | 7.3.3.17.5 (Remote Grid) Updates to grid topology to minimize risk of ignition in HFTDs Remote GridWLDFREquipment / facility failureAggregated | WLDFR | HFTD - Distribution - Tier 2 - 4QU CoRE ¦ 2QU LoRE | Non-Red Flag Warning - Catastrophic Fires | Equipment / facility failure | Aggregated | 2054 | 1.3206e-08 | 522.2177 | 6.8964e-06 | 2054 | Mitigation | 0.95 | 45 | 0 | esc | 0.00097009 | 1.2811e-11 | 0.00097009 | 1.2811e-11
[79 empty] | WLDFR | HFTD - Distribution - Zone 1 - 4QU CoRE ¦ 1QU LoRE | Red Flag Warning - Small Fires | 2058 | 7.3749e-07 | 0.1099 | 0.050325 | 0.0021839 | 0.057393 | 0 | 0.0020191 | 8.1051e-08 | 0 | 8.1051e-08 | 9.9816e-07 | 1.159e-08 | 0 | 1.159e-08 | 1.9639e-08 | 0 | 1.9639e-08 | 1.0947e-08 | 0 | 1.0947e-08 | [17 empty] | 7.3.3.17.5 (Remote Grid) Updates to grid topology to minimize risk of ignition in HFTDs Remote GridWLDFREquipment / facility failureAggregated | WLDFR | HFTD - Distribution - Tier 2 - 4QU CoRE ¦ 2QU LoRE | Non-Red Flag Warning - Catastrophic Fires | Equipment / facility failure | Aggregated | 2055 | 1.3206e-08 | 522.2177 | 6.8964e-06 | 2055 | Mitigation | 0.95 | 45 | 0 | esc | 0.00097009 | 1.2811e-11 | 0.00097009 | 1.2811e-11
[79 empty] | WLDFR | HFTD - Distribution - Zone 1 - 4QU CoRE ¦ 1QU LoRE | Red Flag Warning - Small Fires | 2059 | 7.3749e-07 | 0.1099 | 0.050325 | 0.0021839 | 0.057393 | 0 | 0.0020191 | 8.1051e-08 | 0 | 8.1051e-08 | 9.9816e-07 | 1.159e-08 | 0 | 1.159e-08 | 1.9639e-08 | 0 | 1.9639e-08 | 1.0947e-08 | 0 | 1.0947e-08 | [17 empty] | 7.3.3.17.5 (Remote Grid) Updates to grid topology to minimize risk of ignition in HFTDs Remote GridWLDFREquipment / facility failureAggregated | WLDFR | HFTD - Distribution - Tier 2 - 4QU CoRE ¦ 2QU LoRE | Non-Red Flag Warning - Catastrophic Fires | Equipment / facility failure | Aggregated | 2056 | 1.3206e-08 | 522.2177 | 6.8964e-06 | 2056 | Mitigation | 0.95 | 45 | 0 | esc | 0.00097009 | 1.2811e-11 | 0.00097009 | 1.2811e-11
[79 empty] | WLDFR | HFTD - Distribution - Zone 1 - 4QU CoRE ¦ 1QU LoRE | Red Flag Warning - Small Fires | 2060 | 7.3749e-07 | 0.1099 | 0.050325 | 0.0021839 | 0.057393 | 0 | 0.0020191 | 8.1051e-08 | 0 | 8.1051e-08 | 9.9816e-07 | 1.2093e-08 | 0 | 1.2093e-08 | 2.0491e-08 | 0 | 2.0491e-08 | 1.1421e-08 | 0 | 1.1421e-08 | [17 empty] | 7.3.3.17.5 (Remote Grid) Updates to grid topology to minimize risk of ignition in HFTDs Remote GridWLDFREquipment / facility failureAggregated | WLDFR | HFTD - Distribution - Tier 2 - 4QU CoRE ¦ 2QU LoRE | Non-Red Flag Warning - Catastrophic Fires | Equipment / facility failure | Aggregated | 2057 | 1.3206e-08 | 522.2177 | 6.8964e-06 | 2057 | Mitigation | 0.95 | 45 | 0 | esc | 0.00097009 | 1.2811e-11 | 0.00097009 | 1.2811e-11
[79 empty] | WLDFR | HFTD - Distribution - Zone 1 - 4QU CoRE ¦ 1QU LoRE | Red Flag Warning - Small Fires | 2061 | 7.3749e-07 | 0.1099 | 0.050325 | 0.0021839 | 0.057393 | 0 | 0.0020191 | 8.1051e-08 | 0 | 8.1051e-08 | 9.9816e-07 | 1.2093e-08 | 0 | 1.2093e-08 | 2.0491e-08 | 0 | 2.0491e-08 | 1.1421e-08 | 0 | 1.1421e-08 | [17 empty] | 7.3.3.17.5 (Remote Grid) Updates to grid topology to minimize risk of ignition in HFTDs Remote GridWLDFREquipment / facility failureAggregated | WLDFR | HFTD - Distribution - Tier 2 - 4QU CoRE ¦ 2QU LoRE | Non-Red Flag Warning - Catastrophic Fires | Equipment / facility failure | Aggregated | 2058 | 1.3206e-08 | 522.2177 | 6.8964e-06 | 2058 | Mitigation | 0.95 | 45 | 0 | esc | 0.00097009 | 1.2811e-11 | 0.00097009 | 1.2811e-11
[79 empty] | WLDFR | HFTD - Distribution - Zone 1 - 4QU CoRE ¦ 1QU LoRE | Red Flag Warning - Small Fires | 2062 | 7.3749e-07 | 0.1099 | 0.050325 | 0.0021839 | 0.057393 | 0 | 0.0020191 | 8.1051e-08 | 0 | 8.1051e-08 | 9.9816e-07 | 1.2093e-08 | 0 | 1.2093e-08 | 2.0491e-08 | 0 | 2.0491e-08 | 1.1421e-08 | 0 | 1.1421e-08 | [17 empty] | 7.3.3.17.5 (Remote Grid) Updates to grid topology to minimize risk of ignition in HFTDs Remote GridWLDFREquipment / facility failureAggregated | WLDFR | HFTD - Distribution - Tier 2 - 4QU CoRE ¦ 2QU LoRE | Non-Red Flag Warning - Catastrophic Fires | Equipment / facility failure | Aggregated | 2059 | 1.3206e-08 | 522.2177 | 6.8964e-06 | 2059 | Mitigation | 0.95 | 45 | 0 | esc | 0.00097009 | 1.2811e-11 | 0.00097009 | 1.2811e-11
[79 empty] | WLDFR | HFTD - Distribution - Zone 1 - 4QU CoRE ¦ 1QU LoRE | Red Flag Warning - Small Fires | 2063 | 7.3749e-07 | 0.11504 | 0.052388 | 0.0022734 | 0.060377 | 0 | 0.0020191 | 8.4839e-08 | 0 | 8.4839e-08 | 1.0436e-06 | 1.2093e-08 | 0 | 1.2093e-08 | 2.0491e-08 | 0 | 2.0491e-08 | 1.1421e-08 | 0 | 1.1421e-08 | [17 empty] | 7.3.3.17.5 (Remote Grid) Updates to grid topology to minimize risk of ignition in HFTDs Remote GridWLDFREquipment / facility failureAggregated | WLDFR | HFTD - Distribution - Tier 2 - 4QU CoRE ¦ 2QU LoRE | Non-Red Flag Warning - Catastrophic Fires | Equipment / facility failure | Aggregated | 2060 | 1.3206e-08 | 522.2177 | 6.8964e-06 | 2060 | Mitigation | 0.95 | 45 | 0 | esc | 0.00097009 | 1.2811e-11 | 0.00097009 | 1.2811e-11
[79 empty] | WLDFR | HFTD - Distribution - Zone 1 - 4QU CoRE ¦ 1QU LoRE | Red Flag Warning - Small Fires | 2064 | 7.3749e-07 | 0.11504 | 0.052388 | 0.0022734 | 0.060377 | 0 | 0.0020191 | 8.4839e-08 | 0 | 8.4839e-08 | 1.0436e-06 | 1.2093e-08 | 0 | 1.2093e-08 | 2.0491e-08 | 0 | 2.0491e-08 | 1.1421e-08 | 0 | 1.1421e-08 | [17 empty] | 7.3.3.17.5 (Remote Grid) Updates to grid topology to minimize risk of ignition in HFTDs Remote GridWLDFREquipment / facility failureAggregated | WLDFR | HFTD - Distribution - Tier 2 - 4QU CoRE ¦ 2QU LoRE | Non-Red Flag Warning - Catastrophic Fires | Equipment / facility failure | Aggregated | 2061 | 1.3206e-08 | 522.2177 | 6.8964e-06 | 2061 | Mitigation | 0.95 | 45 | 0 | esc | 0.00097009 | 1.2811e-11 | 0.00097009 | 1.2811e-11
[79 empty] | WLDFR | HFTD - Distribution - Zone 1 - 4QU CoRE ¦ 1QU LoRE | Red Flag Warning - Small Fires | 2065 | 7.3749e-07 | 0.11504 | 0.052388 | 0.0022734 | 0.060377 | 0 | 0.0020191 | 8.4839e-08 | 0 | 8.4839e-08 | 1.0436e-06 | 1.2652e-08 | 0 | 1.2652e-08 | 2.1437e-08 | 0 | 2.1437e-08 | 1.1949e-08 | 0 | 1.1949e-08 | [17 empty] | 7.3.3.17.5 (Remote Grid) Updates to grid topology to minimize risk of ignition in HFTDs Remote GridWLDFREquipment / facility failureAggregated | WLDFR | HFTD - Distribution - Tier 2 - 4QU CoRE ¦ 2QU LoRE | Non-Red Flag Warning - Catastrophic Fires | Equipment / facility failure | Aggregated | 2062 | 1.3206e-08 | 522.2177 | 6.8964e-06 | 2062 | Mitigation | 0.95 | 45 | 0 | esc | 0.00097009 | 1.2811e-11 | 0.00097009 | 1.2811e-11
[79 empty] | WLDFR | HFTD - Distribution - Zone 1 - 4QU CoRE ¦ 1QU LoRE | Red Flag Warning - Small Fires | 2066 | 7.3749e-07 | 0.11504 | 0.052388 | 0.0022734 | 0.060377 | 0 | 0.0020191 | 8.4839e-08 | 0 | 8.4839e-08 | 1.0436e-06 | 1.2652e-08 | 0 | 1.2652e-08 | 2.1437e-08 | 0 | 2.1437e-08 | 1.1949e-08 | 0 | 1.1949e-08 | [17 empty] | 7.3.3.17.5 (Remote Grid) Updates to grid topology to minimize risk of ignition in HFTDs Remote GridWLDFREquipment / facility failureAggregated | WLDFR | HFTD - Distribution - Tier 2 - 4QU CoRE ¦ 2QU LoRE | Non-Red Flag Warning - Catastrophic Fires | Equipment / facility failure | Aggregated | 2063 | 1.3206e-08 | 522.2177 | 6.8964e-06 | 2063 | Mitigation | 0.95 | 45 | 0 | esc | 0.00097009 | 1.2811e-11 | 0.00097009 | 1.2811e-11
[79 empty] | WLDFR | HFTD - Distribution - Zone 1 - 5QU CoRE ¦ 1QU LoRE | Non-Red Flag Warning - Catastrophic Fires | 2022 | 5.2621e-11 | 14146.1306 | 222.2294 | 8585.7228 | 5338.1784 | 0 | 1.4407e-07 | 7.4439e-07 | 0 | 7.4439e-07 | 1.1148e-07 | 1.2652e-08 | 0 | 1.2652e-08 | 2.1437e-08 | 0 | 2.1437e-08 | 1.1949e-08 | 0 | 1.1949e-08 | [17 empty] | 7.3.3.17.5 (Remote Grid) Updates to grid topology to minimize risk of ignition in HFTDs Remote GridWLDFREquipment / facility failureAggregated | WLDFR | HFTD - Distribution - Tier 2 - 4QU CoRE ¦ 2QU LoRE | Non-Red Flag Warning - Catastrophic Fires | Equipment / facility failure | Aggregated | 2064 | 1.3206e-08 | 522.2177 | 6.8964e-06 | 2064 | Mitigation | 0.95 | 45 | 0 | esc | 0.00097009 | 1.2811e-11 | 0.00097009 | 1.2811e-11
[79 empty] | WLDFR | HFTD - Distribution - Zone 1 - 5QU CoRE ¦ 1QU LoRE | Non-Red Flag Warning - Catastrophic Fires | 2023 | 5.2621e-11 | 14664.6376 | 233.2301 | 8896.516 | 5534.8915 | 0 | 1.4407e-07 | 7.7168e-07 | 0 | 7.7168e-07 | 1.1647e-07 | 1.2652e-08 | 0 | 1.2652e-08 | 2.1437e-08 | 0 | 2.1437e-08 | 1.1949e-08 | 0 | 1.1949e-08 | [17 empty] | 7.3.3.17.5 (Remote Grid) Updates to grid topology to minimize risk of ignition in HFTDs Remote GridWLDFREquipment / facility failureAggregated | WLDFR | HFTD - Distribution - Tier 2 - 4QU CoRE ¦ 2QU LoRE | Non-Red Flag Warning - Catastrophic Fires | Equipment / facility failure | Aggregated | 2065 | 1.3206e-08 | 522.2177 | 6.8964e-06 | 2065 | Mitigation | 0.95 | 45 | 0 | esc | 0.00097009 | 1.2811e-11 | 0.00097009 | 1.2811e-11
[79 empty] | WLDFR | HFTD - Distribution - Zone 1 - 5QU CoRE ¦ 1QU LoRE | Non-Red Flag Warning - Catastrophic Fires | 2024 | 5.2621e-11 | 14664.6376 | 233.2301 | 8896.516 | 5534.8915 | 0 | 1.4407e-07 | 7.7168e-07 | 0 | 7.7168e-07 | 1.1647e-07 | 1.2652e-08 | 0 | 1.2652e-08 | 2.1437e-08 | 0 | 2.1437e-08 | 1.1949e-08 | 0 | 1.1949e-08 | [17 empty] | 7.3.3.17.5 (Remote Grid) Updates to grid topology to minimize risk of ignition in HFTDs Remote GridWLDFREquipment / facility failureAggregated | WLDFR | HFTD - Distribution - Tier 2 - 4QU CoRE ¦ 2QU LoRE | Non-Red Flag Warning - Catastrophic Fires | Equipment / facility failure | Aggregated | 2066 | 1.3206e-08 | 522.2177 | 6.8964e-06 | 2066 | Mitigation | 0.95 | 45 | 0 | esc | 0.00097009 | 1.2811e-11 | 0.00097009 | 1.2811e-11
[79 empty] | WLDFR | HFTD - Distribution - Zone 1 - 5QU CoRE ¦ 1QU LoRE | Non-Red Flag Warning - Catastrophic Fires | 2025 | 5.2621e-11 | 14664.6376 | 233.2301 | 8896.516 | 5534.8915 | 0 | 1.4407e-07 | 7.7168e-07 | 0 | 7.7168e-07 | 1.1647e-07 | 1.3257e-08 | 0 | 1.3257e-08 | 2.2464e-08 | 0 | 2.2464e-08 | 1.2521e-08 | 0 | 1.2521e-08 | [17 empty] | 7.3.3.17.5 (Remote Grid) Updates to grid topology to minimize risk of ignition in HFTDs Remote GridWLDFREquipment / facility failureAggregated | WLDFR | HFTD - Distribution - Tier 2 - 4QU CoRE ¦ 2QU LoRE | Non-Red Flag Warning - Catastrophic Fires | Equipment / facility failure | Aggregated | 2067 | 1.3206e-08 | 522.2177 | 6.8964e-06 | 2067 | Mitigation | 0.95 | 45 | 0 | esc | 0 | 0 | 0.00097009 | 1.2811e-11
[79 empty] | WLDFR | HFTD - Distribution - Zone 1 - 5QU CoRE ¦ 1QU LoRE | Non-Red Flag Warning - Catastrophic Fires | 2026 | 5.2621e-11 | 14664.6376 | 233.2301 | 8896.516 | 5534.8915 | 0 | 1.4407e-07 | 7.7168e-07 | 0 | 7.7168e-07 | 1.1647e-07 | 1.3257e-08 | 0 | 1.3257e-08 | 2.2464e-08 | 0 | 2.2464e-08 | 1.2521e-08 | 0 | 1.2521e-08 | [17 empty] | 7.3.3.17.5 (Remote Grid) Updates to grid topology to minimize risk of ignition in HFTDs Remote GridWLDFRVegetation ContactAggregated | WLDFR | HFTD - Distribution - Tier 2 - 4QU CoRE ¦ 2QU LoRE | Non-Red Flag Warning - Catastrophic Fires | Vegetation Contact | Aggregated | 2022 | 1.1346e-07 | 522.2177 | 5.9251e-05 | 2022 | Mitigation | 0.95 | 45 | 0 | esc | 0.00097009 | 1.1007e-10 | 0 | 0
[79 empty] | WLDFR | HFTD - Distribution - Zone 1 - 5QU CoRE ¦ 1QU LoRE | Non-Red Flag Warning - Catastrophic Fires | 2027 | 5.2621e-11 | 14664.6376 | 233.2301 | 8896.516 | 5534.8915 | 0 | 1.4407e-07 | 7.7168e-07 | 0 | 7.7168e-07 | 1.1647e-07 | 1.3257e-08 | 0 | 1.3257e-08 | 2.2464e-08 | 0 | 2.2464e-08 | 1.2521e-08 | 0 | 1.2521e-08 | [17 empty] | 7.3.3.17.5 (Remote Grid) Updates to grid topology to minimize risk of ignition in HFTDs Remote GridWLDFRVegetation ContactAggregated | WLDFR | HFTD - Distribution - Tier 2 - 4QU CoRE ¦ 2QU LoRE | Non-Red Flag Warning - Catastrophic Fires | Vegetation Contact | Aggregated | 2023 | 1.1346e-07 | 522.2177 | 5.9251e-05 | 2023 | Mitigation | 0.95 | 45 | 0 | esc | 0.00097009 | 1.1007e-10 | 0.00097009 | 1.1007e-10
[79 empty] | WLDFR | HFTD - Distribution - Zone 1 - 5QU CoRE ¦ 1QU LoRE | Non-Red Flag Warning - Catastrophic Fires | 2028 | 5.2621e-11 | 15317.9909 | 247.273 | 9287.6491 | 5783.0689 | 0 | 1.4407e-07 | 8.0606e-07 | 0 | 8.0606e-07 | 1.2289e-07 | 1.3257e-08 | 0 | 1.3257e-08 | 2.2464e-08 | 0 | 2.2464e-08 | 1.2521e-08 | 0 | 1.2521e-08 | [17 empty] | 7.3.3.17.5 (Remote Grid) Updates to grid topology to minimize risk of ignition in HFTDs Remote GridWLDFRVegetation ContactAggregated | WLDFR | HFTD - Distribution - Tier 2 - 4QU CoRE ¦ 2QU LoRE | Non-Red Flag Warning - Catastrophic Fires | Vegetation Contact | Aggregated | 2024 | 1.1346e-07 | 522.2177 | 5.9251e-05 | 2024 | Mitigation | 0.95 | 45 | 0 | esc | 0.00097009 | 1.1007e-10 | 0.00097009 | 1.1007e-10
[79 empty] | WLDFR | HFTD - Distribution - Zone 1 - 5QU CoRE ¦ 1QU LoRE | Non-Red Flag Warning - Catastrophic Fires | 2029 | 5.2621e-11 | 15317.9909 | 247.273 | 9287.6491 | 5783.0689 | 0 | 1.4407e-07 | 8.0606e-07 | 0 | 8.0606e-07 | 1.2289e-07 | 1.3257e-08 | 0 | 1.3257e-08 | 2.2464e-08 | 0 | 2.2464e-08 | 1.2521e-08 | 0 | 1.2521e-08 | [17 empty] | 7.3.3.17.5 (Remote Grid) Updates to grid topology to minimize risk of ignition in HFTDs Remote GridWLDFRVegetation ContactAggregated | WLDFR | HFTD - Distribution - Tier 2 - 4QU CoRE ¦ 2QU LoRE | Non-Red Flag Warning - Catastrophic Fires | Vegetation Contact | Aggregated | 2025 | 1.1346e-07 | 522.2177 | 5.9251e-05 | 2025 | Mitigation | 0.95 | 45 | 0 | esc | 0.00097009 | 1.1007e-10 | 0.00097009 | 1.1007e-10
[79 empty] | WLDFR | HFTD - Distribution - Zone 1 - 5QU CoRE ¦ 1QU LoRE | Non-Red Flag Warning - Catastrophic Fires | 2030 | 5.2621e-11 | 15317.9909 | 247.273 | 9287.6491 | 5783.0689 | 0 | 1.4407e-07 | 8.0606e-07 | 0 | 8.0606e-07 | 1.2289e-07 | 1.3902e-08 | 0 | 1.3902e-08 | 2.3557e-08 | 0 | 2.3557e-08 | 1.313e-08 | 0 | 1.313e-08 | [17 empty] | 7.3.3.17.5 (Remote Grid) Updates to grid topology to minimize risk of ignition in HFTDs Remote GridWLDFRVegetation ContactAggregated | WLDFR | HFTD - Distribution - Tier 2 - 4QU CoRE ¦ 2QU LoRE | Non-Red Flag Warning - Catastrophic Fires | Vegetation Contact | Aggregated | 2026 | 1.1346e-07 | 522.2177 | 5.9251e-05 | 2026 | Mitigation | 0.95 | 45 | 0 | esc | 0.00097009 | 1.1007e-10 | 0.00097009 | 1.1007e-10
[79 empty] | WLDFR | HFTD - Distribution - Zone 1 - 5QU CoRE ¦ 1QU LoRE | Non-Red Flag Warning - Catastrophic Fires | 2031 | 5.2621e-11 | 15317.9909 | 247.273 | 9287.6491 | 5783.0689 | 0 | 1.4407e-07 | 8.0606e-07 | 0 | 8.0606e-07 | 1.2289e-07 | 1.3902e-08 | 0 | 1.3902e-08 | 2.3557e-08 | 0 | 2.3557e-08 | 1.313e-08 | 0 | 1.313e-08 | [17 empty] | 7.3.3.17.5 (Remote Grid) Updates to grid topology to minimize risk of ignition in HFTDs Remote GridWLDFRVegetation ContactAggregated | WLDFR | HFTD - Distribution - Tier 2 - 4QU CoRE ¦ 2QU LoRE | Non-Red Flag Warning - Catastrophic Fires | Vegetation Contact | Aggregated | 2027 | 1.1346e-07 | 522.2177 | 5.9251e-05 | 2027 | Mitigation | 0.95 | 45 | 0 | esc | 0.00097009 | 1.1007e-10 | 0.00097009 | 1.1007e-10
[79 empty] | WLDFR | HFTD - Distribution - Zone 1 - 5QU CoRE ¦ 1QU LoRE | Non-Red Flag Warning - Catastrophic Fires | 2032 | 5.2621e-11 | 15317.9909 | 247.273 | 9287.6491 | 5783.0689 | 0 | 1.4407e-07 | 8.0606e-07 | 0 | 8.0606e-07 | 1.2289e-07 | 1.3902e-08 | 0 | 1.3902e-08 | 2.3557e-08 | 0 | 2.3557e-08 | 1.313e-08 | 0 | 1.313e-08 | [17 empty] | 7.3.3.17.5 (Remote Grid) Updates to grid topology to minimize risk of ignition in HFTDs Remote GridWLDFRVegetation ContactAggregated | WLDFR | HFTD - Distribution - Tier 2 - 4QU CoRE ¦ 2QU LoRE | Non-Red Flag Warning - Catastrophic Fires | Vegetation Contact | Aggregated | 2028 | 1.1346e-07 | 522.2177 | 5.9251e-05 | 2028 | Mitigation | 0.95 | 45 | 0 | esc | 0.00097009 | 1.1007e-10 | 0.00097009 | 1.1007e-10
[79 empty] | WLDFR | HFTD - Distribution - Zone 1 - 5QU CoRE ¦ 1QU LoRE | Non-Red Flag Warning - Catastrophic Fires | 2033 | 5.2621e-11 | 16044.1264 | 263.1074 | 9721.74 | 6059.2791 | 0 | 1.4407e-07 | 8.4427e-07 | 0 | 8.4427e-07 | 1.302e-07 | 1.3902e-08 | 0 | 1.3902e-08 | 2.3557e-08 | 0 | 2.3557e-08 | 1.313e-08 | 0 | 1.313e-08 | [17 empty] | 7.3.3.17.5 (Remote Grid) Updates to grid topology to minimize risk of ignition in HFTDs Remote GridWLDFRVegetation ContactAggregated | WLDFR | HFTD - Distribution - Tier 2 - 4QU CoRE ¦ 2QU LoRE | Non-Red Flag Warning - Catastrophic Fires | Vegetation Contact | Aggregated | 2029 | 1.1346e-07 | 522.2177 | 5.9251e-05 | 2029 | Mitigation | 0.95 | 45 | 0 | esc | 0.00097009 | 1.1007e-10 | 0.00097009 | 1.1007e-10
[79 empty] | WLDFR | HFTD - Distribution - Zone 1 - 5QU CoRE ¦ 1QU LoRE | Non-Red Flag Warning - Catastrophic Fires | 2034 | 5.2621e-11 | 16044.1264 | 263.1074 | 9721.74 | 6059.2791 | 0 | 1.4407e-07 | 8.4427e-07 | 0 | 8.4427e-07 | 1.302e-07 | 1.3902e-08 | 0 | 1.3902e-08 | 2.3557e-08 | 0 | 2.3557e-08 | 1.313e-08 | 0 | 1.313e-08 | [17 empty] | 7.3.3.17.5 (Remote Grid) Updates to grid topology to minimize risk of ignition in HFTDs Remote GridWLDFRVegetation ContactAggregated | WLDFR | HFTD - Distribution - Tier 2 - 4QU CoRE ¦ 2QU LoRE | Non-Red Flag Warning - Catastrophic Fires | Vegetation Contact | Aggregated | 2030 | 1.1346e-07 | 522.2177 | 5.9251e-05 | 2030 | Mitigation | 0.95 | 45 | 0 | esc | 0.00097009 | 1.1007e-10 | 0.00097009 | 1.1007e-10
[79 empty] | WLDFR | HFTD - Distribution - Zone 1 - 5QU CoRE ¦ 1QU LoRE | Non-Red Flag Warning - Catastrophic Fires | 2035 | 5.2621e-11 | 16044.1264 | 263.1074 | 9721.74 | 6059.2791 | 0 | 1.4407e-07 | 8.4427e-07 | 0 | 8.4427e-07 | 1.302e-07 | 1.4578e-08 | 0 | 1.4578e-08 | 2.4702e-08 | 0 | 2.4702e-08 | 1.3768e-08 | 0 | 1.3768e-08 | [17 empty] | 7.3.3.17.5 (Remote Grid) Updates to grid topology to minimize risk of ignition in HFTDs Remote GridWLDFRVegetation ContactAggregated | WLDFR | HFTD - Distribution - Tier 2 - 4QU CoRE ¦ 2QU LoRE | Non-Red Flag Warning - Catastrophic Fires | Vegetation Contact | Aggregated | 2031 | 1.1346e-07 | 522.2177 | 5.9251e-05 | 2031 | Mitigation | 0.95 | 45 | 0 | esc | 0.00097009 | 1.1007e-10 | 0.00097009 | 1.1007e-10
[79 empty] | WLDFR | HFTD - Distribution - Zone 1 - 5QU CoRE ¦ 1QU LoRE | Non-Red Flag Warning - Catastrophic Fires | 2036 | 5.2621e-11 | 16044.1264 | 263.1074 | 9721.74 | 6059.2791 | 0 | 1.4407e-07 | 8.4427e-07 | 0 | 8.4427e-07 | 1.302e-07 | 1.4578e-08 | 0 | 1.4578e-08 | 2.4702e-08 | 0 | 2.4702e-08 | 1.3768e-08 | 0 | 1.3768e-08 | [17 empty] | 7.3.3.17.5 (Remote Grid) Updates to grid topology to minimize risk of ignition in HFTDs Remote GridWLDFRVegetation ContactAggregated | WLDFR | HFTD - Distribution - Tier 2 - 4QU CoRE ¦ 2QU LoRE | Non-Red Flag Warning - Catastrophic Fires | Vegetation Contact | Aggregated | 2032 | 1.1346e-07 | 522.2177 | 5.9251e-05 | 2032 | Mitigation | 0.95 | 45 | 0 | esc | 0.00097009 | 1.1007e-10 | 0.00097009 | 1.1007e-10
[79 empty] | WLDFR | HFTD - Distribution - Zone 1 - 5QU CoRE ¦ 1QU LoRE | Non-Red Flag Warning - Catastrophic Fires | 2037 | 5.2621e-11 | 16044.1264 | 263.1074 | 9721.74 | 6059.2791 | 0 | 1.4407e-07 | 8.4427e-07 | 0 | 8.4427e-07 | 1.302e-07 | 1.4578e-08 | 0 | 1.4578e-08 | 2.4702e-08 | 0 | 2.4702e-08 | 1.3768e-08 | 0 | 1.3768e-08 | [17 empty] | 7.3.3.17.5 (Remote Grid) Updates to grid topology to minimize risk of ignition in HFTDs Remote GridWLDFRVegetation ContactAggregated | WLDFR | HFTD - Distribution - Tier 2 - 4QU CoRE ¦ 2QU LoRE | Non-Red Flag Warning - Catastrophic Fires | Vegetation Contact | Aggregated | 2033 | 1.1346e-07 | 522.2177 | 5.9251e-05 | 2033 | Mitigation | 0.95 | 45 | 0 | esc | 0.00097009 | 1.1007e-10 | 0.00097009 | 1.1007e-10
[79 empty] | WLDFR | HFTD - Distribution - Zone 1 - 5QU CoRE ¦ 1QU LoRE | Non-Red Flag Warning - Catastrophic Fires | 2038 | 5.2621e-11 | 16832.3912 | 280.5544 | 10192.2718 | 6359.5651 | 0 | 1.4407e-07 | 8.8575e-07 | 0 | 8.8575e-07 | 1.3833e-07 | 1.4578e-08 | 0 | 1.4578e-08 | 2.4702e-08 | 0 | 2.4702e-08 | 1.3768e-08 | 0 | 1.3768e-08 | [17 empty] | 7.3.3.17.5 (Remote Grid) Updates to grid topology to minimize risk of ignition in HFTDs Remote GridWLDFRVegetation ContactAggregated | WLDFR | HFTD - Distribution - Tier 2 - 4QU CoRE ¦ 2QU LoRE | Non-Red Flag Warning - Catastrophic Fires | Vegetation Contact | Aggregated | 2034 | 1.1346e-07 | 522.2177 | 5.9251e-05 | 2034 | Mitigation | 0.95 | 45 | 0 | esc | 0.00097009 | 1.1007e-10 | 0.00097009 | 1.1007e-10
[79 empty] | WLDFR | HFTD - Distribution - Zone 1 - 5QU CoRE ¦ 1QU LoRE | Non-Red Flag Warning - Catastrophic Fires | 2039 | 5.2621e-11 | 16832.3912 | 280.5544 | 10192.2718 | 6359.5651 | 0 | 1.4407e-07 | 8.8575e-07 | 0 | 8.8575e-07 | 1.3833e-07 | 1.4578e-08 | 0 | 1.4578e-08 | 2.4702e-08 | 0 | 2.4702e-08 | 1.3768e-08 | 0 | 1.3768e-08 | [17 empty] | 7.3.3.17.5 (Remote Grid) Updates to grid topology to minimize risk of ignition in HFTDs Remote GridWLDFRVegetation ContactAggregated | WLDFR | HFTD - Distribution - Tier 2 - 4QU CoRE ¦ 2QU LoRE | Non-Red Flag Warning - Catastrophic Fires | Vegetation Contact | Aggregated | 2035 | 1.1346e-07 | 522.2177 | 5.9251e-05 | 2035 | Mitigation | 0.95 | 45 | 0 | esc | 0.00097009 | 1.1007e-10 | 0.00097009 | 1.1007e-10
[79 empty] | WLDFR | HFTD - Distribution - Zone 1 - 5QU CoRE ¦ 1QU LoRE | Non-Red Flag Warning - Catastrophic Fires | 2040 | 5.2621e-11 | 16832.3912 | 280.5544 | 10192.2718 | 6359.5651 | 0 | 1.4407e-07 | 8.8575e-07 | 0 | 8.8575e-07 | 1.3833e-07 | 1.5276e-08 | 0 | 1.5276e-08 | 2.5884e-08 | 0 | 2.5884e-08 | 1.4427e-08 | 0 | 1.4427e-08 | [17 empty] | 7.3.3.17.5 (Remote Grid) Updates to grid topology to minimize risk of ignition in HFTDs Remote GridWLDFRVegetation ContactAggregated | WLDFR | HFTD - Distribution - Tier 2 - 4QU CoRE ¦ 2QU LoRE | Non-Red Flag Warning - Catastrophic Fires | Vegetation Contact | Aggregated | 2036 | 1.1346e-07 | 522.2177 | 5.9251e-05 | 2036 | Mitigation | 0.95 | 45 | 0 | esc | 0.00097009 | 1.1007e-10 | 0.00097009 | 1.1007e-10
[79 empty] | WLDFR | HFTD - Distribution - Zone 1 - 5QU CoRE ¦ 1QU LoRE | Non-Red Flag Warning - Catastrophic Fires | 2041 | 5.2621e-11 | 16832.3912 | 280.5544 | 10192.2718 | 6359.5651 | 0 | 1.4407e-07 | 8.8575e-07 | 0 | 8.8575e-07 | 1.3833e-07 | 1.5276e-08 | 0 | 1.5276e-08 | 2.5884e-08 | 0 | 2.5884e-08 | 1.4427e-08 | 0 | 1.4427e-08 | [17 empty] | 7.3.3.17.5 (Remote Grid) Updates to grid topology to minimize risk of ignition in HFTDs Remote GridWLDFRVegetation ContactAggregated | WLDFR | HFTD - Distribution - Tier 2 - 4QU CoRE ¦ 2QU LoRE | Non-Red Flag Warning - Catastrophic Fires | Vegetation Contact | Aggregated | 2037 | 1.1346e-07 | 522.2177 | 5.9251e-05 | 2037 | Mitigation | 0.95 | 45 | 0 | esc | 0.00097009 | 1.1007e-10 | 0.00097009 | 1.1007e-10
[79 empty] | WLDFR | HFTD - Distribution - Zone 1 - 5QU CoRE ¦ 1QU LoRE | Non-Red Flag Warning - Catastrophic Fires | 2042 | 5.2621e-11 | 16832.3912 | 280.5544 | 10192.2718 | 6359.5651 | 0 | 1.4407e-07 | 8.8575e-07 | 0 | 8.8575e-07 | 1.3833e-07 | 1.5276e-08 | 0 | 1.5276e-08 | 2.5884e-08 | 0 | 2.5884e-08 | 1.4427e-08 | 0 | 1.4427e-08 | [17 empty] | 7.3.3.17.5 (Remote Grid) Updates to grid topology to minimize risk of ignition in HFTDs Remote GridWLDFRVegetation ContactAggregated | WLDFR | HFTD - Distribution - Tier 2 - 4QU CoRE ¦ 2QU LoRE | Non-Red Flag Warning - Catastrophic Fires | Vegetation Contact | Aggregated | 2038 | 1.1346e-07 | 522.2177 | 5.9251e-05 | 2038 | Mitigation | 0.95 | 45 | 0 | esc | 0.00097009 | 1.1007e-10 | 0.00097009 | 1.1007e-10
[79 empty] | WLDFR | HFTD - Distribution - Zone 1 - 5QU CoRE ¦ 1QU LoRE | Non-Red Flag Warning - Catastrophic Fires | 2043 | 5.2621e-11 | 17672.0852 | 299.42 | 10692.7362 | 6679.929 | 0 | 1.4407e-07 | 9.2993e-07 | 0 | 9.2993e-07 | 1.4723e-07 | 1.5276e-08 | 0 | 1.5276e-08 | 2.5884e-08 | 0 | 2.5884e-08 | 1.4427e-08 | 0 | 1.4427e-08 | [17 empty] | 7.3.3.17.5 (Remote Grid) Updates to grid topology to minimize risk of ignition in HFTDs Remote GridWLDFRVegetation ContactAggregated | WLDFR | HFTD - Distribution - Tier 2 - 4QU CoRE ¦ 2QU LoRE | Non-Red Flag Warning - Catastrophic Fires | Vegetation Contact | Aggregated | 2039 | 1.1346e-07 | 522.2177 | 5.9251e-05 | 2039 | Mitigation | 0.95 | 45 | 0 | esc | 0.00097009 | 1.1007e-10 | 0.00097009 | 1.1007e-10
[79 empty] | WLDFR | HFTD - Distribution - Zone 1 - 5QU CoRE ¦ 1QU LoRE | Non-Red Flag Warning - Catastrophic Fires | 2044 | 5.2621e-11 | 17672.0852 | 299.42 | 10692.7362 | 6679.929 | 0 | 1.4407e-07 | 9.2993e-07 | 0 | 9.2993e-07 | 1.4723e-07 | 1.5276e-08 | 0 | 1.5276e-08 | 2.5884e-08 | 0 | 2.5884e-08 | 1.4427e-08 | 0 | 1.4427e-08 | [17 empty] | 7.3.3.17.5 (Remote Grid) Updates to grid topology to minimize risk of ignition in HFTDs Remote GridWLDFRVegetation ContactAggregated | WLDFR | HFTD - Distribution - Tier 2 - 4QU CoRE ¦ 2QU LoRE | Non-Red Flag Warning - Catastrophic Fires | Vegetation Contact | Aggregated | 2040 | 1.1346e-07 | 522.2177 | 5.9251e-05 | 2040 | Mitigation | 0.95 | 45 | 0 | esc | 0.00097009 | 1.1007e-10 | 0.00097009 | 1.1007e-10
[79 empty] | WLDFR | HFTD - Distribution - Zone 1 - 5QU CoRE ¦ 1QU LoRE | Non-Red Flag Warning - Catastrophic Fires | 2045 | 5.2621e-11 | 17672.0852 | 299.42 | 10692.7362 | 6679.929 | 0 | 1.4407e-07 | 9.2993e-07 | 0 | 9.2993e-07 | 1.4723e-07 | 1.5988e-08 | 0 | 1.5988e-08 | 2.7091e-08 | 0 | 2.7091e-08 | 1.51e-08 | 0 | 1.51e-08 | [17 empty] | 7.3.3.17.5 (Remote Grid) Updates to grid topology to minimize risk of ignition in HFTDs Remote GridWLDFRVegetation ContactAggregated | WLDFR | HFTD - Distribution - Tier 2 - 4QU CoRE ¦ 2QU LoRE | Non-Red Flag Warning - Catastrophic Fires | Vegetation Contact | Aggregated | 2041 | 1.1346e-07 | 522.2177 | 5.9251e-05 | 2041 | Mitigation | 0.95 | 45 | 0 | esc | 0.00097009 | 1.1007e-10 | 0.00097009 | 1.1007e-10
[79 empty] | WLDFR | HFTD - Distribution - Zone 1 - 5QU CoRE ¦ 1QU LoRE | Non-Red Flag Warning - Catastrophic Fires | 2046 | 5.2621e-11 | 17672.0852 | 299.42 | 10692.7362 | 6679.929 | 0 | 1.4407e-07 | 9.2993e-07 | 0 | 9.2993e-07 | 1.4723e-07 | 1.5988e-08 | 0 | 1.5988e-08 | 2.7091e-08 | 0 | 2.7091e-08 | 1.51e-08 | 0 | 1.51e-08 | [17 empty] | 7.3.3.17.5 (Remote Grid) Updates to grid topology to minimize risk of ignition in HFTDs Remote GridWLDFRVegetation ContactAggregated | WLDFR | HFTD - Distribution - Tier 2 - 4QU CoRE ¦ 2QU LoRE | Non-Red Flag Warning - Catastrophic Fires | Vegetation Contact | Aggregated | 2042 | 1.1346e-07 | 522.2177 | 5.9251e-05 | 2042 | Mitigation | 0.95 | 45 | 0 | esc | 0.00097009 | 1.1007e-10 | 0.00097009 | 1.1007e-10
[79 empty] | WLDFR | HFTD - Distribution - Zone 1 - 5QU CoRE ¦ 1QU LoRE | Non-Red Flag Warning - Catastrophic Fires | 2047 | 5.2621e-11 | 17672.0852 | 299.42 | 10692.7362 | 6679.929 | 0 | 1.4407e-07 | 9.2993e-07 | 0 | 9.2993e-07 | 1.4723e-07 | 1.5988e-08 | 0 | 1.5988e-08 | 2.7091e-08 | 0 | 2.7091e-08 | 1.51e-08 | 0 | 1.51e-08 | [17 empty] | 7.3.3.17.5 (Remote Grid) Updates to grid topology to minimize risk of ignition in HFTDs Remote GridWLDFRVegetation ContactAggregated | WLDFR | HFTD - Distribution - Tier 2 - 4QU CoRE ¦ 2QU LoRE | Non-Red Flag Warning - Catastrophic Fires | Vegetation Contact | Aggregated | 2043 | 1.1346e-07 | 522.2177 | 5.9251e-05 | 2043 | Mitigation | 0.95 | 45 | 0 | esc | 0.00097009 | 1.1007e-10 | 0.00097009 | 1.1007e-10
[79 empty] | WLDFR | HFTD - Distribution - Zone 1 - 5QU CoRE ¦ 1QU LoRE | Non-Red Flag Warning - Catastrophic Fires | 2048 | 5.2621e-11 | 18552.3348 | 319.4911 | 11216.5626 | 7016.281 | 0 | 1.4407e-07 | 9.7625e-07 | 0 | 9.7625e-07 | 1.5681e-07 | 1.5988e-08 | 0 | 1.5988e-08 | 2.7091e-08 | 0 | 2.7091e-08 | 1.51e-08 | 0 | 1.51e-08 | [17 empty] | 7.3.3.17.5 (Remote Grid) Updates to grid topology to minimize risk of ignition in HFTDs Remote GridWLDFRVegetation ContactAggregated | WLDFR | HFTD - Distribution - Tier 2 - 4QU CoRE ¦ 2QU LoRE | Non-Red Flag Warning - Catastrophic Fires | Vegetation Contact | Aggregated | 2044 | 1.1346e-07 | 522.2177 | 5.9251e-05 | 2044 | Mitigation | 0.95 | 45 | 0 | esc | 0.00097009 | 1.1007e-10 | 0.00097009 | 1.1007e-10
[79 empty] | WLDFR | HFTD - Distribution - Zone 1 - 5QU CoRE ¦ 1QU LoRE | Non-Red Flag Warning - Catastrophic Fires | 2049 | 5.2621e-11 | 18552.3348 | 319.4911 | 11216.5626 | 7016.281 | 0 | 1.4407e-07 | 9.7625e-07 | 0 | 9.7625e-07 | 1.5681e-07 | 1.5988e-08 | 0 | 1.5988e-08 | 2.7091e-08 | 0 | 2.7091e-08 | 1.51e-08 | 0 | 1.51e-08 | [17 empty] | 7.3.3.17.5 (Remote Grid) Updates to grid topology to minimize risk of ignition in HFTDs Remote GridWLDFRVegetation ContactAggregated | WLDFR | HFTD - Distribution - Tier 2 - 4QU CoRE ¦ 2QU LoRE | Non-Red Flag Warning - Catastrophic Fires | Vegetation Contact | Aggregated | 2045 | 1.1346e-07 | 522.2177 | 5.9251e-05 | 2045 | Mitigation | 0.95 | 45 | 0 | esc | 0.00097009 | 1.1007e-10 | 0.00097009 | 1.1007e-10
[79 empty] | WLDFR | HFTD - Distribution - Zone 1 - 5QU CoRE ¦ 1QU LoRE | Non-Red Flag Warning - Catastrophic Fires | 2050 | 5.2621e-11 | 18552.3348 | 319.4911 | 11216.5626 | 7016.281 | 0 | 1.4407e-07 | 9.7625e-07 | 0 | 9.7625e-07 | 1.5681e-07 | 1.6705e-08 | 0 | 1.6705e-08 | 2.8305e-08 | 0 | 2.8305e-08 | 1.5777e-08 | 0 | 1.5777e-08 | [17 empty] | 7.3.3.17.5 (Remote Grid) Updates to grid topology to minimize risk of ignition in HFTDs Remote GridWLDFRVegetation ContactAggregated | WLDFR | HFTD - Distribution - Tier 2 - 4QU CoRE ¦ 2QU LoRE | Non-Red Flag Warning - Catastrophic Fires | Vegetation Contact | Aggregated | 2046 | 1.1346e-07 | 522.2177 | 5.9251e-05 | 2046 | Mitigation | 0.95 | 45 | 0 | esc | 0.00097009 | 1.1007e-10 | 0.00097009 | 1.1007e-10
[79 empty] | WLDFR | HFTD - Distribution - Zone 1 - 5QU CoRE ¦ 1QU LoRE | Non-Red Flag Warning - Catastrophic Fires | 2051 | 5.2621e-11 | 18552.3348 | 319.4911 | 11216.5626 | 7016.281 | 0 | 1.4407e-07 | 9.7625e-07 | 0 | 9.7625e-07 | 1.5681e-07 | 1.6705e-08 | 0 | 1.6705e-08 | 2.8305e-08 | 0 | 2.8305e-08 | 1.5777e-08 | 0 | 1.5777e-08 | [17 empty] | 7.3.3.17.5 (Remote Grid) Updates to grid topology to minimize risk of ignition in HFTDs Remote GridWLDFRVegetation ContactAggregated | WLDFR | HFTD - Distribution - Tier 2 - 4QU CoRE ¦ 2QU LoRE | Non-Red Flag Warning - Catastrophic Fires | Vegetation Contact | Aggregated | 2047 | 1.1346e-07 | 522.2177 | 5.9251e-05 | 2047 | Mitigation | 0.95 | 45 | 0 | esc | 0.00097009 | 1.1007e-10 | 0.00097009 | 1.1007e-10
[79 empty] | WLDFR | HFTD - Distribution - Zone 1 - 5QU CoRE ¦ 1QU LoRE | Non-Red Flag Warning - Catastrophic Fires | 2052 | 5.2621e-11 | 18552.3348 | 319.4911 | 11216.5626 | 7016.281 | 0 | 1.4407e-07 | 9.7625e-07 | 0 | 9.7625e-07 | 1.5681e-07 | 1.6705e-08 | 0 | 1.6705e-08 | 2.8305e-08 | 0 | 2.8305e-08 | 1.5777e-08 | 0 | 1.5777e-08 | [17 empty] | 7.3.3.17.5 (Remote Grid) Updates to grid topology to minimize risk of ignition in HFTDs Remote GridWLDFRVegetation ContactAggregated | WLDFR | HFTD - Distribution - Tier 2 - 4QU CoRE ¦ 2QU LoRE | Non-Red Flag Warning - Catastrophic Fires | Vegetation Contact | Aggregated | 2048 | 1.1346e-07 | 522.2177 | 5.9251e-05 | 2048 | Mitigation | 0.95 | 45 | 0 | esc | 0.00097009 | 1.1007e-10 | 0.00097009 | 1.1007e-10
[79 empty] | WLDFR | HFTD - Distribution - Zone 1 - 5QU CoRE ¦ 1QU LoRE | Non-Red Flag Warning - Catastrophic Fires | 2053 | 5.2621e-11 | 19462.1283 | 340.5356 | 11757.1413 | 7364.4514 | 0 | 1.4407e-07 | 1.0241e-06 | 0 | 1.0241e-06 | 1.67e-07 | 0 | 0 | 0 | 2.8305e-08 | 0 | 2.8305e-08 | 1.5777e-08 | 0 | 1.5777e-08 | [17 empty] | 7.3.3.17.5 (Remote Grid) Updates to grid topology to minimize risk of ignition in HFTDs Remote GridWLDFRVegetation ContactAggregated | WLDFR | HFTD - Distribution - Tier 2 - 4QU CoRE ¦ 2QU LoRE | Non-Red Flag Warning - Catastrophic Fires | Vegetation Contact | Aggregated | 2049 | 1.1346e-07 | 522.2177 | 5.9251e-05 | 2049 | Mitigation | 0.95 | 45 | 0 | esc | 0.00097009 | 1.1007e-10 | 0.00097009 | 1.1007e-10
[79 empty] | WLDFR | HFTD - Distribution - Zone 1 - 5QU CoRE ¦ 1QU LoRE | Non-Red Flag Warning - Catastrophic Fires | 2054 | 5.2621e-11 | 19462.1283 | 340.5356 | 11757.1413 | 7364.4514 | 0 | 1.4407e-07 | 1.0241e-06 | 0 | 1.0241e-06 | 1.67e-07 | 0 | 0 | 0 | 0 | 0 | 0 | 1.5777e-08 | 0 | 1.5777e-08 | [17 empty] | 7.3.3.17.5 (Remote Grid) Updates to grid topology to minimize risk of ignition in HFTDs Remote GridWLDFRVegetation ContactAggregated | WLDFR | HFTD - Distribution - Tier 2 - 4QU CoRE ¦ 2QU LoRE | Non-Red Flag Warning - Catastrophic Fires | Vegetation Contact | Aggregated | 2050 | 1.1346e-07 | 522.2177 | 5.9251e-05 | 2050 | Mitigation | 0.95 | 45 | 0 | esc | 0.00097009 | 1.1007e-10 | 0.00097009 | 1.1007e-10
[79 empty] | WLDFR | HFTD - Distribution - Zone 1 - 5QU CoRE ¦ 1QU LoRE | Non-Red Flag Warning - Catastrophic Fires | 2055 | 5.2621e-11 | 19462.1283 | 340.5356 | 11757.1413 | 7364.4514 | 0 | 1.4407e-07 | 1.0241e-06 | 0 | 1.0241e-06 | 1.67e-07 | 5.8414e-07 | 0 | 5.8414e-07 | 0 | 0 | 0 | 0 | 0 | 0 | [17 empty] | 7.3.3.17.5 (Remote Grid) Updates to grid topology to minimize risk of ignition in HFTDs Remote GridWLDFRVegetation ContactAggregated | WLDFR | HFTD - Distribution - Tier 2 - 4QU CoRE ¦ 2QU LoRE | Non-Red Flag Warning - Catastrophic Fires | Vegetation Contact | Aggregated | 2051 | 1.1346e-07 | 522.2177 | 5.9251e-05 | 2051 | Mitigation | 0.95 | 45 | 0 | esc | 0.00097009 | 1.1007e-10 | 0.00097009 | 1.1007e-10
[79 empty] | WLDFR | HFTD - Distribution - Zone 1 - 5QU CoRE ¦ 1QU LoRE | Non-Red Flag Warning - Catastrophic Fires | 2056 | 5.2621e-11 | 19462.1283 | 340.5356 | 11757.1413 | 7364.4514 | 0 | 1.4407e-07 | 1.0241e-06 | 0 | 1.0241e-06 | 1.67e-07 | 4.8256e-07 | 0 | 4.8256e-07 | 8.1767e-07 | 0 | 8.1767e-07 | 0 | 0 | 0 | [17 empty] | 7.3.3.17.5 (Remote Grid) Updates to grid topology to minimize risk of ignition in HFTDs Remote GridWLDFRVegetation ContactAggregated | WLDFR | HFTD - Distribution - Tier 2 - 4QU CoRE ¦ 2QU LoRE | Non-Red Flag Warning - Catastrophic Fires | Vegetation Contact | Aggregated | 2052 | 1.1346e-07 | 522.2177 | 5.9251e-05 | 2052 | Mitigation | 0.95 | 45 | 0 | esc | 0.00097009 | 1.1007e-10 | 0.00097009 | 1.1007e-10
[79 empty] | WLDFR | HFTD - Distribution - Zone 1 - 5QU CoRE ¦ 1QU LoRE | Non-Red Flag Warning - Catastrophic Fires | 2057 | 5.2621e-11 | 19462.1283 | 340.5356 | 11757.1413 | 7364.4514 | 0 | 1.4407e-07 | 1.0241e-06 | 0 | 1.0241e-06 | 1.67e-07 | 4.9977e-07 | 0 | 4.9977e-07 | 8.4684e-07 | 0 | 8.4684e-07 | 4.7201e-07 | 0 | 4.7201e-07 | [17 empty] | 7.3.3.17.5 (Remote Grid) Updates to grid topology to minimize risk of ignition in HFTDs Remote GridWLDFRVegetation ContactAggregated | WLDFR | HFTD - Distribution - Tier 2 - 4QU CoRE ¦ 2QU LoRE | Non-Red Flag Warning - Catastrophic Fires | Vegetation Contact | Aggregated | 2053 | 1.1346e-07 | 522.2177 | 5.9251e-05 | 2053 | Mitigation | 0.95 | 45 | 0 | esc | 0.00097009 | 1.1007e-10 | 0.00097009 | 1.1007e-10
[79 empty] | WLDFR | HFTD - Distribution - Zone 1 - 5QU CoRE ¦ 1QU LoRE | Non-Red Flag Warning - Catastrophic Fires | 2058 | 5.2621e-11 | 20390.4035 | 362.3049 | 12307.8747 | 7720.2238 | 0 | 1.4407e-07 | 1.073e-06 | 0 | 1.073e-06 | 1.7768e-07 | 4.9977e-07 | 0 | 4.9977e-07 | 8.4684e-07 | 0 | 8.4684e-07 | 4.7201e-07 | 0 | 4.7201e-07 | [17 empty] | 7.3.3.17.5 (Remote Grid) Updates to grid topology to minimize risk of ignition in HFTDs Remote GridWLDFRVegetation ContactAggregated | WLDFR | HFTD - Distribution - Tier 2 - 4QU CoRE ¦ 2QU LoRE | Non-Red Flag Warning - Catastrophic Fires | Vegetation Contact | Aggregated | 2054 | 1.1346e-07 | 522.2177 | 5.9251e-05 | 2054 | Mitigation | 0.95 | 45 | 0 | esc | 0.00097009 | 1.1007e-10 | 0.00097009 | 1.1007e-10
[79 empty] | WLDFR | HFTD - Distribution - Zone 1 - 5QU CoRE ¦ 1QU LoRE | Non-Red Flag Warning - Catastrophic Fires | 2059 | 5.2621e-11 | 20390.4035 | 362.3049 | 12307.8747 | 7720.2238 | 0 | 1.4407e-07 | 1.073e-06 | 0 | 1.073e-06 | 1.7768e-07 | 4.9977e-07 | 0 | 4.9977e-07 | 8.4684e-07 | 0 | 8.4684e-07 | 4.7201e-07 | 0 | 4.7201e-07 | [17 empty] | 7.3.3.17.5 (Remote Grid) Updates to grid topology to minimize risk of ignition in HFTDs Remote GridWLDFRVegetation ContactAggregated | WLDFR | HFTD - Distribution - Tier 2 - 4QU CoRE ¦ 2QU LoRE | Non-Red Flag Warning - Catastrophic Fires | Vegetation Contact | Aggregated | 2055 | 1.1346e-07 | 522.2177 | 5.9251e-05 | 2055 | Mitigation | 0.95 | 45 | 0 | esc | 0.00097009 | 1.1007e-10 | 0.00097009 | 1.1007e-10
[79 empty] | WLDFR | HFTD - Distribution - Zone 1 - 5QU CoRE ¦ 1QU LoRE | Non-Red Flag Warning - Catastrophic Fires | 2060 | 5.2621e-11 | 20390.4035 | 362.3049 | 12307.8747 | 7720.2238 | 0 | 1.4407e-07 | 1.073e-06 | 0 | 1.073e-06 | 1.7768e-07 | 4.9977e-07 | 0 | 4.9977e-07 | 8.4684e-07 | 0 | 8.4684e-07 | 4.7201e-07 | 0 | 4.7201e-07 | [17 empty] | 7.3.3.17.5 (Remote Grid) Updates to grid topology to minimize risk of ignition in HFTDs Remote GridWLDFRVegetation ContactAggregated | WLDFR | HFTD - Distribution - Tier 2 - 4QU CoRE ¦ 2QU LoRE | Non-Red Flag Warning - Catastrophic Fires | Vegetation Contact | Aggregated | 2056 | 1.1346e-07 | 522.2177 | 5.9251e-05 | 2056 | Mitigation | 0.95 | 45 | 0 | esc | 0.00097009 | 1.1007e-10 | 0.00097009 | 1.1007e-10
[79 empty] | WLDFR | HFTD - Distribution - Zone 1 - 5QU CoRE ¦ 1QU LoRE | Non-Red Flag Warning - Catastrophic Fires | 2061 | 5.2621e-11 | 20390.4035 | 362.3049 | 12307.8747 | 7720.2238 | 0 | 1.4407e-07 | 1.073e-06 | 0 | 1.073e-06 | 1.7768e-07 | 4.9977e-07 | 0 | 4.9977e-07 | 8.4684e-07 | 0 | 8.4684e-07 | 4.7201e-07 | 0 | 4.7201e-07 | [17 empty] | 7.3.3.17.5 (Remote Grid) Updates to grid topology to minimize risk of ignition in HFTDs Remote GridWLDFRVegetation ContactAggregated | WLDFR | HFTD - Distribution - Tier 2 - 4QU CoRE ¦ 2QU LoRE | Non-Red Flag Warning - Catastrophic Fires | Vegetation Contact | Aggregated | 2057 | 1.1346e-07 | 522.2177 | 5.9251e-05 | 2057 | Mitigation | 0.95 | 45 | 0 | esc | 0.00097009 | 1.1007e-10 | 0.00097009 | 1.1007e-10
[79 empty] | WLDFR | HFTD - Distribution - Zone 1 - 5QU CoRE ¦ 1QU LoRE | Non-Red Flag Warning - Catastrophic Fires | 2062 | 5.2621e-11 | 20390.4035 | 362.3049 | 12307.8747 | 7720.2238 | 0 | 1.4407e-07 | 1.073e-06 | 0 | 1.073e-06 | 1.7768e-07 | 5.2145e-07 | 0 | 5.2145e-07 | 8.8357e-07 | 0 | 8.8357e-07 | 4.9248e-07 | 0 | 4.9248e-07 | [17 empty] | 7.3.3.17.5 (Remote Grid) Updates to grid topology to minimize risk of ignition in HFTDs Remote GridWLDFRVegetation ContactAggregated | WLDFR | HFTD - Distribution - Tier 2 - 4QU CoRE ¦ 2QU LoRE | Non-Red Flag Warning - Catastrophic Fires | Vegetation Contact | Aggregated | 2058 | 1.1346e-07 | 522.2177 | 5.9251e-05 | 2058 | Mitigation | 0.95 | 45 | 0 | esc | 0.00097009 | 1.1007e-10 | 0.00097009 | 1.1007e-10
[79 empty] | WLDFR | HFTD - Distribution - Zone 1 - 5QU CoRE ¦ 1QU LoRE | Non-Red Flag Warning - Catastrophic Fires | 2063 | 5.2621e-11 | 21325.9188 | 384.5316 | 12862.0997 | 8079.2876 | 0 | 1.4407e-07 | 1.1222e-06 | 0 | 1.1222e-06 | 1.8873e-07 | 5.2145e-07 | 0 | 5.2145e-07 | 8.8357e-07 | 0 | 8.8357e-07 | 4.9248e-07 | 0 | 4.9248e-07 | [17 empty] | 7.3.3.17.5 (Remote Grid) Updates to grid topology to minimize risk of ignition in HFTDs Remote GridWLDFRVegetation ContactAggregated | WLDFR | HFTD - Distribution - Tier 2 - 4QU CoRE ¦ 2QU LoRE | Non-Red Flag Warning - Catastrophic Fires | Vegetation Contact | Aggregated | 2059 | 1.1346e-07 | 522.2177 | 5.9251e-05 | 2059 | Mitigation | 0.95 | 45 | 0 | esc | 0.00097009 | 1.1007e-10 | 0.00097009 | 1.1007e-10
[79 empty] | WLDFR | HFTD - Distribution - Zone 1 - 5QU CoRE ¦ 1QU LoRE | Non-Red Flag Warning - Catastrophic Fires | 2064 | 5.2621e-11 | 21325.9188 | 384.5316 | 12862.0997 | 8079.2876 | 0 | 1.4407e-07 | 1.1222e-06 | 0 | 1.1222e-06 | 1.8873e-07 | 5.2145e-07 | 0 | 5.2145e-07 | 8.8357e-07 | 0 | 8.8357e-07 | 4.9248e-07 | 0 | 4.9248e-07 | [17 empty] | 7.3.3.17.5 (Remote Grid) Updates to grid topology to minimize risk of ignition in HFTDs Remote GridWLDFRVegetation ContactAggregated | WLDFR | HFTD - Distribution - Tier 2 - 4QU CoRE ¦ 2QU LoRE | Non-Red Flag Warning - Catastrophic Fires | Vegetation Contact | Aggregated | 2060 | 1.1346e-07 | 522.2177 | 5.9251e-05 | 2060 | Mitigation | 0.95 | 45 | 0 | esc | 0.00097009 | 1.1007e-10 | 0.00097009 | 1.1007e-10
[79 empty] | WLDFR | HFTD - Distribution - Zone 1 - 5QU CoRE ¦ 1QU LoRE | Non-Red Flag Warning - Catastrophic Fires | 2065 | 5.2621e-11 | 21325.9188 | 384.5316 | 12862.0997 | 8079.2876 | 0 | 1.4407e-07 | 1.1222e-06 | 0 | 1.1222e-06 | 1.8873e-07 | 5.2145e-07 | 0 | 5.2145e-07 | 8.8357e-07 | 0 | 8.8357e-07 | 4.9248e-07 | 0 | 4.9248e-07 | [17 empty] | 7.3.3.17.5 (Remote Grid) Updates to grid topology to minimize risk of ignition in HFTDs Remote GridWLDFRVegetation ContactAggregated | WLDFR | HFTD - Distribution - Tier 2 - 4QU CoRE ¦ 2QU LoRE | Non-Red Flag Warning - Catastrophic Fires | Vegetation Contact | Aggregated | 2061 | 1.1346e-07 | 522.2177 | 5.9251e-05 | 2061 | Mitigation | 0.95 | 45 | 0 | esc | 0.00097009 | 1.1007e-10 | 0.00097009 | 1.1007e-10
[79 empty] | WLDFR | HFTD - Distribution - Zone 1 - 5QU CoRE ¦ 1QU LoRE | Non-Red Flag Warning - Catastrophic Fires | 2066 | 5.2621e-11 | 21325.9188 | 384.5316 | 12862.0997 | 8079.2876 | 0 | 1.4407e-07 | 1.1222e-06 | 0 | 1.1222e-06 | 1.8873e-07 | 5.2145e-07 | 0 | 5.2145e-07 | 8.8357e-07 | 0 | 8.8357e-07 | 4.9248e-07 | 0 | 4.9248e-07 | [17 empty] | 7.3.3.17.5 (Remote Grid) Updates to grid topology to minimize risk of ignition in HFTDs Remote GridWLDFRVegetation ContactAggregated | WLDFR | HFTD - Distribution - Tier 2 - 4QU CoRE ¦ 2QU LoRE | Non-Red Flag Warning - Catastrophic Fires | Vegetation Contact | Aggregated | 2062 | 1.1346e-07 | 522.2177 | 5.9251e-05 | 2062 | Mitigation | 0.95 | 45 | 0 | esc | 0.00097009 | 1.1007e-10 | 0.00097009 | 1.1007e-10
[79 empty] | WLDFR | HFTD - Distribution - Zone 1 - 5QU CoRE ¦ 1QU LoRE | Non-Red Flag Warning - Destructive Fires | 2022 | 7.4725e-11 | 8807.9522 | 222.2294 | 8585.7228 | 0 | 0 | 2.0458e-07 | 6.5817e-07 | 0 | 6.5817e-07 | 6.1823e-07 | 5.4553e-07 | 0 | 5.4553e-07 | 9.2438e-07 | 0 | 9.2438e-07 | 5.1523e-07 | 0 | 5.1523e-07 | [17 empty] | 7.3.3.17.5 (Remote Grid) Updates to grid topology to minimize risk of ignition in HFTDs Remote GridWLDFRVegetation ContactAggregated | WLDFR | HFTD - Distribution - Tier 2 - 4QU CoRE ¦ 2QU LoRE | Non-Red Flag Warning - Catastrophic Fires | Vegetation Contact | Aggregated | 2063 | 1.1346e-07 | 522.2177 | 5.9251e-05 | 2063 | Mitigation | 0.95 | 45 | 0 | esc | 0.00097009 | 1.1007e-10 | 0.00097009 | 1.1007e-10
[79 empty] | WLDFR | HFTD - Distribution - Zone 1 - 5QU CoRE ¦ 1QU LoRE | Non-Red Flag Warning - Destructive Fires | 2023 | 7.4725e-11 | 9129.7461 | 233.2301 | 8896.516 | 0 | 0 | 2.0458e-07 | 6.8222e-07 | 0 | 6.8222e-07 | 6.3813e-07 | 5.4553e-07 | 0 | 5.4553e-07 | 9.2438e-07 | 0 | 9.2438e-07 | 5.1523e-07 | 0 | 5.1523e-07 | [17 empty] | 7.3.3.17.5 (Remote Grid) Updates to grid topology to minimize risk of ignition in HFTDs Remote GridWLDFRVegetation ContactAggregated | WLDFR | HFTD - Distribution - Tier 2 - 4QU CoRE ¦ 2QU LoRE | Non-Red Flag Warning - Catastrophic Fires | Vegetation Contact | Aggregated | 2064 | 1.1346e-07 | 522.2177 | 5.9251e-05 | 2064 | Mitigation | 0.95 | 45 | 0 | esc | 0.00097009 | 1.1007e-10 | 0.00097009 | 1.1007e-10
[79 empty] | WLDFR | HFTD - Distribution - Zone 1 - 5QU CoRE ¦ 1QU LoRE | Non-Red Flag Warning - Destructive Fires | 2024 | 7.4725e-11 | 9129.7461 | 233.2301 | 8896.516 | 0 | 0 | 2.0458e-07 | 6.8222e-07 | 0 | 6.8222e-07 | 6.3813e-07 | 5.4553e-07 | 0 | 5.4553e-07 | 9.2438e-07 | 0 | 9.2438e-07 | 5.1523e-07 | 0 | 5.1523e-07 | [17 empty] | 7.3.3.17.5 (Remote Grid) Updates to grid topology to minimize risk of ignition in HFTDs Remote GridWLDFRVegetation ContactAggregated | WLDFR | HFTD - Distribution - Tier 2 - 4QU CoRE ¦ 2QU LoRE | Non-Red Flag Warning - Catastrophic Fires | Vegetation Contact | Aggregated | 2065 | 1.1346e-07 | 522.2177 | 5.9251e-05 | 2065 | Mitigation | 0.95 | 45 | 0 | esc | 0.00097009 | 1.1007e-10 | 0.00097009 | 1.1007e-10
[79 empty] | WLDFR | HFTD - Distribution - Zone 1 - 5QU CoRE ¦ 1QU LoRE | Non-Red Flag Warning - Destructive Fires | 2025 | 7.4725e-11 | 9129.7461 | 233.2301 | 8896.516 | 0 | 0 | 2.0458e-07 | 6.8222e-07 | 0 | 6.8222e-07 | 6.3813e-07 | 5.4553e-07 | 0 | 5.4553e-07 | 9.2438e-07 | 0 | 9.2438e-07 | 5.1523e-07 | 0 | 5.1523e-07 | [17 empty] | 7.3.3.17.5 (Remote Grid) Updates to grid topology to minimize risk of ignition in HFTDs Remote GridWLDFRVegetation ContactAggregated | WLDFR | HFTD - Distribution - Tier 2 - 4QU CoRE ¦ 2QU LoRE | Non-Red Flag Warning - Catastrophic Fires | Vegetation Contact | Aggregated | 2066 | 1.1346e-07 | 522.2177 | 5.9251e-05 | 2066 | Mitigation | 0.95 | 45 | 0 | esc | 0.00097009 | 1.1007e-10 | 0.00097009 | 1.1007e-10
[79 empty] | WLDFR | HFTD - Distribution - Zone 1 - 5QU CoRE ¦ 1QU LoRE | Non-Red Flag Warning - Destructive Fires | 2026 | 7.4725e-11 | 9129.7461 | 233.2301 | 8896.516 | 0 | 0 | 2.0458e-07 | 6.8222e-07 | 0 | 6.8222e-07 | 6.3813e-07 | 5.4553e-07 | 0 | 5.4553e-07 | 9.2438e-07 | 0 | 9.2438e-07 | 5.1523e-07 | 0 | 5.1523e-07 | [17 empty] | 7.3.3.17.5 (Remote Grid) Updates to grid topology to minimize risk of ignition in HFTDs Remote GridWLDFRVegetation ContactAggregated | WLDFR | HFTD - Distribution - Tier 2 - 4QU CoRE ¦ 2QU LoRE | Non-Red Flag Warning - Catastrophic Fires | Vegetation Contact | Aggregated | 2067 | 1.1346e-07 | 522.2177 | 5.9251e-05 | 2067 | Mitigation | 0.95 | 45 | 0 | esc | 0 | 0 | 0.00097009 | 1.1007e-10
[79 empty] | WLDFR | HFTD - Distribution - Zone 1 - 5QU CoRE ¦ 1QU LoRE | Non-Red Flag Warning - Destructive Fires | 2027 | 7.4725e-11 | 9129.7461 | 233.2301 | 8896.516 | 0 | 0 | 2.0458e-07 | 6.8222e-07 | 0 | 6.8222e-07 | 6.3813e-07 | 5.7166e-07 | 0 | 5.7166e-07 | 9.6864e-07 | 0 | 9.6864e-07 | 5.399e-07 | 0 | 5.399e-07 | [17 empty] | 7.3.3.17.5 (Remote Grid) Updates to grid topology to minimize risk of ignition in HFTDs Remote GridWLDFRWire-to-wire contactAggregated | WLDFR | HFTD - Distribution - Tier 2 - 4QU CoRE ¦ 2QU LoRE | Non-Red Flag Warning - Catastrophic Fires | Wire-to-wire contact | Aggregated | 2022 | 1.2745e-07 | 522.2177 | 6.6558e-05 | 2022 | Mitigation | 0.95 | 45 | 0 | esc | 0.00097009 | 1.2364e-10 | 0 | 0
[79 empty] | WLDFR | HFTD - Distribution - Zone 1 - 5QU CoRE ¦ 1QU LoRE | Non-Red Flag Warning - Destructive Fires | 2028 | 7.4725e-11 | 9534.9221 | 247.273 | 9287.6491 | 0 | 0 | 2.0458e-07 | 7.125e-07 | 0 | 7.125e-07 | 6.6351e-07 | 5.7166e-07 | 0 | 5.7166e-07 | 9.6864e-07 | 0 | 9.6864e-07 | 5.399e-07 | 0 | 5.399e-07 | [17 empty] | 7.3.3.17.5 (Remote Grid) Updates to grid topology to minimize risk of ignition in HFTDs Remote GridWLDFRWire-to-wire contactAggregated | WLDFR | HFTD - Distribution - Tier 2 - 4QU CoRE ¦ 2QU LoRE | Non-Red Flag Warning - Catastrophic Fires | Wire-to-wire contact | Aggregated | 2023 | 1.2745e-07 | 522.2177 | 6.6558e-05 | 2023 | Mitigation | 0.95 | 45 | 0 | esc | 0.00097009 | 1.2364e-10 | 0.00097009 | 1.2364e-10
[79 empty] | WLDFR | HFTD - Distribution - Zone 1 - 5QU CoRE ¦ 1QU LoRE | Non-Red Flag Warning - Destructive Fires | 2029 | 7.4725e-11 | 9534.9221 | 247.273 | 9287.6491 | 0 | 0 | 2.0458e-07 | 7.125e-07 | 0 | 7.125e-07 | 6.6351e-07 | 5.7166e-07 | 0 | 5.7166e-07 | 9.6864e-07 | 0 | 9.6864e-07 | 5.399e-07 | 0 | 5.399e-07 | [17 empty] | 7.3.3.17.5 (Remote Grid) Updates to grid topology to minimize risk of ignition in HFTDs Remote GridWLDFRWire-to-wire contactAggregated | WLDFR | HFTD - Distribution - Tier 2 - 4QU CoRE ¦ 2QU LoRE | Non-Red Flag Warning - Catastrophic Fires | Wire-to-wire contact | Aggregated | 2024 | 1.2745e-07 | 522.2177 | 6.6558e-05 | 2024 | Mitigation | 0.95 | 45 | 0 | esc | 0.00097009 | 1.2364e-10 | 0.00097009 | 1.2364e-10
[79 empty] | WLDFR | HFTD - Distribution - Zone 1 - 5QU CoRE ¦ 1QU LoRE | Non-Red Flag Warning - Destructive Fires | 2030 | 7.4725e-11 | 9534.9221 | 247.273 | 9287.6491 | 0 | 0 | 2.0458e-07 | 7.125e-07 | 0 | 7.125e-07 | 6.6351e-07 | 5.7166e-07 | 0 | 5.7166e-07 | 9.6864e-07 | 0 | 9.6864e-07 | 5.399e-07 | 0 | 5.399e-07 | [17 empty] | 7.3.3.17.5 (Remote Grid) Updates to grid topology to minimize risk of ignition in HFTDs Remote GridWLDFRWire-to-wire contactAggregated | WLDFR | HFTD - Distribution - Tier 2 - 4QU CoRE ¦ 2QU LoRE | Non-Red Flag Warning - Catastrophic Fires | Wire-to-wire contact | Aggregated | 2025 | 1.2745e-07 | 522.2177 | 6.6558e-05 | 2025 | Mitigation | 0.95 | 45 | 0 | esc | 0.00097009 | 1.2364e-10 | 0.00097009 | 1.2364e-10
[79 empty] | WLDFR | HFTD - Distribution - Zone 1 - 5QU CoRE ¦ 1QU LoRE | Non-Red Flag Warning - Destructive Fires | 2031 | 7.4725e-11 | 9534.9221 | 247.273 | 9287.6491 | 0 | 0 | 2.0458e-07 | 7.125e-07 | 0 | 7.125e-07 | 6.6351e-07 | 5.7166e-07 | 0 | 5.7166e-07 | 9.6864e-07 | 0 | 9.6864e-07 | 5.399e-07 | 0 | 5.399e-07 | [17 empty] | 7.3.3.17.5 (Remote Grid) Updates to grid topology to minimize risk of ignition in HFTDs Remote GridWLDFRWire-to-wire contactAggregated | WLDFR | HFTD - Distribution - Tier 2 - 4QU CoRE ¦ 2QU LoRE | Non-Red Flag Warning - Catastrophic Fires | Wire-to-wire contact | Aggregated | 2026 | 1.2745e-07 | 522.2177 | 6.6558e-05 | 2026 | Mitigation | 0.95 | 45 | 0 | esc | 0.00097009 | 1.2364e-10 | 0.00097009 | 1.2364e-10
[79 empty] | WLDFR | HFTD - Distribution - Zone 1 - 5QU CoRE ¦ 1QU LoRE | Non-Red Flag Warning - Destructive Fires | 2032 | 7.4725e-11 | 9534.9221 | 247.273 | 9287.6491 | 0 | 0 | 2.0458e-07 | 7.125e-07 | 0 | 7.125e-07 | 6.6351e-07 | 5.9947e-07 | 0 | 5.9947e-07 | 1.0158e-06 | 0 | 1.0158e-06 | 5.6616e-07 | 0 | 5.6616e-07 | [17 empty] | 7.3.3.17.5 (Remote Grid) Updates to grid topology to minimize risk of ignition in HFTDs Remote GridWLDFRWire-to-wire contactAggregated | WLDFR | HFTD - Distribution - Tier 2 - 4QU CoRE ¦ 2QU LoRE | Non-Red Flag Warning - Catastrophic Fires | Wire-to-wire contact | Aggregated | 2027 | 1.2745e-07 | 522.2177 | 6.6558e-05 | 2027 | Mitigation | 0.95 | 45 | 0 | esc | 0.00097009 | 1.2364e-10 | 0.00097009 | 1.2364e-10
[79 empty] | WLDFR | HFTD - Distribution - Zone 1 - 5QU CoRE ¦ 1QU LoRE | Non-Red Flag Warning - Destructive Fires | 2033 | 7.4725e-11 | 9984.8474 | 263.1074 | 9721.74 | 0 | 0 | 2.0458e-07 | 7.4612e-07 | 0 | 7.4612e-07 | 6.9212e-07 | 5.9947e-07 | 0 | 5.9947e-07 | 1.0158e-06 | 0 | 1.0158e-06 | 5.6616e-07 | 0 | 5.6616e-07 | [17 empty] | 7.3.3.17.5 (Remote Grid) Updates to grid topology to minimize risk of ignition in HFTDs Remote GridWLDFRWire-to-wire contactAggregated | WLDFR | HFTD - Distribution - Tier 2 - 4QU CoRE ¦ 2QU LoRE | Non-Red Flag Warning - Catastrophic Fires | Wire-to-wire contact | Aggregated | 2028 | 1.2745e-07 | 522.2177 | 6.6558e-05 | 2028 | Mitigation | 0.95 | 45 | 0 | esc | 0.00097009 | 1.2364e-10 | 0.00097009 | 1.2364e-10
[79 empty] | WLDFR | HFTD - Distribution - Zone 1 - 5QU CoRE ¦ 1QU LoRE | Non-Red Flag Warning - Destructive Fires | 2034 | 7.4725e-11 | 9984.8474 | 263.1074 | 9721.74 | 0 | 0 | 2.0458e-07 | 7.4612e-07 | 0 | 7.4612e-07 | 6.9212e-07 | 5.9947e-07 | 0 | 5.9947e-07 | 1.0158e-06 | 0 | 1.0158e-06 | 5.6616e-07 | 0 | 5.6616e-07 | [17 empty] | 7.3.3.17.5 (Remote Grid) Updates to grid topology to minimize risk of ignition in HFTDs Remote GridWLDFRWire-to-wire contactAggregated | WLDFR | HFTD - Distribution - Tier 2 - 4QU CoRE ¦ 2QU LoRE | Non-Red Flag Warning - Catastrophic Fires | Wire-to-wire contact | Aggregated | 2029 | 1.2745e-07 | 522.2177 | 6.6558e-05 | 2029 | Mitigation | 0.95 | 45 | 0 | esc | 0.00097009 | 1.2364e-10 | 0.00097009 | 1.2364e-10
[79 empty] | WLDFR | HFTD - Distribution - Zone 1 - 5QU CoRE ¦ 1QU LoRE | Non-Red Flag Warning - Destructive Fires | 2035 | 7.4725e-11 | 9984.8474 | 263.1074 | 9721.74 | 0 | 0 | 2.0458e-07 | 7.4612e-07 | 0 | 7.4612e-07 | 6.9212e-07 | 5.9947e-07 | 0 | 5.9947e-07 | 1.0158e-06 | 0 | 1.0158e-06 | 5.6616e-07 | 0 | 5.6616e-07 | [17 empty] | 7.3.3.17.5 (Remote Grid) Updates to grid topology to minimize risk of ignition in HFTDs Remote GridWLDFRWire-to-wire contactAggregated | WLDFR | HFTD - Distribution - Tier 2 - 4QU CoRE ¦ 2QU LoRE | Non-Red Flag Warning - Catastrophic Fires | Wire-to-wire contact | Aggregated | 2030 | 1.2745e-07 | 522.2177 | 6.6558e-05 | 2030 | Mitigation | 0.95 | 45 | 0 | esc | 0.00097009 | 1.2364e-10 | 0.00097009 | 1.2364e-10
[79 empty] | WLDFR | HFTD - Distribution - Zone 1 - 5QU CoRE ¦ 1QU LoRE | Non-Red Flag Warning - Destructive Fires | 2036 | 7.4725e-11 | 9984.8474 | 263.1074 | 9721.74 | 0 | 0 | 2.0458e-07 | 7.4612e-07 | 0 | 7.4612e-07 | 6.9212e-07 | 5.9947e-07 | 0 | 5.9947e-07 | 1.0158e-06 | 0 | 1.0158e-06 | 5.6616e-07 | 0 | 5.6616e-07 | [17 empty] | 7.3.3.17.5 (Remote Grid) Updates to grid topology to minimize risk of ignition in HFTDs Remote GridWLDFRWire-to-wire contactAggregated | WLDFR | HFTD - Distribution - Tier 2 - 4QU CoRE ¦ 2QU LoRE | Non-Red Flag Warning - Catastrophic Fires | Wire-to-wire contact | Aggregated | 2031 | 1.2745e-07 | 522.2177 | 6.6558e-05 | 2031 | Mitigation | 0.95 | 45 | 0 | esc | 0.00097009 | 1.2364e-10 | 0.00097009 | 1.2364e-10
[79 empty] | WLDFR | HFTD - Distribution - Zone 1 - 5QU CoRE ¦ 1QU LoRE | Non-Red Flag Warning - Destructive Fires | 2037 | 7.4725e-11 | 9984.8474 | 263.1074 | 9721.74 | 0 | 0 | 2.0458e-07 | 7.4612e-07 | 0 | 7.4612e-07 | 6.9212e-07 | 6.286e-07 | 0 | 6.286e-07 | 1.0651e-06 | 0 | 1.0651e-06 | 5.9368e-07 | 0 | 5.9368e-07 | [17 empty] | 7.3.3.17.5 (Remote Grid) Updates to grid topology to minimize risk of ignition in HFTDs Remote GridWLDFRWire-to-wire contactAggregated | WLDFR | HFTD - Distribution - Tier 2 - 4QU CoRE ¦ 2QU LoRE | Non-Red Flag Warning - Catastrophic Fires | Wire-to-wire contact | Aggregated | 2032 | 1.2745e-07 | 522.2177 | 6.6558e-05 | 2032 | Mitigation | 0.95 | 45 | 0 | esc | 0.00097009 | 1.2364e-10 | 0.00097009 | 1.2364e-10
[79 empty] | WLDFR | HFTD - Distribution - Zone 1 - 5QU CoRE ¦ 1QU LoRE | Non-Red Flag Warning - Destructive Fires | 2038 | 7.4725e-11 | 10472.8261 | 280.5544 | 10192.2718 | 0 | 0 | 2.0458e-07 | 7.8258e-07 | 0 | 7.8258e-07 | 7.2365e-07 | 6.286e-07 | 0 | 6.286e-07 | 1.0651e-06 | 0 | 1.0651e-06 | 5.9368e-07 | 0 | 5.9368e-07 | [17 empty] | 7.3.3.17.5 (Remote Grid) Updates to grid topology to minimize risk of ignition in HFTDs Remote GridWLDFRWire-to-wire contactAggregated | WLDFR | HFTD - Distribution - Tier 2 - 4QU CoRE ¦ 2QU LoRE | Non-Red Flag Warning - Catastrophic Fires | Wire-to-wire contact | Aggregated | 2033 | 1.2745e-07 | 522.2177 | 6.6558e-05 | 2033 | Mitigation | 0.95 | 45 | 0 | esc | 0.00097009 | 1.2364e-10 | 0.00097009 | 1.2364e-10
[79 empty] | WLDFR | HFTD - Distribution - Zone 1 - 5QU CoRE ¦ 1QU LoRE | Non-Red Flag Warning - Destructive Fires | 2039 | 7.4725e-11 | 10472.8261 | 280.5544 | 10192.2718 | 0 | 0 | 2.0458e-07 | 7.8258e-07 | 0 | 7.8258e-07 | 7.2365e-07 | 6.286e-07 | 0 | 6.286e-07 | 1.0651e-06 | 0 | 1.0651e-06 | 5.9368e-07 | 0 | 5.9368e-07 | [17 empty] | 7.3.3.17.5 (Remote Grid) Updates to grid topology to minimize risk of ignition in HFTDs Remote GridWLDFRWire-to-wire contactAggregated | WLDFR | HFTD - Distribution - Tier 2 - 4QU CoRE ¦ 2QU LoRE | Non-Red Flag Warning - Catastrophic Fires | Wire-to-wire contact | Aggregated | 2034 | 1.2745e-07 | 522.2177 | 6.6558e-05 | 2034 | Mitigation | 0.95 | 45 | 0 | esc | 0.00097009 | 1.2364e-10 | 0.00097009 | 1.2364e-10
[79 empty] | WLDFR | HFTD - Distribution - Zone 1 - 5QU CoRE ¦ 1QU LoRE | Non-Red Flag Warning - Destructive Fires | 2040 | 7.4725e-11 | 10472.8261 | 280.5544 | 10192.2718 | 0 | 0 | 2.0458e-07 | 7.8258e-07 | 0 | 7.8258e-07 | 7.2365e-07 | 6.286e-07 | 0 | 6.286e-07 | 1.0651e-06 | 0 | 1.0651e-06 | 5.9368e-07 | 0 | 5.9368e-07 | [17 empty] | 7.3.3.17.5 (Remote Grid) Updates to grid topology to minimize risk of ignition in HFTDs Remote GridWLDFRWire-to-wire contactAggregated | WLDFR | HFTD - Distribution - Tier 2 - 4QU CoRE ¦ 2QU LoRE | Non-Red Flag Warning - Catastrophic Fires | Wire-to-wire contact | Aggregated | 2035 | 1.2745e-07 | 522.2177 | 6.6558e-05 | 2035 | Mitigation | 0.95 | 45 | 0 | esc | 0.00097009 | 1.2364e-10 | 0.00097009 | 1.2364e-10
[79 empty] | WLDFR | HFTD - Distribution - Zone 1 - 5QU CoRE ¦ 1QU LoRE | Non-Red Flag Warning - Destructive Fires | 2041 | 7.4725e-11 | 10472.8261 | 280.5544 | 10192.2718 | 0 | 0 | 2.0458e-07 | 7.8258e-07 | 0 | 7.8258e-07 | 7.2365e-07 | 6.286e-07 | 0 | 6.286e-07 | 1.0651e-06 | 0 | 1.0651e-06 | 5.9368e-07 | 0 | 5.9368e-07 | [17 empty] | 7.3.3.17.5 (Remote Grid) Updates to grid topology to minimize risk of ignition in HFTDs Remote GridWLDFRWire-to-wire contactAggregated | WLDFR | HFTD - Distribution - Tier 2 - 4QU CoRE ¦ 2QU LoRE | Non-Red Flag Warning - Catastrophic Fires | Wire-to-wire contact | Aggregated | 2036 | 1.2745e-07 | 522.2177 | 6.6558e-05 | 2036 | Mitigation | 0.95 | 45 | 0 | esc | 0.00097009 | 1.2364e-10 | 0.00097009 | 1.2364e-10
[79 empty] | WLDFR | HFTD - Distribution - Zone 1 - 5QU CoRE ¦ 1QU LoRE | Non-Red Flag Warning - Destructive Fires | 2042 | 7.4725e-11 | 10472.8261 | 280.5544 | 10192.2718 | 0 | 0 | 2.0458e-07 | 7.8258e-07 | 0 | 7.8258e-07 | 7.2365e-07 | 6.587e-07 | 0 | 6.587e-07 | 1.1161e-06 | 0 | 1.1161e-06 | 6.221e-07 | 0 | 6.221e-07 | [17 empty] | 7.3.3.17.5 (Remote Grid) Updates to grid topology to minimize risk of ignition in HFTDs Remote GridWLDFRWire-to-wire contactAggregated | WLDFR | HFTD - Distribution - Tier 2 - 4QU CoRE ¦ 2QU LoRE | Non-Red Flag Warning - Catastrophic Fires | Wire-to-wire contact | Aggregated | 2037 | 1.2745e-07 | 522.2177 | 6.6558e-05 | 2037 | Mitigation | 0.95 | 45 | 0 | esc | 0.00097009 | 1.2364e-10 | 0.00097009 | 1.2364e-10
[79 empty] | WLDFR | HFTD - Distribution - Zone 1 - 5QU CoRE ¦ 1QU LoRE | Non-Red Flag Warning - Destructive Fires | 2043 | 7.4725e-11 | 10992.1562 | 299.42 | 10692.7362 | 0 | 0 | 2.0458e-07 | 8.2139e-07 | 0 | 8.2139e-07 | 7.5778e-07 | 6.587e-07 | 0 | 6.587e-07 | 1.1161e-06 | 0 | 1.1161e-06 | 6.221e-07 | 0 | 6.221e-07 | [17 empty] | 7.3.3.17.5 (Remote Grid) Updates to grid topology to minimize risk of ignition in HFTDs Remote GridWLDFRWire-to-wire contactAggregated | WLDFR | HFTD - Distribution - Tier 2 - 4QU CoRE ¦ 2QU LoRE | Non-Red Flag Warning - Catastrophic Fires | Wire-to-wire contact | Aggregated | 2038 | 1.2745e-07 | 522.2177 | 6.6558e-05 | 2038 | Mitigation | 0.95 | 45 | 0 | esc | 0.00097009 | 1.2364e-10 | 0.00097009 | 1.2364e-10
[79 empty] | WLDFR | HFTD - Distribution - Zone 1 - 5QU CoRE ¦ 1QU LoRE | Non-Red Flag Warning - Destructive Fires | 2044 | 7.4725e-11 | 10992.1562 | 299.42 | 10692.7362 | 0 | 0 | 2.0458e-07 | 8.2139e-07 | 0 | 8.2139e-07 | 7.5778e-07 | 6.587e-07 | 0 | 6.587e-07 | 1.1161e-06 | 0 | 1.1161e-06 | 6.221e-07 | 0 | 6.221e-07 | [17 empty] | 7.3.3.17.5 (Remote Grid) Updates to grid topology to minimize risk of ignition in HFTDs Remote GridWLDFRWire-to-wire contactAggregated | WLDFR | HFTD - Distribution - Tier 2 - 4QU CoRE ¦ 2QU LoRE | Non-Red Flag Warning - Catastrophic Fires | Wire-to-wire contact | Aggregated | 2039 | 1.2745e-07 | 522.2177 | 6.6558e-05 | 2039 | Mitigation | 0.95 | 45 | 0 | esc | 0.00097009 | 1.2364e-10 | 0.00097009 | 1.2364e-10
[79 empty] | WLDFR | HFTD - Distribution - Zone 1 - 5QU CoRE ¦ 1QU LoRE | Non-Red Flag Warning - Destructive Fires | 2045 | 7.4725e-11 | 10992.1562 | 299.42 | 10692.7362 | 0 | 0 | 2.0458e-07 | 8.2139e-07 | 0 | 8.2139e-07 | 7.5778e-07 | 6.587e-07 | 0 | 6.587e-07 | 1.1161e-06 | 0 | 1.1161e-06 | 6.221e-07 | 0 | 6.221e-07 | [17 empty] | 7.3.3.17.5 (Remote Grid) Updates to grid topology to minimize risk of ignition in HFTDs Remote GridWLDFRWire-to-wire contactAggregated | WLDFR | HFTD - Distribution - Tier 2 - 4QU CoRE ¦ 2QU LoRE | Non-Red Flag Warning - Catastrophic Fires | Wire-to-wire contact | Aggregated | 2040 | 1.2745e-07 | 522.2177 | 6.6558e-05 | 2040 | Mitigation | 0.95 | 45 | 0 | esc | 0.00097009 | 1.2364e-10 | 0.00097009 | 1.2364e-10
[79 empty] | WLDFR | HFTD - Distribution - Zone 1 - 5QU CoRE ¦ 1QU LoRE | Non-Red Flag Warning - Destructive Fires | 2046 | 7.4725e-11 | 10992.1562 | 299.42 | 10692.7362 | 0 | 0 | 2.0458e-07 | 8.2139e-07 | 0 | 8.2139e-07 | 7.5778e-07 | 6.587e-07 | 0 | 6.587e-07 | 1.1161e-06 | 0 | 1.1161e-06 | 6.221e-07 | 0 | 6.221e-07 | [17 empty] | 7.3.3.17.5 (Remote Grid) Updates to grid topology to minimize risk of ignition in HFTDs Remote GridWLDFRWire-to-wire contactAggregated | WLDFR | HFTD - Distribution - Tier 2 - 4QU CoRE ¦ 2QU LoRE | Non-Red Flag Warning - Catastrophic Fires | Wire-to-wire contact | Aggregated | 2041 | 1.2745e-07 | 522.2177 | 6.6558e-05 | 2041 | Mitigation | 0.95 | 45 | 0 | esc | 0.00097009 | 1.2364e-10 | 0.00097009 | 1.2364e-10
[79 empty] | WLDFR | HFTD - Distribution - Zone 1 - 5QU CoRE ¦ 1QU LoRE | Non-Red Flag Warning - Destructive Fires | 2047 | 7.4725e-11 | 10992.1562 | 299.42 | 10692.7362 | 0 | 0 | 2.0458e-07 | 8.2139e-07 | 0 | 8.2139e-07 | 7.5778e-07 | 6.8939e-07 | 0 | 6.8939e-07 | 1.1681e-06 | 0 | 1.1681e-06 | 6.5109e-07 | 0 | 6.5109e-07 | [17 empty] | 7.3.3.17.5 (Remote Grid) Updates to grid topology to minimize risk of ignition in HFTDs Remote GridWLDFRWire-to-wire contactAggregated | WLDFR | HFTD - Distribution - Tier 2 - 4QU CoRE ¦ 2QU LoRE | Non-Red Flag Warning - Catastrophic Fires | Wire-to-wire contact | Aggregated | 2042 | 1.2745e-07 | 522.2177 | 6.6558e-05 | 2042 | Mitigation | 0.95 | 45 | 0 | esc | 0.00097009 | 1.2364e-10 | 0.00097009 | 1.2364e-10
[79 empty] | WLDFR | HFTD - Distribution - Zone 1 - 5QU CoRE ¦ 1QU LoRE | Non-Red Flag Warning - Destructive Fires | 2048 | 7.4725e-11 | 11536.0538 | 319.4911 | 11216.5626 | 0 | 0 | 2.0458e-07 | 8.6203e-07 | 0 | 8.6203e-07 | 7.9418e-07 | 6.8939e-07 | 0 | 6.8939e-07 | 1.1681e-06 | 0 | 1.1681e-06 | 6.5109e-07 | 0 | 6.5109e-07 | [17 empty] | 7.3.3.17.5 (Remote Grid) Updates to grid topology to minimize risk of ignition in HFTDs Remote GridWLDFRWire-to-wire contactAggregated | WLDFR | HFTD - Distribution - Tier 2 - 4QU CoRE ¦ 2QU LoRE | Non-Red Flag Warning - Catastrophic Fires | Wire-to-wire contact | Aggregated | 2043 | 1.2745e-07 | 522.2177 | 6.6558e-05 | 2043 | Mitigation | 0.95 | 45 | 0 | esc | 0.00097009 | 1.2364e-10 | 0.00097009 | 1.2364e-10
[79 empty] | WLDFR | HFTD - Distribution - Zone 1 - 5QU CoRE ¦ 1QU LoRE | Non-Red Flag Warning - Destructive Fires | 2049 | 7.4725e-11 | 11536.0538 | 319.4911 | 11216.5626 | 0 | 0 | 2.0458e-07 | 8.6203e-07 | 0 | 8.6203e-07 | 7.9418e-07 | 6.8939e-07 | 0 | 6.8939e-07 | 1.1681e-06 | 0 | 1.1681e-06 | 6.5109e-07 | 0 | 6.5109e-07 | [17 empty] | 7.3.3.17.5 (Remote Grid) Updates to grid topology to minimize risk of ignition in HFTDs Remote GridWLDFRWire-to-wire contactAggregated | WLDFR | HFTD - Distribution - Tier 2 - 4QU CoRE ¦ 2QU LoRE | Non-Red Flag Warning - Catastrophic Fires | Wire-to-wire contact | Aggregated | 2044 | 1.2745e-07 | 522.2177 | 6.6558e-05 | 2044 | Mitigation | 0.95 | 45 | 0 | esc | 0.00097009 | 1.2364e-10 | 0.00097009 | 1.2364e-10
[79 empty] | WLDFR | HFTD - Distribution - Zone 1 - 5QU CoRE ¦ 1QU LoRE | Non-Red Flag Warning - Destructive Fires | 2050 | 7.4725e-11 | 11536.0538 | 319.4911 | 11216.5626 | 0 | 0 | 2.0458e-07 | 8.6203e-07 | 0 | 8.6203e-07 | 7.9418e-07 | 6.8939e-07 | 0 | 6.8939e-07 | 1.1681e-06 | 0 | 1.1681e-06 | 6.5109e-07 | 0 | 6.5109e-07 | [17 empty] | 7.3.3.17.5 (Remote Grid) Updates to grid topology to minimize risk of ignition in HFTDs Remote GridWLDFRWire-to-wire contactAggregated | WLDFR | HFTD - Distribution - Tier 2 - 4QU CoRE ¦ 2QU LoRE | Non-Red Flag Warning - Catastrophic Fires | Wire-to-wire contact | Aggregated | 2045 | 1.2745e-07 | 522.2177 | 6.6558e-05 | 2045 | Mitigation | 0.95 | 45 | 0 | esc | 0.00097009 | 1.2364e-10 | 0.00097009 | 1.2364e-10
[79 empty] | WLDFR | HFTD - Distribution - Zone 1 - 5QU CoRE ¦ 1QU LoRE | Non-Red Flag Warning - Destructive Fires | 2051 | 7.4725e-11 | 11536.0538 | 319.4911 | 11216.5626 | 0 | 0 | 2.0458e-07 | 8.6203e-07 | 0 | 8.6203e-07 | 7.9418e-07 | 6.8939e-07 | 0 | 6.8939e-07 | 1.1681e-06 | 0 | 1.1681e-06 | 6.5109e-07 | 0 | 6.5109e-07 | [17 empty] | 7.3.3.17.5 (Remote Grid) Updates to grid topology to minimize risk of ignition in HFTDs Remote GridWLDFRWire-to-wire contactAggregated | WLDFR | HFTD - Distribution - Tier 2 - 4QU CoRE ¦ 2QU LoRE | Non-Red Flag Warning - Catastrophic Fires | Wire-to-wire contact | Aggregated | 2046 | 1.2745e-07 | 522.2177 | 6.6558e-05 | 2046 | Mitigation | 0.95 | 45 | 0 | esc | 0.00097009 | 1.2364e-10 | 0.00097009 | 1.2364e-10
[79 empty] | WLDFR | HFTD - Distribution - Zone 1 - 5QU CoRE ¦ 1QU LoRE | Non-Red Flag Warning - Destructive Fires | 2052 | 7.4725e-11 | 11536.0538 | 319.4911 | 11216.5626 | 0 | 0 | 2.0458e-07 | 8.6203e-07 | 0 | 8.6203e-07 | 7.9418e-07 | 7.203e-07 | 0 | 7.203e-07 | 1.2205e-06 | 0 | 1.2205e-06 | 6.8029e-07 | 0 | 6.8029e-07 | [17 empty] | 7.3.3.17.5 (Remote Grid) Updates to grid topology to minimize risk of ignition in HFTDs Remote GridWLDFRWire-to-wire contactAggregated | WLDFR | HFTD - Distribution - Tier 2 - 4QU CoRE ¦ 2QU LoRE | Non-Red Flag Warning - Catastrophic Fires | Wire-to-wire contact | Aggregated | 2047 | 1.2745e-07 | 522.2177 | 6.6558e-05 | 2047 | Mitigation | 0.95 | 45 | 0 | esc | 0.00097009 | 1.2364e-10 | 0.00097009 | 1.2364e-10
[79 empty] | WLDFR | HFTD - Distribution - Zone 1 - 5QU CoRE ¦ 1QU LoRE | Non-Red Flag Warning - Destructive Fires | 2053 | 7.4725e-11 | 12097.6769 | 340.5356 | 11757.1413 | 0 | 0 | 2.0458e-07 | 9.04e-07 | 0 | 9.04e-07 | 8.3245e-07 | 7.203e-07 | 0 | 7.203e-07 | 1.2205e-06 | 0 | 1.2205e-06 | 6.8029e-07 | 0 | 6.8029e-07 | [17 empty] | 7.3.3.17.5 (Remote Grid) Updates to grid topology to minimize risk of ignition in HFTDs Remote GridWLDFRWire-to-wire contactAggregated | WLDFR | HFTD - Distribution - Tier 2 - 4QU CoRE ¦ 2QU LoRE | Non-Red Flag Warning - Catastrophic Fires | Wire-to-wire contact | Aggregated | 2048 | 1.2745e-07 | 522.2177 | 6.6558e-05 | 2048 | Mitigation | 0.95 | 45 | 0 | esc | 0.00097009 | 1.2364e-10 | 0.00097009 | 1.2364e-10
[79 empty] | WLDFR | HFTD - Distribution - Zone 1 - 5QU CoRE ¦ 1QU LoRE | Non-Red Flag Warning - Destructive Fires | 2054 | 7.4725e-11 | 12097.6769 | 340.5356 | 11757.1413 | 0 | 0 | 2.0458e-07 | 9.04e-07 | 0 | 9.04e-07 | 8.3245e-07 | 7.203e-07 | 0 | 7.203e-07 | 1.2205e-06 | 0 | 1.2205e-06 | 6.8029e-07 | 0 | 6.8029e-07 | [17 empty] | 7.3.3.17.5 (Remote Grid) Updates to grid topology to minimize risk of ignition in HFTDs Remote GridWLDFRWire-to-wire contactAggregated | WLDFR | HFTD - Distribution - Tier 2 - 4QU CoRE ¦ 2QU LoRE | Non-Red Flag Warning - Catastrophic Fires | Wire-to-wire contact | Aggregated | 2049 | 1.2745e-07 | 522.2177 | 6.6558e-05 | 2049 | Mitigation | 0.95 | 45 | 0 | esc | 0.00097009 | 1.2364e-10 | 0.00097009 | 1.2364e-10
[79 empty] | WLDFR | HFTD - Distribution - Zone 1 - 5QU CoRE ¦ 1QU LoRE | Non-Red Flag Warning - Destructive Fires | 2055 | 7.4725e-11 | 12097.6769 | 340.5356 | 11757.1413 | 0 | 0 | 2.0458e-07 | 9.04e-07 | 0 | 9.04e-07 | 8.3245e-07 | 0 | 0 | 0 | 1.2205e-06 | 0 | 1.2205e-06 | 6.8029e-07 | 0 | 6.8029e-07 | [17 empty] | 7.3.3.17.5 (Remote Grid) Updates to grid topology to minimize risk of ignition in HFTDs Remote GridWLDFRWire-to-wire contactAggregated | WLDFR | HFTD - Distribution - Tier 2 - 4QU CoRE ¦ 2QU LoRE | Non-Red Flag Warning - Catastrophic Fires | Wire-to-wire contact | Aggregated | 2050 | 1.2745e-07 | 522.2177 | 6.6558e-05 | 2050 | Mitigation | 0.95 | 45 | 0 | esc | 0.00097009 | 1.2364e-10 | 0.00097009 | 1.2364e-10
[79 empty] | WLDFR | HFTD - Distribution - Zone 1 - 5QU CoRE ¦ 1QU LoRE | Non-Red Flag Warning - Destructive Fires | 2056 | 7.4725e-11 | 12097.6769 | 340.5356 | 11757.1413 | 0 | 0 | 2.0458e-07 | 9.04e-07 | 0 | 9.04e-07 | 8.3245e-07 | 0 | 0 | 0 | 0 | 0 | 0 | 6.8029e-07 | 0 | 6.8029e-07 | [17 empty] | 7.3.3.17.5 (Remote Grid) Updates to grid topology to minimize risk of ignition in HFTDs Remote GridWLDFRWire-to-wire contactAggregated | WLDFR | HFTD - Distribution - Tier 2 - 4QU CoRE ¦ 2QU LoRE | Non-Red Flag Warning - Catastrophic Fires | Wire-to-wire contact | Aggregated | 2051 | 1.2745e-07 | 522.2177 | 6.6558e-05 | 2051 | Mitigation | 0.95 | 45 | 0 | esc | 0.00097009 | 1.2364e-10 | 0.00097009 | 1.2364e-10
[79 empty] | WLDFR | HFTD - Distribution - Zone 1 - 5QU CoRE ¦ 1QU LoRE | Non-Red Flag Warning - Destructive Fires | 2057 | 7.4725e-11 | 12097.6769 | 340.5356 | 11757.1413 | 0 | 0 | 2.0458e-07 | 9.04e-07 | 0 | 9.04e-07 | 8.3245e-07 | 2.2686e-07 | 0 | 2.2686e-07 | 0 | 0 | 0 | 0 | 0 | 0 | [17 empty] | 7.3.3.17.5 (Remote Grid) Updates to grid topology to minimize risk of ignition in HFTDs Remote GridWLDFRWire-to-wire contactAggregated | WLDFR | HFTD - Distribution - Tier 2 - 4QU CoRE ¦ 2QU LoRE | Non-Red Flag Warning - Catastrophic Fires | Wire-to-wire contact | Aggregated | 2052 | 1.2745e-07 | 522.2177 | 6.6558e-05 | 2052 | Mitigation | 0.95 | 45 | 0 | esc | 0.00097009 | 1.2364e-10 | 0.00097009 | 1.2364e-10
[79 empty] | WLDFR | HFTD - Distribution - Zone 1 - 5QU CoRE ¦ 1QU LoRE | Non-Red Flag Warning - Destructive Fires | 2058 | 7.4725e-11 | 12670.1796 | 362.3049 | 12307.8747 | 0 | 0 | 2.0458e-07 | 9.4678e-07 | 0 | 9.4678e-07 | 8.722e-07 | 2.2526e-07 | 0 | 2.2526e-07 | 3.817e-07 | 0 | 3.817e-07 | 0 | 0 | 0 | [17 empty] | 7.3.3.17.5 (Remote Grid) Updates to grid topology to minimize risk of ignition in HFTDs Remote GridWLDFRWire-to-wire contactAggregated | WLDFR | HFTD - Distribution - Tier 2 - 4QU CoRE ¦ 2QU LoRE | Non-Red Flag Warning - Catastrophic Fires | Wire-to-wire contact | Aggregated | 2053 | 1.2745e-07 | 522.2177 | 6.6558e-05 | 2053 | Mitigation | 0.95 | 45 | 0 | esc | 0.00097009 | 1.2364e-10 | 0.00097009 | 1.2364e-10
[79 empty] | WLDFR | HFTD - Distribution - Zone 1 - 5QU CoRE ¦ 1QU LoRE | Non-Red Flag Warning - Destructive Fires | 2059 | 7.4725e-11 | 12670.1796 | 362.3049 | 12307.8747 | 0 | 0 | 2.0458e-07 | 9.4678e-07 | 0 | 9.4678e-07 | 8.722e-07 | 2.3352e-07 | 0 | 2.3352e-07 | 3.9569e-07 | 0 | 3.9569e-07 | 2.2055e-07 | 0 | 2.2055e-07 | [17 empty] | 7.3.3.17.5 (Remote Grid) Updates to grid topology to minimize risk of ignition in HFTDs Remote GridWLDFRWire-to-wire contactAggregated | WLDFR | HFTD - Distribution - Tier 2 - 4QU CoRE ¦ 2QU LoRE | Non-Red Flag Warning - Catastrophic Fires | Wire-to-wire contact | Aggregated | 2054 | 1.2745e-07 | 522.2177 | 6.6558e-05 | 2054 | Mitigation | 0.95 | 45 | 0 | esc | 0.00097009 | 1.2364e-10 | 0.00097009 | 1.2364e-10
[79 empty] | WLDFR | HFTD - Distribution - Zone 1 - 5QU CoRE ¦ 1QU LoRE | Non-Red Flag Warning - Destructive Fires | 2060 | 7.4725e-11 | 12670.1796 | 362.3049 | 12307.8747 | 0 | 0 | 2.0458e-07 | 9.4678e-07 | 0 | 9.4678e-07 | 8.722e-07 | 2.3352e-07 | 0 | 2.3352e-07 | 3.9569e-07 | 0 | 3.9569e-07 | 2.2055e-07 | 0 | 2.2055e-07 | [17 empty] | 7.3.3.17.5 (Remote Grid) Updates to grid topology to minimize risk of ignition in HFTDs Remote GridWLDFRWire-to-wire contactAggregated | WLDFR | HFTD - Distribution - Tier 2 - 4QU CoRE ¦ 2QU LoRE | Non-Red Flag Warning - Catastrophic Fires | Wire-to-wire contact | Aggregated | 2055 | 1.2745e-07 | 522.2177 | 6.6558e-05 | 2055 | Mitigation | 0.95 | 45 | 0 | esc | 0.00097009 | 1.2364e-10 | 0.00097009 | 1.2364e-10
[79 empty] | WLDFR | HFTD - Distribution - Zone 1 - 5QU CoRE ¦ 1QU LoRE | Non-Red Flag Warning - Destructive Fires | 2061 | 7.4725e-11 | 12670.1796 | 362.3049 | 12307.8747 | 0 | 0 | 2.0458e-07 | 9.4678e-07 | 0 | 9.4678e-07 | 8.722e-07 | 2.3352e-07 | 0 | 2.3352e-07 | 3.9569e-07 | 0 | 3.9569e-07 | 2.2055e-07 | 0 | 2.2055e-07 | [17 empty] | 7.3.3.17.5 (Remote Grid) Updates to grid topology to minimize risk of ignition in HFTDs Remote GridWLDFRWire-to-wire contactAggregated | WLDFR | HFTD - Distribution - Tier 2 - 4QU CoRE ¦ 2QU LoRE | Non-Red Flag Warning - Catastrophic Fires | Wire-to-wire contact | Aggregated | 2056 | 1.2745e-07 | 522.2177 | 6.6558e-05 | 2056 | Mitigation | 0.95 | 45 | 0 | esc | 0.00097009 | 1.2364e-10 | 0.00097009 | 1.2364e-10
[79 empty] | WLDFR | HFTD - Distribution - Zone 1 - 5QU CoRE ¦ 1QU LoRE | Non-Red Flag Warning - Destructive Fires | 2062 | 7.4725e-11 | 12670.1796 | 362.3049 | 12307.8747 | 0 | 0 | 2.0458e-07 | 9.4678e-07 | 0 | 9.4678e-07 | 8.722e-07 | 2.3352e-07 | 0 | 2.3352e-07 | 3.9569e-07 | 0 | 3.9569e-07 | 2.2055e-07 | 0 | 2.2055e-07 | [17 empty] | 7.3.3.17.5 (Remote Grid) Updates to grid topology to minimize risk of ignition in HFTDs Remote GridWLDFRWire-to-wire contactAggregated | WLDFR | HFTD - Distribution - Tier 2 - 4QU CoRE ¦ 2QU LoRE | Non-Red Flag Warning - Catastrophic Fires | Wire-to-wire contact | Aggregated | 2057 | 1.2745e-07 | 522.2177 | 6.6558e-05 | 2057 | Mitigation | 0.95 | 45 | 0 | esc | 0.00097009 | 1.2364e-10 | 0.00097009 | 1.2364e-10
[79 empty] | WLDFR | HFTD - Distribution - Zone 1 - 5QU CoRE ¦ 1QU LoRE | Non-Red Flag Warning - Destructive Fires | 2063 | 7.4725e-11 | 13246.6313 | 384.5316 | 12862.0997 | 0 | 0 | 2.0458e-07 | 9.8985e-07 | 0 | 9.8985e-07 | 9.1296e-07 | 2.3352e-07 | 0 | 2.3352e-07 | 3.9569e-07 | 0 | 3.9569e-07 | 2.2055e-07 | 0 | 2.2055e-07 | [17 empty] | 7.3.3.17.5 (Remote Grid) Updates to grid topology to minimize risk of ignition in HFTDs Remote GridWLDFRWire-to-wire contactAggregated | WLDFR | HFTD - Distribution - Tier 2 - 4QU CoRE ¦ 2QU LoRE | Non-Red Flag Warning - Catastrophic Fires | Wire-to-wire contact | Aggregated | 2058 | 1.2745e-07 | 522.2177 | 6.6558e-05 | 2058 | Mitigation | 0.95 | 45 | 0 | esc | 0.00097009 | 1.2364e-10 | 0.00097009 | 1.2364e-10
[79 empty] | WLDFR | HFTD - Distribution - Zone 1 - 5QU CoRE ¦ 1QU LoRE | Non-Red Flag Warning - Destructive Fires | 2064 | 7.4725e-11 | 13246.6313 | 384.5316 | 12862.0997 | 0 | 0 | 2.0458e-07 | 9.8985e-07 | 0 | 9.8985e-07 | 9.1296e-07 | 2.4393e-07 | 0 | 2.4393e-07 | 4.1332e-07 | 0 | 4.1332e-07 | 2.3037e-07 | 0 | 2.3037e-07 | [17 empty] | 7.3.3.17.5 (Remote Grid) Updates to grid topology to minimize risk of ignition in HFTDs Remote GridWLDFRWire-to-wire contactAggregated | WLDFR | HFTD - Distribution - Tier 2 - 4QU CoRE ¦ 2QU LoRE | Non-Red Flag Warning - Catastrophic Fires | Wire-to-wire contact | Aggregated | 2059 | 1.2745e-07 | 522.2177 | 6.6558e-05 | 2059 | Mitigation | 0.95 | 45 | 0 | esc | 0.00097009 | 1.2364e-10 | 0.00097009 | 1.2364e-10
[79 empty] | WLDFR | HFTD - Distribution - Zone 1 - 5QU CoRE ¦ 1QU LoRE | Non-Red Flag Warning - Destructive Fires | 2065 | 7.4725e-11 | 13246.6313 | 384.5316 | 12862.0997 | 0 | 0 | 2.0458e-07 | 9.8985e-07 | 0 | 9.8985e-07 | 9.1296e-07 | 2.4393e-07 | 0 | 2.4393e-07 | 4.1332e-07 | 0 | 4.1332e-07 | 2.3037e-07 | 0 | 2.3037e-07 | [17 empty] | 7.3.3.17.5 (Remote Grid) Updates to grid topology to minimize risk of ignition in HFTDs Remote GridWLDFRWire-to-wire contactAggregated | WLDFR | HFTD - Distribution - Tier 2 - 4QU CoRE ¦ 2QU LoRE | Non-Red Flag Warning - Catastrophic Fires | Wire-to-wire contact | Aggregated | 2060 | 1.2745e-07 | 522.2177 | 6.6558e-05 | 2060 | Mitigation | 0.95 | 45 | 0 | esc | 0.00097009 | 1.2364e-10 | 0.00097009 | 1.2364e-10
[79 empty] | WLDFR | HFTD - Distribution - Zone 1 - 5QU CoRE ¦ 1QU LoRE | Non-Red Flag Warning - Destructive Fires | 2066 | 7.4725e-11 | 13246.6313 | 384.5316 | 12862.0997 | 0 | 0 | 2.0458e-07 | 9.8985e-07 | 0 | 9.8985e-07 | 9.1296e-07 | 2.4393e-07 | 0 | 2.4393e-07 | 4.1332e-07 | 0 | 4.1332e-07 | 2.3037e-07 | 0 | 2.3037e-07 | [17 empty] | 7.3.3.17.5 (Remote Grid) Updates to grid topology to minimize risk of ignition in HFTDs Remote GridWLDFRWire-to-wire contactAggregated | WLDFR | HFTD - Distribution - Tier 2 - 4QU CoRE ¦ 2QU LoRE | Non-Red Flag Warning - Catastrophic Fires | Wire-to-wire contact | Aggregated | 2061 | 1.2745e-07 | 522.2177 | 6.6558e-05 | 2061 | Mitigation | 0.95 | 45 | 0 | esc | 0.00097009 | 1.2364e-10 | 0.00097009 | 1.2364e-10
[79 empty] | WLDFR | HFTD - Distribution - Zone 1 - 5QU CoRE ¦ 1QU LoRE | Non-Red Flag Warning - Large Fires | 2022 | 2.0321e-08 | 5.2406 | 0.69642 | 2.942 | 1.6022 | 0 | 5.5635e-05 | 1.0649e-07 | 0 | 1.0649e-07 | 1.5281e-06 | 2.4393e-07 | 0 | 2.4393e-07 | 4.1332e-07 | 0 | 4.1332e-07 | 2.3037e-07 | 0 | 2.3037e-07 | [17 empty] | 7.3.3.17.5 (Remote Grid) Updates to grid topology to minimize risk of ignition in HFTDs Remote GridWLDFRWire-to-wire contactAggregated | WLDFR | HFTD - Distribution - Tier 2 - 4QU CoRE ¦ 2QU LoRE | Non-Red Flag Warning - Catastrophic Fires | Wire-to-wire contact | Aggregated | 2062 | 1.2745e-07 | 522.2177 | 6.6558e-05 | 2062 | Mitigation | 0.95 | 45 | 0 | esc | 0.00097009 | 1.2364e-10 | 0.00097009 | 1.2364e-10
[79 empty] | WLDFR | HFTD - Distribution - Zone 1 - 5QU CoRE ¦ 1QU LoRE | Non-Red Flag Warning - Large Fires | 2023 | 2.0321e-08 | 5.475 | 0.71896 | 3.0715 | 1.6846 | 0 | 5.5635e-05 | 1.1126e-07 | 0 | 1.1126e-07 | 1.5841e-06 | 2.4393e-07 | 0 | 2.4393e-07 | 4.1332e-07 | 0 | 4.1332e-07 | 2.3037e-07 | 0 | 2.3037e-07 | [17 empty] | 7.3.3.17.5 (Remote Grid) Updates to grid topology to minimize risk of ignition in HFTDs Remote GridWLDFRWire-to-wire contactAggregated | WLDFR | HFTD - Distribution - Tier 2 - 4QU CoRE ¦ 2QU LoRE | Non-Red Flag Warning - Catastrophic Fires | Wire-to-wire contact | Aggregated | 2063 | 1.2745e-07 | 522.2177 | 6.6558e-05 | 2063 | Mitigation | 0.95 | 45 | 0 | esc | 0.00097009 | 1.2364e-10 | 0.00097009 | 1.2364e-10
[79 empty] | WLDFR | HFTD - Distribution - Zone 1 - 5QU CoRE ¦ 1QU LoRE | Non-Red Flag Warning - Large Fires | 2024 | 2.0321e-08 | 5.475 | 0.71896 | 3.0715 | 1.6846 | 0 | 5.5635e-05 | 1.1126e-07 | 0 | 1.1126e-07 | 1.5841e-06 | 2.5549e-07 | 0 | 2.5549e-07 | 4.3291e-07 | 0 | 4.3291e-07 | 2.4129e-07 | 0 | 2.4129e-07 | [17 empty] | 7.3.3.17.5 (Remote Grid) Updates to grid topology to minimize risk of ignition in HFTDs Remote GridWLDFRWire-to-wire contactAggregated | WLDFR | HFTD - Distribution - Tier 2 - 4QU CoRE ¦ 2QU LoRE | Non-Red Flag Warning - Catastrophic Fires | Wire-to-wire contact | Aggregated | 2064 | 1.2745e-07 | 522.2177 | 6.6558e-05 | 2064 | Mitigation | 0.95 | 45 | 0 | esc | 0.00097009 | 1.2364e-10 | 0.00097009 | 1.2364e-10
[79 empty] | WLDFR | HFTD - Distribution - Zone 1 - 5QU CoRE ¦ 1QU LoRE | Non-Red Flag Warning - Large Fires | 2025 | 2.0321e-08 | 5.475 | 0.71896 | 3.0715 | 1.6846 | 0 | 5.5635e-05 | 1.1126e-07 | 0 | 1.1126e-07 | 1.5841e-06 | 2.5549e-07 | 0 | 2.5549e-07 | 4.3291e-07 | 0 | 4.3291e-07 | 2.4129e-07 | 0 | 2.4129e-07 | [17 empty] | 7.3.3.17.5 (Remote Grid) Updates to grid topology to minimize risk of ignition in HFTDs Remote GridWLDFRWire-to-wire contactAggregated | WLDFR | HFTD - Distribution - Tier 2 - 4QU CoRE ¦ 2QU LoRE | Non-Red Flag Warning - Catastrophic Fires | Wire-to-wire contact | Aggregated | 2065 | 1.2745e-07 | 522.2177 | 6.6558e-05 | 2065 | Mitigation | 0.95 | 45 | 0 | esc | 0.00097009 | 1.2364e-10 | 0.00097009 | 1.2364e-10
[79 empty] | WLDFR | HFTD - Distribution - Zone 1 - 5QU CoRE ¦ 1QU LoRE | Non-Red Flag Warning - Large Fires | 2026 | 2.0321e-08 | 5.475 | 0.71896 | 3.0715 | 1.6846 | 0 | 5.5635e-05 | 1.1126e-07 | 0 | 1.1126e-07 | 1.5841e-06 | 2.5549e-07 | 0 | 2.5549e-07 | 4.3291e-07 | 0 | 4.3291e-07 | 2.4129e-07 | 0 | 2.4129e-07 | [17 empty] | 7.3.3.17.5 (Remote Grid) Updates to grid topology to minimize risk of ignition in HFTDs Remote GridWLDFRWire-to-wire contactAggregated | WLDFR | HFTD - Distribution - Tier 2 - 4QU CoRE ¦ 2QU LoRE | Non-Red Flag Warning - Catastrophic Fires | Wire-to-wire contact | Aggregated | 2066 | 1.2745e-07 | 522.2177 | 6.6558e-05 | 2066 | Mitigation | 0.95 | 45 | 0 | esc | 0.00097009 | 1.2364e-10 | 0.00097009 | 1.2364e-10
[79 empty] | WLDFR | HFTD - Distribution - Zone 1 - 5QU CoRE ¦ 1QU LoRE | Non-Red Flag Warning - Large Fires | 2027 | 2.0321e-08 | 5.475 | 0.71896 | 3.0715 | 1.6846 | 0 | 5.5635e-05 | 1.1126e-07 | 0 | 1.1126e-07 | 1.5841e-06 | 2.5549e-07 | 0 | 2.5549e-07 | 4.3291e-07 | 0 | 4.3291e-07 | 2.4129e-07 | 0 | 2.4129e-07 | [17 empty] | 7.3.3.17.5 (Remote Grid) Updates to grid topology to minimize risk of ignition in HFTDs Remote GridWLDFRWire-to-wire contactAggregated | WLDFR | HFTD - Distribution - Tier 2 - 4QU CoRE ¦ 2QU LoRE | Non-Red Flag Warning - Catastrophic Fires | Wire-to-wire contact | Aggregated | 2067 | 1.2745e-07 | 522.2177 | 6.6558e-05 | 2067 | Mitigation | 0.95 | 45 | 0 | esc | 0 | 0 | 0.00097009 | 1.2364e-10
[79 empty] | WLDFR | HFTD - Distribution - Zone 1 - 5QU CoRE ¦ 1QU LoRE | Non-Red Flag Warning - Large Fires | 2028 | 2.0321e-08 | 5.777 | 0.74734 | 3.238 | 1.7917 | 0 | 5.5635e-05 | 1.1739e-07 | 0 | 1.1739e-07 | 1.6546e-06 | 2.5549e-07 | 0 | 2.5549e-07 | 4.3291e-07 | 0 | 4.3291e-07 | 2.4129e-07 | 0 | 2.4129e-07 | [17 empty] | 7.3.3.17.5 (Remote Grid) Updates to grid topology to minimize risk of ignition in HFTDs Remote GridWLDFRContact from objectAggregated | WLDFR | HFTD - Distribution - Tier 2 - 4QU CoRE ¦ 2QU LoRE | Non-Red Flag Warning - Destructive Fires | Contact from object | Aggregated | 2022 | 2.5804e-07 | 522.2177 | 0.00013475 | 2022 | Mitigation | 0.95 | 45 | 0 | esc | 0.00097009 | 2.5032e-10 | 0 | 0
[79 empty] | WLDFR | HFTD - Distribution - Zone 1 - 5QU CoRE ¦ 1QU LoRE | Non-Red Flag Warning - Large Fires | 2029 | 2.0321e-08 | 5.777 | 0.74734 | 3.238 | 1.7917 | 0 | 5.5635e-05 | 1.1739e-07 | 0 | 1.1739e-07 | 1.6546e-06 | 2.6804e-07 | 0 | 2.6804e-07 | 4.5418e-07 | 0 | 4.5418e-07 | 2.5315e-07 | 0 | 2.5315e-07 | [17 empty] | 7.3.3.17.5 (Remote Grid) Updates to grid topology to minimize risk of ignition in HFTDs Remote GridWLDFRContact from objectAggregated | WLDFR | HFTD - Distribution - Tier 2 - 4QU CoRE ¦ 2QU LoRE | Non-Red Flag Warning - Destructive Fires | Contact from object | Aggregated | 2023 | 2.5804e-07 | 522.2177 | 0.00013475 | 2023 | Mitigation | 0.95 | 45 | 0 | esc | 0.00097009 | 2.5032e-10 | 0.00097009 | 2.5032e-10
[79 empty] | WLDFR | HFTD - Distribution - Zone 1 - 5QU CoRE ¦ 1QU LoRE | Non-Red Flag Warning - Large Fires | 2030 | 2.0321e-08 | 5.777 | 0.74734 | 3.238 | 1.7917 | 0 | 5.5635e-05 | 1.1739e-07 | 0 | 1.1739e-07 | 1.6546e-06 | 2.6804e-07 | 0 | 2.6804e-07 | 4.5418e-07 | 0 | 4.5418e-07 | 2.5315e-07 | 0 | 2.5315e-07 | [17 empty] | 7.3.3.17.5 (Remote Grid) Updates to grid topology to minimize risk of ignition in HFTDs Remote GridWLDFRContact from objectAggregated | WLDFR | HFTD - Distribution - Tier 2 - 4QU CoRE ¦ 2QU LoRE | Non-Red Flag Warning - Destructive Fires | Contact from object | Aggregated | 2024 | 2.5804e-07 | 522.2177 | 0.00013475 | 2024 | Mitigation | 0.95 | 45 | 0 | esc | 0.00097009 | 2.5032e-10 | 0.00097009 | 2.5032e-10
[79 empty] | WLDFR | HFTD - Distribution - Zone 1 - 5QU CoRE ¦ 1QU LoRE | Non-Red Flag Warning - Large Fires | 2031 | 2.0321e-08 | 5.777 | 0.74734 | 3.238 | 1.7917 | 0 | 5.5635e-05 | 1.1739e-07 | 0 | 1.1739e-07 | 1.6546e-06 | 2.6804e-07 | 0 | 2.6804e-07 | 4.5418e-07 | 0 | 4.5418e-07 | 2.5315e-07 | 0 | 2.5315e-07 | [17 empty] | 7.3.3.17.5 (Remote Grid) Updates to grid topology to minimize risk of ignition in HFTDs Remote GridWLDFRContact from objectAggregated | WLDFR | HFTD - Distribution - Tier 2 - 4QU CoRE ¦ 2QU LoRE | Non-Red Flag Warning - Destructive Fires | Contact from object | Aggregated | 2025 | 2.5804e-07 | 522.2177 | 0.00013475 | 2025 | Mitigation | 0.95 | 45 | 0 | esc | 0.00097009 | 2.5032e-10 | 0.00097009 | 2.5032e-10
[79 empty] | WLDFR | HFTD - Distribution - Zone 1 - 5QU CoRE ¦ 1QU LoRE | Non-Red Flag Warning - Large Fires | 2032 | 2.0321e-08 | 5.777 | 0.74734 | 3.238 | 1.7917 | 0 | 5.5635e-05 | 1.1739e-07 | 0 | 1.1739e-07 | 1.6546e-06 | 2.6804e-07 | 0 | 2.6804e-07 | 4.5418e-07 | 0 | 4.5418e-07 | 2.5315e-07 | 0 | 2.5315e-07 | [17 empty] | 7.3.3.17.5 (Remote Grid) Updates to grid topology to minimize risk of ignition in HFTDs Remote GridWLDFRContact from objectAggregated | WLDFR | HFTD - Distribution - Tier 2 - 4QU CoRE ¦ 2QU LoRE | Non-Red Flag Warning - Destructive Fires | Contact from object | Aggregated | 2026 | 2.5804e-07 | 522.2177 | 0.00013475 | 2026 | Mitigation | 0.95 | 45 | 0 | esc | 0.00097009 | 2.5032e-10 | 0.00097009 | 2.5032e-10
[79 empty] | WLDFR | HFTD - Distribution - Zone 1 - 5QU CoRE ¦ 1QU LoRE | Non-Red Flag Warning - Large Fires | 2033 | 2.0321e-08 | 6.1205 | 0.77885 | 3.4265 | 1.9151 | 0 | 5.5635e-05 | 1.2437e-07 | 0 | 1.2437e-07 | 1.7331e-06 | 2.6804e-07 | 0 | 2.6804e-07 | 4.5418e-07 | 0 | 4.5418e-07 | 2.5315e-07 | 0 | 2.5315e-07 | [17 empty] | 7.3.3.17.5 (Remote Grid) Updates to grid topology to minimize risk of ignition in HFTDs Remote GridWLDFRContact from objectAggregated | WLDFR | HFTD - Distribution - Tier 2 - 4QU CoRE ¦ 2QU LoRE | Non-Red Flag Warning - Destructive Fires | Contact from object | Aggregated | 2027 | 2.5804e-07 | 522.2177 | 0.00013475 | 2027 | Mitigation | 0.95 | 45 | 0 | esc | 0.00097009 | 2.5032e-10 | 0.00097009 | 2.5032e-10
[79 empty] | WLDFR | HFTD - Distribution - Zone 1 - 5QU CoRE ¦ 1QU LoRE | Non-Red Flag Warning - Large Fires | 2034 | 2.0321e-08 | 6.1205 | 0.77885 | 3.4265 | 1.9151 | 0 | 5.5635e-05 | 1.2437e-07 | 0 | 1.2437e-07 | 1.7331e-06 | 2.8141e-07 | 0 | 2.8141e-07 | 4.7684e-07 | 0 | 4.7684e-07 | 2.6578e-07 | 0 | 2.6578e-07 | [17 empty] | 7.3.3.17.5 (Remote Grid) Updates to grid topology to minimize risk of ignition in HFTDs Remote GridWLDFRContact from objectAggregated | WLDFR | HFTD - Distribution - Tier 2 - 4QU CoRE ¦ 2QU LoRE | Non-Red Flag Warning - Destructive Fires | Contact from object | Aggregated | 2028 | 2.5804e-07 | 522.2177 | 0.00013475 | 2028 | Mitigation | 0.95 | 45 | 0 | esc | 0.00097009 | 2.5032e-10 | 0.00097009 | 2.5032e-10
[79 empty] | WLDFR | HFTD - Distribution - Zone 1 - 5QU CoRE ¦ 1QU LoRE | Non-Red Flag Warning - Large Fires | 2035 | 2.0321e-08 | 6.1205 | 0.77885 | 3.4265 | 1.9151 | 0 | 5.5635e-05 | 1.2437e-07 | 0 | 1.2437e-07 | 1.7331e-06 | 2.8141e-07 | 0 | 2.8141e-07 | 4.7684e-07 | 0 | 4.7684e-07 | 2.6578e-07 | 0 | 2.6578e-07 | [17 empty] | 7.3.3.17.5 (Remote Grid) Updates to grid topology to minimize risk of ignition in HFTDs Remote GridWLDFRContact from objectAggregated | WLDFR | HFTD - Distribution - Tier 2 - 4QU CoRE ¦ 2QU LoRE | Non-Red Flag Warning - Destructive Fires | Contact from object | Aggregated | 2029 | 2.5804e-07 | 522.2177 | 0.00013475 | 2029 | Mitigation | 0.95 | 45 | 0 | esc | 0.00097009 | 2.5032e-10 | 0.00097009 | 2.5032e-10
[79 empty] | WLDFR | HFTD - Distribution - Zone 1 - 5QU CoRE ¦ 1QU LoRE | Non-Red Flag Warning - Large Fires | 2036 | 2.0321e-08 | 6.1205 | 0.77885 | 3.4265 | 1.9151 | 0 | 5.5635e-05 | 1.2437e-07 | 0 | 1.2437e-07 | 1.7331e-06 | 2.8141e-07 | 0 | 2.8141e-07 | 4.7684e-07 | 0 | 4.7684e-07 | 2.6578e-07 | 0 | 2.6578e-07 | [17 empty] | 7.3.3.17.5 (Remote Grid) Updates to grid topology to minimize risk of ignition in HFTDs Remote GridWLDFRContact from objectAggregated | WLDFR | HFTD - Distribution - Tier 2 - 4QU CoRE ¦ 2QU LoRE | Non-Red Flag Warning - Destructive Fires | Contact from object | Aggregated | 2030 | 2.5804e-07 | 522.2177 | 0.00013475 | 2030 | Mitigation | 0.95 | 45 | 0 | esc | 0.00097009 | 2.5032e-10 | 0.00097009 | 2.5032e-10
[79 empty] | WLDFR | HFTD - Distribution - Zone 1 - 5QU CoRE ¦ 1QU LoRE | Non-Red Flag Warning - Large Fires | 2037 | 2.0321e-08 | 6.1205 | 0.77885 | 3.4265 | 1.9151 | 0 | 5.5635e-05 | 1.2437e-07 | 0 | 1.2437e-07 | 1.7331e-06 | 2.8141e-07 | 0 | 2.8141e-07 | 4.7684e-07 | 0 | 4.7684e-07 | 2.6578e-07 | 0 | 2.6578e-07 | [17 empty] | 7.3.3.17.5 (Remote Grid) Updates to grid topology to minimize risk of ignition in HFTDs Remote GridWLDFRContact from objectAggregated | WLDFR | HFTD - Distribution - Tier 2 - 4QU CoRE ¦ 2QU LoRE | Non-Red Flag Warning - Destructive Fires | Contact from object | Aggregated | 2031 | 2.5804e-07 | 522.2177 | 0.00013475 | 2031 | Mitigation | 0.95 | 45 | 0 | esc | 0.00097009 | 2.5032e-10 | 0.00097009 | 2.5032e-10
[79 empty] | WLDFR | HFTD - Distribution - Zone 1 - 5QU CoRE ¦ 1QU LoRE | Non-Red Flag Warning - Large Fires | 2038 | 2.0321e-08 | 6.5028 | 0.81304 | 3.6355 | 2.0543 | 0 | 5.5635e-05 | 1.3214e-07 | 0 | 1.3214e-07 | 1.8182e-06 | 2.8141e-07 | 0 | 2.8141e-07 | 4.7684e-07 | 0 | 4.7684e-07 | 2.6578e-07 | 0 | 2.6578e-07 | [17 empty] | 7.3.3.17.5 (Remote Grid) Updates to grid topology to minimize risk of ignition in HFTDs Remote GridWLDFRContact from objectAggregated | WLDFR | HFTD - Distribution - Tier 2 - 4QU CoRE ¦ 2QU LoRE | Non-Red Flag Warning - Destructive Fires | Contact from object | Aggregated | 2032 | 2.5804e-07 | 522.2177 | 0.00013475 | 2032 | Mitigation | 0.95 | 45 | 0 | esc | 0.00097009 | 2.5032e-10 | 0.00097009 | 2.5032e-10
[79 empty] | WLDFR | HFTD - Distribution - Zone 1 - 5QU CoRE ¦ 1QU LoRE | Non-Red Flag Warning - Large Fires | 2039 | 2.0321e-08 | 6.5028 | 0.81304 | 3.6355 | 2.0543 | 0 | 5.5635e-05 | 1.3214e-07 | 0 | 1.3214e-07 | 1.8182e-06 | 2.9543e-07 | 0 | 2.9543e-07 | 5.0059e-07 | 0 | 5.0059e-07 | 2.7902e-07 | 0 | 2.7902e-07 | [17 empty] | 7.3.3.17.5 (Remote Grid) Updates to grid topology to minimize risk of ignition in HFTDs Remote GridWLDFRContact from objectAggregated | WLDFR | HFTD - Distribution - Tier 2 - 4QU CoRE ¦ 2QU LoRE | Non-Red Flag Warning - Destructive Fires | Contact from object | Aggregated | 2033 | 2.5804e-07 | 522.2177 | 0.00013475 | 2033 | Mitigation | 0.95 | 45 | 0 | esc | 0.00097009 | 2.5032e-10 | 0.00097009 | 2.5032e-10
[79 empty] | WLDFR | HFTD - Distribution - Zone 1 - 5QU CoRE ¦ 1QU LoRE | Non-Red Flag Warning - Large Fires | 2040 | 2.0321e-08 | 6.5028 | 0.81304 | 3.6355 | 2.0543 | 0 | 5.5635e-05 | 1.3214e-07 | 0 | 1.3214e-07 | 1.8182e-06 | 2.9543e-07 | 0 | 2.9543e-07 | 5.0059e-07 | 0 | 5.0059e-07 | 2.7902e-07 | 0 | 2.7902e-07 | [17 empty] | 7.3.3.17.5 (Remote Grid) Updates to grid topology to minimize risk of ignition in HFTDs Remote GridWLDFRContact from objectAggregated | WLDFR | HFTD - Distribution - Tier 2 - 4QU CoRE ¦ 2QU LoRE | Non-Red Flag Warning - Destructive Fires | Contact from object | Aggregated | 2034 | 2.5804e-07 | 522.2177 | 0.00013475 | 2034 | Mitigation | 0.95 | 45 | 0 | esc | 0.00097009 | 2.5032e-10 | 0.00097009 | 2.5032e-10
[79 empty] | WLDFR | HFTD - Distribution - Zone 1 - 5QU CoRE ¦ 1QU LoRE | Non-Red Flag Warning - Large Fires | 2041 | 2.0321e-08 | 6.5028 | 0.81304 | 3.6355 | 2.0543 | 0 | 5.5635e-05 | 1.3214e-07 | 0 | 1.3214e-07 | 1.8182e-06 | 2.9543e-07 | 0 | 2.9543e-07 | 5.0059e-07 | 0 | 5.0059e-07 | 2.7902e-07 | 0 | 2.7902e-07 | [17 empty] | 7.3.3.17.5 (Remote Grid) Updates to grid topology to minimize risk of ignition in HFTDs Remote GridWLDFRContact from objectAggregated | WLDFR | HFTD - Distribution - Tier 2 - 4QU CoRE ¦ 2QU LoRE | Non-Red Flag Warning - Destructive Fires | Contact from object | Aggregated | 2035 | 2.5804e-07 | 522.2177 | 0.00013475 | 2035 | Mitigation | 0.95 | 45 | 0 | esc | 0.00097009 | 2.5032e-10 | 0.00097009 | 2.5032e-10
[79 empty] | WLDFR | HFTD - Distribution - Zone 1 - 5QU CoRE ¦ 1QU LoRE | Non-Red Flag Warning - Large Fires | 2042 | 2.0321e-08 | 6.5028 | 0.81304 | 3.6355 | 2.0543 | 0 | 5.5635e-05 | 1.3214e-07 | 0 | 1.3214e-07 | 1.8182e-06 | 2.9543e-07 | 0 | 2.9543e-07 | 5.0059e-07 | 0 | 5.0059e-07 | 2.7902e-07 | 0 | 2.7902e-07 | [17 empty] | 7.3.3.17.5 (Remote Grid) Updates to grid topology to minimize risk of ignition in HFTDs Remote GridWLDFRContact from objectAggregated | WLDFR | HFTD - Distribution - Tier 2 - 4QU CoRE ¦ 2QU LoRE | Non-Red Flag Warning - Destructive Fires | Contact from object | Aggregated | 2036 | 2.5804e-07 | 522.2177 | 0.00013475 | 2036 | Mitigation | 0.95 | 45 | 0 | esc | 0.00097009 | 2.5032e-10 | 0.00097009 | 2.5032e-10
[79 empty] | WLDFR | HFTD - Distribution - Zone 1 - 5QU CoRE ¦ 1QU LoRE | Non-Red Flag Warning - Large Fires | 2043 | 2.0321e-08 | 6.9209 | 0.84944 | 3.8632 | 2.2083 | 0 | 5.5635e-05 | 1.4064e-07 | 0 | 1.4064e-07 | 1.9089e-06 | 2.9543e-07 | 0 | 2.9543e-07 | 5.0059e-07 | 0 | 5.0059e-07 | 2.7902e-07 | 0 | 2.7902e-07 | [17 empty] | 7.3.3.17.5 (Remote Grid) Updates to grid topology to minimize risk of ignition in HFTDs Remote GridWLDFRContact from objectAggregated | WLDFR | HFTD - Distribution - Tier 2 - 4QU CoRE ¦ 2QU LoRE | Non-Red Flag Warning - Destructive Fires | Contact from object | Aggregated | 2037 | 2.5804e-07 | 522.2177 | 0.00013475 | 2037 | Mitigation | 0.95 | 45 | 0 | esc | 0.00097009 | 2.5032e-10 | 0.00097009 | 2.5032e-10
[79 empty] | WLDFR | HFTD - Distribution - Zone 1 - 5QU CoRE ¦ 1QU LoRE | Non-Red Flag Warning - Large Fires | 2044 | 2.0321e-08 | 6.9209 | 0.84944 | 3.8632 | 2.2083 | 0 | 5.5635e-05 | 1.4064e-07 | 0 | 1.4064e-07 | 1.9089e-06 | 3.0992e-07 | 0 | 3.0992e-07 | 5.2514e-07 | 0 | 5.2514e-07 | 2.927e-07 | 0 | 2.927e-07 | [17 empty] | 7.3.3.17.5 (Remote Grid) Updates to grid topology to minimize risk of ignition in HFTDs Remote GridWLDFRContact from objectAggregated | WLDFR | HFTD - Distribution - Tier 2 - 4QU CoRE ¦ 2QU LoRE | Non-Red Flag Warning - Destructive Fires | Contact from object | Aggregated | 2038 | 2.5804e-07 | 522.2177 | 0.00013475 | 2038 | Mitigation | 0.95 | 45 | 0 | esc | 0.00097009 | 2.5032e-10 | 0.00097009 | 2.5032e-10
[79 empty] | WLDFR | HFTD - Distribution - Zone 1 - 5QU CoRE ¦ 1QU LoRE | Non-Red Flag Warning - Large Fires | 2045 | 2.0321e-08 | 6.9209 | 0.84944 | 3.8632 | 2.2083 | 0 | 5.5635e-05 | 1.4064e-07 | 0 | 1.4064e-07 | 1.9089e-06 | 3.0992e-07 | 0 | 3.0992e-07 | 5.2514e-07 | 0 | 5.2514e-07 | 2.927e-07 | 0 | 2.927e-07 | [17 empty] | 7.3.3.17.5 (Remote Grid) Updates to grid topology to minimize risk of ignition in HFTDs Remote GridWLDFRContact from objectAggregated | WLDFR | HFTD - Distribution - Tier 2 - 4QU CoRE ¦ 2QU LoRE | Non-Red Flag Warning - Destructive Fires | Contact from object | Aggregated | 2039 | 2.5804e-07 | 522.2177 | 0.00013475 | 2039 | Mitigation | 0.95 | 45 | 0 | esc | 0.00097009 | 2.5032e-10 | 0.00097009 | 2.5032e-10
[79 empty] | WLDFR | HFTD - Distribution - Zone 1 - 5QU CoRE ¦ 1QU LoRE | Non-Red Flag Warning - Large Fires | 2046 | 2.0321e-08 | 6.9209 | 0.84944 | 3.8632 | 2.2083 | 0 | 5.5635e-05 | 1.4064e-07 | 0 | 1.4064e-07 | 1.9089e-06 | 3.0992e-07 | 0 | 3.0992e-07 | 5.2514e-07 | 0 | 5.2514e-07 | 2.927e-07 | 0 | 2.927e-07 | [17 empty] | 7.3.3.17.5 (Remote Grid) Updates to grid topology to minimize risk of ignition in HFTDs Remote GridWLDFRContact from objectAggregated | WLDFR | HFTD - Distribution - Tier 2 - 4QU CoRE ¦ 2QU LoRE | Non-Red Flag Warning - Destructive Fires | Contact from object | Aggregated | 2040 | 2.5804e-07 | 522.2177 | 0.00013475 | 2040 | Mitigation | 0.95 | 45 | 0 | esc | 0.00097009 | 2.5032e-10 | 0.00097009 | 2.5032e-10
[79 empty] | WLDFR | HFTD - Distribution - Zone 1 - 5QU CoRE ¦ 1QU LoRE | Non-Red Flag Warning - Large Fires | 2047 | 2.0321e-08 | 6.9209 | 0.84944 | 3.8632 | 2.2083 | 0 | 5.5635e-05 | 1.4064e-07 | 0 | 1.4064e-07 | 1.9089e-06 | 3.0992e-07 | 0 | 3.0992e-07 | 5.2514e-07 | 0 | 5.2514e-07 | 2.927e-07 | 0 | 2.927e-07 | [17 empty] | 7.3.3.17.5 (Remote Grid) Updates to grid topology to minimize risk of ignition in HFTDs Remote GridWLDFRContact from objectAggregated | WLDFR | HFTD - Distribution - Tier 2 - 4QU CoRE ¦ 2QU LoRE | Non-Red Flag Warning - Destructive Fires | Contact from object | Aggregated | 2041 | 2.5804e-07 | 522.2177 | 0.00013475 | 2041 | Mitigation | 0.95 | 45 | 0 | esc | 0.00097009 | 2.5032e-10 | 0.00097009 | 2.5032e-10
[79 empty] | WLDFR | HFTD - Distribution - Zone 1 - 5QU CoRE ¦ 1QU LoRE | Non-Red Flag Warning - Large Fires | 2048 | 2.0321e-08 | 7.3713 | 0.88759 | 4.1075 | 2.3763 | 0 | 5.5635e-05 | 1.4979e-07 | 0 | 1.4979e-07 | 2.004e-06 | 3.0992e-07 | 0 | 3.0992e-07 | 5.2514e-07 | 0 | 5.2514e-07 | 2.927e-07 | 0 | 2.927e-07 | [17 empty] | 7.3.3.17.5 (Remote Grid) Updates to grid topology to minimize risk of ignition in HFTDs Remote GridWLDFRContact from objectAggregated | WLDFR | HFTD - Distribution - Tier 2 - 4QU CoRE ¦ 2QU LoRE | Non-Red Flag Warning - Destructive Fires | Contact from object | Aggregated | 2042 | 2.5804e-07 | 522.2177 | 0.00013475 | 2042 | Mitigation | 0.95 | 45 | 0 | esc | 0.00097009 | 2.5032e-10 | 0.00097009 | 2.5032e-10
[79 empty] | WLDFR | HFTD - Distribution - Zone 1 - 5QU CoRE ¦ 1QU LoRE | Non-Red Flag Warning - Large Fires | 2049 | 2.0321e-08 | 7.3713 | 0.88759 | 4.1075 | 2.3763 | 0 | 5.5635e-05 | 1.4979e-07 | 0 | 1.4979e-07 | 2.004e-06 | 3.247e-07 | 0 | 3.247e-07 | 5.5018e-07 | 0 | 5.5018e-07 | 3.0666e-07 | 0 | 3.0666e-07 | [17 empty] | 7.3.3.17.5 (Remote Grid) Updates to grid topology to minimize risk of ignition in HFTDs Remote GridWLDFRContact from objectAggregated | WLDFR | HFTD - Distribution - Tier 2 - 4QU CoRE ¦ 2QU LoRE | Non-Red Flag Warning - Destructive Fires | Contact from object | Aggregated | 2043 | 2.5804e-07 | 522.2177 | 0.00013475 | 2043 | Mitigation | 0.95 | 45 | 0 | esc | 0.00097009 | 2.5032e-10 | 0.00097009 | 2.5032e-10
[79 empty] | WLDFR | HFTD - Distribution - Zone 1 - 5QU CoRE ¦ 1QU LoRE | Non-Red Flag Warning - Large Fires | 2050 | 2.0321e-08 | 7.3713 | 0.88759 | 4.1075 | 2.3763 | 0 | 5.5635e-05 | 1.4979e-07 | 0 | 1.4979e-07 | 2.004e-06 | 3.247e-07 | 0 | 3.247e-07 | 5.5018e-07 | 0 | 5.5018e-07 | 3.0666e-07 | 0 | 3.0666e-07 | [17 empty] | 7.3.3.17.5 (Remote Grid) Updates to grid topology to minimize risk of ignition in HFTDs Remote GridWLDFRContact from objectAggregated | WLDFR | HFTD - Distribution - Tier 2 - 4QU CoRE ¦ 2QU LoRE | Non-Red Flag Warning - Destructive Fires | Contact from object | Aggregated | 2044 | 2.5804e-07 | 522.2177 | 0.00013475 | 2044 | Mitigation | 0.95 | 45 | 0 | esc | 0.00097009 | 2.5032e-10 | 0.00097009 | 2.5032e-10
[79 empty] | WLDFR | HFTD - Distribution - Zone 1 - 5QU CoRE ¦ 1QU LoRE | Non-Red Flag Warning - Large Fires | 2051 | 2.0321e-08 | 7.3713 | 0.88759 | 4.1075 | 2.3763 | 0 | 5.5635e-05 | 1.4979e-07 | 0 | 1.4979e-07 | 2.004e-06 | 3.247e-07 | 0 | 3.247e-07 | 5.5018e-07 | 0 | 5.5018e-07 | 3.0666e-07 | 0 | 3.0666e-07 | [17 empty] | 7.3.3.17.5 (Remote Grid) Updates to grid topology to minimize risk of ignition in HFTDs Remote GridWLDFRContact from objectAggregated | WLDFR | HFTD - Distribution - Tier 2 - 4QU CoRE ¦ 2QU LoRE | Non-Red Flag Warning - Destructive Fires | Contact from object | Aggregated | 2045 | 2.5804e-07 | 522.2177 | 0.00013475 | 2045 | Mitigation | 0.95 | 45 | 0 | esc | 0.00097009 | 2.5032e-10 | 0.00097009 | 2.5032e-10
[79 empty] | WLDFR | HFTD - Distribution - Zone 1 - 5QU CoRE ¦ 1QU LoRE | Non-Red Flag Warning - Large Fires | 2052 | 2.0321e-08 | 7.3713 | 0.88759 | 4.1075 | 2.3763 | 0 | 5.5635e-05 | 1.4979e-07 | 0 | 1.4979e-07 | 2.004e-06 | 3.247e-07 | 0 | 3.247e-07 | 5.5018e-07 | 0 | 5.5018e-07 | 3.0666e-07 | 0 | 3.0666e-07 | [17 empty] | 7.3.3.17.5 (Remote Grid) Updates to grid topology to minimize risk of ignition in HFTDs Remote GridWLDFRContact from objectAggregated | WLDFR | HFTD - Distribution - Tier 2 - 4QU CoRE ¦ 2QU LoRE | Non-Red Flag Warning - Destructive Fires | Contact from object | Aggregated | 2046 | 2.5804e-07 | 522.2177 | 0.00013475 | 2046 | Mitigation | 0.95 | 45 | 0 | esc | 0.00097009 | 2.5032e-10 | 0.00097009 | 2.5032e-10
[79 empty] | WLDFR | HFTD - Distribution - Zone 1 - 5QU CoRE ¦ 1QU LoRE | Non-Red Flag Warning - Large Fires | 2053 | 2.0321e-08 | 7.8503 | 0.92702 | 4.3664 | 2.5569 | 0 | 5.5635e-05 | 1.5953e-07 | 0 | 1.5953e-07 | 2.1023e-06 | 3.247e-07 | 0 | 3.247e-07 | 5.5018e-07 | 0 | 5.5018e-07 | 3.0666e-07 | 0 | 3.0666e-07 | [17 empty] | 7.3.3.17.5 (Remote Grid) Updates to grid topology to minimize risk of ignition in HFTDs Remote GridWLDFRContact from objectAggregated | WLDFR | HFTD - Distribution - Tier 2 - 4QU CoRE ¦ 2QU LoRE | Non-Red Flag Warning - Destructive Fires | Contact from object | Aggregated | 2047 | 2.5804e-07 | 522.2177 | 0.00013475 | 2047 | Mitigation | 0.95 | 45 | 0 | esc | 0.00097009 | 2.5032e-10 | 0.00097009 | 2.5032e-10
[79 empty] | WLDFR | HFTD - Distribution - Zone 1 - 5QU CoRE ¦ 1QU LoRE | Non-Red Flag Warning - Large Fires | 2054 | 2.0321e-08 | 7.8503 | 0.92702 | 4.3664 | 2.5569 | 0 | 5.5635e-05 | 1.5953e-07 | 0 | 1.5953e-07 | 2.1023e-06 | 3.396e-07 | 0 | 3.396e-07 | 5.7543e-07 | 0 | 5.7543e-07 | 3.2073e-07 | 0 | 3.2073e-07 | [17 empty] | 7.3.3.17.5 (Remote Grid) Updates to grid topology to minimize risk of ignition in HFTDs Remote GridWLDFRContact from objectAggregated | WLDFR | HFTD - Distribution - Tier 2 - 4QU CoRE ¦ 2QU LoRE | Non-Red Flag Warning - Destructive Fires | Contact from object | Aggregated | 2048 | 2.5804e-07 | 522.2177 | 0.00013475 | 2048 | Mitigation | 0.95 | 45 | 0 | esc | 0.00097009 | 2.5032e-10 | 0.00097009 | 2.5032e-10
[79 empty] | WLDFR | HFTD - Distribution - Zone 1 - 5QU CoRE ¦ 1QU LoRE | Non-Red Flag Warning - Large Fires | 2055 | 2.0321e-08 | 7.8503 | 0.92702 | 4.3664 | 2.5569 | 0 | 5.5635e-05 | 1.5953e-07 | 0 | 1.5953e-07 | 2.1023e-06 | 3.396e-07 | 0 | 3.396e-07 | 5.7543e-07 | 0 | 5.7543e-07 | 3.2073e-07 | 0 | 3.2073e-07 | [17 empty] | 7.3.3.17.5 (Remote Grid) Updates to grid topology to minimize risk of ignition in HFTDs Remote GridWLDFRContact from objectAggregated | WLDFR | HFTD - Distribution - Tier 2 - 4QU CoRE ¦ 2QU LoRE | Non-Red Flag Warning - Destructive Fires | Contact from object | Aggregated | 2049 | 2.5804e-07 | 522.2177 | 0.00013475 | 2049 | Mitigation | 0.95 | 45 | 0 | esc | 0.00097009 | 2.5032e-10 | 0.00097009 | 2.5032e-10
[79 empty] | WLDFR | HFTD - Distribution - Zone 1 - 5QU CoRE ¦ 1QU LoRE | Non-Red Flag Warning - Large Fires | 2056 | 2.0321e-08 | 7.8503 | 0.92702 | 4.3664 | 2.5569 | 0 | 5.5635e-05 | 1.5953e-07 | 0 | 1.5953e-07 | 2.1023e-06 | 3.396e-07 | 0 | 3.396e-07 | 5.7543e-07 | 0 | 5.7543e-07 | 3.2073e-07 | 0 | 3.2073e-07 | [17 empty] | 7.3.3.17.5 (Remote Grid) Updates to grid topology to minimize risk of ignition in HFTDs Remote GridWLDFRContact from objectAggregated | WLDFR | HFTD - Distribution - Tier 2 - 4QU CoRE ¦ 2QU LoRE | Non-Red Flag Warning - Destructive Fires | Contact from object | Aggregated | 2050 | 2.5804e-07 | 522.2177 | 0.00013475 | 2050 | Mitigation | 0.95 | 45 | 0 | esc | 0.00097009 | 2.5032e-10 | 0.00097009 | 2.5032e-10
[79 empty] | WLDFR | HFTD - Distribution - Zone 1 - 5QU CoRE ¦ 1QU LoRE | Non-Red Flag Warning - Large Fires | 2057 | 2.0321e-08 | 7.8503 | 0.92702 | 4.3664 | 2.5569 | 0 | 5.5635e-05 | 1.5953e-07 | 0 | 1.5953e-07 | 2.1023e-06 | 0 | 0 | 0 | 5.7543e-07 | 0 | 5.7543e-07 | 3.2073e-07 | 0 | 3.2073e-07 | [17 empty] | 7.3.3.17.5 (Remote Grid) Updates to grid topology to minimize risk of ignition in HFTDs Remote GridWLDFRContact from objectAggregated | WLDFR | HFTD - Distribution - Tier 2 - 4QU CoRE ¦ 2QU LoRE | Non-Red Flag Warning - Destructive Fires | Contact from object | Aggregated | 2051 | 2.5804e-07 | 522.2177 | 0.00013475 | 2051 | Mitigation | 0.95 | 45 | 0 | esc | 0.00097009 | 2.5032e-10 | 0.00097009 | 2.5032e-10
[79 empty] | WLDFR | HFTD - Distribution - Zone 1 - 5QU CoRE ¦ 1QU LoRE | Non-Red Flag Warning - Large Fires | 2058 | 2.0321e-08 | 8.3524 | 0.96727 | 4.6367 | 2.7484 | 0 | 5.5635e-05 | 1.6973e-07 | 0 | 1.6973e-07 | 2.2026e-06 | 0 | 0 | 0 | 0 | 0 | 0 | 3.2073e-07 | 0 | 3.2073e-07 | [17 empty] | 7.3.3.17.5 (Remote Grid) Updates to grid topology to minimize risk of ignition in HFTDs Remote GridWLDFRContact from objectAggregated | WLDFR | HFTD - Distribution - Tier 2 - 4QU CoRE ¦ 2QU LoRE | Non-Red Flag Warning - Destructive Fires | Contact from object | Aggregated | 2052 | 2.5804e-07 | 522.2177 | 0.00013475 | 2052 | Mitigation | 0.95 | 45 | 0 | esc | 0.00097009 | 2.5032e-10 | 0.00097009 | 2.5032e-10
[79 empty] | WLDFR | HFTD - Distribution - Zone 1 - 5QU CoRE ¦ 1QU LoRE | Non-Red Flag Warning - Large Fires | 2059 | 2.0321e-08 | 8.3524 | 0.96727 | 4.6367 | 2.7484 | 0 | 5.5635e-05 | 1.6973e-07 | 0 | 1.6973e-07 | 2.2026e-06 | 2.0731e-07 | 0 | 2.0731e-07 | 0 | 0 | 0 | 0 | 0 | 0 | [17 empty] | 7.3.3.17.5 (Remote Grid) Updates to grid topology to minimize risk of ignition in HFTDs Remote GridWLDFRContact from objectAggregated | WLDFR | HFTD - Distribution - Tier 2 - 4QU CoRE ¦ 2QU LoRE | Non-Red Flag Warning - Destructive Fires | Contact from object | Aggregated | 2053 | 2.5804e-07 | 522.2177 | 0.00013475 | 2053 | Mitigation | 0.95 | 45 | 0 | esc | 0.00097009 | 2.5032e-10 | 0.00097009 | 2.5032e-10
[79 empty] | WLDFR | HFTD - Distribution - Zone 1 - 5QU CoRE ¦ 1QU LoRE | Non-Red Flag Warning - Large Fires | 2060 | 2.0321e-08 | 8.3524 | 0.96727 | 4.6367 | 2.7484 | 0 | 5.5635e-05 | 1.6973e-07 | 0 | 1.6973e-07 | 2.2026e-06 | 1.9922e-07 | 0 | 1.9922e-07 | 3.3758e-07 | 0 | 3.3758e-07 | 0 | 0 | 0 | [17 empty] | 7.3.3.17.5 (Remote Grid) Updates to grid topology to minimize risk of ignition in HFTDs Remote GridWLDFRContact from objectAggregated | WLDFR | HFTD - Distribution - Tier 2 - 4QU CoRE ¦ 2QU LoRE | Non-Red Flag Warning - Destructive Fires | Contact from object | Aggregated | 2054 | 2.5804e-07 | 522.2177 | 0.00013475 | 2054 | Mitigation | 0.95 | 45 | 0 | esc | 0.00097009 | 2.5032e-10 | 0.00097009 | 2.5032e-10
[79 empty] | WLDFR | HFTD - Distribution - Zone 1 - 5QU CoRE ¦ 1QU LoRE | Non-Red Flag Warning - Large Fires | 2061 | 2.0321e-08 | 8.3524 | 0.96727 | 4.6367 | 2.7484 | 0 | 5.5635e-05 | 1.6973e-07 | 0 | 1.6973e-07 | 2.2026e-06 | 2.065e-07 | 0 | 2.065e-07 | 3.4991e-07 | 0 | 3.4991e-07 | 1.9503e-07 | 0 | 1.9503e-07 | [17 empty] | 7.3.3.17.5 (Remote Grid) Updates to grid topology to minimize risk of ignition in HFTDs Remote GridWLDFRContact from objectAggregated | WLDFR | HFTD - Distribution - Tier 2 - 4QU CoRE ¦ 2QU LoRE | Non-Red Flag Warning - Destructive Fires | Contact from object | Aggregated | 2055 | 2.5804e-07 | 522.2177 | 0.00013475 | 2055 | Mitigation | 0.95 | 45 | 0 | esc | 0.00097009 | 2.5032e-10 | 0.00097009 | 2.5032e-10
[79 empty] | WLDFR | HFTD - Distribution - Zone 1 - 5QU CoRE ¦ 1QU LoRE | Non-Red Flag Warning - Large Fires | 2062 | 2.0321e-08 | 8.3524 | 0.96727 | 4.6367 | 2.7484 | 0 | 5.5635e-05 | 1.6973e-07 | 0 | 1.6973e-07 | 2.2026e-06 | 2.065e-07 | 0 | 2.065e-07 | 3.4991e-07 | 0 | 3.4991e-07 | 1.9503e-07 | 0 | 1.9503e-07 | [17 empty] | 7.3.3.17.5 (Remote Grid) Updates to grid topology to minimize risk of ignition in HFTDs Remote GridWLDFRContact from objectAggregated | WLDFR | HFTD - Distribution - Tier 2 - 4QU CoRE ¦ 2QU LoRE | Non-Red Flag Warning - Destructive Fires | Contact from object | Aggregated | 2056 | 2.5804e-07 | 522.2177 | 0.00013475 | 2056 | Mitigation | 0.95 | 45 | 0 | esc | 0.00097009 | 2.5032e-10 | 0.00097009 | 2.5032e-10
[79 empty] | WLDFR | HFTD - Distribution - Zone 1 - 5QU CoRE ¦ 1QU LoRE | Non-Red Flag Warning - Large Fires | 2063 | 2.0321e-08 | 8.872 | 1.0079 | 4.9153 | 2.9488 | 0 | 5.5635e-05 | 1.8029e-07 | 0 | 1.8029e-07 | 2.3036e-06 | 2.065e-07 | 0 | 2.065e-07 | 3.4991e-07 | 0 | 3.4991e-07 | 1.9503e-07 | 0 | 1.9503e-07 | [17 empty] | 7.3.3.17.5 (Remote Grid) Updates to grid topology to minimize risk of ignition in HFTDs Remote GridWLDFRContact from objectAggregated | WLDFR | HFTD - Distribution - Tier 2 - 4QU CoRE ¦ 2QU LoRE | Non-Red Flag Warning - Destructive Fires | Contact from object | Aggregated | 2057 | 2.5804e-07 | 522.2177 | 0.00013475 | 2057 | Mitigation | 0.95 | 45 | 0 | esc | 0.00097009 | 2.5032e-10 | 0.00097009 | 2.5032e-10
[79 empty] | WLDFR | HFTD - Distribution - Zone 1 - 5QU CoRE ¦ 1QU LoRE | Non-Red Flag Warning - Large Fires | 2064 | 2.0321e-08 | 8.872 | 1.0079 | 4.9153 | 2.9488 | 0 | 5.5635e-05 | 1.8029e-07 | 0 | 1.8029e-07 | 2.3036e-06 | 2.065e-07 | 0 | 2.065e-07 | 3.4991e-07 | 0 | 3.4991e-07 | 1.9503e-07 | 0 | 1.9503e-07 | [17 empty] | 7.3.3.17.5 (Remote Grid) Updates to grid topology to minimize risk of ignition in HFTDs Remote GridWLDFRContact from objectAggregated | WLDFR | HFTD - Distribution - Tier 2 - 4QU CoRE ¦ 2QU LoRE | Non-Red Flag Warning - Destructive Fires | Contact from object | Aggregated | 2058 | 2.5804e-07 | 522.2177 | 0.00013475 | 2058 | Mitigation | 0.95 | 45 | 0 | esc | 0.00097009 | 2.5032e-10 | 0.00097009 | 2.5032e-10
[79 empty] | WLDFR | HFTD - Distribution - Zone 1 - 5QU CoRE ¦ 1QU LoRE | Non-Red Flag Warning - Large Fires | 2065 | 2.0321e-08 | 8.872 | 1.0079 | 4.9153 | 2.9488 | 0 | 5.5635e-05 | 1.8029e-07 | 0 | 1.8029e-07 | 2.3036e-06 | 2.065e-07 | 0 | 2.065e-07 | 3.4991e-07 | 0 | 3.4991e-07 | 1.9503e-07 | 0 | 1.9503e-07 | [17 empty] | 7.3.3.17.5 (Remote Grid) Updates to grid topology to minimize risk of ignition in HFTDs Remote GridWLDFRContact from objectAggregated | WLDFR | HFTD - Distribution - Tier 2 - 4QU CoRE ¦ 2QU LoRE | Non-Red Flag Warning - Destructive Fires | Contact from object | Aggregated | 2059 | 2.5804e-07 | 522.2177 | 0.00013475 | 2059 | Mitigation | 0.95 | 45 | 0 | esc | 0.00097009 | 2.5032e-10 | 0.00097009 | 2.5032e-10
[79 empty] | WLDFR | HFTD - Distribution - Zone 1 - 5QU CoRE ¦ 1QU LoRE | Non-Red Flag Warning - Large Fires | 2066 | 2.0321e-08 | 8.872 | 1.0079 | 4.9153 | 2.9488 | 0 | 5.5635e-05 | 1.8029e-07 | 0 | 1.8029e-07 | 2.3036e-06 | 2.1567e-07 | 0 | 2.1567e-07 | 3.6544e-07 | 0 | 3.6544e-07 | 2.0369e-07 | 0 | 2.0369e-07 | [17 empty] | 7.3.3.17.5 (Remote Grid) Updates to grid topology to minimize risk of ignition in HFTDs Remote GridWLDFRContact from objectAggregated | WLDFR | HFTD - Distribution - Tier 2 - 4QU CoRE ¦ 2QU LoRE | Non-Red Flag Warning - Destructive Fires | Contact from object | Aggregated | 2060 | 2.5804e-07 | 522.2177 | 0.00013475 | 2060 | Mitigation | 0.95 | 45 | 0 | esc | 0.00097009 | 2.5032e-10 | 0.00097009 | 2.5032e-10
[79 empty] | WLDFR | HFTD - Distribution - Zone 1 - 5QU CoRE ¦ 1QU LoRE | Non-Red Flag Warning - Small Fires | 2022 | 7.7006e-06 | 0.077901 | 0.036425 | 0.0015809 | 0.039895 | 0 | 0.021083 | 5.9988e-07 | 0 | 5.9988e-07 | 4.157e-07 | 2.1567e-07 | 0 | 2.1567e-07 | 3.6544e-07 | 0 | 3.6544e-07 | 2.0369e-07 | 0 | 2.0369e-07 | [17 empty] | 7.3.3.17.5 (Remote Grid) Updates to grid topology to minimize risk of ignition in HFTDs Remote GridWLDFRContact from objectAggregated | WLDFR | HFTD - Distribution - Tier 2 - 4QU CoRE ¦ 2QU LoRE | Non-Red Flag Warning - Destructive Fires | Contact from object | Aggregated | 2061 | 2.5804e-07 | 522.2177 | 0.00013475 | 2061 | Mitigation | 0.95 | 45 | 0 | esc | 0.00097009 | 2.5032e-10 | 0.00097009 | 2.5032e-10
[79 empty] | WLDFR | HFTD - Distribution - Zone 1 - 5QU CoRE ¦ 1QU LoRE | Non-Red Flag Warning - Small Fires | 2023 | 7.7006e-06 | 0.080408 | 0.03759 | 0.0016314 | 0.041187 | 0 | 0.021083 | 6.1919e-07 | 0 | 6.1919e-07 | 4.3089e-07 | 2.1567e-07 | 0 | 2.1567e-07 | 3.6544e-07 | 0 | 3.6544e-07 | 2.0369e-07 | 0 | 2.0369e-07 | [17 empty] | 7.3.3.17.5 (Remote Grid) Updates to grid topology to minimize risk of ignition in HFTDs Remote GridWLDFRContact from objectAggregated | WLDFR | HFTD - Distribution - Tier 2 - 4QU CoRE ¦ 2QU LoRE | Non-Red Flag Warning - Destructive Fires | Contact from object | Aggregated | 2062 | 2.5804e-07 | 522.2177 | 0.00013475 | 2062 | Mitigation | 0.95 | 45 | 0 | esc | 0.00097009 | 2.5032e-10 | 0.00097009 | 2.5032e-10
[79 empty] | WLDFR | HFTD - Distribution - Zone 1 - 5QU CoRE ¦ 1QU LoRE | Non-Red Flag Warning - Small Fires | 2024 | 7.7006e-06 | 0.080408 | 0.03759 | 0.0016314 | 0.041187 | 0 | 0.021083 | 6.1919e-07 | 0 | 6.1919e-07 | 4.3089e-07 | 2.1567e-07 | 0 | 2.1567e-07 | 3.6544e-07 | 0 | 3.6544e-07 | 2.0369e-07 | 0 | 2.0369e-07 | [17 empty] | 7.3.3.17.5 (Remote Grid) Updates to grid topology to minimize risk of ignition in HFTDs Remote GridWLDFRContact from objectAggregated | WLDFR | HFTD - Distribution - Tier 2 - 4QU CoRE ¦ 2QU LoRE | Non-Red Flag Warning - Destructive Fires | Contact from object | Aggregated | 2063 | 2.5804e-07 | 522.2177 | 0.00013475 | 2063 | Mitigation | 0.95 | 45 | 0 | esc | 0.00097009 | 2.5032e-10 | 0.00097009 | 2.5032e-10
[79 empty] | WLDFR | HFTD - Distribution - Zone 1 - 5QU CoRE ¦ 1QU LoRE | Non-Red Flag Warning - Small Fires | 2025 | 7.7006e-06 | 0.080408 | 0.03759 | 0.0016314 | 0.041187 | 0 | 0.021083 | 6.1919e-07 | 0 | 6.1919e-07 | 4.3089e-07 | 2.1567e-07 | 0 | 2.1567e-07 | 3.6544e-07 | 0 | 3.6544e-07 | 2.0369e-07 | 0 | 2.0369e-07 | [17 empty] | 7.3.3.17.5 (Remote Grid) Updates to grid topology to minimize risk of ignition in HFTDs Remote GridWLDFRContact from objectAggregated | WLDFR | HFTD - Distribution - Tier 2 - 4QU CoRE ¦ 2QU LoRE | Non-Red Flag Warning - Destructive Fires | Contact from object | Aggregated | 2064 | 2.5804e-07 | 522.2177 | 0.00013475 | 2064 | Mitigation | 0.95 | 45 | 0 | esc | 0.00097009 | 2.5032e-10 | 0.00097009 | 2.5032e-10
[79 empty] | WLDFR | HFTD - Distribution - Zone 1 - 5QU CoRE ¦ 1QU LoRE | Non-Red Flag Warning - Small Fires | 2026 | 7.7006e-06 | 0.080408 | 0.03759 | 0.0016314 | 0.041187 | 0 | 0.021083 | 6.1919e-07 | 0 | 6.1919e-07 | 4.3089e-07 | 2.2584e-07 | 0 | 2.2584e-07 | 3.8268e-07 | 0 | 3.8268e-07 | 2.133e-07 | 0 | 2.133e-07 | [17 empty] | 7.3.3.17.5 (Remote Grid) Updates to grid topology to minimize risk of ignition in HFTDs Remote GridWLDFRContact from objectAggregated | WLDFR | HFTD - Distribution - Tier 2 - 4QU CoRE ¦ 2QU LoRE | Non-Red Flag Warning - Destructive Fires | Contact from object | Aggregated | 2065 | 2.5804e-07 | 522.2177 | 0.00013475 | 2065 | Mitigation | 0.95 | 45 | 0 | esc | 0.00097009 | 2.5032e-10 | 0.00097009 | 2.5032e-10
[79 empty] | WLDFR | HFTD - Distribution - Zone 1 - 5QU CoRE ¦ 1QU LoRE | Non-Red Flag Warning - Small Fires | 2027 | 7.7006e-06 | 0.080408 | 0.03759 | 0.0016314 | 0.041187 | 0 | 0.021083 | 6.1919e-07 | 0 | 6.1919e-07 | 4.3089e-07 | 2.2584e-07 | 0 | 2.2584e-07 | 3.8268e-07 | 0 | 3.8268e-07 | 2.133e-07 | 0 | 2.133e-07 | [17 empty] | 7.3.3.17.5 (Remote Grid) Updates to grid topology to minimize risk of ignition in HFTDs Remote GridWLDFRContact from objectAggregated | WLDFR | HFTD - Distribution - Tier 2 - 4QU CoRE ¦ 2QU LoRE | Non-Red Flag Warning - Destructive Fires | Contact from object | Aggregated | 2066 | 2.5804e-07 | 522.2177 | 0.00013475 | 2066 | Mitigation | 0.95 | 45 | 0 | esc | 0.00097009 | 2.5032e-10 | 0.00097009 | 2.5032e-10
[79 empty] | WLDFR | HFTD - Distribution - Zone 1 - 5QU CoRE ¦ 1QU LoRE | Non-Red Flag Warning - Small Fires | 2028 | 7.7006e-06 | 0.083606 | 0.039055 | 0.001695 | 0.042856 | 0 | 0.021083 | 6.4382e-07 | 0 | 6.4382e-07 | 4.5001e-07 | 2.2584e-07 | 0 | 2.2584e-07 | 3.8268e-07 | 0 | 3.8268e-07 | 2.133e-07 | 0 | 2.133e-07 | [17 empty] | 7.3.3.17.5 (Remote Grid) Updates to grid topology to minimize risk of ignition in HFTDs Remote GridWLDFRContact from objectAggregated | WLDFR | HFTD - Distribution - Tier 2 - 4QU CoRE ¦ 2QU LoRE | Non-Red Flag Warning - Destructive Fires | Contact from object | Aggregated | 2067 | 2.5804e-07 | 522.2177 | 0.00013475 | 2067 | Mitigation | 0.95 | 45 | 0 | esc | 0 | 0 | 0.00097009 | 2.5032e-10
[79 empty] | WLDFR | HFTD - Distribution - Zone 1 - 5QU CoRE ¦ 1QU LoRE | Non-Red Flag Warning - Small Fires | 2029 | 7.7006e-06 | 0.083606 | 0.039055 | 0.001695 | 0.042856 | 0 | 0.021083 | 6.4382e-07 | 0 | 6.4382e-07 | 4.5001e-07 | 2.2584e-07 | 0 | 2.2584e-07 | 3.8268e-07 | 0 | 3.8268e-07 | 2.133e-07 | 0 | 2.133e-07 | [17 empty] | 7.3.3.17.5 (Remote Grid) Updates to grid topology to minimize risk of ignition in HFTDs Remote GridWLDFRContaminationAggregated | WLDFR | HFTD - Distribution - Tier 2 - 4QU CoRE ¦ 2QU LoRE | Non-Red Flag Warning - Destructive Fires | Contamination | Aggregated | 2022 | 5.5229e-09 | 522.2177 | 2.8842e-06 | 2022 | Mitigation | 0.95 | 45 | 0 | esc | 0.00097009 | 5.3577e-12 | 0 | 0
[79 empty] | WLDFR | HFTD - Distribution - Zone 1 - 5QU CoRE ¦ 1QU LoRE | Non-Red Flag Warning - Small Fires | 2030 | 7.7006e-06 | 0.083606 | 0.039055 | 0.001695 | 0.042856 | 0 | 0.021083 | 6.4382e-07 | 0 | 6.4382e-07 | 4.5001e-07 | 2.2584e-07 | 0 | 2.2584e-07 | 3.8268e-07 | 0 | 3.8268e-07 | 2.133e-07 | 0 | 2.133e-07 | [17 empty] | 7.3.3.17.5 (Remote Grid) Updates to grid topology to minimize risk of ignition in HFTDs Remote GridWLDFRContaminationAggregated | WLDFR | HFTD - Distribution - Tier 2 - 4QU CoRE ¦ 2QU LoRE | Non-Red Flag Warning - Destructive Fires | Contamination | Aggregated | 2023 | 5.5229e-09 | 522.2177 | 2.8842e-06 | 2023 | Mitigation | 0.95 | 45 | 0 | esc | 0.00097009 | 5.3577e-12 | 0.00097009 | 5.3577e-12
[79 empty] | WLDFR | HFTD - Distribution - Zone 1 - 5QU CoRE ¦ 1QU LoRE | Non-Red Flag Warning - Small Fires | 2031 | 7.7006e-06 | 0.083606 | 0.039055 | 0.001695 | 0.042856 | 0 | 0.021083 | 6.4382e-07 | 0 | 6.4382e-07 | 4.5001e-07 | 2.3688e-07 | 0 | 2.3688e-07 | 4.0138e-07 | 0 | 4.0138e-07 | 2.2372e-07 | 0 | 2.2372e-07 | [17 empty] | 7.3.3.17.5 (Remote Grid) Updates to grid topology to minimize risk of ignition in HFTDs Remote GridWLDFRContaminationAggregated | WLDFR | HFTD - Distribution - Tier 2 - 4QU CoRE ¦ 2QU LoRE | Non-Red Flag Warning - Destructive Fires | Contamination | Aggregated | 2024 | 5.5229e-09 | 522.2177 | 2.8842e-06 | 2024 | Mitigation | 0.95 | 45 | 0 | esc | 0.00097009 | 5.3577e-12 | 0.00097009 | 5.3577e-12
[79 empty] | WLDFR | HFTD - Distribution - Zone 1 - 5QU CoRE ¦ 1QU LoRE | Non-Red Flag Warning - Small Fires | 2032 | 7.7006e-06 | 0.083606 | 0.039055 | 0.001695 | 0.042856 | 0 | 0.021083 | 6.4382e-07 | 0 | 6.4382e-07 | 4.5001e-07 | 2.3688e-07 | 0 | 2.3688e-07 | 4.0138e-07 | 0 | 4.0138e-07 | 2.2372e-07 | 0 | 2.2372e-07 | [17 empty] | 7.3.3.17.5 (Remote Grid) Updates to grid topology to minimize risk of ignition in HFTDs Remote GridWLDFRContaminationAggregated | WLDFR | HFTD - Distribution - Tier 2 - 4QU CoRE ¦ 2QU LoRE | Non-Red Flag Warning - Destructive Fires | Contamination | Aggregated | 2025 | 5.5229e-09 | 522.2177 | 2.8842e-06 | 2025 | Mitigation | 0.95 | 45 | 0 | esc | 0.00097009 | 5.3577e-12 | 0.00097009 | 5.3577e-12
[79 empty] | WLDFR | HFTD - Distribution - Zone 1 - 5QU CoRE ¦ 1QU LoRE | Non-Red Flag Warning - Small Fires | 2033 | 7.7006e-06 | 0.087211 | 0.040679 | 0.0017655 | 0.044766 | 0 | 0.021083 | 6.7157e-07 | 0 | 6.7157e-07 | 4.7124e-07 | 2.3688e-07 | 0 | 2.3688e-07 | 4.0138e-07 | 0 | 4.0138e-07 | 2.2372e-07 | 0 | 2.2372e-07 | [17 empty] | 7.3.3.17.5 (Remote Grid) Updates to grid topology to minimize risk of ignition in HFTDs Remote GridWLDFRContaminationAggregated | WLDFR | HFTD - Distribution - Tier 2 - 4QU CoRE ¦ 2QU LoRE | Non-Red Flag Warning - Destructive Fires | Contamination | Aggregated | 2026 | 5.5229e-09 | 522.2177 | 2.8842e-06 | 2026 | Mitigation | 0.95 | 45 | 0 | esc | 0.00097009 | 5.3577e-12 | 0.00097009 | 5.3577e-12
[79 empty] | WLDFR | HFTD - Distribution - Zone 1 - 5QU CoRE ¦ 1QU LoRE | Non-Red Flag Warning - Small Fires | 2034 | 7.7006e-06 | 0.087211 | 0.040679 | 0.0017655 | 0.044766 | 0 | 0.021083 | 6.7157e-07 | 0 | 6.7157e-07 | 4.7124e-07 | 2.3688e-07 | 0 | 2.3688e-07 | 4.0138e-07 | 0 | 4.0138e-07 | 2.2372e-07 | 0 | 2.2372e-07 | [17 empty] | 7.3.3.17.5 (Remote Grid) Updates to grid topology to minimize risk of ignition in HFTDs Remote GridWLDFRContaminationAggregated | WLDFR | HFTD - Distribution - Tier 2 - 4QU CoRE ¦ 2QU LoRE | Non-Red Flag Warning - Destructive Fires | Contamination | Aggregated | 2027 | 5.5229e-09 | 522.2177 | 2.8842e-06 | 2027 | Mitigation | 0.95 | 45 | 0 | esc | 0.00097009 | 5.3577e-12 | 0.00097009 | 5.3577e-12
[79 empty] | WLDFR | HFTD - Distribution - Zone 1 - 5QU CoRE ¦ 1QU LoRE | Non-Red Flag Warning - Small Fires | 2035 | 7.7006e-06 | 0.087211 | 0.040679 | 0.0017655 | 0.044766 | 0 | 0.021083 | 6.7157e-07 | 0 | 6.7157e-07 | 4.7124e-07 | 2.3688e-07 | 0 | 2.3688e-07 | 4.0138e-07 | 0 | 4.0138e-07 | 2.2372e-07 | 0 | 2.2372e-07 | [17 empty] | 7.3.3.17.5 (Remote Grid) Updates to grid topology to minimize risk of ignition in HFTDs Remote GridWLDFRContaminationAggregated | WLDFR | HFTD - Distribution - Tier 2 - 4QU CoRE ¦ 2QU LoRE | Non-Red Flag Warning - Destructive Fires | Contamination | Aggregated | 2028 | 5.5229e-09 | 522.2177 | 2.8842e-06 | 2028 | Mitigation | 0.95 | 45 | 0 | esc | 0.00097009 | 5.3577e-12 | 0.00097009 | 5.3577e-12
[79 empty] | WLDFR | HFTD - Distribution - Zone 1 - 5QU CoRE ¦ 1QU LoRE | Non-Red Flag Warning - Small Fires | 2036 | 7.7006e-06 | 0.087211 | 0.040679 | 0.0017655 | 0.044766 | 0 | 0.021083 | 6.7157e-07 | 0 | 6.7157e-07 | 4.7124e-07 | 2.4863e-07 | 0 | 2.4863e-07 | 4.2129e-07 | 0 | 4.2129e-07 | 2.3482e-07 | 0 | 2.3482e-07 | [17 empty] | 7.3.3.17.5 (Remote Grid) Updates to grid topology to minimize risk of ignition in HFTDs Remote GridWLDFRContaminationAggregated | WLDFR | HFTD - Distribution - Tier 2 - 4QU CoRE ¦ 2QU LoRE | Non-Red Flag Warning - Destructive Fires | Contamination | Aggregated | 2029 | 5.5229e-09 | 522.2177 | 2.8842e-06 | 2029 | Mitigation | 0.95 | 45 | 0 | esc | 0.00097009 | 5.3577e-12 | 0.00097009 | 5.3577e-12
[79 empty] | WLDFR | HFTD - Distribution - Zone 1 - 5QU CoRE ¦ 1QU LoRE | Non-Red Flag Warning - Small Fires | 2037 | 7.7006e-06 | 0.087211 | 0.040679 | 0.0017655 | 0.044766 | 0 | 0.021083 | 6.7157e-07 | 0 | 6.7157e-07 | 4.7124e-07 | 2.4863e-07 | 0 | 2.4863e-07 | 4.2129e-07 | 0 | 4.2129e-07 | 2.3482e-07 | 0 | 2.3482e-07 | [17 empty] | 7.3.3.17.5 (Remote Grid) Updates to grid topology to minimize risk of ignition in HFTDs Remote GridWLDFRContaminationAggregated | WLDFR | HFTD - Distribution - Tier 2 - 4QU CoRE ¦ 2QU LoRE | Non-Red Flag Warning - Destructive Fires | Contamination | Aggregated | 2030 | 5.5229e-09 | 522.2177 | 2.8842e-06 | 2030 | Mitigation | 0.95 | 45 | 0 | esc | 0.00097009 | 5.3577e-12 | 0.00097009 | 5.3577e-12
[79 empty] | WLDFR | HFTD - Distribution - Zone 1 - 5QU CoRE ¦ 1QU LoRE | Non-Red Flag Warning - Small Fires | 2038 | 7.7006e-06 | 0.091184 | 0.042438 | 0.0018418 | 0.046905 | 0 | 0.021083 | 7.0217e-07 | 0 | 7.0217e-07 | 4.9427e-07 | 2.4863e-07 | 0 | 2.4863e-07 | 4.2129e-07 | 0 | 4.2129e-07 | 2.3482e-07 | 0 | 2.3482e-07 | [17 empty] | 7.3.3.17.5 (Remote Grid) Updates to grid topology to minimize risk of ignition in HFTDs Remote GridWLDFRContaminationAggregated | WLDFR | HFTD - Distribution - Tier 2 - 4QU CoRE ¦ 2QU LoRE | Non-Red Flag Warning - Destructive Fires | Contamination | Aggregated | 2031 | 5.5229e-09 | 522.2177 | 2.8842e-06 | 2031 | Mitigation | 0.95 | 45 | 0 | esc | 0.00097009 | 5.3577e-12 | 0.00097009 | 5.3577e-12
[79 empty] | WLDFR | HFTD - Distribution - Zone 1 - 5QU CoRE ¦ 1QU LoRE | Non-Red Flag Warning - Small Fires | 2039 | 7.7006e-06 | 0.091184 | 0.042438 | 0.0018418 | 0.046905 | 0 | 0.021083 | 7.0217e-07 | 0 | 7.0217e-07 | 4.9427e-07 | 2.4863e-07 | 0 | 2.4863e-07 | 4.2129e-07 | 0 | 4.2129e-07 | 2.3482e-07 | 0 | 2.3482e-07 | [17 empty] | 7.3.3.17.5 (Remote Grid) Updates to grid topology to minimize risk of ignition in HFTDs Remote GridWLDFRContaminationAggregated | WLDFR | HFTD - Distribution - Tier 2 - 4QU CoRE ¦ 2QU LoRE | Non-Red Flag Warning - Destructive Fires | Contamination | Aggregated | 2032 | 5.5229e-09 | 522.2177 | 2.8842e-06 | 2032 | Mitigation | 0.95 | 45 | 0 | esc | 0.00097009 | 5.3577e-12 | 0.00097009 | 5.3577e-12
[79 empty] | WLDFR | HFTD - Distribution - Zone 1 - 5QU CoRE ¦ 1QU LoRE | Non-Red Flag Warning - Small Fires | 2040 | 7.7006e-06 | 0.091184 | 0.042438 | 0.0018418 | 0.046905 | 0 | 0.021083 | 7.0217e-07 | 0 | 7.0217e-07 | 4.9427e-07 | 2.4863e-07 | 0 | 2.4863e-07 | 4.2129e-07 | 0 | 4.2129e-07 | 2.3482e-07 | 0 | 2.3482e-07 | [17 empty] | 7.3.3.17.5 (Remote Grid) Updates to grid topology to minimize risk of ignition in HFTDs Remote GridWLDFRContaminationAggregated | WLDFR | HFTD - Distribution - Tier 2 - 4QU CoRE ¦ 2QU LoRE | Non-Red Flag Warning - Destructive Fires | Contamination | Aggregated | 2033 | 5.5229e-09 | 522.2177 | 2.8842e-06 | 2033 | Mitigation | 0.95 | 45 | 0 | esc | 0.00097009 | 5.3577e-12 | 0.00097009 | 5.3577e-12
[79 empty] | WLDFR | HFTD - Distribution - Zone 1 - 5QU CoRE ¦ 1QU LoRE | Non-Red Flag Warning - Small Fires | 2041 | 7.7006e-06 | 0.091184 | 0.042438 | 0.0018418 | 0.046905 | 0 | 0.021083 | 7.0217e-07 | 0 | 7.0217e-07 | 4.9427e-07 | 2.6093e-07 | 0 | 2.6093e-07 | 4.4213e-07 | 0 | 4.4213e-07 | 2.4643e-07 | 0 | 2.4643e-07 | [17 empty] | 7.3.3.17.5 (Remote Grid) Updates to grid topology to minimize risk of ignition in HFTDs Remote GridWLDFRContaminationAggregated | WLDFR | HFTD - Distribution - Tier 2 - 4QU CoRE ¦ 2QU LoRE | Non-Red Flag Warning - Destructive Fires | Contamination | Aggregated | 2034 | 5.5229e-09 | 522.2177 | 2.8842e-06 | 2034 | Mitigation | 0.95 | 45 | 0 | esc | 0.00097009 | 5.3577e-12 | 0.00097009 | 5.3577e-12
[79 empty] | WLDFR | HFTD - Distribution - Zone 1 - 5QU CoRE ¦ 1QU LoRE | Non-Red Flag Warning - Small Fires | 2042 | 7.7006e-06 | 0.091184 | 0.042438 | 0.0018418 | 0.046905 | 0 | 0.021083 | 7.0217e-07 | 0 | 7.0217e-07 | 4.9427e-07 | 2.6093e-07 | 0 | 2.6093e-07 | 4.4213e-07 | 0 | 4.4213e-07 | 2.4643e-07 | 0 | 2.4643e-07 | [17 empty] | 7.3.3.17.5 (Remote Grid) Updates to grid topology to minimize risk of ignition in HFTDs Remote GridWLDFRContaminationAggregated | WLDFR | HFTD - Distribution - Tier 2 - 4QU CoRE ¦ 2QU LoRE | Non-Red Flag Warning - Destructive Fires | Contamination | Aggregated | 2035 | 5.5229e-09 | 522.2177 | 2.8842e-06 | 2035 | Mitigation | 0.95 | 45 | 0 | esc | 0.00097009 | 5.3577e-12 | 0.00097009 | 5.3577e-12
[79 empty] | WLDFR | HFTD - Distribution - Zone 1 - 5QU CoRE ¦ 1QU LoRE | Non-Red Flag Warning - Small Fires | 2043 | 7.7006e-06 | 0.095486 | 0.044306 | 0.0019228 | 0.049257 | 0 | 0.021083 | 7.3529e-07 | 0 | 7.3529e-07 | 5.1878e-07 | 2.6093e-07 | 0 | 2.6093e-07 | 4.4213e-07 | 0 | 4.4213e-07 | 2.4643e-07 | 0 | 2.4643e-07 | [17 empty] | 7.3.3.17.5 (Remote Grid) Updates to grid topology to minimize risk of ignition in HFTDs Remote GridWLDFRContaminationAggregated | WLDFR | HFTD - Distribution - Tier 2 - 4QU CoRE ¦ 2QU LoRE | Non-Red Flag Warning - Destructive Fires | Contamination | Aggregated | 2036 | 5.5229e-09 | 522.2177 | 2.8842e-06 | 2036 | Mitigation | 0.95 | 45 | 0 | esc | 0.00097009 | 5.3577e-12 | 0.00097009 | 5.3577e-12
[79 empty] | WLDFR | HFTD - Distribution - Zone 1 - 5QU CoRE ¦ 1QU LoRE | Non-Red Flag Warning - Small Fires | 2044 | 7.7006e-06 | 0.095486 | 0.044306 | 0.0019228 | 0.049257 | 0 | 0.021083 | 7.3529e-07 | 0 | 7.3529e-07 | 5.1878e-07 | 2.6093e-07 | 0 | 2.6093e-07 | 4.4213e-07 | 0 | 4.4213e-07 | 2.4643e-07 | 0 | 2.4643e-07 | [17 empty] | 7.3.3.17.5 (Remote Grid) Updates to grid topology to minimize risk of ignition in HFTDs Remote GridWLDFRContaminationAggregated | WLDFR | HFTD - Distribution - Tier 2 - 4QU CoRE ¦ 2QU LoRE | Non-Red Flag Warning - Destructive Fires | Contamination | Aggregated | 2037 | 5.5229e-09 | 522.2177 | 2.8842e-06 | 2037 | Mitigation | 0.95 | 45 | 0 | esc | 0.00097009 | 5.3577e-12 | 0.00097009 | 5.3577e-12
[79 empty] | WLDFR | HFTD - Distribution - Zone 1 - 5QU CoRE ¦ 1QU LoRE | Non-Red Flag Warning - Small Fires | 2045 | 7.7006e-06 | 0.095486 | 0.044306 | 0.0019228 | 0.049257 | 0 | 0.021083 | 7.3529e-07 | 0 | 7.3529e-07 | 5.1878e-07 | 2.6093e-07 | 0 | 2.6093e-07 | 4.4213e-07 | 0 | 4.4213e-07 | 2.4643e-07 | 0 | 2.4643e-07 | [17 empty] | 7.3.3.17.5 (Remote Grid) Updates to grid topology to minimize risk of ignition in HFTDs Remote GridWLDFRContaminationAggregated | WLDFR | HFTD - Distribution - Tier 2 - 4QU CoRE ¦ 2QU LoRE | Non-Red Flag Warning - Destructive Fires | Contamination | Aggregated | 2038 | 5.5229e-09 | 522.2177 | 2.8842e-06 | 2038 | Mitigation | 0.95 | 45 | 0 | esc | 0.00097009 | 5.3577e-12 | 0.00097009 | 5.3577e-12
[79 empty] | WLDFR | HFTD - Distribution - Zone 1 - 5QU CoRE ¦ 1QU LoRE | Non-Red Flag Warning - Small Fires | 2046 | 7.7006e-06 | 0.095486 | 0.044306 | 0.0019228 | 0.049257 | 0 | 0.021083 | 7.3529e-07 | 0 | 7.3529e-07 | 5.1878e-07 | 2.7363e-07 | 0 | 2.7363e-07 | 4.6366e-07 | 0 | 4.6366e-07 | 2.5843e-07 | 0 | 2.5843e-07 | [17 empty] | 7.3.3.17.5 (Remote Grid) Updates to grid topology to minimize risk of ignition in HFTDs Remote GridWLDFRContaminationAggregated | WLDFR | HFTD - Distribution - Tier 2 - 4QU CoRE ¦ 2QU LoRE | Non-Red Flag Warning - Destructive Fires | Contamination | Aggregated | 2039 | 5.5229e-09 | 522.2177 | 2.8842e-06 | 2039 | Mitigation | 0.95 | 45 | 0 | esc | 0.00097009 | 5.3577e-12 | 0.00097009 | 5.3577e-12
[79 empty] | WLDFR | HFTD - Distribution - Zone 1 - 5QU CoRE ¦ 1QU LoRE | Non-Red Flag Warning - Small Fires | 2047 | 7.7006e-06 | 0.095486 | 0.044306 | 0.0019228 | 0.049257 | 0 | 0.021083 | 7.3529e-07 | 0 | 7.3529e-07 | 5.1878e-07 | 2.7363e-07 | 0 | 2.7363e-07 | 4.6366e-07 | 0 | 4.6366e-07 | 2.5843e-07 | 0 | 2.5843e-07 | [17 empty] | 7.3.3.17.5 (Remote Grid) Updates to grid topology to minimize risk of ignition in HFTDs Remote GridWLDFRContaminationAggregated | WLDFR | HFTD - Distribution - Tier 2 - 4QU CoRE ¦ 2QU LoRE | Non-Red Flag Warning - Destructive Fires | Contamination | Aggregated | 2040 | 5.5229e-09 | 522.2177 | 2.8842e-06 | 2040 | Mitigation | 0.95 | 45 | 0 | esc | 0.00097009 | 5.3577e-12 | 0.00097009 | 5.3577e-12
[79 empty] | WLDFR | HFTD - Distribution - Zone 1 - 5QU CoRE ¦ 1QU LoRE | Non-Red Flag Warning - Small Fires | 2048 | 7.7006e-06 | 0.10007 | 0.04626 | 0.0020076 | 0.051804 | 0 | 0.021083 | 7.7061e-07 | 0 | 7.7061e-07 | 5.4445e-07 | 2.7363e-07 | 0 | 2.7363e-07 | 4.6366e-07 | 0 | 4.6366e-07 | 2.5843e-07 | 0 | 2.5843e-07 | [17 empty] | 7.3.3.17.5 (Remote Grid) Updates to grid topology to minimize risk of ignition in HFTDs Remote GridWLDFRContaminationAggregated | WLDFR | HFTD - Distribution - Tier 2 - 4QU CoRE ¦ 2QU LoRE | Non-Red Flag Warning - Destructive Fires | Contamination | Aggregated | 2041 | 5.5229e-09 | 522.2177 | 2.8842e-06 | 2041 | Mitigation | 0.95 | 45 | 0 | esc | 0.00097009 | 5.3577e-12 | 0.00097009 | 5.3577e-12
[79 empty] | WLDFR | HFTD - Distribution - Zone 1 - 5QU CoRE ¦ 1QU LoRE | Non-Red Flag Warning - Small Fires | 2049 | 7.7006e-06 | 0.10007 | 0.04626 | 0.0020076 | 0.051804 | 0 | 0.021083 | 7.7061e-07 | 0 | 7.7061e-07 | 5.4445e-07 | 2.7363e-07 | 0 | 2.7363e-07 | 4.6366e-07 | 0 | 4.6366e-07 | 2.5843e-07 | 0 | 2.5843e-07 | [17 empty] | 7.3.3.17.5 (Remote Grid) Updates to grid topology to minimize risk of ignition in HFTDs Remote GridWLDFRContaminationAggregated | WLDFR | HFTD - Distribution - Tier 2 - 4QU CoRE ¦ 2QU LoRE | Non-Red Flag Warning - Destructive Fires | Contamination | Aggregated | 2042 | 5.5229e-09 | 522.2177 | 2.8842e-06 | 2042 | Mitigation | 0.95 | 45 | 0 | esc | 0.00097009 | 5.3577e-12 | 0.00097009 | 5.3577e-12
[79 empty] | WLDFR | HFTD - Distribution - Zone 1 - 5QU CoRE ¦ 1QU LoRE | Non-Red Flag Warning - Small Fires | 2050 | 7.7006e-06 | 0.10007 | 0.04626 | 0.0020076 | 0.051804 | 0 | 0.021083 | 7.7061e-07 | 0 | 7.7061e-07 | 5.4445e-07 | 2.7363e-07 | 0 | 2.7363e-07 | 4.6366e-07 | 0 | 4.6366e-07 | 2.5843e-07 | 0 | 2.5843e-07 | [17 empty] | 7.3.3.17.5 (Remote Grid) Updates to grid topology to minimize risk of ignition in HFTDs Remote GridWLDFRContaminationAggregated | WLDFR | HFTD - Distribution - Tier 2 - 4QU CoRE ¦ 2QU LoRE | Non-Red Flag Warning - Destructive Fires | Contamination | Aggregated | 2043 | 5.5229e-09 | 522.2177 | 2.8842e-06 | 2043 | Mitigation | 0.95 | 45 | 0 | esc | 0.00097009 | 5.3577e-12 | 0.00097009 | 5.3577e-12
[79 empty] | WLDFR | HFTD - Distribution - Zone 1 - 5QU CoRE ¦ 1QU LoRE | Non-Red Flag Warning - Small Fires | 2051 | 7.7006e-06 | 0.10007 | 0.04626 | 0.0020076 | 0.051804 | 0 | 0.021083 | 7.7061e-07 | 0 | 7.7061e-07 | 5.4445e-07 | 2.8658e-07 | 0 | 2.8658e-07 | 4.856e-07 | 0 | 4.856e-07 | 2.7066e-07 | 0 | 2.7066e-07 | [17 empty] | 7.3.3.17.5 (Remote Grid) Updates to grid topology to minimize risk of ignition in HFTDs Remote GridWLDFRContaminationAggregated | WLDFR | HFTD - Distribution - Tier 2 - 4QU CoRE ¦ 2QU LoRE | Non-Red Flag Warning - Destructive Fires | Contamination | Aggregated | 2044 | 5.5229e-09 | 522.2177 | 2.8842e-06 | 2044 | Mitigation | 0.95 | 45 | 0 | esc | 0.00097009 | 5.3577e-12 | 0.00097009 | 5.3577e-12
[79 empty] | WLDFR | HFTD - Distribution - Zone 1 - 5QU CoRE ¦ 1QU LoRE | Non-Red Flag Warning - Small Fires | 2052 | 7.7006e-06 | 0.10007 | 0.04626 | 0.0020076 | 0.051804 | 0 | 0.021083 | 7.7061e-07 | 0 | 7.7061e-07 | 5.4445e-07 | 2.8658e-07 | 0 | 2.8658e-07 | 4.856e-07 | 0 | 4.856e-07 | 2.7066e-07 | 0 | 2.7066e-07 | [17 empty] | 7.3.3.17.5 (Remote Grid) Updates to grid topology to minimize risk of ignition in HFTDs Remote GridWLDFRContaminationAggregated | WLDFR | HFTD - Distribution - Tier 2 - 4QU CoRE ¦ 2QU LoRE | Non-Red Flag Warning - Destructive Fires | Contamination | Aggregated | 2045 | 5.5229e-09 | 522.2177 | 2.8842e-06 | 2045 | Mitigation | 0.95 | 45 | 0 | esc | 0.00097009 | 5.3577e-12 | 0.00097009 | 5.3577e-12
[79 empty] | WLDFR | HFTD - Distribution - Zone 1 - 5QU CoRE ¦ 1QU LoRE | Non-Red Flag Warning - Small Fires | 2053 | 7.7006e-06 | 0.10489 | 0.048274 | 0.002095 | 0.054525 | 0 | 0.021083 | 8.0775e-07 | 0 | 8.0775e-07 | 5.7096e-07 | 2.8658e-07 | 0 | 2.8658e-07 | 4.856e-07 | 0 | 4.856e-07 | 2.7066e-07 | 0 | 2.7066e-07 | [17 empty] | 7.3.3.17.5 (Remote Grid) Updates to grid topology to minimize risk of ignition in HFTDs Remote GridWLDFRContaminationAggregated | WLDFR | HFTD - Distribution - Tier 2 - 4QU CoRE ¦ 2QU LoRE | Non-Red Flag Warning - Destructive Fires | Contamination | Aggregated | 2046 | 5.5229e-09 | 522.2177 | 2.8842e-06 | 2046 | Mitigation | 0.95 | 45 | 0 | esc | 0.00097009 | 5.3577e-12 | 0.00097009 | 5.3577e-12
[79 empty] | WLDFR | HFTD - Distribution - Zone 1 - 5QU CoRE ¦ 1QU LoRE | Non-Red Flag Warning - Small Fires | 2054 | 7.7006e-06 | 0.10489 | 0.048274 | 0.002095 | 0.054525 | 0 | 0.021083 | 8.0775e-07 | 0 | 8.0775e-07 | 5.7096e-07 | 2.8658e-07 | 0 | 2.8658e-07 | 4.856e-07 | 0 | 4.856e-07 | 2.7066e-07 | 0 | 2.7066e-07 | [17 empty] | 7.3.3.17.5 (Remote Grid) Updates to grid topology to minimize risk of ignition in HFTDs Remote GridWLDFRContaminationAggregated | WLDFR | HFTD - Distribution - Tier 2 - 4QU CoRE ¦ 2QU LoRE | Non-Red Flag Warning - Destructive Fires | Contamination | Aggregated | 2047 | 5.5229e-09 | 522.2177 | 2.8842e-06 | 2047 | Mitigation | 0.95 | 45 | 0 | esc | 0.00097009 | 5.3577e-12 | 0.00097009 | 5.3577e-12
[79 empty] | WLDFR | HFTD - Distribution - Zone 1 - 5QU CoRE ¦ 1QU LoRE | Non-Red Flag Warning - Small Fires | 2055 | 7.7006e-06 | 0.10489 | 0.048274 | 0.002095 | 0.054525 | 0 | 0.021083 | 8.0775e-07 | 0 | 8.0775e-07 | 5.7096e-07 | 2.8658e-07 | 0 | 2.8658e-07 | 4.856e-07 | 0 | 4.856e-07 | 2.7066e-07 | 0 | 2.7066e-07 | [17 empty] | 7.3.3.17.5 (Remote Grid) Updates to grid topology to minimize risk of ignition in HFTDs Remote GridWLDFRContaminationAggregated | WLDFR | HFTD - Distribution - Tier 2 - 4QU CoRE ¦ 2QU LoRE | Non-Red Flag Warning - Destructive Fires | Contamination | Aggregated | 2048 | 5.5229e-09 | 522.2177 | 2.8842e-06 | 2048 | Mitigation | 0.95 | 45 | 0 | esc | 0.00097009 | 5.3577e-12 | 0.00097009 | 5.3577e-12
[79 empty] | WLDFR | HFTD - Distribution - Zone 1 - 5QU CoRE ¦ 1QU LoRE | Non-Red Flag Warning - Small Fires | 2056 | 7.7006e-06 | 0.10489 | 0.048274 | 0.002095 | 0.054525 | 0 | 0.021083 | 8.0775e-07 | 0 | 8.0775e-07 | 5.7096e-07 | 2.9962e-07 | 0 | 2.9962e-07 | 5.0769e-07 | 0 | 5.0769e-07 | 2.8298e-07 | 0 | 2.8298e-07 | [17 empty] | 7.3.3.17.5 (Remote Grid) Updates to grid topology to minimize risk of ignition in HFTDs Remote GridWLDFRContaminationAggregated | WLDFR | HFTD - Distribution - Tier 2 - 4QU CoRE ¦ 2QU LoRE | Non-Red Flag Warning - Destructive Fires | Contamination | Aggregated | 2049 | 5.5229e-09 | 522.2177 | 2.8842e-06 | 2049 | Mitigation | 0.95 | 45 | 0 | esc | 0.00097009 | 5.3577e-12 | 0.00097009 | 5.3577e-12
[79 empty] | WLDFR | HFTD - Distribution - Zone 1 - 5QU CoRE ¦ 1QU LoRE | Non-Red Flag Warning - Small Fires | 2057 | 7.7006e-06 | 0.10489 | 0.048274 | 0.002095 | 0.054525 | 0 | 0.021083 | 8.0775e-07 | 0 | 8.0775e-07 | 5.7096e-07 | 2.9962e-07 | 0 | 2.9962e-07 | 5.0769e-07 | 0 | 5.0769e-07 | 2.8298e-07 | 0 | 2.8298e-07 | [17 empty] | 7.3.3.17.5 (Remote Grid) Updates to grid topology to minimize risk of ignition in HFTDs Remote GridWLDFRContaminationAggregated | WLDFR | HFTD - Distribution - Tier 2 - 4QU CoRE ¦ 2QU LoRE | Non-Red Flag Warning - Destructive Fires | Contamination | Aggregated | 2050 | 5.5229e-09 | 522.2177 | 2.8842e-06 | 2050 | Mitigation | 0.95 | 45 | 0 | esc | 0.00097009 | 5.3577e-12 | 0.00097009 | 5.3577e-12
[79 empty] | WLDFR | HFTD - Distribution - Zone 1 - 5QU CoRE ¦ 1QU LoRE | Non-Red Flag Warning - Small Fires | 2058 | 7.7006e-06 | 0.1099 | 0.050325 | 0.0021839 | 0.057393 | 0 | 0.021083 | 8.4631e-07 | 0 | 8.4631e-07 | 5.9798e-07 | 2.9962e-07 | 0 | 2.9962e-07 | 5.0769e-07 | 0 | 5.0769e-07 | 2.8298e-07 | 0 | 2.8298e-07 | [17 empty] | 7.3.3.17.5 (Remote Grid) Updates to grid topology to minimize risk of ignition in HFTDs Remote GridWLDFRContaminationAggregated | WLDFR | HFTD - Distribution - Tier 2 - 4QU CoRE ¦ 2QU LoRE | Non-Red Flag Warning - Destructive Fires | Contamination | Aggregated | 2051 | 5.5229e-09 | 522.2177 | 2.8842e-06 | 2051 | Mitigation | 0.95 | 45 | 0 | esc | 0.00097009 | 5.3577e-12 | 0.00097009 | 5.3577e-12
[79 empty] | WLDFR | HFTD - Distribution - Zone 1 - 5QU CoRE ¦ 1QU LoRE | Non-Red Flag Warning - Small Fires | 2059 | 7.7006e-06 | 0.1099 | 0.050325 | 0.0021839 | 0.057393 | 0 | 0.021083 | 8.4631e-07 | 0 | 8.4631e-07 | 5.9798e-07 | 0 | 0 | 0 | 5.0769e-07 | 0 | 5.0769e-07 | 2.8298e-07 | 0 | 2.8298e-07 | [17 empty] | 7.3.3.17.5 (Remote Grid) Updates to grid topology to minimize risk of ignition in HFTDs Remote GridWLDFRContaminationAggregated | WLDFR | HFTD - Distribution - Tier 2 - 4QU CoRE ¦ 2QU LoRE | Non-Red Flag Warning - Destructive Fires | Contamination | Aggregated | 2052 | 5.5229e-09 | 522.2177 | 2.8842e-06 | 2052 | Mitigation | 0.95 | 45 | 0 | esc | 0.00097009 | 5.3577e-12 | 0.00097009 | 5.3577e-12
[79 empty] | WLDFR | HFTD - Distribution - Zone 1 - 5QU CoRE ¦ 1QU LoRE | Non-Red Flag Warning - Small Fires | 2060 | 7.7006e-06 | 0.1099 | 0.050325 | 0.0021839 | 0.057393 | 0 | 0.021083 | 8.4631e-07 | 0 | 8.4631e-07 | 5.9798e-07 | 0 | 0 | 0 | 0 | 0 | 0 | 2.8298e-07 | 0 | 2.8298e-07 | [17 empty] | 7.3.3.17.5 (Remote Grid) Updates to grid topology to minimize risk of ignition in HFTDs Remote GridWLDFRContaminationAggregated | WLDFR | HFTD - Distribution - Tier 2 - 4QU CoRE ¦ 2QU LoRE | Non-Red Flag Warning - Destructive Fires | Contamination | Aggregated | 2053 | 5.5229e-09 | 522.2177 | 2.8842e-06 | 2053 | Mitigation | 0.95 | 45 | 0 | esc | 0.00097009 | 5.3577e-12 | 0.00097009 | 5.3577e-12
[79 empty] | WLDFR | HFTD - Distribution - Zone 1 - 5QU CoRE ¦ 1QU LoRE | Non-Red Flag Warning - Small Fires | 2061 | 7.7006e-06 | 0.1099 | 0.050325 | 0.0021839 | 0.057393 | 0 | 0.021083 | 8.4631e-07 | 0 | 8.4631e-07 | 5.9798e-07 | 1.662e-08 | 0 | 1.662e-08 | 0 | 0 | 0 | 0 | 0 | 0 | [17 empty] | 7.3.3.17.5 (Remote Grid) Updates to grid topology to minimize risk of ignition in HFTDs Remote GridWLDFRContaminationAggregated | WLDFR | HFTD - Distribution - Tier 2 - 4QU CoRE ¦ 2QU LoRE | Non-Red Flag Warning - Destructive Fires | Contamination | Aggregated | 2054 | 5.5229e-09 | 522.2177 | 2.8842e-06 | 2054 | Mitigation | 0.95 | 45 | 0 | esc | 0.00097009 | 5.3577e-12 | 0.00097009 | 5.3577e-12
[79 empty] | WLDFR | HFTD - Distribution - Zone 1 - 5QU CoRE ¦ 1QU LoRE | Non-Red Flag Warning - Small Fires | 2062 | 7.7006e-06 | 0.1099 | 0.050325 | 0.0021839 | 0.057393 | 0 | 0.021083 | 8.4631e-07 | 0 | 8.4631e-07 | 5.9798e-07 | 1.5581e-08 | 0 | 1.5581e-08 | 2.6401e-08 | 0 | 2.6401e-08 | 0 | 0 | 0 | [17 empty] | 7.3.3.17.5 (Remote Grid) Updates to grid topology to minimize risk of ignition in HFTDs Remote GridWLDFRContaminationAggregated | WLDFR | HFTD - Distribution - Tier 2 - 4QU CoRE ¦ 2QU LoRE | Non-Red Flag Warning - Destructive Fires | Contamination | Aggregated | 2055 | 5.5229e-09 | 522.2177 | 2.8842e-06 | 2055 | Mitigation | 0.95 | 45 | 0 | esc | 0.00097009 | 5.3577e-12 | 0.00097009 | 5.3577e-12
[79 empty] | WLDFR | HFTD - Distribution - Zone 1 - 5QU CoRE ¦ 1QU LoRE | Non-Red Flag Warning - Small Fires | 2063 | 7.7006e-06 | 0.11504 | 0.052388 | 0.0022734 | 0.060377 | 0 | 0.021083 | 8.8586e-07 | 0 | 8.8586e-07 | 6.2519e-07 | 1.6278e-08 | 0 | 1.6278e-08 | 2.7582e-08 | 0 | 2.7582e-08 | 1.5374e-08 | 0 | 1.5374e-08 | [17 empty] | 7.3.3.17.5 (Remote Grid) Updates to grid topology to minimize risk of ignition in HFTDs Remote GridWLDFRContaminationAggregated | WLDFR | HFTD - Distribution - Tier 2 - 4QU CoRE ¦ 2QU LoRE | Non-Red Flag Warning - Destructive Fires | Contamination | Aggregated | 2056 | 5.5229e-09 | 522.2177 | 2.8842e-06 | 2056 | Mitigation | 0.95 | 45 | 0 | esc | 0.00097009 | 5.3577e-12 | 0.00097009 | 5.3577e-12
[79 empty] | WLDFR | HFTD - Distribution - Zone 1 - 5QU CoRE ¦ 1QU LoRE | Non-Red Flag Warning - Small Fires | 2064 | 7.7006e-06 | 0.11504 | 0.052388 | 0.0022734 | 0.060377 | 0 | 0.021083 | 8.8586e-07 | 0 | 8.8586e-07 | 6.2519e-07 | 1.6278e-08 | 0 | 1.6278e-08 | 2.7582e-08 | 0 | 2.7582e-08 | 1.5374e-08 | 0 | 1.5374e-08 | [17 empty] | 7.3.3.17.5 (Remote Grid) Updates to grid topology to minimize risk of ignition in HFTDs Remote GridWLDFRContaminationAggregated | WLDFR | HFTD - Distribution - Tier 2 - 4QU CoRE ¦ 2QU LoRE | Non-Red Flag Warning - Destructive Fires | Contamination | Aggregated | 2057 | 5.5229e-09 | 522.2177 | 2.8842e-06 | 2057 | Mitigation | 0.95 | 45 | 0 | esc | 0.00097009 | 5.3577e-12 | 0.00097009 | 5.3577e-12
[79 empty] | WLDFR | HFTD - Distribution - Zone 1 - 5QU CoRE ¦ 1QU LoRE | Non-Red Flag Warning - Small Fires | 2065 | 7.7006e-06 | 0.11504 | 0.052388 | 0.0022734 | 0.060377 | 0 | 0.021083 | 8.8586e-07 | 0 | 8.8586e-07 | 6.2519e-07 | 1.6278e-08 | 0 | 1.6278e-08 | 2.7582e-08 | 0 | 2.7582e-08 | 1.5374e-08 | 0 | 1.5374e-08 | [17 empty] | 7.3.3.17.5 (Remote Grid) Updates to grid topology to minimize risk of ignition in HFTDs Remote GridWLDFRContaminationAggregated | WLDFR | HFTD - Distribution - Tier 2 - 4QU CoRE ¦ 2QU LoRE | Non-Red Flag Warning - Destructive Fires | Contamination | Aggregated | 2058 | 5.5229e-09 | 522.2177 | 2.8842e-06 | 2058 | Mitigation | 0.95 | 45 | 0 | esc | 0.00097009 | 5.3577e-12 | 0.00097009 | 5.3577e-12
[79 empty] | WLDFR | HFTD - Distribution - Zone 1 - 5QU CoRE ¦ 1QU LoRE | Non-Red Flag Warning - Small Fires | 2066 | 7.7006e-06 | 0.11504 | 0.052388 | 0.0022734 | 0.060377 | 0 | 0.021083 | 8.8586e-07 | 0 | 8.8586e-07 | 6.2519e-07 | 1.6278e-08 | 0 | 1.6278e-08 | 2.7582e-08 | 0 | 2.7582e-08 | 1.5374e-08 | 0 | 1.5374e-08 | [17 empty] | 7.3.3.17.5 (Remote Grid) Updates to grid topology to minimize risk of ignition in HFTDs Remote GridWLDFRContaminationAggregated | WLDFR | HFTD - Distribution - Tier 2 - 4QU CoRE ¦ 2QU LoRE | Non-Red Flag Warning - Destructive Fires | Contamination | Aggregated | 2059 | 5.5229e-09 | 522.2177 | 2.8842e-06 | 2059 | Mitigation | 0.95 | 45 | 0 | esc | 0.00097009 | 5.3577e-12 | 0.00097009 | 5.3577e-12
[79 empty] | WLDFR | HFTD - Distribution - Zone 1 - 5QU CoRE ¦ 1QU LoRE | Red Flag Warning - Catastrophic Fires | 2022 | 1.0569e-10 | 14146.1306 | 222.2294 | 8585.7228 | 5338.1784 | 0 | 2.8936e-07 | 1.4951e-06 | 0 | 1.4951e-06 | 2.5853e-07 | 1.6278e-08 | 0 | 1.6278e-08 | 2.7582e-08 | 0 | 2.7582e-08 | 1.5374e-08 | 0 | 1.5374e-08 | [17 empty] | 7.3.3.17.5 (Remote Grid) Updates to grid topology to minimize risk of ignition in HFTDs Remote GridWLDFRContaminationAggregated | WLDFR | HFTD - Distribution - Tier 2 - 4QU CoRE ¦ 2QU LoRE | Non-Red Flag Warning - Destructive Fires | Contamination | Aggregated | 2060 | 5.5229e-09 | 522.2177 | 2.8842e-06 | 2060 | Mitigation | 0.95 | 45 | 0 | esc | 0.00097009 | 5.3577e-12 | 0.00097009 | 5.3577e-12
[79 empty] | WLDFR | HFTD - Distribution - Zone 1 - 5QU CoRE ¦ 1QU LoRE | Red Flag Warning - Catastrophic Fires | 2023 | 1.0569e-10 | 14664.6376 | 233.2301 | 8896.516 | 5534.8915 | 0 | 2.8936e-07 | 1.5499e-06 | 0 | 1.5499e-06 | 2.7009e-07 | 1.7176e-08 | 0 | 1.7176e-08 | 2.9104e-08 | 0 | 2.9104e-08 | 1.6222e-08 | 0 | 1.6222e-08 | [17 empty] | 7.3.3.17.5 (Remote Grid) Updates to grid topology to minimize risk of ignition in HFTDs Remote GridWLDFRContaminationAggregated | WLDFR | HFTD - Distribution - Tier 2 - 4QU CoRE ¦ 2QU LoRE | Non-Red Flag Warning - Destructive Fires | Contamination | Aggregated | 2061 | 5.5229e-09 | 522.2177 | 2.8842e-06 | 2061 | Mitigation | 0.95 | 45 | 0 | esc | 0.00097009 | 5.3577e-12 | 0.00097009 | 5.3577e-12
[79 empty] | WLDFR | HFTD - Distribution - Zone 1 - 5QU CoRE ¦ 1QU LoRE | Red Flag Warning - Catastrophic Fires | 2024 | 1.0569e-10 | 14664.6376 | 233.2301 | 8896.516 | 5534.8915 | 0 | 2.8936e-07 | 1.5499e-06 | 0 | 1.5499e-06 | 2.7009e-07 | 1.7176e-08 | 0 | 1.7176e-08 | 2.9104e-08 | 0 | 2.9104e-08 | 1.6222e-08 | 0 | 1.6222e-08 | [17 empty] | 7.3.3.17.5 (Remote Grid) Updates to grid topology to minimize risk of ignition in HFTDs Remote GridWLDFRContaminationAggregated | WLDFR | HFTD - Distribution - Tier 2 - 4QU CoRE ¦ 2QU LoRE | Non-Red Flag Warning - Destructive Fires | Contamination | Aggregated | 2062 | 5.5229e-09 | 522.2177 | 2.8842e-06 | 2062 | Mitigation | 0.95 | 45 | 0 | esc | 0.00097009 | 5.3577e-12 | 0.00097009 | 5.3577e-12
[79 empty] | WLDFR | HFTD - Distribution - Zone 1 - 5QU CoRE ¦ 1QU LoRE | Red Flag Warning - Catastrophic Fires | 2025 | 1.0569e-10 | 14664.6376 | 233.2301 | 8896.516 | 5534.8915 | 0 | 2.8936e-07 | 1.5499e-06 | 0 | 1.5499e-06 | 2.7009e-07 | 1.7176e-08 | 0 | 1.7176e-08 | 2.9104e-08 | 0 | 2.9104e-08 | 1.6222e-08 | 0 | 1.6222e-08 | [17 empty] | 7.3.3.17.5 (Remote Grid) Updates to grid topology to minimize risk of ignition in HFTDs Remote GridWLDFRContaminationAggregated | WLDFR | HFTD - Distribution - Tier 2 - 4QU CoRE ¦ 2QU LoRE | Non-Red Flag Warning - Destructive Fires | Contamination | Aggregated | 2063 | 5.5229e-09 | 522.2177 | 2.8842e-06 | 2063 | Mitigation | 0.95 | 45 | 0 | esc | 0.00097009 | 5.3577e-12 | 0.00097009 | 5.3577e-12
[79 empty] | WLDFR | HFTD - Distribution - Zone 1 - 5QU CoRE ¦ 1QU LoRE | Red Flag Warning - Catastrophic Fires | 2026 | 1.0569e-10 | 14664.6376 | 233.2301 | 8896.516 | 5534.8915 | 0 | 2.8936e-07 | 1.5499e-06 | 0 | 1.5499e-06 | 2.7009e-07 | 1.7176e-08 | 0 | 1.7176e-08 | 2.9104e-08 | 0 | 2.9104e-08 | 1.6222e-08 | 0 | 1.6222e-08 | [17 empty] | 7.3.3.17.5 (Remote Grid) Updates to grid topology to minimize risk of ignition in HFTDs Remote GridWLDFRContaminationAggregated | WLDFR | HFTD - Distribution - Tier 2 - 4QU CoRE ¦ 2QU LoRE | Non-Red Flag Warning - Destructive Fires | Contamination | Aggregated | 2064 | 5.5229e-09 | 522.2177 | 2.8842e-06 | 2064 | Mitigation | 0.95 | 45 | 0 | esc | 0.00097009 | 5.3577e-12 | 0.00097009 | 5.3577e-12
[79 empty] | WLDFR | HFTD - Distribution - Zone 1 - 5QU CoRE ¦ 1QU LoRE | Red Flag Warning - Catastrophic Fires | 2027 | 1.0569e-10 | 14664.6376 | 233.2301 | 8896.516 | 5534.8915 | 0 | 2.8936e-07 | 1.5499e-06 | 0 | 1.5499e-06 | 2.7009e-07 | 1.7176e-08 | 0 | 1.7176e-08 | 2.9104e-08 | 0 | 2.9104e-08 | 1.6222e-08 | 0 | 1.6222e-08 | [17 empty] | 7.3.3.17.5 (Remote Grid) Updates to grid topology to minimize risk of ignition in HFTDs Remote GridWLDFRContaminationAggregated | WLDFR | HFTD - Distribution - Tier 2 - 4QU CoRE ¦ 2QU LoRE | Non-Red Flag Warning - Destructive Fires | Contamination | Aggregated | 2065 | 5.5229e-09 | 522.2177 | 2.8842e-06 | 2065 | Mitigation | 0.95 | 45 | 0 | esc | 0.00097009 | 5.3577e-12 | 0.00097009 | 5.3577e-12
[79 empty] | WLDFR | HFTD - Distribution - Zone 1 - 5QU CoRE ¦ 1QU LoRE | Red Flag Warning - Catastrophic Fires | 2028 | 1.0569e-10 | 15317.9909 | 247.273 | 9287.6491 | 5783.0689 | 0 | 2.8936e-07 | 1.6189e-06 | 0 | 1.6189e-06 | 2.8499e-07 | 1.8197e-08 | 0 | 1.8197e-08 | 3.0834e-08 | 0 | 3.0834e-08 | 1.7186e-08 | 0 | 1.7186e-08 | [17 empty] | 7.3.3.17.5 (Remote Grid) Updates to grid topology to minimize risk of ignition in HFTDs Remote GridWLDFRContaminationAggregated | WLDFR | HFTD - Distribution - Tier 2 - 4QU CoRE ¦ 2QU LoRE | Non-Red Flag Warning - Destructive Fires | Contamination | Aggregated | 2066 | 5.5229e-09 | 522.2177 | 2.8842e-06 | 2066 | Mitigation | 0.95 | 45 | 0 | esc | 0.00097009 | 5.3577e-12 | 0.00097009 | 5.3577e-12
[79 empty] | WLDFR | HFTD - Distribution - Zone 1 - 5QU CoRE ¦ 1QU LoRE | Red Flag Warning - Catastrophic Fires | 2029 | 1.0569e-10 | 15317.9909 | 247.273 | 9287.6491 | 5783.0689 | 0 | 2.8936e-07 | 1.6189e-06 | 0 | 1.6189e-06 | 2.8499e-07 | 1.8197e-08 | 0 | 1.8197e-08 | 3.0834e-08 | 0 | 3.0834e-08 | 1.7186e-08 | 0 | 1.7186e-08 | [17 empty] | 7.3.3.17.5 (Remote Grid) Updates to grid topology to minimize risk of ignition in HFTDs Remote GridWLDFRContaminationAggregated | WLDFR | HFTD - Distribution - Tier 2 - 4QU CoRE ¦ 2QU LoRE | Non-Red Flag Warning - Destructive Fires | Contamination | Aggregated | 2067 | 5.5229e-09 | 522.2177 | 2.8842e-06 | 2067 | Mitigation | 0.95 | 45 | 0 | esc | 0 | 0 | 0.00097009 | 5.3577e-12
[79 empty] | WLDFR | HFTD - Distribution - Zone 1 - 5QU CoRE ¦ 1QU LoRE | Red Flag Warning - Catastrophic Fires | 2030 | 1.0569e-10 | 15317.9909 | 247.273 | 9287.6491 | 5783.0689 | 0 | 2.8936e-07 | 1.6189e-06 | 0 | 1.6189e-06 | 2.8499e-07 | 1.8197e-08 | 0 | 1.8197e-08 | 3.0834e-08 | 0 | 3.0834e-08 | 1.7186e-08 | 0 | 1.7186e-08 | [17 empty] | 7.3.3.17.5 (Remote Grid) Updates to grid topology to minimize risk of ignition in HFTDs Remote GridWLDFREquipment / facility failureAggregated | WLDFR | HFTD - Distribution - Tier 2 - 4QU CoRE ¦ 2QU LoRE | Non-Red Flag Warning - Destructive Fires | Equipment / facility failure | Aggregated | 2022 | 5.2e-08 | 522.2177 | 2.7155e-05 | 2022 | Mitigation | 0.95 | 45 | 0 | esc | 0.00097009 | 5.0445e-11 | 0 | 0
[79 empty] | WLDFR | HFTD - Distribution - Zone 1 - 5QU CoRE ¦ 1QU LoRE | Red Flag Warning - Catastrophic Fires | 2031 | 1.0569e-10 | 15317.9909 | 247.273 | 9287.6491 | 5783.0689 | 0 | 2.8936e-07 | 1.6189e-06 | 0 | 1.6189e-06 | 2.8499e-07 | 1.8197e-08 | 0 | 1.8197e-08 | 3.0834e-08 | 0 | 3.0834e-08 | 1.7186e-08 | 0 | 1.7186e-08 | [17 empty] | 7.3.3.17.5 (Remote Grid) Updates to grid topology to minimize risk of ignition in HFTDs Remote GridWLDFREquipment / facility failureAggregated | WLDFR | HFTD - Distribution - Tier 2 - 4QU CoRE ¦ 2QU LoRE | Non-Red Flag Warning - Destructive Fires | Equipment / facility failure | Aggregated | 2023 | 5.2e-08 | 522.2177 | 2.7155e-05 | 2023 | Mitigation | 0.95 | 45 | 0 | esc | 0.00097009 | 5.0445e-11 | 0.00097009 | 5.0445e-11
[79 empty] | WLDFR | HFTD - Distribution - Zone 1 - 5QU CoRE ¦ 1QU LoRE | Red Flag Warning - Catastrophic Fires | 2032 | 1.0569e-10 | 15317.9909 | 247.273 | 9287.6491 | 5783.0689 | 0 | 2.8936e-07 | 1.6189e-06 | 0 | 1.6189e-06 | 2.8499e-07 | 1.8197e-08 | 0 | 1.8197e-08 | 3.0834e-08 | 0 | 3.0834e-08 | 1.7186e-08 | 0 | 1.7186e-08 | [17 empty] | 7.3.3.17.5 (Remote Grid) Updates to grid topology to minimize risk of ignition in HFTDs Remote GridWLDFREquipment / facility failureAggregated | WLDFR | HFTD - Distribution - Tier 2 - 4QU CoRE ¦ 2QU LoRE | Non-Red Flag Warning - Destructive Fires | Equipment / facility failure | Aggregated | 2024 | 5.2e-08 | 522.2177 | 2.7155e-05 | 2024 | Mitigation | 0.95 | 45 | 0 | esc | 0.00097009 | 5.0445e-11 | 0.00097009 | 5.0445e-11
[79 empty] | WLDFR | HFTD - Distribution - Zone 1 - 5QU CoRE ¦ 1QU LoRE | Red Flag Warning - Catastrophic Fires | 2033 | 1.0569e-10 | 16044.1264 | 263.1074 | 9721.74 | 6059.2791 | 0 | 2.8936e-07 | 1.6957e-06 | 0 | 1.6957e-06 | 3.0194e-07 | 1.9334e-08 | 0 | 1.9334e-08 | 3.276e-08 | 0 | 3.276e-08 | 1.826e-08 | 0 | 1.826e-08 | [17 empty] | 7.3.3.17.5 (Remote Grid) Updates to grid topology to minimize risk of ignition in HFTDs Remote GridWLDFREquipment / facility failureAggregated | WLDFR | HFTD - Distribution - Tier 2 - 4QU CoRE ¦ 2QU LoRE | Non-Red Flag Warning - Destructive Fires | Equipment / facility failure | Aggregated | 2025 | 5.2e-08 | 522.2177 | 2.7155e-05 | 2025 | Mitigation | 0.95 | 45 | 0 | esc | 0.00097009 | 5.0445e-11 | 0.00097009 | 5.0445e-11
[79 empty] | WLDFR | HFTD - Distribution - Zone 1 - 5QU CoRE ¦ 1QU LoRE | Red Flag Warning - Catastrophic Fires | 2034 | 1.0569e-10 | 16044.1264 | 263.1074 | 9721.74 | 6059.2791 | 0 | 2.8936e-07 | 1.6957e-06 | 0 | 1.6957e-06 | 3.0194e-07 | 1.9334e-08 | 0 | 1.9334e-08 | 3.276e-08 | 0 | 3.276e-08 | 1.826e-08 | 0 | 1.826e-08 | [17 empty] | 7.3.3.17.5 (Remote Grid) Updates to grid topology to minimize risk of ignition in HFTDs Remote GridWLDFREquipment / facility failureAggregated | WLDFR | HFTD - Distribution - Tier 2 - 4QU CoRE ¦ 2QU LoRE | Non-Red Flag Warning - Destructive Fires | Equipment / facility failure | Aggregated | 2026 | 5.2e-08 | 522.2177 | 2.7155e-05 | 2026 | Mitigation | 0.95 | 45 | 0 | esc | 0.00097009 | 5.0445e-11 | 0.00097009 | 5.0445e-11
[79 empty] | WLDFR | HFTD - Distribution - Zone 1 - 5QU CoRE ¦ 1QU LoRE | Red Flag Warning - Catastrophic Fires | 2035 | 1.0569e-10 | 16044.1264 | 263.1074 | 9721.74 | 6059.2791 | 0 | 2.8936e-07 | 1.6957e-06 | 0 | 1.6957e-06 | 3.0194e-07 | 1.9334e-08 | 0 | 1.9334e-08 | 3.276e-08 | 0 | 3.276e-08 | 1.826e-08 | 0 | 1.826e-08 | [17 empty] | 7.3.3.17.5 (Remote Grid) Updates to grid topology to minimize risk of ignition in HFTDs Remote GridWLDFREquipment / facility failureAggregated | WLDFR | HFTD - Distribution - Tier 2 - 4QU CoRE ¦ 2QU LoRE | Non-Red Flag Warning - Destructive Fires | Equipment / facility failure | Aggregated | 2027 | 5.2e-08 | 522.2177 | 2.7155e-05 | 2027 | Mitigation | 0.95 | 45 | 0 | esc | 0.00097009 | 5.0445e-11 | 0.00097009 | 5.0445e-11
[79 empty] | WLDFR | HFTD - Distribution - Zone 1 - 5QU CoRE ¦ 1QU LoRE | Red Flag Warning - Catastrophic Fires | 2036 | 1.0569e-10 | 16044.1264 | 263.1074 | 9721.74 | 6059.2791 | 0 | 2.8936e-07 | 1.6957e-06 | 0 | 1.6957e-06 | 3.0194e-07 | 1.9334e-08 | 0 | 1.9334e-08 | 3.276e-08 | 0 | 3.276e-08 | 1.826e-08 | 0 | 1.826e-08 | [17 empty] | 7.3.3.17.5 (Remote Grid) Updates to grid topology to minimize risk of ignition in HFTDs Remote GridWLDFREquipment / facility failureAggregated | WLDFR | HFTD - Distribution - Tier 2 - 4QU CoRE ¦ 2QU LoRE | Non-Red Flag Warning - Destructive Fires | Equipment / facility failure | Aggregated | 2028 | 5.2e-08 | 522.2177 | 2.7155e-05 | 2028 | Mitigation | 0.95 | 45 | 0 | esc | 0.00097009 | 5.0445e-11 | 0.00097009 | 5.0445e-11
[79 empty] | WLDFR | HFTD - Distribution - Zone 1 - 5QU CoRE ¦ 1QU LoRE | Red Flag Warning - Catastrophic Fires | 2037 | 1.0569e-10 | 16044.1264 | 263.1074 | 9721.74 | 6059.2791 | 0 | 2.8936e-07 | 1.6957e-06 | 0 | 1.6957e-06 | 3.0194e-07 | 1.9334e-08 | 0 | 1.9334e-08 | 3.276e-08 | 0 | 3.276e-08 | 1.826e-08 | 0 | 1.826e-08 | [17 empty] | 7.3.3.17.5 (Remote Grid) Updates to grid topology to minimize risk of ignition in HFTDs Remote GridWLDFREquipment / facility failureAggregated | WLDFR | HFTD - Distribution - Tier 2 - 4QU CoRE ¦ 2QU LoRE | Non-Red Flag Warning - Destructive Fires | Equipment / facility failure | Aggregated | 2029 | 5.2e-08 | 522.2177 | 2.7155e-05 | 2029 | Mitigation | 0.95 | 45 | 0 | esc | 0.00097009 | 5.0445e-11 | 0.00097009 | 5.0445e-11
[79 empty] | WLDFR | HFTD - Distribution - Zone 1 - 5QU CoRE ¦ 1QU LoRE | Red Flag Warning - Catastrophic Fires | 2038 | 1.0569e-10 | 16832.3912 | 280.5544 | 10192.2718 | 6359.5651 | 0 | 2.8936e-07 | 1.779e-06 | 0 | 1.779e-06 | 3.208e-07 | 2.0577e-08 | 0 | 2.0577e-08 | 3.4866e-08 | 0 | 3.4866e-08 | 1.9434e-08 | 0 | 1.9434e-08 | [17 empty] | 7.3.3.17.5 (Remote Grid) Updates to grid topology to minimize risk of ignition in HFTDs Remote GridWLDFREquipment / facility failureAggregated | WLDFR | HFTD - Distribution - Tier 2 - 4QU CoRE ¦ 2QU LoRE | Non-Red Flag Warning - Destructive Fires | Equipment / facility failure | Aggregated | 2030 | 5.2e-08 | 522.2177 | 2.7155e-05 | 2030 | Mitigation | 0.95 | 45 | 0 | esc | 0.00097009 | 5.0445e-11 | 0.00097009 | 5.0445e-11
[79 empty] | WLDFR | HFTD - Distribution - Zone 1 - 5QU CoRE ¦ 1QU LoRE | Red Flag Warning - Catastrophic Fires | 2039 | 1.0569e-10 | 16832.3912 | 280.5544 | 10192.2718 | 6359.5651 | 0 | 2.8936e-07 | 1.779e-06 | 0 | 1.779e-06 | 3.208e-07 | 2.0577e-08 | 0 | 2.0577e-08 | 3.4866e-08 | 0 | 3.4866e-08 | 1.9434e-08 | 0 | 1.9434e-08 | [17 empty] | 7.3.3.17.5 (Remote Grid) Updates to grid topology to minimize risk of ignition in HFTDs Remote GridWLDFREquipment / facility failureAggregated | WLDFR | HFTD - Distribution - Tier 2 - 4QU CoRE ¦ 2QU LoRE | Non-Red Flag Warning - Destructive Fires | Equipment / facility failure | Aggregated | 2031 | 5.2e-08 | 522.2177 | 2.7155e-05 | 2031 | Mitigation | 0.95 | 45 | 0 | esc | 0.00097009 | 5.0445e-11 | 0.00097009 | 5.0445e-11
[79 empty] | WLDFR | HFTD - Distribution - Zone 1 - 5QU CoRE ¦ 1QU LoRE | Red Flag Warning - Catastrophic Fires | 2040 | 1.0569e-10 | 16832.3912 | 280.5544 | 10192.2718 | 6359.5651 | 0 | 2.8936e-07 | 1.779e-06 | 0 | 1.779e-06 | 3.208e-07 | 2.0577e-08 | 0 | 2.0577e-08 | 3.4866e-08 | 0 | 3.4866e-08 | 1.9434e-08 | 0 | 1.9434e-08 | [17 empty] | 7.3.3.17.5 (Remote Grid) Updates to grid topology to minimize risk of ignition in HFTDs Remote GridWLDFREquipment / facility failureAggregated | WLDFR | HFTD - Distribution - Tier 2 - 4QU CoRE ¦ 2QU LoRE | Non-Red Flag Warning - Destructive Fires | Equipment / facility failure | Aggregated | 2032 | 5.2e-08 | 522.2177 | 2.7155e-05 | 2032 | Mitigation | 0.95 | 45 | 0 | esc | 0.00097009 | 5.0445e-11 | 0.00097009 | 5.0445e-11
[79 empty] | WLDFR | HFTD - Distribution - Zone 1 - 5QU CoRE ¦ 1QU LoRE | Red Flag Warning - Catastrophic Fires | 2041 | 1.0569e-10 | 16832.3912 | 280.5544 | 10192.2718 | 6359.5651 | 0 | 2.8936e-07 | 1.779e-06 | 0 | 1.779e-06 | 3.208e-07 | 2.0577e-08 | 0 | 2.0577e-08 | 3.4866e-08 | 0 | 3.4866e-08 | 1.9434e-08 | 0 | 1.9434e-08 | [17 empty] | 7.3.3.17.5 (Remote Grid) Updates to grid topology to minimize risk of ignition in HFTDs Remote GridWLDFREquipment / facility failureAggregated | WLDFR | HFTD - Distribution - Tier 2 - 4QU CoRE ¦ 2QU LoRE | Non-Red Flag Warning - Destructive Fires | Equipment / facility failure | Aggregated | 2033 | 5.2e-08 | 522.2177 | 2.7155e-05 | 2033 | Mitigation | 0.95 | 45 | 0 | esc | 0.00097009 | 5.0445e-11 | 0.00097009 | 5.0445e-11
[79 empty] | WLDFR | HFTD - Distribution - Zone 1 - 5QU CoRE ¦ 1QU LoRE | Red Flag Warning - Catastrophic Fires | 2042 | 1.0569e-10 | 16832.3912 | 280.5544 | 10192.2718 | 6359.5651 | 0 | 2.8936e-07 | 1.779e-06 | 0 | 1.779e-06 | 3.208e-07 | 2.0577e-08 | 0 | 2.0577e-08 | 3.4866e-08 | 0 | 3.4866e-08 | 1.9434e-08 | 0 | 1.9434e-08 | [17 empty] | 7.3.3.17.5 (Remote Grid) Updates to grid topology to minimize risk of ignition in HFTDs Remote GridWLDFREquipment / facility failureAggregated | WLDFR | HFTD - Distribution - Tier 2 - 4QU CoRE ¦ 2QU LoRE | Non-Red Flag Warning - Destructive Fires | Equipment / facility failure | Aggregated | 2034 | 5.2e-08 | 522.2177 | 2.7155e-05 | 2034 | Mitigation | 0.95 | 45 | 0 | esc | 0.00097009 | 5.0445e-11 | 0.00097009 | 5.0445e-11
[79 empty] | WLDFR | HFTD - Distribution - Zone 1 - 5QU CoRE ¦ 1QU LoRE | Red Flag Warning - Catastrophic Fires | 2043 | 1.0569e-10 | 17672.0852 | 299.42 | 10692.7362 | 6679.929 | 0 | 2.8936e-07 | 1.8677e-06 | 0 | 1.8677e-06 | 3.4142e-07 | 2.1916e-08 | 0 | 2.1916e-08 | 3.7136e-08 | 0 | 3.7136e-08 | 2.0699e-08 | 0 | 2.0699e-08 | [17 empty] | 7.3.3.17.5 (Remote Grid) Updates to grid topology to minimize risk of ignition in HFTDs Remote GridWLDFREquipment / facility failureAggregated | WLDFR | HFTD - Distribution - Tier 2 - 4QU CoRE ¦ 2QU LoRE | Non-Red Flag Warning - Destructive Fires | Equipment / facility failure | Aggregated | 2035 | 5.2e-08 | 522.2177 | 2.7155e-05 | 2035 | Mitigation | 0.95 | 45 | 0 | esc | 0.00097009 | 5.0445e-11 | 0.00097009 | 5.0445e-11
[79 empty] | WLDFR | HFTD - Distribution - Zone 1 - 5QU CoRE ¦ 1QU LoRE | Red Flag Warning - Catastrophic Fires | 2044 | 1.0569e-10 | 17672.0852 | 299.42 | 10692.7362 | 6679.929 | 0 | 2.8936e-07 | 1.8677e-06 | 0 | 1.8677e-06 | 3.4142e-07 | 2.1916e-08 | 0 | 2.1916e-08 | 3.7136e-08 | 0 | 3.7136e-08 | 2.0699e-08 | 0 | 2.0699e-08 | [17 empty] | 7.3.3.17.5 (Remote Grid) Updates to grid topology to minimize risk of ignition in HFTDs Remote GridWLDFREquipment / facility failureAggregated | WLDFR | HFTD - Distribution - Tier 2 - 4QU CoRE ¦ 2QU LoRE | Non-Red Flag Warning - Destructive Fires | Equipment / facility failure | Aggregated | 2036 | 5.2e-08 | 522.2177 | 2.7155e-05 | 2036 | Mitigation | 0.95 | 45 | 0 | esc | 0.00097009 | 5.0445e-11 | 0.00097009 | 5.0445e-11
[79 empty] | WLDFR | HFTD - Distribution - Zone 1 - 5QU CoRE ¦ 1QU LoRE | Red Flag Warning - Catastrophic Fires | 2045 | 1.0569e-10 | 17672.0852 | 299.42 | 10692.7362 | 6679.929 | 0 | 2.8936e-07 | 1.8677e-06 | 0 | 1.8677e-06 | 3.4142e-07 | 2.1916e-08 | 0 | 2.1916e-08 | 3.7136e-08 | 0 | 3.7136e-08 | 2.0699e-08 | 0 | 2.0699e-08 | [17 empty] | 7.3.3.17.5 (Remote Grid) Updates to grid topology to minimize risk of ignition in HFTDs Remote GridWLDFREquipment / facility failureAggregated | WLDFR | HFTD - Distribution - Tier 2 - 4QU CoRE ¦ 2QU LoRE | Non-Red Flag Warning - Destructive Fires | Equipment / facility failure | Aggregated | 2037 | 5.2e-08 | 522.2177 | 2.7155e-05 | 2037 | Mitigation | 0.95 | 45 | 0 | esc | 0.00097009 | 5.0445e-11 | 0.00097009 | 5.0445e-11
[79 empty] | WLDFR | HFTD - Distribution - Zone 1 - 5QU CoRE ¦ 1QU LoRE | Red Flag Warning - Catastrophic Fires | 2046 | 1.0569e-10 | 17672.0852 | 299.42 | 10692.7362 | 6679.929 | 0 | 2.8936e-07 | 1.8677e-06 | 0 | 1.8677e-06 | 3.4142e-07 | 2.1916e-08 | 0 | 2.1916e-08 | 3.7136e-08 | 0 | 3.7136e-08 | 2.0699e-08 | 0 | 2.0699e-08 | [17 empty] | 7.3.3.17.5 (Remote Grid) Updates to grid topology to minimize risk of ignition in HFTDs Remote GridWLDFREquipment / facility failureAggregated | WLDFR | HFTD - Distribution - Tier 2 - 4QU CoRE ¦ 2QU LoRE | Non-Red Flag Warning - Destructive Fires | Equipment / facility failure | Aggregated | 2038 | 5.2e-08 | 522.2177 | 2.7155e-05 | 2038 | Mitigation | 0.95 | 45 | 0 | esc | 0.00097009 | 5.0445e-11 | 0.00097009 | 5.0445e-11
[79 empty] | WLDFR | HFTD - Distribution - Zone 1 - 5QU CoRE ¦ 1QU LoRE | Red Flag Warning - Catastrophic Fires | 2047 | 1.0569e-10 | 17672.0852 | 299.42 | 10692.7362 | 6679.929 | 0 | 2.8936e-07 | 1.8677e-06 | 0 | 1.8677e-06 | 3.4142e-07 | 2.1916e-08 | 0 | 2.1916e-08 | 3.7136e-08 | 0 | 3.7136e-08 | 2.0699e-08 | 0 | 2.0699e-08 | [17 empty] | 7.3.3.17.5 (Remote Grid) Updates to grid topology to minimize risk of ignition in HFTDs Remote GridWLDFREquipment / facility failureAggregated | WLDFR | HFTD - Distribution - Tier 2 - 4QU CoRE ¦ 2QU LoRE | Non-Red Flag Warning - Destructive Fires | Equipment / facility failure | Aggregated | 2039 | 5.2e-08 | 522.2177 | 2.7155e-05 | 2039 | Mitigation | 0.95 | 45 | 0 | esc | 0.00097009 | 5.0445e-11 | 0.00097009 | 5.0445e-11
[79 empty] | WLDFR | HFTD - Distribution - Zone 1 - 5QU CoRE ¦ 1QU LoRE | Red Flag Warning - Catastrophic Fires | 2048 | 1.0569e-10 | 18552.3348 | 319.4911 | 11216.5626 | 7016.281 | 0 | 2.8936e-07 | 1.9608e-06 | 0 | 1.9608e-06 | 3.6364e-07 | 2.334e-08 | 0 | 2.334e-08 | 3.9549e-08 | 0 | 3.9549e-08 | 2.2043e-08 | 0 | 2.2043e-08 | [17 empty] | 7.3.3.17.5 (Remote Grid) Updates to grid topology to minimize risk of ignition in HFTDs Remote GridWLDFREquipment / facility failureAggregated | WLDFR | HFTD - Distribution - Tier 2 - 4QU CoRE ¦ 2QU LoRE | Non-Red Flag Warning - Destructive Fires | Equipment / facility failure | Aggregated | 2040 | 5.2e-08 | 522.2177 | 2.7155e-05 | 2040 | Mitigation | 0.95 | 45 | 0 | esc | 0.00097009 | 5.0445e-11 | 0.00097009 | 5.0445e-11
[79 empty] | WLDFR | HFTD - Distribution - Zone 1 - 5QU CoRE ¦ 1QU LoRE | Red Flag Warning - Catastrophic Fires | 2049 | 1.0569e-10 | 18552.3348 | 319.4911 | 11216.5626 | 7016.281 | 0 | 2.8936e-07 | 1.9608e-06 | 0 | 1.9608e-06 | 3.6364e-07 | 2.334e-08 | 0 | 2.334e-08 | 3.9549e-08 | 0 | 3.9549e-08 | 2.2043e-08 | 0 | 2.2043e-08 | [17 empty] | 7.3.3.17.5 (Remote Grid) Updates to grid topology to minimize risk of ignition in HFTDs Remote GridWLDFREquipment / facility failureAggregated | WLDFR | HFTD - Distribution - Tier 2 - 4QU CoRE ¦ 2QU LoRE | Non-Red Flag Warning - Destructive Fires | Equipment / facility failure | Aggregated | 2041 | 5.2e-08 | 522.2177 | 2.7155e-05 | 2041 | Mitigation | 0.95 | 45 | 0 | esc | 0.00097009 | 5.0445e-11 | 0.00097009 | 5.0445e-11
[79 empty] | WLDFR | HFTD - Distribution - Zone 1 - 5QU CoRE ¦ 1QU LoRE | Red Flag Warning - Catastrophic Fires | 2050 | 1.0569e-10 | 18552.3348 | 319.4911 | 11216.5626 | 7016.281 | 0 | 2.8936e-07 | 1.9608e-06 | 0 | 1.9608e-06 | 3.6364e-07 | 2.334e-08 | 0 | 2.334e-08 | 3.9549e-08 | 0 | 3.9549e-08 | 2.2043e-08 | 0 | 2.2043e-08 | [17 empty] | 7.3.3.17.5 (Remote Grid) Updates to grid topology to minimize risk of ignition in HFTDs Remote GridWLDFREquipment / facility failureAggregated | WLDFR | HFTD - Distribution - Tier 2 - 4QU CoRE ¦ 2QU LoRE | Non-Red Flag Warning - Destructive Fires | Equipment / facility failure | Aggregated | 2042 | 5.2e-08 | 522.2177 | 2.7155e-05 | 2042 | Mitigation | 0.95 | 45 | 0 | esc | 0.00097009 | 5.0445e-11 | 0.00097009 | 5.0445e-11
[79 empty] | WLDFR | HFTD - Distribution - Zone 1 - 5QU CoRE ¦ 1QU LoRE | Red Flag Warning - Catastrophic Fires | 2051 | 1.0569e-10 | 18552.3348 | 319.4911 | 11216.5626 | 7016.281 | 0 | 2.8936e-07 | 1.9608e-06 | 0 | 1.9608e-06 | 3.6364e-07 | 2.334e-08 | 0 | 2.334e-08 | 3.9549e-08 | 0 | 3.9549e-08 | 2.2043e-08 | 0 | 2.2043e-08 | [17 empty] | 7.3.3.17.5 (Remote Grid) Updates to grid topology to minimize risk of ignition in HFTDs Remote GridWLDFREquipment / facility failureAggregated | WLDFR | HFTD - Distribution - Tier 2 - 4QU CoRE ¦ 2QU LoRE | Non-Red Flag Warning - Destructive Fires | Equipment / facility failure | Aggregated | 2043 | 5.2e-08 | 522.2177 | 2.7155e-05 | 2043 | Mitigation | 0.95 | 45 | 0 | esc | 0.00097009 | 5.0445e-11 | 0.00097009 | 5.0445e-11
[79 empty] | WLDFR | HFTD - Distribution - Zone 1 - 5QU CoRE ¦ 1QU LoRE | Red Flag Warning - Catastrophic Fires | 2052 | 1.0569e-10 | 18552.3348 | 319.4911 | 11216.5626 | 7016.281 | 0 | 2.8936e-07 | 1.9608e-06 | 0 | 1.9608e-06 | 3.6364e-07 | 2.334e-08 | 0 | 2.334e-08 | 3.9549e-08 | 0 | 3.9549e-08 | 2.2043e-08 | 0 | 2.2043e-08 | [17 empty] | 7.3.3.17.5 (Remote Grid) Updates to grid topology to minimize risk of ignition in HFTDs Remote GridWLDFREquipment / facility failureAggregated | WLDFR | HFTD - Distribution - Tier 2 - 4QU CoRE ¦ 2QU LoRE | Non-Red Flag Warning - Destructive Fires | Equipment / facility failure | Aggregated | 2044 | 5.2e-08 | 522.2177 | 2.7155e-05 | 2044 | Mitigation | 0.95 | 45 | 0 | esc | 0.00097009 | 5.0445e-11 | 0.00097009 | 5.0445e-11
[79 empty] | WLDFR | HFTD - Distribution - Zone 1 - 5QU CoRE ¦ 1QU LoRE | Red Flag Warning - Catastrophic Fires | 2053 | 1.0569e-10 | 19462.1283 | 340.5356 | 11757.1413 | 7364.4514 | 0 | 2.8936e-07 | 2.0569e-06 | 0 | 2.0569e-06 | 3.8727e-07 | 2.4833e-08 | 0 | 2.4833e-08 | 4.2078e-08 | 0 | 4.2078e-08 | 2.3453e-08 | 0 | 2.3453e-08 | [17 empty] | 7.3.3.17.5 (Remote Grid) Updates to grid topology to minimize risk of ignition in HFTDs Remote GridWLDFREquipment / facility failureAggregated | WLDFR | HFTD - Distribution - Tier 2 - 4QU CoRE ¦ 2QU LoRE | Non-Red Flag Warning - Destructive Fires | Equipment / facility failure | Aggregated | 2045 | 5.2e-08 | 522.2177 | 2.7155e-05 | 2045 | Mitigation | 0.95 | 45 | 0 | esc | 0.00097009 | 5.0445e-11 | 0.00097009 | 5.0445e-11
[79 empty] | WLDFR | HFTD - Distribution - Zone 1 - 5QU CoRE ¦ 1QU LoRE | Red Flag Warning - Catastrophic Fires | 2054 | 1.0569e-10 | 19462.1283 | 340.5356 | 11757.1413 | 7364.4514 | 0 | 2.8936e-07 | 2.0569e-06 | 0 | 2.0569e-06 | 3.8727e-07 | 2.4833e-08 | 0 | 2.4833e-08 | 4.2078e-08 | 0 | 4.2078e-08 | 2.3453e-08 | 0 | 2.3453e-08 | [17 empty] | 7.3.3.17.5 (Remote Grid) Updates to grid topology to minimize risk of ignition in HFTDs Remote GridWLDFREquipment / facility failureAggregated | WLDFR | HFTD - Distribution - Tier 2 - 4QU CoRE ¦ 2QU LoRE | Non-Red Flag Warning - Destructive Fires | Equipment / facility failure | Aggregated | 2046 | 5.2e-08 | 522.2177 | 2.7155e-05 | 2046 | Mitigation | 0.95 | 45 | 0 | esc | 0.00097009 | 5.0445e-11 | 0.00097009 | 5.0445e-11
[79 empty] | WLDFR | HFTD - Distribution - Zone 1 - 5QU CoRE ¦ 1QU LoRE | Red Flag Warning - Catastrophic Fires | 2055 | 1.0569e-10 | 19462.1283 | 340.5356 | 11757.1413 | 7364.4514 | 0 | 2.8936e-07 | 2.0569e-06 | 0 | 2.0569e-06 | 3.8727e-07 | 2.4833e-08 | 0 | 2.4833e-08 | 4.2078e-08 | 0 | 4.2078e-08 | 2.3453e-08 | 0 | 2.3453e-08 | [17 empty] | 7.3.3.17.5 (Remote Grid) Updates to grid topology to minimize risk of ignition in HFTDs Remote GridWLDFREquipment / facility failureAggregated | WLDFR | HFTD - Distribution - Tier 2 - 4QU CoRE ¦ 2QU LoRE | Non-Red Flag Warning - Destructive Fires | Equipment / facility failure | Aggregated | 2047 | 5.2e-08 | 522.2177 | 2.7155e-05 | 2047 | Mitigation | 0.95 | 45 | 0 | esc | 0.00097009 | 5.0445e-11 | 0.00097009 | 5.0445e-11
[79 empty] | WLDFR | HFTD - Distribution - Zone 1 - 5QU CoRE ¦ 1QU LoRE | Red Flag Warning - Catastrophic Fires | 2056 | 1.0569e-10 | 19462.1283 | 340.5356 | 11757.1413 | 7364.4514 | 0 | 2.8936e-07 | 2.0569e-06 | 0 | 2.0569e-06 | 3.8727e-07 | 2.4833e-08 | 0 | 2.4833e-08 | 4.2078e-08 | 0 | 4.2078e-08 | 2.3453e-08 | 0 | 2.3453e-08 | [17 empty] | 7.3.3.17.5 (Remote Grid) Updates to grid topology to minimize risk of ignition in HFTDs Remote GridWLDFREquipment / facility failureAggregated | WLDFR | HFTD - Distribution - Tier 2 - 4QU CoRE ¦ 2QU LoRE | Non-Red Flag Warning - Destructive Fires | Equipment / facility failure | Aggregated | 2048 | 5.2e-08 | 522.2177 | 2.7155e-05 | 2048 | Mitigation | 0.95 | 45 | 0 | esc | 0.00097009 | 5.0445e-11 | 0.00097009 | 5.0445e-11
[79 empty] | WLDFR | HFTD - Distribution - Zone 1 - 5QU CoRE ¦ 1QU LoRE | Red Flag Warning - Catastrophic Fires | 2057 | 1.0569e-10 | 19462.1283 | 340.5356 | 11757.1413 | 7364.4514 | 0 | 2.8936e-07 | 2.0569e-06 | 0 | 2.0569e-06 | 3.8727e-07 | 2.4833e-08 | 0 | 2.4833e-08 | 4.2078e-08 | 0 | 4.2078e-08 | 2.3453e-08 | 0 | 2.3453e-08 | [17 empty] | 7.3.3.17.5 (Remote Grid) Updates to grid topology to minimize risk of ignition in HFTDs Remote GridWLDFREquipment / facility failureAggregated | WLDFR | HFTD - Distribution - Tier 2 - 4QU CoRE ¦ 2QU LoRE | Non-Red Flag Warning - Destructive Fires | Equipment / facility failure | Aggregated | 2049 | 5.2e-08 | 522.2177 | 2.7155e-05 | 2049 | Mitigation | 0.95 | 45 | 0 | esc | 0.00097009 | 5.0445e-11 | 0.00097009 | 5.0445e-11
[79 empty] | WLDFR | HFTD - Distribution - Zone 1 - 5QU CoRE ¦ 1QU LoRE | Red Flag Warning - Catastrophic Fires | 2058 | 1.0569e-10 | 20390.4035 | 362.3049 | 12307.8747 | 7720.2238 | 0 | 2.8936e-07 | 2.155e-06 | 0 | 2.155e-06 | 4.1204e-07 | 2.6378e-08 | 0 | 2.6378e-08 | 4.4696e-08 | 0 | 4.4696e-08 | 2.4912e-08 | 0 | 2.4912e-08 | [17 empty] | 7.3.3.17.5 (Remote Grid) Updates to grid topology to minimize risk of ignition in HFTDs Remote GridWLDFREquipment / facility failureAggregated | WLDFR | HFTD - Distribution - Tier 2 - 4QU CoRE ¦ 2QU LoRE | Non-Red Flag Warning - Destructive Fires | Equipment / facility failure | Aggregated | 2050 | 5.2e-08 | 522.2177 | 2.7155e-05 | 2050 | Mitigation | 0.95 | 45 | 0 | esc | 0.00097009 | 5.0445e-11 | 0.00097009 | 5.0445e-11
[79 empty] | WLDFR | HFTD - Distribution - Zone 1 - 5QU CoRE ¦ 1QU LoRE | Red Flag Warning - Catastrophic Fires | 2059 | 1.0569e-10 | 20390.4035 | 362.3049 | 12307.8747 | 7720.2238 | 0 | 2.8936e-07 | 2.155e-06 | 0 | 2.155e-06 | 4.1204e-07 | 2.6378e-08 | 0 | 2.6378e-08 | 4.4696e-08 | 0 | 4.4696e-08 | 2.4912e-08 | 0 | 2.4912e-08 | [17 empty] | 7.3.3.17.5 (Remote Grid) Updates to grid topology to minimize risk of ignition in HFTDs Remote GridWLDFREquipment / facility failureAggregated | WLDFR | HFTD - Distribution - Tier 2 - 4QU CoRE ¦ 2QU LoRE | Non-Red Flag Warning - Destructive Fires | Equipment / facility failure | Aggregated | 2051 | 5.2e-08 | 522.2177 | 2.7155e-05 | 2051 | Mitigation | 0.95 | 45 | 0 | esc | 0.00097009 | 5.0445e-11 | 0.00097009 | 5.0445e-11
[79 empty] | WLDFR | HFTD - Distribution - Zone 1 - 5QU CoRE ¦ 1QU LoRE | Red Flag Warning - Catastrophic Fires | 2060 | 1.0569e-10 | 20390.4035 | 362.3049 | 12307.8747 | 7720.2238 | 0 | 2.8936e-07 | 2.155e-06 | 0 | 2.155e-06 | 4.1204e-07 | 2.6378e-08 | 0 | 2.6378e-08 | 4.4696e-08 | 0 | 4.4696e-08 | 2.4912e-08 | 0 | 2.4912e-08 | [17 empty] | 7.3.3.17.5 (Remote Grid) Updates to grid topology to minimize risk of ignition in HFTDs Remote GridWLDFREquipment / facility failureAggregated | WLDFR | HFTD - Distribution - Tier 2 - 4QU CoRE ¦ 2QU LoRE | Non-Red Flag Warning - Destructive Fires | Equipment / facility failure | Aggregated | 2052 | 5.2e-08 | 522.2177 | 2.7155e-05 | 2052 | Mitigation | 0.95 | 45 | 0 | esc | 0.00097009 | 5.0445e-11 | 0.00097009 | 5.0445e-11
[79 empty] | WLDFR | HFTD - Distribution - Zone 1 - 5QU CoRE ¦ 1QU LoRE | Red Flag Warning - Catastrophic Fires | 2061 | 1.0569e-10 | 20390.4035 | 362.3049 | 12307.8747 | 7720.2238 | 0 | 2.8936e-07 | 2.155e-06 | 0 | 2.155e-06 | 4.1204e-07 | 0 | 0 | 0 | 4.4696e-08 | 0 | 4.4696e-08 | 2.4912e-08 | 0 | 2.4912e-08 | [17 empty] | 7.3.3.17.5 (Remote Grid) Updates to grid topology to minimize risk of ignition in HFTDs Remote GridWLDFREquipment / facility failureAggregated | WLDFR | HFTD - Distribution - Tier 2 - 4QU CoRE ¦ 2QU LoRE | Non-Red Flag Warning - Destructive Fires | Equipment / facility failure | Aggregated | 2053 | 5.2e-08 | 522.2177 | 2.7155e-05 | 2053 | Mitigation | 0.95 | 45 | 0 | esc | 0.00097009 | 5.0445e-11 | 0.00097009 | 5.0445e-11
[79 empty] | WLDFR | HFTD - Distribution - Zone 1 - 5QU CoRE ¦ 1QU LoRE | Red Flag Warning - Catastrophic Fires | 2062 | 1.0569e-10 | 20390.4035 | 362.3049 | 12307.8747 | 7720.2238 | 0 | 2.8936e-07 | 2.155e-06 | 0 | 2.155e-06 | 4.1204e-07 | 0 | 0 | 0 | 0 | 0 | 0 | 2.4912e-08 | 0 | 2.4912e-08 | [17 empty] | 7.3.3.17.5 (Remote Grid) Updates to grid topology to minimize risk of ignition in HFTDs Remote GridWLDFREquipment / facility failureAggregated | WLDFR | HFTD - Distribution - Tier 2 - 4QU CoRE ¦ 2QU LoRE | Non-Red Flag Warning - Destructive Fires | Equipment / facility failure | Aggregated | 2054 | 5.2e-08 | 522.2177 | 2.7155e-05 | 2054 | Mitigation | 0.95 | 45 | 0 | esc | 0.00097009 | 5.0445e-11 | 0.00097009 | 5.0445e-11
[79 empty] | WLDFR | HFTD - Distribution - Zone 1 - 5QU CoRE ¦ 1QU LoRE | Red Flag Warning - Catastrophic Fires | 2063 | 1.0569e-10 | 21325.9188 | 384.5316 | 12862.0997 | 8079.2876 | 0 | 2.8936e-07 | 2.2539e-06 | 0 | 2.2539e-06 | 4.3767e-07 | 1.142e-07 | 0 | 1.142e-07 | 0 | 0 | 0 | 0 | 0 | 0 | [17 empty] | 7.3.3.17.5 (Remote Grid) Updates to grid topology to minimize risk of ignition in HFTDs Remote GridWLDFREquipment / facility failureAggregated | WLDFR | HFTD - Distribution - Tier 2 - 4QU CoRE ¦ 2QU LoRE | Non-Red Flag Warning - Destructive Fires | Equipment / facility failure | Aggregated | 2055 | 5.2e-08 | 522.2177 | 2.7155e-05 | 2055 | Mitigation | 0.95 | 45 | 0 | esc | 0.00097009 | 5.0445e-11 | 0.00097009 | 5.0445e-11
[79 empty] | WLDFR | HFTD - Distribution - Zone 1 - 5QU CoRE ¦ 1QU LoRE | Red Flag Warning - Catastrophic Fires | 2064 | 1.0569e-10 | 21325.9188 | 384.5316 | 12862.0997 | 8079.2876 | 0 | 2.8936e-07 | 2.2539e-06 | 0 | 2.2539e-06 | 4.3767e-07 | 1.074e-07 | 0 | 1.074e-07 | 1.8198e-07 | 0 | 1.8198e-07 | 0 | 0 | 0 | [17 empty] | 7.3.3.17.5 (Remote Grid) Updates to grid topology to minimize risk of ignition in HFTDs Remote GridWLDFREquipment / facility failureAggregated | WLDFR | HFTD - Distribution - Tier 2 - 4QU CoRE ¦ 2QU LoRE | Non-Red Flag Warning - Destructive Fires | Equipment / facility failure | Aggregated | 2056 | 5.2e-08 | 522.2177 | 2.7155e-05 | 2056 | Mitigation | 0.95 | 45 | 0 | esc | 0.00097009 | 5.0445e-11 | 0.00097009 | 5.0445e-11
[79 empty] | WLDFR | HFTD - Distribution - Zone 1 - 5QU CoRE ¦ 1QU LoRE | Red Flag Warning - Catastrophic Fires | 2065 | 1.0569e-10 | 21325.9188 | 384.5316 | 12862.0997 | 8079.2876 | 0 | 2.8936e-07 | 2.2539e-06 | 0 | 2.2539e-06 | 4.3767e-07 | 1.1085e-07 | 0 | 1.1085e-07 | 1.8784e-07 | 0 | 1.8784e-07 | 1.047e-07 | 0 | 1.047e-07 | [17 empty] | 7.3.3.17.5 (Remote Grid) Updates to grid topology to minimize risk of ignition in HFTDs Remote GridWLDFREquipment / facility failureAggregated | WLDFR | HFTD - Distribution - Tier 2 - 4QU CoRE ¦ 2QU LoRE | Non-Red Flag Warning - Destructive Fires | Equipment / facility failure | Aggregated | 2057 | 5.2e-08 | 522.2177 | 2.7155e-05 | 2057 | Mitigation | 0.95 | 45 | 0 | esc | 0.00097009 | 5.0445e-11 | 0.00097009 | 5.0445e-11
[79 empty] | WLDFR | HFTD - Distribution - Zone 1 - 5QU CoRE ¦ 1QU LoRE | Red Flag Warning - Catastrophic Fires | 2066 | 1.0569e-10 | 21325.9188 | 384.5316 | 12862.0997 | 8079.2876 | 0 | 2.8936e-07 | 2.2539e-06 | 0 | 2.2539e-06 | 4.3767e-07 | 1.1085e-07 | 0 | 1.1085e-07 | 1.8784e-07 | 0 | 1.8784e-07 | 1.047e-07 | 0 | 1.047e-07 | [17 empty] | 7.3.3.17.5 (Remote Grid) Updates to grid topology to minimize risk of ignition in HFTDs Remote GridWLDFREquipment / facility failureAggregated | WLDFR | HFTD - Distribution - Tier 2 - 4QU CoRE ¦ 2QU LoRE | Non-Red Flag Warning - Destructive Fires | Equipment / facility failure | Aggregated | 2058 | 5.2e-08 | 522.2177 | 2.7155e-05 | 2058 | Mitigation | 0.95 | 45 | 0 | esc | 0.00097009 | 5.0445e-11 | 0.00097009 | 5.0445e-11
[79 empty] | WLDFR | HFTD - Distribution - Zone 1 - 5QU CoRE ¦ 1QU LoRE | Red Flag Warning - Destructive Fires | 2022 | 4.6217e-11 | 8807.9522 | 222.2294 | 8585.7228 | 0 | 0 | 1.2653e-07 | 4.0708e-07 | 0 | 4.0708e-07 | 6.0535e-08 | 1.1085e-07 | 0 | 1.1085e-07 | 1.8784e-07 | 0 | 1.8784e-07 | 1.047e-07 | 0 | 1.047e-07 | [17 empty] | 7.3.3.17.5 (Remote Grid) Updates to grid topology to minimize risk of ignition in HFTDs Remote GridWLDFREquipment / facility failureAggregated | WLDFR | HFTD - Distribution - Tier 2 - 4QU CoRE ¦ 2QU LoRE | Non-Red Flag Warning - Destructive Fires | Equipment / facility failure | Aggregated | 2059 | 5.2e-08 | 522.2177 | 2.7155e-05 | 2059 | Mitigation | 0.95 | 45 | 0 | esc | 0.00097009 | 5.0445e-11 | 0.00097009 | 5.0445e-11
[79 empty] | WLDFR | HFTD - Distribution - Zone 1 - 5QU CoRE ¦ 1QU LoRE | Red Flag Warning - Destructive Fires | 2023 | 4.6217e-11 | 9129.7461 | 233.2301 | 8896.516 | 0 | 0 | 1.2653e-07 | 4.2195e-07 | 0 | 4.2195e-07 | 6.2483e-08 | 1.1085e-07 | 0 | 1.1085e-07 | 1.8784e-07 | 0 | 1.8784e-07 | 1.047e-07 | 0 | 1.047e-07 | [17 empty] | 7.3.3.17.5 (Remote Grid) Updates to grid topology to minimize risk of ignition in HFTDs Remote GridWLDFREquipment / facility failureAggregated | WLDFR | HFTD - Distribution - Tier 2 - 4QU CoRE ¦ 2QU LoRE | Non-Red Flag Warning - Destructive Fires | Equipment / facility failure | Aggregated | 2060 | 5.2e-08 | 522.2177 | 2.7155e-05 | 2060 | Mitigation | 0.95 | 45 | 0 | esc | 0.00097009 | 5.0445e-11 | 0.00097009 | 5.0445e-11
[79 empty] | WLDFR | HFTD - Distribution - Zone 1 - 5QU CoRE ¦ 1QU LoRE | Red Flag Warning - Destructive Fires | 2024 | 4.6217e-11 | 9129.7461 | 233.2301 | 8896.516 | 0 | 0 | 1.2653e-07 | 4.2195e-07 | 0 | 4.2195e-07 | 6.2483e-08 | 1.1085e-07 | 0 | 1.1085e-07 | 1.8784e-07 | 0 | 1.8784e-07 | 1.047e-07 | 0 | 1.047e-07 | [17 empty] | 7.3.3.17.5 (Remote Grid) Updates to grid topology to minimize risk of ignition in HFTDs Remote GridWLDFREquipment / facility failureAggregated | WLDFR | HFTD - Distribution - Tier 2 - 4QU CoRE ¦ 2QU LoRE | Non-Red Flag Warning - Destructive Fires | Equipment / facility failure | Aggregated | 2061 | 5.2e-08 | 522.2177 | 2.7155e-05 | 2061 | Mitigation | 0.95 | 45 | 0 | esc | 0.00097009 | 5.0445e-11 | 0.00097009 | 5.0445e-11
[79 empty] | WLDFR | HFTD - Distribution - Zone 1 - 5QU CoRE ¦ 1QU LoRE | Red Flag Warning - Destructive Fires | 2025 | 4.6217e-11 | 9129.7461 | 233.2301 | 8896.516 | 0 | 0 | 1.2653e-07 | 4.2195e-07 | 0 | 4.2195e-07 | 6.2483e-08 | 1.1526e-07 | 0 | 1.1526e-07 | 1.9531e-07 | 0 | 1.9531e-07 | 1.0886e-07 | 0 | 1.0886e-07 | [17 empty] | 7.3.3.17.5 (Remote Grid) Updates to grid topology to minimize risk of ignition in HFTDs Remote GridWLDFREquipment / facility failureAggregated | WLDFR | HFTD - Distribution - Tier 2 - 4QU CoRE ¦ 2QU LoRE | Non-Red Flag Warning - Destructive Fires | Equipment / facility failure | Aggregated | 2062 | 5.2e-08 | 522.2177 | 2.7155e-05 | 2062 | Mitigation | 0.95 | 45 | 0 | esc | 0.00097009 | 5.0445e-11 | 0.00097009 | 5.0445e-11
[79 empty] | WLDFR | HFTD - Distribution - Zone 1 - 5QU CoRE ¦ 1QU LoRE | Red Flag Warning - Destructive Fires | 2026 | 4.6217e-11 | 9129.7461 | 233.2301 | 8896.516 | 0 | 0 | 1.2653e-07 | 4.2195e-07 | 0 | 4.2195e-07 | 6.2483e-08 | 1.1526e-07 | 0 | 1.1526e-07 | 1.9531e-07 | 0 | 1.9531e-07 | 1.0886e-07 | 0 | 1.0886e-07 | [17 empty] | 7.3.3.17.5 (Remote Grid) Updates to grid topology to minimize risk of ignition in HFTDs Remote GridWLDFREquipment / facility failureAggregated | WLDFR | HFTD - Distribution - Tier 2 - 4QU CoRE ¦ 2QU LoRE | Non-Red Flag Warning - Destructive Fires | Equipment / facility failure | Aggregated | 2063 | 5.2e-08 | 522.2177 | 2.7155e-05 | 2063 | Mitigation | 0.95 | 45 | 0 | esc | 0.00097009 | 5.0445e-11 | 0.00097009 | 5.0445e-11
[79 empty] | WLDFR | HFTD - Distribution - Zone 1 - 5QU CoRE ¦ 1QU LoRE | Red Flag Warning - Destructive Fires | 2027 | 4.6217e-11 | 9129.7461 | 233.2301 | 8896.516 | 0 | 0 | 1.2653e-07 | 4.2195e-07 | 0 | 4.2195e-07 | 6.2483e-08 | 1.1526e-07 | 0 | 1.1526e-07 | 1.9531e-07 | 0 | 1.9531e-07 | 1.0886e-07 | 0 | 1.0886e-07 | [17 empty] | 7.3.3.17.5 (Remote Grid) Updates to grid topology to minimize risk of ignition in HFTDs Remote GridWLDFREquipment / facility failureAggregated | WLDFR | HFTD - Distribution - Tier 2 - 4QU CoRE ¦ 2QU LoRE | Non-Red Flag Warning - Destructive Fires | Equipment / facility failure | Aggregated | 2064 | 5.2e-08 | 522.2177 | 2.7155e-05 | 2064 | Mitigation | 0.95 | 45 | 0 | esc | 0.00097009 | 5.0445e-11 | 0.00097009 | 5.0445e-11
[79 empty] | WLDFR | HFTD - Distribution - Zone 1 - 5QU CoRE ¦ 1QU LoRE | Red Flag Warning - Destructive Fires | 2028 | 4.6217e-11 | 9534.9221 | 247.273 | 9287.6491 | 0 | 0 | 1.2653e-07 | 4.4068e-07 | 0 | 4.4068e-07 | 6.4969e-08 | 1.1526e-07 | 0 | 1.1526e-07 | 1.9531e-07 | 0 | 1.9531e-07 | 1.0886e-07 | 0 | 1.0886e-07 | [17 empty] | 7.3.3.17.5 (Remote Grid) Updates to grid topology to minimize risk of ignition in HFTDs Remote GridWLDFREquipment / facility failureAggregated | WLDFR | HFTD - Distribution - Tier 2 - 4QU CoRE ¦ 2QU LoRE | Non-Red Flag Warning - Destructive Fires | Equipment / facility failure | Aggregated | 2065 | 5.2e-08 | 522.2177 | 2.7155e-05 | 2065 | Mitigation | 0.95 | 45 | 0 | esc | 0.00097009 | 5.0445e-11 | 0.00097009 | 5.0445e-11
[79 empty] | WLDFR | HFTD - Distribution - Zone 1 - 5QU CoRE ¦ 1QU LoRE | Red Flag Warning - Destructive Fires | 2029 | 4.6217e-11 | 9534.9221 | 247.273 | 9287.6491 | 0 | 0 | 1.2653e-07 | 4.4068e-07 | 0 | 4.4068e-07 | 6.4969e-08 | 1.1526e-07 | 0 | 1.1526e-07 | 1.9531e-07 | 0 | 1.9531e-07 | 1.0886e-07 | 0 | 1.0886e-07 | [17 empty] | 7.3.3.17.5 (Remote Grid) Updates to grid topology to minimize risk of ignition in HFTDs Remote GridWLDFREquipment / facility failureAggregated | WLDFR | HFTD - Distribution - Tier 2 - 4QU CoRE ¦ 2QU LoRE | Non-Red Flag Warning - Destructive Fires | Equipment / facility failure | Aggregated | 2066 | 5.2e-08 | 522.2177 | 2.7155e-05 | 2066 | Mitigation | 0.95 | 45 | 0 | esc | 0.00097009 | 5.0445e-11 | 0.00097009 | 5.0445e-11
[79 empty] | WLDFR | HFTD - Distribution - Zone 1 - 5QU CoRE ¦ 1QU LoRE | Red Flag Warning - Destructive Fires | 2030 | 4.6217e-11 | 9534.9221 | 247.273 | 9287.6491 | 0 | 0 | 1.2653e-07 | 4.4068e-07 | 0 | 4.4068e-07 | 6.4969e-08 | 1.2023e-07 | 0 | 1.2023e-07 | 2.0373e-07 | 0 | 2.0373e-07 | 1.1355e-07 | 0 | 1.1355e-07 | [17 empty] | 7.3.3.17.5 (Remote Grid) Updates to grid topology to minimize risk of ignition in HFTDs Remote GridWLDFREquipment / facility failureAggregated | WLDFR | HFTD - Distribution - Tier 2 - 4QU CoRE ¦ 2QU LoRE | Non-Red Flag Warning - Destructive Fires | Equipment / facility failure | Aggregated | 2067 | 5.2e-08 | 522.2177 | 2.7155e-05 | 2067 | Mitigation | 0.95 | 45 | 0 | esc | 0 | 0 | 0.00097009 | 5.0445e-11
[79 empty] | WLDFR | HFTD - Distribution - Zone 1 - 5QU CoRE ¦ 1QU LoRE | Red Flag Warning - Destructive Fires | 2031 | 4.6217e-11 | 9534.9221 | 247.273 | 9287.6491 | 0 | 0 | 1.2653e-07 | 4.4068e-07 | 0 | 4.4068e-07 | 6.4969e-08 | 1.2023e-07 | 0 | 1.2023e-07 | 2.0373e-07 | 0 | 2.0373e-07 | 1.1355e-07 | 0 | 1.1355e-07 | [17 empty] | 7.3.3.17.5 (Remote Grid) Updates to grid topology to minimize risk of ignition in HFTDs Remote GridWLDFRVegetation ContactAggregated | WLDFR | HFTD - Distribution - Tier 2 - 4QU CoRE ¦ 2QU LoRE | Non-Red Flag Warning - Destructive Fires | Vegetation Contact | Aggregated | 2022 | 3.1137e-07 | 522.2177 | 0.0001626 | 2022 | Mitigation | 0.95 | 45 | 0 | esc | 0.00097009 | 3.0206e-10 | 0 | 0
[79 empty] | WLDFR | HFTD - Distribution - Zone 1 - 5QU CoRE ¦ 1QU LoRE | Red Flag Warning - Destructive Fires | 2032 | 4.6217e-11 | 9534.9221 | 247.273 | 9287.6491 | 0 | 0 | 1.2653e-07 | 4.4068e-07 | 0 | 4.4068e-07 | 6.4969e-08 | 1.2023e-07 | 0 | 1.2023e-07 | 2.0373e-07 | 0 | 2.0373e-07 | 1.1355e-07 | 0 | 1.1355e-07 | [17 empty] | 7.3.3.17.5 (Remote Grid) Updates to grid topology to minimize risk of ignition in HFTDs Remote GridWLDFRVegetation ContactAggregated | WLDFR | HFTD - Distribution - Tier 2 - 4QU CoRE ¦ 2QU LoRE | Non-Red Flag Warning - Destructive Fires | Vegetation Contact | Aggregated | 2023 | 3.1137e-07 | 522.2177 | 0.0001626 | 2023 | Mitigation | 0.95 | 45 | 0 | esc | 0.00097009 | 3.0206e-10 | 0.00097009 | 3.0206e-10
[79 empty] | WLDFR | HFTD - Distribution - Zone 1 - 5QU CoRE ¦ 1QU LoRE | Red Flag Warning - Destructive Fires | 2033 | 4.6217e-11 | 9984.8474 | 263.1074 | 9721.74 | 0 | 0 | 1.2653e-07 | 4.6147e-07 | 0 | 4.6147e-07 | 6.777e-08 | 1.2023e-07 | 0 | 1.2023e-07 | 2.0373e-07 | 0 | 2.0373e-07 | 1.1355e-07 | 0 | 1.1355e-07 | [17 empty] | 7.3.3.17.5 (Remote Grid) Updates to grid topology to minimize risk of ignition in HFTDs Remote GridWLDFRVegetation ContactAggregated | WLDFR | HFTD - Distribution - Tier 2 - 4QU CoRE ¦ 2QU LoRE | Non-Red Flag Warning - Destructive Fires | Vegetation Contact | Aggregated | 2024 | 3.1137e-07 | 522.2177 | 0.0001626 | 2024 | Mitigation | 0.95 | 45 | 0 | esc | 0.00097009 | 3.0206e-10 | 0.00097009 | 3.0206e-10
[79 empty] | WLDFR | HFTD - Distribution - Zone 1 - 5QU CoRE ¦ 1QU LoRE | Red Flag Warning - Destructive Fires | 2034 | 4.6217e-11 | 9984.8474 | 263.1074 | 9721.74 | 0 | 0 | 1.2653e-07 | 4.6147e-07 | 0 | 4.6147e-07 | 6.777e-08 | 1.2023e-07 | 0 | 1.2023e-07 | 2.0373e-07 | 0 | 2.0373e-07 | 1.1355e-07 | 0 | 1.1355e-07 | [17 empty] | 7.3.3.17.5 (Remote Grid) Updates to grid topology to minimize risk of ignition in HFTDs Remote GridWLDFRVegetation ContactAggregated | WLDFR | HFTD - Distribution - Tier 2 - 4QU CoRE ¦ 2QU LoRE | Non-Red Flag Warning - Destructive Fires | Vegetation Contact | Aggregated | 2025 | 3.1137e-07 | 522.2177 | 0.0001626 | 2025 | Mitigation | 0.95 | 45 | 0 | esc | 0.00097009 | 3.0206e-10 | 0.00097009 | 3.0206e-10
[79 empty] | WLDFR | HFTD - Distribution - Zone 1 - 5QU CoRE ¦ 1QU LoRE | Red Flag Warning - Destructive Fires | 2035 | 4.6217e-11 | 9984.8474 | 263.1074 | 9721.74 | 0 | 0 | 1.2653e-07 | 4.6147e-07 | 0 | 4.6147e-07 | 6.777e-08 | 1.2571e-07 | 0 | 1.2571e-07 | 2.1301e-07 | 0 | 2.1301e-07 | 1.1873e-07 | 0 | 1.1873e-07 | [17 empty] | 7.3.3.17.5 (Remote Grid) Updates to grid topology to minimize risk of ignition in HFTDs Remote GridWLDFRVegetation ContactAggregated | WLDFR | HFTD - Distribution - Tier 2 - 4QU CoRE ¦ 2QU LoRE | Non-Red Flag Warning - Destructive Fires | Vegetation Contact | Aggregated | 2026 | 3.1137e-07 | 522.2177 | 0.0001626 | 2026 | Mitigation | 0.95 | 45 | 0 | esc | 0.00097009 | 3.0206e-10 | 0.00097009 | 3.0206e-10
[79 empty] | WLDFR | HFTD - Distribution - Zone 1 - 5QU CoRE ¦ 1QU LoRE | Red Flag Warning - Destructive Fires | 2036 | 4.6217e-11 | 9984.8474 | 263.1074 | 9721.74 | 0 | 0 | 1.2653e-07 | 4.6147e-07 | 0 | 4.6147e-07 | 6.777e-08 | 1.2571e-07 | 0 | 1.2571e-07 | 2.1301e-07 | 0 | 2.1301e-07 | 1.1873e-07 | 0 | 1.1873e-07 | [17 empty] | 7.3.3.17.5 (Remote Grid) Updates to grid topology to minimize risk of ignition in HFTDs Remote GridWLDFRVegetation ContactAggregated | WLDFR | HFTD - Distribution - Tier 2 - 4QU CoRE ¦ 2QU LoRE | Non-Red Flag Warning - Destructive Fires | Vegetation Contact | Aggregated | 2027 | 3.1137e-07 | 522.2177 | 0.0001626 | 2027 | Mitigation | 0.95 | 45 | 0 | esc | 0.00097009 | 3.0206e-10 | 0.00097009 | 3.0206e-10
[79 empty] | WLDFR | HFTD - Distribution - Zone 1 - 5QU CoRE ¦ 1QU LoRE | Red Flag Warning - Destructive Fires | 2037 | 4.6217e-11 | 9984.8474 | 263.1074 | 9721.74 | 0 | 0 | 1.2653e-07 | 4.6147e-07 | 0 | 4.6147e-07 | 6.777e-08 | 1.2571e-07 | 0 | 1.2571e-07 | 2.1301e-07 | 0 | 2.1301e-07 | 1.1873e-07 | 0 | 1.1873e-07 | [17 empty] | 7.3.3.17.5 (Remote Grid) Updates to grid topology to minimize risk of ignition in HFTDs Remote GridWLDFRVegetation ContactAggregated | WLDFR | HFTD - Distribution - Tier 2 - 4QU CoRE ¦ 2QU LoRE | Non-Red Flag Warning - Destructive Fires | Vegetation Contact | Aggregated | 2028 | 3.1137e-07 | 522.2177 | 0.0001626 | 2028 | Mitigation | 0.95 | 45 | 0 | esc | 0.00097009 | 3.0206e-10 | 0.00097009 | 3.0206e-10
[79 empty] | WLDFR | HFTD - Distribution - Zone 1 - 5QU CoRE ¦ 1QU LoRE | Red Flag Warning - Destructive Fires | 2038 | 4.6217e-11 | 10472.8261 | 280.5544 | 10192.2718 | 0 | 0 | 1.2653e-07 | 4.8402e-07 | 0 | 4.8402e-07 | 7.0857e-08 | 1.2571e-07 | 0 | 1.2571e-07 | 2.1301e-07 | 0 | 2.1301e-07 | 1.1873e-07 | 0 | 1.1873e-07 | [17 empty] | 7.3.3.17.5 (Remote Grid) Updates to grid topology to minimize risk of ignition in HFTDs Remote GridWLDFRVegetation ContactAggregated | WLDFR | HFTD - Distribution - Tier 2 - 4QU CoRE ¦ 2QU LoRE | Non-Red Flag Warning - Destructive Fires | Vegetation Contact | Aggregated | 2029 | 3.1137e-07 | 522.2177 | 0.0001626 | 2029 | Mitigation | 0.95 | 45 | 0 | esc | 0.00097009 | 3.0206e-10 | 0.00097009 | 3.0206e-10
[79 empty] | WLDFR | HFTD - Distribution - Zone 1 - 5QU CoRE ¦ 1QU LoRE | Red Flag Warning - Destructive Fires | 2039 | 4.6217e-11 | 10472.8261 | 280.5544 | 10192.2718 | 0 | 0 | 1.2653e-07 | 4.8402e-07 | 0 | 4.8402e-07 | 7.0857e-08 | 1.2571e-07 | 0 | 1.2571e-07 | 2.1301e-07 | 0 | 2.1301e-07 | 1.1873e-07 | 0 | 1.1873e-07 | [17 empty] | 7.3.3.17.5 (Remote Grid) Updates to grid topology to minimize risk of ignition in HFTDs Remote GridWLDFRVegetation ContactAggregated | WLDFR | HFTD - Distribution - Tier 2 - 4QU CoRE ¦ 2QU LoRE | Non-Red Flag Warning - Destructive Fires | Vegetation Contact | Aggregated | 2030 | 3.1137e-07 | 522.2177 | 0.0001626 | 2030 | Mitigation | 0.95 | 45 | 0 | esc | 0.00097009 | 3.0206e-10 | 0.00097009 | 3.0206e-10
[79 empty] | WLDFR | HFTD - Distribution - Zone 1 - 5QU CoRE ¦ 1QU LoRE | Red Flag Warning - Destructive Fires | 2040 | 4.6217e-11 | 10472.8261 | 280.5544 | 10192.2718 | 0 | 0 | 1.2653e-07 | 4.8402e-07 | 0 | 4.8402e-07 | 7.0857e-08 | 1.3164e-07 | 0 | 1.3164e-07 | 2.2306e-07 | 0 | 2.2306e-07 | 1.2433e-07 | 0 | 1.2433e-07 | [17 empty] | 7.3.3.17.5 (Remote Grid) Updates to grid topology to minimize risk of ignition in HFTDs Remote GridWLDFRVegetation ContactAggregated | WLDFR | HFTD - Distribution - Tier 2 - 4QU CoRE ¦ 2QU LoRE | Non-Red Flag Warning - Destructive Fires | Vegetation Contact | Aggregated | 2031 | 3.1137e-07 | 522.2177 | 0.0001626 | 2031 | Mitigation | 0.95 | 45 | 0 | esc | 0.00097009 | 3.0206e-10 | 0.00097009 | 3.0206e-10
[79 empty] | WLDFR | HFTD - Distribution - Zone 1 - 5QU CoRE ¦ 1QU LoRE | Red Flag Warning - Destructive Fires | 2041 | 4.6217e-11 | 10472.8261 | 280.5544 | 10192.2718 | 0 | 0 | 1.2653e-07 | 4.8402e-07 | 0 | 4.8402e-07 | 7.0857e-08 | 1.3164e-07 | 0 | 1.3164e-07 | 2.2306e-07 | 0 | 2.2306e-07 | 1.2433e-07 | 0 | 1.2433e-07 | [17 empty] | 7.3.3.17.5 (Remote Grid) Updates to grid topology to minimize risk of ignition in HFTDs Remote GridWLDFRVegetation ContactAggregated | WLDFR | HFTD - Distribution - Tier 2 - 4QU CoRE ¦ 2QU LoRE | Non-Red Flag Warning - Destructive Fires | Vegetation Contact | Aggregated | 2032 | 3.1137e-07 | 522.2177 | 0.0001626 | 2032 | Mitigation | 0.95 | 45 | 0 | esc | 0.00097009 | 3.0206e-10 | 0.00097009 | 3.0206e-10
[79 empty] | WLDFR | HFTD - Distribution - Zone 1 - 5QU CoRE ¦ 1QU LoRE | Red Flag Warning - Destructive Fires | 2042 | 4.6217e-11 | 10472.8261 | 280.5544 | 10192.2718 | 0 | 0 | 1.2653e-07 | 4.8402e-07 | 0 | 4.8402e-07 | 7.0857e-08 | 1.3164e-07 | 0 | 1.3164e-07 | 2.2306e-07 | 0 | 2.2306e-07 | 1.2433e-07 | 0 | 1.2433e-07 | [17 empty] | 7.3.3.17.5 (Remote Grid) Updates to grid topology to minimize risk of ignition in HFTDs Remote GridWLDFRVegetation ContactAggregated | WLDFR | HFTD - Distribution - Tier 2 - 4QU CoRE ¦ 2QU LoRE | Non-Red Flag Warning - Destructive Fires | Vegetation Contact | Aggregated | 2033 | 3.1137e-07 | 522.2177 | 0.0001626 | 2033 | Mitigation | 0.95 | 45 | 0 | esc | 0.00097009 | 3.0206e-10 | 0.00097009 | 3.0206e-10
[79 empty] | WLDFR | HFTD - Distribution - Zone 1 - 5QU CoRE ¦ 1QU LoRE | Red Flag Warning - Destructive Fires | 2043 | 4.6217e-11 | 10992.1562 | 299.42 | 10692.7362 | 0 | 0 | 1.2653e-07 | 5.0803e-07 | 0 | 5.0803e-07 | 7.42e-08 | 1.3164e-07 | 0 | 1.3164e-07 | 2.2306e-07 | 0 | 2.2306e-07 | 1.2433e-07 | 0 | 1.2433e-07 | [17 empty] | 7.3.3.17.5 (Remote Grid) Updates to grid topology to minimize risk of ignition in HFTDs Remote GridWLDFRVegetation ContactAggregated | WLDFR | HFTD - Distribution - Tier 2 - 4QU CoRE ¦ 2QU LoRE | Non-Red Flag Warning - Destructive Fires | Vegetation Contact | Aggregated | 2034 | 3.1137e-07 | 522.2177 | 0.0001626 | 2034 | Mitigation | 0.95 | 45 | 0 | esc | 0.00097009 | 3.0206e-10 | 0.00097009 | 3.0206e-10
[79 empty] | WLDFR | HFTD - Distribution - Zone 1 - 5QU CoRE ¦ 1QU LoRE | Red Flag Warning - Destructive Fires | 2044 | 4.6217e-11 | 10992.1562 | 299.42 | 10692.7362 | 0 | 0 | 1.2653e-07 | 5.0803e-07 | 0 | 5.0803e-07 | 7.42e-08 | 1.3164e-07 | 0 | 1.3164e-07 | 2.2306e-07 | 0 | 2.2306e-07 | 1.2433e-07 | 0 | 1.2433e-07 | [17 empty] | 7.3.3.17.5 (Remote Grid) Updates to grid topology to minimize risk of ignition in HFTDs Remote GridWLDFRVegetation ContactAggregated | WLDFR | HFTD - Distribution - Tier 2 - 4QU CoRE ¦ 2QU LoRE | Non-Red Flag Warning - Destructive Fires | Vegetation Contact | Aggregated | 2035 | 3.1137e-07 | 522.2177 | 0.0001626 | 2035 | Mitigation | 0.95 | 45 | 0 | esc | 0.00097009 | 3.0206e-10 | 0.00097009 | 3.0206e-10
[79 empty] | WLDFR | HFTD - Distribution - Zone 1 - 5QU CoRE ¦ 1QU LoRE | Red Flag Warning - Destructive Fires | 2045 | 4.6217e-11 | 10992.1562 | 299.42 | 10692.7362 | 0 | 0 | 1.2653e-07 | 5.0803e-07 | 0 | 5.0803e-07 | 7.42e-08 | 1.3796e-07 | 0 | 1.3796e-07 | 2.3377e-07 | 0 | 2.3377e-07 | 1.303e-07 | 0 | 1.303e-07 | [17 empty] | 7.3.3.17.5 (Remote Grid) Updates to grid topology to minimize risk of ignition in HFTDs Remote GridWLDFRVegetation ContactAggregated | WLDFR | HFTD - Distribution - Tier 2 - 4QU CoRE ¦ 2QU LoRE | Non-Red Flag Warning - Destructive Fires | Vegetation Contact | Aggregated | 2036 | 3.1137e-07 | 522.2177 | 0.0001626 | 2036 | Mitigation | 0.95 | 45 | 0 | esc | 0.00097009 | 3.0206e-10 | 0.00097009 | 3.0206e-10
[79 empty] | WLDFR | HFTD - Distribution - Zone 1 - 5QU CoRE ¦ 1QU LoRE | Red Flag Warning - Destructive Fires | 2046 | 4.6217e-11 | 10992.1562 | 299.42 | 10692.7362 | 0 | 0 | 1.2653e-07 | 5.0803e-07 | 0 | 5.0803e-07 | 7.42e-08 | 1.3796e-07 | 0 | 1.3796e-07 | 2.3377e-07 | 0 | 2.3377e-07 | 1.303e-07 | 0 | 1.303e-07 | [17 empty] | 7.3.3.17.5 (Remote Grid) Updates to grid topology to minimize risk of ignition in HFTDs Remote GridWLDFRVegetation ContactAggregated | WLDFR | HFTD - Distribution - Tier 2 - 4QU CoRE ¦ 2QU LoRE | Non-Red Flag Warning - Destructive Fires | Vegetation Contact | Aggregated | 2037 | 3.1137e-07 | 522.2177 | 0.0001626 | 2037 | Mitigation | 0.95 | 45 | 0 | esc | 0.00097009 | 3.0206e-10 | 0.00097009 | 3.0206e-10
[79 empty] | WLDFR | HFTD - Distribution - Zone 1 - 5QU CoRE ¦ 1QU LoRE | Red Flag Warning - Destructive Fires | 2047 | 4.6217e-11 | 10992.1562 | 299.42 | 10692.7362 | 0 | 0 | 1.2653e-07 | 5.0803e-07 | 0 | 5.0803e-07 | 7.42e-08 | 1.3796e-07 | 0 | 1.3796e-07 | 2.3377e-07 | 0 | 2.3377e-07 | 1.303e-07 | 0 | 1.303e-07 | [17 empty] | 7.3.3.17.5 (Remote Grid) Updates to grid topology to minimize risk of ignition in HFTDs Remote GridWLDFRVegetation ContactAggregated | WLDFR | HFTD - Distribution - Tier 2 - 4QU CoRE ¦ 2QU LoRE | Non-Red Flag Warning - Destructive Fires | Vegetation Contact | Aggregated | 2038 | 3.1137e-07 | 522.2177 | 0.0001626 | 2038 | Mitigation | 0.95 | 45 | 0 | esc | 0.00097009 | 3.0206e-10 | 0.00097009 | 3.0206e-10
[79 empty] | WLDFR | HFTD - Distribution - Zone 1 - 5QU CoRE ¦ 1QU LoRE | Red Flag Warning - Destructive Fires | 2048 | 4.6217e-11 | 11536.0538 | 319.4911 | 11216.5626 | 0 | 0 | 1.2653e-07 | 5.3316e-07 | 0 | 5.3316e-07 | 7.7763e-08 | 1.3796e-07 | 0 | 1.3796e-07 | 2.3377e-07 | 0 | 2.3377e-07 | 1.303e-07 | 0 | 1.303e-07 | [17 empty] | 7.3.3.17.5 (Remote Grid) Updates to grid topology to minimize risk of ignition in HFTDs Remote GridWLDFRVegetation ContactAggregated | WLDFR | HFTD - Distribution - Tier 2 - 4QU CoRE ¦ 2QU LoRE | Non-Red Flag Warning - Destructive Fires | Vegetation Contact | Aggregated | 2039 | 3.1137e-07 | 522.2177 | 0.0001626 | 2039 | Mitigation | 0.95 | 45 | 0 | esc | 0.00097009 | 3.0206e-10 | 0.00097009 | 3.0206e-10
[79 empty] | WLDFR | HFTD - Distribution - Zone 1 - 5QU CoRE ¦ 1QU LoRE | Red Flag Warning - Destructive Fires | 2049 | 4.6217e-11 | 11536.0538 | 319.4911 | 11216.5626 | 0 | 0 | 1.2653e-07 | 5.3316e-07 | 0 | 5.3316e-07 | 7.7763e-08 | 1.3796e-07 | 0 | 1.3796e-07 | 2.3377e-07 | 0 | 2.3377e-07 | 1.303e-07 | 0 | 1.303e-07 | [17 empty] | 7.3.3.17.5 (Remote Grid) Updates to grid topology to minimize risk of ignition in HFTDs Remote GridWLDFRVegetation ContactAggregated | WLDFR | HFTD - Distribution - Tier 2 - 4QU CoRE ¦ 2QU LoRE | Non-Red Flag Warning - Destructive Fires | Vegetation Contact | Aggregated | 2040 | 3.1137e-07 | 522.2177 | 0.0001626 | 2040 | Mitigation | 0.95 | 45 | 0 | esc | 0.00097009 | 3.0206e-10 | 0.00097009 | 3.0206e-10
[79 empty] | WLDFR | HFTD - Distribution - Zone 1 - 5QU CoRE ¦ 1QU LoRE | Red Flag Warning - Destructive Fires | 2050 | 4.6217e-11 | 11536.0538 | 319.4911 | 11216.5626 | 0 | 0 | 1.2653e-07 | 5.3316e-07 | 0 | 5.3316e-07 | 7.7763e-08 | 1.4461e-07 | 0 | 1.4461e-07 | 2.4504e-07 | 0 | 2.4504e-07 | 1.3658e-07 | 0 | 1.3658e-07 | [17 empty] | 7.3.3.17.5 (Remote Grid) Updates to grid topology to minimize risk of ignition in HFTDs Remote GridWLDFRVegetation ContactAggregated | WLDFR | HFTD - Distribution - Tier 2 - 4QU CoRE ¦ 2QU LoRE | Non-Red Flag Warning - Destructive Fires | Vegetation Contact | Aggregated | 2041 | 3.1137e-07 | 522.2177 | 0.0001626 | 2041 | Mitigation | 0.95 | 45 | 0 | esc | 0.00097009 | 3.0206e-10 | 0.00097009 | 3.0206e-10
[79 empty] | WLDFR | HFTD - Distribution - Zone 1 - 5QU CoRE ¦ 1QU LoRE | Red Flag Warning - Destructive Fires | 2051 | 4.6217e-11 | 11536.0538 | 319.4911 | 11216.5626 | 0 | 0 | 1.2653e-07 | 5.3316e-07 | 0 | 5.3316e-07 | 7.7763e-08 | 1.4461e-07 | 0 | 1.4461e-07 | 2.4504e-07 | 0 | 2.4504e-07 | 1.3658e-07 | 0 | 1.3658e-07 | [17 empty] | 7.3.3.17.5 (Remote Grid) Updates to grid topology to minimize risk of ignition in HFTDs Remote GridWLDFRVegetation ContactAggregated | WLDFR | HFTD - Distribution - Tier 2 - 4QU CoRE ¦ 2QU LoRE | Non-Red Flag Warning - Destructive Fires | Vegetation Contact | Aggregated | 2042 | 3.1137e-07 | 522.2177 | 0.0001626 | 2042 | Mitigation | 0.95 | 45 | 0 | esc | 0.00097009 | 3.0206e-10 | 0.00097009 | 3.0206e-10
[79 empty] | WLDFR | HFTD - Distribution - Zone 1 - 5QU CoRE ¦ 1QU LoRE | Red Flag Warning - Destructive Fires | 2052 | 4.6217e-11 | 11536.0538 | 319.4911 | 11216.5626 | 0 | 0 | 1.2653e-07 | 5.3316e-07 | 0 | 5.3316e-07 | 7.7763e-08 | 1.4461e-07 | 0 | 1.4461e-07 | 2.4504e-07 | 0 | 2.4504e-07 | 1.3658e-07 | 0 | 1.3658e-07 | [17 empty] | 7.3.3.17.5 (Remote Grid) Updates to grid topology to minimize risk of ignition in HFTDs Remote GridWLDFRVegetation ContactAggregated | WLDFR | HFTD - Distribution - Tier 2 - 4QU CoRE ¦ 2QU LoRE | Non-Red Flag Warning - Destructive Fires | Vegetation Contact | Aggregated | 2043 | 3.1137e-07 | 522.2177 | 0.0001626 | 2043 | Mitigation | 0.95 | 45 | 0 | esc | 0.00097009 | 3.0206e-10 | 0.00097009 | 3.0206e-10
[79 empty] | WLDFR | HFTD - Distribution - Zone 1 - 5QU CoRE ¦ 1QU LoRE | Red Flag Warning - Destructive Fires | 2053 | 4.6217e-11 | 12097.6769 | 340.5356 | 11757.1413 | 0 | 0 | 1.2653e-07 | 5.5912e-07 | 0 | 5.5912e-07 | 8.1511e-08 | 1.4461e-07 | 0 | 1.4461e-07 | 2.4504e-07 | 0 | 2.4504e-07 | 1.3658e-07 | 0 | 1.3658e-07 | [17 empty] | 7.3.3.17.5 (Remote Grid) Updates to grid topology to minimize risk of ignition in HFTDs Remote GridWLDFRVegetation ContactAggregated | WLDFR | HFTD - Distribution - Tier 2 - 4QU CoRE ¦ 2QU LoRE | Non-Red Flag Warning - Destructive Fires | Vegetation Contact | Aggregated | 2044 | 3.1137e-07 | 522.2177 | 0.0001626 | 2044 | Mitigation | 0.95 | 45 | 0 | esc | 0.00097009 | 3.0206e-10 | 0.00097009 | 3.0206e-10
[79 empty] | WLDFR | HFTD - Distribution - Zone 1 - 5QU CoRE ¦ 1QU LoRE | Red Flag Warning - Destructive Fires | 2054 | 4.6217e-11 | 12097.6769 | 340.5356 | 11757.1413 | 0 | 0 | 1.2653e-07 | 5.5912e-07 | 0 | 5.5912e-07 | 8.1511e-08 | 1.4461e-07 | 0 | 1.4461e-07 | 2.4504e-07 | 0 | 2.4504e-07 | 1.3658e-07 | 0 | 1.3658e-07 | [17 empty] | 7.3.3.17.5 (Remote Grid) Updates to grid topology to minimize risk of ignition in HFTDs Remote GridWLDFRVegetation ContactAggregated | WLDFR | HFTD - Distribution - Tier 2 - 4QU CoRE ¦ 2QU LoRE | Non-Red Flag Warning - Destructive Fires | Vegetation Contact | Aggregated | 2045 | 3.1137e-07 | 522.2177 | 0.0001626 | 2045 | Mitigation | 0.95 | 45 | 0 | esc | 0.00097009 | 3.0206e-10 | 0.00097009 | 3.0206e-10
[79 empty] | WLDFR | HFTD - Distribution - Zone 1 - 5QU CoRE ¦ 1QU LoRE | Red Flag Warning - Destructive Fires | 2055 | 4.6217e-11 | 12097.6769 | 340.5356 | 11757.1413 | 0 | 0 | 1.2653e-07 | 5.5912e-07 | 0 | 5.5912e-07 | 8.1511e-08 | 1.5152e-07 | 0 | 1.5152e-07 | 2.5674e-07 | 0 | 2.5674e-07 | 1.431e-07 | 0 | 1.431e-07 | [17 empty] | 7.3.3.17.5 (Remote Grid) Updates to grid topology to minimize risk of ignition in HFTDs Remote GridWLDFRVegetation ContactAggregated | WLDFR | HFTD - Distribution - Tier 2 - 4QU CoRE ¦ 2QU LoRE | Non-Red Flag Warning - Destructive Fires | Vegetation Contact | Aggregated | 2046 | 3.1137e-07 | 522.2177 | 0.0001626 | 2046 | Mitigation | 0.95 | 45 | 0 | esc | 0.00097009 | 3.0206e-10 | 0.00097009 | 3.0206e-10
[79 empty] | WLDFR | HFTD - Distribution - Zone 1 - 5QU CoRE ¦ 1QU LoRE | Red Flag Warning - Destructive Fires | 2056 | 4.6217e-11 | 12097.6769 | 340.5356 | 11757.1413 | 0 | 0 | 1.2653e-07 | 5.5912e-07 | 0 | 5.5912e-07 | 8.1511e-08 | 1.5152e-07 | 0 | 1.5152e-07 | 2.5674e-07 | 0 | 2.5674e-07 | 1.431e-07 | 0 | 1.431e-07 | [17 empty] | 7.3.3.17.5 (Remote Grid) Updates to grid topology to minimize risk of ignition in HFTDs Remote GridWLDFRVegetation ContactAggregated | WLDFR | HFTD - Distribution - Tier 2 - 4QU CoRE ¦ 2QU LoRE | Non-Red Flag Warning - Destructive Fires | Vegetation Contact | Aggregated | 2047 | 3.1137e-07 | 522.2177 | 0.0001626 | 2047 | Mitigation | 0.95 | 45 | 0 | esc | 0.00097009 | 3.0206e-10 | 0.00097009 | 3.0206e-10
[79 empty] | WLDFR | HFTD - Distribution - Zone 1 - 5QU CoRE ¦ 1QU LoRE | Red Flag Warning - Destructive Fires | 2057 | 4.6217e-11 | 12097.6769 | 340.5356 | 11757.1413 | 0 | 0 | 1.2653e-07 | 5.5912e-07 | 0 | 5.5912e-07 | 8.1511e-08 | 1.5152e-07 | 0 | 1.5152e-07 | 2.5674e-07 | 0 | 2.5674e-07 | 1.431e-07 | 0 | 1.431e-07 | [17 empty] | 7.3.3.17.5 (Remote Grid) Updates to grid topology to minimize risk of ignition in HFTDs Remote GridWLDFRVegetation ContactAggregated | WLDFR | HFTD - Distribution - Tier 2 - 4QU CoRE ¦ 2QU LoRE | Non-Red Flag Warning - Destructive Fires | Vegetation Contact | Aggregated | 2048 | 3.1137e-07 | 522.2177 | 0.0001626 | 2048 | Mitigation | 0.95 | 45 | 0 | esc | 0.00097009 | 3.0206e-10 | 0.00097009 | 3.0206e-10
[79 empty] | WLDFR | HFTD - Distribution - Zone 1 - 5QU CoRE ¦ 1QU LoRE | Red Flag Warning - Destructive Fires | 2058 | 4.6217e-11 | 12670.1796 | 362.3049 | 12307.8747 | 0 | 0 | 1.2653e-07 | 5.8558e-07 | 0 | 5.8558e-07 | 8.5402e-08 | 1.5152e-07 | 0 | 1.5152e-07 | 2.5674e-07 | 0 | 2.5674e-07 | 1.431e-07 | 0 | 1.431e-07 | [17 empty] | 7.3.3.17.5 (Remote Grid) Updates to grid topology to minimize risk of ignition in HFTDs Remote GridWLDFRVegetation ContactAggregated | WLDFR | HFTD - Distribution - Tier 2 - 4QU CoRE ¦ 2QU LoRE | Non-Red Flag Warning - Destructive Fires | Vegetation Contact | Aggregated | 2049 | 3.1137e-07 | 522.2177 | 0.0001626 | 2049 | Mitigation | 0.95 | 45 | 0 | esc | 0.00097009 | 3.0206e-10 | 0.00097009 | 3.0206e-10
[79 empty] | WLDFR | HFTD - Distribution - Zone 1 - 5QU CoRE ¦ 1QU LoRE | Red Flag Warning - Destructive Fires | 2059 | 4.6217e-11 | 12670.1796 | 362.3049 | 12307.8747 | 0 | 0 | 1.2653e-07 | 5.8558e-07 | 0 | 5.8558e-07 | 8.5402e-08 | 1.5152e-07 | 0 | 1.5152e-07 | 2.5674e-07 | 0 | 2.5674e-07 | 1.431e-07 | 0 | 1.431e-07 | [17 empty] | 7.3.3.17.5 (Remote Grid) Updates to grid topology to minimize risk of ignition in HFTDs Remote GridWLDFRVegetation ContactAggregated | WLDFR | HFTD - Distribution - Tier 2 - 4QU CoRE ¦ 2QU LoRE | Non-Red Flag Warning - Destructive Fires | Vegetation Contact | Aggregated | 2050 | 3.1137e-07 | 522.2177 | 0.0001626 | 2050 | Mitigation | 0.95 | 45 | 0 | esc | 0.00097009 | 3.0206e-10 | 0.00097009 | 3.0206e-10
[79 empty] | WLDFR | HFTD - Distribution - Zone 1 - 5QU CoRE ¦ 1QU LoRE | Red Flag Warning - Destructive Fires | 2060 | 4.6217e-11 | 12670.1796 | 362.3049 | 12307.8747 | 0 | 0 | 1.2653e-07 | 5.8558e-07 | 0 | 5.8558e-07 | 8.5402e-08 | 1.586e-07 | 0 | 1.586e-07 | 2.6873e-07 | 0 | 2.6873e-07 | 1.4979e-07 | 0 | 1.4979e-07 | [17 empty] | 7.3.3.17.5 (Remote Grid) Updates to grid topology to minimize risk of ignition in HFTDs Remote GridWLDFRVegetation ContactAggregated | WLDFR | HFTD - Distribution - Tier 2 - 4QU CoRE ¦ 2QU LoRE | Non-Red Flag Warning - Destructive Fires | Vegetation Contact | Aggregated | 2051 | 3.1137e-07 | 522.2177 | 0.0001626 | 2051 | Mitigation | 0.95 | 45 | 0 | esc | 0.00097009 | 3.0206e-10 | 0.00097009 | 3.0206e-10
[79 empty] | WLDFR | HFTD - Distribution - Zone 1 - 5QU CoRE ¦ 1QU LoRE | Red Flag Warning - Destructive Fires | 2061 | 4.6217e-11 | 12670.1796 | 362.3049 | 12307.8747 | 0 | 0 | 1.2653e-07 | 5.8558e-07 | 0 | 5.8558e-07 | 8.5402e-08 | 1.586e-07 | 0 | 1.586e-07 | 2.6873e-07 | 0 | 2.6873e-07 | 1.4979e-07 | 0 | 1.4979e-07 | [17 empty] | 7.3.3.17.5 (Remote Grid) Updates to grid topology to minimize risk of ignition in HFTDs Remote GridWLDFRVegetation ContactAggregated | WLDFR | HFTD - Distribution - Tier 2 - 4QU CoRE ¦ 2QU LoRE | Non-Red Flag Warning - Destructive Fires | Vegetation Contact | Aggregated | 2052 | 3.1137e-07 | 522.2177 | 0.0001626 | 2052 | Mitigation | 0.95 | 45 | 0 | esc | 0.00097009 | 3.0206e-10 | 0.00097009 | 3.0206e-10
[79 empty] | WLDFR | HFTD - Distribution - Zone 1 - 5QU CoRE ¦ 1QU LoRE | Red Flag Warning - Destructive Fires | 2062 | 4.6217e-11 | 12670.1796 | 362.3049 | 12307.8747 | 0 | 0 | 1.2653e-07 | 5.8558e-07 | 0 | 5.8558e-07 | 8.5402e-08 | 1.586e-07 | 0 | 1.586e-07 | 2.6873e-07 | 0 | 2.6873e-07 | 1.4979e-07 | 0 | 1.4979e-07 | [17 empty] | 7.3.3.17.5 (Remote Grid) Updates to grid topology to minimize risk of ignition in HFTDs Remote GridWLDFRVegetation ContactAggregated | WLDFR | HFTD - Distribution - Tier 2 - 4QU CoRE ¦ 2QU LoRE | Non-Red Flag Warning - Destructive Fires | Vegetation Contact | Aggregated | 2053 | 3.1137e-07 | 522.2177 | 0.0001626 | 2053 | Mitigation | 0.95 | 45 | 0 | esc | 0.00097009 | 3.0206e-10 | 0.00097009 | 3.0206e-10
[79 empty] | WLDFR | HFTD - Distribution - Zone 1 - 5QU CoRE ¦ 1QU LoRE | Red Flag Warning - Destructive Fires | 2063 | 4.6217e-11 | 13246.6313 | 384.5316 | 12862.0997 | 0 | 0 | 1.2653e-07 | 6.1222e-07 | 0 | 6.1222e-07 | 8.9394e-08 | 0 | 0 | 0 | 2.6873e-07 | 0 | 2.6873e-07 | 1.4979e-07 | 0 | 1.4979e-07 | [17 empty] | 7.3.3.17.5 (Remote Grid) Updates to grid topology to minimize risk of ignition in HFTDs Remote GridWLDFRVegetation ContactAggregated | WLDFR | HFTD - Distribution - Tier 2 - 4QU CoRE ¦ 2QU LoRE | Non-Red Flag Warning - Destructive Fires | Vegetation Contact | Aggregated | 2054 | 3.1137e-07 | 522.2177 | 0.0001626 | 2054 | Mitigation | 0.95 | 45 | 0 | esc | 0.00097009 | 3.0206e-10 | 0.00097009 | 3.0206e-10
[79 empty] | WLDFR | HFTD - Distribution - Zone 1 - 5QU CoRE ¦ 1QU LoRE | Red Flag Warning - Destructive Fires | 2064 | 4.6217e-11 | 13246.6313 | 384.5316 | 12862.0997 | 0 | 0 | 1.2653e-07 | 6.1222e-07 | 0 | 6.1222e-07 | 8.9394e-08 | 0 | 0 | 0 | 0 | 0 | 0 | 1.4979e-07 | 0 | 1.4979e-07 | [17 empty] | 7.3.3.17.5 (Remote Grid) Updates to grid topology to minimize risk of ignition in HFTDs Remote GridWLDFRVegetation ContactAggregated | WLDFR | HFTD - Distribution - Tier 2 - 4QU CoRE ¦ 2QU LoRE | Non-Red Flag Warning - Destructive Fires | Vegetation Contact | Aggregated | 2055 | 3.1137e-07 | 522.2177 | 0.0001626 | 2055 | Mitigation | 0.95 | 45 | 0 | esc | 0.00097009 | 3.0206e-10 | 0.00097009 | 3.0206e-10
[79 empty] | WLDFR | HFTD - Distribution - Zone 1 - 5QU CoRE ¦ 1QU LoRE | Red Flag Warning - Destructive Fires | 2065 | 4.6217e-11 | 13246.6313 | 384.5316 | 12862.0997 | 0 | 0 | 1.2653e-07 | 6.1222e-07 | 0 | 6.1222e-07 | 8.9394e-08 | 7.4204e-06 | 0 | 7.4204e-06 | 0 | 0 | 0 | 0 | 0 | 0 | [17 empty] | 7.3.3.17.5 (Remote Grid) Updates to grid topology to minimize risk of ignition in HFTDs Remote GridWLDFRVegetation ContactAggregated | WLDFR | HFTD - Distribution - Tier 2 - 4QU CoRE ¦ 2QU LoRE | Non-Red Flag Warning - Destructive Fires | Vegetation Contact | Aggregated | 2056 | 3.1137e-07 | 522.2177 | 0.0001626 | 2056 | Mitigation | 0.95 | 45 | 0 | esc | 0.00097009 | 3.0206e-10 | 0.00097009 | 3.0206e-10
[79 empty] | WLDFR | HFTD - Distribution - Zone 1 - 5QU CoRE ¦ 1QU LoRE | Red Flag Warning - Destructive Fires | 2066 | 4.6217e-11 | 13246.6313 | 384.5316 | 12862.0997 | 0 | 0 | 1.2653e-07 | 6.1222e-07 | 0 | 6.1222e-07 | 8.9394e-08 | 7.0661e-06 | 0 | 7.0661e-06 | 1.1973e-05 | 0 | 1.1973e-05 | 0 | 0 | 0 | [17 empty] | 7.3.3.17.5 (Remote Grid) Updates to grid topology to minimize risk of ignition in HFTDs Remote GridWLDFRVegetation ContactAggregated | WLDFR | HFTD - Distribution - Tier 2 - 4QU CoRE ¦ 2QU LoRE | Non-Red Flag Warning - Destructive Fires | Vegetation Contact | Aggregated | 2057 | 3.1137e-07 | 522.2177 | 0.0001626 | 2057 | Mitigation | 0.95 | 45 | 0 | esc | 0.00097009 | 3.0206e-10 | 0.00097009 | 3.0206e-10
[79 empty] | WLDFR | HFTD - Distribution - Zone 1 - 5QU CoRE ¦ 1QU LoRE | Red Flag Warning - Large Fires | 2022 | 4.8797e-08 | 5.2406 | 0.69642 | 2.942 | 1.6022 | 0 | 0.0001336 | 2.5572e-07 | 0 | 2.5572e-07 | 4.3172e-10 | 7.3251e-06 | 0 | 7.3251e-06 | 1.2412e-05 | 0 | 1.2412e-05 | 6.9181e-06 | 0 | 6.9181e-06 | [17 empty] | 7.3.3.17.5 (Remote Grid) Updates to grid topology to minimize risk of ignition in HFTDs Remote GridWLDFRVegetation ContactAggregated | WLDFR | HFTD - Distribution - Tier 2 - 4QU CoRE ¦ 2QU LoRE | Non-Red Flag Warning - Destructive Fires | Vegetation Contact | Aggregated | 2058 | 3.1137e-07 | 522.2177 | 0.0001626 | 2058 | Mitigation | 0.95 | 45 | 0 | esc | 0.00097009 | 3.0206e-10 | 0.00097009 | 3.0206e-10
[79 empty] | WLDFR | HFTD - Distribution - Zone 1 - 5QU CoRE ¦ 1QU LoRE | Red Flag Warning - Large Fires | 2023 | 4.8797e-08 | 5.475 | 0.71896 | 3.0715 | 1.6846 | 0 | 0.0001336 | 2.6716e-07 | 0 | 2.6716e-07 | 4.4713e-10 | 7.3251e-06 | 0 | 7.3251e-06 | 1.2412e-05 | 0 | 1.2412e-05 | 6.9181e-06 | 0 | 6.9181e-06 | [17 empty] | 7.3.3.17.5 (Remote Grid) Updates to grid topology to minimize risk of ignition in HFTDs Remote GridWLDFRVegetation ContactAggregated | WLDFR | HFTD - Distribution - Tier 2 - 4QU CoRE ¦ 2QU LoRE | Non-Red Flag Warning - Destructive Fires | Vegetation Contact | Aggregated | 2059 | 3.1137e-07 | 522.2177 | 0.0001626 | 2059 | Mitigation | 0.95 | 45 | 0 | esc | 0.00097009 | 3.0206e-10 | 0.00097009 | 3.0206e-10
[79 empty] | WLDFR | HFTD - Distribution - Zone 1 - 5QU CoRE ¦ 1QU LoRE | Red Flag Warning - Large Fires | 2024 | 4.8797e-08 | 5.475 | 0.71896 | 3.0715 | 1.6846 | 0 | 0.0001336 | 2.6716e-07 | 0 | 2.6716e-07 | 4.4713e-10 | 7.3251e-06 | 0 | 7.3251e-06 | 1.2412e-05 | 0 | 1.2412e-05 | 6.9181e-06 | 0 | 6.9181e-06 | [17 empty] | 7.3.3.17.5 (Remote Grid) Updates to grid topology to minimize risk of ignition in HFTDs Remote GridWLDFRVegetation ContactAggregated | WLDFR | HFTD - Distribution - Tier 2 - 4QU CoRE ¦ 2QU LoRE | Non-Red Flag Warning - Destructive Fires | Vegetation Contact | Aggregated | 2060 | 3.1137e-07 | 522.2177 | 0.0001626 | 2060 | Mitigation | 0.95 | 45 | 0 | esc | 0.00097009 | 3.0206e-10 | 0.00097009 | 3.0206e-10
[79 empty] | WLDFR | HFTD - Distribution - Zone 1 - 5QU CoRE ¦ 1QU LoRE | Red Flag Warning - Large Fires | 2025 | 4.8797e-08 | 5.475 | 0.71896 | 3.0715 | 1.6846 | 0 | 0.0001336 | 2.6716e-07 | 0 | 2.6716e-07 | 4.4713e-10 | 7.3251e-06 | 0 | 7.3251e-06 | 1.2412e-05 | 0 | 1.2412e-05 | 6.9181e-06 | 0 | 6.9181e-06 | [17 empty] | 7.3.3.17.5 (Remote Grid) Updates to grid topology to minimize risk of ignition in HFTDs Remote GridWLDFRVegetation ContactAggregated | WLDFR | HFTD - Distribution - Tier 2 - 4QU CoRE ¦ 2QU LoRE | Non-Red Flag Warning - Destructive Fires | Vegetation Contact | Aggregated | 2061 | 3.1137e-07 | 522.2177 | 0.0001626 | 2061 | Mitigation | 0.95 | 45 | 0 | esc | 0.00097009 | 3.0206e-10 | 0.00097009 | 3.0206e-10
[79 empty] | WLDFR | HFTD - Distribution - Zone 1 - 5QU CoRE ¦ 1QU LoRE | Red Flag Warning - Large Fires | 2026 | 4.8797e-08 | 5.475 | 0.71896 | 3.0715 | 1.6846 | 0 | 0.0001336 | 2.6716e-07 | 0 | 2.6716e-07 | 4.4713e-10 | 7.3251e-06 | 0 | 7.3251e-06 | 1.2412e-05 | 0 | 1.2412e-05 | 6.9181e-06 | 0 | 6.9181e-06 | [17 empty] | 7.3.3.17.5 (Remote Grid) Updates to grid topology to minimize risk of ignition in HFTDs Remote GridWLDFRVegetation ContactAggregated | WLDFR | HFTD - Distribution - Tier 2 - 4QU CoRE ¦ 2QU LoRE | Non-Red Flag Warning - Destructive Fires | Vegetation Contact | Aggregated | 2062 | 3.1137e-07 | 522.2177 | 0.0001626 | 2062 | Mitigation | 0.95 | 45 | 0 | esc | 0.00097009 | 3.0206e-10 | 0.00097009 | 3.0206e-10
[79 empty] | WLDFR | HFTD - Distribution - Zone 1 - 5QU CoRE ¦ 1QU LoRE | Red Flag Warning - Large Fires | 2027 | 4.8797e-08 | 5.475 | 0.71896 | 3.0715 | 1.6846 | 0 | 0.0001336 | 2.6716e-07 | 0 | 2.6716e-07 | 4.4713e-10 | 7.6514e-06 | 0 | 7.6514e-06 | 1.2965e-05 | 0 | 1.2965e-05 | 7.2263e-06 | 0 | 7.2263e-06 | [17 empty] | 7.3.3.17.5 (Remote Grid) Updates to grid topology to minimize risk of ignition in HFTDs Remote GridWLDFRVegetation ContactAggregated | WLDFR | HFTD - Distribution - Tier 2 - 4QU CoRE ¦ 2QU LoRE | Non-Red Flag Warning - Destructive Fires | Vegetation Contact | Aggregated | 2063 | 3.1137e-07 | 522.2177 | 0.0001626 | 2063 | Mitigation | 0.95 | 45 | 0 | esc | 0.00097009 | 3.0206e-10 | 0.00097009 | 3.0206e-10
[79 empty] | WLDFR | HFTD - Distribution - Zone 1 - 5QU CoRE ¦ 1QU LoRE | Red Flag Warning - Large Fires | 2028 | 4.8797e-08 | 5.777 | 0.74734 | 3.238 | 1.7917 | 0 | 0.0001336 | 2.819e-07 | 0 | 2.819e-07 | 4.6652e-10 | 7.6514e-06 | 0 | 7.6514e-06 | 1.2965e-05 | 0 | 1.2965e-05 | 7.2263e-06 | 0 | 7.2263e-06 | [17 empty] | 7.3.3.17.5 (Remote Grid) Updates to grid topology to minimize risk of ignition in HFTDs Remote GridWLDFRVegetation ContactAggregated | WLDFR | HFTD - Distribution - Tier 2 - 4QU CoRE ¦ 2QU LoRE | Non-Red Flag Warning - Destructive Fires | Vegetation Contact | Aggregated | 2064 | 3.1137e-07 | 522.2177 | 0.0001626 | 2064 | Mitigation | 0.95 | 45 | 0 | esc | 0.00097009 | 3.0206e-10 | 0.00097009 | 3.0206e-10
[79 empty] | WLDFR | HFTD - Distribution - Zone 1 - 5QU CoRE ¦ 1QU LoRE | Red Flag Warning - Large Fires | 2029 | 4.8797e-08 | 5.777 | 0.74734 | 3.238 | 1.7917 | 0 | 0.0001336 | 2.819e-07 | 0 | 2.819e-07 | 4.6652e-10 | 7.6514e-06 | 0 | 7.6514e-06 | 1.2965e-05 | 0 | 1.2965e-05 | 7.2263e-06 | 0 | 7.2263e-06 | [17 empty] | 7.3.3.17.5 (Remote Grid) Updates to grid topology to minimize risk of ignition in HFTDs Remote GridWLDFRVegetation ContactAggregated | WLDFR | HFTD - Distribution - Tier 2 - 4QU CoRE ¦ 2QU LoRE | Non-Red Flag Warning - Destructive Fires | Vegetation Contact | Aggregated | 2065 | 3.1137e-07 | 522.2177 | 0.0001626 | 2065 | Mitigation | 0.95 | 45 | 0 | esc | 0.00097009 | 3.0206e-10 | 0.00097009 | 3.0206e-10
[79 empty] | WLDFR | HFTD - Distribution - Zone 1 - 5QU CoRE ¦ 1QU LoRE | Red Flag Warning - Large Fires | 2030 | 4.8797e-08 | 5.777 | 0.74734 | 3.238 | 1.7917 | 0 | 0.0001336 | 2.819e-07 | 0 | 2.819e-07 | 4.6652e-10 | 7.6514e-06 | 0 | 7.6514e-06 | 1.2965e-05 | 0 | 1.2965e-05 | 7.2263e-06 | 0 | 7.2263e-06 | [17 empty] | 7.3.3.17.5 (Remote Grid) Updates to grid topology to minimize risk of ignition in HFTDs Remote GridWLDFRVegetation ContactAggregated | WLDFR | HFTD - Distribution - Tier 2 - 4QU CoRE ¦ 2QU LoRE | Non-Red Flag Warning - Destructive Fires | Vegetation Contact | Aggregated | 2066 | 3.1137e-07 | 522.2177 | 0.0001626 | 2066 | Mitigation | 0.95 | 45 | 0 | esc | 0.00097009 | 3.0206e-10 | 0.00097009 | 3.0206e-10
[79 empty] | WLDFR | HFTD - Distribution - Zone 1 - 5QU CoRE ¦ 1QU LoRE | Red Flag Warning - Large Fires | 2031 | 4.8797e-08 | 5.777 | 0.74734 | 3.238 | 1.7917 | 0 | 0.0001336 | 2.819e-07 | 0 | 2.819e-07 | 4.6652e-10 | 7.6514e-06 | 0 | 7.6514e-06 | 1.2965e-05 | 0 | 1.2965e-05 | 7.2263e-06 | 0 | 7.2263e-06 | [17 empty] | 7.3.3.17.5 (Remote Grid) Updates to grid topology to minimize risk of ignition in HFTDs Remote GridWLDFRVegetation ContactAggregated | WLDFR | HFTD - Distribution - Tier 2 - 4QU CoRE ¦ 2QU LoRE | Non-Red Flag Warning - Destructive Fires | Vegetation Contact | Aggregated | 2067 | 3.1137e-07 | 522.2177 | 0.0001626 | 2067 | Mitigation | 0.95 | 45 | 0 | esc | 0 | 0 | 0.00097009 | 3.0206e-10
[79 empty] | WLDFR | HFTD - Distribution - Zone 1 - 5QU CoRE ¦ 1QU LoRE | Red Flag Warning - Large Fires | 2032 | 4.8797e-08 | 5.777 | 0.74734 | 3.238 | 1.7917 | 0 | 0.0001336 | 2.819e-07 | 0 | 2.819e-07 | 4.6652e-10 | 8.0141e-06 | 0 | 8.0141e-06 | 1.3579e-05 | 0 | 1.3579e-05 | 7.5689e-06 | 0 | 7.5689e-06 | [17 empty] | 7.3.3.17.5 (Remote Grid) Updates to grid topology to minimize risk of ignition in HFTDs Remote GridWLDFRWire-to-wire contactAggregated | WLDFR | HFTD - Distribution - Tier 2 - 4QU CoRE ¦ 2QU LoRE | Non-Red Flag Warning - Destructive Fires | Wire-to-wire contact | Aggregated | 2022 | 9.4468e-08 | 522.2177 | 4.9333e-05 | 2022 | Mitigation | 0.95 | 45 | 0 | esc | 0.00097009 | 9.1642e-11 | 0 | 0
[79 empty] | WLDFR | HFTD - Distribution - Zone 1 - 5QU CoRE ¦ 1QU LoRE | Red Flag Warning - Large Fires | 2033 | 4.8797e-08 | 6.1205 | 0.77885 | 3.4265 | 1.9151 | 0 | 0.0001336 | 2.9866e-07 | 0 | 2.9866e-07 | 4.8806e-10 | 8.0141e-06 | 0 | 8.0141e-06 | 1.3579e-05 | 0 | 1.3579e-05 | 7.5689e-06 | 0 | 7.5689e-06 | [17 empty] | 7.3.3.17.5 (Remote Grid) Updates to grid topology to minimize risk of ignition in HFTDs Remote GridWLDFRWire-to-wire contactAggregated | WLDFR | HFTD - Distribution - Tier 2 - 4QU CoRE ¦ 2QU LoRE | Non-Red Flag Warning - Destructive Fires | Wire-to-wire contact | Aggregated | 2023 | 9.4468e-08 | 522.2177 | 4.9333e-05 | 2023 | Mitigation | 0.95 | 45 | 0 | esc | 0.00097009 | 9.1642e-11 | 0.00097009 | 9.1642e-11
[79 empty] | WLDFR | HFTD - Distribution - Zone 1 - 5QU CoRE ¦ 1QU LoRE | Red Flag Warning - Large Fires | 2034 | 4.8797e-08 | 6.1205 | 0.77885 | 3.4265 | 1.9151 | 0 | 0.0001336 | 2.9866e-07 | 0 | 2.9866e-07 | 4.8806e-10 | 8.0141e-06 | 0 | 8.0141e-06 | 1.3579e-05 | 0 | 1.3579e-05 | 7.5689e-06 | 0 | 7.5689e-06 | [17 empty] | 7.3.3.17.5 (Remote Grid) Updates to grid topology to minimize risk of ignition in HFTDs Remote GridWLDFRWire-to-wire contactAggregated | WLDFR | HFTD - Distribution - Tier 2 - 4QU CoRE ¦ 2QU LoRE | Non-Red Flag Warning - Destructive Fires | Wire-to-wire contact | Aggregated | 2024 | 9.4468e-08 | 522.2177 | 4.9333e-05 | 2024 | Mitigation | 0.95 | 45 | 0 | esc | 0.00097009 | 9.1642e-11 | 0.00097009 | 9.1642e-11
[79 empty] | WLDFR | HFTD - Distribution - Zone 1 - 5QU CoRE ¦ 1QU LoRE | Red Flag Warning - Large Fires | 2035 | 4.8797e-08 | 6.1205 | 0.77885 | 3.4265 | 1.9151 | 0 | 0.0001336 | 2.9866e-07 | 0 | 2.9866e-07 | 4.8806e-10 | 8.0141e-06 | 0 | 8.0141e-06 | 1.3579e-05 | 0 | 1.3579e-05 | 7.5689e-06 | 0 | 7.5689e-06 | [17 empty] | 7.3.3.17.5 (Remote Grid) Updates to grid topology to minimize risk of ignition in HFTDs Remote GridWLDFRWire-to-wire contactAggregated | WLDFR | HFTD - Distribution - Tier 2 - 4QU CoRE ¦ 2QU LoRE | Non-Red Flag Warning - Destructive Fires | Wire-to-wire contact | Aggregated | 2025 | 9.4468e-08 | 522.2177 | 4.9333e-05 | 2025 | Mitigation | 0.95 | 45 | 0 | esc | 0.00097009 | 9.1642e-11 | 0.00097009 | 9.1642e-11
[79 empty] | WLDFR | HFTD - Distribution - Zone 1 - 5QU CoRE ¦ 1QU LoRE | Red Flag Warning - Large Fires | 2036 | 4.8797e-08 | 6.1205 | 0.77885 | 3.4265 | 1.9151 | 0 | 0.0001336 | 2.9866e-07 | 0 | 2.9866e-07 | 4.8806e-10 | 8.0141e-06 | 0 | 8.0141e-06 | 1.3579e-05 | 0 | 1.3579e-05 | 7.5689e-06 | 0 | 7.5689e-06 | [17 empty] | 7.3.3.17.5 (Remote Grid) Updates to grid topology to minimize risk of ignition in HFTDs Remote GridWLDFRWire-to-wire contactAggregated | WLDFR | HFTD - Distribution - Tier 2 - 4QU CoRE ¦ 2QU LoRE | Non-Red Flag Warning - Destructive Fires | Wire-to-wire contact | Aggregated | 2026 | 9.4468e-08 | 522.2177 | 4.9333e-05 | 2026 | Mitigation | 0.95 | 45 | 0 | esc | 0.00097009 | 9.1642e-11 | 0.00097009 | 9.1642e-11
[79 empty] | WLDFR | HFTD - Distribution - Zone 1 - 5QU CoRE ¦ 1QU LoRE | Red Flag Warning - Large Fires | 2037 | 4.8797e-08 | 6.1205 | 0.77885 | 3.4265 | 1.9151 | 0 | 0.0001336 | 2.9866e-07 | 0 | 2.9866e-07 | 4.8806e-10 | 8.4079e-06 | 0 | 8.4079e-06 | 1.4247e-05 | 0 | 1.4247e-05 | 7.9408e-06 | 0 | 7.9408e-06 | [17 empty] | 7.3.3.17.5 (Remote Grid) Updates to grid topology to minimize risk of ignition in HFTDs Remote GridWLDFRWire-to-wire contactAggregated | WLDFR | HFTD - Distribution - Tier 2 - 4QU CoRE ¦ 2QU LoRE | Non-Red Flag Warning - Destructive Fires | Wire-to-wire contact | Aggregated | 2027 | 9.4468e-08 | 522.2177 | 4.9333e-05 | 2027 | Mitigation | 0.95 | 45 | 0 | esc | 0.00097009 | 9.1642e-11 | 0.00097009 | 9.1642e-11
[79 empty] | WLDFR | HFTD - Distribution - Zone 1 - 5QU CoRE ¦ 1QU LoRE | Red Flag Warning - Large Fires | 2038 | 4.8797e-08 | 6.5028 | 0.81304 | 3.6355 | 2.0543 | 0 | 0.0001336 | 3.1732e-07 | 0 | 3.1732e-07 | 5.1144e-10 | 8.4079e-06 | 0 | 8.4079e-06 | 1.4247e-05 | 0 | 1.4247e-05 | 7.9408e-06 | 0 | 7.9408e-06 | [17 empty] | 7.3.3.17.5 (Remote Grid) Updates to grid topology to minimize risk of ignition in HFTDs Remote GridWLDFRWire-to-wire contactAggregated | WLDFR | HFTD - Distribution - Tier 2 - 4QU CoRE ¦ 2QU LoRE | Non-Red Flag Warning - Destructive Fires | Wire-to-wire contact | Aggregated | 2028 | 9.4468e-08 | 522.2177 | 4.9333e-05 | 2028 | Mitigation | 0.95 | 45 | 0 | esc | 0.00097009 | 9.1642e-11 | 0.00097009 | 9.1642e-11
[79 empty] | WLDFR | HFTD - Distribution - Zone 1 - 5QU CoRE ¦ 1QU LoRE | Red Flag Warning - Large Fires | 2039 | 4.8797e-08 | 6.5028 | 0.81304 | 3.6355 | 2.0543 | 0 | 0.0001336 | 3.1732e-07 | 0 | 3.1732e-07 | 5.1144e-10 | 8.4079e-06 | 0 | 8.4079e-06 | 1.4247e-05 | 0 | 1.4247e-05 | 7.9408e-06 | 0 | 7.9408e-06 | [17 empty] | 7.3.3.17.5 (Remote Grid) Updates to grid topology to minimize risk of ignition in HFTDs Remote GridWLDFRWire-to-wire contactAggregated | WLDFR | HFTD - Distribution - Tier 2 - 4QU CoRE ¦ 2QU LoRE | Non-Red Flag Warning - Destructive Fires | Wire-to-wire contact | Aggregated | 2029 | 9.4468e-08 | 522.2177 | 4.9333e-05 | 2029 | Mitigation | 0.95 | 45 | 0 | esc | 0.00097009 | 9.1642e-11 | 0.00097009 | 9.1642e-11
[79 empty] | WLDFR | HFTD - Distribution - Zone 1 - 5QU CoRE ¦ 1QU LoRE | Red Flag Warning - Large Fires | 2040 | 4.8797e-08 | 6.5028 | 0.81304 | 3.6355 | 2.0543 | 0 | 0.0001336 | 3.1732e-07 | 0 | 3.1732e-07 | 5.1144e-10 | 8.4079e-06 | 0 | 8.4079e-06 | 1.4247e-05 | 0 | 1.4247e-05 | 7.9408e-06 | 0 | 7.9408e-06 | [17 empty] | 7.3.3.17.5 (Remote Grid) Updates to grid topology to minimize risk of ignition in HFTDs Remote GridWLDFRWire-to-wire contactAggregated | WLDFR | HFTD - Distribution - Tier 2 - 4QU CoRE ¦ 2QU LoRE | Non-Red Flag Warning - Destructive Fires | Wire-to-wire contact | Aggregated | 2030 | 9.4468e-08 | 522.2177 | 4.9333e-05 | 2030 | Mitigation | 0.95 | 45 | 0 | esc | 0.00097009 | 9.1642e-11 | 0.00097009 | 9.1642e-11
[79 empty] | WLDFR | HFTD - Distribution - Zone 1 - 5QU CoRE ¦ 1QU LoRE | Red Flag Warning - Large Fires | 2041 | 4.8797e-08 | 6.5028 | 0.81304 | 3.6355 | 2.0543 | 0 | 0.0001336 | 3.1732e-07 | 0 | 3.1732e-07 | 5.1144e-10 | 8.4079e-06 | 0 | 8.4079e-06 | 1.4247e-05 | 0 | 1.4247e-05 | 7.9408e-06 | 0 | 7.9408e-06 | [17 empty] | 7.3.3.17.5 (Remote Grid) Updates to grid topology to minimize risk of ignition in HFTDs Remote GridWLDFRWire-to-wire contactAggregated | WLDFR | HFTD - Distribution - Tier 2 - 4QU CoRE ¦ 2QU LoRE | Non-Red Flag Warning - Destructive Fires | Wire-to-wire contact | Aggregated | 2031 | 9.4468e-08 | 522.2177 | 4.9333e-05 | 2031 | Mitigation | 0.95 | 45 | 0 | esc | 0.00097009 | 9.1642e-11 | 0.00097009 | 9.1642e-11
[79 empty] | WLDFR | HFTD - Distribution - Zone 1 - 5QU CoRE ¦ 1QU LoRE | Red Flag Warning - Large Fires | 2042 | 4.8797e-08 | 6.5028 | 0.81304 | 3.6355 | 2.0543 | 0 | 0.0001336 | 3.1732e-07 | 0 | 3.1732e-07 | 5.1144e-10 | 8.8273e-06 | 0 | 8.8273e-06 | 1.4957e-05 | 0 | 1.4957e-05 | 8.3369e-06 | 0 | 8.3369e-06 | [17 empty] | 7.3.3.17.5 (Remote Grid) Updates to grid topology to minimize risk of ignition in HFTDs Remote GridWLDFRWire-to-wire contactAggregated | WLDFR | HFTD - Distribution - Tier 2 - 4QU CoRE ¦ 2QU LoRE | Non-Red Flag Warning - Destructive Fires | Wire-to-wire contact | Aggregated | 2032 | 9.4468e-08 | 522.2177 | 4.9333e-05 | 2032 | Mitigation | 0.95 | 45 | 0 | esc | 0.00097009 | 9.1642e-11 | 0.00097009 | 9.1642e-11
[79 empty] | WLDFR | HFTD - Distribution - Zone 1 - 5QU CoRE ¦ 1QU LoRE | Red Flag Warning - Large Fires | 2043 | 4.8797e-08 | 6.9209 | 0.84944 | 3.8632 | 2.2083 | 0 | 0.0001336 | 3.3772e-07 | 0 | 3.3772e-07 | 5.3632e-10 | 8.8273e-06 | 0 | 8.8273e-06 | 1.4957e-05 | 0 | 1.4957e-05 | 8.3369e-06 | 0 | 8.3369e-06 | [17 empty] | 7.3.3.17.5 (Remote Grid) Updates to grid topology to minimize risk of ignition in HFTDs Remote GridWLDFRWire-to-wire contactAggregated | WLDFR | HFTD - Distribution - Tier 2 - 4QU CoRE ¦ 2QU LoRE | Non-Red Flag Warning - Destructive Fires | Wire-to-wire contact | Aggregated | 2033 | 9.4468e-08 | 522.2177 | 4.9333e-05 | 2033 | Mitigation | 0.95 | 45 | 0 | esc | 0.00097009 | 9.1642e-11 | 0.00097009 | 9.1642e-11
[79 empty] | WLDFR | HFTD - Distribution - Zone 1 - 5QU CoRE ¦ 1QU LoRE | Red Flag Warning - Large Fires | 2044 | 4.8797e-08 | 6.9209 | 0.84944 | 3.8632 | 2.2083 | 0 | 0.0001336 | 3.3772e-07 | 0 | 3.3772e-07 | 5.3632e-10 | 8.8273e-06 | 0 | 8.8273e-06 | 1.4957e-05 | 0 | 1.4957e-05 | 8.3369e-06 | 0 | 8.3369e-06 | [17 empty] | 7.3.3.17.5 (Remote Grid) Updates to grid topology to minimize risk of ignition in HFTDs Remote GridWLDFRWire-to-wire contactAggregated | WLDFR | HFTD - Distribution - Tier 2 - 4QU CoRE ¦ 2QU LoRE | Non-Red Flag Warning - Destructive Fires | Wire-to-wire contact | Aggregated | 2034 | 9.4468e-08 | 522.2177 | 4.9333e-05 | 2034 | Mitigation | 0.95 | 45 | 0 | esc | 0.00097009 | 9.1642e-11 | 0.00097009 | 9.1642e-11
[79 empty] | WLDFR | HFTD - Distribution - Zone 1 - 5QU CoRE ¦ 1QU LoRE | Red Flag Warning - Large Fires | 2045 | 4.8797e-08 | 6.9209 | 0.84944 | 3.8632 | 2.2083 | 0 | 0.0001336 | 3.3772e-07 | 0 | 3.3772e-07 | 5.3632e-10 | 8.8273e-06 | 0 | 8.8273e-06 | 1.4957e-05 | 0 | 1.4957e-05 | 8.3369e-06 | 0 | 8.3369e-06 | [17 empty] | 7.3.3.17.5 (Remote Grid) Updates to grid topology to minimize risk of ignition in HFTDs Remote GridWLDFRWire-to-wire contactAggregated | WLDFR | HFTD - Distribution - Tier 2 - 4QU CoRE ¦ 2QU LoRE | Non-Red Flag Warning - Destructive Fires | Wire-to-wire contact | Aggregated | 2035 | 9.4468e-08 | 522.2177 | 4.9333e-05 | 2035 | Mitigation | 0.95 | 45 | 0 | esc | 0.00097009 | 9.1642e-11 | 0.00097009 | 9.1642e-11
[79 empty] | WLDFR | HFTD - Distribution - Zone 1 - 5QU CoRE ¦ 1QU LoRE | Red Flag Warning - Large Fires | 2046 | 4.8797e-08 | 6.9209 | 0.84944 | 3.8632 | 2.2083 | 0 | 0.0001336 | 3.3772e-07 | 0 | 3.3772e-07 | 5.3632e-10 | 8.8273e-06 | 0 | 8.8273e-06 | 1.4957e-05 | 0 | 1.4957e-05 | 8.3369e-06 | 0 | 8.3369e-06 | [17 empty] | 7.3.3.17.5 (Remote Grid) Updates to grid topology to minimize risk of ignition in HFTDs Remote GridWLDFRWire-to-wire contactAggregated | WLDFR | HFTD - Distribution - Tier 2 - 4QU CoRE ¦ 2QU LoRE | Non-Red Flag Warning - Destructive Fires | Wire-to-wire contact | Aggregated | 2036 | 9.4468e-08 | 522.2177 | 4.9333e-05 | 2036 | Mitigation | 0.95 | 45 | 0 | esc | 0.00097009 | 9.1642e-11 | 0.00097009 | 9.1642e-11
[79 empty] | WLDFR | HFTD - Distribution - Zone 1 - 5QU CoRE ¦ 1QU LoRE | Red Flag Warning - Large Fires | 2047 | 4.8797e-08 | 6.9209 | 0.84944 | 3.8632 | 2.2083 | 0 | 0.0001336 | 3.3772e-07 | 0 | 3.3772e-07 | 5.3632e-10 | 9.267e-06 | 0 | 9.267e-06 | 1.5702e-05 | 0 | 1.5702e-05 | 8.7521e-06 | 0 | 8.7521e-06 | [17 empty] | 7.3.3.17.5 (Remote Grid) Updates to grid topology to minimize risk of ignition in HFTDs Remote GridWLDFRWire-to-wire contactAggregated | WLDFR | HFTD - Distribution - Tier 2 - 4QU CoRE ¦ 2QU LoRE | Non-Red Flag Warning - Destructive Fires | Wire-to-wire contact | Aggregated | 2037 | 9.4468e-08 | 522.2177 | 4.9333e-05 | 2037 | Mitigation | 0.95 | 45 | 0 | esc | 0.00097009 | 9.1642e-11 | 0.00097009 | 9.1642e-11
[79 empty] | WLDFR | HFTD - Distribution - Zone 1 - 5QU CoRE ¦ 1QU LoRE | Red Flag Warning - Large Fires | 2048 | 4.8797e-08 | 7.3713 | 0.88759 | 4.1075 | 2.3763 | 0 | 0.0001336 | 3.597e-07 | 0 | 3.597e-07 | 5.6238e-10 | 9.267e-06 | 0 | 9.267e-06 | 1.5702e-05 | 0 | 1.5702e-05 | 8.7521e-06 | 0 | 8.7521e-06 | [17 empty] | 7.3.3.17.5 (Remote Grid) Updates to grid topology to minimize risk of ignition in HFTDs Remote GridWLDFRWire-to-wire contactAggregated | WLDFR | HFTD - Distribution - Tier 2 - 4QU CoRE ¦ 2QU LoRE | Non-Red Flag Warning - Destructive Fires | Wire-to-wire contact | Aggregated | 2038 | 9.4468e-08 | 522.2177 | 4.9333e-05 | 2038 | Mitigation | 0.95 | 45 | 0 | esc | 0.00097009 | 9.1642e-11 | 0.00097009 | 9.1642e-11
[79 empty] | WLDFR | HFTD - Distribution - Zone 1 - 5QU CoRE ¦ 1QU LoRE | Red Flag Warning - Large Fires | 2049 | 4.8797e-08 | 7.3713 | 0.88759 | 4.1075 | 2.3763 | 0 | 0.0001336 | 3.597e-07 | 0 | 3.597e-07 | 5.6238e-10 | 9.267e-06 | 0 | 9.267e-06 | 1.5702e-05 | 0 | 1.5702e-05 | 8.7521e-06 | 0 | 8.7521e-06 | [17 empty] | 7.3.3.17.5 (Remote Grid) Updates to grid topology to minimize risk of ignition in HFTDs Remote GridWLDFRWire-to-wire contactAggregated | WLDFR | HFTD - Distribution - Tier 2 - 4QU CoRE ¦ 2QU LoRE | Non-Red Flag Warning - Destructive Fires | Wire-to-wire contact | Aggregated | 2039 | 9.4468e-08 | 522.2177 | 4.9333e-05 | 2039 | Mitigation | 0.95 | 45 | 0 | esc | 0.00097009 | 9.1642e-11 | 0.00097009 | 9.1642e-11
[79 empty] | WLDFR | HFTD - Distribution - Zone 1 - 5QU CoRE ¦ 1QU LoRE | Red Flag Warning - Large Fires | 2050 | 4.8797e-08 | 7.3713 | 0.88759 | 4.1075 | 2.3763 | 0 | 0.0001336 | 3.597e-07 | 0 | 3.597e-07 | 5.6238e-10 | 9.267e-06 | 0 | 9.267e-06 | 1.5702e-05 | 0 | 1.5702e-05 | 8.7521e-06 | 0 | 8.7521e-06 | [17 empty] | 7.3.3.17.5 (Remote Grid) Updates to grid topology to minimize risk of ignition in HFTDs Remote GridWLDFRWire-to-wire contactAggregated | WLDFR | HFTD - Distribution - Tier 2 - 4QU CoRE ¦ 2QU LoRE | Non-Red Flag Warning - Destructive Fires | Wire-to-wire contact | Aggregated | 2040 | 9.4468e-08 | 522.2177 | 4.9333e-05 | 2040 | Mitigation | 0.95 | 45 | 0 | esc | 0.00097009 | 9.1642e-11 | 0.00097009 | 9.1642e-11
[79 empty] | WLDFR | HFTD - Distribution - Zone 1 - 5QU CoRE ¦ 1QU LoRE | Red Flag Warning - Large Fires | 2051 | 4.8797e-08 | 7.3713 | 0.88759 | 4.1075 | 2.3763 | 0 | 0.0001336 | 3.597e-07 | 0 | 3.597e-07 | 5.6238e-10 | 9.267e-06 | 0 | 9.267e-06 | 1.5702e-05 | 0 | 1.5702e-05 | 8.7521e-06 | 0 | 8.7521e-06 | [17 empty] | 7.3.3.17.5 (Remote Grid) Updates to grid topology to minimize risk of ignition in HFTDs Remote GridWLDFRWire-to-wire contactAggregated | WLDFR | HFTD - Distribution - Tier 2 - 4QU CoRE ¦ 2QU LoRE | Non-Red Flag Warning - Destructive Fires | Wire-to-wire contact | Aggregated | 2041 | 9.4468e-08 | 522.2177 | 4.9333e-05 | 2041 | Mitigation | 0.95 | 45 | 0 | esc | 0.00097009 | 9.1642e-11 | 0.00097009 | 9.1642e-11
[79 empty] | WLDFR | HFTD - Distribution - Zone 1 - 5QU CoRE ¦ 1QU LoRE | Red Flag Warning - Large Fires | 2052 | 4.8797e-08 | 7.3713 | 0.88759 | 4.1075 | 2.3763 | 0 | 0.0001336 | 3.597e-07 | 0 | 3.597e-07 | 5.6238e-10 | 9.7214e-06 | 0 | 9.7214e-06 | 1.6472e-05 | 0 | 1.6472e-05 | 9.1813e-06 | 0 | 9.1813e-06 | [17 empty] | 7.3.3.17.5 (Remote Grid) Updates to grid topology to minimize risk of ignition in HFTDs Remote GridWLDFRWire-to-wire contactAggregated | WLDFR | HFTD - Distribution - Tier 2 - 4QU CoRE ¦ 2QU LoRE | Non-Red Flag Warning - Destructive Fires | Wire-to-wire contact | Aggregated | 2042 | 9.4468e-08 | 522.2177 | 4.9333e-05 | 2042 | Mitigation | 0.95 | 45 | 0 | esc | 0.00097009 | 9.1642e-11 | 0.00097009 | 9.1642e-11
[79 empty] | WLDFR | HFTD - Distribution - Zone 1 - 5QU CoRE ¦ 1QU LoRE | Red Flag Warning - Large Fires | 2053 | 4.8797e-08 | 7.8503 | 0.92702 | 4.3664 | 2.5569 | 0 | 0.0001336 | 3.8307e-07 | 0 | 3.8307e-07 | 5.8931e-10 | 9.7214e-06 | 0 | 9.7214e-06 | 1.6472e-05 | 0 | 1.6472e-05 | 9.1813e-06 | 0 | 9.1813e-06 | [17 empty] | 7.3.3.17.5 (Remote Grid) Updates to grid topology to minimize risk of ignition in HFTDs Remote GridWLDFRWire-to-wire contactAggregated | WLDFR | HFTD - Distribution - Tier 2 - 4QU CoRE ¦ 2QU LoRE | Non-Red Flag Warning - Destructive Fires | Wire-to-wire contact | Aggregated | 2043 | 9.4468e-08 | 522.2177 | 4.9333e-05 | 2043 | Mitigation | 0.95 | 45 | 0 | esc | 0.00097009 | 9.1642e-11 | 0.00097009 | 9.1642e-11
[79 empty] | WLDFR | HFTD - Distribution - Zone 1 - 5QU CoRE ¦ 1QU LoRE | Red Flag Warning - Large Fires | 2054 | 4.8797e-08 | 7.8503 | 0.92702 | 4.3664 | 2.5569 | 0 | 0.0001336 | 3.8307e-07 | 0 | 3.8307e-07 | 5.8931e-10 | 9.7214e-06 | 0 | 9.7214e-06 | 1.6472e-05 | 0 | 1.6472e-05 | 9.1813e-06 | 0 | 9.1813e-06 | [17 empty] | 7.3.3.17.5 (Remote Grid) Updates to grid topology to minimize risk of ignition in HFTDs Remote GridWLDFRWire-to-wire contactAggregated | WLDFR | HFTD - Distribution - Tier 2 - 4QU CoRE ¦ 2QU LoRE | Non-Red Flag Warning - Destructive Fires | Wire-to-wire contact | Aggregated | 2044 | 9.4468e-08 | 522.2177 | 4.9333e-05 | 2044 | Mitigation | 0.95 | 45 | 0 | esc | 0.00097009 | 9.1642e-11 | 0.00097009 | 9.1642e-11
[79 empty] | WLDFR | HFTD - Distribution - Zone 1 - 5QU CoRE ¦ 1QU LoRE | Red Flag Warning - Large Fires | 2055 | 4.8797e-08 | 7.8503 | 0.92702 | 4.3664 | 2.5569 | 0 | 0.0001336 | 3.8307e-07 | 0 | 3.8307e-07 | 5.8931e-10 | 9.7214e-06 | 0 | 9.7214e-06 | 1.6472e-05 | 0 | 1.6472e-05 | 9.1813e-06 | 0 | 9.1813e-06 | [17 empty] | 7.3.3.17.5 (Remote Grid) Updates to grid topology to minimize risk of ignition in HFTDs Remote GridWLDFRWire-to-wire contactAggregated | WLDFR | HFTD - Distribution - Tier 2 - 4QU CoRE ¦ 2QU LoRE | Non-Red Flag Warning - Destructive Fires | Wire-to-wire contact | Aggregated | 2045 | 9.4468e-08 | 522.2177 | 4.9333e-05 | 2045 | Mitigation | 0.95 | 45 | 0 | esc | 0.00097009 | 9.1642e-11 | 0.00097009 | 9.1642e-11
[79 empty] | WLDFR | HFTD - Distribution - Zone 1 - 5QU CoRE ¦ 1QU LoRE | Red Flag Warning - Large Fires | 2056 | 4.8797e-08 | 7.8503 | 0.92702 | 4.3664 | 2.5569 | 0 | 0.0001336 | 3.8307e-07 | 0 | 3.8307e-07 | 5.8931e-10 | 9.7214e-06 | 0 | 9.7214e-06 | 1.6472e-05 | 0 | 1.6472e-05 | 9.1813e-06 | 0 | 9.1813e-06 | [17 empty] | 7.3.3.17.5 (Remote Grid) Updates to grid topology to minimize risk of ignition in HFTDs Remote GridWLDFRWire-to-wire contactAggregated | WLDFR | HFTD - Distribution - Tier 2 - 4QU CoRE ¦ 2QU LoRE | Non-Red Flag Warning - Destructive Fires | Wire-to-wire contact | Aggregated | 2046 | 9.4468e-08 | 522.2177 | 4.9333e-05 | 2046 | Mitigation | 0.95 | 45 | 0 | esc | 0.00097009 | 9.1642e-11 | 0.00097009 | 9.1642e-11
[79 empty] | WLDFR | HFTD - Distribution - Zone 1 - 5QU CoRE ¦ 1QU LoRE | Red Flag Warning - Large Fires | 2057 | 4.8797e-08 | 7.8503 | 0.92702 | 4.3664 | 2.5569 | 0 | 0.0001336 | 3.8307e-07 | 0 | 3.8307e-07 | 5.8931e-10 | 1.0185e-05 | 0 | 1.0185e-05 | 1.7258e-05 | 0 | 1.7258e-05 | 9.6193e-06 | 0 | 9.6193e-06 | [17 empty] | 7.3.3.17.5 (Remote Grid) Updates to grid topology to minimize risk of ignition in HFTDs Remote GridWLDFRWire-to-wire contactAggregated | WLDFR | HFTD - Distribution - Tier 2 - 4QU CoRE ¦ 2QU LoRE | Non-Red Flag Warning - Destructive Fires | Wire-to-wire contact | Aggregated | 2047 | 9.4468e-08 | 522.2177 | 4.9333e-05 | 2047 | Mitigation | 0.95 | 45 | 0 | esc | 0.00097009 | 9.1642e-11 | 0.00097009 | 9.1642e-11
[79 empty] | WLDFR | HFTD - Distribution - Zone 1 - 5QU CoRE ¦ 1QU LoRE | Red Flag Warning - Large Fires | 2058 | 4.8797e-08 | 8.3524 | 0.96727 | 4.6367 | 2.7484 | 0 | 0.0001336 | 4.0757e-07 | 0 | 4.0757e-07 | 6.1677e-10 | 1.0185e-05 | 0 | 1.0185e-05 | 1.7258e-05 | 0 | 1.7258e-05 | 9.6193e-06 | 0 | 9.6193e-06 | [17 empty] | 7.3.3.17.5 (Remote Grid) Updates to grid topology to minimize risk of ignition in HFTDs Remote GridWLDFRWire-to-wire contactAggregated | WLDFR | HFTD - Distribution - Tier 2 - 4QU CoRE ¦ 2QU LoRE | Non-Red Flag Warning - Destructive Fires | Wire-to-wire contact | Aggregated | 2048 | 9.4468e-08 | 522.2177 | 4.9333e-05 | 2048 | Mitigation | 0.95 | 45 | 0 | esc | 0.00097009 | 9.1642e-11 | 0.00097009 | 9.1642e-11
[79 empty] | WLDFR | HFTD - Distribution - Zone 1 - 5QU CoRE ¦ 1QU LoRE | Red Flag Warning - Large Fires | 2059 | 4.8797e-08 | 8.3524 | 0.96727 | 4.6367 | 2.7484 | 0 | 0.0001336 | 4.0757e-07 | 0 | 4.0757e-07 | 6.1677e-10 | 1.0185e-05 | 0 | 1.0185e-05 | 1.7258e-05 | 0 | 1.7258e-05 | 9.6193e-06 | 0 | 9.6193e-06 | [17 empty] | 7.3.3.17.5 (Remote Grid) Updates to grid topology to minimize risk of ignition in HFTDs Remote GridWLDFRWire-to-wire contactAggregated | WLDFR | HFTD - Distribution - Tier 2 - 4QU CoRE ¦ 2QU LoRE | Non-Red Flag Warning - Destructive Fires | Wire-to-wire contact | Aggregated | 2049 | 9.4468e-08 | 522.2177 | 4.9333e-05 | 2049 | Mitigation | 0.95 | 45 | 0 | esc | 0.00097009 | 9.1642e-11 | 0.00097009 | 9.1642e-11
[79 empty] | WLDFR | HFTD - Distribution - Zone 1 - 5QU CoRE ¦ 1QU LoRE | Red Flag Warning - Large Fires | 2060 | 4.8797e-08 | 8.3524 | 0.96727 | 4.6367 | 2.7484 | 0 | 0.0001336 | 4.0757e-07 | 0 | 4.0757e-07 | 6.1677e-10 | 1.0185e-05 | 0 | 1.0185e-05 | 1.7258e-05 | 0 | 1.7258e-05 | 9.6193e-06 | 0 | 9.6193e-06 | [17 empty] | 7.3.3.17.5 (Remote Grid) Updates to grid topology to minimize risk of ignition in HFTDs Remote GridWLDFRWire-to-wire contactAggregated | WLDFR | HFTD - Distribution - Tier 2 - 4QU CoRE ¦ 2QU LoRE | Non-Red Flag Warning - Destructive Fires | Wire-to-wire contact | Aggregated | 2050 | 9.4468e-08 | 522.2177 | 4.9333e-05 | 2050 | Mitigation | 0.95 | 45 | 0 | esc | 0.00097009 | 9.1642e-11 | 0.00097009 | 9.1642e-11
[79 empty] | WLDFR | HFTD - Distribution - Zone 1 - 5QU CoRE ¦ 1QU LoRE | Red Flag Warning - Large Fires | 2061 | 4.8797e-08 | 8.3524 | 0.96727 | 4.6367 | 2.7484 | 0 | 0.0001336 | 4.0757e-07 | 0 | 4.0757e-07 | 6.1677e-10 | 1.0185e-05 | 0 | 1.0185e-05 | 1.7258e-05 | 0 | 1.7258e-05 | 9.6193e-06 | 0 | 9.6193e-06 | [17 empty] | 7.3.3.17.5 (Remote Grid) Updates to grid topology to minimize risk of ignition in HFTDs Remote GridWLDFRWire-to-wire contactAggregated | WLDFR | HFTD - Distribution - Tier 2 - 4QU CoRE ¦ 2QU LoRE | Non-Red Flag Warning - Destructive Fires | Wire-to-wire contact | Aggregated | 2051 | 9.4468e-08 | 522.2177 | 4.9333e-05 | 2051 | Mitigation | 0.95 | 45 | 0 | esc | 0.00097009 | 9.1642e-11 | 0.00097009 | 9.1642e-11
[79 empty] | WLDFR | HFTD - Distribution - Zone 1 - 5QU CoRE ¦ 1QU LoRE | Red Flag Warning - Large Fires | 2062 | 4.8797e-08 | 8.3524 | 0.96727 | 4.6367 | 2.7484 | 0 | 0.0001336 | 4.0757e-07 | 0 | 4.0757e-07 | 6.1677e-10 | 1.0652e-05 | 0 | 1.0652e-05 | 1.805e-05 | 0 | 1.805e-05 | 1.0061e-05 | 0 | 1.0061e-05 | [17 empty] | 7.3.3.17.5 (Remote Grid) Updates to grid topology to minimize risk of ignition in HFTDs Remote GridWLDFRWire-to-wire contactAggregated | WLDFR | HFTD - Distribution - Tier 2 - 4QU CoRE ¦ 2QU LoRE | Non-Red Flag Warning - Destructive Fires | Wire-to-wire contact | Aggregated | 2052 | 9.4468e-08 | 522.2177 | 4.9333e-05 | 2052 | Mitigation | 0.95 | 45 | 0 | esc | 0.00097009 | 9.1642e-11 | 0.00097009 | 9.1642e-11
[79 empty] | WLDFR | HFTD - Distribution - Zone 1 - 5QU CoRE ¦ 1QU LoRE | Red Flag Warning - Large Fires | 2063 | 4.8797e-08 | 8.872 | 1.0079 | 4.9153 | 2.9488 | 0 | 0.0001336 | 4.3292e-07 | 0 | 4.3292e-07 | 6.4442e-10 | 1.0652e-05 | 0 | 1.0652e-05 | 1.805e-05 | 0 | 1.805e-05 | 1.0061e-05 | 0 | 1.0061e-05 | [17 empty] | 7.3.3.17.5 (Remote Grid) Updates to grid topology to minimize risk of ignition in HFTDs Remote GridWLDFRWire-to-wire contactAggregated | WLDFR | HFTD - Distribution - Tier 2 - 4QU CoRE ¦ 2QU LoRE | Non-Red Flag Warning - Destructive Fires | Wire-to-wire contact | Aggregated | 2053 | 9.4468e-08 | 522.2177 | 4.9333e-05 | 2053 | Mitigation | 0.95 | 45 | 0 | esc | 0.00097009 | 9.1642e-11 | 0.00097009 | 9.1642e-11
[79 empty] | WLDFR | HFTD - Distribution - Zone 1 - 5QU CoRE ¦ 1QU LoRE | Red Flag Warning - Large Fires | 2064 | 4.8797e-08 | 8.872 | 1.0079 | 4.9153 | 2.9488 | 0 | 0.0001336 | 4.3292e-07 | 0 | 4.3292e-07 | 6.4442e-10 | 1.0652e-05 | 0 | 1.0652e-05 | 1.805e-05 | 0 | 1.805e-05 | 1.0061e-05 | 0 | 1.0061e-05 | [17 empty] | 7.3.3.17.5 (Remote Grid) Updates to grid topology to minimize risk of ignition in HFTDs Remote GridWLDFRWire-to-wire contactAggregated | WLDFR | HFTD - Distribution - Tier 2 - 4QU CoRE ¦ 2QU LoRE | Non-Red Flag Warning - Destructive Fires | Wire-to-wire contact | Aggregated | 2054 | 9.4468e-08 | 522.2177 | 4.9333e-05 | 2054 | Mitigation | 0.95 | 45 | 0 | esc | 0.00097009 | 9.1642e-11 | 0.00097009 | 9.1642e-11
[79 empty] | WLDFR | HFTD - Distribution - Zone 1 - 5QU CoRE ¦ 1QU LoRE | Red Flag Warning - Large Fires | 2065 | 4.8797e-08 | 8.872 | 1.0079 | 4.9153 | 2.9488 | 0 | 0.0001336 | 4.3292e-07 | 0 | 4.3292e-07 | 6.4442e-10 | 0 | 0 | 0 | 1.805e-05 | 0 | 1.805e-05 | 1.0061e-05 | 0 | 1.0061e-05 | [17 empty] | 7.3.3.17.5 (Remote Grid) Updates to grid topology to minimize risk of ignition in HFTDs Remote GridWLDFRWire-to-wire contactAggregated | WLDFR | HFTD - Distribution - Tier 2 - 4QU CoRE ¦ 2QU LoRE | Non-Red Flag Warning - Destructive Fires | Wire-to-wire contact | Aggregated | 2055 | 9.4468e-08 | 522.2177 | 4.9333e-05 | 2055 | Mitigation | 0.95 | 45 | 0 | esc | 0.00097009 | 9.1642e-11 | 0.00097009 | 9.1642e-11
[79 empty] | WLDFR | HFTD - Distribution - Zone 1 - 5QU CoRE ¦ 1QU LoRE | Red Flag Warning - Large Fires | 2066 | 4.8797e-08 | 8.872 | 1.0079 | 4.9153 | 2.9488 | 0 | 0.0001336 | 4.3292e-07 | 0 | 4.3292e-07 | 6.4442e-10 | 0 | 0 | 0 | 0 | 0 | 0 | 1.0061e-05 | 0 | 1.0061e-05 | [17 empty] | 7.3.3.17.5 (Remote Grid) Updates to grid topology to minimize risk of ignition in HFTDs Remote GridWLDFRWire-to-wire contactAggregated | WLDFR | HFTD - Distribution - Tier 2 - 4QU CoRE ¦ 2QU LoRE | Non-Red Flag Warning - Destructive Fires | Wire-to-wire contact | Aggregated | 2056 | 9.4468e-08 | 522.2177 | 4.9333e-05 | 2056 | Mitigation | 0.95 | 45 | 0 | esc | 0.00097009 | 9.1642e-11 | 0.00097009 | 9.1642e-11
[79 empty] | WLDFR | HFTD - Distribution - Zone 1 - 5QU CoRE ¦ 1QU LoRE | Red Flag Warning - Small Fires | 2022 | 7.7229e-07 | 0.077901 | 0.036425 | 0.0015809 | 0.039895 | 0 | 0.0021144 | 6.0162e-08 | 0 | 6.0162e-08 | 1.862e-08 | 7.9404e-07 | 0 | 7.9404e-07 | 0 | 0 | 0 | 0 | 0 | 0 | [17 empty] | 7.3.3.17.5 (Remote Grid) Updates to grid topology to minimize risk of ignition in HFTDs Remote GridWLDFRWire-to-wire contactAggregated | WLDFR | HFTD - Distribution - Tier 2 - 4QU CoRE ¦ 2QU LoRE | Non-Red Flag Warning - Destructive Fires | Wire-to-wire contact | Aggregated | 2057 | 9.4468e-08 | 522.2177 | 4.9333e-05 | 2057 | Mitigation | 0.95 | 45 | 0 | esc | 0.00097009 | 9.1642e-11 | 0.00097009 | 9.1642e-11
[79 empty] | WLDFR | HFTD - Distribution - Zone 1 - 5QU CoRE ¦ 1QU LoRE | Red Flag Warning - Small Fires | 2023 | 7.7229e-07 | 0.080408 | 0.03759 | 0.0016314 | 0.041187 | 0 | 0.0021144 | 6.2099e-08 | 0 | 6.2099e-08 | 1.9284e-08 | 7.5333e-07 | 0 | 7.5333e-07 | 1.2765e-06 | 0 | 1.2765e-06 | 0 | 0 | 0 | [17 empty] | 7.3.3.17.5 (Remote Grid) Updates to grid topology to minimize risk of ignition in HFTDs Remote GridWLDFRWire-to-wire contactAggregated | WLDFR | HFTD - Distribution - Tier 2 - 4QU CoRE ¦ 2QU LoRE | Non-Red Flag Warning - Destructive Fires | Wire-to-wire contact | Aggregated | 2058 | 9.4468e-08 | 522.2177 | 4.9333e-05 | 2058 | Mitigation | 0.95 | 45 | 0 | esc | 0.00097009 | 9.1642e-11 | 0.00097009 | 9.1642e-11
[79 empty] | WLDFR | HFTD - Distribution - Zone 1 - 5QU CoRE ¦ 1QU LoRE | Red Flag Warning - Small Fires | 2024 | 7.7229e-07 | 0.080408 | 0.03759 | 0.0016314 | 0.041187 | 0 | 0.0021144 | 6.2099e-08 | 0 | 6.2099e-08 | 1.9284e-08 | 7.8086e-07 | 0 | 7.8086e-07 | 1.3231e-06 | 0 | 1.3231e-06 | 7.3748e-07 | 0 | 7.3748e-07 | [17 empty] | 7.3.3.17.5 (Remote Grid) Updates to grid topology to minimize risk of ignition in HFTDs Remote GridWLDFRWire-to-wire contactAggregated | WLDFR | HFTD - Distribution - Tier 2 - 4QU CoRE ¦ 2QU LoRE | Non-Red Flag Warning - Destructive Fires | Wire-to-wire contact | Aggregated | 2059 | 9.4468e-08 | 522.2177 | 4.9333e-05 | 2059 | Mitigation | 0.95 | 45 | 0 | esc | 0.00097009 | 9.1642e-11 | 0.00097009 | 9.1642e-11
[79 empty] | WLDFR | HFTD - Distribution - Zone 1 - 5QU CoRE ¦ 1QU LoRE | Red Flag Warning - Small Fires | 2025 | 7.7229e-07 | 0.080408 | 0.03759 | 0.0016314 | 0.041187 | 0 | 0.0021144 | 6.2099e-08 | 0 | 6.2099e-08 | 1.9284e-08 | 7.8086e-07 | 0 | 7.8086e-07 | 1.3231e-06 | 0 | 1.3231e-06 | 7.3748e-07 | 0 | 7.3748e-07 | [17 empty] | 7.3.3.17.5 (Remote Grid) Updates to grid topology to minimize risk of ignition in HFTDs Remote GridWLDFRWire-to-wire contactAggregated | WLDFR | HFTD - Distribution - Tier 2 - 4QU CoRE ¦ 2QU LoRE | Non-Red Flag Warning - Destructive Fires | Wire-to-wire contact | Aggregated | 2060 | 9.4468e-08 | 522.2177 | 4.9333e-05 | 2060 | Mitigation | 0.95 | 45 | 0 | esc | 0.00097009 | 9.1642e-11 | 0.00097009 | 9.1642e-11
[79 empty] | WLDFR | HFTD - Distribution - Zone 1 - 5QU CoRE ¦ 1QU LoRE | Red Flag Warning - Small Fires | 2026 | 7.7229e-07 | 0.080408 | 0.03759 | 0.0016314 | 0.041187 | 0 | 0.0021144 | 6.2099e-08 | 0 | 6.2099e-08 | 1.9284e-08 | 7.8086e-07 | 0 | 7.8086e-07 | 1.3231e-06 | 0 | 1.3231e-06 | 7.3748e-07 | 0 | 7.3748e-07 | [17 empty] | 7.3.3.17.5 (Remote Grid) Updates to grid topology to minimize risk of ignition in HFTDs Remote GridWLDFRWire-to-wire contactAggregated | WLDFR | HFTD - Distribution - Tier 2 - 4QU CoRE ¦ 2QU LoRE | Non-Red Flag Warning - Destructive Fires | Wire-to-wire contact | Aggregated | 2061 | 9.4468e-08 | 522.2177 | 4.9333e-05 | 2061 | Mitigation | 0.95 | 45 | 0 | esc | 0.00097009 | 9.1642e-11 | 0.00097009 | 9.1642e-11
[79 empty] | WLDFR | HFTD - Distribution - Zone 1 - 5QU CoRE ¦ 1QU LoRE | Red Flag Warning - Small Fires | 2027 | 7.7229e-07 | 0.080408 | 0.03759 | 0.0016314 | 0.041187 | 0 | 0.0021144 | 6.2099e-08 | 0 | 6.2099e-08 | 1.9284e-08 | 7.8086e-07 | 0 | 7.8086e-07 | 1.3231e-06 | 0 | 1.3231e-06 | 7.3748e-07 | 0 | 7.3748e-07 | [17 empty] | 7.3.3.17.5 (Remote Grid) Updates to grid topology to minimize risk of ignition in HFTDs Remote GridWLDFRWire-to-wire contactAggregated | WLDFR | HFTD - Distribution - Tier 2 - 4QU CoRE ¦ 2QU LoRE | Non-Red Flag Warning - Destructive Fires | Wire-to-wire contact | Aggregated | 2062 | 9.4468e-08 | 522.2177 | 4.9333e-05 | 2062 | Mitigation | 0.95 | 45 | 0 | esc | 0.00097009 | 9.1642e-11 | 0.00097009 | 9.1642e-11
[79 empty] | WLDFR | HFTD - Distribution - Zone 1 - 5QU CoRE ¦ 1QU LoRE | Red Flag Warning - Small Fires | 2028 | 7.7229e-07 | 0.083606 | 0.039055 | 0.001695 | 0.042856 | 0 | 0.0021144 | 6.4568e-08 | 0 | 6.4568e-08 | 2.0121e-08 | 7.8086e-07 | 0 | 7.8086e-07 | 1.3231e-06 | 0 | 1.3231e-06 | 7.3748e-07 | 0 | 7.3748e-07 | [17 empty] | 7.3.3.17.5 (Remote Grid) Updates to grid topology to minimize risk of ignition in HFTDs Remote GridWLDFRWire-to-wire contactAggregated | WLDFR | HFTD - Distribution - Tier 2 - 4QU CoRE ¦ 2QU LoRE | Non-Red Flag Warning - Destructive Fires | Wire-to-wire contact | Aggregated | 2063 | 9.4468e-08 | 522.2177 | 4.9333e-05 | 2063 | Mitigation | 0.95 | 45 | 0 | esc | 0.00097009 | 9.1642e-11 | 0.00097009 | 9.1642e-11
[79 empty] | WLDFR | HFTD - Distribution - Zone 1 - 5QU CoRE ¦ 1QU LoRE | Red Flag Warning - Small Fires | 2029 | 7.7229e-07 | 0.083606 | 0.039055 | 0.001695 | 0.042856 | 0 | 0.0021144 | 6.4568e-08 | 0 | 6.4568e-08 | 2.0121e-08 | 8.1551e-07 | 0 | 8.1551e-07 | 1.3818e-06 | 0 | 1.3818e-06 | 7.7021e-07 | 0 | 7.7021e-07 | [17 empty] | 7.3.3.17.5 (Remote Grid) Updates to grid topology to minimize risk of ignition in HFTDs Remote GridWLDFRWire-to-wire contactAggregated | WLDFR | HFTD - Distribution - Tier 2 - 4QU CoRE ¦ 2QU LoRE | Non-Red Flag Warning - Destructive Fires | Wire-to-wire contact | Aggregated | 2064 | 9.4468e-08 | 522.2177 | 4.9333e-05 | 2064 | Mitigation | 0.95 | 45 | 0 | esc | 0.00097009 | 9.1642e-11 | 0.00097009 | 9.1642e-11
[79 empty] | WLDFR | HFTD - Distribution - Zone 1 - 5QU CoRE ¦ 1QU LoRE | Red Flag Warning - Small Fires | 2030 | 7.7229e-07 | 0.083606 | 0.039055 | 0.001695 | 0.042856 | 0 | 0.0021144 | 6.4568e-08 | 0 | 6.4568e-08 | 2.0121e-08 | 8.1551e-07 | 0 | 8.1551e-07 | 1.3818e-06 | 0 | 1.3818e-06 | 7.7021e-07 | 0 | 7.7021e-07 | [17 empty] | 7.3.3.17.5 (Remote Grid) Updates to grid topology to minimize risk of ignition in HFTDs Remote GridWLDFRWire-to-wire contactAggregated | WLDFR | HFTD - Distribution - Tier 2 - 4QU CoRE ¦ 2QU LoRE | Non-Red Flag Warning - Destructive Fires | Wire-to-wire contact | Aggregated | 2065 | 9.4468e-08 | 522.2177 | 4.9333e-05 | 2065 | Mitigation | 0.95 | 45 | 0 | esc | 0.00097009 | 9.1642e-11 | 0.00097009 | 9.1642e-11
[79 empty] | WLDFR | HFTD - Distribution - Zone 1 - 5QU CoRE ¦ 1QU LoRE | Red Flag Warning - Small Fires | 2031 | 7.7229e-07 | 0.083606 | 0.039055 | 0.001695 | 0.042856 | 0 | 0.0021144 | 6.4568e-08 | 0 | 6.4568e-08 | 2.0121e-08 | 8.1551e-07 | 0 | 8.1551e-07 | 1.3818e-06 | 0 | 1.3818e-06 | 7.7021e-07 | 0 | 7.7021e-07 | [17 empty] | 7.3.3.17.5 (Remote Grid) Updates to grid topology to minimize risk of ignition in HFTDs Remote GridWLDFRWire-to-wire contactAggregated | WLDFR | HFTD - Distribution - Tier 2 - 4QU CoRE ¦ 2QU LoRE | Non-Red Flag Warning - Destructive Fires | Wire-to-wire contact | Aggregated | 2066 | 9.4468e-08 | 522.2177 | 4.9333e-05 | 2066 | Mitigation | 0.95 | 45 | 0 | esc | 0.00097009 | 9.1642e-11 | 0.00097009 | 9.1642e-11
[79 empty] | WLDFR | HFTD - Distribution - Zone 1 - 5QU CoRE ¦ 1QU LoRE | Red Flag Warning - Small Fires | 2032 | 7.7229e-07 | 0.083606 | 0.039055 | 0.001695 | 0.042856 | 0 | 0.0021144 | 6.4568e-08 | 0 | 6.4568e-08 | 2.0121e-08 | 8.1551e-07 | 0 | 8.1551e-07 | 1.3818e-06 | 0 | 1.3818e-06 | 7.7021e-07 | 0 | 7.7021e-07 | [17 empty] | 7.3.3.17.5 (Remote Grid) Updates to grid topology to minimize risk of ignition in HFTDs Remote GridWLDFRWire-to-wire contactAggregated | WLDFR | HFTD - Distribution - Tier 2 - 4QU CoRE ¦ 2QU LoRE | Non-Red Flag Warning - Destructive Fires | Wire-to-wire contact | Aggregated | 2067 | 9.4468e-08 | 522.2177 | 4.9333e-05 | 2067 | Mitigation | 0.95 | 45 | 0 | esc | 0 | 0 | 0.00097009 | 9.1642e-11
[79 empty] | WLDFR | HFTD - Distribution - Zone 1 - 5QU CoRE ¦ 1QU LoRE | Red Flag Warning - Small Fires | 2033 | 7.7229e-07 | 0.087211 | 0.040679 | 0.0017655 | 0.044766 | 0 | 0.0021144 | 6.7352e-08 | 0 | 6.7352e-08 | 2.105e-08 | 8.1551e-07 | 0 | 8.1551e-07 | 1.3818e-06 | 0 | 1.3818e-06 | 7.7021e-07 | 0 | 7.7021e-07 | [17 empty] | 7.3.3.17.5 (Remote Grid) Updates to grid topology to minimize risk of ignition in HFTDs Remote GridWLDFRContact from objectAggregated | WLDFR | HFTD - Distribution - Tier 2 - 4QU CoRE ¦ 2QU LoRE | Non-Red Flag Warning - Large Fires | Contact from object | Aggregated | 2022 | 4.4417e-06 | 522.2177 | 0.0023195 | 2022 | Mitigation | 0.95 | 45 | 0 | esc | 0.00097009 | 4.3088e-09 | 0 | 0
[79 empty] | WLDFR | HFTD - Distribution - Zone 1 - 5QU CoRE ¦ 1QU LoRE | Red Flag Warning - Small Fires | 2034 | 7.7229e-07 | 0.087211 | 0.040679 | 0.0017655 | 0.044766 | 0 | 0.0021144 | 6.7352e-08 | 0 | 6.7352e-08 | 2.105e-08 | 8.5399e-07 | 0 | 8.5399e-07 | 1.447e-06 | 0 | 1.447e-06 | 8.0655e-07 | 0 | 8.0655e-07 | [17 empty] | 7.3.3.17.5 (Remote Grid) Updates to grid topology to minimize risk of ignition in HFTDs Remote GridWLDFRContact from objectAggregated | WLDFR | HFTD - Distribution - Tier 2 - 4QU CoRE ¦ 2QU LoRE | Non-Red Flag Warning - Large Fires | Contact from object | Aggregated | 2023 | 4.4417e-06 | 522.2177 | 0.0023195 | 2023 | Mitigation | 0.95 | 45 | 0 | esc | 0.00097009 | 4.3088e-09 | 0.00097009 | 4.3088e-09
[79 empty] | WLDFR | HFTD - Distribution - Zone 1 - 5QU CoRE ¦ 1QU LoRE | Red Flag Warning - Small Fires | 2035 | 7.7229e-07 | 0.087211 | 0.040679 | 0.0017655 | 0.044766 | 0 | 0.0021144 | 6.7352e-08 | 0 | 6.7352e-08 | 2.105e-08 | 8.5399e-07 | 0 | 8.5399e-07 | 1.447e-06 | 0 | 1.447e-06 | 8.0655e-07 | 0 | 8.0655e-07 | [17 empty] | 7.3.3.17.5 (Remote Grid) Updates to grid topology to minimize risk of ignition in HFTDs Remote GridWLDFRContact from objectAggregated | WLDFR | HFTD - Distribution - Tier 2 - 4QU CoRE ¦ 2QU LoRE | Non-Red Flag Warning - Large Fires | Contact from object | Aggregated | 2024 | 4.4417e-06 | 522.2177 | 0.0023195 | 2024 | Mitigation | 0.95 | 45 | 0 | esc | 0.00097009 | 4.3088e-09 | 0.00097009 | 4.3088e-09
[79 empty] | WLDFR | HFTD - Distribution - Zone 1 - 5QU CoRE ¦ 1QU LoRE | Red Flag Warning - Small Fires | 2036 | 7.7229e-07 | 0.087211 | 0.040679 | 0.0017655 | 0.044766 | 0 | 0.0021144 | 6.7352e-08 | 0 | 6.7352e-08 | 2.105e-08 | 8.5399e-07 | 0 | 8.5399e-07 | 1.447e-06 | 0 | 1.447e-06 | 8.0655e-07 | 0 | 8.0655e-07 | [17 empty] | 7.3.3.17.5 (Remote Grid) Updates to grid topology to minimize risk of ignition in HFTDs Remote GridWLDFRContact from objectAggregated | WLDFR | HFTD - Distribution - Tier 2 - 4QU CoRE ¦ 2QU LoRE | Non-Red Flag Warning - Large Fires | Contact from object | Aggregated | 2025 | 4.4417e-06 | 522.2177 | 0.0023195 | 2025 | Mitigation | 0.95 | 45 | 0 | esc | 0.00097009 | 4.3088e-09 | 0.00097009 | 4.3088e-09
[79 empty] | WLDFR | HFTD - Distribution - Zone 1 - 5QU CoRE ¦ 1QU LoRE | Red Flag Warning - Small Fires | 2037 | 7.7229e-07 | 0.087211 | 0.040679 | 0.0017655 | 0.044766 | 0 | 0.0021144 | 6.7352e-08 | 0 | 6.7352e-08 | 2.105e-08 | 8.5399e-07 | 0 | 8.5399e-07 | 1.447e-06 | 0 | 1.447e-06 | 8.0655e-07 | 0 | 8.0655e-07 | [17 empty] | 7.3.3.17.5 (Remote Grid) Updates to grid topology to minimize risk of ignition in HFTDs Remote GridWLDFRContact from objectAggregated | WLDFR | HFTD - Distribution - Tier 2 - 4QU CoRE ¦ 2QU LoRE | Non-Red Flag Warning - Large Fires | Contact from object | Aggregated | 2026 | 4.4417e-06 | 522.2177 | 0.0023195 | 2026 | Mitigation | 0.95 | 45 | 0 | esc | 0.00097009 | 4.3088e-09 | 0.00097009 | 4.3088e-09
[79 empty] | WLDFR | HFTD - Distribution - Zone 1 - 5QU CoRE ¦ 1QU LoRE | Red Flag Warning - Small Fires | 2038 | 7.7229e-07 | 0.091184 | 0.042438 | 0.0018418 | 0.046905 | 0 | 0.0021144 | 7.0421e-08 | 0 | 7.0421e-08 | 2.2058e-08 | 8.5399e-07 | 0 | 8.5399e-07 | 1.447e-06 | 0 | 1.447e-06 | 8.0655e-07 | 0 | 8.0655e-07 | [17 empty] | 7.3.3.17.5 (Remote Grid) Updates to grid topology to minimize risk of ignition in HFTDs Remote GridWLDFRContact from objectAggregated | WLDFR | HFTD - Distribution - Tier 2 - 4QU CoRE ¦ 2QU LoRE | Non-Red Flag Warning - Large Fires | Contact from object | Aggregated | 2027 | 4.4417e-06 | 522.2177 | 0.0023195 | 2027 | Mitigation | 0.95 | 45 | 0 | esc | 0.00097009 | 4.3088e-09 | 0.00097009 | 4.3088e-09
[79 empty] | WLDFR | HFTD - Distribution - Zone 1 - 5QU CoRE ¦ 1QU LoRE | Red Flag Warning - Small Fires | 2039 | 7.7229e-07 | 0.091184 | 0.042438 | 0.0018418 | 0.046905 | 0 | 0.0021144 | 7.0421e-08 | 0 | 7.0421e-08 | 2.2058e-08 | 8.9573e-07 | 0 | 8.9573e-07 | 1.5178e-06 | 0 | 1.5178e-06 | 8.4597e-07 | 0 | 8.4597e-07 | [17 empty] | 7.3.3.17.5 (Remote Grid) Updates to grid topology to minimize risk of ignition in HFTDs Remote GridWLDFRContact from objectAggregated | WLDFR | HFTD - Distribution - Tier 2 - 4QU CoRE ¦ 2QU LoRE | Non-Red Flag Warning - Large Fires | Contact from object | Aggregated | 2028 | 4.4417e-06 | 522.2177 | 0.0023195 | 2028 | Mitigation | 0.95 | 45 | 0 | esc | 0.00097009 | 4.3088e-09 | 0.00097009 | 4.3088e-09
[79 empty] | WLDFR | HFTD - Distribution - Zone 1 - 5QU CoRE ¦ 1QU LoRE | Red Flag Warning - Small Fires | 2040 | 7.7229e-07 | 0.091184 | 0.042438 | 0.0018418 | 0.046905 | 0 | 0.0021144 | 7.0421e-08 | 0 | 7.0421e-08 | 2.2058e-08 | 8.9573e-07 | 0 | 8.9573e-07 | 1.5178e-06 | 0 | 1.5178e-06 | 8.4597e-07 | 0 | 8.4597e-07 | [17 empty] | 7.3.3.17.5 (Remote Grid) Updates to grid topology to minimize risk of ignition in HFTDs Remote GridWLDFRContact from objectAggregated | WLDFR | HFTD - Distribution - Tier 2 - 4QU CoRE ¦ 2QU LoRE | Non-Red Flag Warning - Large Fires | Contact from object | Aggregated | 2029 | 4.4417e-06 | 522.2177 | 0.0023195 | 2029 | Mitigation | 0.95 | 45 | 0 | esc | 0.00097009 | 4.3088e-09 | 0.00097009 | 4.3088e-09
[79 empty] | WLDFR | HFTD - Distribution - Zone 1 - 5QU CoRE ¦ 1QU LoRE | Red Flag Warning - Small Fires | 2041 | 7.7229e-07 | 0.091184 | 0.042438 | 0.0018418 | 0.046905 | 0 | 0.0021144 | 7.0421e-08 | 0 | 7.0421e-08 | 2.2058e-08 | 8.9573e-07 | 0 | 8.9573e-07 | 1.5178e-06 | 0 | 1.5178e-06 | 8.4597e-07 | 0 | 8.4597e-07 | [17 empty] | 7.3.3.17.5 (Remote Grid) Updates to grid topology to minimize risk of ignition in HFTDs Remote GridWLDFRContact from objectAggregated | WLDFR | HFTD - Distribution - Tier 2 - 4QU CoRE ¦ 2QU LoRE | Non-Red Flag Warning - Large Fires | Contact from object | Aggregated | 2030 | 4.4417e-06 | 522.2177 | 0.0023195 | 2030 | Mitigation | 0.95 | 45 | 0 | esc | 0.00097009 | 4.3088e-09 | 0.00097009 | 4.3088e-09
[79 empty] | WLDFR | HFTD - Distribution - Zone 1 - 5QU CoRE ¦ 1QU LoRE | Red Flag Warning - Small Fires | 2042 | 7.7229e-07 | 0.091184 | 0.042438 | 0.0018418 | 0.046905 | 0 | 0.0021144 | 7.0421e-08 | 0 | 7.0421e-08 | 2.2058e-08 | 8.9573e-07 | 0 | 8.9573e-07 | 1.5178e-06 | 0 | 1.5178e-06 | 8.4597e-07 | 0 | 8.4597e-07 | [17 empty] | 7.3.3.17.5 (Remote Grid) Updates to grid topology to minimize risk of ignition in HFTDs Remote GridWLDFRContact from objectAggregated | WLDFR | HFTD - Distribution - Tier 2 - 4QU CoRE ¦ 2QU LoRE | Non-Red Flag Warning - Large Fires | Contact from object | Aggregated | 2031 | 4.4417e-06 | 522.2177 | 0.0023195 | 2031 | Mitigation | 0.95 | 45 | 0 | esc | 0.00097009 | 4.3088e-09 | 0.00097009 | 4.3088e-09
[79 empty] | WLDFR | HFTD - Distribution - Zone 1 - 5QU CoRE ¦ 1QU LoRE | Red Flag Warning - Small Fires | 2043 | 7.7229e-07 | 0.095486 | 0.044306 | 0.0019228 | 0.049257 | 0 | 0.0021144 | 7.3743e-08 | 0 | 7.3743e-08 | 2.3131e-08 | 8.9573e-07 | 0 | 8.9573e-07 | 1.5178e-06 | 0 | 1.5178e-06 | 8.4597e-07 | 0 | 8.4597e-07 | [17 empty] | 7.3.3.17.5 (Remote Grid) Updates to grid topology to minimize risk of ignition in HFTDs Remote GridWLDFRContact from objectAggregated | WLDFR | HFTD - Distribution - Tier 2 - 4QU CoRE ¦ 2QU LoRE | Non-Red Flag Warning - Large Fires | Contact from object | Aggregated | 2032 | 4.4417e-06 | 522.2177 | 0.0023195 | 2032 | Mitigation | 0.95 | 45 | 0 | esc | 0.00097009 | 4.3088e-09 | 0.00097009 | 4.3088e-09
[79 empty] | WLDFR | HFTD - Distribution - Zone 1 - 5QU CoRE ¦ 1QU LoRE | Red Flag Warning - Small Fires | 2044 | 7.7229e-07 | 0.095486 | 0.044306 | 0.0019228 | 0.049257 | 0 | 0.0021144 | 7.3743e-08 | 0 | 7.3743e-08 | 2.3131e-08 | 9.4015e-07 | 0 | 9.4015e-07 | 1.593e-06 | 0 | 1.593e-06 | 8.8792e-07 | 0 | 8.8792e-07 | [17 empty] | 7.3.3.17.5 (Remote Grid) Updates to grid topology to minimize risk of ignition in HFTDs Remote GridWLDFRContact from objectAggregated | WLDFR | HFTD - Distribution - Tier 2 - 4QU CoRE ¦ 2QU LoRE | Non-Red Flag Warning - Large Fires | Contact from object | Aggregated | 2033 | 4.4417e-06 | 522.2177 | 0.0023195 | 2033 | Mitigation | 0.95 | 45 | 0 | esc | 0.00097009 | 4.3088e-09 | 0.00097009 | 4.3088e-09
[79 empty] | WLDFR | HFTD - Distribution - Zone 1 - 5QU CoRE ¦ 1QU LoRE | Red Flag Warning - Small Fires | 2045 | 7.7229e-07 | 0.095486 | 0.044306 | 0.0019228 | 0.049257 | 0 | 0.0021144 | 7.3743e-08 | 0 | 7.3743e-08 | 2.3131e-08 | 9.4015e-07 | 0 | 9.4015e-07 | 1.593e-06 | 0 | 1.593e-06 | 8.8792e-07 | 0 | 8.8792e-07 | [17 empty] | 7.3.3.17.5 (Remote Grid) Updates to grid topology to minimize risk of ignition in HFTDs Remote GridWLDFRContact from objectAggregated | WLDFR | HFTD - Distribution - Tier 2 - 4QU CoRE ¦ 2QU LoRE | Non-Red Flag Warning - Large Fires | Contact from object | Aggregated | 2034 | 4.4417e-06 | 522.2177 | 0.0023195 | 2034 | Mitigation | 0.95 | 45 | 0 | esc | 0.00097009 | 4.3088e-09 | 0.00097009 | 4.3088e-09
[79 empty] | WLDFR | HFTD - Distribution - Zone 1 - 5QU CoRE ¦ 1QU LoRE | Red Flag Warning - Small Fires | 2046 | 7.7229e-07 | 0.095486 | 0.044306 | 0.0019228 | 0.049257 | 0 | 0.0021144 | 7.3743e-08 | 0 | 7.3743e-08 | 2.3131e-08 | 9.4015e-07 | 0 | 9.4015e-07 | 1.593e-06 | 0 | 1.593e-06 | 8.8792e-07 | 0 | 8.8792e-07 | [17 empty] | 7.3.3.17.5 (Remote Grid) Updates to grid topology to minimize risk of ignition in HFTDs Remote GridWLDFRContact from objectAggregated | WLDFR | HFTD - Distribution - Tier 2 - 4QU CoRE ¦ 2QU LoRE | Non-Red Flag Warning - Large Fires | Contact from object | Aggregated | 2035 | 4.4417e-06 | 522.2177 | 0.0023195 | 2035 | Mitigation | 0.95 | 45 | 0 | esc | 0.00097009 | 4.3088e-09 | 0.00097009 | 4.3088e-09
[79 empty] | WLDFR | HFTD - Distribution - Zone 1 - 5QU CoRE ¦ 1QU LoRE | Red Flag Warning - Small Fires | 2047 | 7.7229e-07 | 0.095486 | 0.044306 | 0.0019228 | 0.049257 | 0 | 0.0021144 | 7.3743e-08 | 0 | 7.3743e-08 | 2.3131e-08 | 9.4015e-07 | 0 | 9.4015e-07 | 1.593e-06 | 0 | 1.593e-06 | 8.8792e-07 | 0 | 8.8792e-07 | [17 empty] | 7.3.3.17.5 (Remote Grid) Updates to grid topology to minimize risk of ignition in HFTDs Remote GridWLDFRContact from objectAggregated | WLDFR | HFTD - Distribution - Tier 2 - 4QU CoRE ¦ 2QU LoRE | Non-Red Flag Warning - Large Fires | Contact from object | Aggregated | 2036 | 4.4417e-06 | 522.2177 | 0.0023195 | 2036 | Mitigation | 0.95 | 45 | 0 | esc | 0.00097009 | 4.3088e-09 | 0.00097009 | 4.3088e-09
[79 empty] | WLDFR | HFTD - Distribution - Zone 1 - 5QU CoRE ¦ 1QU LoRE | Red Flag Warning - Small Fires | 2048 | 7.7229e-07 | 0.10007 | 0.04626 | 0.0020076 | 0.051804 | 0 | 0.0021144 | 7.7284e-08 | 0 | 7.7284e-08 | 2.4255e-08 | 9.4015e-07 | 0 | 9.4015e-07 | 1.593e-06 | 0 | 1.593e-06 | 8.8792e-07 | 0 | 8.8792e-07 | [17 empty] | 7.3.3.17.5 (Remote Grid) Updates to grid topology to minimize risk of ignition in HFTDs Remote GridWLDFRContact from objectAggregated | WLDFR | HFTD - Distribution - Tier 2 - 4QU CoRE ¦ 2QU LoRE | Non-Red Flag Warning - Large Fires | Contact from object | Aggregated | 2037 | 4.4417e-06 | 522.2177 | 0.0023195 | 2037 | Mitigation | 0.95 | 45 | 0 | esc | 0.00097009 | 4.3088e-09 | 0.00097009 | 4.3088e-09
[79 empty] | WLDFR | HFTD - Distribution - Zone 1 - 5QU CoRE ¦ 1QU LoRE | Red Flag Warning - Small Fires | 2049 | 7.7229e-07 | 0.10007 | 0.04626 | 0.0020076 | 0.051804 | 0 | 0.0021144 | 7.7284e-08 | 0 | 7.7284e-08 | 2.4255e-08 | 9.8667e-07 | 0 | 9.8667e-07 | 1.6719e-06 | 0 | 1.6719e-06 | 9.3185e-07 | 0 | 9.3185e-07 | [17 empty] | 7.3.3.17.5 (Remote Grid) Updates to grid topology to minimize risk of ignition in HFTDs Remote GridWLDFRContact from objectAggregated | WLDFR | HFTD - Distribution - Tier 2 - 4QU CoRE ¦ 2QU LoRE | Non-Red Flag Warning - Large Fires | Contact from object | Aggregated | 2038 | 4.4417e-06 | 522.2177 | 0.0023195 | 2038 | Mitigation | 0.95 | 45 | 0 | esc | 0.00097009 | 4.3088e-09 | 0.00097009 | 4.3088e-09
[79 empty] | WLDFR | HFTD - Distribution - Zone 1 - 5QU CoRE ¦ 1QU LoRE | Red Flag Warning - Small Fires | 2050 | 7.7229e-07 | 0.10007 | 0.04626 | 0.0020076 | 0.051804 | 0 | 0.0021144 | 7.7284e-08 | 0 | 7.7284e-08 | 2.4255e-08 | 9.8667e-07 | 0 | 9.8667e-07 | 1.6719e-06 | 0 | 1.6719e-06 | 9.3185e-07 | 0 | 9.3185e-07 | [17 empty] | 7.3.3.17.5 (Remote Grid) Updates to grid topology to minimize risk of ignition in HFTDs Remote GridWLDFRContact from objectAggregated | WLDFR | HFTD - Distribution - Tier 2 - 4QU CoRE ¦ 2QU LoRE | Non-Red Flag Warning - Large Fires | Contact from object | Aggregated | 2039 | 4.4417e-06 | 522.2177 | 0.0023195 | 2039 | Mitigation | 0.95 | 45 | 0 | esc | 0.00097009 | 4.3088e-09 | 0.00097009 | 4.3088e-09
[79 empty] | WLDFR | HFTD - Distribution - Zone 1 - 5QU CoRE ¦ 1QU LoRE | Red Flag Warning - Small Fires | 2051 | 7.7229e-07 | 0.10007 | 0.04626 | 0.0020076 | 0.051804 | 0 | 0.0021144 | 7.7284e-08 | 0 | 7.7284e-08 | 2.4255e-08 | 9.8667e-07 | 0 | 9.8667e-07 | 1.6719e-06 | 0 | 1.6719e-06 | 9.3185e-07 | 0 | 9.3185e-07 | [17 empty] | 7.3.3.17.5 (Remote Grid) Updates to grid topology to minimize risk of ignition in HFTDs Remote GridWLDFRContact from objectAggregated | WLDFR | HFTD - Distribution - Tier 2 - 4QU CoRE ¦ 2QU LoRE | Non-Red Flag Warning - Large Fires | Contact from object | Aggregated | 2040 | 4.4417e-06 | 522.2177 | 0.0023195 | 2040 | Mitigation | 0.95 | 45 | 0 | esc | 0.00097009 | 4.3088e-09 | 0.00097009 | 4.3088e-09
[79 empty] | WLDFR | HFTD - Distribution - Zone 1 - 5QU CoRE ¦ 1QU LoRE | Red Flag Warning - Small Fires | 2052 | 7.7229e-07 | 0.10007 | 0.04626 | 0.0020076 | 0.051804 | 0 | 0.0021144 | 7.7284e-08 | 0 | 7.7284e-08 | 2.4255e-08 | 9.8667e-07 | 0 | 9.8667e-07 | 1.6719e-06 | 0 | 1.6719e-06 | 9.3185e-07 | 0 | 9.3185e-07 | [17 empty] | 7.3.3.17.5 (Remote Grid) Updates to grid topology to minimize risk of ignition in HFTDs Remote GridWLDFRContact from objectAggregated | WLDFR | HFTD - Distribution - Tier 2 - 4QU CoRE ¦ 2QU LoRE | Non-Red Flag Warning - Large Fires | Contact from object | Aggregated | 2041 | 4.4417e-06 | 522.2177 | 0.0023195 | 2041 | Mitigation | 0.95 | 45 | 0 | esc | 0.00097009 | 4.3088e-09 | 0.00097009 | 4.3088e-09
[79 empty] | WLDFR | HFTD - Distribution - Zone 1 - 5QU CoRE ¦ 1QU LoRE | Red Flag Warning - Small Fires | 2053 | 7.7229e-07 | 0.10489 | 0.048274 | 0.002095 | 0.054525 | 0 | 0.0021144 | 8.1009e-08 | 0 | 8.1009e-08 | 2.5416e-08 | 9.8667e-07 | 0 | 9.8667e-07 | 1.6719e-06 | 0 | 1.6719e-06 | 9.3185e-07 | 0 | 9.3185e-07 | [17 empty] | 7.3.3.17.5 (Remote Grid) Updates to grid topology to minimize risk of ignition in HFTDs Remote GridWLDFRContact from objectAggregated | WLDFR | HFTD - Distribution - Tier 2 - 4QU CoRE ¦ 2QU LoRE | Non-Red Flag Warning - Large Fires | Contact from object | Aggregated | 2042 | 4.4417e-06 | 522.2177 | 0.0023195 | 2042 | Mitigation | 0.95 | 45 | 0 | esc | 0.00097009 | 4.3088e-09 | 0.00097009 | 4.3088e-09
[79 empty] | WLDFR | HFTD - Distribution - Zone 1 - 5QU CoRE ¦ 1QU LoRE | Red Flag Warning - Small Fires | 2054 | 7.7229e-07 | 0.10489 | 0.048274 | 0.002095 | 0.054525 | 0 | 0.0021144 | 8.1009e-08 | 0 | 8.1009e-08 | 2.5416e-08 | 1.0347e-06 | 0 | 1.0347e-06 | 1.7532e-06 | 0 | 1.7532e-06 | 9.7722e-07 | 0 | 9.7722e-07 | [17 empty] | 7.3.3.17.5 (Remote Grid) Updates to grid topology to minimize risk of ignition in HFTDs Remote GridWLDFRContact from objectAggregated | WLDFR | HFTD - Distribution - Tier 2 - 4QU CoRE ¦ 2QU LoRE | Non-Red Flag Warning - Large Fires | Contact from object | Aggregated | 2043 | 4.4417e-06 | 522.2177 | 0.0023195 | 2043 | Mitigation | 0.95 | 45 | 0 | esc | 0.00097009 | 4.3088e-09 | 0.00097009 | 4.3088e-09
[79 empty] | WLDFR | HFTD - Distribution - Zone 1 - 5QU CoRE ¦ 1QU LoRE | Red Flag Warning - Small Fires | 2055 | 7.7229e-07 | 0.10489 | 0.048274 | 0.002095 | 0.054525 | 0 | 0.0021144 | 8.1009e-08 | 0 | 8.1009e-08 | 2.5416e-08 | 1.0347e-06 | 0 | 1.0347e-06 | 1.7532e-06 | 0 | 1.7532e-06 | 9.7722e-07 | 0 | 9.7722e-07 | [17 empty] | 7.3.3.17.5 (Remote Grid) Updates to grid topology to minimize risk of ignition in HFTDs Remote GridWLDFRContact from objectAggregated | WLDFR | HFTD - Distribution - Tier 2 - 4QU CoRE ¦ 2QU LoRE | Non-Red Flag Warning - Large Fires | Contact from object | Aggregated | 2044 | 4.4417e-06 | 522.2177 | 0.0023195 | 2044 | Mitigation | 0.95 | 45 | 0 | esc | 0.00097009 | 4.3088e-09 | 0.00097009 | 4.3088e-09
[79 empty] | WLDFR | HFTD - Distribution - Zone 1 - 5QU CoRE ¦ 1QU LoRE | Red Flag Warning - Small Fires | 2056 | 7.7229e-07 | 0.10489 | 0.048274 | 0.002095 | 0.054525 | 0 | 0.0021144 | 8.1009e-08 | 0 | 8.1009e-08 | 2.5416e-08 | 1.0347e-06 | 0 | 1.0347e-06 | 1.7532e-06 | 0 | 1.7532e-06 | 9.7722e-07 | 0 | 9.7722e-07 | [17 empty] | 7.3.3.17.5 (Remote Grid) Updates to grid topology to minimize risk of ignition in HFTDs Remote GridWLDFRContact from objectAggregated | WLDFR | HFTD - Distribution - Tier 2 - 4QU CoRE ¦ 2QU LoRE | Non-Red Flag Warning - Large Fires | Contact from object | Aggregated | 2045 | 4.4417e-06 | 522.2177 | 0.0023195 | 2045 | Mitigation | 0.95 | 45 | 0 | esc | 0.00097009 | 4.3088e-09 | 0.00097009 | 4.3088e-09
[79 empty] | WLDFR | HFTD - Distribution - Zone 1 - 5QU CoRE ¦ 1QU LoRE | Red Flag Warning - Small Fires | 2057 | 7.7229e-07 | 0.10489 | 0.048274 | 0.002095 | 0.054525 | 0 | 0.0021144 | 8.1009e-08 | 0 | 8.1009e-08 | 2.5416e-08 | 1.0347e-06 | 0 | 1.0347e-06 | 1.7532e-06 | 0 | 1.7532e-06 | 9.7722e-07 | 0 | 9.7722e-07 | [17 empty] | 7.3.3.17.5 (Remote Grid) Updates to grid topology to minimize risk of ignition in HFTDs Remote GridWLDFRContact from objectAggregated | WLDFR | HFTD - Distribution - Tier 2 - 4QU CoRE ¦ 2QU LoRE | Non-Red Flag Warning - Large Fires | Contact from object | Aggregated | 2046 | 4.4417e-06 | 522.2177 | 0.0023195 | 2046 | Mitigation | 0.95 | 45 | 0 | esc | 0.00097009 | 4.3088e-09 | 0.00097009 | 4.3088e-09
[79 empty] | WLDFR | HFTD - Distribution - Zone 1 - 5QU CoRE ¦ 1QU LoRE | Red Flag Warning - Small Fires | 2058 | 7.7229e-07 | 0.1099 | 0.050325 | 0.0021839 | 0.057393 | 0 | 0.0021144 | 8.4876e-08 | 0 | 8.4876e-08 | 2.66e-08 | 1.0347e-06 | 0 | 1.0347e-06 | 1.7532e-06 | 0 | 1.7532e-06 | 9.7722e-07 | 0 | 9.7722e-07 | [17 empty] | 7.3.3.17.5 (Remote Grid) Updates to grid topology to minimize risk of ignition in HFTDs Remote GridWLDFRContact from objectAggregated | WLDFR | HFTD - Distribution - Tier 2 - 4QU CoRE ¦ 2QU LoRE | Non-Red Flag Warning - Large Fires | Contact from object | Aggregated | 2047 | 4.4417e-06 | 522.2177 | 0.0023195 | 2047 | Mitigation | 0.95 | 45 | 0 | esc | 0.00097009 | 4.3088e-09 | 0.00097009 | 4.3088e-09
[79 empty] | WLDFR | HFTD - Distribution - Zone 1 - 5QU CoRE ¦ 1QU LoRE | Red Flag Warning - Small Fires | 2059 | 7.7229e-07 | 0.1099 | 0.050325 | 0.0021839 | 0.057393 | 0 | 0.0021144 | 8.4876e-08 | 0 | 8.4876e-08 | 2.66e-08 | 1.0837e-06 | 0 | 1.0837e-06 | 1.8362e-06 | 0 | 1.8362e-06 | 1.0235e-06 | 0 | 1.0235e-06 | [17 empty] | 7.3.3.17.5 (Remote Grid) Updates to grid topology to minimize risk of ignition in HFTDs Remote GridWLDFRContact from objectAggregated | WLDFR | HFTD - Distribution - Tier 2 - 4QU CoRE ¦ 2QU LoRE | Non-Red Flag Warning - Large Fires | Contact from object | Aggregated | 2048 | 4.4417e-06 | 522.2177 | 0.0023195 | 2048 | Mitigation | 0.95 | 45 | 0 | esc | 0.00097009 | 4.3088e-09 | 0.00097009 | 4.3088e-09
[79 empty] | WLDFR | HFTD - Distribution - Zone 1 - 5QU CoRE ¦ 1QU LoRE | Red Flag Warning - Small Fires | 2060 | 7.7229e-07 | 0.1099 | 0.050325 | 0.0021839 | 0.057393 | 0 | 0.0021144 | 8.4876e-08 | 0 | 8.4876e-08 | 2.66e-08 | 1.0837e-06 | 0 | 1.0837e-06 | 1.8362e-06 | 0 | 1.8362e-06 | 1.0235e-06 | 0 | 1.0235e-06 | [17 empty] | 7.3.3.17.5 (Remote Grid) Updates to grid topology to minimize risk of ignition in HFTDs Remote GridWLDFRContact from objectAggregated | WLDFR | HFTD - Distribution - Tier 2 - 4QU CoRE ¦ 2QU LoRE | Non-Red Flag Warning - Large Fires | Contact from object | Aggregated | 2049 | 4.4417e-06 | 522.2177 | 0.0023195 | 2049 | Mitigation | 0.95 | 45 | 0 | esc | 0.00097009 | 4.3088e-09 | 0.00097009 | 4.3088e-09
[79 empty] | WLDFR | HFTD - Distribution - Zone 1 - 5QU CoRE ¦ 1QU LoRE | Red Flag Warning - Small Fires | 2061 | 7.7229e-07 | 0.1099 | 0.050325 | 0.0021839 | 0.057393 | 0 | 0.0021144 | 8.4876e-08 | 0 | 8.4876e-08 | 2.66e-08 | 1.0837e-06 | 0 | 1.0837e-06 | 1.8362e-06 | 0 | 1.8362e-06 | 1.0235e-06 | 0 | 1.0235e-06 | [17 empty] | 7.3.3.17.5 (Remote Grid) Updates to grid topology to minimize risk of ignition in HFTDs Remote GridWLDFRContact from objectAggregated | WLDFR | HFTD - Distribution - Tier 2 - 4QU CoRE ¦ 2QU LoRE | Non-Red Flag Warning - Large Fires | Contact from object | Aggregated | 2050 | 4.4417e-06 | 522.2177 | 0.0023195 | 2050 | Mitigation | 0.95 | 45 | 0 | esc | 0.00097009 | 4.3088e-09 | 0.00097009 | 4.3088e-09
[79 empty] | WLDFR | HFTD - Distribution - Zone 1 - 5QU CoRE ¦ 1QU LoRE | Red Flag Warning - Small Fires | 2062 | 7.7229e-07 | 0.1099 | 0.050325 | 0.0021839 | 0.057393 | 0 | 0.0021144 | 8.4876e-08 | 0 | 8.4876e-08 | 2.66e-08 | 1.0837e-06 | 0 | 1.0837e-06 | 1.8362e-06 | 0 | 1.8362e-06 | 1.0235e-06 | 0 | 1.0235e-06 | [17 empty] | 7.3.3.17.5 (Remote Grid) Updates to grid topology to minimize risk of ignition in HFTDs Remote GridWLDFRContact from objectAggregated | WLDFR | HFTD - Distribution - Tier 2 - 4QU CoRE ¦ 2QU LoRE | Non-Red Flag Warning - Large Fires | Contact from object | Aggregated | 2051 | 4.4417e-06 | 522.2177 | 0.0023195 | 2051 | Mitigation | 0.95 | 45 | 0 | esc | 0.00097009 | 4.3088e-09 | 0.00097009 | 4.3088e-09
[79 empty] | WLDFR | HFTD - Distribution - Zone 1 - 5QU CoRE ¦ 1QU LoRE | Red Flag Warning - Small Fires | 2063 | 7.7229e-07 | 0.11504 | 0.052388 | 0.0022734 | 0.060377 | 0 | 0.0021144 | 8.8843e-08 | 0 | 8.8843e-08 | 2.7793e-08 | 1.0837e-06 | 0 | 1.0837e-06 | 1.8362e-06 | 0 | 1.8362e-06 | 1.0235e-06 | 0 | 1.0235e-06 | [17 empty] | 7.3.3.17.5 (Remote Grid) Updates to grid topology to minimize risk of ignition in HFTDs Remote GridWLDFRContact from objectAggregated | WLDFR | HFTD - Distribution - Tier 2 - 4QU CoRE ¦ 2QU LoRE | Non-Red Flag Warning - Large Fires | Contact from object | Aggregated | 2052 | 4.4417e-06 | 522.2177 | 0.0023195 | 2052 | Mitigation | 0.95 | 45 | 0 | esc | 0.00097009 | 4.3088e-09 | 0.00097009 | 4.3088e-09
[79 empty] | WLDFR | HFTD - Distribution - Zone 1 - 5QU CoRE ¦ 1QU LoRE | Red Flag Warning - Small Fires | 2064 | 7.7229e-07 | 0.11504 | 0.052388 | 0.0022734 | 0.060377 | 0 | 0.0021144 | 8.8843e-08 | 0 | 8.8843e-08 | 2.7793e-08 | 1.133e-06 | 0 | 1.133e-06 | 1.9198e-06 | 0 | 1.9198e-06 | 1.07e-06 | 0 | 1.07e-06 | [17 empty] | 7.3.3.17.5 (Remote Grid) Updates to grid topology to minimize risk of ignition in HFTDs Remote GridWLDFRContact from objectAggregated | WLDFR | HFTD - Distribution - Tier 2 - 4QU CoRE ¦ 2QU LoRE | Non-Red Flag Warning - Large Fires | Contact from object | Aggregated | 2053 | 4.4417e-06 | 522.2177 | 0.0023195 | 2053 | Mitigation | 0.95 | 45 | 0 | esc | 0.00097009 | 4.3088e-09 | 0.00097009 | 4.3088e-09
[79 empty] | WLDFR | HFTD - Distribution - Zone 1 - 5QU CoRE ¦ 1QU LoRE | Red Flag Warning - Small Fires | 2065 | 7.7229e-07 | 0.11504 | 0.052388 | 0.0022734 | 0.060377 | 0 | 0.0021144 | 8.8843e-08 | 0 | 8.8843e-08 | 2.7793e-08 | 1.133e-06 | 0 | 1.133e-06 | 1.9198e-06 | 0 | 1.9198e-06 | 1.07e-06 | 0 | 1.07e-06 | [17 empty] | 7.3.3.17.5 (Remote Grid) Updates to grid topology to minimize risk of ignition in HFTDs Remote GridWLDFRContact from objectAggregated | WLDFR | HFTD - Distribution - Tier 2 - 4QU CoRE ¦ 2QU LoRE | Non-Red Flag Warning - Large Fires | Contact from object | Aggregated | 2054 | 4.4417e-06 | 522.2177 | 0.0023195 | 2054 | Mitigation | 0.95 | 45 | 0 | esc | 0.00097009 | 4.3088e-09 | 0.00097009 | 4.3088e-09
[79 empty] | WLDFR | HFTD - Distribution - Zone 1 - 5QU CoRE ¦ 1QU LoRE | Red Flag Warning - Small Fires | 2066 | 7.7229e-07 | 0.11504 | 0.052388 | 0.0022734 | 0.060377 | 0 | 0.0021144 | 8.8843e-08 | 0 | 8.8843e-08 | 2.7793e-08 | 1.133e-06 | 0 | 1.133e-06 | 1.9198e-06 | 0 | 1.9198e-06 | 1.07e-06 | 0 | 1.07e-06 | [17 empty] | 7.3.3.17.5 (Remote Grid) Updates to grid topology to minimize risk of ignition in HFTDs Remote GridWLDFRContact from objectAggregated | WLDFR | HFTD - Distribution - Tier 2 - 4QU CoRE ¦ 2QU LoRE | Non-Red Flag Warning - Large Fires | Contact from object | Aggregated | 2055 | 4.4417e-06 | 522.2177 | 0.0023195 | 2055 | Mitigation | 0.95 | 45 | 0 | esc | 0.00097009 | 4.3088e-09 | 0.00097009 | 4.3088e-09
[79 empty] | WLDFR | HFTD - Distribution - Zone 1 - 5QU CoRE ¦ 1QU LoRE | Seismic - Non-Red Flag Warning - Catastrophic Fires | 2022 | 2.0308e-14 | 21083.8428 | 409.2237 | 13469.0878 | 7205.5313 | 0 | 5.5601e-11 | 4.2818e-10 | 0 | 4.2818e-10 | 2.8159e-08 | 0 | 0 | 0 | 1.9198e-06 | 0 | 1.9198e-06 | 1.07e-06 | 0 | 1.07e-06 | [17 empty] | 7.3.3.17.5 (Remote Grid) Updates to grid topology to minimize risk of ignition in HFTDs Remote GridWLDFRContact from objectAggregated | WLDFR | HFTD - Distribution - Tier 2 - 4QU CoRE ¦ 2QU LoRE | Non-Red Flag Warning - Large Fires | Contact from object | Aggregated | 2056 | 4.4417e-06 | 522.2177 | 0.0023195 | 2056 | Mitigation | 0.95 | 45 | 0 | esc | 0.00097009 | 4.3088e-09 | 0.00097009 | 4.3088e-09
[79 empty] | WLDFR | HFTD - Distribution - Zone 1 - 5QU CoRE ¦ 1QU LoRE | Seismic - Non-Red Flag Warning - Catastrophic Fires | 2023 | 2.0308e-14 | 21835.9781 | 428.6023 | 13939.561 | 7467.8148 | 0 | 5.5601e-11 | 4.4345e-10 | 0 | 4.4345e-10 | 2.9419e-08 | 0 | 0 | 0 | 0 | 0 | 0 | 1.07e-06 | 0 | 1.07e-06 | [17 empty] | 7.3.3.17.5 (Remote Grid) Updates to grid topology to minimize risk of ignition in HFTDs Remote GridWLDFRContact from objectAggregated | WLDFR | HFTD - Distribution - Tier 2 - 4QU CoRE ¦ 2QU LoRE | Non-Red Flag Warning - Large Fires | Contact from object | Aggregated | 2057 | 4.4417e-06 | 522.2177 | 0.0023195 | 2057 | Mitigation | 0.95 | 45 | 0 | esc | 0.00097009 | 4.3088e-09 | 0.00097009 | 4.3088e-09
[79 empty] | WLDFR | HFTD - Distribution - Zone 1 - 5QU CoRE ¦ 1QU LoRE | Seismic - Non-Red Flag Warning - Catastrophic Fires | 2024 | 2.0308e-14 | 21835.9781 | 428.6023 | 13939.561 | 7467.8148 | 0 | 5.5601e-11 | 4.4345e-10 | 0 | 4.4345e-10 | 2.9419e-08 | 4.4296e-08 | 0 | 4.4296e-08 | 0 | 0 | 0 | 0 | 0 | 0 | [17 empty] | 7.3.3.17.5 (Remote Grid) Updates to grid topology to minimize risk of ignition in HFTDs Remote GridWLDFRContact from objectAggregated | WLDFR | HFTD - Distribution - Tier 2 - 4QU CoRE ¦ 2QU LoRE | Non-Red Flag Warning - Large Fires | Contact from object | Aggregated | 2058 | 4.4417e-06 | 522.2177 | 0.0023195 | 2058 | Mitigation | 0.95 | 45 | 0 | esc | 0.00097009 | 4.3088e-09 | 0.00097009 | 4.3088e-09
[79 empty] | WLDFR | HFTD - Distribution - Zone 1 - 5QU CoRE ¦ 1QU LoRE | Seismic - Non-Red Flag Warning - Catastrophic Fires | 2025 | 2.0308e-14 | 21835.9781 | 428.6023 | 13939.561 | 7467.8148 | 0 | 5.5601e-11 | 4.4345e-10 | 0 | 4.4345e-10 | 2.9419e-08 | 4.1101e-08 | 0 | 4.1101e-08 | 6.9644e-08 | 0 | 6.9644e-08 | 0 | 0 | 0 | [17 empty] | 7.3.3.17.5 (Remote Grid) Updates to grid topology to minimize risk of ignition in HFTDs Remote GridWLDFRContact from objectAggregated | WLDFR | HFTD - Distribution - Tier 2 - 4QU CoRE ¦ 2QU LoRE | Non-Red Flag Warning - Large Fires | Contact from object | Aggregated | 2059 | 4.4417e-06 | 522.2177 | 0.0023195 | 2059 | Mitigation | 0.95 | 45 | 0 | esc | 0.00097009 | 4.3088e-09 | 0.00097009 | 4.3088e-09
[79 empty] | WLDFR | HFTD - Distribution - Zone 1 - 5QU CoRE ¦ 1QU LoRE | Seismic - Non-Red Flag Warning - Catastrophic Fires | 2026 | 2.0308e-14 | 21835.9781 | 428.6023 | 13939.561 | 7467.8148 | 0 | 5.5601e-11 | 4.4345e-10 | 0 | 4.4345e-10 | 2.9419e-08 | 4.294e-08 | 0 | 4.294e-08 | 7.276e-08 | 0 | 7.276e-08 | 4.0555e-08 | 0 | 4.0555e-08 | [17 empty] | 7.3.3.17.5 (Remote Grid) Updates to grid topology to minimize risk of ignition in HFTDs Remote GridWLDFRContact from objectAggregated | WLDFR | HFTD - Distribution - Tier 2 - 4QU CoRE ¦ 2QU LoRE | Non-Red Flag Warning - Large Fires | Contact from object | Aggregated | 2060 | 4.4417e-06 | 522.2177 | 0.0023195 | 2060 | Mitigation | 0.95 | 45 | 0 | esc | 0.00097009 | 4.3088e-09 | 0.00097009 | 4.3088e-09
[79 empty] | WLDFR | HFTD - Distribution - Zone 1 - 5QU CoRE ¦ 1QU LoRE | Seismic - Non-Red Flag Warning - Catastrophic Fires | 2027 | 2.0308e-14 | 21835.9781 | 428.6023 | 13939.561 | 7467.8148 | 0 | 5.5601e-11 | 4.4345e-10 | 0 | 4.4345e-10 | 2.9419e-08 | 4.294e-08 | 0 | 4.294e-08 | 7.276e-08 | 0 | 7.276e-08 | 4.0555e-08 | 0 | 4.0555e-08 | [17 empty] | 7.3.3.17.5 (Remote Grid) Updates to grid topology to minimize risk of ignition in HFTDs Remote GridWLDFRContact from objectAggregated | WLDFR | HFTD - Distribution - Tier 2 - 4QU CoRE ¦ 2QU LoRE | Non-Red Flag Warning - Large Fires | Contact from object | Aggregated | 2061 | 4.4417e-06 | 522.2177 | 0.0023195 | 2061 | Mitigation | 0.95 | 45 | 0 | esc | 0.00097009 | 4.3088e-09 | 0.00097009 | 4.3088e-09
[79 empty] | WLDFR | HFTD - Distribution - Zone 1 - 5QU CoRE ¦ 1QU LoRE | Seismic - Non-Red Flag Warning - Catastrophic Fires | 2028 | 2.0308e-14 | 22783.187 | 453.261 | 14531.3357 | 7798.5904 | 0 | 5.5601e-11 | 4.6269e-10 | 0 | 4.6269e-10 | 3.1042e-08 | 4.294e-08 | 0 | 4.294e-08 | 7.276e-08 | 0 | 7.276e-08 | 4.0555e-08 | 0 | 4.0555e-08 | [17 empty] | 7.3.3.17.5 (Remote Grid) Updates to grid topology to minimize risk of ignition in HFTDs Remote GridWLDFRContact from objectAggregated | WLDFR | HFTD - Distribution - Tier 2 - 4QU CoRE ¦ 2QU LoRE | Non-Red Flag Warning - Large Fires | Contact from object | Aggregated | 2062 | 4.4417e-06 | 522.2177 | 0.0023195 | 2062 | Mitigation | 0.95 | 45 | 0 | esc | 0.00097009 | 4.3088e-09 | 0.00097009 | 4.3088e-09
[79 empty] | WLDFR | HFTD - Distribution - Zone 1 - 5QU CoRE ¦ 1QU LoRE | Seismic - Non-Red Flag Warning - Catastrophic Fires | 2029 | 2.0308e-14 | 22783.187 | 453.261 | 14531.3357 | 7798.5904 | 0 | 5.5601e-11 | 4.6269e-10 | 0 | 4.6269e-10 | 3.1042e-08 | 4.294e-08 | 0 | 4.294e-08 | 7.276e-08 | 0 | 7.276e-08 | 4.0555e-08 | 0 | 4.0555e-08 | [17 empty] | 7.3.3.17.5 (Remote Grid) Updates to grid topology to minimize risk of ignition in HFTDs Remote GridWLDFRContact from objectAggregated | WLDFR | HFTD - Distribution - Tier 2 - 4QU CoRE ¦ 2QU LoRE | Non-Red Flag Warning - Large Fires | Contact from object | Aggregated | 2063 | 4.4417e-06 | 522.2177 | 0.0023195 | 2063 | Mitigation | 0.95 | 45 | 0 | esc | 0.00097009 | 4.3088e-09 | 0.00097009 | 4.3088e-09
[79 empty] | WLDFR | HFTD - Distribution - Zone 1 - 5QU CoRE ¦ 1QU LoRE | Seismic - Non-Red Flag Warning - Catastrophic Fires | 2030 | 2.0308e-14 | 22783.187 | 453.261 | 14531.3357 | 7798.5904 | 0 | 5.5601e-11 | 4.6269e-10 | 0 | 4.6269e-10 | 3.1042e-08 | 4.294e-08 | 0 | 4.294e-08 | 7.276e-08 | 0 | 7.276e-08 | 4.0555e-08 | 0 | 4.0555e-08 | [17 empty] | 7.3.3.17.5 (Remote Grid) Updates to grid topology to minimize risk of ignition in HFTDs Remote GridWLDFRContact from objectAggregated | WLDFR | HFTD - Distribution - Tier 2 - 4QU CoRE ¦ 2QU LoRE | Non-Red Flag Warning - Large Fires | Contact from object | Aggregated | 2064 | 4.4417e-06 | 522.2177 | 0.0023195 | 2064 | Mitigation | 0.95 | 45 | 0 | esc | 0.00097009 | 4.3088e-09 | 0.00097009 | 4.3088e-09
[79 empty] | WLDFR | HFTD - Distribution - Zone 1 - 5QU CoRE ¦ 1QU LoRE | Seismic - Non-Red Flag Warning - Catastrophic Fires | 2031 | 2.0308e-14 | 22783.187 | 453.261 | 14531.3357 | 7798.5904 | 0 | 5.5601e-11 | 4.6269e-10 | 0 | 4.6269e-10 | 3.1042e-08 | 4.5309e-08 | 0 | 4.5309e-08 | 7.6773e-08 | 0 | 7.6773e-08 | 4.2792e-08 | 0 | 4.2792e-08 | [17 empty] | 7.3.3.17.5 (Remote Grid) Updates to grid topology to minimize risk of ignition in HFTDs Remote GridWLDFRContact from objectAggregated | WLDFR | HFTD - Distribution - Tier 2 - 4QU CoRE ¦ 2QU LoRE | Non-Red Flag Warning - Large Fires | Contact from object | Aggregated | 2065 | 4.4417e-06 | 522.2177 | 0.0023195 | 2065 | Mitigation | 0.95 | 45 | 0 | esc | 0.00097009 | 4.3088e-09 | 0.00097009 | 4.3088e-09
[79 empty] | WLDFR | HFTD - Distribution - Zone 1 - 5QU CoRE ¦ 1QU LoRE | Seismic - Non-Red Flag Warning - Catastrophic Fires | 2032 | 2.0308e-14 | 22783.187 | 453.261 | 14531.3357 | 7798.5904 | 0 | 5.5601e-11 | 4.6269e-10 | 0 | 4.6269e-10 | 3.1042e-08 | 4.5309e-08 | 0 | 4.5309e-08 | 7.6773e-08 | 0 | 7.6773e-08 | 4.2792e-08 | 0 | 4.2792e-08 | [17 empty] | 7.3.3.17.5 (Remote Grid) Updates to grid topology to minimize risk of ignition in HFTDs Remote GridWLDFRContact from objectAggregated | WLDFR | HFTD - Distribution - Tier 2 - 4QU CoRE ¦ 2QU LoRE | Non-Red Flag Warning - Large Fires | Contact from object | Aggregated | 2066 | 4.4417e-06 | 522.2177 | 0.0023195 | 2066 | Mitigation | 0.95 | 45 | 0 | esc | 0.00097009 | 4.3088e-09 | 0.00097009 | 4.3088e-09
[79 empty] | WLDFR | HFTD - Distribution - Zone 1 - 5QU CoRE ¦ 1QU LoRE | Seismic - Non-Red Flag Warning - Catastrophic Fires | 2033 | 2.0308e-14 | 23835.2641 | 480.9649 | 15187.7294 | 8166.5698 | 0 | 5.5601e-11 | 4.8406e-10 | 0 | 4.8406e-10 | 3.2887e-08 | 4.5309e-08 | 0 | 4.5309e-08 | 7.6773e-08 | 0 | 7.6773e-08 | 4.2792e-08 | 0 | 4.2792e-08 | [17 empty] | 7.3.3.17.5 (Remote Grid) Updates to grid topology to minimize risk of ignition in HFTDs Remote GridWLDFRContact from objectAggregated | WLDFR | HFTD - Distribution - Tier 2 - 4QU CoRE ¦ 2QU LoRE | Non-Red Flag Warning - Large Fires | Contact from object | Aggregated | 2067 | 4.4417e-06 | 522.2177 | 0.0023195 | 2067 | Mitigation | 0.95 | 45 | 0 | esc | 0 | 0 | 0.00097009 | 4.3088e-09
[79 empty] | WLDFR | HFTD - Distribution - Zone 1 - 5QU CoRE ¦ 1QU LoRE | Seismic - Non-Red Flag Warning - Catastrophic Fires | 2034 | 2.0308e-14 | 23835.2641 | 480.9649 | 15187.7294 | 8166.5698 | 0 | 5.5601e-11 | 4.8406e-10 | 0 | 4.8406e-10 | 3.2887e-08 | 4.5309e-08 | 0 | 4.5309e-08 | 7.6773e-08 | 0 | 7.6773e-08 | 4.2792e-08 | 0 | 4.2792e-08 | [17 empty] | 7.3.3.17.5 (Remote Grid) Updates to grid topology to minimize risk of ignition in HFTDs Remote GridWLDFRContaminationAggregated | WLDFR | HFTD - Distribution - Tier 2 - 4QU CoRE ¦ 2QU LoRE | Non-Red Flag Warning - Large Fires | Contamination | Aggregated | 2022 | 9.834e-08 | 522.2177 | 5.1355e-05 | 2022 | Mitigation | 0.95 | 45 | 0 | esc | 0.00097009 | 9.5398e-11 | 0 | 0
[79 empty] | WLDFR | HFTD - Distribution - Zone 1 - 5QU CoRE ¦ 1QU LoRE | Seismic - Non-Red Flag Warning - Catastrophic Fires | 2035 | 2.0308e-14 | 23835.2641 | 480.9649 | 15187.7294 | 8166.5698 | 0 | 5.5601e-11 | 4.8406e-10 | 0 | 4.8406e-10 | 3.2887e-08 | 4.5309e-08 | 0 | 4.5309e-08 | 7.6773e-08 | 0 | 7.6773e-08 | 4.2792e-08 | 0 | 4.2792e-08 | [17 empty] | 7.3.3.17.5 (Remote Grid) Updates to grid topology to minimize risk of ignition in HFTDs Remote GridWLDFRContaminationAggregated | WLDFR | HFTD - Distribution - Tier 2 - 4QU CoRE ¦ 2QU LoRE | Non-Red Flag Warning - Large Fires | Contamination | Aggregated | 2023 | 9.834e-08 | 522.2177 | 5.1355e-05 | 2023 | Mitigation | 0.95 | 45 | 0 | esc | 0.00097009 | 9.5398e-11 | 0.00097009 | 9.5398e-11
[79 empty] | WLDFR | HFTD - Distribution - Zone 1 - 5QU CoRE ¦ 1QU LoRE | Seismic - Non-Red Flag Warning - Catastrophic Fires | 2036 | 2.0308e-14 | 23835.2641 | 480.9649 | 15187.7294 | 8166.5698 | 0 | 5.5601e-11 | 4.8406e-10 | 0 | 4.8406e-10 | 3.2887e-08 | 4.8003e-08 | 0 | 4.8003e-08 | 8.1338e-08 | 0 | 8.1338e-08 | 4.5336e-08 | 0 | 4.5336e-08 | [17 empty] | 7.3.3.17.5 (Remote Grid) Updates to grid topology to minimize risk of ignition in HFTDs Remote GridWLDFRContaminationAggregated | WLDFR | HFTD - Distribution - Tier 2 - 4QU CoRE ¦ 2QU LoRE | Non-Red Flag Warning - Large Fires | Contamination | Aggregated | 2024 | 9.834e-08 | 522.2177 | 5.1355e-05 | 2024 | Mitigation | 0.95 | 45 | 0 | esc | 0.00097009 | 9.5398e-11 | 0.00097009 | 9.5398e-11
[79 empty] | WLDFR | HFTD - Distribution - Zone 1 - 5QU CoRE ¦ 1QU LoRE | Seismic - Non-Red Flag Warning - Catastrophic Fires | 2037 | 2.0308e-14 | 23835.2641 | 480.9649 | 15187.7294 | 8166.5698 | 0 | 5.5601e-11 | 4.8406e-10 | 0 | 4.8406e-10 | 3.2887e-08 | 4.8003e-08 | 0 | 4.8003e-08 | 8.1338e-08 | 0 | 8.1338e-08 | 4.5336e-08 | 0 | 4.5336e-08 | [17 empty] | 7.3.3.17.5 (Remote Grid) Updates to grid topology to minimize risk of ignition in HFTDs Remote GridWLDFRContaminationAggregated | WLDFR | HFTD - Distribution - Tier 2 - 4QU CoRE ¦ 2QU LoRE | Non-Red Flag Warning - Large Fires | Contamination | Aggregated | 2025 | 9.834e-08 | 522.2177 | 5.1355e-05 | 2025 | Mitigation | 0.95 | 45 | 0 | esc | 0.00097009 | 9.5398e-11 | 0.00097009 | 9.5398e-11
[79 empty] | WLDFR | HFTD - Distribution - Zone 1 - 5QU CoRE ¦ 1QU LoRE | Seismic - Non-Red Flag Warning - Catastrophic Fires | 2038 | 2.0308e-14 | 24976.6418 | 511.3745 | 15898.8237 | 8566.4437 | 0 | 5.5601e-11 | 5.0724e-10 | 0 | 5.0724e-10 | 3.4942e-08 | 4.8003e-08 | 0 | 4.8003e-08 | 8.1338e-08 | 0 | 8.1338e-08 | 4.5336e-08 | 0 | 4.5336e-08 | [17 empty] | 7.3.3.17.5 (Remote Grid) Updates to grid topology to minimize risk of ignition in HFTDs Remote GridWLDFRContaminationAggregated | WLDFR | HFTD - Distribution - Tier 2 - 4QU CoRE ¦ 2QU LoRE | Non-Red Flag Warning - Large Fires | Contamination | Aggregated | 2026 | 9.834e-08 | 522.2177 | 5.1355e-05 | 2026 | Mitigation | 0.95 | 45 | 0 | esc | 0.00097009 | 9.5398e-11 | 0.00097009 | 9.5398e-11
[79 empty] | WLDFR | HFTD - Distribution - Zone 1 - 5QU CoRE ¦ 1QU LoRE | Seismic - Non-Red Flag Warning - Catastrophic Fires | 2039 | 2.0308e-14 | 24976.6418 | 511.3745 | 15898.8237 | 8566.4437 | 0 | 5.5601e-11 | 5.0724e-10 | 0 | 5.0724e-10 | 3.4942e-08 | 4.8003e-08 | 0 | 4.8003e-08 | 8.1338e-08 | 0 | 8.1338e-08 | 4.5336e-08 | 0 | 4.5336e-08 | [17 empty] | 7.3.3.17.5 (Remote Grid) Updates to grid topology to minimize risk of ignition in HFTDs Remote GridWLDFRContaminationAggregated | WLDFR | HFTD - Distribution - Tier 2 - 4QU CoRE ¦ 2QU LoRE | Non-Red Flag Warning - Large Fires | Contamination | Aggregated | 2027 | 9.834e-08 | 522.2177 | 5.1355e-05 | 2027 | Mitigation | 0.95 | 45 | 0 | esc | 0.00097009 | 9.5398e-11 | 0.00097009 | 9.5398e-11
[79 empty] | WLDFR | HFTD - Distribution - Zone 1 - 5QU CoRE ¦ 1QU LoRE | Seismic - Non-Red Flag Warning - Catastrophic Fires | 2040 | 2.0308e-14 | 24976.6418 | 511.3745 | 15898.8237 | 8566.4437 | 0 | 5.5601e-11 | 5.0724e-10 | 0 | 5.0724e-10 | 3.4942e-08 | 4.8003e-08 | 0 | 4.8003e-08 | 8.1338e-08 | 0 | 8.1338e-08 | 4.5336e-08 | 0 | 4.5336e-08 | [17 empty] | 7.3.3.17.5 (Remote Grid) Updates to grid topology to minimize risk of ignition in HFTDs Remote GridWLDFRContaminationAggregated | WLDFR | HFTD - Distribution - Tier 2 - 4QU CoRE ¦ 2QU LoRE | Non-Red Flag Warning - Large Fires | Contamination | Aggregated | 2028 | 9.834e-08 | 522.2177 | 5.1355e-05 | 2028 | Mitigation | 0.95 | 45 | 0 | esc | 0.00097009 | 9.5398e-11 | 0.00097009 | 9.5398e-11
[79 empty] | WLDFR | HFTD - Distribution - Zone 1 - 5QU CoRE ¦ 1QU LoRE | Seismic - Non-Red Flag Warning - Catastrophic Fires | 2041 | 2.0308e-14 | 24976.6418 | 511.3745 | 15898.8237 | 8566.4437 | 0 | 5.5601e-11 | 5.0724e-10 | 0 | 5.0724e-10 | 3.4942e-08 | 5.1001e-08 | 0 | 5.1001e-08 | 8.6418e-08 | 0 | 8.6418e-08 | 4.8168e-08 | 0 | 4.8168e-08 | [17 empty] | 7.3.3.17.5 (Remote Grid) Updates to grid topology to minimize risk of ignition in HFTDs Remote GridWLDFRContaminationAggregated | WLDFR | HFTD - Distribution - Tier 2 - 4QU CoRE ¦ 2QU LoRE | Non-Red Flag Warning - Large Fires | Contamination | Aggregated | 2029 | 9.834e-08 | 522.2177 | 5.1355e-05 | 2029 | Mitigation | 0.95 | 45 | 0 | esc | 0.00097009 | 9.5398e-11 | 0.00097009 | 9.5398e-11
[79 empty] | WLDFR | HFTD - Distribution - Zone 1 - 5QU CoRE ¦ 1QU LoRE | Seismic - Non-Red Flag Warning - Catastrophic Fires | 2042 | 2.0308e-14 | 24976.6418 | 511.3745 | 15898.8237 | 8566.4437 | 0 | 5.5601e-11 | 5.0724e-10 | 0 | 5.0724e-10 | 3.4942e-08 | 5.1001e-08 | 0 | 5.1001e-08 | 8.6418e-08 | 0 | 8.6418e-08 | 4.8168e-08 | 0 | 4.8168e-08 | [17 empty] | 7.3.3.17.5 (Remote Grid) Updates to grid topology to minimize risk of ignition in HFTDs Remote GridWLDFRContaminationAggregated | WLDFR | HFTD - Distribution - Tier 2 - 4QU CoRE ¦ 2QU LoRE | Non-Red Flag Warning - Large Fires | Contamination | Aggregated | 2030 | 9.834e-08 | 522.2177 | 5.1355e-05 | 2030 | Mitigation | 0.95 | 45 | 0 | esc | 0.00097009 | 9.5398e-11 | 0.00097009 | 9.5398e-11
[79 empty] | WLDFR | HFTD - Distribution - Zone 1 - 5QU CoRE ¦ 1QU LoRE | Seismic - Non-Red Flag Warning - Catastrophic Fires | 2043 | 2.0308e-14 | 26191.7278 | 544.1291 | 16654.7414 | 8992.8573 | 0 | 5.5601e-11 | 5.3191e-10 | 0 | 5.3191e-10 | 3.7188e-08 | 5.1001e-08 | 0 | 5.1001e-08 | 8.6418e-08 | 0 | 8.6418e-08 | 4.8168e-08 | 0 | 4.8168e-08 | [17 empty] | 7.3.3.17.5 (Remote Grid) Updates to grid topology to minimize risk of ignition in HFTDs Remote GridWLDFRContaminationAggregated | WLDFR | HFTD - Distribution - Tier 2 - 4QU CoRE ¦ 2QU LoRE | Non-Red Flag Warning - Large Fires | Contamination | Aggregated | 2031 | 9.834e-08 | 522.2177 | 5.1355e-05 | 2031 | Mitigation | 0.95 | 45 | 0 | esc | 0.00097009 | 9.5398e-11 | 0.00097009 | 9.5398e-11
[79 empty] | WLDFR | HFTD - Distribution - Zone 1 - 5QU CoRE ¦ 1QU LoRE | Seismic - Non-Red Flag Warning - Catastrophic Fires | 2044 | 2.0308e-14 | 26191.7278 | 544.1291 | 16654.7414 | 8992.8573 | 0 | 5.5601e-11 | 5.3191e-10 | 0 | 5.3191e-10 | 3.7188e-08 | 5.1001e-08 | 0 | 5.1001e-08 | 8.6418e-08 | 0 | 8.6418e-08 | 4.8168e-08 | 0 | 4.8168e-08 | [17 empty] | 7.3.3.17.5 (Remote Grid) Updates to grid topology to minimize risk of ignition in HFTDs Remote GridWLDFRContaminationAggregated | WLDFR | HFTD - Distribution - Tier 2 - 4QU CoRE ¦ 2QU LoRE | Non-Red Flag Warning - Large Fires | Contamination | Aggregated | 2032 | 9.834e-08 | 522.2177 | 5.1355e-05 | 2032 | Mitigation | 0.95 | 45 | 0 | esc | 0.00097009 | 9.5398e-11 | 0.00097009 | 9.5398e-11
[79 empty] | WLDFR | HFTD - Distribution - Zone 1 - 5QU CoRE ¦ 1QU LoRE | Seismic - Non-Red Flag Warning - Catastrophic Fires | 2045 | 2.0308e-14 | 26191.7278 | 544.1291 | 16654.7414 | 8992.8573 | 0 | 5.5601e-11 | 5.3191e-10 | 0 | 5.3191e-10 | 3.7188e-08 | 5.1001e-08 | 0 | 5.1001e-08 | 8.6418e-08 | 0 | 8.6418e-08 | 4.8168e-08 | 0 | 4.8168e-08 | [17 empty] | 7.3.3.17.5 (Remote Grid) Updates to grid topology to minimize risk of ignition in HFTDs Remote GridWLDFRContaminationAggregated | WLDFR | HFTD - Distribution - Tier 2 - 4QU CoRE ¦ 2QU LoRE | Non-Red Flag Warning - Large Fires | Contamination | Aggregated | 2033 | 9.834e-08 | 522.2177 | 5.1355e-05 | 2033 | Mitigation | 0.95 | 45 | 0 | esc | 0.00097009 | 9.5398e-11 | 0.00097009 | 9.5398e-11
[79 empty] | WLDFR | HFTD - Distribution - Zone 1 - 5QU CoRE ¦ 1QU LoRE | Seismic - Non-Red Flag Warning - Catastrophic Fires | 2046 | 2.0308e-14 | 26191.7278 | 544.1291 | 16654.7414 | 8992.8573 | 0 | 5.5601e-11 | 5.3191e-10 | 0 | 5.3191e-10 | 3.7188e-08 | 5.428e-08 | 0 | 5.428e-08 | 9.1975e-08 | 0 | 9.1975e-08 | 5.1265e-08 | 0 | 5.1265e-08 | [17 empty] | 7.3.3.17.5 (Remote Grid) Updates to grid topology to minimize risk of ignition in HFTDs Remote GridWLDFRContaminationAggregated | WLDFR | HFTD - Distribution - Tier 2 - 4QU CoRE ¦ 2QU LoRE | Non-Red Flag Warning - Large Fires | Contamination | Aggregated | 2034 | 9.834e-08 | 522.2177 | 5.1355e-05 | 2034 | Mitigation | 0.95 | 45 | 0 | esc | 0.00097009 | 9.5398e-11 | 0.00097009 | 9.5398e-11
[79 empty] | WLDFR | HFTD - Distribution - Zone 1 - 5QU CoRE ¦ 1QU LoRE | Seismic - Non-Red Flag Warning - Catastrophic Fires | 2047 | 2.0308e-14 | 26191.7278 | 544.1291 | 16654.7414 | 8992.8573 | 0 | 5.5601e-11 | 5.3191e-10 | 0 | 5.3191e-10 | 3.7188e-08 | 5.428e-08 | 0 | 5.428e-08 | 9.1975e-08 | 0 | 9.1975e-08 | 5.1265e-08 | 0 | 5.1265e-08 | [17 empty] | 7.3.3.17.5 (Remote Grid) Updates to grid topology to minimize risk of ignition in HFTDs Remote GridWLDFRContaminationAggregated | WLDFR | HFTD - Distribution - Tier 2 - 4QU CoRE ¦ 2QU LoRE | Non-Red Flag Warning - Large Fires | Contamination | Aggregated | 2035 | 9.834e-08 | 522.2177 | 5.1355e-05 | 2035 | Mitigation | 0.95 | 45 | 0 | esc | 0.00097009 | 9.5398e-11 | 0.00097009 | 9.5398e-11
[79 empty] | WLDFR | HFTD - Distribution - Zone 1 - 5QU CoRE ¦ 1QU LoRE | Seismic - Non-Red Flag Warning - Catastrophic Fires | 2048 | 2.0308e-14 | 27464.7227 | 578.8407 | 17445.538 | 9440.3441 | 0 | 5.5601e-11 | 5.5777e-10 | 0 | 5.5777e-10 | 3.9608e-08 | 5.428e-08 | 0 | 5.428e-08 | 9.1975e-08 | 0 | 9.1975e-08 | 5.1265e-08 | 0 | 5.1265e-08 | [17 empty] | 7.3.3.17.5 (Remote Grid) Updates to grid topology to minimize risk of ignition in HFTDs Remote GridWLDFRContaminationAggregated | WLDFR | HFTD - Distribution - Tier 2 - 4QU CoRE ¦ 2QU LoRE | Non-Red Flag Warning - Large Fires | Contamination | Aggregated | 2036 | 9.834e-08 | 522.2177 | 5.1355e-05 | 2036 | Mitigation | 0.95 | 45 | 0 | esc | 0.00097009 | 9.5398e-11 | 0.00097009 | 9.5398e-11
[79 empty] | WLDFR | HFTD - Distribution - Zone 1 - 5QU CoRE ¦ 1QU LoRE | Seismic - Non-Red Flag Warning - Catastrophic Fires | 2049 | 2.0308e-14 | 27464.7227 | 578.8407 | 17445.538 | 9440.3441 | 0 | 5.5601e-11 | 5.5777e-10 | 0 | 5.5777e-10 | 3.9608e-08 | 5.428e-08 | 0 | 5.428e-08 | 9.1975e-08 | 0 | 9.1975e-08 | 5.1265e-08 | 0 | 5.1265e-08 | [17 empty] | 7.3.3.17.5 (Remote Grid) Updates to grid topology to minimize risk of ignition in HFTDs Remote GridWLDFRContaminationAggregated | WLDFR | HFTD - Distribution - Tier 2 - 4QU CoRE ¦ 2QU LoRE | Non-Red Flag Warning - Large Fires | Contamination | Aggregated | 2037 | 9.834e-08 | 522.2177 | 5.1355e-05 | 2037 | Mitigation | 0.95 | 45 | 0 | esc | 0.00097009 | 9.5398e-11 | 0.00097009 | 9.5398e-11
[79 empty] | WLDFR | HFTD - Distribution - Zone 1 - 5QU CoRE ¦ 1QU LoRE | Seismic - Non-Red Flag Warning - Catastrophic Fires | 2050 | 2.0308e-14 | 27464.7227 | 578.8407 | 17445.538 | 9440.3441 | 0 | 5.5601e-11 | 5.5777e-10 | 0 | 5.5777e-10 | 3.9608e-08 | 5.428e-08 | 0 | 5.428e-08 | 9.1975e-08 | 0 | 9.1975e-08 | 5.1265e-08 | 0 | 5.1265e-08 | [17 empty] | 7.3.3.17.5 (Remote Grid) Updates to grid topology to minimize risk of ignition in HFTDs Remote GridWLDFRContaminationAggregated | WLDFR | HFTD - Distribution - Tier 2 - 4QU CoRE ¦ 2QU LoRE | Non-Red Flag Warning - Large Fires | Contamination | Aggregated | 2038 | 9.834e-08 | 522.2177 | 5.1355e-05 | 2038 | Mitigation | 0.95 | 45 | 0 | esc | 0.00097009 | 9.5398e-11 | 0.00097009 | 9.5398e-11
[79 empty] | WLDFR | HFTD - Distribution - Zone 1 - 5QU CoRE ¦ 1QU LoRE | Seismic - Non-Red Flag Warning - Catastrophic Fires | 2051 | 2.0308e-14 | 27464.7227 | 578.8407 | 17445.538 | 9440.3441 | 0 | 5.5601e-11 | 5.5777e-10 | 0 | 5.5777e-10 | 3.9608e-08 | 5.7813e-08 | 0 | 5.7813e-08 | 9.7961e-08 | 0 | 9.7961e-08 | 5.4601e-08 | 0 | 5.4601e-08 | [17 empty] | 7.3.3.17.5 (Remote Grid) Updates to grid topology to minimize risk of ignition in HFTDs Remote GridWLDFRContaminationAggregated | WLDFR | HFTD - Distribution - Tier 2 - 4QU CoRE ¦ 2QU LoRE | Non-Red Flag Warning - Large Fires | Contamination | Aggregated | 2039 | 9.834e-08 | 522.2177 | 5.1355e-05 | 2039 | Mitigation | 0.95 | 45 | 0 | esc | 0.00097009 | 9.5398e-11 | 0.00097009 | 9.5398e-11
[79 empty] | WLDFR | HFTD - Distribution - Zone 1 - 5QU CoRE ¦ 1QU LoRE | Seismic - Non-Red Flag Warning - Catastrophic Fires | 2052 | 2.0308e-14 | 27464.7227 | 578.8407 | 17445.538 | 9440.3441 | 0 | 5.5601e-11 | 5.5777e-10 | 0 | 5.5777e-10 | 3.9608e-08 | 5.7813e-08 | 0 | 5.7813e-08 | 9.7961e-08 | 0 | 9.7961e-08 | 5.4601e-08 | 0 | 5.4601e-08 | [17 empty] | 7.3.3.17.5 (Remote Grid) Updates to grid topology to minimize risk of ignition in HFTDs Remote GridWLDFRContaminationAggregated | WLDFR | HFTD - Distribution - Tier 2 - 4QU CoRE ¦ 2QU LoRE | Non-Red Flag Warning - Large Fires | Contamination | Aggregated | 2040 | 9.834e-08 | 522.2177 | 5.1355e-05 | 2040 | Mitigation | 0.95 | 45 | 0 | esc | 0.00097009 | 9.5398e-11 | 0.00097009 | 9.5398e-11
[79 empty] | WLDFR | HFTD - Distribution - Zone 1 - 5QU CoRE ¦ 1QU LoRE | Seismic - Non-Red Flag Warning - Catastrophic Fires | 2053 | 2.0308e-14 | 28779.6694 | 615.0952 | 18261.2327 | 9903.3415 | 0 | 5.5601e-11 | 5.8447e-10 | 0 | 5.8447e-10 | 4.2182e-08 | 5.7813e-08 | 0 | 5.7813e-08 | 9.7961e-08 | 0 | 9.7961e-08 | 5.4601e-08 | 0 | 5.4601e-08 | [17 empty] | 7.3.3.17.5 (Remote Grid) Updates to grid topology to minimize risk of ignition in HFTDs Remote GridWLDFRContaminationAggregated | WLDFR | HFTD - Distribution - Tier 2 - 4QU CoRE ¦ 2QU LoRE | Non-Red Flag Warning - Large Fires | Contamination | Aggregated | 2041 | 9.834e-08 | 522.2177 | 5.1355e-05 | 2041 | Mitigation | 0.95 | 45 | 0 | esc | 0.00097009 | 9.5398e-11 | 0.00097009 | 9.5398e-11
[79 empty] | WLDFR | HFTD - Distribution - Zone 1 - 5QU CoRE ¦ 1QU LoRE | Seismic - Non-Red Flag Warning - Catastrophic Fires | 2054 | 2.0308e-14 | 28779.6694 | 615.0952 | 18261.2327 | 9903.3415 | 0 | 5.5601e-11 | 5.8447e-10 | 0 | 5.8447e-10 | 4.2182e-08 | 5.7813e-08 | 0 | 5.7813e-08 | 9.7961e-08 | 0 | 9.7961e-08 | 5.4601e-08 | 0 | 5.4601e-08 | [17 empty] | 7.3.3.17.5 (Remote Grid) Updates to grid topology to minimize risk of ignition in HFTDs Remote GridWLDFRContaminationAggregated | WLDFR | HFTD - Distribution - Tier 2 - 4QU CoRE ¦ 2QU LoRE | Non-Red Flag Warning - Large Fires | Contamination | Aggregated | 2042 | 9.834e-08 | 522.2177 | 5.1355e-05 | 2042 | Mitigation | 0.95 | 45 | 0 | esc | 0.00097009 | 9.5398e-11 | 0.00097009 | 9.5398e-11
[79 empty] | WLDFR | HFTD - Distribution - Zone 1 - 5QU CoRE ¦ 1QU LoRE | Seismic - Non-Red Flag Warning - Catastrophic Fires | 2055 | 2.0308e-14 | 28779.6694 | 615.0952 | 18261.2327 | 9903.3415 | 0 | 5.5601e-11 | 5.8447e-10 | 0 | 5.8447e-10 | 4.2182e-08 | 5.7813e-08 | 0 | 5.7813e-08 | 9.7961e-08 | 0 | 9.7961e-08 | 5.4601e-08 | 0 | 5.4601e-08 | [17 empty] | 7.3.3.17.5 (Remote Grid) Updates to grid topology to minimize risk of ignition in HFTDs Remote GridWLDFRContaminationAggregated | WLDFR | HFTD - Distribution - Tier 2 - 4QU CoRE ¦ 2QU LoRE | Non-Red Flag Warning - Large Fires | Contamination | Aggregated | 2043 | 9.834e-08 | 522.2177 | 5.1355e-05 | 2043 | Mitigation | 0.95 | 45 | 0 | esc | 0.00097009 | 9.5398e-11 | 0.00097009 | 9.5398e-11
[79 empty] | WLDFR | HFTD - Distribution - Zone 1 - 5QU CoRE ¦ 1QU LoRE | Seismic - Non-Red Flag Warning - Catastrophic Fires | 2056 | 2.0308e-14 | 28779.6694 | 615.0952 | 18261.2327 | 9903.3415 | 0 | 5.5601e-11 | 5.8447e-10 | 0 | 5.8447e-10 | 4.2182e-08 | 6.1569e-08 | 0 | 6.1569e-08 | 1.0433e-07 | 0 | 1.0433e-07 | 5.8149e-08 | 0 | 5.8149e-08 | [17 empty] | 7.3.3.17.5 (Remote Grid) Updates to grid topology to minimize risk of ignition in HFTDs Remote GridWLDFRContaminationAggregated | WLDFR | HFTD - Distribution - Tier 2 - 4QU CoRE ¦ 2QU LoRE | Non-Red Flag Warning - Large Fires | Contamination | Aggregated | 2044 | 9.834e-08 | 522.2177 | 5.1355e-05 | 2044 | Mitigation | 0.95 | 45 | 0 | esc | 0.00097009 | 9.5398e-11 | 0.00097009 | 9.5398e-11
[79 empty] | WLDFR | HFTD - Distribution - Zone 1 - 5QU CoRE ¦ 1QU LoRE | Seismic - Non-Red Flag Warning - Catastrophic Fires | 2057 | 2.0308e-14 | 28779.6694 | 615.0952 | 18261.2327 | 9903.3415 | 0 | 5.5601e-11 | 5.8447e-10 | 0 | 5.8447e-10 | 4.2182e-08 | 6.1569e-08 | 0 | 6.1569e-08 | 1.0433e-07 | 0 | 1.0433e-07 | 5.8149e-08 | 0 | 5.8149e-08 | [17 empty] | 7.3.3.17.5 (Remote Grid) Updates to grid topology to minimize risk of ignition in HFTDs Remote GridWLDFRContaminationAggregated | WLDFR | HFTD - Distribution - Tier 2 - 4QU CoRE ¦ 2QU LoRE | Non-Red Flag Warning - Large Fires | Contamination | Aggregated | 2045 | 9.834e-08 | 522.2177 | 5.1355e-05 | 2045 | Mitigation | 0.95 | 45 | 0 | esc | 0.00097009 | 9.5398e-11 | 0.00097009 | 9.5398e-11
[79 empty] | WLDFR | HFTD - Distribution - Zone 1 - 5QU CoRE ¦ 1QU LoRE | Seismic - Non-Red Flag Warning - Catastrophic Fires | 2058 | 2.0308e-14 | 30120.5761 | 652.457 | 19091.8834 | 10376.2358 | 0 | 5.5601e-11 | 6.117e-10 | 0 | 6.117e-10 | 4.488e-08 | 6.1569e-08 | 0 | 6.1569e-08 | 1.0433e-07 | 0 | 1.0433e-07 | 5.8149e-08 | 0 | 5.8149e-08 | [17 empty] | 7.3.3.17.5 (Remote Grid) Updates to grid topology to minimize risk of ignition in HFTDs Remote GridWLDFRContaminationAggregated | WLDFR | HFTD - Distribution - Tier 2 - 4QU CoRE ¦ 2QU LoRE | Non-Red Flag Warning - Large Fires | Contamination | Aggregated | 2046 | 9.834e-08 | 522.2177 | 5.1355e-05 | 2046 | Mitigation | 0.95 | 45 | 0 | esc | 0.00097009 | 9.5398e-11 | 0.00097009 | 9.5398e-11
[79 empty] | WLDFR | HFTD - Distribution - Zone 1 - 5QU CoRE ¦ 1QU LoRE | Seismic - Non-Red Flag Warning - Catastrophic Fires | 2059 | 2.0308e-14 | 30120.5761 | 652.457 | 19091.8834 | 10376.2358 | 0 | 5.5601e-11 | 6.117e-10 | 0 | 6.117e-10 | 4.488e-08 | 6.1569e-08 | 0 | 6.1569e-08 | 1.0433e-07 | 0 | 1.0433e-07 | 5.8149e-08 | 0 | 5.8149e-08 | [17 empty] | 7.3.3.17.5 (Remote Grid) Updates to grid topology to minimize risk of ignition in HFTDs Remote GridWLDFRContaminationAggregated | WLDFR | HFTD - Distribution - Tier 2 - 4QU CoRE ¦ 2QU LoRE | Non-Red Flag Warning - Large Fires | Contamination | Aggregated | 2047 | 9.834e-08 | 522.2177 | 5.1355e-05 | 2047 | Mitigation | 0.95 | 45 | 0 | esc | 0.00097009 | 9.5398e-11 | 0.00097009 | 9.5398e-11
[79 empty] | WLDFR | HFTD - Distribution - Zone 1 - 5QU CoRE ¦ 1QU LoRE | Seismic - Non-Red Flag Warning - Catastrophic Fires | 2060 | 2.0308e-14 | 30120.5761 | 652.457 | 19091.8834 | 10376.2358 | 0 | 5.5601e-11 | 6.117e-10 | 0 | 6.117e-10 | 4.488e-08 | 6.1569e-08 | 0 | 6.1569e-08 | 1.0433e-07 | 0 | 1.0433e-07 | 5.8149e-08 | 0 | 5.8149e-08 | [17 empty] | 7.3.3.17.5 (Remote Grid) Updates to grid topology to minimize risk of ignition in HFTDs Remote GridWLDFRContaminationAggregated | WLDFR | HFTD - Distribution - Tier 2 - 4QU CoRE ¦ 2QU LoRE | Non-Red Flag Warning - Large Fires | Contamination | Aggregated | 2048 | 9.834e-08 | 522.2177 | 5.1355e-05 | 2048 | Mitigation | 0.95 | 45 | 0 | esc | 0.00097009 | 9.5398e-11 | 0.00097009 | 9.5398e-11
[79 empty] | WLDFR | HFTD - Distribution - Zone 1 - 5QU CoRE ¦ 1QU LoRE | Seismic - Non-Red Flag Warning - Catastrophic Fires | 2061 | 2.0308e-14 | 30120.5761 | 652.457 | 19091.8834 | 10376.2358 | 0 | 5.5601e-11 | 6.117e-10 | 0 | 6.117e-10 | 4.488e-08 | 6.5507e-08 | 0 | 6.5507e-08 | 1.11e-07 | 0 | 1.11e-07 | 6.1868e-08 | 0 | 6.1868e-08 | [17 empty] | 7.3.3.17.5 (Remote Grid) Updates to grid topology to minimize risk of ignition in HFTDs Remote GridWLDFRContaminationAggregated | WLDFR | HFTD - Distribution - Tier 2 - 4QU CoRE ¦ 2QU LoRE | Non-Red Flag Warning - Large Fires | Contamination | Aggregated | 2049 | 9.834e-08 | 522.2177 | 5.1355e-05 | 2049 | Mitigation | 0.95 | 45 | 0 | esc | 0.00097009 | 9.5398e-11 | 0.00097009 | 9.5398e-11
[79 empty] | WLDFR | HFTD - Distribution - Zone 1 - 5QU CoRE ¦ 1QU LoRE | Seismic - Non-Red Flag Warning - Catastrophic Fires | 2062 | 2.0308e-14 | 30120.5761 | 652.457 | 19091.8834 | 10376.2358 | 0 | 5.5601e-11 | 6.117e-10 | 0 | 6.117e-10 | 4.488e-08 | 6.5507e-08 | 0 | 6.5507e-08 | 1.11e-07 | 0 | 1.11e-07 | 6.1868e-08 | 0 | 6.1868e-08 | [17 empty] | 7.3.3.17.5 (Remote Grid) Updates to grid topology to minimize risk of ignition in HFTDs Remote GridWLDFRContaminationAggregated | WLDFR | HFTD - Distribution - Tier 2 - 4QU CoRE ¦ 2QU LoRE | Non-Red Flag Warning - Large Fires | Contamination | Aggregated | 2050 | 9.834e-08 | 522.2177 | 5.1355e-05 | 2050 | Mitigation | 0.95 | 45 | 0 | esc | 0.00097009 | 9.5398e-11 | 0.00097009 | 9.5398e-11
[79 empty] | WLDFR | HFTD - Distribution - Zone 1 - 5QU CoRE ¦ 1QU LoRE | Seismic - Non-Red Flag Warning - Catastrophic Fires | 2063 | 2.0308e-14 | 31471.2268 | 690.4653 | 19927.4643 | 10853.2973 | 0 | 5.5601e-11 | 6.3913e-10 | 0 | 6.3913e-10 | 4.7672e-08 | 6.5507e-08 | 0 | 6.5507e-08 | 1.11e-07 | 0 | 1.11e-07 | 6.1868e-08 | 0 | 6.1868e-08 | [17 empty] | 7.3.3.17.5 (Remote Grid) Updates to grid topology to minimize risk of ignition in HFTDs Remote GridWLDFRContaminationAggregated | WLDFR | HFTD - Distribution - Tier 2 - 4QU CoRE ¦ 2QU LoRE | Non-Red Flag Warning - Large Fires | Contamination | Aggregated | 2051 | 9.834e-08 | 522.2177 | 5.1355e-05 | 2051 | Mitigation | 0.95 | 45 | 0 | esc | 0.00097009 | 9.5398e-11 | 0.00097009 | 9.5398e-11
[79 empty] | WLDFR | HFTD - Distribution - Zone 1 - 5QU CoRE ¦ 1QU LoRE | Seismic - Non-Red Flag Warning - Catastrophic Fires | 2064 | 2.0308e-14 | 31471.2268 | 690.4653 | 19927.4643 | 10853.2973 | 0 | 5.5601e-11 | 6.3913e-10 | 0 | 6.3913e-10 | 4.7672e-08 | 6.5507e-08 | 0 | 6.5507e-08 | 1.11e-07 | 0 | 1.11e-07 | 6.1868e-08 | 0 | 6.1868e-08 | [17 empty] | 7.3.3.17.5 (Remote Grid) Updates to grid topology to minimize risk of ignition in HFTDs Remote GridWLDFRContaminationAggregated | WLDFR | HFTD - Distribution - Tier 2 - 4QU CoRE ¦ 2QU LoRE | Non-Red Flag Warning - Large Fires | Contamination | Aggregated | 2052 | 9.834e-08 | 522.2177 | 5.1355e-05 | 2052 | Mitigation | 0.95 | 45 | 0 | esc | 0.00097009 | 9.5398e-11 | 0.00097009 | 9.5398e-11
[79 empty] | WLDFR | HFTD - Distribution - Zone 1 - 5QU CoRE ¦ 1QU LoRE | Seismic - Non-Red Flag Warning - Catastrophic Fires | 2065 | 2.0308e-14 | 31471.2268 | 690.4653 | 19927.4643 | 10853.2973 | 0 | 5.5601e-11 | 6.3913e-10 | 0 | 6.3913e-10 | 4.7672e-08 | 6.5507e-08 | 0 | 6.5507e-08 | 1.11e-07 | 0 | 1.11e-07 | 6.1868e-08 | 0 | 6.1868e-08 | [17 empty] | 7.3.3.17.5 (Remote Grid) Updates to grid topology to minimize risk of ignition in HFTDs Remote GridWLDFRContaminationAggregated | WLDFR | HFTD - Distribution - Tier 2 - 4QU CoRE ¦ 2QU LoRE | Non-Red Flag Warning - Large Fires | Contamination | Aggregated | 2053 | 9.834e-08 | 522.2177 | 5.1355e-05 | 2053 | Mitigation | 0.95 | 45 | 0 | esc | 0.00097009 | 9.5398e-11 | 0.00097009 | 9.5398e-11
[79 empty] | WLDFR | HFTD - Distribution - Zone 1 - 5QU CoRE ¦ 1QU LoRE | Seismic - Non-Red Flag Warning - Catastrophic Fires | 2066 | 2.0308e-14 | 31471.2268 | 690.4653 | 19927.4643 | 10853.2973 | 0 | 5.5601e-11 | 6.3913e-10 | 0 | 6.3913e-10 | 4.7672e-08 | 6.9582e-08 | 0 | 6.9582e-08 | 1.179e-07 | 0 | 1.179e-07 | 6.5717e-08 | 0 | 6.5717e-08 | [17 empty] | 7.3.3.17.5 (Remote Grid) Updates to grid topology to minimize risk of ignition in HFTDs Remote GridWLDFRContaminationAggregated | WLDFR | HFTD - Distribution - Tier 2 - 4QU CoRE ¦ 2QU LoRE | Non-Red Flag Warning - Large Fires | Contamination | Aggregated | 2054 | 9.834e-08 | 522.2177 | 5.1355e-05 | 2054 | Mitigation | 0.95 | 45 | 0 | esc | 0.00097009 | 9.5398e-11 | 0.00097009 | 9.5398e-11
[79 empty] | WLDFR | HFTD - Distribution - Zone 1 - 5QU CoRE ¦ 1QU LoRE | Seismic - Red Flag Warning - Catastrophic Fires | 2022 | 8.7569e-13 | 21083.8428 | 409.2237 | 13469.0878 | 7205.5313 | 0 | 2.3975e-09 | 1.8463e-08 | 0 | 1.8463e-08 | 1.2256e-07 | 6.9582e-08 | 0 | 6.9582e-08 | 1.179e-07 | 0 | 1.179e-07 | 6.5717e-08 | 0 | 6.5717e-08 | [17 empty] | 7.3.3.17.5 (Remote Grid) Updates to grid topology to minimize risk of ignition in HFTDs Remote GridWLDFRContaminationAggregated | WLDFR | HFTD - Distribution - Tier 2 - 4QU CoRE ¦ 2QU LoRE | Non-Red Flag Warning - Large Fires | Contamination | Aggregated | 2055 | 9.834e-08 | 522.2177 | 5.1355e-05 | 2055 | Mitigation | 0.95 | 45 | 0 | esc | 0.00097009 | 9.5398e-11 | 0.00097009 | 9.5398e-11
[79 empty] | WLDFR | HFTD - Distribution - Zone 1 - 5QU CoRE ¦ 1QU LoRE | Seismic - Red Flag Warning - Catastrophic Fires | 2023 | 8.7569e-13 | 21835.9781 | 428.6023 | 13939.561 | 7467.8148 | 0 | 2.3975e-09 | 1.9122e-08 | 0 | 1.9122e-08 | 1.2651e-07 | 6.9582e-08 | 0 | 6.9582e-08 | 1.179e-07 | 0 | 1.179e-07 | 6.5717e-08 | 0 | 6.5717e-08 | [17 empty] | 7.3.3.17.5 (Remote Grid) Updates to grid topology to minimize risk of ignition in HFTDs Remote GridWLDFRContaminationAggregated | WLDFR | HFTD - Distribution - Tier 2 - 4QU CoRE ¦ 2QU LoRE | Non-Red Flag Warning - Large Fires | Contamination | Aggregated | 2056 | 9.834e-08 | 522.2177 | 5.1355e-05 | 2056 | Mitigation | 0.95 | 45 | 0 | esc | 0.00097009 | 9.5398e-11 | 0.00097009 | 9.5398e-11
[79 empty] | WLDFR | HFTD - Distribution - Zone 1 - 5QU CoRE ¦ 1QU LoRE | Seismic - Red Flag Warning - Catastrophic Fires | 2024 | 8.7569e-13 | 21835.9781 | 428.6023 | 13939.561 | 7467.8148 | 0 | 2.3975e-09 | 1.9122e-08 | 0 | 1.9122e-08 | 1.2651e-07 | 0 | 0 | 0 | 1.179e-07 | 0 | 1.179e-07 | 6.5717e-08 | 0 | 6.5717e-08 | [17 empty] | 7.3.3.17.5 (Remote Grid) Updates to grid topology to minimize risk of ignition in HFTDs Remote GridWLDFRContaminationAggregated | WLDFR | HFTD - Distribution - Tier 2 - 4QU CoRE ¦ 2QU LoRE | Non-Red Flag Warning - Large Fires | Contamination | Aggregated | 2057 | 9.834e-08 | 522.2177 | 5.1355e-05 | 2057 | Mitigation | 0.95 | 45 | 0 | esc | 0.00097009 | 9.5398e-11 | 0.00097009 | 9.5398e-11
[79 empty] | WLDFR | HFTD - Distribution - Zone 1 - 5QU CoRE ¦ 1QU LoRE | Seismic - Red Flag Warning - Catastrophic Fires | 2025 | 8.7569e-13 | 21835.9781 | 428.6023 | 13939.561 | 7467.8148 | 0 | 2.3975e-09 | 1.9122e-08 | 0 | 1.9122e-08 | 1.2651e-07 | 0 | 0 | 0 | 0 | 0 | 0 | 6.5717e-08 | 0 | 6.5717e-08 | [17 empty] | 7.3.3.17.5 (Remote Grid) Updates to grid topology to minimize risk of ignition in HFTDs Remote GridWLDFRContaminationAggregated | WLDFR | HFTD - Distribution - Tier 2 - 4QU CoRE ¦ 2QU LoRE | Non-Red Flag Warning - Large Fires | Contamination | Aggregated | 2058 | 9.834e-08 | 522.2177 | 5.1355e-05 | 2058 | Mitigation | 0.95 | 45 | 0 | esc | 0.00097009 | 9.5398e-11 | 0.00097009 | 9.5398e-11
[79 empty] | WLDFR | HFTD - Distribution - Zone 1 - 5QU CoRE ¦ 1QU LoRE | Seismic - Red Flag Warning - Catastrophic Fires | 2026 | 8.7569e-13 | 21835.9781 | 428.6023 | 13939.561 | 7467.8148 | 0 | 2.3975e-09 | 1.9122e-08 | 0 | 1.9122e-08 | 1.2651e-07 | 1.6051e-08 | 0 | 1.6051e-08 | 0 | 0 | 0 | 0 | 0 | 0 | [17 empty] | 7.3.3.17.5 (Remote Grid) Updates to grid topology to minimize risk of ignition in HFTDs Remote GridWLDFRContaminationAggregated | WLDFR | HFTD - Distribution - Tier 2 - 4QU CoRE ¦ 2QU LoRE | Non-Red Flag Warning - Large Fires | Contamination | Aggregated | 2059 | 9.834e-08 | 522.2177 | 5.1355e-05 | 2059 | Mitigation | 0.95 | 45 | 0 | esc | 0.00097009 | 9.5398e-11 | 0.00097009 | 9.5398e-11
[79 empty] | WLDFR | HFTD - Distribution - Zone 1 - 5QU CoRE ¦ 1QU LoRE | Seismic - Red Flag Warning - Catastrophic Fires | 2027 | 8.7569e-13 | 21835.9781 | 428.6023 | 13939.561 | 7467.8148 | 0 | 2.3975e-09 | 1.9122e-08 | 0 | 1.9122e-08 | 1.2651e-07 | 1.4928e-08 | 0 | 1.4928e-08 | 2.5295e-08 | 0 | 2.5295e-08 | 0 | 0 | 0 | [17 empty] | 7.3.3.17.5 (Remote Grid) Updates to grid topology to minimize risk of ignition in HFTDs Remote GridWLDFRContaminationAggregated | WLDFR | HFTD - Distribution - Tier 2 - 4QU CoRE ¦ 2QU LoRE | Non-Red Flag Warning - Large Fires | Contamination | Aggregated | 2060 | 9.834e-08 | 522.2177 | 5.1355e-05 | 2060 | Mitigation | 0.95 | 45 | 0 | esc | 0.00097009 | 9.5398e-11 | 0.00097009 | 9.5398e-11
[79 empty] | WLDFR | HFTD - Distribution - Zone 1 - 5QU CoRE ¦ 1QU LoRE | Seismic - Red Flag Warning - Catastrophic Fires | 2028 | 8.7569e-13 | 22783.187 | 453.261 | 14531.3357 | 7798.5904 | 0 | 2.3975e-09 | 1.9951e-08 | 0 | 1.9951e-08 | 1.3154e-07 | 1.5409e-08 | 0 | 1.5409e-08 | 2.6109e-08 | 0 | 2.6109e-08 | 1.4553e-08 | 0 | 1.4553e-08 | [17 empty] | 7.3.3.17.5 (Remote Grid) Updates to grid topology to minimize risk of ignition in HFTDs Remote GridWLDFRContaminationAggregated | WLDFR | HFTD - Distribution - Tier 2 - 4QU CoRE ¦ 2QU LoRE | Non-Red Flag Warning - Large Fires | Contamination | Aggregated | 2061 | 9.834e-08 | 522.2177 | 5.1355e-05 | 2061 | Mitigation | 0.95 | 45 | 0 | esc | 0.00097009 | 9.5398e-11 | 0.00097009 | 9.5398e-11
[79 empty] | WLDFR | HFTD - Distribution - Zone 1 - 5QU CoRE ¦ 1QU LoRE | Seismic - Red Flag Warning - Catastrophic Fires | 2029 | 8.7569e-13 | 22783.187 | 453.261 | 14531.3357 | 7798.5904 | 0 | 2.3975e-09 | 1.9951e-08 | 0 | 1.9951e-08 | 1.3154e-07 | 1.5409e-08 | 0 | 1.5409e-08 | 2.6109e-08 | 0 | 2.6109e-08 | 1.4553e-08 | 0 | 1.4553e-08 | [17 empty] | 7.3.3.17.5 (Remote Grid) Updates to grid topology to minimize risk of ignition in HFTDs Remote GridWLDFRContaminationAggregated | WLDFR | HFTD - Distribution - Tier 2 - 4QU CoRE ¦ 2QU LoRE | Non-Red Flag Warning - Large Fires | Contamination | Aggregated | 2062 | 9.834e-08 | 522.2177 | 5.1355e-05 | 2062 | Mitigation | 0.95 | 45 | 0 | esc | 0.00097009 | 9.5398e-11 | 0.00097009 | 9.5398e-11
[79 empty] | WLDFR | HFTD - Distribution - Zone 1 - 5QU CoRE ¦ 1QU LoRE | Seismic - Red Flag Warning - Catastrophic Fires | 2030 | 8.7569e-13 | 22783.187 | 453.261 | 14531.3357 | 7798.5904 | 0 | 2.3975e-09 | 1.9951e-08 | 0 | 1.9951e-08 | 1.3154e-07 | 1.5409e-08 | 0 | 1.5409e-08 | 2.6109e-08 | 0 | 2.6109e-08 | 1.4553e-08 | 0 | 1.4553e-08 | [17 empty] | 7.3.3.17.5 (Remote Grid) Updates to grid topology to minimize risk of ignition in HFTDs Remote GridWLDFRContaminationAggregated | WLDFR | HFTD - Distribution - Tier 2 - 4QU CoRE ¦ 2QU LoRE | Non-Red Flag Warning - Large Fires | Contamination | Aggregated | 2063 | 9.834e-08 | 522.2177 | 5.1355e-05 | 2063 | Mitigation | 0.95 | 45 | 0 | esc | 0.00097009 | 9.5398e-11 | 0.00097009 | 9.5398e-11
[79 empty] | WLDFR | HFTD - Distribution - Zone 1 - 5QU CoRE ¦ 1QU LoRE | Seismic - Red Flag Warning - Catastrophic Fires | 2031 | 8.7569e-13 | 22783.187 | 453.261 | 14531.3357 | 7798.5904 | 0 | 2.3975e-09 | 1.9951e-08 | 0 | 1.9951e-08 | 1.3154e-07 | 1.5409e-08 | 0 | 1.5409e-08 | 2.6109e-08 | 0 | 2.6109e-08 | 1.4553e-08 | 0 | 1.4553e-08 | [17 empty] | 7.3.3.17.5 (Remote Grid) Updates to grid topology to minimize risk of ignition in HFTDs Remote GridWLDFRContaminationAggregated | WLDFR | HFTD - Distribution - Tier 2 - 4QU CoRE ¦ 2QU LoRE | Non-Red Flag Warning - Large Fires | Contamination | Aggregated | 2064 | 9.834e-08 | 522.2177 | 5.1355e-05 | 2064 | Mitigation | 0.95 | 45 | 0 | esc | 0.00097009 | 9.5398e-11 | 0.00097009 | 9.5398e-11
[79 empty] | WLDFR | HFTD - Distribution - Zone 1 - 5QU CoRE ¦ 1QU LoRE | Seismic - Red Flag Warning - Catastrophic Fires | 2032 | 8.7569e-13 | 22783.187 | 453.261 | 14531.3357 | 7798.5904 | 0 | 2.3975e-09 | 1.9951e-08 | 0 | 1.9951e-08 | 1.3154e-07 | 1.5409e-08 | 0 | 1.5409e-08 | 2.6109e-08 | 0 | 2.6109e-08 | 1.4553e-08 | 0 | 1.4553e-08 | [17 empty] | 7.3.3.17.5 (Remote Grid) Updates to grid topology to minimize risk of ignition in HFTDs Remote GridWLDFRContaminationAggregated | WLDFR | HFTD - Distribution - Tier 2 - 4QU CoRE ¦ 2QU LoRE | Non-Red Flag Warning - Large Fires | Contamination | Aggregated | 2065 | 9.834e-08 | 522.2177 | 5.1355e-05 | 2065 | Mitigation | 0.95 | 45 | 0 | esc | 0.00097009 | 9.5398e-11 | 0.00097009 | 9.5398e-11
[79 empty] | WLDFR | HFTD - Distribution - Zone 1 - 5QU CoRE ¦ 1QU LoRE | Seismic - Red Flag Warning - Catastrophic Fires | 2033 | 8.7569e-13 | 23835.2641 | 480.9649 | 15187.7294 | 8166.5698 | 0 | 2.3975e-09 | 2.0872e-08 | 0 | 2.0872e-08 | 1.3721e-07 | 1.6021e-08 | 0 | 1.6021e-08 | 2.7147e-08 | 0 | 2.7147e-08 | 1.5131e-08 | 0 | 1.5131e-08 | [17 empty] | 7.3.3.17.5 (Remote Grid) Updates to grid topology to minimize risk of ignition in HFTDs Remote GridWLDFRContaminationAggregated | WLDFR | HFTD - Distribution - Tier 2 - 4QU CoRE ¦ 2QU LoRE | Non-Red Flag Warning - Large Fires | Contamination | Aggregated | 2066 | 9.834e-08 | 522.2177 | 5.1355e-05 | 2066 | Mitigation | 0.95 | 45 | 0 | esc | 0.00097009 | 9.5398e-11 | 0.00097009 | 9.5398e-11
[79 empty] | WLDFR | HFTD - Distribution - Zone 1 - 5QU CoRE ¦ 1QU LoRE | Seismic - Red Flag Warning - Catastrophic Fires | 2034 | 8.7569e-13 | 23835.2641 | 480.9649 | 15187.7294 | 8166.5698 | 0 | 2.3975e-09 | 2.0872e-08 | 0 | 2.0872e-08 | 1.3721e-07 | 1.6021e-08 | 0 | 1.6021e-08 | 2.7147e-08 | 0 | 2.7147e-08 | 1.5131e-08 | 0 | 1.5131e-08 | [17 empty] | 7.3.3.17.5 (Remote Grid) Updates to grid topology to minimize risk of ignition in HFTDs Remote GridWLDFRContaminationAggregated | WLDFR | HFTD - Distribution - Tier 2 - 4QU CoRE ¦ 2QU LoRE | Non-Red Flag Warning - Large Fires | Contamination | Aggregated | 2067 | 9.834e-08 | 522.2177 | 5.1355e-05 | 2067 | Mitigation | 0.95 | 45 | 0 | esc | 0 | 0 | 0.00097009 | 9.5398e-11
[79 empty] | WLDFR | HFTD - Distribution - Zone 1 - 5QU CoRE ¦ 1QU LoRE | Seismic - Red Flag Warning - Catastrophic Fires | 2035 | 8.7569e-13 | 23835.2641 | 480.9649 | 15187.7294 | 8166.5698 | 0 | 2.3975e-09 | 2.0872e-08 | 0 | 2.0872e-08 | 1.3721e-07 | 1.6021e-08 | 0 | 1.6021e-08 | 2.7147e-08 | 0 | 2.7147e-08 | 1.5131e-08 | 0 | 1.5131e-08 | [17 empty] | 7.3.3.17.5 (Remote Grid) Updates to grid topology to minimize risk of ignition in HFTDs Remote GridWLDFREquipment / facility failureAggregated | WLDFR | HFTD - Distribution - Tier 2 - 4QU CoRE ¦ 2QU LoRE | Non-Red Flag Warning - Large Fires | Equipment / facility failure | Aggregated | 2022 | 1.3684e-06 | 522.2177 | 0.00071459 | 2022 | Mitigation | 0.95 | 45 | 0 | esc | 0.00097009 | 1.3274e-09 | 0 | 0
[79 empty] | WLDFR | HFTD - Distribution - Zone 1 - 5QU CoRE ¦ 1QU LoRE | Seismic - Red Flag Warning - Catastrophic Fires | 2036 | 8.7569e-13 | 23835.2641 | 480.9649 | 15187.7294 | 8166.5698 | 0 | 2.3975e-09 | 2.0872e-08 | 0 | 2.0872e-08 | 1.3721e-07 | 1.6021e-08 | 0 | 1.6021e-08 | 2.7147e-08 | 0 | 2.7147e-08 | 1.5131e-08 | 0 | 1.5131e-08 | [17 empty] | 7.3.3.17.5 (Remote Grid) Updates to grid topology to minimize risk of ignition in HFTDs Remote GridWLDFREquipment / facility failureAggregated | WLDFR | HFTD - Distribution - Tier 2 - 4QU CoRE ¦ 2QU LoRE | Non-Red Flag Warning - Large Fires | Equipment / facility failure | Aggregated | 2023 | 1.3684e-06 | 522.2177 | 0.00071459 | 2023 | Mitigation | 0.95 | 45 | 0 | esc | 0.00097009 | 1.3274e-09 | 0.00097009 | 1.3274e-09
[79 empty] | WLDFR | HFTD - Distribution - Zone 1 - 5QU CoRE ¦ 1QU LoRE | Seismic - Red Flag Warning - Catastrophic Fires | 2037 | 8.7569e-13 | 23835.2641 | 480.9649 | 15187.7294 | 8166.5698 | 0 | 2.3975e-09 | 2.0872e-08 | 0 | 2.0872e-08 | 1.3721e-07 | 1.6021e-08 | 0 | 1.6021e-08 | 2.7147e-08 | 0 | 2.7147e-08 | 1.5131e-08 | 0 | 1.5131e-08 | [17 empty] | 7.3.3.17.5 (Remote Grid) Updates to grid topology to minimize risk of ignition in HFTDs Remote GridWLDFREquipment / facility failureAggregated | WLDFR | HFTD - Distribution - Tier 2 - 4QU CoRE ¦ 2QU LoRE | Non-Red Flag Warning - Large Fires | Equipment / facility failure | Aggregated | 2024 | 1.3684e-06 | 522.2177 | 0.00071459 | 2024 | Mitigation | 0.95 | 45 | 0 | esc | 0.00097009 | 1.3274e-09 | 0.00097009 | 1.3274e-09
[79 empty] | WLDFR | HFTD - Distribution - Zone 1 - 5QU CoRE ¦ 1QU LoRE | Seismic - Red Flag Warning - Catastrophic Fires | 2038 | 8.7569e-13 | 24976.6418 | 511.3745 | 15898.8237 | 8566.4437 | 0 | 2.3975e-09 | 2.1872e-08 | 0 | 2.1872e-08 | 1.4346e-07 | 1.6712e-08 | 0 | 1.6712e-08 | 2.8318e-08 | 0 | 2.8318e-08 | 1.5784e-08 | 0 | 1.5784e-08 | [17 empty] | 7.3.3.17.5 (Remote Grid) Updates to grid topology to minimize risk of ignition in HFTDs Remote GridWLDFREquipment / facility failureAggregated | WLDFR | HFTD - Distribution - Tier 2 - 4QU CoRE ¦ 2QU LoRE | Non-Red Flag Warning - Large Fires | Equipment / facility failure | Aggregated | 2025 | 1.3684e-06 | 522.2177 | 0.00071459 | 2025 | Mitigation | 0.95 | 45 | 0 | esc | 0.00097009 | 1.3274e-09 | 0.00097009 | 1.3274e-09
[79 empty] | WLDFR | HFTD - Distribution - Zone 1 - 5QU CoRE ¦ 1QU LoRE | Seismic - Red Flag Warning - Catastrophic Fires | 2039 | 8.7569e-13 | 24976.6418 | 511.3745 | 15898.8237 | 8566.4437 | 0 | 2.3975e-09 | 2.1872e-08 | 0 | 2.1872e-08 | 1.4346e-07 | 1.6712e-08 | 0 | 1.6712e-08 | 2.8318e-08 | 0 | 2.8318e-08 | 1.5784e-08 | 0 | 1.5784e-08 | [17 empty] | 7.3.3.17.5 (Remote Grid) Updates to grid topology to minimize risk of ignition in HFTDs Remote GridWLDFREquipment / facility failureAggregated | WLDFR | HFTD - Distribution - Tier 2 - 4QU CoRE ¦ 2QU LoRE | Non-Red Flag Warning - Large Fires | Equipment / facility failure | Aggregated | 2026 | 1.3684e-06 | 522.2177 | 0.00071459 | 2026 | Mitigation | 0.95 | 45 | 0 | esc | 0.00097009 | 1.3274e-09 | 0.00097009 | 1.3274e-09
[79 empty] | WLDFR | HFTD - Distribution - Zone 1 - 5QU CoRE ¦ 1QU LoRE | Seismic - Red Flag Warning - Catastrophic Fires | 2040 | 8.7569e-13 | 24976.6418 | 511.3745 | 15898.8237 | 8566.4437 | 0 | 2.3975e-09 | 2.1872e-08 | 0 | 2.1872e-08 | 1.4346e-07 | 1.6712e-08 | 0 | 1.6712e-08 | 2.8318e-08 | 0 | 2.8318e-08 | 1.5784e-08 | 0 | 1.5784e-08 | [17 empty] | 7.3.3.17.5 (Remote Grid) Updates to grid topology to minimize risk of ignition in HFTDs Remote GridWLDFREquipment / facility failureAggregated | WLDFR | HFTD - Distribution - Tier 2 - 4QU CoRE ¦ 2QU LoRE | Non-Red Flag Warning - Large Fires | Equipment / facility failure | Aggregated | 2027 | 1.3684e-06 | 522.2177 | 0.00071459 | 2027 | Mitigation | 0.95 | 45 | 0 | esc | 0.00097009 | 1.3274e-09 | 0.00097009 | 1.3274e-09
[79 empty] | WLDFR | HFTD - Distribution - Zone 1 - 5QU CoRE ¦ 1QU LoRE | Seismic - Red Flag Warning - Catastrophic Fires | 2041 | 8.7569e-13 | 24976.6418 | 511.3745 | 15898.8237 | 8566.4437 | 0 | 2.3975e-09 | 2.1872e-08 | 0 | 2.1872e-08 | 1.4346e-07 | 1.6712e-08 | 0 | 1.6712e-08 | 2.8318e-08 | 0 | 2.8318e-08 | 1.5784e-08 | 0 | 1.5784e-08 | [17 empty] | 7.3.3.17.5 (Remote Grid) Updates to grid topology to minimize risk of ignition in HFTDs Remote GridWLDFREquipment / facility failureAggregated | WLDFR | HFTD - Distribution - Tier 2 - 4QU CoRE ¦ 2QU LoRE | Non-Red Flag Warning - Large Fires | Equipment / facility failure | Aggregated | 2028 | 1.3684e-06 | 522.2177 | 0.00071459 | 2028 | Mitigation | 0.95 | 45 | 0 | esc | 0.00097009 | 1.3274e-09 | 0.00097009 | 1.3274e-09
[79 empty] | WLDFR | HFTD - Distribution - Zone 1 - 5QU CoRE ¦ 1QU LoRE | Seismic - Red Flag Warning - Catastrophic Fires | 2042 | 8.7569e-13 | 24976.6418 | 511.3745 | 15898.8237 | 8566.4437 | 0 | 2.3975e-09 | 2.1872e-08 | 0 | 2.1872e-08 | 1.4346e-07 | 1.6712e-08 | 0 | 1.6712e-08 | 2.8318e-08 | 0 | 2.8318e-08 | 1.5784e-08 | 0 | 1.5784e-08 | [17 empty] | 7.3.3.17.5 (Remote Grid) Updates to grid topology to minimize risk of ignition in HFTDs Remote GridWLDFREquipment / facility failureAggregated | WLDFR | HFTD - Distribution - Tier 2 - 4QU CoRE ¦ 2QU LoRE | Non-Red Flag Warning - Large Fires | Equipment / facility failure | Aggregated | 2029 | 1.3684e-06 | 522.2177 | 0.00071459 | 2029 | Mitigation | 0.95 | 45 | 0 | esc | 0.00097009 | 1.3274e-09 | 0.00097009 | 1.3274e-09
[79 empty] | WLDFR | HFTD - Distribution - Zone 1 - 5QU CoRE ¦ 1QU LoRE | Seismic - Red Flag Warning - Catastrophic Fires | 2043 | 8.7569e-13 | 26191.7278 | 544.1291 | 16654.7414 | 8992.8573 | 0 | 2.3975e-09 | 2.2936e-08 | 0 | 2.2936e-08 | 1.5023e-07 | 1.7474e-08 | 0 | 1.7474e-08 | 2.9608e-08 | 0 | 2.9608e-08 | 1.6503e-08 | 0 | 1.6503e-08 | [17 empty] | 7.3.3.17.5 (Remote Grid) Updates to grid topology to minimize risk of ignition in HFTDs Remote GridWLDFREquipment / facility failureAggregated | WLDFR | HFTD - Distribution - Tier 2 - 4QU CoRE ¦ 2QU LoRE | Non-Red Flag Warning - Large Fires | Equipment / facility failure | Aggregated | 2030 | 1.3684e-06 | 522.2177 | 0.00071459 | 2030 | Mitigation | 0.95 | 45 | 0 | esc | 0.00097009 | 1.3274e-09 | 0.00097009 | 1.3274e-09
[79 empty] | WLDFR | HFTD - Distribution - Zone 1 - 5QU CoRE ¦ 1QU LoRE | Seismic - Red Flag Warning - Catastrophic Fires | 2044 | 8.7569e-13 | 26191.7278 | 544.1291 | 16654.7414 | 8992.8573 | 0 | 2.3975e-09 | 2.2936e-08 | 0 | 2.2936e-08 | 1.5023e-07 | 1.7474e-08 | 0 | 1.7474e-08 | 2.9608e-08 | 0 | 2.9608e-08 | 1.6503e-08 | 0 | 1.6503e-08 | [17 empty] | 7.3.3.17.5 (Remote Grid) Updates to grid topology to minimize risk of ignition in HFTDs Remote GridWLDFREquipment / facility failureAggregated | WLDFR | HFTD - Distribution - Tier 2 - 4QU CoRE ¦ 2QU LoRE | Non-Red Flag Warning - Large Fires | Equipment / facility failure | Aggregated | 2031 | 1.3684e-06 | 522.2177 | 0.00071459 | 2031 | Mitigation | 0.95 | 45 | 0 | esc | 0.00097009 | 1.3274e-09 | 0.00097009 | 1.3274e-09
[79 empty] | WLDFR | HFTD - Distribution - Zone 1 - 5QU CoRE ¦ 1QU LoRE | Seismic - Red Flag Warning - Catastrophic Fires | 2045 | 8.7569e-13 | 26191.7278 | 544.1291 | 16654.7414 | 8992.8573 | 0 | 2.3975e-09 | 2.2936e-08 | 0 | 2.2936e-08 | 1.5023e-07 | 1.7474e-08 | 0 | 1.7474e-08 | 2.9608e-08 | 0 | 2.9608e-08 | 1.6503e-08 | 0 | 1.6503e-08 | [17 empty] | 7.3.3.17.5 (Remote Grid) Updates to grid topology to minimize risk of ignition in HFTDs Remote GridWLDFREquipment / facility failureAggregated | WLDFR | HFTD - Distribution - Tier 2 - 4QU CoRE ¦ 2QU LoRE | Non-Red Flag Warning - Large Fires | Equipment / facility failure | Aggregated | 2032 | 1.3684e-06 | 522.2177 | 0.00071459 | 2032 | Mitigation | 0.95 | 45 | 0 | esc | 0.00097009 | 1.3274e-09 | 0.00097009 | 1.3274e-09
[79 empty] | WLDFR | HFTD - Distribution - Zone 1 - 5QU CoRE ¦ 1QU LoRE | Seismic - Red Flag Warning - Catastrophic Fires | 2046 | 8.7569e-13 | 26191.7278 | 544.1291 | 16654.7414 | 8992.8573 | 0 | 2.3975e-09 | 2.2936e-08 | 0 | 2.2936e-08 | 1.5023e-07 | 1.7474e-08 | 0 | 1.7474e-08 | 2.9608e-08 | 0 | 2.9608e-08 | 1.6503e-08 | 0 | 1.6503e-08 | [17 empty] | 7.3.3.17.5 (Remote Grid) Updates to grid topology to minimize risk of ignition in HFTDs Remote GridWLDFREquipment / facility failureAggregated | WLDFR | HFTD - Distribution - Tier 2 - 4QU CoRE ¦ 2QU LoRE | Non-Red Flag Warning - Large Fires | Equipment / facility failure | Aggregated | 2033 | 1.3684e-06 | 522.2177 | 0.00071459 | 2033 | Mitigation | 0.95 | 45 | 0 | esc | 0.00097009 | 1.3274e-09 | 0.00097009 | 1.3274e-09
[79 empty] | WLDFR | HFTD - Distribution - Zone 1 - 5QU CoRE ¦ 1QU LoRE | Seismic - Red Flag Warning - Catastrophic Fires | 2047 | 8.7569e-13 | 26191.7278 | 544.1291 | 16654.7414 | 8992.8573 | 0 | 2.3975e-09 | 2.2936e-08 | 0 | 2.2936e-08 | 1.5023e-07 | 1.7474e-08 | 0 | 1.7474e-08 | 2.9608e-08 | 0 | 2.9608e-08 | 1.6503e-08 | 0 | 1.6503e-08 | [17 empty] | 7.3.3.17.5 (Remote Grid) Updates to grid topology to minimize risk of ignition in HFTDs Remote GridWLDFREquipment / facility failureAggregated | WLDFR | HFTD - Distribution - Tier 2 - 4QU CoRE ¦ 2QU LoRE | Non-Red Flag Warning - Large Fires | Equipment / facility failure | Aggregated | 2034 | 1.3684e-06 | 522.2177 | 0.00071459 | 2034 | Mitigation | 0.95 | 45 | 0 | esc | 0.00097009 | 1.3274e-09 | 0.00097009 | 1.3274e-09
[79 empty] | WLDFR | HFTD - Distribution - Zone 1 - 5QU CoRE ¦ 1QU LoRE | Seismic - Red Flag Warning - Catastrophic Fires | 2048 | 8.7569e-13 | 27464.7227 | 578.8407 | 17445.538 | 9440.3441 | 0 | 2.3975e-09 | 2.4051e-08 | 0 | 2.4051e-08 | 1.5744e-07 | 1.8298e-08 | 0 | 1.8298e-08 | 3.1005e-08 | 0 | 3.1005e-08 | 1.7281e-08 | 0 | 1.7281e-08 | [17 empty] | 7.3.3.17.5 (Remote Grid) Updates to grid topology to minimize risk of ignition in HFTDs Remote GridWLDFREquipment / facility failureAggregated | WLDFR | HFTD - Distribution - Tier 2 - 4QU CoRE ¦ 2QU LoRE | Non-Red Flag Warning - Large Fires | Equipment / facility failure | Aggregated | 2035 | 1.3684e-06 | 522.2177 | 0.00071459 | 2035 | Mitigation | 0.95 | 45 | 0 | esc | 0.00097009 | 1.3274e-09 | 0.00097009 | 1.3274e-09
[79 empty] | WLDFR | HFTD - Distribution - Zone 1 - 5QU CoRE ¦ 1QU LoRE | Seismic - Red Flag Warning - Catastrophic Fires | 2049 | 8.7569e-13 | 27464.7227 | 578.8407 | 17445.538 | 9440.3441 | 0 | 2.3975e-09 | 2.4051e-08 | 0 | 2.4051e-08 | 1.5744e-07 | 1.8298e-08 | 0 | 1.8298e-08 | 3.1005e-08 | 0 | 3.1005e-08 | 1.7281e-08 | 0 | 1.7281e-08 | [17 empty] | 7.3.3.17.5 (Remote Grid) Updates to grid topology to minimize risk of ignition in HFTDs Remote GridWLDFREquipment / facility failureAggregated | WLDFR | HFTD - Distribution - Tier 2 - 4QU CoRE ¦ 2QU LoRE | Non-Red Flag Warning - Large Fires | Equipment / facility failure | Aggregated | 2036 | 1.3684e-06 | 522.2177 | 0.00071459 | 2036 | Mitigation | 0.95 | 45 | 0 | esc | 0.00097009 | 1.3274e-09 | 0.00097009 | 1.3274e-09
[79 empty] | WLDFR | HFTD - Distribution - Zone 1 - 5QU CoRE ¦ 1QU LoRE | Seismic - Red Flag Warning - Catastrophic Fires | 2050 | 8.7569e-13 | 27464.7227 | 578.8407 | 17445.538 | 9440.3441 | 0 | 2.3975e-09 | 2.4051e-08 | 0 | 2.4051e-08 | 1.5744e-07 | 1.8298e-08 | 0 | 1.8298e-08 | 3.1005e-08 | 0 | 3.1005e-08 | 1.7281e-08 | 0 | 1.7281e-08 | [17 empty] | 7.3.3.17.5 (Remote Grid) Updates to grid topology to minimize risk of ignition in HFTDs Remote GridWLDFREquipment / facility failureAggregated | WLDFR | HFTD - Distribution - Tier 2 - 4QU CoRE ¦ 2QU LoRE | Non-Red Flag Warning - Large Fires | Equipment / facility failure | Aggregated | 2037 | 1.3684e-06 | 522.2177 | 0.00071459 | 2037 | Mitigation | 0.95 | 45 | 0 | esc | 0.00097009 | 1.3274e-09 | 0.00097009 | 1.3274e-09
[79 empty] | WLDFR | HFTD - Distribution - Zone 1 - 5QU CoRE ¦ 1QU LoRE | Seismic - Red Flag Warning - Catastrophic Fires | 2051 | 8.7569e-13 | 27464.7227 | 578.8407 | 17445.538 | 9440.3441 | 0 | 2.3975e-09 | 2.4051e-08 | 0 | 2.4051e-08 | 1.5744e-07 | 1.8298e-08 | 0 | 1.8298e-08 | 3.1005e-08 | 0 | 3.1005e-08 | 1.7281e-08 | 0 | 1.7281e-08 | [17 empty] | 7.3.3.17.5 (Remote Grid) Updates to grid topology to minimize risk of ignition in HFTDs Remote GridWLDFREquipment / facility failureAggregated | WLDFR | HFTD - Distribution - Tier 2 - 4QU CoRE ¦ 2QU LoRE | Non-Red Flag Warning - Large Fires | Equipment / facility failure | Aggregated | 2038 | 1.3684e-06 | 522.2177 | 0.00071459 | 2038 | Mitigation | 0.95 | 45 | 0 | esc | 0.00097009 | 1.3274e-09 | 0.00097009 | 1.3274e-09
[79 empty] | WLDFR | HFTD - Distribution - Zone 1 - 5QU CoRE ¦ 1QU LoRE | Seismic - Red Flag Warning - Catastrophic Fires | 2052 | 8.7569e-13 | 27464.7227 | 578.8407 | 17445.538 | 9440.3441 | 0 | 2.3975e-09 | 2.4051e-08 | 0 | 2.4051e-08 | 1.5744e-07 | 1.8298e-08 | 0 | 1.8298e-08 | 3.1005e-08 | 0 | 3.1005e-08 | 1.7281e-08 | 0 | 1.7281e-08 | [17 empty] | 7.3.3.17.5 (Remote Grid) Updates to grid topology to minimize risk of ignition in HFTDs Remote GridWLDFREquipment / facility failureAggregated | WLDFR | HFTD - Distribution - Tier 2 - 4QU CoRE ¦ 2QU LoRE | Non-Red Flag Warning - Large Fires | Equipment / facility failure | Aggregated | 2039 | 1.3684e-06 | 522.2177 | 0.00071459 | 2039 | Mitigation | 0.95 | 45 | 0 | esc | 0.00097009 | 1.3274e-09 | 0.00097009 | 1.3274e-09
[79 empty] | WLDFR | HFTD - Distribution - Zone 1 - 5QU CoRE ¦ 1QU LoRE | Seismic - Red Flag Warning - Catastrophic Fires | 2053 | 8.7569e-13 | 28779.6694 | 615.0952 | 18261.2327 | 9903.3415 | 0 | 2.3975e-09 | 2.5202e-08 | 0 | 2.5202e-08 | 1.6503e-07 | 1.9177e-08 | 0 | 1.9177e-08 | 3.2494e-08 | 0 | 3.2494e-08 | 1.8111e-08 | 0 | 1.8111e-08 | [17 empty] | 7.3.3.17.5 (Remote Grid) Updates to grid topology to minimize risk of ignition in HFTDs Remote GridWLDFREquipment / facility failureAggregated | WLDFR | HFTD - Distribution - Tier 2 - 4QU CoRE ¦ 2QU LoRE | Non-Red Flag Warning - Large Fires | Equipment / facility failure | Aggregated | 2040 | 1.3684e-06 | 522.2177 | 0.00071459 | 2040 | Mitigation | 0.95 | 45 | 0 | esc | 0.00097009 | 1.3274e-09 | 0.00097009 | 1.3274e-09
[79 empty] | WLDFR | HFTD - Distribution - Zone 1 - 5QU CoRE ¦ 1QU LoRE | Seismic - Red Flag Warning - Catastrophic Fires | 2054 | 8.7569e-13 | 28779.6694 | 615.0952 | 18261.2327 | 9903.3415 | 0 | 2.3975e-09 | 2.5202e-08 | 0 | 2.5202e-08 | 1.6503e-07 | 1.9177e-08 | 0 | 1.9177e-08 | 3.2494e-08 | 0 | 3.2494e-08 | 1.8111e-08 | 0 | 1.8111e-08 | [17 empty] | 7.3.3.17.5 (Remote Grid) Updates to grid topology to minimize risk of ignition in HFTDs Remote GridWLDFREquipment / facility failureAggregated | WLDFR | HFTD - Distribution - Tier 2 - 4QU CoRE ¦ 2QU LoRE | Non-Red Flag Warning - Large Fires | Equipment / facility failure | Aggregated | 2041 | 1.3684e-06 | 522.2177 | 0.00071459 | 2041 | Mitigation | 0.95 | 45 | 0 | esc | 0.00097009 | 1.3274e-09 | 0.00097009 | 1.3274e-09
[79 empty] | WLDFR | HFTD - Distribution - Zone 1 - 5QU CoRE ¦ 1QU LoRE | Seismic - Red Flag Warning - Catastrophic Fires | 2055 | 8.7569e-13 | 28779.6694 | 615.0952 | 18261.2327 | 9903.3415 | 0 | 2.3975e-09 | 2.5202e-08 | 0 | 2.5202e-08 | 1.6503e-07 | 1.9177e-08 | 0 | 1.9177e-08 | 3.2494e-08 | 0 | 3.2494e-08 | 1.8111e-08 | 0 | 1.8111e-08 | [17 empty] | 7.3.3.17.5 (Remote Grid) Updates to grid topology to minimize risk of ignition in HFTDs Remote GridWLDFREquipment / facility failureAggregated | WLDFR | HFTD - Distribution - Tier 2 - 4QU CoRE ¦ 2QU LoRE | Non-Red Flag Warning - Large Fires | Equipment / facility failure | Aggregated | 2042 | 1.3684e-06 | 522.2177 | 0.00071459 | 2042 | Mitigation | 0.95 | 45 | 0 | esc | 0.00097009 | 1.3274e-09 | 0.00097009 | 1.3274e-09
[79 empty] | WLDFR | HFTD - Distribution - Zone 1 - 5QU CoRE ¦ 1QU LoRE | Seismic - Red Flag Warning - Catastrophic Fires | 2056 | 8.7569e-13 | 28779.6694 | 615.0952 | 18261.2327 | 9903.3415 | 0 | 2.3975e-09 | 2.5202e-08 | 0 | 2.5202e-08 | 1.6503e-07 | 1.9177e-08 | 0 | 1.9177e-08 | 3.2494e-08 | 0 | 3.2494e-08 | 1.8111e-08 | 0 | 1.8111e-08 | [17 empty] | 7.3.3.17.5 (Remote Grid) Updates to grid topology to minimize risk of ignition in HFTDs Remote GridWLDFREquipment / facility failureAggregated | WLDFR | HFTD - Distribution - Tier 2 - 4QU CoRE ¦ 2QU LoRE | Non-Red Flag Warning - Large Fires | Equipment / facility failure | Aggregated | 2043 | 1.3684e-06 | 522.2177 | 0.00071459 | 2043 | Mitigation | 0.95 | 45 | 0 | esc | 0.00097009 | 1.3274e-09 | 0.00097009 | 1.3274e-09
[79 empty] | WLDFR | HFTD - Distribution - Zone 1 - 5QU CoRE ¦ 1QU LoRE | Seismic - Red Flag Warning - Catastrophic Fires | 2057 | 8.7569e-13 | 28779.6694 | 615.0952 | 18261.2327 | 9903.3415 | 0 | 2.3975e-09 | 2.5202e-08 | 0 | 2.5202e-08 | 1.6503e-07 | 1.9177e-08 | 0 | 1.9177e-08 | 3.2494e-08 | 0 | 3.2494e-08 | 1.8111e-08 | 0 | 1.8111e-08 | [17 empty] | 7.3.3.17.5 (Remote Grid) Updates to grid topology to minimize risk of ignition in HFTDs Remote GridWLDFREquipment / facility failureAggregated | WLDFR | HFTD - Distribution - Tier 2 - 4QU CoRE ¦ 2QU LoRE | Non-Red Flag Warning - Large Fires | Equipment / facility failure | Aggregated | 2044 | 1.3684e-06 | 522.2177 | 0.00071459 | 2044 | Mitigation | 0.95 | 45 | 0 | esc | 0.00097009 | 1.3274e-09 | 0.00097009 | 1.3274e-09
[79 empty] | WLDFR | HFTD - Distribution - Zone 1 - 5QU CoRE ¦ 1QU LoRE | Seismic - Red Flag Warning - Catastrophic Fires | 2058 | 8.7569e-13 | 30120.5761 | 652.457 | 19091.8834 | 10376.2358 | 0 | 2.3975e-09 | 2.6376e-08 | 0 | 2.6376e-08 | 1.7291e-07 | 2.0101e-08 | 0 | 2.0101e-08 | 3.406e-08 | 0 | 3.406e-08 | 1.8984e-08 | 0 | 1.8984e-08 | [17 empty] | 7.3.3.17.5 (Remote Grid) Updates to grid topology to minimize risk of ignition in HFTDs Remote GridWLDFREquipment / facility failureAggregated | WLDFR | HFTD - Distribution - Tier 2 - 4QU CoRE ¦ 2QU LoRE | Non-Red Flag Warning - Large Fires | Equipment / facility failure | Aggregated | 2045 | 1.3684e-06 | 522.2177 | 0.00071459 | 2045 | Mitigation | 0.95 | 45 | 0 | esc | 0.00097009 | 1.3274e-09 | 0.00097009 | 1.3274e-09
[79 empty] | WLDFR | HFTD - Distribution - Zone 1 - 5QU CoRE ¦ 1QU LoRE | Seismic - Red Flag Warning - Catastrophic Fires | 2059 | 8.7569e-13 | 30120.5761 | 652.457 | 19091.8834 | 10376.2358 | 0 | 2.3975e-09 | 2.6376e-08 | 0 | 2.6376e-08 | 1.7291e-07 | 2.0101e-08 | 0 | 2.0101e-08 | 3.406e-08 | 0 | 3.406e-08 | 1.8984e-08 | 0 | 1.8984e-08 | [17 empty] | 7.3.3.17.5 (Remote Grid) Updates to grid topology to minimize risk of ignition in HFTDs Remote GridWLDFREquipment / facility failureAggregated | WLDFR | HFTD - Distribution - Tier 2 - 4QU CoRE ¦ 2QU LoRE | Non-Red Flag Warning - Large Fires | Equipment / facility failure | Aggregated | 2046 | 1.3684e-06 | 522.2177 | 0.00071459 | 2046 | Mitigation | 0.95 | 45 | 0 | esc | 0.00097009 | 1.3274e-09 | 0.00097009 | 1.3274e-09
[79 empty] | WLDFR | HFTD - Distribution - Zone 1 - 5QU CoRE ¦ 1QU LoRE | Seismic - Red Flag Warning - Catastrophic Fires | 2060 | 8.7569e-13 | 30120.5761 | 652.457 | 19091.8834 | 10376.2358 | 0 | 2.3975e-09 | 2.6376e-08 | 0 | 2.6376e-08 | 1.7291e-07 | 2.0101e-08 | 0 | 2.0101e-08 | 3.406e-08 | 0 | 3.406e-08 | 1.8984e-08 | 0 | 1.8984e-08 | [17 empty] | 7.3.3.17.5 (Remote Grid) Updates to grid topology to minimize risk of ignition in HFTDs Remote GridWLDFREquipment / facility failureAggregated | WLDFR | HFTD - Distribution - Tier 2 - 4QU CoRE ¦ 2QU LoRE | Non-Red Flag Warning - Large Fires | Equipment / facility failure | Aggregated | 2047 | 1.3684e-06 | 522.2177 | 0.00071459 | 2047 | Mitigation | 0.95 | 45 | 0 | esc | 0.00097009 | 1.3274e-09 | 0.00097009 | 1.3274e-09
[79 empty] | WLDFR | HFTD - Distribution - Zone 1 - 5QU CoRE ¦ 1QU LoRE | Seismic - Red Flag Warning - Catastrophic Fires | 2061 | 8.7569e-13 | 30120.5761 | 652.457 | 19091.8834 | 10376.2358 | 0 | 2.3975e-09 | 2.6376e-08 | 0 | 2.6376e-08 | 1.7291e-07 | 2.0101e-08 | 0 | 2.0101e-08 | 3.406e-08 | 0 | 3.406e-08 | 1.8984e-08 | 0 | 1.8984e-08 | [17 empty] | 7.3.3.17.5 (Remote Grid) Updates to grid topology to minimize risk of ignition in HFTDs Remote GridWLDFREquipment / facility failureAggregated | WLDFR | HFTD - Distribution - Tier 2 - 4QU CoRE ¦ 2QU LoRE | Non-Red Flag Warning - Large Fires | Equipment / facility failure | Aggregated | 2048 | 1.3684e-06 | 522.2177 | 0.00071459 | 2048 | Mitigation | 0.95 | 45 | 0 | esc | 0.00097009 | 1.3274e-09 | 0.00097009 | 1.3274e-09
[79 empty] | WLDFR | HFTD - Distribution - Zone 1 - 5QU CoRE ¦ 1QU LoRE | Seismic - Red Flag Warning - Catastrophic Fires | 2062 | 8.7569e-13 | 30120.5761 | 652.457 | 19091.8834 | 10376.2358 | 0 | 2.3975e-09 | 2.6376e-08 | 0 | 2.6376e-08 | 1.7291e-07 | 2.0101e-08 | 0 | 2.0101e-08 | 3.406e-08 | 0 | 3.406e-08 | 1.8984e-08 | 0 | 1.8984e-08 | [17 empty] | 7.3.3.17.5 (Remote Grid) Updates to grid topology to minimize risk of ignition in HFTDs Remote GridWLDFREquipment / facility failureAggregated | WLDFR | HFTD - Distribution - Tier 2 - 4QU CoRE ¦ 2QU LoRE | Non-Red Flag Warning - Large Fires | Equipment / facility failure | Aggregated | 2049 | 1.3684e-06 | 522.2177 | 0.00071459 | 2049 | Mitigation | 0.95 | 45 | 0 | esc | 0.00097009 | 1.3274e-09 | 0.00097009 | 1.3274e-09
[79 empty] | WLDFR | HFTD - Distribution - Zone 1 - 5QU CoRE ¦ 1QU LoRE | Seismic - Red Flag Warning - Catastrophic Fires | 2063 | 8.7569e-13 | 31471.2268 | 690.4653 | 19927.4643 | 10853.2973 | 0 | 2.3975e-09 | 2.7559e-08 | 0 | 2.7559e-08 | 1.8099e-07 | 2.106e-08 | 0 | 2.106e-08 | 3.5686e-08 | 0 | 3.5686e-08 | 1.989e-08 | 0 | 1.989e-08 | [17 empty] | 7.3.3.17.5 (Remote Grid) Updates to grid topology to minimize risk of ignition in HFTDs Remote GridWLDFREquipment / facility failureAggregated | WLDFR | HFTD - Distribution - Tier 2 - 4QU CoRE ¦ 2QU LoRE | Non-Red Flag Warning - Large Fires | Equipment / facility failure | Aggregated | 2050 | 1.3684e-06 | 522.2177 | 0.00071459 | 2050 | Mitigation | 0.95 | 45 | 0 | esc | 0.00097009 | 1.3274e-09 | 0.00097009 | 1.3274e-09
[79 empty] | WLDFR | HFTD - Distribution - Zone 1 - 5QU CoRE ¦ 1QU LoRE | Seismic - Red Flag Warning - Catastrophic Fires | 2064 | 8.7569e-13 | 31471.2268 | 690.4653 | 19927.4643 | 10853.2973 | 0 | 2.3975e-09 | 2.7559e-08 | 0 | 2.7559e-08 | 1.8099e-07 | 2.106e-08 | 0 | 2.106e-08 | 3.5686e-08 | 0 | 3.5686e-08 | 1.989e-08 | 0 | 1.989e-08 | [17 empty] | 7.3.3.17.5 (Remote Grid) Updates to grid topology to minimize risk of ignition in HFTDs Remote GridWLDFREquipment / facility failureAggregated | WLDFR | HFTD - Distribution - Tier 2 - 4QU CoRE ¦ 2QU LoRE | Non-Red Flag Warning - Large Fires | Equipment / facility failure | Aggregated | 2051 | 1.3684e-06 | 522.2177 | 0.00071459 | 2051 | Mitigation | 0.95 | 45 | 0 | esc | 0.00097009 | 1.3274e-09 | 0.00097009 | 1.3274e-09
[79 empty] | WLDFR | HFTD - Distribution - Zone 1 - 5QU CoRE ¦ 1QU LoRE | Seismic - Red Flag Warning - Catastrophic Fires | 2065 | 8.7569e-13 | 31471.2268 | 690.4653 | 19927.4643 | 10853.2973 | 0 | 2.3975e-09 | 2.7559e-08 | 0 | 2.7559e-08 | 1.8099e-07 | 2.106e-08 | 0 | 2.106e-08 | 3.5686e-08 | 0 | 3.5686e-08 | 1.989e-08 | 0 | 1.989e-08 | [17 empty] | 7.3.3.17.5 (Remote Grid) Updates to grid topology to minimize risk of ignition in HFTDs Remote GridWLDFREquipment / facility failureAggregated | WLDFR | HFTD - Distribution - Tier 2 - 4QU CoRE ¦ 2QU LoRE | Non-Red Flag Warning - Large Fires | Equipment / facility failure | Aggregated | 2052 | 1.3684e-06 | 522.2177 | 0.00071459 | 2052 | Mitigation | 0.95 | 45 | 0 | esc | 0.00097009 | 1.3274e-09 | 0.00097009 | 1.3274e-09
[79 empty] | WLDFR | HFTD - Distribution - Zone 1 - 5QU CoRE ¦ 1QU LoRE | Seismic - Red Flag Warning - Catastrophic Fires | 2066 | 8.7569e-13 | 31471.2268 | 690.4653 | 19927.4643 | 10853.2973 | 0 | 2.3975e-09 | 2.7559e-08 | 0 | 2.7559e-08 | 1.8099e-07 | 2.106e-08 | 0 | 2.106e-08 | 3.5686e-08 | 0 | 3.5686e-08 | 1.989e-08 | 0 | 1.989e-08 | [17 empty] | 7.3.3.17.5 (Remote Grid) Updates to grid topology to minimize risk of ignition in HFTDs Remote GridWLDFREquipment / facility failureAggregated | WLDFR | HFTD - Distribution - Tier 2 - 4QU CoRE ¦ 2QU LoRE | Non-Red Flag Warning - Large Fires | Equipment / facility failure | Aggregated | 2053 | 1.3684e-06 | 522.2177 | 0.00071459 | 2053 | Mitigation | 0.95 | 45 | 0 | esc | 0.00097009 | 1.3274e-09 | 0.00097009 | 1.3274e-09
[79 empty] | WLDFR | HFTD - Distribution - Zone 1 - 5QU CoRE ¦ 4QU LoRE | Non-Red Flag Warning - Large Fires | 2022 | 5.1469e-09 | 5.2406 | 0.69642 | 2.942 | 1.6022 | 0 | 1.4091e-05 | 2.6972e-08 | 0 | 2.6972e-08 | 5.1949e-09 | 2.106e-08 | 0 | 2.106e-08 | 3.5686e-08 | 0 | 3.5686e-08 | 1.989e-08 | 0 | 1.989e-08 | [17 empty] | 7.3.3.17.5 (Remote Grid) Updates to grid topology to minimize risk of ignition in HFTDs Remote GridWLDFREquipment / facility failureAggregated | WLDFR | HFTD - Distribution - Tier 2 - 4QU CoRE ¦ 2QU LoRE | Non-Red Flag Warning - Large Fires | Equipment / facility failure | Aggregated | 2054 | 1.3684e-06 | 522.2177 | 0.00071459 | 2054 | Mitigation | 0.95 | 45 | 0 | esc | 0.00097009 | 1.3274e-09 | 0.00097009 | 1.3274e-09
[79 empty] | WLDFR | HFTD - Distribution - Zone 1 - 5QU CoRE ¦ 4QU LoRE | Non-Red Flag Warning - Large Fires | 2023 | 5.1469e-09 | 5.475 | 0.71896 | 3.0715 | 1.6846 | 0 | 1.4091e-05 | 2.8179e-08 | 0 | 2.8179e-08 | 5.4273e-09 | 2.2045e-08 | 0 | 2.2045e-08 | 3.7353e-08 | 0 | 3.7353e-08 | 2.082e-08 | 0 | 2.082e-08 | [17 empty] | 7.3.3.17.5 (Remote Grid) Updates to grid topology to minimize risk of ignition in HFTDs Remote GridWLDFREquipment / facility failureAggregated | WLDFR | HFTD - Distribution - Tier 2 - 4QU CoRE ¦ 2QU LoRE | Non-Red Flag Warning - Large Fires | Equipment / facility failure | Aggregated | 2055 | 1.3684e-06 | 522.2177 | 0.00071459 | 2055 | Mitigation | 0.95 | 45 | 0 | esc | 0.00097009 | 1.3274e-09 | 0.00097009 | 1.3274e-09
[79 empty] | WLDFR | HFTD - Distribution - Zone 1 - 5QU CoRE ¦ 4QU LoRE | Non-Red Flag Warning - Large Fires | 2024 | 5.1469e-09 | 5.475 | 0.71896 | 3.0715 | 1.6846 | 0 | 1.4091e-05 | 2.8179e-08 | 0 | 2.8179e-08 | 5.4273e-09 | 2.2045e-08 | 0 | 2.2045e-08 | 3.7353e-08 | 0 | 3.7353e-08 | 2.082e-08 | 0 | 2.082e-08 | [17 empty] | 7.3.3.17.5 (Remote Grid) Updates to grid topology to minimize risk of ignition in HFTDs Remote GridWLDFREquipment / facility failureAggregated | WLDFR | HFTD - Distribution - Tier 2 - 4QU CoRE ¦ 2QU LoRE | Non-Red Flag Warning - Large Fires | Equipment / facility failure | Aggregated | 2056 | 1.3684e-06 | 522.2177 | 0.00071459 | 2056 | Mitigation | 0.95 | 45 | 0 | esc | 0.00097009 | 1.3274e-09 | 0.00097009 | 1.3274e-09
[79 empty] | WLDFR | HFTD - Distribution - Zone 1 - 5QU CoRE ¦ 4QU LoRE | Non-Red Flag Warning - Large Fires | 2025 | 5.1469e-09 | 5.475 | 0.71896 | 3.0715 | 1.6846 | 0 | 1.4091e-05 | 2.8179e-08 | 0 | 2.8179e-08 | 5.4273e-09 | 2.2045e-08 | 0 | 2.2045e-08 | 3.7353e-08 | 0 | 3.7353e-08 | 2.082e-08 | 0 | 2.082e-08 | [17 empty] | 7.3.3.17.5 (Remote Grid) Updates to grid topology to minimize risk of ignition in HFTDs Remote GridWLDFREquipment / facility failureAggregated | WLDFR | HFTD - Distribution - Tier 2 - 4QU CoRE ¦ 2QU LoRE | Non-Red Flag Warning - Large Fires | Equipment / facility failure | Aggregated | 2057 | 1.3684e-06 | 522.2177 | 0.00071459 | 2057 | Mitigation | 0.95 | 45 | 0 | esc | 0.00097009 | 1.3274e-09 | 0.00097009 | 1.3274e-09
[79 empty] | WLDFR | HFTD - Distribution - Zone 1 - 5QU CoRE ¦ 4QU LoRE | Non-Red Flag Warning - Large Fires | 2026 | 5.1469e-09 | 5.475 | 0.71896 | 3.0715 | 1.6846 | 0 | 1.4091e-05 | 2.8179e-08 | 0 | 2.8179e-08 | 5.4273e-09 | 0 | 0 | 0 | 3.7353e-08 | 0 | 3.7353e-08 | 2.082e-08 | 0 | 2.082e-08 | [17 empty] | 7.3.3.17.5 (Remote Grid) Updates to grid topology to minimize risk of ignition in HFTDs Remote GridWLDFREquipment / facility failureAggregated | WLDFR | HFTD - Distribution - Tier 2 - 4QU CoRE ¦ 2QU LoRE | Non-Red Flag Warning - Large Fires | Equipment / facility failure | Aggregated | 2058 | 1.3684e-06 | 522.2177 | 0.00071459 | 2058 | Mitigation | 0.95 | 45 | 0 | esc | 0.00097009 | 1.3274e-09 | 0.00097009 | 1.3274e-09
[79 empty] | WLDFR | HFTD - Distribution - Zone 1 - 5QU CoRE ¦ 4QU LoRE | Non-Red Flag Warning - Large Fires | 2027 | 5.1469e-09 | 5.475 | 0.71896 | 3.0715 | 1.6846 | 0 | 1.4091e-05 | 2.8179e-08 | 0 | 2.8179e-08 | 5.4273e-09 | 0 | 0 | 0 | 0 | 0 | 0 | 2.082e-08 | 0 | 2.082e-08 | [17 empty] | 7.3.3.17.5 (Remote Grid) Updates to grid topology to minimize risk of ignition in HFTDs Remote GridWLDFREquipment / facility failureAggregated | WLDFR | HFTD - Distribution - Tier 2 - 4QU CoRE ¦ 2QU LoRE | Non-Red Flag Warning - Large Fires | Equipment / facility failure | Aggregated | 2059 | 1.3684e-06 | 522.2177 | 0.00071459 | 2059 | Mitigation | 0.95 | 45 | 0 | esc | 0.00097009 | 1.3274e-09 | 0.00097009 | 1.3274e-09
[79 empty] | WLDFR | HFTD - Distribution - Zone 1 - 5QU CoRE ¦ 4QU LoRE | Non-Red Flag Warning - Large Fires | 2028 | 5.1469e-09 | 5.777 | 0.74734 | 3.238 | 1.7917 | 0 | 1.4091e-05 | 2.9734e-08 | 0 | 2.9734e-08 | 5.7266e-09 | 8.6343e-09 | 0 | 8.6343e-09 | 0 | 0 | 0 | 0 | 0 | 0 | [17 empty] | 7.3.3.17.5 (Remote Grid) Updates to grid topology to minimize risk of ignition in HFTDs Remote GridWLDFREquipment / facility failureAggregated | WLDFR | HFTD - Distribution - Tier 2 - 4QU CoRE ¦ 2QU LoRE | Non-Red Flag Warning - Large Fires | Equipment / facility failure | Aggregated | 2060 | 1.3684e-06 | 522.2177 | 0.00071459 | 2060 | Mitigation | 0.95 | 45 | 0 | esc | 0.00097009 | 1.3274e-09 | 0.00097009 | 1.3274e-09
[79 empty] | WLDFR | HFTD - Distribution - Zone 1 - 5QU CoRE ¦ 4QU LoRE | Non-Red Flag Warning - Large Fires | 2029 | 5.1469e-09 | 5.777 | 0.74734 | 3.238 | 1.7917 | 0 | 1.4091e-05 | 2.9734e-08 | 0 | 2.9734e-08 | 5.7266e-09 | 7.8149e-09 | 0 | 7.8149e-09 | 1.3242e-08 | 0 | 1.3242e-08 | 0 | 0 | 0 | [17 empty] | 7.3.3.17.5 (Remote Grid) Updates to grid topology to minimize risk of ignition in HFTDs Remote GridWLDFREquipment / facility failureAggregated | WLDFR | HFTD - Distribution - Tier 2 - 4QU CoRE ¦ 2QU LoRE | Non-Red Flag Warning - Large Fires | Equipment / facility failure | Aggregated | 2061 | 1.3684e-06 | 522.2177 | 0.00071459 | 2061 | Mitigation | 0.95 | 45 | 0 | esc | 0.00097009 | 1.3274e-09 | 0.00097009 | 1.3274e-09
[79 empty] | WLDFR | HFTD - Distribution - Zone 1 - 5QU CoRE ¦ 4QU LoRE | Non-Red Flag Warning - Large Fires | 2030 | 5.1469e-09 | 5.777 | 0.74734 | 3.238 | 1.7917 | 0 | 1.4091e-05 | 2.9734e-08 | 0 | 2.9734e-08 | 5.7266e-09 | 8.0937e-09 | 0 | 8.0937e-09 | 1.3714e-08 | 0 | 1.3714e-08 | 7.644e-09 | 0 | 7.644e-09 | [17 empty] | 7.3.3.17.5 (Remote Grid) Updates to grid topology to minimize risk of ignition in HFTDs Remote GridWLDFREquipment / facility failureAggregated | WLDFR | HFTD - Distribution - Tier 2 - 4QU CoRE ¦ 2QU LoRE | Non-Red Flag Warning - Large Fires | Equipment / facility failure | Aggregated | 2062 | 1.3684e-06 | 522.2177 | 0.00071459 | 2062 | Mitigation | 0.95 | 45 | 0 | esc | 0.00097009 | 1.3274e-09 | 0.00097009 | 1.3274e-09
[79 empty] | WLDFR | HFTD - Distribution - Zone 1 - 5QU CoRE ¦ 4QU LoRE | Non-Red Flag Warning - Large Fires | 2031 | 5.1469e-09 | 5.777 | 0.74734 | 3.238 | 1.7917 | 0 | 1.4091e-05 | 2.9734e-08 | 0 | 2.9734e-08 | 5.7266e-09 | 8.0937e-09 | 0 | 8.0937e-09 | 1.3714e-08 | 0 | 1.3714e-08 | 7.644e-09 | 0 | 7.644e-09 | [17 empty] | 7.3.3.17.5 (Remote Grid) Updates to grid topology to minimize risk of ignition in HFTDs Remote GridWLDFREquipment / facility failureAggregated | WLDFR | HFTD - Distribution - Tier 2 - 4QU CoRE ¦ 2QU LoRE | Non-Red Flag Warning - Large Fires | Equipment / facility failure | Aggregated | 2063 | 1.3684e-06 | 522.2177 | 0.00071459 | 2063 | Mitigation | 0.95 | 45 | 0 | esc | 0.00097009 | 1.3274e-09 | 0.00097009 | 1.3274e-09
[79 empty] | WLDFR | HFTD - Distribution - Zone 1 - 5QU CoRE ¦ 4QU LoRE | Non-Red Flag Warning - Large Fires | 2032 | 5.1469e-09 | 5.777 | 0.74734 | 3.238 | 1.7917 | 0 | 1.4091e-05 | 2.9734e-08 | 0 | 2.9734e-08 | 5.7266e-09 | 8.0937e-09 | 0 | 8.0937e-09 | 1.3714e-08 | 0 | 1.3714e-08 | 7.644e-09 | 0 | 7.644e-09 | [17 empty] | 7.3.3.17.5 (Remote Grid) Updates to grid topology to minimize risk of ignition in HFTDs Remote GridWLDFREquipment / facility failureAggregated | WLDFR | HFTD - Distribution - Tier 2 - 4QU CoRE ¦ 2QU LoRE | Non-Red Flag Warning - Large Fires | Equipment / facility failure | Aggregated | 2064 | 1.3684e-06 | 522.2177 | 0.00071459 | 2064 | Mitigation | 0.95 | 45 | 0 | esc | 0.00097009 | 1.3274e-09 | 0.00097009 | 1.3274e-09
[79 empty] | WLDFR | HFTD - Distribution - Zone 1 - 5QU CoRE ¦ 4QU LoRE | Non-Red Flag Warning - Large Fires | 2033 | 5.1469e-09 | 6.1205 | 0.77885 | 3.4265 | 1.9151 | 0 | 1.4091e-05 | 3.1501e-08 | 0 | 3.1501e-08 | 6.0671e-09 | 8.0937e-09 | 0 | 8.0937e-09 | 1.3714e-08 | 0 | 1.3714e-08 | 7.644e-09 | 0 | 7.644e-09 | [17 empty] | 7.3.3.17.5 (Remote Grid) Updates to grid topology to minimize risk of ignition in HFTDs Remote GridWLDFREquipment / facility failureAggregated | WLDFR | HFTD - Distribution - Tier 2 - 4QU CoRE ¦ 2QU LoRE | Non-Red Flag Warning - Large Fires | Equipment / facility failure | Aggregated | 2065 | 1.3684e-06 | 522.2177 | 0.00071459 | 2065 | Mitigation | 0.95 | 45 | 0 | esc | 0.00097009 | 1.3274e-09 | 0.00097009 | 1.3274e-09
[79 empty] | WLDFR | HFTD - Distribution - Zone 1 - 5QU CoRE ¦ 4QU LoRE | Non-Red Flag Warning - Large Fires | 2034 | 5.1469e-09 | 6.1205 | 0.77885 | 3.4265 | 1.9151 | 0 | 1.4091e-05 | 3.1501e-08 | 0 | 3.1501e-08 | 6.0671e-09 | 8.0937e-09 | 0 | 8.0937e-09 | 1.3714e-08 | 0 | 1.3714e-08 | 7.644e-09 | 0 | 7.644e-09 | [17 empty] | 7.3.3.17.5 (Remote Grid) Updates to grid topology to minimize risk of ignition in HFTDs Remote GridWLDFREquipment / facility failureAggregated | WLDFR | HFTD - Distribution - Tier 2 - 4QU CoRE ¦ 2QU LoRE | Non-Red Flag Warning - Large Fires | Equipment / facility failure | Aggregated | 2066 | 1.3684e-06 | 522.2177 | 0.00071459 | 2066 | Mitigation | 0.95 | 45 | 0 | esc | 0.00097009 | 1.3274e-09 | 0.00097009 | 1.3274e-09
[79 empty] | WLDFR | HFTD - Distribution - Zone 1 - 5QU CoRE ¦ 4QU LoRE | Non-Red Flag Warning - Large Fires | 2035 | 5.1469e-09 | 6.1205 | 0.77885 | 3.4265 | 1.9151 | 0 | 1.4091e-05 | 3.1501e-08 | 0 | 3.1501e-08 | 6.0671e-09 | 8.4448e-09 | 0 | 8.4448e-09 | 1.4309e-08 | 0 | 1.4309e-08 | 7.9756e-09 | 0 | 7.9756e-09 | [17 empty] | 7.3.3.17.5 (Remote Grid) Updates to grid topology to minimize risk of ignition in HFTDs Remote GridWLDFREquipment / facility failureAggregated | WLDFR | HFTD - Distribution - Tier 2 - 4QU CoRE ¦ 2QU LoRE | Non-Red Flag Warning - Large Fires | Equipment / facility failure | Aggregated | 2067 | 1.3684e-06 | 522.2177 | 0.00071459 | 2067 | Mitigation | 0.95 | 45 | 0 | esc | 0 | 0 | 0.00097009 | 1.3274e-09
[79 empty] | WLDFR | HFTD - Distribution - Zone 1 - 5QU CoRE ¦ 4QU LoRE | Non-Red Flag Warning - Large Fires | 2036 | 5.1469e-09 | 6.1205 | 0.77885 | 3.4265 | 1.9151 | 0 | 1.4091e-05 | 3.1501e-08 | 0 | 3.1501e-08 | 6.0671e-09 | 8.4448e-09 | 0 | 8.4448e-09 | 1.4309e-08 | 0 | 1.4309e-08 | 7.9756e-09 | 0 | 7.9756e-09 | [17 empty] | 7.3.3.17.5 (Remote Grid) Updates to grid topology to minimize risk of ignition in HFTDs Remote GridWLDFRVegetation ContactAggregated | WLDFR | HFTD - Distribution - Tier 2 - 4QU CoRE ¦ 2QU LoRE | Non-Red Flag Warning - Large Fires | Vegetation Contact | Aggregated | 2022 | 7.2456e-06 | 522.2177 | 0.0037838 | 2022 | Mitigation | 0.95 | 45 | 0 | esc | 0.00097009 | 7.0289e-09 | 0 | 0
[79 empty] | WLDFR | HFTD - Distribution - Zone 1 - 5QU CoRE ¦ 4QU LoRE | Non-Red Flag Warning - Large Fires | 2037 | 5.1469e-09 | 6.1205 | 0.77885 | 3.4265 | 1.9151 | 0 | 1.4091e-05 | 3.1501e-08 | 0 | 3.1501e-08 | 6.0671e-09 | 8.4448e-09 | 0 | 8.4448e-09 | 1.4309e-08 | 0 | 1.4309e-08 | 7.9756e-09 | 0 | 7.9756e-09 | [17 empty] | 7.3.3.17.5 (Remote Grid) Updates to grid topology to minimize risk of ignition in HFTDs Remote GridWLDFRVegetation ContactAggregated | WLDFR | HFTD - Distribution - Tier 2 - 4QU CoRE ¦ 2QU LoRE | Non-Red Flag Warning - Large Fires | Vegetation Contact | Aggregated | 2023 | 7.2456e-06 | 522.2177 | 0.0037838 | 2023 | Mitigation | 0.95 | 45 | 0 | esc | 0.00097009 | 7.0289e-09 | 0.00097009 | 7.0289e-09
[79 empty] | WLDFR | HFTD - Distribution - Zone 1 - 5QU CoRE ¦ 4QU LoRE | Non-Red Flag Warning - Large Fires | 2038 | 5.1469e-09 | 6.5028 | 0.81304 | 3.6355 | 2.0543 | 0 | 1.4091e-05 | 3.3469e-08 | 0 | 3.3469e-08 | 6.4461e-09 | 8.4448e-09 | 0 | 8.4448e-09 | 1.4309e-08 | 0 | 1.4309e-08 | 7.9756e-09 | 0 | 7.9756e-09 | [17 empty] | 7.3.3.17.5 (Remote Grid) Updates to grid topology to minimize risk of ignition in HFTDs Remote GridWLDFRVegetation ContactAggregated | WLDFR | HFTD - Distribution - Tier 2 - 4QU CoRE ¦ 2QU LoRE | Non-Red Flag Warning - Large Fires | Vegetation Contact | Aggregated | 2024 | 7.2456e-06 | 522.2177 | 0.0037838 | 2024 | Mitigation | 0.95 | 45 | 0 | esc | 0.00097009 | 7.0289e-09 | 0.00097009 | 7.0289e-09
[79 empty] | WLDFR | HFTD - Distribution - Zone 1 - 5QU CoRE ¦ 4QU LoRE | Non-Red Flag Warning - Large Fires | 2039 | 5.1469e-09 | 6.5028 | 0.81304 | 3.6355 | 2.0543 | 0 | 1.4091e-05 | 3.3469e-08 | 0 | 3.3469e-08 | 6.4461e-09 | 8.4448e-09 | 0 | 8.4448e-09 | 1.4309e-08 | 0 | 1.4309e-08 | 7.9756e-09 | 0 | 7.9756e-09 | [17 empty] | 7.3.3.17.5 (Remote Grid) Updates to grid topology to minimize risk of ignition in HFTDs Remote GridWLDFRVegetation ContactAggregated | WLDFR | HFTD - Distribution - Tier 2 - 4QU CoRE ¦ 2QU LoRE | Non-Red Flag Warning - Large Fires | Vegetation Contact | Aggregated | 2025 | 7.2456e-06 | 522.2177 | 0.0037838 | 2025 | Mitigation | 0.95 | 45 | 0 | esc | 0.00097009 | 7.0289e-09 | 0.00097009 | 7.0289e-09
[79 empty] | WLDFR | HFTD - Distribution - Zone 1 - 5QU CoRE ¦ 4QU LoRE | Non-Red Flag Warning - Large Fires | 2040 | 5.1469e-09 | 6.5028 | 0.81304 | 3.6355 | 2.0543 | 0 | 1.4091e-05 | 3.3469e-08 | 0 | 3.3469e-08 | 6.4461e-09 | 8.8347e-09 | 0 | 8.8347e-09 | 1.497e-08 | 0 | 1.497e-08 | 8.3439e-09 | 0 | 8.3439e-09 | [17 empty] | 7.3.3.17.5 (Remote Grid) Updates to grid topology to minimize risk of ignition in HFTDs Remote GridWLDFRVegetation ContactAggregated | WLDFR | HFTD - Distribution - Tier 2 - 4QU CoRE ¦ 2QU LoRE | Non-Red Flag Warning - Large Fires | Vegetation Contact | Aggregated | 2026 | 7.2456e-06 | 522.2177 | 0.0037838 | 2026 | Mitigation | 0.95 | 45 | 0 | esc | 0.00097009 | 7.0289e-09 | 0.00097009 | 7.0289e-09
[79 empty] | WLDFR | HFTD - Distribution - Zone 1 - 5QU CoRE ¦ 4QU LoRE | Non-Red Flag Warning - Large Fires | 2041 | 5.1469e-09 | 6.5028 | 0.81304 | 3.6355 | 2.0543 | 0 | 1.4091e-05 | 3.3469e-08 | 0 | 3.3469e-08 | 6.4461e-09 | 8.8347e-09 | 0 | 8.8347e-09 | 1.497e-08 | 0 | 1.497e-08 | 8.3439e-09 | 0 | 8.3439e-09 | [17 empty] | 7.3.3.17.5 (Remote Grid) Updates to grid topology to minimize risk of ignition in HFTDs Remote GridWLDFRVegetation ContactAggregated | WLDFR | HFTD - Distribution - Tier 2 - 4QU CoRE ¦ 2QU LoRE | Non-Red Flag Warning - Large Fires | Vegetation Contact | Aggregated | 2027 | 7.2456e-06 | 522.2177 | 0.0037838 | 2027 | Mitigation | 0.95 | 45 | 0 | esc | 0.00097009 | 7.0289e-09 | 0.00097009 | 7.0289e-09
[79 empty] | WLDFR | HFTD - Distribution - Zone 1 - 5QU CoRE ¦ 4QU LoRE | Non-Red Flag Warning - Large Fires | 2042 | 5.1469e-09 | 6.5028 | 0.81304 | 3.6355 | 2.0543 | 0 | 1.4091e-05 | 3.3469e-08 | 0 | 3.3469e-08 | 6.4461e-09 | 8.8347e-09 | 0 | 8.8347e-09 | 1.497e-08 | 0 | 1.497e-08 | 8.3439e-09 | 0 | 8.3439e-09 | [17 empty] | 7.3.3.17.5 (Remote Grid) Updates to grid topology to minimize risk of ignition in HFTDs Remote GridWLDFRVegetation ContactAggregated | WLDFR | HFTD - Distribution - Tier 2 - 4QU CoRE ¦ 2QU LoRE | Non-Red Flag Warning - Large Fires | Vegetation Contact | Aggregated | 2028 | 7.2456e-06 | 522.2177 | 0.0037838 | 2028 | Mitigation | 0.95 | 45 | 0 | esc | 0.00097009 | 7.0289e-09 | 0.00097009 | 7.0289e-09
[79 empty] | WLDFR | HFTD - Distribution - Zone 1 - 5QU CoRE ¦ 4QU LoRE | Non-Red Flag Warning - Large Fires | 2043 | 5.1469e-09 | 6.9209 | 0.84944 | 3.8632 | 2.2083 | 0 | 1.4091e-05 | 3.5621e-08 | 0 | 3.5621e-08 | 6.8606e-09 | 8.8347e-09 | 0 | 8.8347e-09 | 1.497e-08 | 0 | 1.497e-08 | 8.3439e-09 | 0 | 8.3439e-09 | [17 empty] | 7.3.3.17.5 (Remote Grid) Updates to grid topology to minimize risk of ignition in HFTDs Remote GridWLDFRVegetation ContactAggregated | WLDFR | HFTD - Distribution - Tier 2 - 4QU CoRE ¦ 2QU LoRE | Non-Red Flag Warning - Large Fires | Vegetation Contact | Aggregated | 2029 | 7.2456e-06 | 522.2177 | 0.0037838 | 2029 | Mitigation | 0.95 | 45 | 0 | esc | 0.00097009 | 7.0289e-09 | 0.00097009 | 7.0289e-09
[79 empty] | WLDFR | HFTD - Distribution - Zone 1 - 5QU CoRE ¦ 4QU LoRE | Non-Red Flag Warning - Large Fires | 2044 | 5.1469e-09 | 6.9209 | 0.84944 | 3.8632 | 2.2083 | 0 | 1.4091e-05 | 3.5621e-08 | 0 | 3.5621e-08 | 6.8606e-09 | 8.8347e-09 | 0 | 8.8347e-09 | 1.497e-08 | 0 | 1.497e-08 | 8.3439e-09 | 0 | 8.3439e-09 | [17 empty] | 7.3.3.17.5 (Remote Grid) Updates to grid topology to minimize risk of ignition in HFTDs Remote GridWLDFRVegetation ContactAggregated | WLDFR | HFTD - Distribution - Tier 2 - 4QU CoRE ¦ 2QU LoRE | Non-Red Flag Warning - Large Fires | Vegetation Contact | Aggregated | 2030 | 7.2456e-06 | 522.2177 | 0.0037838 | 2030 | Mitigation | 0.95 | 45 | 0 | esc | 0.00097009 | 7.0289e-09 | 0.00097009 | 7.0289e-09
[79 empty] | WLDFR | HFTD - Distribution - Zone 1 - 5QU CoRE ¦ 4QU LoRE | Non-Red Flag Warning - Large Fires | 2045 | 5.1469e-09 | 6.9209 | 0.84944 | 3.8632 | 2.2083 | 0 | 1.4091e-05 | 3.5621e-08 | 0 | 3.5621e-08 | 6.8606e-09 | 9.2578e-09 | 0 | 9.2578e-09 | 1.5687e-08 | 0 | 1.5687e-08 | 8.7435e-09 | 0 | 8.7435e-09 | [17 empty] | 7.3.3.17.5 (Remote Grid) Updates to grid topology to minimize risk of ignition in HFTDs Remote GridWLDFRVegetation ContactAggregated | WLDFR | HFTD - Distribution - Tier 2 - 4QU CoRE ¦ 2QU LoRE | Non-Red Flag Warning - Large Fires | Vegetation Contact | Aggregated | 2031 | 7.2456e-06 | 522.2177 | 0.0037838 | 2031 | Mitigation | 0.95 | 45 | 0 | esc | 0.00097009 | 7.0289e-09 | 0.00097009 | 7.0289e-09
[79 empty] | WLDFR | HFTD - Distribution - Zone 1 - 5QU CoRE ¦ 4QU LoRE | Non-Red Flag Warning - Large Fires | 2046 | 5.1469e-09 | 6.9209 | 0.84944 | 3.8632 | 2.2083 | 0 | 1.4091e-05 | 3.5621e-08 | 0 | 3.5621e-08 | 6.8606e-09 | 9.2578e-09 | 0 | 9.2578e-09 | 1.5687e-08 | 0 | 1.5687e-08 | 8.7435e-09 | 0 | 8.7435e-09 | [17 empty] | 7.3.3.17.5 (Remote Grid) Updates to grid topology to minimize risk of ignition in HFTDs Remote GridWLDFRVegetation ContactAggregated | WLDFR | HFTD - Distribution - Tier 2 - 4QU CoRE ¦ 2QU LoRE | Non-Red Flag Warning - Large Fires | Vegetation Contact | Aggregated | 2032 | 7.2456e-06 | 522.2177 | 0.0037838 | 2032 | Mitigation | 0.95 | 45 | 0 | esc | 0.00097009 | 7.0289e-09 | 0.00097009 | 7.0289e-09
[79 empty] | WLDFR | HFTD - Distribution - Zone 1 - 5QU CoRE ¦ 4QU LoRE | Non-Red Flag Warning - Large Fires | 2047 | 5.1469e-09 | 6.9209 | 0.84944 | 3.8632 | 2.2083 | 0 | 1.4091e-05 | 3.5621e-08 | 0 | 3.5621e-08 | 6.8606e-09 | 9.2578e-09 | 0 | 9.2578e-09 | 1.5687e-08 | 0 | 1.5687e-08 | 8.7435e-09 | 0 | 8.7435e-09 | [17 empty] | 7.3.3.17.5 (Remote Grid) Updates to grid topology to minimize risk of ignition in HFTDs Remote GridWLDFRVegetation ContactAggregated | WLDFR | HFTD - Distribution - Tier 2 - 4QU CoRE ¦ 2QU LoRE | Non-Red Flag Warning - Large Fires | Vegetation Contact | Aggregated | 2033 | 7.2456e-06 | 522.2177 | 0.0037838 | 2033 | Mitigation | 0.95 | 45 | 0 | esc | 0.00097009 | 7.0289e-09 | 0.00097009 | 7.0289e-09
[79 empty] | WLDFR | HFTD - Distribution - Zone 1 - 5QU CoRE ¦ 4QU LoRE | Non-Red Flag Warning - Large Fires | 2048 | 5.1469e-09 | 7.3713 | 0.88759 | 4.1075 | 2.3763 | 0 | 1.4091e-05 | 3.7939e-08 | 0 | 3.7939e-08 | 7.3071e-09 | 9.2578e-09 | 0 | 9.2578e-09 | 1.5687e-08 | 0 | 1.5687e-08 | 8.7435e-09 | 0 | 8.7435e-09 | [17 empty] | 7.3.3.17.5 (Remote Grid) Updates to grid topology to minimize risk of ignition in HFTDs Remote GridWLDFRVegetation ContactAggregated | WLDFR | HFTD - Distribution - Tier 2 - 4QU CoRE ¦ 2QU LoRE | Non-Red Flag Warning - Large Fires | Vegetation Contact | Aggregated | 2034 | 7.2456e-06 | 522.2177 | 0.0037838 | 2034 | Mitigation | 0.95 | 45 | 0 | esc | 0.00097009 | 7.0289e-09 | 0.00097009 | 7.0289e-09
[79 empty] | WLDFR | HFTD - Distribution - Zone 1 - 5QU CoRE ¦ 4QU LoRE | Non-Red Flag Warning - Large Fires | 2049 | 5.1469e-09 | 7.3713 | 0.88759 | 4.1075 | 2.3763 | 0 | 1.4091e-05 | 3.7939e-08 | 0 | 3.7939e-08 | 7.3071e-09 | 9.2578e-09 | 0 | 9.2578e-09 | 1.5687e-08 | 0 | 1.5687e-08 | 8.7435e-09 | 0 | 8.7435e-09 | [17 empty] | 7.3.3.17.5 (Remote Grid) Updates to grid topology to minimize risk of ignition in HFTDs Remote GridWLDFRVegetation ContactAggregated | WLDFR | HFTD - Distribution - Tier 2 - 4QU CoRE ¦ 2QU LoRE | Non-Red Flag Warning - Large Fires | Vegetation Contact | Aggregated | 2035 | 7.2456e-06 | 522.2177 | 0.0037838 | 2035 | Mitigation | 0.95 | 45 | 0 | esc | 0.00097009 | 7.0289e-09 | 0.00097009 | 7.0289e-09
[79 empty] | WLDFR | HFTD - Distribution - Zone 1 - 5QU CoRE ¦ 4QU LoRE | Non-Red Flag Warning - Large Fires | 2050 | 5.1469e-09 | 7.3713 | 0.88759 | 4.1075 | 2.3763 | 0 | 1.4091e-05 | 3.7939e-08 | 0 | 3.7939e-08 | 7.3071e-09 | 9.7082e-09 | 0 | 9.7082e-09 | 1.645e-08 | 0 | 1.645e-08 | 9.1688e-09 | 0 | 9.1688e-09 | [17 empty] | 7.3.3.17.5 (Remote Grid) Updates to grid topology to minimize risk of ignition in HFTDs Remote GridWLDFRVegetation ContactAggregated | WLDFR | HFTD - Distribution - Tier 2 - 4QU CoRE ¦ 2QU LoRE | Non-Red Flag Warning - Large Fires | Vegetation Contact | Aggregated | 2036 | 7.2456e-06 | 522.2177 | 0.0037838 | 2036 | Mitigation | 0.95 | 45 | 0 | esc | 0.00097009 | 7.0289e-09 | 0.00097009 | 7.0289e-09
[79 empty] | WLDFR | HFTD - Distribution - Zone 1 - 5QU CoRE ¦ 4QU LoRE | Non-Red Flag Warning - Large Fires | 2051 | 5.1469e-09 | 7.3713 | 0.88759 | 4.1075 | 2.3763 | 0 | 1.4091e-05 | 3.7939e-08 | 0 | 3.7939e-08 | 7.3071e-09 | 9.7082e-09 | 0 | 9.7082e-09 | 1.645e-08 | 0 | 1.645e-08 | 9.1688e-09 | 0 | 9.1688e-09 | [17 empty] | 7.3.3.17.5 (Remote Grid) Updates to grid topology to minimize risk of ignition in HFTDs Remote GridWLDFRVegetation ContactAggregated | WLDFR | HFTD - Distribution - Tier 2 - 4QU CoRE ¦ 2QU LoRE | Non-Red Flag Warning - Large Fires | Vegetation Contact | Aggregated | 2037 | 7.2456e-06 | 522.2177 | 0.0037838 | 2037 | Mitigation | 0.95 | 45 | 0 | esc | 0.00097009 | 7.0289e-09 | 0.00097009 | 7.0289e-09
[79 empty] | WLDFR | HFTD - Distribution - Zone 1 - 5QU CoRE ¦ 4QU LoRE | Non-Red Flag Warning - Large Fires | 2052 | 5.1469e-09 | 7.3713 | 0.88759 | 4.1075 | 2.3763 | 0 | 1.4091e-05 | 3.7939e-08 | 0 | 3.7939e-08 | 7.3071e-09 | 9.7082e-09 | 0 | 9.7082e-09 | 1.645e-08 | 0 | 1.645e-08 | 9.1688e-09 | 0 | 9.1688e-09 | [17 empty] | 7.3.3.17.5 (Remote Grid) Updates to grid topology to minimize risk of ignition in HFTDs Remote GridWLDFRVegetation ContactAggregated | WLDFR | HFTD - Distribution - Tier 2 - 4QU CoRE ¦ 2QU LoRE | Non-Red Flag Warning - Large Fires | Vegetation Contact | Aggregated | 2038 | 7.2456e-06 | 522.2177 | 0.0037838 | 2038 | Mitigation | 0.95 | 45 | 0 | esc | 0.00097009 | 7.0289e-09 | 0.00097009 | 7.0289e-09
[79 empty] | WLDFR | HFTD - Distribution - Zone 1 - 5QU CoRE ¦ 4QU LoRE | Non-Red Flag Warning - Large Fires | 2053 | 5.1469e-09 | 7.8503 | 0.92702 | 4.3664 | 2.5569 | 0 | 1.4091e-05 | 4.0405e-08 | 0 | 4.0405e-08 | 7.7819e-09 | 9.7082e-09 | 0 | 9.7082e-09 | 1.645e-08 | 0 | 1.645e-08 | 9.1688e-09 | 0 | 9.1688e-09 | [17 empty] | 7.3.3.17.5 (Remote Grid) Updates to grid topology to minimize risk of ignition in HFTDs Remote GridWLDFRVegetation ContactAggregated | WLDFR | HFTD - Distribution - Tier 2 - 4QU CoRE ¦ 2QU LoRE | Non-Red Flag Warning - Large Fires | Vegetation Contact | Aggregated | 2039 | 7.2456e-06 | 522.2177 | 0.0037838 | 2039 | Mitigation | 0.95 | 45 | 0 | esc | 0.00097009 | 7.0289e-09 | 0.00097009 | 7.0289e-09
[79 empty] | WLDFR | HFTD - Distribution - Zone 1 - 5QU CoRE ¦ 4QU LoRE | Non-Red Flag Warning - Large Fires | 2054 | 5.1469e-09 | 7.8503 | 0.92702 | 4.3664 | 2.5569 | 0 | 1.4091e-05 | 4.0405e-08 | 0 | 4.0405e-08 | 7.7819e-09 | 9.7082e-09 | 0 | 9.7082e-09 | 1.645e-08 | 0 | 1.645e-08 | 9.1688e-09 | 0 | 9.1688e-09 | [17 empty] | 7.3.3.17.5 (Remote Grid) Updates to grid topology to minimize risk of ignition in HFTDs Remote GridWLDFRVegetation ContactAggregated | WLDFR | HFTD - Distribution - Tier 2 - 4QU CoRE ¦ 2QU LoRE | Non-Red Flag Warning - Large Fires | Vegetation Contact | Aggregated | 2040 | 7.2456e-06 | 522.2177 | 0.0037838 | 2040 | Mitigation | 0.95 | 45 | 0 | esc | 0.00097009 | 7.0289e-09 | 0.00097009 | 7.0289e-09
[79 empty] | WLDFR | HFTD - Distribution - Zone 1 - 5QU CoRE ¦ 4QU LoRE | Non-Red Flag Warning - Large Fires | 2055 | 5.1469e-09 | 7.8503 | 0.92702 | 4.3664 | 2.5569 | 0 | 1.4091e-05 | 4.0405e-08 | 0 | 4.0405e-08 | 7.7819e-09 | 1.018e-08 | 0 | 1.018e-08 | 1.7249e-08 | 0 | 1.7249e-08 | 9.6145e-09 | 0 | 9.6145e-09 | [17 empty] | 7.3.3.17.5 (Remote Grid) Updates to grid topology to minimize risk of ignition in HFTDs Remote GridWLDFRVegetation ContactAggregated | WLDFR | HFTD - Distribution - Tier 2 - 4QU CoRE ¦ 2QU LoRE | Non-Red Flag Warning - Large Fires | Vegetation Contact | Aggregated | 2041 | 7.2456e-06 | 522.2177 | 0.0037838 | 2041 | Mitigation | 0.95 | 45 | 0 | esc | 0.00097009 | 7.0289e-09 | 0.00097009 | 7.0289e-09
[79 empty] | WLDFR | HFTD - Distribution - Zone 1 - 5QU CoRE ¦ 4QU LoRE | Non-Red Flag Warning - Large Fires | 2056 | 5.1469e-09 | 7.8503 | 0.92702 | 4.3664 | 2.5569 | 0 | 1.4091e-05 | 4.0405e-08 | 0 | 4.0405e-08 | 7.7819e-09 | 1.018e-08 | 0 | 1.018e-08 | 1.7249e-08 | 0 | 1.7249e-08 | 9.6145e-09 | 0 | 9.6145e-09 | [17 empty] | 7.3.3.17.5 (Remote Grid) Updates to grid topology to minimize risk of ignition in HFTDs Remote GridWLDFRVegetation ContactAggregated | WLDFR | HFTD - Distribution - Tier 2 - 4QU CoRE ¦ 2QU LoRE | Non-Red Flag Warning - Large Fires | Vegetation Contact | Aggregated | 2042 | 7.2456e-06 | 522.2177 | 0.0037838 | 2042 | Mitigation | 0.95 | 45 | 0 | esc | 0.00097009 | 7.0289e-09 | 0.00097009 | 7.0289e-09
[79 empty] | WLDFR | HFTD - Distribution - Zone 1 - 5QU CoRE ¦ 4QU LoRE | Non-Red Flag Warning - Large Fires | 2057 | 5.1469e-09 | 7.8503 | 0.92702 | 4.3664 | 2.5569 | 0 | 1.4091e-05 | 4.0405e-08 | 0 | 4.0405e-08 | 7.7819e-09 | 1.018e-08 | 0 | 1.018e-08 | 1.7249e-08 | 0 | 1.7249e-08 | 9.6145e-09 | 0 | 9.6145e-09 | [17 empty] | 7.3.3.17.5 (Remote Grid) Updates to grid topology to minimize risk of ignition in HFTDs Remote GridWLDFRVegetation ContactAggregated | WLDFR | HFTD - Distribution - Tier 2 - 4QU CoRE ¦ 2QU LoRE | Non-Red Flag Warning - Large Fires | Vegetation Contact | Aggregated | 2043 | 7.2456e-06 | 522.2177 | 0.0037838 | 2043 | Mitigation | 0.95 | 45 | 0 | esc | 0.00097009 | 7.0289e-09 | 0.00097009 | 7.0289e-09
[79 empty] | WLDFR | HFTD - Distribution - Zone 1 - 5QU CoRE ¦ 4QU LoRE | Non-Red Flag Warning - Large Fires | 2058 | 5.1469e-09 | 8.3524 | 0.96727 | 4.6367 | 2.7484 | 0 | 1.4091e-05 | 4.2988e-08 | 0 | 4.2988e-08 | 8.2795e-09 | 1.018e-08 | 0 | 1.018e-08 | 1.7249e-08 | 0 | 1.7249e-08 | 9.6145e-09 | 0 | 9.6145e-09 | [17 empty] | 7.3.3.17.5 (Remote Grid) Updates to grid topology to minimize risk of ignition in HFTDs Remote GridWLDFRVegetation ContactAggregated | WLDFR | HFTD - Distribution - Tier 2 - 4QU CoRE ¦ 2QU LoRE | Non-Red Flag Warning - Large Fires | Vegetation Contact | Aggregated | 2044 | 7.2456e-06 | 522.2177 | 0.0037838 | 2044 | Mitigation | 0.95 | 45 | 0 | esc | 0.00097009 | 7.0289e-09 | 0.00097009 | 7.0289e-09
[79 empty] | WLDFR | HFTD - Distribution - Zone 1 - 5QU CoRE ¦ 4QU LoRE | Non-Red Flag Warning - Large Fires | 2059 | 5.1469e-09 | 8.3524 | 0.96727 | 4.6367 | 2.7484 | 0 | 1.4091e-05 | 4.2988e-08 | 0 | 4.2988e-08 | 8.2795e-09 | 1.018e-08 | 0 | 1.018e-08 | 1.7249e-08 | 0 | 1.7249e-08 | 9.6145e-09 | 0 | 9.6145e-09 | [17 empty] | 7.3.3.17.5 (Remote Grid) Updates to grid topology to minimize risk of ignition in HFTDs Remote GridWLDFRVegetation ContactAggregated | WLDFR | HFTD - Distribution - Tier 2 - 4QU CoRE ¦ 2QU LoRE | Non-Red Flag Warning - Large Fires | Vegetation Contact | Aggregated | 2045 | 7.2456e-06 | 522.2177 | 0.0037838 | 2045 | Mitigation | 0.95 | 45 | 0 | esc | 0.00097009 | 7.0289e-09 | 0.00097009 | 7.0289e-09
[79 empty] | WLDFR | HFTD - Distribution - Zone 1 - 5QU CoRE ¦ 4QU LoRE | Non-Red Flag Warning - Large Fires | 2060 | 5.1469e-09 | 8.3524 | 0.96727 | 4.6367 | 2.7484 | 0 | 1.4091e-05 | 4.2988e-08 | 0 | 4.2988e-08 | 8.2795e-09 | 1.0667e-08 | 0 | 1.0667e-08 | 1.8075e-08 | 0 | 1.8075e-08 | 1.0075e-08 | 0 | 1.0075e-08 | [17 empty] | 7.3.3.17.5 (Remote Grid) Updates to grid topology to minimize risk of ignition in HFTDs Remote GridWLDFRVegetation ContactAggregated | WLDFR | HFTD - Distribution - Tier 2 - 4QU CoRE ¦ 2QU LoRE | Non-Red Flag Warning - Large Fires | Vegetation Contact | Aggregated | 2046 | 7.2456e-06 | 522.2177 | 0.0037838 | 2046 | Mitigation | 0.95 | 45 | 0 | esc | 0.00097009 | 7.0289e-09 | 0.00097009 | 7.0289e-09
[79 empty] | WLDFR | HFTD - Distribution - Zone 1 - 5QU CoRE ¦ 4QU LoRE | Non-Red Flag Warning - Large Fires | 2061 | 5.1469e-09 | 8.3524 | 0.96727 | 4.6367 | 2.7484 | 0 | 1.4091e-05 | 4.2988e-08 | 0 | 4.2988e-08 | 8.2795e-09 | 1.0667e-08 | 0 | 1.0667e-08 | 1.8075e-08 | 0 | 1.8075e-08 | 1.0075e-08 | 0 | 1.0075e-08 | [17 empty] | 7.3.3.17.5 (Remote Grid) Updates to grid topology to minimize risk of ignition in HFTDs Remote GridWLDFRVegetation ContactAggregated | WLDFR | HFTD - Distribution - Tier 2 - 4QU CoRE ¦ 2QU LoRE | Non-Red Flag Warning - Large Fires | Vegetation Contact | Aggregated | 2047 | 7.2456e-06 | 522.2177 | 0.0037838 | 2047 | Mitigation | 0.95 | 45 | 0 | esc | 0.00097009 | 7.0289e-09 | 0.00097009 | 7.0289e-09
[79 empty] | WLDFR | HFTD - Distribution - Zone 1 - 5QU CoRE ¦ 4QU LoRE | Non-Red Flag Warning - Large Fires | 2062 | 5.1469e-09 | 8.3524 | 0.96727 | 4.6367 | 2.7484 | 0 | 1.4091e-05 | 4.2988e-08 | 0 | 4.2988e-08 | 8.2795e-09 | 1.0667e-08 | 0 | 1.0667e-08 | 1.8075e-08 | 0 | 1.8075e-08 | 1.0075e-08 | 0 | 1.0075e-08 | [17 empty] | 7.3.3.17.5 (Remote Grid) Updates to grid topology to minimize risk of ignition in HFTDs Remote GridWLDFRVegetation ContactAggregated | WLDFR | HFTD - Distribution - Tier 2 - 4QU CoRE ¦ 2QU LoRE | Non-Red Flag Warning - Large Fires | Vegetation Contact | Aggregated | 2048 | 7.2456e-06 | 522.2177 | 0.0037838 | 2048 | Mitigation | 0.95 | 45 | 0 | esc | 0.00097009 | 7.0289e-09 | 0.00097009 | 7.0289e-09
[79 empty] | WLDFR | HFTD - Distribution - Zone 1 - 5QU CoRE ¦ 4QU LoRE | Non-Red Flag Warning - Large Fires | 2063 | 5.1469e-09 | 8.872 | 1.0079 | 4.9153 | 2.9488 | 0 | 1.4091e-05 | 4.5663e-08 | 0 | 4.5663e-08 | 8.7946e-09 | 1.0667e-08 | 0 | 1.0667e-08 | 1.8075e-08 | 0 | 1.8075e-08 | 1.0075e-08 | 0 | 1.0075e-08 | [17 empty] | 7.3.3.17.5 (Remote Grid) Updates to grid topology to minimize risk of ignition in HFTDs Remote GridWLDFRVegetation ContactAggregated | WLDFR | HFTD - Distribution - Tier 2 - 4QU CoRE ¦ 2QU LoRE | Non-Red Flag Warning - Large Fires | Vegetation Contact | Aggregated | 2049 | 7.2456e-06 | 522.2177 | 0.0037838 | 2049 | Mitigation | 0.95 | 45 | 0 | esc | 0.00097009 | 7.0289e-09 | 0.00097009 | 7.0289e-09
[79 empty] | WLDFR | HFTD - Distribution - Zone 1 - 5QU CoRE ¦ 4QU LoRE | Non-Red Flag Warning - Large Fires | 2064 | 5.1469e-09 | 8.872 | 1.0079 | 4.9153 | 2.9488 | 0 | 1.4091e-05 | 4.5663e-08 | 0 | 4.5663e-08 | 8.7946e-09 | 1.0667e-08 | 0 | 1.0667e-08 | 1.8075e-08 | 0 | 1.8075e-08 | 1.0075e-08 | 0 | 1.0075e-08 | [17 empty] | 7.3.3.17.5 (Remote Grid) Updates to grid topology to minimize risk of ignition in HFTDs Remote GridWLDFRVegetation ContactAggregated | WLDFR | HFTD - Distribution - Tier 2 - 4QU CoRE ¦ 2QU LoRE | Non-Red Flag Warning - Large Fires | Vegetation Contact | Aggregated | 2050 | 7.2456e-06 | 522.2177 | 0.0037838 | 2050 | Mitigation | 0.95 | 45 | 0 | esc | 0.00097009 | 7.0289e-09 | 0.00097009 | 7.0289e-09
[79 empty] | WLDFR | HFTD - Distribution - Zone 1 - 5QU CoRE ¦ 4QU LoRE | Non-Red Flag Warning - Large Fires | 2065 | 5.1469e-09 | 8.872 | 1.0079 | 4.9153 | 2.9488 | 0 | 1.4091e-05 | 4.5663e-08 | 0 | 4.5663e-08 | 8.7946e-09 | 1.1164e-08 | 0 | 1.1164e-08 | 1.8918e-08 | 0 | 1.8918e-08 | 1.0544e-08 | 0 | 1.0544e-08 | [17 empty] | 7.3.3.17.5 (Remote Grid) Updates to grid topology to minimize risk of ignition in HFTDs Remote GridWLDFRVegetation ContactAggregated | WLDFR | HFTD - Distribution - Tier 2 - 4QU CoRE ¦ 2QU LoRE | Non-Red Flag Warning - Large Fires | Vegetation Contact | Aggregated | 2051 | 7.2456e-06 | 522.2177 | 0.0037838 | 2051 | Mitigation | 0.95 | 45 | 0 | esc | 0.00097009 | 7.0289e-09 | 0.00097009 | 7.0289e-09
[79 empty] | WLDFR | HFTD - Distribution - Zone 1 - 5QU CoRE ¦ 4QU LoRE | Non-Red Flag Warning - Large Fires | 2066 | 5.1469e-09 | 8.872 | 1.0079 | 4.9153 | 2.9488 | 0 | 1.4091e-05 | 4.5663e-08 | 0 | 4.5663e-08 | 8.7946e-09 | 1.1164e-08 | 0 | 1.1164e-08 | 1.8918e-08 | 0 | 1.8918e-08 | 1.0544e-08 | 0 | 1.0544e-08 | [17 empty] | 7.3.3.17.5 (Remote Grid) Updates to grid topology to minimize risk of ignition in HFTDs Remote GridWLDFRVegetation ContactAggregated | WLDFR | HFTD - Distribution - Tier 2 - 4QU CoRE ¦ 2QU LoRE | Non-Red Flag Warning - Large Fires | Vegetation Contact | Aggregated | 2052 | 7.2456e-06 | 522.2177 | 0.0037838 | 2052 | Mitigation | 0.95 | 45 | 0 | esc | 0.00097009 | 7.0289e-09 | 0.00097009 | 7.0289e-09
[79 empty] | WLDFR | HFTD - Distribution - Zone 1 - 5QU CoRE ¦ 4QU LoRE | Non-Red Flag Warning - Small Fires | 2022 | 1.5208e-06 | 0.077901 | 0.036425 | 0.0015809 | 0.039895 | 0 | 0.0041636 | 1.1847e-07 | 0 | 1.1847e-07 | 3.79e-09 | 1.1164e-08 | 0 | 1.1164e-08 | 1.8918e-08 | 0 | 1.8918e-08 | 1.0544e-08 | 0 | 1.0544e-08 | [17 empty] | 7.3.3.17.5 (Remote Grid) Updates to grid topology to minimize risk of ignition in HFTDs Remote GridWLDFRVegetation ContactAggregated | WLDFR | HFTD - Distribution - Tier 2 - 4QU CoRE ¦ 2QU LoRE | Non-Red Flag Warning - Large Fires | Vegetation Contact | Aggregated | 2053 | 7.2456e-06 | 522.2177 | 0.0037838 | 2053 | Mitigation | 0.95 | 45 | 0 | esc | 0.00097009 | 7.0289e-09 | 0.00097009 | 7.0289e-09
[79 empty] | WLDFR | HFTD - Distribution - Zone 1 - 5QU CoRE ¦ 4QU LoRE | Non-Red Flag Warning - Small Fires | 2023 | 1.5208e-06 | 0.080408 | 0.03759 | 0.0016314 | 0.041187 | 0 | 0.0041636 | 1.2228e-07 | 0 | 1.2228e-07 | 3.912e-09 | 1.1164e-08 | 0 | 1.1164e-08 | 1.8918e-08 | 0 | 1.8918e-08 | 1.0544e-08 | 0 | 1.0544e-08 | [17 empty] | 7.3.3.17.5 (Remote Grid) Updates to grid topology to minimize risk of ignition in HFTDs Remote GridWLDFRVegetation ContactAggregated | WLDFR | HFTD - Distribution - Tier 2 - 4QU CoRE ¦ 2QU LoRE | Non-Red Flag Warning - Large Fires | Vegetation Contact | Aggregated | 2054 | 7.2456e-06 | 522.2177 | 0.0037838 | 2054 | Mitigation | 0.95 | 45 | 0 | esc | 0.00097009 | 7.0289e-09 | 0.00097009 | 7.0289e-09
[79 empty] | WLDFR | HFTD - Distribution - Zone 1 - 5QU CoRE ¦ 4QU LoRE | Non-Red Flag Warning - Small Fires | 2024 | 1.5208e-06 | 0.080408 | 0.03759 | 0.0016314 | 0.041187 | 0 | 0.0041636 | 1.2228e-07 | 0 | 1.2228e-07 | 3.912e-09 | 1.1164e-08 | 0 | 1.1164e-08 | 1.8918e-08 | 0 | 1.8918e-08 | 1.0544e-08 | 0 | 1.0544e-08 | [17 empty] | 7.3.3.17.5 (Remote Grid) Updates to grid topology to minimize risk of ignition in HFTDs Remote GridWLDFRVegetation ContactAggregated | WLDFR | HFTD - Distribution - Tier 2 - 4QU CoRE ¦ 2QU LoRE | Non-Red Flag Warning - Large Fires | Vegetation Contact | Aggregated | 2055 | 7.2456e-06 | 522.2177 | 0.0037838 | 2055 | Mitigation | 0.95 | 45 | 0 | esc | 0.00097009 | 7.0289e-09 | 0.00097009 | 7.0289e-09
[79 empty] | WLDFR | HFTD - Distribution - Zone 1 - 5QU CoRE ¦ 4QU LoRE | Non-Red Flag Warning - Small Fires | 2025 | 1.5208e-06 | 0.080408 | 0.03759 | 0.0016314 | 0.041187 | 0 | 0.0041636 | 1.2228e-07 | 0 | 1.2228e-07 | 3.912e-09 | 1.1665e-08 | 0 | 1.1665e-08 | 1.9766e-08 | 0 | 1.9766e-08 | 1.1017e-08 | 0 | 1.1017e-08 | [17 empty] | 7.3.3.17.5 (Remote Grid) Updates to grid topology to minimize risk of ignition in HFTDs Remote GridWLDFRVegetation ContactAggregated | WLDFR | HFTD - Distribution - Tier 2 - 4QU CoRE ¦ 2QU LoRE | Non-Red Flag Warning - Large Fires | Vegetation Contact | Aggregated | 2056 | 7.2456e-06 | 522.2177 | 0.0037838 | 2056 | Mitigation | 0.95 | 45 | 0 | esc | 0.00097009 | 7.0289e-09 | 0.00097009 | 7.0289e-09
[79 empty] | WLDFR | HFTD - Distribution - Zone 1 - 5QU CoRE ¦ 4QU LoRE | Non-Red Flag Warning - Small Fires | 2026 | 1.5208e-06 | 0.080408 | 0.03759 | 0.0016314 | 0.041187 | 0 | 0.0041636 | 1.2228e-07 | 0 | 1.2228e-07 | 3.912e-09 | 1.1665e-08 | 0 | 1.1665e-08 | 1.9766e-08 | 0 | 1.9766e-08 | 1.1017e-08 | 0 | 1.1017e-08 | [17 empty] | 7.3.3.17.5 (Remote Grid) Updates to grid topology to minimize risk of ignition in HFTDs Remote GridWLDFRVegetation ContactAggregated | WLDFR | HFTD - Distribution - Tier 2 - 4QU CoRE ¦ 2QU LoRE | Non-Red Flag Warning - Large Fires | Vegetation Contact | Aggregated | 2057 | 7.2456e-06 | 522.2177 | 0.0037838 | 2057 | Mitigation | 0.95 | 45 | 0 | esc | 0.00097009 | 7.0289e-09 | 0.00097009 | 7.0289e-09
[79 empty] | WLDFR | HFTD - Distribution - Zone 1 - 5QU CoRE ¦ 4QU LoRE | Non-Red Flag Warning - Small Fires | 2027 | 1.5208e-06 | 0.080408 | 0.03759 | 0.0016314 | 0.041187 | 0 | 0.0041636 | 1.2228e-07 | 0 | 1.2228e-07 | 3.912e-09 | 1.1665e-08 | 0 | 1.1665e-08 | 1.9766e-08 | 0 | 1.9766e-08 | 1.1017e-08 | 0 | 1.1017e-08 | [17 empty] | 7.3.3.17.5 (Remote Grid) Updates to grid topology to minimize risk of ignition in HFTDs Remote GridWLDFRVegetation ContactAggregated | WLDFR | HFTD - Distribution - Tier 2 - 4QU CoRE ¦ 2QU LoRE | Non-Red Flag Warning - Large Fires | Vegetation Contact | Aggregated | 2058 | 7.2456e-06 | 522.2177 | 0.0037838 | 2058 | Mitigation | 0.95 | 45 | 0 | esc | 0.00097009 | 7.0289e-09 | 0.00097009 | 7.0289e-09
[79 empty] | WLDFR | HFTD - Distribution - Zone 1 - 5QU CoRE ¦ 4QU LoRE | Non-Red Flag Warning - Small Fires | 2028 | 1.5208e-06 | 0.083606 | 0.039055 | 0.001695 | 0.042856 | 0 | 0.0041636 | 1.2715e-07 | 0 | 1.2715e-07 | 4.0676e-09 | 0 | 0 | 0 | 1.9766e-08 | 0 | 1.9766e-08 | 1.1017e-08 | 0 | 1.1017e-08 | [17 empty] | 7.3.3.17.5 (Remote Grid) Updates to grid topology to minimize risk of ignition in HFTDs Remote GridWLDFRVegetation ContactAggregated | WLDFR | HFTD - Distribution - Tier 2 - 4QU CoRE ¦ 2QU LoRE | Non-Red Flag Warning - Large Fires | Vegetation Contact | Aggregated | 2059 | 7.2456e-06 | 522.2177 | 0.0037838 | 2059 | Mitigation | 0.95 | 45 | 0 | esc | 0.00097009 | 7.0289e-09 | 0.00097009 | 7.0289e-09
[79 empty] | WLDFR | HFTD - Distribution - Zone 1 - 5QU CoRE ¦ 4QU LoRE | Non-Red Flag Warning - Small Fires | 2029 | 1.5208e-06 | 0.083606 | 0.039055 | 0.001695 | 0.042856 | 0 | 0.0041636 | 1.2715e-07 | 0 | 1.2715e-07 | 4.0676e-09 | 0 | 0 | 0 | 0 | 0 | 0 | 1.1017e-08 | 0 | 1.1017e-08 | [17 empty] | 7.3.3.17.5 (Remote Grid) Updates to grid topology to minimize risk of ignition in HFTDs Remote GridWLDFRVegetation ContactAggregated | WLDFR | HFTD - Distribution - Tier 2 - 4QU CoRE ¦ 2QU LoRE | Non-Red Flag Warning - Large Fires | Vegetation Contact | Aggregated | 2060 | 7.2456e-06 | 522.2177 | 0.0037838 | 2060 | Mitigation | 0.95 | 45 | 0 | esc | 0.00097009 | 7.0289e-09 | 0.00097009 | 7.0289e-09
[79 empty] | WLDFR | HFTD - Distribution - Zone 1 - 5QU CoRE ¦ 4QU LoRE | Non-Red Flag Warning - Small Fires | 2030 | 1.5208e-06 | 0.083606 | 0.039055 | 0.001695 | 0.042856 | 0 | 0.0041636 | 1.2715e-07 | 0 | 1.2715e-07 | 4.0676e-09 | 3.7231e-07 | 0 | 3.7231e-07 | 0 | 0 | 0 | 0 | 0 | 0 | [17 empty] | 7.3.3.17.5 (Remote Grid) Updates to grid topology to minimize risk of ignition in HFTDs Remote GridWLDFRVegetation ContactAggregated | WLDFR | HFTD - Distribution - Tier 2 - 4QU CoRE ¦ 2QU LoRE | Non-Red Flag Warning - Large Fires | Vegetation Contact | Aggregated | 2061 | 7.2456e-06 | 522.2177 | 0.0037838 | 2061 | Mitigation | 0.95 | 45 | 0 | esc | 0.00097009 | 7.0289e-09 | 0.00097009 | 7.0289e-09
[79 empty] | WLDFR | HFTD - Distribution - Zone 1 - 5QU CoRE ¦ 4QU LoRE | Non-Red Flag Warning - Small Fires | 2031 | 1.5208e-06 | 0.083606 | 0.039055 | 0.001695 | 0.042856 | 0 | 0.0041636 | 1.2715e-07 | 0 | 1.2715e-07 | 4.0676e-09 | 3.3698e-07 | 0 | 3.3698e-07 | 5.7099e-07 | 0 | 5.7099e-07 | 0 | 0 | 0 | [17 empty] | 7.3.3.17.5 (Remote Grid) Updates to grid topology to minimize risk of ignition in HFTDs Remote GridWLDFRVegetation ContactAggregated | WLDFR | HFTD - Distribution - Tier 2 - 4QU CoRE ¦ 2QU LoRE | Non-Red Flag Warning - Large Fires | Vegetation Contact | Aggregated | 2062 | 7.2456e-06 | 522.2177 | 0.0037838 | 2062 | Mitigation | 0.95 | 45 | 0 | esc | 0.00097009 | 7.0289e-09 | 0.00097009 | 7.0289e-09
[79 empty] | WLDFR | HFTD - Distribution - Zone 1 - 5QU CoRE ¦ 4QU LoRE | Non-Red Flag Warning - Small Fires | 2032 | 1.5208e-06 | 0.083606 | 0.039055 | 0.001695 | 0.042856 | 0 | 0.0041636 | 1.2715e-07 | 0 | 1.2715e-07 | 4.0676e-09 | 3.49e-07 | 0 | 3.49e-07 | 5.9135e-07 | 0 | 5.9135e-07 | 3.2961e-07 | 0 | 3.2961e-07 | [17 empty] | 7.3.3.17.5 (Remote Grid) Updates to grid topology to minimize risk of ignition in HFTDs Remote GridWLDFRVegetation ContactAggregated | WLDFR | HFTD - Distribution - Tier 2 - 4QU CoRE ¦ 2QU LoRE | Non-Red Flag Warning - Large Fires | Vegetation Contact | Aggregated | 2063 | 7.2456e-06 | 522.2177 | 0.0037838 | 2063 | Mitigation | 0.95 | 45 | 0 | esc | 0.00097009 | 7.0289e-09 | 0.00097009 | 7.0289e-09
[79 empty] | WLDFR | HFTD - Distribution - Zone 1 - 5QU CoRE ¦ 4QU LoRE | Non-Red Flag Warning - Small Fires | 2033 | 1.5208e-06 | 0.087211 | 0.040679 | 0.0017655 | 0.044766 | 0 | 0.0041636 | 1.3263e-07 | 0 | 1.3263e-07 | 4.2429e-09 | 3.49e-07 | 0 | 3.49e-07 | 5.9135e-07 | 0 | 5.9135e-07 | 3.2961e-07 | 0 | 3.2961e-07 | [17 empty] | 7.3.3.17.5 (Remote Grid) Updates to grid topology to minimize risk of ignition in HFTDs Remote GridWLDFRVegetation ContactAggregated | WLDFR | HFTD - Distribution - Tier 2 - 4QU CoRE ¦ 2QU LoRE | Non-Red Flag Warning - Large Fires | Vegetation Contact | Aggregated | 2064 | 7.2456e-06 | 522.2177 | 0.0037838 | 2064 | Mitigation | 0.95 | 45 | 0 | esc | 0.00097009 | 7.0289e-09 | 0.00097009 | 7.0289e-09
[79 empty] | WLDFR | HFTD - Distribution - Zone 1 - 5QU CoRE ¦ 4QU LoRE | Non-Red Flag Warning - Small Fires | 2034 | 1.5208e-06 | 0.087211 | 0.040679 | 0.0017655 | 0.044766 | 0 | 0.0041636 | 1.3263e-07 | 0 | 1.3263e-07 | 4.2429e-09 | 3.49e-07 | 0 | 3.49e-07 | 5.9135e-07 | 0 | 5.9135e-07 | 3.2961e-07 | 0 | 3.2961e-07 | [17 empty] | 7.3.3.17.5 (Remote Grid) Updates to grid topology to minimize risk of ignition in HFTDs Remote GridWLDFRVegetation ContactAggregated | WLDFR | HFTD - Distribution - Tier 2 - 4QU CoRE ¦ 2QU LoRE | Non-Red Flag Warning - Large Fires | Vegetation Contact | Aggregated | 2065 | 7.2456e-06 | 522.2177 | 0.0037838 | 2065 | Mitigation | 0.95 | 45 | 0 | esc | 0.00097009 | 7.0289e-09 | 0.00097009 | 7.0289e-09
[79 empty] | WLDFR | HFTD - Distribution - Zone 1 - 5QU CoRE ¦ 4QU LoRE | Non-Red Flag Warning - Small Fires | 2035 | 1.5208e-06 | 0.087211 | 0.040679 | 0.0017655 | 0.044766 | 0 | 0.0041636 | 1.3263e-07 | 0 | 1.3263e-07 | 4.2429e-09 | 3.49e-07 | 0 | 3.49e-07 | 5.9135e-07 | 0 | 5.9135e-07 | 3.2961e-07 | 0 | 3.2961e-07 | [17 empty] | 7.3.3.17.5 (Remote Grid) Updates to grid topology to minimize risk of ignition in HFTDs Remote GridWLDFRVegetation ContactAggregated | WLDFR | HFTD - Distribution - Tier 2 - 4QU CoRE ¦ 2QU LoRE | Non-Red Flag Warning - Large Fires | Vegetation Contact | Aggregated | 2066 | 7.2456e-06 | 522.2177 | 0.0037838 | 2066 | Mitigation | 0.95 | 45 | 0 | esc | 0.00097009 | 7.0289e-09 | 0.00097009 | 7.0289e-09
[79 empty] | WLDFR | HFTD - Distribution - Zone 1 - 5QU CoRE ¦ 4QU LoRE | Non-Red Flag Warning - Small Fires | 2036 | 1.5208e-06 | 0.087211 | 0.040679 | 0.0017655 | 0.044766 | 0 | 0.0041636 | 1.3263e-07 | 0 | 1.3263e-07 | 4.2429e-09 | 3.49e-07 | 0 | 3.49e-07 | 5.9135e-07 | 0 | 5.9135e-07 | 3.2961e-07 | 0 | 3.2961e-07 | [17 empty] | 7.3.3.17.5 (Remote Grid) Updates to grid topology to minimize risk of ignition in HFTDs Remote GridWLDFRVegetation ContactAggregated | WLDFR | HFTD - Distribution - Tier 2 - 4QU CoRE ¦ 2QU LoRE | Non-Red Flag Warning - Large Fires | Vegetation Contact | Aggregated | 2067 | 7.2456e-06 | 522.2177 | 0.0037838 | 2067 | Mitigation | 0.95 | 45 | 0 | esc | 0 | 0 | 0.00097009 | 7.0289e-09
[79 empty] | WLDFR | HFTD - Distribution - Zone 1 - 5QU CoRE ¦ 4QU LoRE | Non-Red Flag Warning - Small Fires | 2037 | 1.5208e-06 | 0.087211 | 0.040679 | 0.0017655 | 0.044766 | 0 | 0.0041636 | 1.3263e-07 | 0 | 1.3263e-07 | 4.2429e-09 | 3.6414e-07 | 0 | 3.6414e-07 | 6.1701e-07 | 0 | 6.1701e-07 | 3.4391e-07 | 0 | 3.4391e-07 | [17 empty] | 7.3.3.17.5 (Remote Grid) Updates to grid topology to minimize risk of ignition in HFTDs Remote GridWLDFRWire-to-wire contactAggregated | WLDFR | HFTD - Distribution - Tier 2 - 4QU CoRE ¦ 2QU LoRE | Non-Red Flag Warning - Large Fires | Wire-to-wire contact | Aggregated | 2022 | 1.4046e-06 | 522.2177 | 0.00073352 | 2022 | Mitigation | 0.95 | 45 | 0 | esc | 0.00097009 | 1.3626e-09 | 0 | 0
[79 empty] | WLDFR | HFTD - Distribution - Zone 1 - 5QU CoRE ¦ 4QU LoRE | Non-Red Flag Warning - Small Fires | 2038 | 1.5208e-06 | 0.091184 | 0.042438 | 0.0018418 | 0.046905 | 0 | 0.0041636 | 1.3867e-07 | 0 | 1.3867e-07 | 4.4362e-09 | 3.6414e-07 | 0 | 3.6414e-07 | 6.1701e-07 | 0 | 6.1701e-07 | 3.4391e-07 | 0 | 3.4391e-07 | [17 empty] | 7.3.3.17.5 (Remote Grid) Updates to grid topology to minimize risk of ignition in HFTDs Remote GridWLDFRWire-to-wire contactAggregated | WLDFR | HFTD - Distribution - Tier 2 - 4QU CoRE ¦ 2QU LoRE | Non-Red Flag Warning - Large Fires | Wire-to-wire contact | Aggregated | 2023 | 1.4046e-06 | 522.2177 | 0.00073352 | 2023 | Mitigation | 0.95 | 45 | 0 | esc | 0.00097009 | 1.3626e-09 | 0.00097009 | 1.3626e-09
[79 empty] | WLDFR | HFTD - Distribution - Zone 1 - 5QU CoRE ¦ 4QU LoRE | Non-Red Flag Warning - Small Fires | 2039 | 1.5208e-06 | 0.091184 | 0.042438 | 0.0018418 | 0.046905 | 0 | 0.0041636 | 1.3867e-07 | 0 | 1.3867e-07 | 4.4362e-09 | 3.6414e-07 | 0 | 3.6414e-07 | 6.1701e-07 | 0 | 6.1701e-07 | 3.4391e-07 | 0 | 3.4391e-07 | [17 empty] | 7.3.3.17.5 (Remote Grid) Updates to grid topology to minimize risk of ignition in HFTDs Remote GridWLDFRWire-to-wire contactAggregated | WLDFR | HFTD - Distribution - Tier 2 - 4QU CoRE ¦ 2QU LoRE | Non-Red Flag Warning - Large Fires | Wire-to-wire contact | Aggregated | 2024 | 1.4046e-06 | 522.2177 | 0.00073352 | 2024 | Mitigation | 0.95 | 45 | 0 | esc | 0.00097009 | 1.3626e-09 | 0.00097009 | 1.3626e-09
[79 empty] | WLDFR | HFTD - Distribution - Zone 1 - 5QU CoRE ¦ 4QU LoRE | Non-Red Flag Warning - Small Fires | 2040 | 1.5208e-06 | 0.091184 | 0.042438 | 0.0018418 | 0.046905 | 0 | 0.0041636 | 1.3867e-07 | 0 | 1.3867e-07 | 4.4362e-09 | 3.6414e-07 | 0 | 3.6414e-07 | 6.1701e-07 | 0 | 6.1701e-07 | 3.4391e-07 | 0 | 3.4391e-07 | [17 empty] | 7.3.3.17.5 (Remote Grid) Updates to grid topology to minimize risk of ignition in HFTDs Remote GridWLDFRWire-to-wire contactAggregated | WLDFR | HFTD - Distribution - Tier 2 - 4QU CoRE ¦ 2QU LoRE | Non-Red Flag Warning - Large Fires | Wire-to-wire contact | Aggregated | 2025 | 1.4046e-06 | 522.2177 | 0.00073352 | 2025 | Mitigation | 0.95 | 45 | 0 | esc | 0.00097009 | 1.3626e-09 | 0.00097009 | 1.3626e-09
[79 empty] | WLDFR | HFTD - Distribution - Zone 1 - 5QU CoRE ¦ 4QU LoRE | Non-Red Flag Warning - Small Fires | 2041 | 1.5208e-06 | 0.091184 | 0.042438 | 0.0018418 | 0.046905 | 0 | 0.0041636 | 1.3867e-07 | 0 | 1.3867e-07 | 4.4362e-09 | 3.6414e-07 | 0 | 3.6414e-07 | 6.1701e-07 | 0 | 6.1701e-07 | 3.4391e-07 | 0 | 3.4391e-07 | [17 empty] | 7.3.3.17.5 (Remote Grid) Updates to grid topology to minimize risk of ignition in HFTDs Remote GridWLDFRWire-to-wire contactAggregated | WLDFR | HFTD - Distribution - Tier 2 - 4QU CoRE ¦ 2QU LoRE | Non-Red Flag Warning - Large Fires | Wire-to-wire contact | Aggregated | 2026 | 1.4046e-06 | 522.2177 | 0.00073352 | 2026 | Mitigation | 0.95 | 45 | 0 | esc | 0.00097009 | 1.3626e-09 | 0.00097009 | 1.3626e-09
[79 empty] | WLDFR | HFTD - Distribution - Zone 1 - 5QU CoRE ¦ 4QU LoRE | Non-Red Flag Warning - Small Fires | 2042 | 1.5208e-06 | 0.091184 | 0.042438 | 0.0018418 | 0.046905 | 0 | 0.0041636 | 1.3867e-07 | 0 | 1.3867e-07 | 4.4362e-09 | 3.8095e-07 | 0 | 3.8095e-07 | 6.455e-07 | 0 | 6.455e-07 | 3.5979e-07 | 0 | 3.5979e-07 | [17 empty] | 7.3.3.17.5 (Remote Grid) Updates to grid topology to minimize risk of ignition in HFTDs Remote GridWLDFRWire-to-wire contactAggregated | WLDFR | HFTD - Distribution - Tier 2 - 4QU CoRE ¦ 2QU LoRE | Non-Red Flag Warning - Large Fires | Wire-to-wire contact | Aggregated | 2027 | 1.4046e-06 | 522.2177 | 0.00073352 | 2027 | Mitigation | 0.95 | 45 | 0 | esc | 0.00097009 | 1.3626e-09 | 0.00097009 | 1.3626e-09
[79 empty] | WLDFR | HFTD - Distribution - Zone 1 - 5QU CoRE ¦ 4QU LoRE | Non-Red Flag Warning - Small Fires | 2043 | 1.5208e-06 | 0.095486 | 0.044306 | 0.0019228 | 0.049257 | 0 | 0.0041636 | 1.4521e-07 | 0 | 1.4521e-07 | 4.6455e-09 | 3.8095e-07 | 0 | 3.8095e-07 | 6.455e-07 | 0 | 6.455e-07 | 3.5979e-07 | 0 | 3.5979e-07 | [17 empty] | 7.3.3.17.5 (Remote Grid) Updates to grid topology to minimize risk of ignition in HFTDs Remote GridWLDFRWire-to-wire contactAggregated | WLDFR | HFTD - Distribution - Tier 2 - 4QU CoRE ¦ 2QU LoRE | Non-Red Flag Warning - Large Fires | Wire-to-wire contact | Aggregated | 2028 | 1.4046e-06 | 522.2177 | 0.00073352 | 2028 | Mitigation | 0.95 | 45 | 0 | esc | 0.00097009 | 1.3626e-09 | 0.00097009 | 1.3626e-09
[79 empty] | WLDFR | HFTD - Distribution - Zone 1 - 5QU CoRE ¦ 4QU LoRE | Non-Red Flag Warning - Small Fires | 2044 | 1.5208e-06 | 0.095486 | 0.044306 | 0.0019228 | 0.049257 | 0 | 0.0041636 | 1.4521e-07 | 0 | 1.4521e-07 | 4.6455e-09 | 3.8095e-07 | 0 | 3.8095e-07 | 6.455e-07 | 0 | 6.455e-07 | 3.5979e-07 | 0 | 3.5979e-07 | [17 empty] | 7.3.3.17.5 (Remote Grid) Updates to grid topology to minimize risk of ignition in HFTDs Remote GridWLDFRWire-to-wire contactAggregated | WLDFR | HFTD - Distribution - Tier 2 - 4QU CoRE ¦ 2QU LoRE | Non-Red Flag Warning - Large Fires | Wire-to-wire contact | Aggregated | 2029 | 1.4046e-06 | 522.2177 | 0.00073352 | 2029 | Mitigation | 0.95 | 45 | 0 | esc | 0.00097009 | 1.3626e-09 | 0.00097009 | 1.3626e-09
[79 empty] | WLDFR | HFTD - Distribution - Zone 1 - 5QU CoRE ¦ 4QU LoRE | Non-Red Flag Warning - Small Fires | 2045 | 1.5208e-06 | 0.095486 | 0.044306 | 0.0019228 | 0.049257 | 0 | 0.0041636 | 1.4521e-07 | 0 | 1.4521e-07 | 4.6455e-09 | 3.8095e-07 | 0 | 3.8095e-07 | 6.455e-07 | 0 | 6.455e-07 | 3.5979e-07 | 0 | 3.5979e-07 | [17 empty] | 7.3.3.17.5 (Remote Grid) Updates to grid topology to minimize risk of ignition in HFTDs Remote GridWLDFRWire-to-wire contactAggregated | WLDFR | HFTD - Distribution - Tier 2 - 4QU CoRE ¦ 2QU LoRE | Non-Red Flag Warning - Large Fires | Wire-to-wire contact | Aggregated | 2030 | 1.4046e-06 | 522.2177 | 0.00073352 | 2030 | Mitigation | 0.95 | 45 | 0 | esc | 0.00097009 | 1.3626e-09 | 0.00097009 | 1.3626e-09
[79 empty] | WLDFR | HFTD - Distribution - Zone 1 - 5QU CoRE ¦ 4QU LoRE | Non-Red Flag Warning - Small Fires | 2046 | 1.5208e-06 | 0.095486 | 0.044306 | 0.0019228 | 0.049257 | 0 | 0.0041636 | 1.4521e-07 | 0 | 1.4521e-07 | 4.6455e-09 | 3.8095e-07 | 0 | 3.8095e-07 | 6.455e-07 | 0 | 6.455e-07 | 3.5979e-07 | 0 | 3.5979e-07 | [17 empty] | 7.3.3.17.5 (Remote Grid) Updates to grid topology to minimize risk of ignition in HFTDs Remote GridWLDFRWire-to-wire contactAggregated | WLDFR | HFTD - Distribution - Tier 2 - 4QU CoRE ¦ 2QU LoRE | Non-Red Flag Warning - Large Fires | Wire-to-wire contact | Aggregated | 2031 | 1.4046e-06 | 522.2177 | 0.00073352 | 2031 | Mitigation | 0.95 | 45 | 0 | esc | 0.00097009 | 1.3626e-09 | 0.00097009 | 1.3626e-09
[79 empty] | WLDFR | HFTD - Distribution - Zone 1 - 5QU CoRE ¦ 4QU LoRE | Non-Red Flag Warning - Small Fires | 2047 | 1.5208e-06 | 0.095486 | 0.044306 | 0.0019228 | 0.049257 | 0 | 0.0041636 | 1.4521e-07 | 0 | 1.4521e-07 | 4.6455e-09 | 3.9919e-07 | 0 | 3.9919e-07 | 6.7641e-07 | 0 | 6.7641e-07 | 3.7701e-07 | 0 | 3.7701e-07 | [17 empty] | 7.3.3.17.5 (Remote Grid) Updates to grid topology to minimize risk of ignition in HFTDs Remote GridWLDFRWire-to-wire contactAggregated | WLDFR | HFTD - Distribution - Tier 2 - 4QU CoRE ¦ 2QU LoRE | Non-Red Flag Warning - Large Fires | Wire-to-wire contact | Aggregated | 2032 | 1.4046e-06 | 522.2177 | 0.00073352 | 2032 | Mitigation | 0.95 | 45 | 0 | esc | 0.00097009 | 1.3626e-09 | 0.00097009 | 1.3626e-09
[79 empty] | WLDFR | HFTD - Distribution - Zone 1 - 5QU CoRE ¦ 4QU LoRE | Non-Red Flag Warning - Small Fires | 2048 | 1.5208e-06 | 0.10007 | 0.04626 | 0.0020076 | 0.051804 | 0 | 0.0041636 | 1.5219e-07 | 0 | 1.5219e-07 | 4.8686e-09 | 3.9919e-07 | 0 | 3.9919e-07 | 6.7641e-07 | 0 | 6.7641e-07 | 3.7701e-07 | 0 | 3.7701e-07 | [17 empty] | 7.3.3.17.5 (Remote Grid) Updates to grid topology to minimize risk of ignition in HFTDs Remote GridWLDFRWire-to-wire contactAggregated | WLDFR | HFTD - Distribution - Tier 2 - 4QU CoRE ¦ 2QU LoRE | Non-Red Flag Warning - Large Fires | Wire-to-wire contact | Aggregated | 2033 | 1.4046e-06 | 522.2177 | 0.00073352 | 2033 | Mitigation | 0.95 | 45 | 0 | esc | 0.00097009 | 1.3626e-09 | 0.00097009 | 1.3626e-09
[79 empty] | WLDFR | HFTD - Distribution - Zone 1 - 5QU CoRE ¦ 4QU LoRE | Non-Red Flag Warning - Small Fires | 2049 | 1.5208e-06 | 0.10007 | 0.04626 | 0.0020076 | 0.051804 | 0 | 0.0041636 | 1.5219e-07 | 0 | 1.5219e-07 | 4.8686e-09 | 3.9919e-07 | 0 | 3.9919e-07 | 6.7641e-07 | 0 | 6.7641e-07 | 3.7701e-07 | 0 | 3.7701e-07 | [17 empty] | 7.3.3.17.5 (Remote Grid) Updates to grid topology to minimize risk of ignition in HFTDs Remote GridWLDFRWire-to-wire contactAggregated | WLDFR | HFTD - Distribution - Tier 2 - 4QU CoRE ¦ 2QU LoRE | Non-Red Flag Warning - Large Fires | Wire-to-wire contact | Aggregated | 2034 | 1.4046e-06 | 522.2177 | 0.00073352 | 2034 | Mitigation | 0.95 | 45 | 0 | esc | 0.00097009 | 1.3626e-09 | 0.00097009 | 1.3626e-09
[79 empty] | WLDFR | HFTD - Distribution - Zone 1 - 5QU CoRE ¦ 4QU LoRE | Non-Red Flag Warning - Small Fires | 2050 | 1.5208e-06 | 0.10007 | 0.04626 | 0.0020076 | 0.051804 | 0 | 0.0041636 | 1.5219e-07 | 0 | 1.5219e-07 | 4.8686e-09 | 3.9919e-07 | 0 | 3.9919e-07 | 6.7641e-07 | 0 | 6.7641e-07 | 3.7701e-07 | 0 | 3.7701e-07 | [17 empty] | 7.3.3.17.5 (Remote Grid) Updates to grid topology to minimize risk of ignition in HFTDs Remote GridWLDFRWire-to-wire contactAggregated | WLDFR | HFTD - Distribution - Tier 2 - 4QU CoRE ¦ 2QU LoRE | Non-Red Flag Warning - Large Fires | Wire-to-wire contact | Aggregated | 2035 | 1.4046e-06 | 522.2177 | 0.00073352 | 2035 | Mitigation | 0.95 | 45 | 0 | esc | 0.00097009 | 1.3626e-09 | 0.00097009 | 1.3626e-09
[79 empty] | WLDFR | HFTD - Distribution - Zone 1 - 5QU CoRE ¦ 4QU LoRE | Non-Red Flag Warning - Small Fires | 2051 | 1.5208e-06 | 0.10007 | 0.04626 | 0.0020076 | 0.051804 | 0 | 0.0041636 | 1.5219e-07 | 0 | 1.5219e-07 | 4.8686e-09 | 3.9919e-07 | 0 | 3.9919e-07 | 6.7641e-07 | 0 | 6.7641e-07 | 3.7701e-07 | 0 | 3.7701e-07 | [17 empty] | 7.3.3.17.5 (Remote Grid) Updates to grid topology to minimize risk of ignition in HFTDs Remote GridWLDFRWire-to-wire contactAggregated | WLDFR | HFTD - Distribution - Tier 2 - 4QU CoRE ¦ 2QU LoRE | Non-Red Flag Warning - Large Fires | Wire-to-wire contact | Aggregated | 2036 | 1.4046e-06 | 522.2177 | 0.00073352 | 2036 | Mitigation | 0.95 | 45 | 0 | esc | 0.00097009 | 1.3626e-09 | 0.00097009 | 1.3626e-09
[79 empty] | WLDFR | HFTD - Distribution - Zone 1 - 5QU CoRE ¦ 4QU LoRE | Non-Red Flag Warning - Small Fires | 2052 | 1.5208e-06 | 0.10007 | 0.04626 | 0.0020076 | 0.051804 | 0 | 0.0041636 | 1.5219e-07 | 0 | 1.5219e-07 | 4.8686e-09 | 4.1861e-07 | 0 | 4.1861e-07 | 7.0932e-07 | 0 | 7.0932e-07 | 3.9536e-07 | 0 | 3.9536e-07 | [17 empty] | 7.3.3.17.5 (Remote Grid) Updates to grid topology to minimize risk of ignition in HFTDs Remote GridWLDFRWire-to-wire contactAggregated | WLDFR | HFTD - Distribution - Tier 2 - 4QU CoRE ¦ 2QU LoRE | Non-Red Flag Warning - Large Fires | Wire-to-wire contact | Aggregated | 2037 | 1.4046e-06 | 522.2177 | 0.00073352 | 2037 | Mitigation | 0.95 | 45 | 0 | esc | 0.00097009 | 1.3626e-09 | 0.00097009 | 1.3626e-09
[79 empty] | WLDFR | HFTD - Distribution - Zone 1 - 5QU CoRE ¦ 4QU LoRE | Non-Red Flag Warning - Small Fires | 2053 | 1.5208e-06 | 0.10489 | 0.048274 | 0.002095 | 0.054525 | 0 | 0.0041636 | 1.5952e-07 | 0 | 1.5952e-07 | 5.1033e-09 | 4.1861e-07 | 0 | 4.1861e-07 | 7.0932e-07 | 0 | 7.0932e-07 | 3.9536e-07 | 0 | 3.9536e-07 | [17 empty] | 7.3.3.17.5 (Remote Grid) Updates to grid topology to minimize risk of ignition in HFTDs Remote GridWLDFRWire-to-wire contactAggregated | WLDFR | HFTD - Distribution - Tier 2 - 4QU CoRE ¦ 2QU LoRE | Non-Red Flag Warning - Large Fires | Wire-to-wire contact | Aggregated | 2038 | 1.4046e-06 | 522.2177 | 0.00073352 | 2038 | Mitigation | 0.95 | 45 | 0 | esc | 0.00097009 | 1.3626e-09 | 0.00097009 | 1.3626e-09
[79 empty] | WLDFR | HFTD - Distribution - Zone 1 - 5QU CoRE ¦ 4QU LoRE | Non-Red Flag Warning - Small Fires | 2054 | 1.5208e-06 | 0.10489 | 0.048274 | 0.002095 | 0.054525 | 0 | 0.0041636 | 1.5952e-07 | 0 | 1.5952e-07 | 5.1033e-09 | 4.1861e-07 | 0 | 4.1861e-07 | 7.0932e-07 | 0 | 7.0932e-07 | 3.9536e-07 | 0 | 3.9536e-07 | [17 empty] | 7.3.3.17.5 (Remote Grid) Updates to grid topology to minimize risk of ignition in HFTDs Remote GridWLDFRWire-to-wire contactAggregated | WLDFR | HFTD - Distribution - Tier 2 - 4QU CoRE ¦ 2QU LoRE | Non-Red Flag Warning - Large Fires | Wire-to-wire contact | Aggregated | 2039 | 1.4046e-06 | 522.2177 | 0.00073352 | 2039 | Mitigation | 0.95 | 45 | 0 | esc | 0.00097009 | 1.3626e-09 | 0.00097009 | 1.3626e-09
[79 empty] | WLDFR | HFTD - Distribution - Zone 1 - 5QU CoRE ¦ 4QU LoRE | Non-Red Flag Warning - Small Fires | 2055 | 1.5208e-06 | 0.10489 | 0.048274 | 0.002095 | 0.054525 | 0 | 0.0041636 | 1.5952e-07 | 0 | 1.5952e-07 | 5.1033e-09 | 4.1861e-07 | 0 | 4.1861e-07 | 7.0932e-07 | 0 | 7.0932e-07 | 3.9536e-07 | 0 | 3.9536e-07 | [17 empty] | 7.3.3.17.5 (Remote Grid) Updates to grid topology to minimize risk of ignition in HFTDs Remote GridWLDFRWire-to-wire contactAggregated | WLDFR | HFTD - Distribution - Tier 2 - 4QU CoRE ¦ 2QU LoRE | Non-Red Flag Warning - Large Fires | Wire-to-wire contact | Aggregated | 2040 | 1.4046e-06 | 522.2177 | 0.00073352 | 2040 | Mitigation | 0.95 | 45 | 0 | esc | 0.00097009 | 1.3626e-09 | 0.00097009 | 1.3626e-09
[79 empty] | WLDFR | HFTD - Distribution - Zone 1 - 5QU CoRE ¦ 4QU LoRE | Non-Red Flag Warning - Small Fires | 2056 | 1.5208e-06 | 0.10489 | 0.048274 | 0.002095 | 0.054525 | 0 | 0.0041636 | 1.5952e-07 | 0 | 1.5952e-07 | 5.1033e-09 | 4.1861e-07 | 0 | 4.1861e-07 | 7.0932e-07 | 0 | 7.0932e-07 | 3.9536e-07 | 0 | 3.9536e-07 | [17 empty] | 7.3.3.17.5 (Remote Grid) Updates to grid topology to minimize risk of ignition in HFTDs Remote GridWLDFRWire-to-wire contactAggregated | WLDFR | HFTD - Distribution - Tier 2 - 4QU CoRE ¦ 2QU LoRE | Non-Red Flag Warning - Large Fires | Wire-to-wire contact | Aggregated | 2041 | 1.4046e-06 | 522.2177 | 0.00073352 | 2041 | Mitigation | 0.95 | 45 | 0 | esc | 0.00097009 | 1.3626e-09 | 0.00097009 | 1.3626e-09
[79 empty] | WLDFR | HFTD - Distribution - Zone 1 - 5QU CoRE ¦ 4QU LoRE | Non-Red Flag Warning - Small Fires | 2057 | 1.5208e-06 | 0.10489 | 0.048274 | 0.002095 | 0.054525 | 0 | 0.0041636 | 1.5952e-07 | 0 | 1.5952e-07 | 5.1033e-09 | 4.3896e-07 | 0 | 4.3896e-07 | 7.4379e-07 | 0 | 7.4379e-07 | 4.1457e-07 | 0 | 4.1457e-07 | [17 empty] | 7.3.3.17.5 (Remote Grid) Updates to grid topology to minimize risk of ignition in HFTDs Remote GridWLDFRWire-to-wire contactAggregated | WLDFR | HFTD - Distribution - Tier 2 - 4QU CoRE ¦ 2QU LoRE | Non-Red Flag Warning - Large Fires | Wire-to-wire contact | Aggregated | 2042 | 1.4046e-06 | 522.2177 | 0.00073352 | 2042 | Mitigation | 0.95 | 45 | 0 | esc | 0.00097009 | 1.3626e-09 | 0.00097009 | 1.3626e-09
[79 empty] | WLDFR | HFTD - Distribution - Zone 1 - 5QU CoRE ¦ 4QU LoRE | Non-Red Flag Warning - Small Fires | 2058 | 1.5208e-06 | 0.1099 | 0.050325 | 0.0021839 | 0.057393 | 0 | 0.0041636 | 1.6714e-07 | 0 | 1.6714e-07 | 5.3469e-09 | 4.3896e-07 | 0 | 4.3896e-07 | 7.4379e-07 | 0 | 7.4379e-07 | 4.1457e-07 | 0 | 4.1457e-07 | [17 empty] | 7.3.3.17.5 (Remote Grid) Updates to grid topology to minimize risk of ignition in HFTDs Remote GridWLDFRWire-to-wire contactAggregated | WLDFR | HFTD - Distribution - Tier 2 - 4QU CoRE ¦ 2QU LoRE | Non-Red Flag Warning - Large Fires | Wire-to-wire contact | Aggregated | 2043 | 1.4046e-06 | 522.2177 | 0.00073352 | 2043 | Mitigation | 0.95 | 45 | 0 | esc | 0.00097009 | 1.3626e-09 | 0.00097009 | 1.3626e-09
[79 empty] | WLDFR | HFTD - Distribution - Zone 1 - 5QU CoRE ¦ 4QU LoRE | Non-Red Flag Warning - Small Fires | 2059 | 1.5208e-06 | 0.1099 | 0.050325 | 0.0021839 | 0.057393 | 0 | 0.0041636 | 1.6714e-07 | 0 | 1.6714e-07 | 5.3469e-09 | 4.3896e-07 | 0 | 4.3896e-07 | 7.4379e-07 | 0 | 7.4379e-07 | 4.1457e-07 | 0 | 4.1457e-07 | [17 empty] | 7.3.3.17.5 (Remote Grid) Updates to grid topology to minimize risk of ignition in HFTDs Remote GridWLDFRWire-to-wire contactAggregated | WLDFR | HFTD - Distribution - Tier 2 - 4QU CoRE ¦ 2QU LoRE | Non-Red Flag Warning - Large Fires | Wire-to-wire contact | Aggregated | 2044 | 1.4046e-06 | 522.2177 | 0.00073352 | 2044 | Mitigation | 0.95 | 45 | 0 | esc | 0.00097009 | 1.3626e-09 | 0.00097009 | 1.3626e-09
[79 empty] | WLDFR | HFTD - Distribution - Zone 1 - 5QU CoRE ¦ 4QU LoRE | Non-Red Flag Warning - Small Fires | 2060 | 1.5208e-06 | 0.1099 | 0.050325 | 0.0021839 | 0.057393 | 0 | 0.0041636 | 1.6714e-07 | 0 | 1.6714e-07 | 5.3469e-09 | 4.3896e-07 | 0 | 4.3896e-07 | 7.4379e-07 | 0 | 7.4379e-07 | 4.1457e-07 | 0 | 4.1457e-07 | [17 empty] | 7.3.3.17.5 (Remote Grid) Updates to grid topology to minimize risk of ignition in HFTDs Remote GridWLDFRWire-to-wire contactAggregated | WLDFR | HFTD - Distribution - Tier 2 - 4QU CoRE ¦ 2QU LoRE | Non-Red Flag Warning - Large Fires | Wire-to-wire contact | Aggregated | 2045 | 1.4046e-06 | 522.2177 | 0.00073352 | 2045 | Mitigation | 0.95 | 45 | 0 | esc | 0.00097009 | 1.3626e-09 | 0.00097009 | 1.3626e-09