[120 empty] | 7.3.3.17.5 (Remote Grid) Updates to grid topology to minimize risk of ignition in HFTDs Remote GridWLDFRContact from objectAggregated | WLDFR | HFTD - Distribution - Tier 2 - 5QU CoRE ¦ 3QU LoRE | Non-Red Flag Warning - Large Fires | Contact from object | Aggregated | 2022 | 3.5984e-06 | 467.0501 | 0.0016806 | 2022 | Mitigation | 0.95 | 45 | 0 | esc | 0.00097009 | 3.4908e-09 | 0 | 0
[120 empty] | 7.3.3.17.5 (Remote Grid) Updates to grid topology to minimize risk of ignition in HFTDs Remote GridWLDFRContact from objectAggregated | WLDFR | HFTD - Distribution - Tier 2 - 5QU CoRE ¦ 3QU LoRE | Non-Red Flag Warning - Large Fires | Contact from object | Aggregated | 2023 | 3.5984e-06 | 467.0501 | 0.0016806 | 2023 | Mitigation | 0.95 | 45 | 0 | esc | 0.00097009 | 3.4908e-09 | 0.00097009 | 3.4908e-09
[120 empty] | 7.3.3.17.5 (Remote Grid) Updates to grid topology to minimize risk of ignition in HFTDs Remote GridWLDFRContact from objectAggregated | WLDFR | HFTD - Distribution - Tier 2 - 5QU CoRE ¦ 3QU LoRE | Non-Red Flag Warning - Large Fires | Contact from object | Aggregated | 2024 | 3.5984e-06 | 467.0501 | 0.0016806 | 2024 | Mitigation | 0.95 | 45 | 0 | esc | 0.00097009 | 3.4908e-09 | 0.00097009 | 3.4908e-09
[120 empty] | 7.3.3.17.5 (Remote Grid) Updates to grid topology to minimize risk of ignition in HFTDs Remote GridWLDFRContact from objectAggregated | WLDFR | HFTD - Distribution - Tier 2 - 5QU CoRE ¦ 3QU LoRE | Non-Red Flag Warning - Large Fires | Contact from object | Aggregated | 2025 | 3.5984e-06 | 467.0501 | 0.0016806 | 2025 | Mitigation | 0.95 | 45 | 0 | esc | 0.00097009 | 3.4908e-09 | 0.00097009 | 3.4908e-09
[120 empty] | 7.3.3.17.5 (Remote Grid) Updates to grid topology to minimize risk of ignition in HFTDs Remote GridWLDFRContact from objectAggregated | WLDFR | HFTD - Distribution - Tier 2 - 5QU CoRE ¦ 3QU LoRE | Non-Red Flag Warning - Large Fires | Contact from object | Aggregated | 2026 | 3.5984e-06 | 467.0501 | 0.0016806 | 2026 | Mitigation | 0.95 | 45 | 0 | esc | 0.00097009 | 3.4908e-09 | 0.00097009 | 3.4908e-09
[120 empty] | 7.3.3.17.5 (Remote Grid) Updates to grid topology to minimize risk of ignition in HFTDs Remote GridWLDFRContact from objectAggregated | WLDFR | HFTD - Distribution - Tier 2 - 5QU CoRE ¦ 3QU LoRE | Non-Red Flag Warning - Large Fires | Contact from object | Aggregated | 2027 | 3.5984e-06 | 467.0501 | 0.0016806 | 2027 | Mitigation | 0.95 | 45 | 0 | esc | 0.00097009 | 3.4908e-09 | 0.00097009 | 3.4908e-09
[120 empty] | 7.3.3.17.5 (Remote Grid) Updates to grid topology to minimize risk of ignition in HFTDs Remote GridWLDFRContact from objectAggregated | WLDFR | HFTD - Distribution - Tier 2 - 5QU CoRE ¦ 3QU LoRE | Non-Red Flag Warning - Large Fires | Contact from object | Aggregated | 2028 | 3.5984e-06 | 467.0501 | 0.0016806 | 2028 | Mitigation | 0.95 | 45 | 0 | esc | 0.00097009 | 3.4908e-09 | 0.00097009 | 3.4908e-09
[120 empty] | 7.3.3.17.5 (Remote Grid) Updates to grid topology to minimize risk of ignition in HFTDs Remote GridWLDFRContact from objectAggregated | WLDFR | HFTD - Distribution - Tier 2 - 5QU CoRE ¦ 3QU LoRE | Non-Red Flag Warning - Large Fires | Contact from object | Aggregated | 2029 | 3.5984e-06 | 467.0501 | 0.0016806 | 2029 | Mitigation | 0.95 | 45 | 0 | esc | 0.00097009 | 3.4908e-09 | 0.00097009 | 3.4908e-09
[120 empty] | 7.3.3.17.5 (Remote Grid) Updates to grid topology to minimize risk of ignition in HFTDs Remote GridWLDFRContact from objectAggregated | WLDFR | HFTD - Distribution - Tier 2 - 5QU CoRE ¦ 3QU LoRE | Non-Red Flag Warning - Large Fires | Contact from object | Aggregated | 2030 | 3.5984e-06 | 467.0501 | 0.0016806 | 2030 | Mitigation | 0.95 | 45 | 0 | esc | 0.00097009 | 3.4908e-09 | 0.00097009 | 3.4908e-09
[120 empty] | 7.3.3.17.5 (Remote Grid) Updates to grid topology to minimize risk of ignition in HFTDs Remote GridWLDFRContact from objectAggregated | WLDFR | HFTD - Distribution - Tier 2 - 5QU CoRE ¦ 3QU LoRE | Non-Red Flag Warning - Large Fires | Contact from object | Aggregated | 2031 | 3.5984e-06 | 467.0501 | 0.0016806 | 2031 | Mitigation | 0.95 | 45 | 0 | esc | 0.00097009 | 3.4908e-09 | 0.00097009 | 3.4908e-09
[120 empty] | 7.3.3.17.5 (Remote Grid) Updates to grid topology to minimize risk of ignition in HFTDs Remote GridWLDFRContact from objectAggregated | WLDFR | HFTD - Distribution - Tier 2 - 5QU CoRE ¦ 3QU LoRE | Non-Red Flag Warning - Large Fires | Contact from object | Aggregated | 2032 | 3.5984e-06 | 467.0501 | 0.0016806 | 2032 | Mitigation | 0.95 | 45 | 0 | esc | 0.00097009 | 3.4908e-09 | 0.00097009 | 3.4908e-09
[120 empty] | 7.3.3.17.5 (Remote Grid) Updates to grid topology to minimize risk of ignition in HFTDs Remote GridWLDFRContact from objectAggregated | WLDFR | HFTD - Distribution - Tier 2 - 5QU CoRE ¦ 3QU LoRE | Non-Red Flag Warning - Large Fires | Contact from object | Aggregated | 2033 | 3.5984e-06 | 467.0501 | 0.0016806 | 2033 | Mitigation | 0.95 | 45 | 0 | esc | 0.00097009 | 3.4908e-09 | 0.00097009 | 3.4908e-09
[120 empty] | 7.3.3.17.5 (Remote Grid) Updates to grid topology to minimize risk of ignition in HFTDs Remote GridWLDFRContact from objectAggregated | WLDFR | HFTD - Distribution - Tier 2 - 5QU CoRE ¦ 3QU LoRE | Non-Red Flag Warning - Large Fires | Contact from object | Aggregated | 2034 | 3.5984e-06 | 467.0501 | 0.0016806 | 2034 | Mitigation | 0.95 | 45 | 0 | esc | 0.00097009 | 3.4908e-09 | 0.00097009 | 3.4908e-09
[120 empty] | 7.3.3.17.5 (Remote Grid) Updates to grid topology to minimize risk of ignition in HFTDs Remote GridWLDFRContact from objectAggregated | WLDFR | HFTD - Distribution - Tier 2 - 5QU CoRE ¦ 3QU LoRE | Non-Red Flag Warning - Large Fires | Contact from object | Aggregated | 2035 | 3.5984e-06 | 467.0501 | 0.0016806 | 2035 | Mitigation | 0.95 | 45 | 0 | esc | 0.00097009 | 3.4908e-09 | 0.00097009 | 3.4908e-09
[120 empty] | 7.3.3.17.5 (Remote Grid) Updates to grid topology to minimize risk of ignition in HFTDs Remote GridWLDFRContact from objectAggregated | WLDFR | HFTD - Distribution - Tier 2 - 5QU CoRE ¦ 3QU LoRE | Non-Red Flag Warning - Large Fires | Contact from object | Aggregated | 2036 | 3.5984e-06 | 467.0501 | 0.0016806 | 2036 | Mitigation | 0.95 | 45 | 0 | esc | 0.00097009 | 3.4908e-09 | 0.00097009 | 3.4908e-09
[120 empty] | 7.3.3.17.5 (Remote Grid) Updates to grid topology to minimize risk of ignition in HFTDs Remote GridWLDFRContact from objectAggregated | WLDFR | HFTD - Distribution - Tier 2 - 5QU CoRE ¦ 3QU LoRE | Non-Red Flag Warning - Large Fires | Contact from object | Aggregated | 2037 | 3.5984e-06 | 467.0501 | 0.0016806 | 2037 | Mitigation | 0.95 | 45 | 0 | esc | 0.00097009 | 3.4908e-09 | 0.00097009 | 3.4908e-09
[120 empty] | 7.3.3.17.5 (Remote Grid) Updates to grid topology to minimize risk of ignition in HFTDs Remote GridWLDFRContact from objectAggregated | WLDFR | HFTD - Distribution - Tier 2 - 5QU CoRE ¦ 3QU LoRE | Non-Red Flag Warning - Large Fires | Contact from object | Aggregated | 2038 | 3.5984e-06 | 467.0501 | 0.0016806 | 2038 | Mitigation | 0.95 | 45 | 0 | esc | 0.00097009 | 3.4908e-09 | 0.00097009 | 3.4908e-09
[120 empty] | 7.3.3.17.5 (Remote Grid) Updates to grid topology to minimize risk of ignition in HFTDs Remote GridWLDFRContact from objectAggregated | WLDFR | HFTD - Distribution - Tier 2 - 5QU CoRE ¦ 3QU LoRE | Non-Red Flag Warning - Large Fires | Contact from object | Aggregated | 2039 | 3.5984e-06 | 467.0501 | 0.0016806 | 2039 | Mitigation | 0.95 | 45 | 0 | esc | 0.00097009 | 3.4908e-09 | 0.00097009 | 3.4908e-09
[120 empty] | 7.3.3.17.5 (Remote Grid) Updates to grid topology to minimize risk of ignition in HFTDs Remote GridWLDFRContact from objectAggregated | WLDFR | HFTD - Distribution - Tier 2 - 5QU CoRE ¦ 3QU LoRE | Non-Red Flag Warning - Large Fires | Contact from object | Aggregated | 2040 | 3.5984e-06 | 467.0501 | 0.0016806 | 2040 | Mitigation | 0.95 | 45 | 0 | esc | 0.00097009 | 3.4908e-09 | 0.00097009 | 3.4908e-09
[120 empty] | 7.3.3.17.5 (Remote Grid) Updates to grid topology to minimize risk of ignition in HFTDs Remote GridWLDFRContact from objectAggregated | WLDFR | HFTD - Distribution - Tier 2 - 5QU CoRE ¦ 3QU LoRE | Non-Red Flag Warning - Large Fires | Contact from object | Aggregated | 2041 | 3.5984e-06 | 467.0501 | 0.0016806 | 2041 | Mitigation | 0.95 | 45 | 0 | esc | 0.00097009 | 3.4908e-09 | 0.00097009 | 3.4908e-09
[120 empty] | 7.3.3.17.5 (Remote Grid) Updates to grid topology to minimize risk of ignition in HFTDs Remote GridWLDFRContact from objectAggregated | WLDFR | HFTD - Distribution - Tier 2 - 5QU CoRE ¦ 3QU LoRE | Non-Red Flag Warning - Large Fires | Contact from object | Aggregated | 2042 | 3.5984e-06 | 467.0501 | 0.0016806 | 2042 | Mitigation | 0.95 | 45 | 0 | esc | 0.00097009 | 3.4908e-09 | 0.00097009 | 3.4908e-09
[120 empty] | 7.3.3.17.5 (Remote Grid) Updates to grid topology to minimize risk of ignition in HFTDs Remote GridWLDFRContact from objectAggregated | WLDFR | HFTD - Distribution - Tier 2 - 5QU CoRE ¦ 3QU LoRE | Non-Red Flag Warning - Large Fires | Contact from object | Aggregated | 2043 | 3.5984e-06 | 467.0501 | 0.0016806 | 2043 | Mitigation | 0.95 | 45 | 0 | esc | 0.00097009 | 3.4908e-09 | 0.00097009 | 3.4908e-09
[120 empty] | 7.3.3.17.5 (Remote Grid) Updates to grid topology to minimize risk of ignition in HFTDs Remote GridWLDFRContact from objectAggregated | WLDFR | HFTD - Distribution - Tier 2 - 5QU CoRE ¦ 3QU LoRE | Non-Red Flag Warning - Large Fires | Contact from object | Aggregated | 2044 | 3.5984e-06 | 467.0501 | 0.0016806 | 2044 | Mitigation | 0.95 | 45 | 0 | esc | 0.00097009 | 3.4908e-09 | 0.00097009 | 3.4908e-09
[120 empty] | 7.3.3.17.5 (Remote Grid) Updates to grid topology to minimize risk of ignition in HFTDs Remote GridWLDFRContact from objectAggregated | WLDFR | HFTD - Distribution - Tier 2 - 5QU CoRE ¦ 3QU LoRE | Non-Red Flag Warning - Large Fires | Contact from object | Aggregated | 2045 | 3.5984e-06 | 467.0501 | 0.0016806 | 2045 | Mitigation | 0.95 | 45 | 0 | esc | 0.00097009 | 3.4908e-09 | 0.00097009 | 3.4908e-09
[120 empty] | 7.3.3.17.5 (Remote Grid) Updates to grid topology to minimize risk of ignition in HFTDs Remote GridWLDFRContact from objectAggregated | WLDFR | HFTD - Distribution - Tier 2 - 5QU CoRE ¦ 3QU LoRE | Non-Red Flag Warning - Large Fires | Contact from object | Aggregated | 2046 | 3.5984e-06 | 467.0501 | 0.0016806 | 2046 | Mitigation | 0.95 | 45 | 0 | esc | 0.00097009 | 3.4908e-09 | 0.00097009 | 3.4908e-09
[120 empty] | 7.3.3.17.5 (Remote Grid) Updates to grid topology to minimize risk of ignition in HFTDs Remote GridWLDFRContact from objectAggregated | WLDFR | HFTD - Distribution - Tier 2 - 5QU CoRE ¦ 3QU LoRE | Non-Red Flag Warning - Large Fires | Contact from object | Aggregated | 2047 | 3.5984e-06 | 467.0501 | 0.0016806 | 2047 | Mitigation | 0.95 | 45 | 0 | esc | 0.00097009 | 3.4908e-09 | 0.00097009 | 3.4908e-09
[120 empty] | 7.3.3.17.5 (Remote Grid) Updates to grid topology to minimize risk of ignition in HFTDs Remote GridWLDFRContact from objectAggregated | WLDFR | HFTD - Distribution - Tier 2 - 5QU CoRE ¦ 3QU LoRE | Non-Red Flag Warning - Large Fires | Contact from object | Aggregated | 2048 | 3.5984e-06 | 467.0501 | 0.0016806 | 2048 | Mitigation | 0.95 | 45 | 0 | esc | 0.00097009 | 3.4908e-09 | 0.00097009 | 3.4908e-09
[120 empty] | 7.3.3.17.5 (Remote Grid) Updates to grid topology to minimize risk of ignition in HFTDs Remote GridWLDFRContact from objectAggregated | WLDFR | HFTD - Distribution - Tier 2 - 5QU CoRE ¦ 3QU LoRE | Non-Red Flag Warning - Large Fires | Contact from object | Aggregated | 2049 | 3.5984e-06 | 467.0501 | 0.0016806 | 2049 | Mitigation | 0.95 | 45 | 0 | esc | 0.00097009 | 3.4908e-09 | 0.00097009 | 3.4908e-09
[120 empty] | 7.3.3.17.5 (Remote Grid) Updates to grid topology to minimize risk of ignition in HFTDs Remote GridWLDFRContact from objectAggregated | WLDFR | HFTD - Distribution - Tier 2 - 5QU CoRE ¦ 3QU LoRE | Non-Red Flag Warning - Large Fires | Contact from object | Aggregated | 2050 | 3.5984e-06 | 467.0501 | 0.0016806 | 2050 | Mitigation | 0.95 | 45 | 0 | esc | 0.00097009 | 3.4908e-09 | 0.00097009 | 3.4908e-09
[120 empty] | 7.3.3.17.5 (Remote Grid) Updates to grid topology to minimize risk of ignition in HFTDs Remote GridWLDFRContact from objectAggregated | WLDFR | HFTD - Distribution - Tier 2 - 5QU CoRE ¦ 3QU LoRE | Non-Red Flag Warning - Large Fires | Contact from object | Aggregated | 2051 | 3.5984e-06 | 467.0501 | 0.0016806 | 2051 | Mitigation | 0.95 | 45 | 0 | esc | 0.00097009 | 3.4908e-09 | 0.00097009 | 3.4908e-09
[120 empty] | 7.3.3.17.5 (Remote Grid) Updates to grid topology to minimize risk of ignition in HFTDs Remote GridWLDFRContact from objectAggregated | WLDFR | HFTD - Distribution - Tier 2 - 5QU CoRE ¦ 3QU LoRE | Non-Red Flag Warning - Large Fires | Contact from object | Aggregated | 2052 | 3.5984e-06 | 467.0501 | 0.0016806 | 2052 | Mitigation | 0.95 | 45 | 0 | esc | 0.00097009 | 3.4908e-09 | 0.00097009 | 3.4908e-09
[120 empty] | 7.3.3.17.5 (Remote Grid) Updates to grid topology to minimize risk of ignition in HFTDs Remote GridWLDFRContact from objectAggregated | WLDFR | HFTD - Distribution - Tier 2 - 5QU CoRE ¦ 3QU LoRE | Non-Red Flag Warning - Large Fires | Contact from object | Aggregated | 2053 | 3.5984e-06 | 467.0501 | 0.0016806 | 2053 | Mitigation | 0.95 | 45 | 0 | esc | 0.00097009 | 3.4908e-09 | 0.00097009 | 3.4908e-09
[120 empty] | 7.3.3.17.5 (Remote Grid) Updates to grid topology to minimize risk of ignition in HFTDs Remote GridWLDFRContact from objectAggregated | WLDFR | HFTD - Distribution - Tier 2 - 5QU CoRE ¦ 3QU LoRE | Non-Red Flag Warning - Large Fires | Contact from object | Aggregated | 2054 | 3.5984e-06 | 467.0501 | 0.0016806 | 2054 | Mitigation | 0.95 | 45 | 0 | esc | 0.00097009 | 3.4908e-09 | 0.00097009 | 3.4908e-09
[120 empty] | 7.3.3.17.5 (Remote Grid) Updates to grid topology to minimize risk of ignition in HFTDs Remote GridWLDFRContact from objectAggregated | WLDFR | HFTD - Distribution - Tier 2 - 5QU CoRE ¦ 3QU LoRE | Non-Red Flag Warning - Large Fires | Contact from object | Aggregated | 2055 | 3.5984e-06 | 467.0501 | 0.0016806 | 2055 | Mitigation | 0.95 | 45 | 0 | esc | 0.00097009 | 3.4908e-09 | 0.00097009 | 3.4908e-09
[120 empty] | 7.3.3.17.5 (Remote Grid) Updates to grid topology to minimize risk of ignition in HFTDs Remote GridWLDFRContact from objectAggregated | WLDFR | HFTD - Distribution - Tier 2 - 5QU CoRE ¦ 3QU LoRE | Non-Red Flag Warning - Large Fires | Contact from object | Aggregated | 2056 | 3.5984e-06 | 467.0501 | 0.0016806 | 2056 | Mitigation | 0.95 | 45 | 0 | esc | 0.00097009 | 3.4908e-09 | 0.00097009 | 3.4908e-09
[120 empty] | 7.3.3.17.5 (Remote Grid) Updates to grid topology to minimize risk of ignition in HFTDs Remote GridWLDFRContact from objectAggregated | WLDFR | HFTD - Distribution - Tier 2 - 5QU CoRE ¦ 3QU LoRE | Non-Red Flag Warning - Large Fires | Contact from object | Aggregated | 2057 | 3.5984e-06 | 467.0501 | 0.0016806 | 2057 | Mitigation | 0.95 | 45 | 0 | esc | 0.00097009 | 3.4908e-09 | 0.00097009 | 3.4908e-09
[120 empty] | 7.3.3.17.5 (Remote Grid) Updates to grid topology to minimize risk of ignition in HFTDs Remote GridWLDFRContact from objectAggregated | WLDFR | HFTD - Distribution - Tier 2 - 5QU CoRE ¦ 3QU LoRE | Non-Red Flag Warning - Large Fires | Contact from object | Aggregated | 2058 | 3.5984e-06 | 467.0501 | 0.0016806 | 2058 | Mitigation | 0.95 | 45 | 0 | esc | 0.00097009 | 3.4908e-09 | 0.00097009 | 3.4908e-09
[120 empty] | 7.3.3.17.5 (Remote Grid) Updates to grid topology to minimize risk of ignition in HFTDs Remote GridWLDFRContact from objectAggregated | WLDFR | HFTD - Distribution - Tier 2 - 5QU CoRE ¦ 3QU LoRE | Non-Red Flag Warning - Large Fires | Contact from object | Aggregated | 2059 | 3.5984e-06 | 467.0501 | 0.0016806 | 2059 | Mitigation | 0.95 | 45 | 0 | esc | 0.00097009 | 3.4908e-09 | 0.00097009 | 3.4908e-09
[120 empty] | 7.3.3.17.5 (Remote Grid) Updates to grid topology to minimize risk of ignition in HFTDs Remote GridWLDFRContact from objectAggregated | WLDFR | HFTD - Distribution - Tier 2 - 5QU CoRE ¦ 3QU LoRE | Non-Red Flag Warning - Large Fires | Contact from object | Aggregated | 2060 | 3.5984e-06 | 467.0501 | 0.0016806 | 2060 | Mitigation | 0.95 | 45 | 0 | esc | 0.00097009 | 3.4908e-09 | 0.00097009 | 3.4908e-09
[120 empty] | 7.3.3.17.5 (Remote Grid) Updates to grid topology to minimize risk of ignition in HFTDs Remote GridWLDFRContact from objectAggregated | WLDFR | HFTD - Distribution - Tier 2 - 5QU CoRE ¦ 3QU LoRE | Non-Red Flag Warning - Large Fires | Contact from object | Aggregated | 2061 | 3.5984e-06 | 467.0501 | 0.0016806 | 2061 | Mitigation | 0.95 | 45 | 0 | esc | 0.00097009 | 3.4908e-09 | 0.00097009 | 3.4908e-09
[120 empty] | 7.3.3.17.5 (Remote Grid) Updates to grid topology to minimize risk of ignition in HFTDs Remote GridWLDFRContact from objectAggregated | WLDFR | HFTD - Distribution - Tier 2 - 5QU CoRE ¦ 3QU LoRE | Non-Red Flag Warning - Large Fires | Contact from object | Aggregated | 2062 | 3.5984e-06 | 467.0501 | 0.0016806 | 2062 | Mitigation | 0.95 | 45 | 0 | esc | 0.00097009 | 3.4908e-09 | 0.00097009 | 3.4908e-09
[120 empty] | 7.3.3.17.5 (Remote Grid) Updates to grid topology to minimize risk of ignition in HFTDs Remote GridWLDFRContact from objectAggregated | WLDFR | HFTD - Distribution - Tier 2 - 5QU CoRE ¦ 3QU LoRE | Non-Red Flag Warning - Large Fires | Contact from object | Aggregated | 2063 | 3.5984e-06 | 467.0501 | 0.0016806 | 2063 | Mitigation | 0.95 | 45 | 0 | esc | 0.00097009 | 3.4908e-09 | 0.00097009 | 3.4908e-09
[120 empty] | 7.3.3.17.5 (Remote Grid) Updates to grid topology to minimize risk of ignition in HFTDs Remote GridWLDFRContact from objectAggregated | WLDFR | HFTD - Distribution - Tier 2 - 5QU CoRE ¦ 3QU LoRE | Non-Red Flag Warning - Large Fires | Contact from object | Aggregated | 2064 | 3.5984e-06 | 467.0501 | 0.0016806 | 2064 | Mitigation | 0.95 | 45 | 0 | esc | 0.00097009 | 3.4908e-09 | 0.00097009 | 3.4908e-09
[120 empty] | 7.3.3.17.5 (Remote Grid) Updates to grid topology to minimize risk of ignition in HFTDs Remote GridWLDFRContact from objectAggregated | WLDFR | HFTD - Distribution - Tier 2 - 5QU CoRE ¦ 3QU LoRE | Non-Red Flag Warning - Large Fires | Contact from object | Aggregated | 2065 | 3.5984e-06 | 467.0501 | 0.0016806 | 2065 | Mitigation | 0.95 | 45 | 0 | esc | 0.00097009 | 3.4908e-09 | 0.00097009 | 3.4908e-09
[120 empty] | 7.3.3.17.5 (Remote Grid) Updates to grid topology to minimize risk of ignition in HFTDs Remote GridWLDFRContact from objectAggregated | WLDFR | HFTD - Distribution - Tier 2 - 5QU CoRE ¦ 3QU LoRE | Non-Red Flag Warning - Large Fires | Contact from object | Aggregated | 2066 | 3.5984e-06 | 467.0501 | 0.0016806 | 2066 | Mitigation | 0.95 | 45 | 0 | esc | 0.00097009 | 3.4908e-09 | 0.00097009 | 3.4908e-09
[120 empty] | 7.3.3.17.5 (Remote Grid) Updates to grid topology to minimize risk of ignition in HFTDs Remote GridWLDFRContact from objectAggregated | WLDFR | HFTD - Distribution - Tier 2 - 5QU CoRE ¦ 3QU LoRE | Non-Red Flag Warning - Large Fires | Contact from object | Aggregated | 2067 | 3.5984e-06 | 467.0501 | 0.0016806 | 2067 | Mitigation | 0.95 | 45 | 0 | esc | 0 | 0 | 0.00097009 | 3.4908e-09
[120 empty] | 7.3.3.17.5 (Remote Grid) Updates to grid topology to minimize risk of ignition in HFTDs Remote GridWLDFRContaminationAggregated | WLDFR | HFTD - Distribution - Tier 2 - 5QU CoRE ¦ 3QU LoRE | Non-Red Flag Warning - Large Fires | Contamination | Aggregated | 2022 | 9.3606e-08 | 467.0501 | 4.3719e-05 | 2022 | Mitigation | 0.95 | 45 | 0 | esc | 0.00097009 | 9.0806e-11 | 0 | 0
[120 empty] | 7.3.3.17.5 (Remote Grid) Updates to grid topology to minimize risk of ignition in HFTDs Remote GridWLDFRContaminationAggregated | WLDFR | HFTD - Distribution - Tier 2 - 5QU CoRE ¦ 3QU LoRE | Non-Red Flag Warning - Large Fires | Contamination | Aggregated | 2023 | 9.3606e-08 | 467.0501 | 4.3719e-05 | 2023 | Mitigation | 0.95 | 45 | 0 | esc | 0.00097009 | 9.0806e-11 | 0.00097009 | 9.0806e-11
[120 empty] | 7.3.3.17.5 (Remote Grid) Updates to grid topology to minimize risk of ignition in HFTDs Remote GridWLDFRContaminationAggregated | WLDFR | HFTD - Distribution - Tier 2 - 5QU CoRE ¦ 3QU LoRE | Non-Red Flag Warning - Large Fires | Contamination | Aggregated | 2024 | 9.3606e-08 | 467.0501 | 4.3719e-05 | 2024 | Mitigation | 0.95 | 45 | 0 | esc | 0.00097009 | 9.0806e-11 | 0.00097009 | 9.0806e-11
[120 empty] | 7.3.3.17.5 (Remote Grid) Updates to grid topology to minimize risk of ignition in HFTDs Remote GridWLDFRContaminationAggregated | WLDFR | HFTD - Distribution - Tier 2 - 5QU CoRE ¦ 3QU LoRE | Non-Red Flag Warning - Large Fires | Contamination | Aggregated | 2025 | 9.3606e-08 | 467.0501 | 4.3719e-05 | 2025 | Mitigation | 0.95 | 45 | 0 | esc | 0.00097009 | 9.0806e-11 | 0.00097009 | 9.0806e-11
[120 empty] | 7.3.3.17.5 (Remote Grid) Updates to grid topology to minimize risk of ignition in HFTDs Remote GridWLDFRContaminationAggregated | WLDFR | HFTD - Distribution - Tier 2 - 5QU CoRE ¦ 3QU LoRE | Non-Red Flag Warning - Large Fires | Contamination | Aggregated | 2026 | 9.3606e-08 | 467.0501 | 4.3719e-05 | 2026 | Mitigation | 0.95 | 45 | 0 | esc | 0.00097009 | 9.0806e-11 | 0.00097009 | 9.0806e-11
[120 empty] | 7.3.3.17.5 (Remote Grid) Updates to grid topology to minimize risk of ignition in HFTDs Remote GridWLDFRContaminationAggregated | WLDFR | HFTD - Distribution - Tier 2 - 5QU CoRE ¦ 3QU LoRE | Non-Red Flag Warning - Large Fires | Contamination | Aggregated | 2027 | 9.3606e-08 | 467.0501 | 4.3719e-05 | 2027 | Mitigation | 0.95 | 45 | 0 | esc | 0.00097009 | 9.0806e-11 | 0.00097009 | 9.0806e-11
[120 empty] | 7.3.3.17.5 (Remote Grid) Updates to grid topology to minimize risk of ignition in HFTDs Remote GridWLDFRContaminationAggregated | WLDFR | HFTD - Distribution - Tier 2 - 5QU CoRE ¦ 3QU LoRE | Non-Red Flag Warning - Large Fires | Contamination | Aggregated | 2028 | 9.3606e-08 | 467.0501 | 4.3719e-05 | 2028 | Mitigation | 0.95 | 45 | 0 | esc | 0.00097009 | 9.0806e-11 | 0.00097009 | 9.0806e-11
[120 empty] | 7.3.3.17.5 (Remote Grid) Updates to grid topology to minimize risk of ignition in HFTDs Remote GridWLDFRContaminationAggregated | WLDFR | HFTD - Distribution - Tier 2 - 5QU CoRE ¦ 3QU LoRE | Non-Red Flag Warning - Large Fires | Contamination | Aggregated | 2029 | 9.3606e-08 | 467.0501 | 4.3719e-05 | 2029 | Mitigation | 0.95 | 45 | 0 | esc | 0.00097009 | 9.0806e-11 | 0.00097009 | 9.0806e-11
[120 empty] | 7.3.3.17.5 (Remote Grid) Updates to grid topology to minimize risk of ignition in HFTDs Remote GridWLDFRContaminationAggregated | WLDFR | HFTD - Distribution - Tier 2 - 5QU CoRE ¦ 3QU LoRE | Non-Red Flag Warning - Large Fires | Contamination | Aggregated | 2030 | 9.3606e-08 | 467.0501 | 4.3719e-05 | 2030 | Mitigation | 0.95 | 45 | 0 | esc | 0.00097009 | 9.0806e-11 | 0.00097009 | 9.0806e-11
[120 empty] | 7.3.3.17.5 (Remote Grid) Updates to grid topology to minimize risk of ignition in HFTDs Remote GridWLDFRContaminationAggregated | WLDFR | HFTD - Distribution - Tier 2 - 5QU CoRE ¦ 3QU LoRE | Non-Red Flag Warning - Large Fires | Contamination | Aggregated | 2031 | 9.3606e-08 | 467.0501 | 4.3719e-05 | 2031 | Mitigation | 0.95 | 45 | 0 | esc | 0.00097009 | 9.0806e-11 | 0.00097009 | 9.0806e-11
[120 empty] | 7.3.3.17.5 (Remote Grid) Updates to grid topology to minimize risk of ignition in HFTDs Remote GridWLDFRContaminationAggregated | WLDFR | HFTD - Distribution - Tier 2 - 5QU CoRE ¦ 3QU LoRE | Non-Red Flag Warning - Large Fires | Contamination | Aggregated | 2032 | 9.3606e-08 | 467.0501 | 4.3719e-05 | 2032 | Mitigation | 0.95 | 45 | 0 | esc | 0.00097009 | 9.0806e-11 | 0.00097009 | 9.0806e-11
[120 empty] | 7.3.3.17.5 (Remote Grid) Updates to grid topology to minimize risk of ignition in HFTDs Remote GridWLDFRContaminationAggregated | WLDFR | HFTD - Distribution - Tier 2 - 5QU CoRE ¦ 3QU LoRE | Non-Red Flag Warning - Large Fires | Contamination | Aggregated | 2033 | 9.3606e-08 | 467.0501 | 4.3719e-05 | 2033 | Mitigation | 0.95 | 45 | 0 | esc | 0.00097009 | 9.0806e-11 | 0.00097009 | 9.0806e-11
[120 empty] | 7.3.3.17.5 (Remote Grid) Updates to grid topology to minimize risk of ignition in HFTDs Remote GridWLDFRContaminationAggregated | WLDFR | HFTD - Distribution - Tier 2 - 5QU CoRE ¦ 3QU LoRE | Non-Red Flag Warning - Large Fires | Contamination | Aggregated | 2034 | 9.3606e-08 | 467.0501 | 4.3719e-05 | 2034 | Mitigation | 0.95 | 45 | 0 | esc | 0.00097009 | 9.0806e-11 | 0.00097009 | 9.0806e-11
[120 empty] | 7.3.3.17.5 (Remote Grid) Updates to grid topology to minimize risk of ignition in HFTDs Remote GridWLDFRContaminationAggregated | WLDFR | HFTD - Distribution - Tier 2 - 5QU CoRE ¦ 3QU LoRE | Non-Red Flag Warning - Large Fires | Contamination | Aggregated | 2035 | 9.3606e-08 | 467.0501 | 4.3719e-05 | 2035 | Mitigation | 0.95 | 45 | 0 | esc | 0.00097009 | 9.0806e-11 | 0.00097009 | 9.0806e-11
[120 empty] | 7.3.3.17.5 (Remote Grid) Updates to grid topology to minimize risk of ignition in HFTDs Remote GridWLDFRContaminationAggregated | WLDFR | HFTD - Distribution - Tier 2 - 5QU CoRE ¦ 3QU LoRE | Non-Red Flag Warning - Large Fires | Contamination | Aggregated | 2036 | 9.3606e-08 | 467.0501 | 4.3719e-05 | 2036 | Mitigation | 0.95 | 45 | 0 | esc | 0.00097009 | 9.0806e-11 | 0.00097009 | 9.0806e-11
[120 empty] | 7.3.3.17.5 (Remote Grid) Updates to grid topology to minimize risk of ignition in HFTDs Remote GridWLDFRContaminationAggregated | WLDFR | HFTD - Distribution - Tier 2 - 5QU CoRE ¦ 3QU LoRE | Non-Red Flag Warning - Large Fires | Contamination | Aggregated | 2037 | 9.3606e-08 | 467.0501 | 4.3719e-05 | 2037 | Mitigation | 0.95 | 45 | 0 | esc | 0.00097009 | 9.0806e-11 | 0.00097009 | 9.0806e-11
[120 empty] | 7.3.3.17.5 (Remote Grid) Updates to grid topology to minimize risk of ignition in HFTDs Remote GridWLDFRContaminationAggregated | WLDFR | HFTD - Distribution - Tier 2 - 5QU CoRE ¦ 3QU LoRE | Non-Red Flag Warning - Large Fires | Contamination | Aggregated | 2038 | 9.3606e-08 | 467.0501 | 4.3719e-05 | 2038 | Mitigation | 0.95 | 45 | 0 | esc | 0.00097009 | 9.0806e-11 | 0.00097009 | 9.0806e-11
[120 empty] | 7.3.3.17.5 (Remote Grid) Updates to grid topology to minimize risk of ignition in HFTDs Remote GridWLDFRContaminationAggregated | WLDFR | HFTD - Distribution - Tier 2 - 5QU CoRE ¦ 3QU LoRE | Non-Red Flag Warning - Large Fires | Contamination | Aggregated | 2039 | 9.3606e-08 | 467.0501 | 4.3719e-05 | 2039 | Mitigation | 0.95 | 45 | 0 | esc | 0.00097009 | 9.0806e-11 | 0.00097009 | 9.0806e-11
[120 empty] | 7.3.3.17.5 (Remote Grid) Updates to grid topology to minimize risk of ignition in HFTDs Remote GridWLDFRContaminationAggregated | WLDFR | HFTD - Distribution - Tier 2 - 5QU CoRE ¦ 3QU LoRE | Non-Red Flag Warning - Large Fires | Contamination | Aggregated | 2040 | 9.3606e-08 | 467.0501 | 4.3719e-05 | 2040 | Mitigation | 0.95 | 45 | 0 | esc | 0.00097009 | 9.0806e-11 | 0.00097009 | 9.0806e-11
[120 empty] | 7.3.3.17.5 (Remote Grid) Updates to grid topology to minimize risk of ignition in HFTDs Remote GridWLDFRContaminationAggregated | WLDFR | HFTD - Distribution - Tier 2 - 5QU CoRE ¦ 3QU LoRE | Non-Red Flag Warning - Large Fires | Contamination | Aggregated | 2041 | 9.3606e-08 | 467.0501 | 4.3719e-05 | 2041 | Mitigation | 0.95 | 45 | 0 | esc | 0.00097009 | 9.0806e-11 | 0.00097009 | 9.0806e-11
[120 empty] | 7.3.3.17.5 (Remote Grid) Updates to grid topology to minimize risk of ignition in HFTDs Remote GridWLDFRContaminationAggregated | WLDFR | HFTD - Distribution - Tier 2 - 5QU CoRE ¦ 3QU LoRE | Non-Red Flag Warning - Large Fires | Contamination | Aggregated | 2042 | 9.3606e-08 | 467.0501 | 4.3719e-05 | 2042 | Mitigation | 0.95 | 45 | 0 | esc | 0.00097009 | 9.0806e-11 | 0.00097009 | 9.0806e-11
[120 empty] | 7.3.3.17.5 (Remote Grid) Updates to grid topology to minimize risk of ignition in HFTDs Remote GridWLDFRContaminationAggregated | WLDFR | HFTD - Distribution - Tier 2 - 5QU CoRE ¦ 3QU LoRE | Non-Red Flag Warning - Large Fires | Contamination | Aggregated | 2043 | 9.3606e-08 | 467.0501 | 4.3719e-05 | 2043 | Mitigation | 0.95 | 45 | 0 | esc | 0.00097009 | 9.0806e-11 | 0.00097009 | 9.0806e-11
[120 empty] | 7.3.3.17.5 (Remote Grid) Updates to grid topology to minimize risk of ignition in HFTDs Remote GridWLDFRContaminationAggregated | WLDFR | HFTD - Distribution - Tier 2 - 5QU CoRE ¦ 3QU LoRE | Non-Red Flag Warning - Large Fires | Contamination | Aggregated | 2044 | 9.3606e-08 | 467.0501 | 4.3719e-05 | 2044 | Mitigation | 0.95 | 45 | 0 | esc | 0.00097009 | 9.0806e-11 | 0.00097009 | 9.0806e-11
[120 empty] | 7.3.3.17.5 (Remote Grid) Updates to grid topology to minimize risk of ignition in HFTDs Remote GridWLDFRContaminationAggregated | WLDFR | HFTD - Distribution - Tier 2 - 5QU CoRE ¦ 3QU LoRE | Non-Red Flag Warning - Large Fires | Contamination | Aggregated | 2045 | 9.3606e-08 | 467.0501 | 4.3719e-05 | 2045 | Mitigation | 0.95 | 45 | 0 | esc | 0.00097009 | 9.0806e-11 | 0.00097009 | 9.0806e-11
[120 empty] | 7.3.3.17.5 (Remote Grid) Updates to grid topology to minimize risk of ignition in HFTDs Remote GridWLDFRContaminationAggregated | WLDFR | HFTD - Distribution - Tier 2 - 5QU CoRE ¦ 3QU LoRE | Non-Red Flag Warning - Large Fires | Contamination | Aggregated | 2046 | 9.3606e-08 | 467.0501 | 4.3719e-05 | 2046 | Mitigation | 0.95 | 45 | 0 | esc | 0.00097009 | 9.0806e-11 | 0.00097009 | 9.0806e-11
[120 empty] | 7.3.3.17.5 (Remote Grid) Updates to grid topology to minimize risk of ignition in HFTDs Remote GridWLDFRContaminationAggregated | WLDFR | HFTD - Distribution - Tier 2 - 5QU CoRE ¦ 3QU LoRE | Non-Red Flag Warning - Large Fires | Contamination | Aggregated | 2047 | 9.3606e-08 | 467.0501 | 4.3719e-05 | 2047 | Mitigation | 0.95 | 45 | 0 | esc | 0.00097009 | 9.0806e-11 | 0.00097009 | 9.0806e-11
[120 empty] | 7.3.3.17.5 (Remote Grid) Updates to grid topology to minimize risk of ignition in HFTDs Remote GridWLDFRContaminationAggregated | WLDFR | HFTD - Distribution - Tier 2 - 5QU CoRE ¦ 3QU LoRE | Non-Red Flag Warning - Large Fires | Contamination | Aggregated | 2048 | 9.3606e-08 | 467.0501 | 4.3719e-05 | 2048 | Mitigation | 0.95 | 45 | 0 | esc | 0.00097009 | 9.0806e-11 | 0.00097009 | 9.0806e-11
[120 empty] | 7.3.3.17.5 (Remote Grid) Updates to grid topology to minimize risk of ignition in HFTDs Remote GridWLDFRContaminationAggregated | WLDFR | HFTD - Distribution - Tier 2 - 5QU CoRE ¦ 3QU LoRE | Non-Red Flag Warning - Large Fires | Contamination | Aggregated | 2049 | 9.3606e-08 | 467.0501 | 4.3719e-05 | 2049 | Mitigation | 0.95 | 45 | 0 | esc | 0.00097009 | 9.0806e-11 | 0.00097009 | 9.0806e-11
[120 empty] | 7.3.3.17.5 (Remote Grid) Updates to grid topology to minimize risk of ignition in HFTDs Remote GridWLDFRContaminationAggregated | WLDFR | HFTD - Distribution - Tier 2 - 5QU CoRE ¦ 3QU LoRE | Non-Red Flag Warning - Large Fires | Contamination | Aggregated | 2050 | 9.3606e-08 | 467.0501 | 4.3719e-05 | 2050 | Mitigation | 0.95 | 45 | 0 | esc | 0.00097009 | 9.0806e-11 | 0.00097009 | 9.0806e-11
[120 empty] | 7.3.3.17.5 (Remote Grid) Updates to grid topology to minimize risk of ignition in HFTDs Remote GridWLDFRContaminationAggregated | WLDFR | HFTD - Distribution - Tier 2 - 5QU CoRE ¦ 3QU LoRE | Non-Red Flag Warning - Large Fires | Contamination | Aggregated | 2051 | 9.3606e-08 | 467.0501 | 4.3719e-05 | 2051 | Mitigation | 0.95 | 45 | 0 | esc | 0.00097009 | 9.0806e-11 | 0.00097009 | 9.0806e-11
[120 empty] | 7.3.3.17.5 (Remote Grid) Updates to grid topology to minimize risk of ignition in HFTDs Remote GridWLDFRContaminationAggregated | WLDFR | HFTD - Distribution - Tier 2 - 5QU CoRE ¦ 3QU LoRE | Non-Red Flag Warning - Large Fires | Contamination | Aggregated | 2052 | 9.3606e-08 | 467.0501 | 4.3719e-05 | 2052 | Mitigation | 0.95 | 45 | 0 | esc | 0.00097009 | 9.0806e-11 | 0.00097009 | 9.0806e-11
[120 empty] | 7.3.3.17.5 (Remote Grid) Updates to grid topology to minimize risk of ignition in HFTDs Remote GridWLDFRContaminationAggregated | WLDFR | HFTD - Distribution - Tier 2 - 5QU CoRE ¦ 3QU LoRE | Non-Red Flag Warning - Large Fires | Contamination | Aggregated | 2053 | 9.3606e-08 | 467.0501 | 4.3719e-05 | 2053 | Mitigation | 0.95 | 45 | 0 | esc | 0.00097009 | 9.0806e-11 | 0.00097009 | 9.0806e-11
[120 empty] | 7.3.3.17.5 (Remote Grid) Updates to grid topology to minimize risk of ignition in HFTDs Remote GridWLDFRContaminationAggregated | WLDFR | HFTD - Distribution - Tier 2 - 5QU CoRE ¦ 3QU LoRE | Non-Red Flag Warning - Large Fires | Contamination | Aggregated | 2054 | 9.3606e-08 | 467.0501 | 4.3719e-05 | 2054 | Mitigation | 0.95 | 45 | 0 | esc | 0.00097009 | 9.0806e-11 | 0.00097009 | 9.0806e-11
[120 empty] | 7.3.3.17.5 (Remote Grid) Updates to grid topology to minimize risk of ignition in HFTDs Remote GridWLDFRContaminationAggregated | WLDFR | HFTD - Distribution - Tier 2 - 5QU CoRE ¦ 3QU LoRE | Non-Red Flag Warning - Large Fires | Contamination | Aggregated | 2055 | 9.3606e-08 | 467.0501 | 4.3719e-05 | 2055 | Mitigation | 0.95 | 45 | 0 | esc | 0.00097009 | 9.0806e-11 | 0.00097009 | 9.0806e-11
[120 empty] | 7.3.3.17.5 (Remote Grid) Updates to grid topology to minimize risk of ignition in HFTDs Remote GridWLDFRContaminationAggregated | WLDFR | HFTD - Distribution - Tier 2 - 5QU CoRE ¦ 3QU LoRE | Non-Red Flag Warning - Large Fires | Contamination | Aggregated | 2056 | 9.3606e-08 | 467.0501 | 4.3719e-05 | 2056 | Mitigation | 0.95 | 45 | 0 | esc | 0.00097009 | 9.0806e-11 | 0.00097009 | 9.0806e-11
[120 empty] | 7.3.3.17.5 (Remote Grid) Updates to grid topology to minimize risk of ignition in HFTDs Remote GridWLDFRContaminationAggregated | WLDFR | HFTD - Distribution - Tier 2 - 5QU CoRE ¦ 3QU LoRE | Non-Red Flag Warning - Large Fires | Contamination | Aggregated | 2057 | 9.3606e-08 | 467.0501 | 4.3719e-05 | 2057 | Mitigation | 0.95 | 45 | 0 | esc | 0.00097009 | 9.0806e-11 | 0.00097009 | 9.0806e-11
[120 empty] | 7.3.3.17.5 (Remote Grid) Updates to grid topology to minimize risk of ignition in HFTDs Remote GridWLDFRContaminationAggregated | WLDFR | HFTD - Distribution - Tier 2 - 5QU CoRE ¦ 3QU LoRE | Non-Red Flag Warning - Large Fires | Contamination | Aggregated | 2058 | 9.3606e-08 | 467.0501 | 4.3719e-05 | 2058 | Mitigation | 0.95 | 45 | 0 | esc | 0.00097009 | 9.0806e-11 | 0.00097009 | 9.0806e-11
[120 empty] | 7.3.3.17.5 (Remote Grid) Updates to grid topology to minimize risk of ignition in HFTDs Remote GridWLDFRContaminationAggregated | WLDFR | HFTD - Distribution - Tier 2 - 5QU CoRE ¦ 3QU LoRE | Non-Red Flag Warning - Large Fires | Contamination | Aggregated | 2059 | 9.3606e-08 | 467.0501 | 4.3719e-05 | 2059 | Mitigation | 0.95 | 45 | 0 | esc | 0.00097009 | 9.0806e-11 | 0.00097009 | 9.0806e-11
[120 empty] | 7.3.3.17.5 (Remote Grid) Updates to grid topology to minimize risk of ignition in HFTDs Remote GridWLDFRContaminationAggregated | WLDFR | HFTD - Distribution - Tier 2 - 5QU CoRE ¦ 3QU LoRE | Non-Red Flag Warning - Large Fires | Contamination | Aggregated | 2060 | 9.3606e-08 | 467.0501 | 4.3719e-05 | 2060 | Mitigation | 0.95 | 45 | 0 | esc | 0.00097009 | 9.0806e-11 | 0.00097009 | 9.0806e-11
[120 empty] | 7.3.3.17.5 (Remote Grid) Updates to grid topology to minimize risk of ignition in HFTDs Remote GridWLDFRContaminationAggregated | WLDFR | HFTD - Distribution - Tier 2 - 5QU CoRE ¦ 3QU LoRE | Non-Red Flag Warning - Large Fires | Contamination | Aggregated | 2061 | 9.3606e-08 | 467.0501 | 4.3719e-05 | 2061 | Mitigation | 0.95 | 45 | 0 | esc | 0.00097009 | 9.0806e-11 | 0.00097009 | 9.0806e-11
[120 empty] | 7.3.3.17.5 (Remote Grid) Updates to grid topology to minimize risk of ignition in HFTDs Remote GridWLDFRContaminationAggregated | WLDFR | HFTD - Distribution - Tier 2 - 5QU CoRE ¦ 3QU LoRE | Non-Red Flag Warning - Large Fires | Contamination | Aggregated | 2062 | 9.3606e-08 | 467.0501 | 4.3719e-05 | 2062 | Mitigation | 0.95 | 45 | 0 | esc | 0.00097009 | 9.0806e-11 | 0.00097009 | 9.0806e-11
[120 empty] | 7.3.3.17.5 (Remote Grid) Updates to grid topology to minimize risk of ignition in HFTDs Remote GridWLDFRContaminationAggregated | WLDFR | HFTD - Distribution - Tier 2 - 5QU CoRE ¦ 3QU LoRE | Non-Red Flag Warning - Large Fires | Contamination | Aggregated | 2063 | 9.3606e-08 | 467.0501 | 4.3719e-05 | 2063 | Mitigation | 0.95 | 45 | 0 | esc | 0.00097009 | 9.0806e-11 | 0.00097009 | 9.0806e-11
[120 empty] | 7.3.3.17.5 (Remote Grid) Updates to grid topology to minimize risk of ignition in HFTDs Remote GridWLDFRContaminationAggregated | WLDFR | HFTD - Distribution - Tier 2 - 5QU CoRE ¦ 3QU LoRE | Non-Red Flag Warning - Large Fires | Contamination | Aggregated | 2064 | 9.3606e-08 | 467.0501 | 4.3719e-05 | 2064 | Mitigation | 0.95 | 45 | 0 | esc | 0.00097009 | 9.0806e-11 | 0.00097009 | 9.0806e-11
[120 empty] | 7.3.3.17.5 (Remote Grid) Updates to grid topology to minimize risk of ignition in HFTDs Remote GridWLDFRContaminationAggregated | WLDFR | HFTD - Distribution - Tier 2 - 5QU CoRE ¦ 3QU LoRE | Non-Red Flag Warning - Large Fires | Contamination | Aggregated | 2065 | 9.3606e-08 | 467.0501 | 4.3719e-05 | 2065 | Mitigation | 0.95 | 45 | 0 | esc | 0.00097009 | 9.0806e-11 | 0.00097009 | 9.0806e-11
[120 empty] | 7.3.3.17.5 (Remote Grid) Updates to grid topology to minimize risk of ignition in HFTDs Remote GridWLDFRContaminationAggregated | WLDFR | HFTD - Distribution - Tier 2 - 5QU CoRE ¦ 3QU LoRE | Non-Red Flag Warning - Large Fires | Contamination | Aggregated | 2066 | 9.3606e-08 | 467.0501 | 4.3719e-05 | 2066 | Mitigation | 0.95 | 45 | 0 | esc | 0.00097009 | 9.0806e-11 | 0.00097009 | 9.0806e-11
[120 empty] | 7.3.3.17.5 (Remote Grid) Updates to grid topology to minimize risk of ignition in HFTDs Remote GridWLDFRContaminationAggregated | WLDFR | HFTD - Distribution - Tier 2 - 5QU CoRE ¦ 3QU LoRE | Non-Red Flag Warning - Large Fires | Contamination | Aggregated | 2067 | 9.3606e-08 | 467.0501 | 4.3719e-05 | 2067 | Mitigation | 0.95 | 45 | 0 | esc | 0 | 0 | 0.00097009 | 9.0806e-11
[120 empty] | 7.3.3.17.5 (Remote Grid) Updates to grid topology to minimize risk of ignition in HFTDs Remote GridWLDFREquipment / facility failureAggregated | WLDFR | HFTD - Distribution - Tier 2 - 5QU CoRE ¦ 3QU LoRE | Non-Red Flag Warning - Large Fires | Equipment / facility failure | Aggregated | 2022 | 1.4465e-06 | 467.0501 | 0.0006756 | 2022 | Mitigation | 0.95 | 45 | 0 | esc | 0.00097009 | 1.4033e-09 | 0 | 0
[120 empty] | 7.3.3.17.5 (Remote Grid) Updates to grid topology to minimize risk of ignition in HFTDs Remote GridWLDFREquipment / facility failureAggregated | WLDFR | HFTD - Distribution - Tier 2 - 5QU CoRE ¦ 3QU LoRE | Non-Red Flag Warning - Large Fires | Equipment / facility failure | Aggregated | 2023 | 1.4465e-06 | 467.0501 | 0.0006756 | 2023 | Mitigation | 0.95 | 45 | 0 | esc | 0.00097009 | 1.4033e-09 | 0.00097009 | 1.4033e-09
[120 empty] | 7.3.3.17.5 (Remote Grid) Updates to grid topology to minimize risk of ignition in HFTDs Remote GridWLDFREquipment / facility failureAggregated | WLDFR | HFTD - Distribution - Tier 2 - 5QU CoRE ¦ 3QU LoRE | Non-Red Flag Warning - Large Fires | Equipment / facility failure | Aggregated | 2024 | 1.4465e-06 | 467.0501 | 0.0006756 | 2024 | Mitigation | 0.95 | 45 | 0 | esc | 0.00097009 | 1.4033e-09 | 0.00097009 | 1.4033e-09
[120 empty] | 7.3.3.17.5 (Remote Grid) Updates to grid topology to minimize risk of ignition in HFTDs Remote GridWLDFREquipment / facility failureAggregated | WLDFR | HFTD - Distribution - Tier 2 - 5QU CoRE ¦ 3QU LoRE | Non-Red Flag Warning - Large Fires | Equipment / facility failure | Aggregated | 2025 | 1.4465e-06 | 467.0501 | 0.0006756 | 2025 | Mitigation | 0.95 | 45 | 0 | esc | 0.00097009 | 1.4033e-09 | 0.00097009 | 1.4033e-09
[120 empty] | 7.3.3.17.5 (Remote Grid) Updates to grid topology to minimize risk of ignition in HFTDs Remote GridWLDFREquipment / facility failureAggregated | WLDFR | HFTD - Distribution - Tier 2 - 5QU CoRE ¦ 3QU LoRE | Non-Red Flag Warning - Large Fires | Equipment / facility failure | Aggregated | 2026 | 1.4465e-06 | 467.0501 | 0.0006756 | 2026 | Mitigation | 0.95 | 45 | 0 | esc | 0.00097009 | 1.4033e-09 | 0.00097009 | 1.4033e-09
[120 empty] | 7.3.3.17.5 (Remote Grid) Updates to grid topology to minimize risk of ignition in HFTDs Remote GridWLDFREquipment / facility failureAggregated | WLDFR | HFTD - Distribution - Tier 2 - 5QU CoRE ¦ 3QU LoRE | Non-Red Flag Warning - Large Fires | Equipment / facility failure | Aggregated | 2027 | 1.4465e-06 | 467.0501 | 0.0006756 | 2027 | Mitigation | 0.95 | 45 | 0 | esc | 0.00097009 | 1.4033e-09 | 0.00097009 | 1.4033e-09
[120 empty] | 7.3.3.17.5 (Remote Grid) Updates to grid topology to minimize risk of ignition in HFTDs Remote GridWLDFREquipment / facility failureAggregated | WLDFR | HFTD - Distribution - Tier 2 - 5QU CoRE ¦ 3QU LoRE | Non-Red Flag Warning - Large Fires | Equipment / facility failure | Aggregated | 2028 | 1.4465e-06 | 467.0501 | 0.0006756 | 2028 | Mitigation | 0.95 | 45 | 0 | esc | 0.00097009 | 1.4033e-09 | 0.00097009 | 1.4033e-09
[120 empty] | 7.3.3.17.5 (Remote Grid) Updates to grid topology to minimize risk of ignition in HFTDs Remote GridWLDFREquipment / facility failureAggregated | WLDFR | HFTD - Distribution - Tier 2 - 5QU CoRE ¦ 3QU LoRE | Non-Red Flag Warning - Large Fires | Equipment / facility failure | Aggregated | 2029 | 1.4465e-06 | 467.0501 | 0.0006756 | 2029 | Mitigation | 0.95 | 45 | 0 | esc | 0.00097009 | 1.4033e-09 | 0.00097009 | 1.4033e-09
[120 empty] | 7.3.3.17.5 (Remote Grid) Updates to grid topology to minimize risk of ignition in HFTDs Remote GridWLDFREquipment / facility failureAggregated | WLDFR | HFTD - Distribution - Tier 2 - 5QU CoRE ¦ 3QU LoRE | Non-Red Flag Warning - Large Fires | Equipment / facility failure | Aggregated | 2030 | 1.4465e-06 | 467.0501 | 0.0006756 | 2030 | Mitigation | 0.95 | 45 | 0 | esc | 0.00097009 | 1.4033e-09 | 0.00097009 | 1.4033e-09
[120 empty] | 7.3.3.17.5 (Remote Grid) Updates to grid topology to minimize risk of ignition in HFTDs Remote GridWLDFREquipment / facility failureAggregated | WLDFR | HFTD - Distribution - Tier 2 - 5QU CoRE ¦ 3QU LoRE | Non-Red Flag Warning - Large Fires | Equipment / facility failure | Aggregated | 2031 | 1.4465e-06 | 467.0501 | 0.0006756 | 2031 | Mitigation | 0.95 | 45 | 0 | esc | 0.00097009 | 1.4033e-09 | 0.00097009 | 1.4033e-09
[120 empty] | 7.3.3.17.5 (Remote Grid) Updates to grid topology to minimize risk of ignition in HFTDs Remote GridWLDFREquipment / facility failureAggregated | WLDFR | HFTD - Distribution - Tier 2 - 5QU CoRE ¦ 3QU LoRE | Non-Red Flag Warning - Large Fires | Equipment / facility failure | Aggregated | 2032 | 1.4465e-06 | 467.0501 | 0.0006756 | 2032 | Mitigation | 0.95 | 45 | 0 | esc | 0.00097009 | 1.4033e-09 | 0.00097009 | 1.4033e-09
[120 empty] | 7.3.3.17.5 (Remote Grid) Updates to grid topology to minimize risk of ignition in HFTDs Remote GridWLDFREquipment / facility failureAggregated | WLDFR | HFTD - Distribution - Tier 2 - 5QU CoRE ¦ 3QU LoRE | Non-Red Flag Warning - Large Fires | Equipment / facility failure | Aggregated | 2033 | 1.4465e-06 | 467.0501 | 0.0006756 | 2033 | Mitigation | 0.95 | 45 | 0 | esc | 0.00097009 | 1.4033e-09 | 0.00097009 | 1.4033e-09
[120 empty] | 7.3.3.17.5 (Remote Grid) Updates to grid topology to minimize risk of ignition in HFTDs Remote GridWLDFREquipment / facility failureAggregated | WLDFR | HFTD - Distribution - Tier 2 - 5QU CoRE ¦ 3QU LoRE | Non-Red Flag Warning - Large Fires | Equipment / facility failure | Aggregated | 2034 | 1.4465e-06 | 467.0501 | 0.0006756 | 2034 | Mitigation | 0.95 | 45 | 0 | esc | 0.00097009 | 1.4033e-09 | 0.00097009 | 1.4033e-09
[120 empty] | 7.3.3.17.5 (Remote Grid) Updates to grid topology to minimize risk of ignition in HFTDs Remote GridWLDFREquipment / facility failureAggregated | WLDFR | HFTD - Distribution - Tier 2 - 5QU CoRE ¦ 3QU LoRE | Non-Red Flag Warning - Large Fires | Equipment / facility failure | Aggregated | 2035 | 1.4465e-06 | 467.0501 | 0.0006756 | 2035 | Mitigation | 0.95 | 45 | 0 | esc | 0.00097009 | 1.4033e-09 | 0.00097009 | 1.4033e-09
[120 empty] | 7.3.3.17.5 (Remote Grid) Updates to grid topology to minimize risk of ignition in HFTDs Remote GridWLDFREquipment / facility failureAggregated | WLDFR | HFTD - Distribution - Tier 2 - 5QU CoRE ¦ 3QU LoRE | Non-Red Flag Warning - Large Fires | Equipment / facility failure | Aggregated | 2036 | 1.4465e-06 | 467.0501 | 0.0006756 | 2036 | Mitigation | 0.95 | 45 | 0 | esc | 0.00097009 | 1.4033e-09 | 0.00097009 | 1.4033e-09
[120 empty] | 7.3.3.17.5 (Remote Grid) Updates to grid topology to minimize risk of ignition in HFTDs Remote GridWLDFREquipment / facility failureAggregated | WLDFR | HFTD - Distribution - Tier 2 - 5QU CoRE ¦ 3QU LoRE | Non-Red Flag Warning - Large Fires | Equipment / facility failure | Aggregated | 2037 | 1.4465e-06 | 467.0501 | 0.0006756 | 2037 | Mitigation | 0.95 | 45 | 0 | esc | 0.00097009 | 1.4033e-09 | 0.00097009 | 1.4033e-09
[120 empty] | 7.3.3.17.5 (Remote Grid) Updates to grid topology to minimize risk of ignition in HFTDs Remote GridWLDFREquipment / facility failureAggregated | WLDFR | HFTD - Distribution - Tier 2 - 5QU CoRE ¦ 3QU LoRE | Non-Red Flag Warning - Large Fires | Equipment / facility failure | Aggregated | 2038 | 1.4465e-06 | 467.0501 | 0.0006756 | 2038 | Mitigation | 0.95 | 45 | 0 | esc | 0.00097009 | 1.4033e-09 | 0.00097009 | 1.4033e-09
[120 empty] | 7.3.3.17.5 (Remote Grid) Updates to grid topology to minimize risk of ignition in HFTDs Remote GridWLDFREquipment / facility failureAggregated | WLDFR | HFTD - Distribution - Tier 2 - 5QU CoRE ¦ 3QU LoRE | Non-Red Flag Warning - Large Fires | Equipment / facility failure | Aggregated | 2039 | 1.4465e-06 | 467.0501 | 0.0006756 | 2039 | Mitigation | 0.95 | 45 | 0 | esc | 0.00097009 | 1.4033e-09 | 0.00097009 | 1.4033e-09
[120 empty] | 7.3.3.17.5 (Remote Grid) Updates to grid topology to minimize risk of ignition in HFTDs Remote GridWLDFREquipment / facility failureAggregated | WLDFR | HFTD - Distribution - Tier 2 - 5QU CoRE ¦ 3QU LoRE | Non-Red Flag Warning - Large Fires | Equipment / facility failure | Aggregated | 2040 | 1.4465e-06 | 467.0501 | 0.0006756 | 2040 | Mitigation | 0.95 | 45 | 0 | esc | 0.00097009 | 1.4033e-09 | 0.00097009 | 1.4033e-09
[120 empty] | 7.3.3.17.5 (Remote Grid) Updates to grid topology to minimize risk of ignition in HFTDs Remote GridWLDFREquipment / facility failureAggregated | WLDFR | HFTD - Distribution - Tier 2 - 5QU CoRE ¦ 3QU LoRE | Non-Red Flag Warning - Large Fires | Equipment / facility failure | Aggregated | 2041 | 1.4465e-06 | 467.0501 | 0.0006756 | 2041 | Mitigation | 0.95 | 45 | 0 | esc | 0.00097009 | 1.4033e-09 | 0.00097009 | 1.4033e-09
[120 empty] | 7.3.3.17.5 (Remote Grid) Updates to grid topology to minimize risk of ignition in HFTDs Remote GridWLDFREquipment / facility failureAggregated | WLDFR | HFTD - Distribution - Tier 2 - 5QU CoRE ¦ 3QU LoRE | Non-Red Flag Warning - Large Fires | Equipment / facility failure | Aggregated | 2042 | 1.4465e-06 | 467.0501 | 0.0006756 | 2042 | Mitigation | 0.95 | 45 | 0 | esc | 0.00097009 | 1.4033e-09 | 0.00097009 | 1.4033e-09
[120 empty] | 7.3.3.17.5 (Remote Grid) Updates to grid topology to minimize risk of ignition in HFTDs Remote GridWLDFREquipment / facility failureAggregated | WLDFR | HFTD - Distribution - Tier 2 - 5QU CoRE ¦ 3QU LoRE | Non-Red Flag Warning - Large Fires | Equipment / facility failure | Aggregated | 2043 | 1.4465e-06 | 467.0501 | 0.0006756 | 2043 | Mitigation | 0.95 | 45 | 0 | esc | 0.00097009 | 1.4033e-09 | 0.00097009 | 1.4033e-09
[120 empty] | 7.3.3.17.5 (Remote Grid) Updates to grid topology to minimize risk of ignition in HFTDs Remote GridWLDFREquipment / facility failureAggregated | WLDFR | HFTD - Distribution - Tier 2 - 5QU CoRE ¦ 3QU LoRE | Non-Red Flag Warning - Large Fires | Equipment / facility failure | Aggregated | 2044 | 1.4465e-06 | 467.0501 | 0.0006756 | 2044 | Mitigation | 0.95 | 45 | 0 | esc | 0.00097009 | 1.4033e-09 | 0.00097009 | 1.4033e-09
[120 empty] | 7.3.3.17.5 (Remote Grid) Updates to grid topology to minimize risk of ignition in HFTDs Remote GridWLDFREquipment / facility failureAggregated | WLDFR | HFTD - Distribution - Tier 2 - 5QU CoRE ¦ 3QU LoRE | Non-Red Flag Warning - Large Fires | Equipment / facility failure | Aggregated | 2045 | 1.4465e-06 | 467.0501 | 0.0006756 | 2045 | Mitigation | 0.95 | 45 | 0 | esc | 0.00097009 | 1.4033e-09 | 0.00097009 | 1.4033e-09
[120 empty] | 7.3.3.17.5 (Remote Grid) Updates to grid topology to minimize risk of ignition in HFTDs Remote GridWLDFREquipment / facility failureAggregated | WLDFR | HFTD - Distribution - Tier 2 - 5QU CoRE ¦ 3QU LoRE | Non-Red Flag Warning - Large Fires | Equipment / facility failure | Aggregated | 2046 | 1.4465e-06 | 467.0501 | 0.0006756 | 2046 | Mitigation | 0.95 | 45 | 0 | esc | 0.00097009 | 1.4033e-09 | 0.00097009 | 1.4033e-09
[120 empty] | 7.3.3.17.5 (Remote Grid) Updates to grid topology to minimize risk of ignition in HFTDs Remote GridWLDFREquipment / facility failureAggregated | WLDFR | HFTD - Distribution - Tier 2 - 5QU CoRE ¦ 3QU LoRE | Non-Red Flag Warning - Large Fires | Equipment / facility failure | Aggregated | 2047 | 1.4465e-06 | 467.0501 | 0.0006756 | 2047 | Mitigation | 0.95 | 45 | 0 | esc | 0.00097009 | 1.4033e-09 | 0.00097009 | 1.4033e-09
[120 empty] | 7.3.3.17.5 (Remote Grid) Updates to grid topology to minimize risk of ignition in HFTDs Remote GridWLDFREquipment / facility failureAggregated | WLDFR | HFTD - Distribution - Tier 2 - 5QU CoRE ¦ 3QU LoRE | Non-Red Flag Warning - Large Fires | Equipment / facility failure | Aggregated | 2048 | 1.4465e-06 | 467.0501 | 0.0006756 | 2048 | Mitigation | 0.95 | 45 | 0 | esc | 0.00097009 | 1.4033e-09 | 0.00097009 | 1.4033e-09
[120 empty] | 7.3.3.17.5 (Remote Grid) Updates to grid topology to minimize risk of ignition in HFTDs Remote GridWLDFREquipment / facility failureAggregated | WLDFR | HFTD - Distribution - Tier 2 - 5QU CoRE ¦ 3QU LoRE | Non-Red Flag Warning - Large Fires | Equipment / facility failure | Aggregated | 2049 | 1.4465e-06 | 467.0501 | 0.0006756 | 2049 | Mitigation | 0.95 | 45 | 0 | esc | 0.00097009 | 1.4033e-09 | 0.00097009 | 1.4033e-09
[120 empty] | 7.3.3.17.5 (Remote Grid) Updates to grid topology to minimize risk of ignition in HFTDs Remote GridWLDFREquipment / facility failureAggregated | WLDFR | HFTD - Distribution - Tier 2 - 5QU CoRE ¦ 3QU LoRE | Non-Red Flag Warning - Large Fires | Equipment / facility failure | Aggregated | 2050 | 1.4465e-06 | 467.0501 | 0.0006756 | 2050 | Mitigation | 0.95 | 45 | 0 | esc | 0.00097009 | 1.4033e-09 | 0.00097009 | 1.4033e-09
[120 empty] | 7.3.3.17.5 (Remote Grid) Updates to grid topology to minimize risk of ignition in HFTDs Remote GridWLDFREquipment / facility failureAggregated | WLDFR | HFTD - Distribution - Tier 2 - 5QU CoRE ¦ 3QU LoRE | Non-Red Flag Warning - Large Fires | Equipment / facility failure | Aggregated | 2051 | 1.4465e-06 | 467.0501 | 0.0006756 | 2051 | Mitigation | 0.95 | 45 | 0 | esc | 0.00097009 | 1.4033e-09 | 0.00097009 | 1.4033e-09
[120 empty] | 7.3.3.17.5 (Remote Grid) Updates to grid topology to minimize risk of ignition in HFTDs Remote GridWLDFREquipment / facility failureAggregated | WLDFR | HFTD - Distribution - Tier 2 - 5QU CoRE ¦ 3QU LoRE | Non-Red Flag Warning - Large Fires | Equipment / facility failure | Aggregated | 2052 | 1.4465e-06 | 467.0501 | 0.0006756 | 2052 | Mitigation | 0.95 | 45 | 0 | esc | 0.00097009 | 1.4033e-09 | 0.00097009 | 1.4033e-09
[120 empty] | 7.3.3.17.5 (Remote Grid) Updates to grid topology to minimize risk of ignition in HFTDs Remote GridWLDFREquipment / facility failureAggregated | WLDFR | HFTD - Distribution - Tier 2 - 5QU CoRE ¦ 3QU LoRE | Non-Red Flag Warning - Large Fires | Equipment / facility failure | Aggregated | 2053 | 1.4465e-06 | 467.0501 | 0.0006756 | 2053 | Mitigation | 0.95 | 45 | 0 | esc | 0.00097009 | 1.4033e-09 | 0.00097009 | 1.4033e-09
[120 empty] | 7.3.3.17.5 (Remote Grid) Updates to grid topology to minimize risk of ignition in HFTDs Remote GridWLDFREquipment / facility failureAggregated | WLDFR | HFTD - Distribution - Tier 2 - 5QU CoRE ¦ 3QU LoRE | Non-Red Flag Warning - Large Fires | Equipment / facility failure | Aggregated | 2054 | 1.4465e-06 | 467.0501 | 0.0006756 | 2054 | Mitigation | 0.95 | 45 | 0 | esc | 0.00097009 | 1.4033e-09 | 0.00097009 | 1.4033e-09
[120 empty] | 7.3.3.17.5 (Remote Grid) Updates to grid topology to minimize risk of ignition in HFTDs Remote GridWLDFREquipment / facility failureAggregated | WLDFR | HFTD - Distribution - Tier 2 - 5QU CoRE ¦ 3QU LoRE | Non-Red Flag Warning - Large Fires | Equipment / facility failure | Aggregated | 2055 | 1.4465e-06 | 467.0501 | 0.0006756 | 2055 | Mitigation | 0.95 | 45 | 0 | esc | 0.00097009 | 1.4033e-09 | 0.00097009 | 1.4033e-09
[120 empty] | 7.3.3.17.5 (Remote Grid) Updates to grid topology to minimize risk of ignition in HFTDs Remote GridWLDFREquipment / facility failureAggregated | WLDFR | HFTD - Distribution - Tier 2 - 5QU CoRE ¦ 3QU LoRE | Non-Red Flag Warning - Large Fires | Equipment / facility failure | Aggregated | 2056 | 1.4465e-06 | 467.0501 | 0.0006756 | 2056 | Mitigation | 0.95 | 45 | 0 | esc | 0.00097009 | 1.4033e-09 | 0.00097009 | 1.4033e-09
[120 empty] | 7.3.3.17.5 (Remote Grid) Updates to grid topology to minimize risk of ignition in HFTDs Remote GridWLDFREquipment / facility failureAggregated | WLDFR | HFTD - Distribution - Tier 2 - 5QU CoRE ¦ 3QU LoRE | Non-Red Flag Warning - Large Fires | Equipment / facility failure | Aggregated | 2057 | 1.4465e-06 | 467.0501 | 0.0006756 | 2057 | Mitigation | 0.95 | 45 | 0 | esc | 0.00097009 | 1.4033e-09 | 0.00097009 | 1.4033e-09
[120 empty] | 7.3.3.17.5 (Remote Grid) Updates to grid topology to minimize risk of ignition in HFTDs Remote GridWLDFREquipment / facility failureAggregated | WLDFR | HFTD - Distribution - Tier 2 - 5QU CoRE ¦ 3QU LoRE | Non-Red Flag Warning - Large Fires | Equipment / facility failure | Aggregated | 2058 | 1.4465e-06 | 467.0501 | 0.0006756 | 2058 | Mitigation | 0.95 | 45 | 0 | esc | 0.00097009 | 1.4033e-09 | 0.00097009 | 1.4033e-09
[120 empty] | 7.3.3.17.5 (Remote Grid) Updates to grid topology to minimize risk of ignition in HFTDs Remote GridWLDFREquipment / facility failureAggregated | WLDFR | HFTD - Distribution - Tier 2 - 5QU CoRE ¦ 3QU LoRE | Non-Red Flag Warning - Large Fires | Equipment / facility failure | Aggregated | 2059 | 1.4465e-06 | 467.0501 | 0.0006756 | 2059 | Mitigation | 0.95 | 45 | 0 | esc | 0.00097009 | 1.4033e-09 | 0.00097009 | 1.4033e-09
[120 empty] | 7.3.3.17.5 (Remote Grid) Updates to grid topology to minimize risk of ignition in HFTDs Remote GridWLDFREquipment / facility failureAggregated | WLDFR | HFTD - Distribution - Tier 2 - 5QU CoRE ¦ 3QU LoRE | Non-Red Flag Warning - Large Fires | Equipment / facility failure | Aggregated | 2060 | 1.4465e-06 | 467.0501 | 0.0006756 | 2060 | Mitigation | 0.95 | 45 | 0 | esc | 0.00097009 | 1.4033e-09 | 0.00097009 | 1.4033e-09
[120 empty] | 7.3.3.17.5 (Remote Grid) Updates to grid topology to minimize risk of ignition in HFTDs Remote GridWLDFREquipment / facility failureAggregated | WLDFR | HFTD - Distribution - Tier 2 - 5QU CoRE ¦ 3QU LoRE | Non-Red Flag Warning - Large Fires | Equipment / facility failure | Aggregated | 2061 | 1.4465e-06 | 467.0501 | 0.0006756 | 2061 | Mitigation | 0.95 | 45 | 0 | esc | 0.00097009 | 1.4033e-09 | 0.00097009 | 1.4033e-09
[120 empty] | 7.3.3.17.5 (Remote Grid) Updates to grid topology to minimize risk of ignition in HFTDs Remote GridWLDFREquipment / facility failureAggregated | WLDFR | HFTD - Distribution - Tier 2 - 5QU CoRE ¦ 3QU LoRE | Non-Red Flag Warning - Large Fires | Equipment / facility failure | Aggregated | 2062 | 1.4465e-06 | 467.0501 | 0.0006756 | 2062 | Mitigation | 0.95 | 45 | 0 | esc | 0.00097009 | 1.4033e-09 | 0.00097009 | 1.4033e-09
[120 empty] | 7.3.3.17.5 (Remote Grid) Updates to grid topology to minimize risk of ignition in HFTDs Remote GridWLDFREquipment / facility failureAggregated | WLDFR | HFTD - Distribution - Tier 2 - 5QU CoRE ¦ 3QU LoRE | Non-Red Flag Warning - Large Fires | Equipment / facility failure | Aggregated | 2063 | 1.4465e-06 | 467.0501 | 0.0006756 | 2063 | Mitigation | 0.95 | 45 | 0 | esc | 0.00097009 | 1.4033e-09 | 0.00097009 | 1.4033e-09
[120 empty] | 7.3.3.17.5 (Remote Grid) Updates to grid topology to minimize risk of ignition in HFTDs Remote GridWLDFREquipment / facility failureAggregated | WLDFR | HFTD - Distribution - Tier 2 - 5QU CoRE ¦ 3QU LoRE | Non-Red Flag Warning - Large Fires | Equipment / facility failure | Aggregated | 2064 | 1.4465e-06 | 467.0501 | 0.0006756 | 2064 | Mitigation | 0.95 | 45 | 0 | esc | 0.00097009 | 1.4033e-09 | 0.00097009 | 1.4033e-09
[120 empty] | 7.3.3.17.5 (Remote Grid) Updates to grid topology to minimize risk of ignition in HFTDs Remote GridWLDFREquipment / facility failureAggregated | WLDFR | HFTD - Distribution - Tier 2 - 5QU CoRE ¦ 3QU LoRE | Non-Red Flag Warning - Large Fires | Equipment / facility failure | Aggregated | 2065 | 1.4465e-06 | 467.0501 | 0.0006756 | 2065 | Mitigation | 0.95 | 45 | 0 | esc | 0.00097009 | 1.4033e-09 | 0.00097009 | 1.4033e-09
[120 empty] | 7.3.3.17.5 (Remote Grid) Updates to grid topology to minimize risk of ignition in HFTDs Remote GridWLDFREquipment / facility failureAggregated | WLDFR | HFTD - Distribution - Tier 2 - 5QU CoRE ¦ 3QU LoRE | Non-Red Flag Warning - Large Fires | Equipment / facility failure | Aggregated | 2066 | 1.4465e-06 | 467.0501 | 0.0006756 | 2066 | Mitigation | 0.95 | 45 | 0 | esc | 0.00097009 | 1.4033e-09 | 0.00097009 | 1.4033e-09
[120 empty] | 7.3.3.17.5 (Remote Grid) Updates to grid topology to minimize risk of ignition in HFTDs Remote GridWLDFREquipment / facility failureAggregated | WLDFR | HFTD - Distribution - Tier 2 - 5QU CoRE ¦ 3QU LoRE | Non-Red Flag Warning - Large Fires | Equipment / facility failure | Aggregated | 2067 | 1.4465e-06 | 467.0501 | 0.0006756 | 2067 | Mitigation | 0.95 | 45 | 0 | esc | 0 | 0 | 0.00097009 | 1.4033e-09
[120 empty] | 7.3.3.17.5 (Remote Grid) Updates to grid topology to minimize risk of ignition in HFTDs Remote GridWLDFRVegetation ContactAggregated | WLDFR | HFTD - Distribution - Tier 2 - 5QU CoRE ¦ 3QU LoRE | Non-Red Flag Warning - Large Fires | Vegetation Contact | Aggregated | 2022 | 4.2533e-06 | 467.0501 | 0.0019865 | 2022 | Mitigation | 0.95 | 45 | 0 | esc | 0.00097009 | 4.1261e-09 | 0 | 0
[120 empty] | 7.3.3.17.5 (Remote Grid) Updates to grid topology to minimize risk of ignition in HFTDs Remote GridWLDFRVegetation ContactAggregated | WLDFR | HFTD - Distribution - Tier 2 - 5QU CoRE ¦ 3QU LoRE | Non-Red Flag Warning - Large Fires | Vegetation Contact | Aggregated | 2023 | 4.2533e-06 | 467.0501 | 0.0019865 | 2023 | Mitigation | 0.95 | 45 | 0 | esc | 0.00097009 | 4.1261e-09 | 0.00097009 | 4.1261e-09
[120 empty] | 7.3.3.17.5 (Remote Grid) Updates to grid topology to minimize risk of ignition in HFTDs Remote GridWLDFRVegetation ContactAggregated | WLDFR | HFTD - Distribution - Tier 2 - 5QU CoRE ¦ 3QU LoRE | Non-Red Flag Warning - Large Fires | Vegetation Contact | Aggregated | 2024 | 4.2533e-06 | 467.0501 | 0.0019865 | 2024 | Mitigation | 0.95 | 45 | 0 | esc | 0.00097009 | 4.1261e-09 | 0.00097009 | 4.1261e-09
[120 empty] | 7.3.3.17.5 (Remote Grid) Updates to grid topology to minimize risk of ignition in HFTDs Remote GridWLDFRVegetation ContactAggregated | WLDFR | HFTD - Distribution - Tier 2 - 5QU CoRE ¦ 3QU LoRE | Non-Red Flag Warning - Large Fires | Vegetation Contact | Aggregated | 2025 | 4.2533e-06 | 467.0501 | 0.0019865 | 2025 | Mitigation | 0.95 | 45 | 0 | esc | 0.00097009 | 4.1261e-09 | 0.00097009 | 4.1261e-09
[120 empty] | 7.3.3.17.5 (Remote Grid) Updates to grid topology to minimize risk of ignition in HFTDs Remote GridWLDFRVegetation ContactAggregated | WLDFR | HFTD - Distribution - Tier 2 - 5QU CoRE ¦ 3QU LoRE | Non-Red Flag Warning - Large Fires | Vegetation Contact | Aggregated | 2026 | 4.2533e-06 | 467.0501 | 0.0019865 | 2026 | Mitigation | 0.95 | 45 | 0 | esc | 0.00097009 | 4.1261e-09 | 0.00097009 | 4.1261e-09
[120 empty] | 7.3.3.17.5 (Remote Grid) Updates to grid topology to minimize risk of ignition in HFTDs Remote GridWLDFRVegetation ContactAggregated | WLDFR | HFTD - Distribution - Tier 2 - 5QU CoRE ¦ 3QU LoRE | Non-Red Flag Warning - Large Fires | Vegetation Contact | Aggregated | 2027 | 4.2533e-06 | 467.0501 | 0.0019865 | 2027 | Mitigation | 0.95 | 45 | 0 | esc | 0.00097009 | 4.1261e-09 | 0.00097009 | 4.1261e-09
[120 empty] | 7.3.3.17.5 (Remote Grid) Updates to grid topology to minimize risk of ignition in HFTDs Remote GridWLDFRVegetation ContactAggregated | WLDFR | HFTD - Distribution - Tier 2 - 5QU CoRE ¦ 3QU LoRE | Non-Red Flag Warning - Large Fires | Vegetation Contact | Aggregated | 2028 | 4.2533e-06 | 467.0501 | 0.0019865 | 2028 | Mitigation | 0.95 | 45 | 0 | esc | 0.00097009 | 4.1261e-09 | 0.00097009 | 4.1261e-09
[120 empty] | 7.3.3.17.5 (Remote Grid) Updates to grid topology to minimize risk of ignition in HFTDs Remote GridWLDFRVegetation ContactAggregated | WLDFR | HFTD - Distribution - Tier 2 - 5QU CoRE ¦ 3QU LoRE | Non-Red Flag Warning - Large Fires | Vegetation Contact | Aggregated | 2029 | 4.2533e-06 | 467.0501 | 0.0019865 | 2029 | Mitigation | 0.95 | 45 | 0 | esc | 0.00097009 | 4.1261e-09 | 0.00097009 | 4.1261e-09
[120 empty] | 7.3.3.17.5 (Remote Grid) Updates to grid topology to minimize risk of ignition in HFTDs Remote GridWLDFRVegetation ContactAggregated | WLDFR | HFTD - Distribution - Tier 2 - 5QU CoRE ¦ 3QU LoRE | Non-Red Flag Warning - Large Fires | Vegetation Contact | Aggregated | 2030 | 4.2533e-06 | 467.0501 | 0.0019865 | 2030 | Mitigation | 0.95 | 45 | 0 | esc | 0.00097009 | 4.1261e-09 | 0.00097009 | 4.1261e-09
[120 empty] | 7.3.3.17.5 (Remote Grid) Updates to grid topology to minimize risk of ignition in HFTDs Remote GridWLDFRVegetation ContactAggregated | WLDFR | HFTD - Distribution - Tier 2 - 5QU CoRE ¦ 3QU LoRE | Non-Red Flag Warning - Large Fires | Vegetation Contact | Aggregated | 2031 | 4.2533e-06 | 467.0501 | 0.0019865 | 2031 | Mitigation | 0.95 | 45 | 0 | esc | 0.00097009 | 4.1261e-09 | 0.00097009 | 4.1261e-09
[120 empty] | 7.3.3.17.5 (Remote Grid) Updates to grid topology to minimize risk of ignition in HFTDs Remote GridWLDFRVegetation ContactAggregated | WLDFR | HFTD - Distribution - Tier 2 - 5QU CoRE ¦ 3QU LoRE | Non-Red Flag Warning - Large Fires | Vegetation Contact | Aggregated | 2032 | 4.2533e-06 | 467.0501 | 0.0019865 | 2032 | Mitigation | 0.95 | 45 | 0 | esc | 0.00097009 | 4.1261e-09 | 0.00097009 | 4.1261e-09
[120 empty] | 7.3.3.17.5 (Remote Grid) Updates to grid topology to minimize risk of ignition in HFTDs Remote GridWLDFRVegetation ContactAggregated | WLDFR | HFTD - Distribution - Tier 2 - 5QU CoRE ¦ 3QU LoRE | Non-Red Flag Warning - Large Fires | Vegetation Contact | Aggregated | 2033 | 4.2533e-06 | 467.0501 | 0.0019865 | 2033 | Mitigation | 0.95 | 45 | 0 | esc | 0.00097009 | 4.1261e-09 | 0.00097009 | 4.1261e-09
[120 empty] | 7.3.3.17.5 (Remote Grid) Updates to grid topology to minimize risk of ignition in HFTDs Remote GridWLDFRVegetation ContactAggregated | WLDFR | HFTD - Distribution - Tier 2 - 5QU CoRE ¦ 3QU LoRE | Non-Red Flag Warning - Large Fires | Vegetation Contact | Aggregated | 2034 | 4.2533e-06 | 467.0501 | 0.0019865 | 2034 | Mitigation | 0.95 | 45 | 0 | esc | 0.00097009 | 4.1261e-09 | 0.00097009 | 4.1261e-09
[120 empty] | 7.3.3.17.5 (Remote Grid) Updates to grid topology to minimize risk of ignition in HFTDs Remote GridWLDFRVegetation ContactAggregated | WLDFR | HFTD - Distribution - Tier 2 - 5QU CoRE ¦ 3QU LoRE | Non-Red Flag Warning - Large Fires | Vegetation Contact | Aggregated | 2035 | 4.2533e-06 | 467.0501 | 0.0019865 | 2035 | Mitigation | 0.95 | 45 | 0 | esc | 0.00097009 | 4.1261e-09 | 0.00097009 | 4.1261e-09
[120 empty] | 7.3.3.17.5 (Remote Grid) Updates to grid topology to minimize risk of ignition in HFTDs Remote GridWLDFRVegetation ContactAggregated | WLDFR | HFTD - Distribution - Tier 2 - 5QU CoRE ¦ 3QU LoRE | Non-Red Flag Warning - Large Fires | Vegetation Contact | Aggregated | 2036 | 4.2533e-06 | 467.0501 | 0.0019865 | 2036 | Mitigation | 0.95 | 45 | 0 | esc | 0.00097009 | 4.1261e-09 | 0.00097009 | 4.1261e-09
[120 empty] | 7.3.3.17.5 (Remote Grid) Updates to grid topology to minimize risk of ignition in HFTDs Remote GridWLDFRVegetation ContactAggregated | WLDFR | HFTD - Distribution - Tier 2 - 5QU CoRE ¦ 3QU LoRE | Non-Red Flag Warning - Large Fires | Vegetation Contact | Aggregated | 2037 | 4.2533e-06 | 467.0501 | 0.0019865 | 2037 | Mitigation | 0.95 | 45 | 0 | esc | 0.00097009 | 4.1261e-09 | 0.00097009 | 4.1261e-09
[120 empty] | 7.3.3.17.5 (Remote Grid) Updates to grid topology to minimize risk of ignition in HFTDs Remote GridWLDFRVegetation ContactAggregated | WLDFR | HFTD - Distribution - Tier 2 - 5QU CoRE ¦ 3QU LoRE | Non-Red Flag Warning - Large Fires | Vegetation Contact | Aggregated | 2038 | 4.2533e-06 | 467.0501 | 0.0019865 | 2038 | Mitigation | 0.95 | 45 | 0 | esc | 0.00097009 | 4.1261e-09 | 0.00097009 | 4.1261e-09
[120 empty] | 7.3.3.17.5 (Remote Grid) Updates to grid topology to minimize risk of ignition in HFTDs Remote GridWLDFRVegetation ContactAggregated | WLDFR | HFTD - Distribution - Tier 2 - 5QU CoRE ¦ 3QU LoRE | Non-Red Flag Warning - Large Fires | Vegetation Contact | Aggregated | 2039 | 4.2533e-06 | 467.0501 | 0.0019865 | 2039 | Mitigation | 0.95 | 45 | 0 | esc | 0.00097009 | 4.1261e-09 | 0.00097009 | 4.1261e-09
[120 empty] | 7.3.3.17.5 (Remote Grid) Updates to grid topology to minimize risk of ignition in HFTDs Remote GridWLDFRVegetation ContactAggregated | WLDFR | HFTD - Distribution - Tier 2 - 5QU CoRE ¦ 3QU LoRE | Non-Red Flag Warning - Large Fires | Vegetation Contact | Aggregated | 2040 | 4.2533e-06 | 467.0501 | 0.0019865 | 2040 | Mitigation | 0.95 | 45 | 0 | esc | 0.00097009 | 4.1261e-09 | 0.00097009 | 4.1261e-09
[120 empty] | 7.3.3.17.5 (Remote Grid) Updates to grid topology to minimize risk of ignition in HFTDs Remote GridWLDFRVegetation ContactAggregated | WLDFR | HFTD - Distribution - Tier 2 - 5QU CoRE ¦ 3QU LoRE | Non-Red Flag Warning - Large Fires | Vegetation Contact | Aggregated | 2041 | 4.2533e-06 | 467.0501 | 0.0019865 | 2041 | Mitigation | 0.95 | 45 | 0 | esc | 0.00097009 | 4.1261e-09 | 0.00097009 | 4.1261e-09
[120 empty] | 7.3.3.17.5 (Remote Grid) Updates to grid topology to minimize risk of ignition in HFTDs Remote GridWLDFRVegetation ContactAggregated | WLDFR | HFTD - Distribution - Tier 2 - 5QU CoRE ¦ 3QU LoRE | Non-Red Flag Warning - Large Fires | Vegetation Contact | Aggregated | 2042 | 4.2533e-06 | 467.0501 | 0.0019865 | 2042 | Mitigation | 0.95 | 45 | 0 | esc | 0.00097009 | 4.1261e-09 | 0.00097009 | 4.1261e-09
[120 empty] | 7.3.3.17.5 (Remote Grid) Updates to grid topology to minimize risk of ignition in HFTDs Remote GridWLDFRVegetation ContactAggregated | WLDFR | HFTD - Distribution - Tier 2 - 5QU CoRE ¦ 3QU LoRE | Non-Red Flag Warning - Large Fires | Vegetation Contact | Aggregated | 2043 | 4.2533e-06 | 467.0501 | 0.0019865 | 2043 | Mitigation | 0.95 | 45 | 0 | esc | 0.00097009 | 4.1261e-09 | 0.00097009 | 4.1261e-09
[120 empty] | 7.3.3.17.5 (Remote Grid) Updates to grid topology to minimize risk of ignition in HFTDs Remote GridWLDFRVegetation ContactAggregated | WLDFR | HFTD - Distribution - Tier 2 - 5QU CoRE ¦ 3QU LoRE | Non-Red Flag Warning - Large Fires | Vegetation Contact | Aggregated | 2044 | 4.2533e-06 | 467.0501 | 0.0019865 | 2044 | Mitigation | 0.95 | 45 | 0 | esc | 0.00097009 | 4.1261e-09 | 0.00097009 | 4.1261e-09
[120 empty] | 7.3.3.17.5 (Remote Grid) Updates to grid topology to minimize risk of ignition in HFTDs Remote GridWLDFRVegetation ContactAggregated | WLDFR | HFTD - Distribution - Tier 2 - 5QU CoRE ¦ 3QU LoRE | Non-Red Flag Warning - Large Fires | Vegetation Contact | Aggregated | 2045 | 4.2533e-06 | 467.0501 | 0.0019865 | 2045 | Mitigation | 0.95 | 45 | 0 | esc | 0.00097009 | 4.1261e-09 | 0.00097009 | 4.1261e-09
[120 empty] | 7.3.3.17.5 (Remote Grid) Updates to grid topology to minimize risk of ignition in HFTDs Remote GridWLDFRVegetation ContactAggregated | WLDFR | HFTD - Distribution - Tier 2 - 5QU CoRE ¦ 3QU LoRE | Non-Red Flag Warning - Large Fires | Vegetation Contact | Aggregated | 2046 | 4.2533e-06 | 467.0501 | 0.0019865 | 2046 | Mitigation | 0.95 | 45 | 0 | esc | 0.00097009 | 4.1261e-09 | 0.00097009 | 4.1261e-09
[120 empty] | 7.3.3.17.5 (Remote Grid) Updates to grid topology to minimize risk of ignition in HFTDs Remote GridWLDFRVegetation ContactAggregated | WLDFR | HFTD - Distribution - Tier 2 - 5QU CoRE ¦ 3QU LoRE | Non-Red Flag Warning - Large Fires | Vegetation Contact | Aggregated | 2047 | 4.2533e-06 | 467.0501 | 0.0019865 | 2047 | Mitigation | 0.95 | 45 | 0 | esc | 0.00097009 | 4.1261e-09 | 0.00097009 | 4.1261e-09
[120 empty] | 7.3.3.17.5 (Remote Grid) Updates to grid topology to minimize risk of ignition in HFTDs Remote GridWLDFRVegetation ContactAggregated | WLDFR | HFTD - Distribution - Tier 2 - 5QU CoRE ¦ 3QU LoRE | Non-Red Flag Warning - Large Fires | Vegetation Contact | Aggregated | 2048 | 4.2533e-06 | 467.0501 | 0.0019865 | 2048 | Mitigation | 0.95 | 45 | 0 | esc | 0.00097009 | 4.1261e-09 | 0.00097009 | 4.1261e-09
[120 empty] | 7.3.3.17.5 (Remote Grid) Updates to grid topology to minimize risk of ignition in HFTDs Remote GridWLDFRVegetation ContactAggregated | WLDFR | HFTD - Distribution - Tier 2 - 5QU CoRE ¦ 3QU LoRE | Non-Red Flag Warning - Large Fires | Vegetation Contact | Aggregated | 2049 | 4.2533e-06 | 467.0501 | 0.0019865 | 2049 | Mitigation | 0.95 | 45 | 0 | esc | 0.00097009 | 4.1261e-09 | 0.00097009 | 4.1261e-09
[120 empty] | 7.3.3.17.5 (Remote Grid) Updates to grid topology to minimize risk of ignition in HFTDs Remote GridWLDFRVegetation ContactAggregated | WLDFR | HFTD - Distribution - Tier 2 - 5QU CoRE ¦ 3QU LoRE | Non-Red Flag Warning - Large Fires | Vegetation Contact | Aggregated | 2050 | 4.2533e-06 | 467.0501 | 0.0019865 | 2050 | Mitigation | 0.95 | 45 | 0 | esc | 0.00097009 | 4.1261e-09 | 0.00097009 | 4.1261e-09
[120 empty] | 7.3.3.17.5 (Remote Grid) Updates to grid topology to minimize risk of ignition in HFTDs Remote GridWLDFRVegetation ContactAggregated | WLDFR | HFTD - Distribution - Tier 2 - 5QU CoRE ¦ 3QU LoRE | Non-Red Flag Warning - Large Fires | Vegetation Contact | Aggregated | 2051 | 4.2533e-06 | 467.0501 | 0.0019865 | 2051 | Mitigation | 0.95 | 45 | 0 | esc | 0.00097009 | 4.1261e-09 | 0.00097009 | 4.1261e-09
[120 empty] | 7.3.3.17.5 (Remote Grid) Updates to grid topology to minimize risk of ignition in HFTDs Remote GridWLDFRVegetation ContactAggregated | WLDFR | HFTD - Distribution - Tier 2 - 5QU CoRE ¦ 3QU LoRE | Non-Red Flag Warning - Large Fires | Vegetation Contact | Aggregated | 2052 | 4.2533e-06 | 467.0501 | 0.0019865 | 2052 | Mitigation | 0.95 | 45 | 0 | esc | 0.00097009 | 4.1261e-09 | 0.00097009 | 4.1261e-09
[120 empty] | 7.3.3.17.5 (Remote Grid) Updates to grid topology to minimize risk of ignition in HFTDs Remote GridWLDFRVegetation ContactAggregated | WLDFR | HFTD - Distribution - Tier 2 - 5QU CoRE ¦ 3QU LoRE | Non-Red Flag Warning - Large Fires | Vegetation Contact | Aggregated | 2053 | 4.2533e-06 | 467.0501 | 0.0019865 | 2053 | Mitigation | 0.95 | 45 | 0 | esc | 0.00097009 | 4.1261e-09 | 0.00097009 | 4.1261e-09
[120 empty] | 7.3.3.17.5 (Remote Grid) Updates to grid topology to minimize risk of ignition in HFTDs Remote GridWLDFRVegetation ContactAggregated | WLDFR | HFTD - Distribution - Tier 2 - 5QU CoRE ¦ 3QU LoRE | Non-Red Flag Warning - Large Fires | Vegetation Contact | Aggregated | 2054 | 4.2533e-06 | 467.0501 | 0.0019865 | 2054 | Mitigation | 0.95 | 45 | 0 | esc | 0.00097009 | 4.1261e-09 | 0.00097009 | 4.1261e-09
[120 empty] | 7.3.3.17.5 (Remote Grid) Updates to grid topology to minimize risk of ignition in HFTDs Remote GridWLDFRVegetation ContactAggregated | WLDFR | HFTD - Distribution - Tier 2 - 5QU CoRE ¦ 3QU LoRE | Non-Red Flag Warning - Large Fires | Vegetation Contact | Aggregated | 2055 | 4.2533e-06 | 467.0501 | 0.0019865 | 2055 | Mitigation | 0.95 | 45 | 0 | esc | 0.00097009 | 4.1261e-09 | 0.00097009 | 4.1261e-09
[120 empty] | 7.3.3.17.5 (Remote Grid) Updates to grid topology to minimize risk of ignition in HFTDs Remote GridWLDFRVegetation ContactAggregated | WLDFR | HFTD - Distribution - Tier 2 - 5QU CoRE ¦ 3QU LoRE | Non-Red Flag Warning - Large Fires | Vegetation Contact | Aggregated | 2056 | 4.2533e-06 | 467.0501 | 0.0019865 | 2056 | Mitigation | 0.95 | 45 | 0 | esc | 0.00097009 | 4.1261e-09 | 0.00097009 | 4.1261e-09
[120 empty] | 7.3.3.17.5 (Remote Grid) Updates to grid topology to minimize risk of ignition in HFTDs Remote GridWLDFRVegetation ContactAggregated | WLDFR | HFTD - Distribution - Tier 2 - 5QU CoRE ¦ 3QU LoRE | Non-Red Flag Warning - Large Fires | Vegetation Contact | Aggregated | 2057 | 4.2533e-06 | 467.0501 | 0.0019865 | 2057 | Mitigation | 0.95 | 45 | 0 | esc | 0.00097009 | 4.1261e-09 | 0.00097009 | 4.1261e-09
[120 empty] | 7.3.3.17.5 (Remote Grid) Updates to grid topology to minimize risk of ignition in HFTDs Remote GridWLDFRVegetation ContactAggregated | WLDFR | HFTD - Distribution - Tier 2 - 5QU CoRE ¦ 3QU LoRE | Non-Red Flag Warning - Large Fires | Vegetation Contact | Aggregated | 2058 | 4.2533e-06 | 467.0501 | 0.0019865 | 2058 | Mitigation | 0.95 | 45 | 0 | esc | 0.00097009 | 4.1261e-09 | 0.00097009 | 4.1261e-09
[120 empty] | 7.3.3.17.5 (Remote Grid) Updates to grid topology to minimize risk of ignition in HFTDs Remote GridWLDFRVegetation ContactAggregated | WLDFR | HFTD - Distribution - Tier 2 - 5QU CoRE ¦ 3QU LoRE | Non-Red Flag Warning - Large Fires | Vegetation Contact | Aggregated | 2059 | 4.2533e-06 | 467.0501 | 0.0019865 | 2059 | Mitigation | 0.95 | 45 | 0 | esc | 0.00097009 | 4.1261e-09 | 0.00097009 | 4.1261e-09
[120 empty] | 7.3.3.17.5 (Remote Grid) Updates to grid topology to minimize risk of ignition in HFTDs Remote GridWLDFRVegetation ContactAggregated | WLDFR | HFTD - Distribution - Tier 2 - 5QU CoRE ¦ 3QU LoRE | Non-Red Flag Warning - Large Fires | Vegetation Contact | Aggregated | 2060 | 4.2533e-06 | 467.0501 | 0.0019865 | 2060 | Mitigation | 0.95 | 45 | 0 | esc | 0.00097009 | 4.1261e-09 | 0.00097009 | 4.1261e-09
[120 empty] | 7.3.3.17.5 (Remote Grid) Updates to grid topology to minimize risk of ignition in HFTDs Remote GridWLDFRVegetation ContactAggregated | WLDFR | HFTD - Distribution - Tier 2 - 5QU CoRE ¦ 3QU LoRE | Non-Red Flag Warning - Large Fires | Vegetation Contact | Aggregated | 2061 | 4.2533e-06 | 467.0501 | 0.0019865 | 2061 | Mitigation | 0.95 | 45 | 0 | esc | 0.00097009 | 4.1261e-09 | 0.00097009 | 4.1261e-09
[120 empty] | 7.3.3.17.5 (Remote Grid) Updates to grid topology to minimize risk of ignition in HFTDs Remote GridWLDFRVegetation ContactAggregated | WLDFR | HFTD - Distribution - Tier 2 - 5QU CoRE ¦ 3QU LoRE | Non-Red Flag Warning - Large Fires | Vegetation Contact | Aggregated | 2062 | 4.2533e-06 | 467.0501 | 0.0019865 | 2062 | Mitigation | 0.95 | 45 | 0 | esc | 0.00097009 | 4.1261e-09 | 0.00097009 | 4.1261e-09
[120 empty] | 7.3.3.17.5 (Remote Grid) Updates to grid topology to minimize risk of ignition in HFTDs Remote GridWLDFRVegetation ContactAggregated | WLDFR | HFTD - Distribution - Tier 2 - 5QU CoRE ¦ 3QU LoRE | Non-Red Flag Warning - Large Fires | Vegetation Contact | Aggregated | 2063 | 4.2533e-06 | 467.0501 | 0.0019865 | 2063 | Mitigation | 0.95 | 45 | 0 | esc | 0.00097009 | 4.1261e-09 | 0.00097009 | 4.1261e-09
[120 empty] | 7.3.3.17.5 (Remote Grid) Updates to grid topology to minimize risk of ignition in HFTDs Remote GridWLDFRVegetation ContactAggregated | WLDFR | HFTD - Distribution - Tier 2 - 5QU CoRE ¦ 3QU LoRE | Non-Red Flag Warning - Large Fires | Vegetation Contact | Aggregated | 2064 | 4.2533e-06 | 467.0501 | 0.0019865 | 2064 | Mitigation | 0.95 | 45 | 0 | esc | 0.00097009 | 4.1261e-09 | 0.00097009 | 4.1261e-09
[120 empty] | 7.3.3.17.5 (Remote Grid) Updates to grid topology to minimize risk of ignition in HFTDs Remote GridWLDFRVegetation ContactAggregated | WLDFR | HFTD - Distribution - Tier 2 - 5QU CoRE ¦ 3QU LoRE | Non-Red Flag Warning - Large Fires | Vegetation Contact | Aggregated | 2065 | 4.2533e-06 | 467.0501 | 0.0019865 | 2065 | Mitigation | 0.95 | 45 | 0 | esc | 0.00097009 | 4.1261e-09 | 0.00097009 | 4.1261e-09
[120 empty] | 7.3.3.17.5 (Remote Grid) Updates to grid topology to minimize risk of ignition in HFTDs Remote GridWLDFRVegetation ContactAggregated | WLDFR | HFTD - Distribution - Tier 2 - 5QU CoRE ¦ 3QU LoRE | Non-Red Flag Warning - Large Fires | Vegetation Contact | Aggregated | 2066 | 4.2533e-06 | 467.0501 | 0.0019865 | 2066 | Mitigation | 0.95 | 45 | 0 | esc | 0.00097009 | 4.1261e-09 | 0.00097009 | 4.1261e-09
[120 empty] | 7.3.3.17.5 (Remote Grid) Updates to grid topology to minimize risk of ignition in HFTDs Remote GridWLDFRVegetation ContactAggregated | WLDFR | HFTD - Distribution - Tier 2 - 5QU CoRE ¦ 3QU LoRE | Non-Red Flag Warning - Large Fires | Vegetation Contact | Aggregated | 2067 | 4.2533e-06 | 467.0501 | 0.0019865 | 2067 | Mitigation | 0.95 | 45 | 0 | esc | 0 | 0 | 0.00097009 | 4.1261e-09
[120 empty] | 7.3.3.17.5 (Remote Grid) Updates to grid topology to minimize risk of ignition in HFTDs Remote GridWLDFRWire-to-wire contactAggregated | WLDFR | HFTD - Distribution - Tier 2 - 5QU CoRE ¦ 3QU LoRE | Non-Red Flag Warning - Large Fires | Wire-to-wire contact | Aggregated | 2022 | 7.9395e-07 | 467.0501 | 0.00037082 | 2022 | Mitigation | 0.95 | 45 | 0 | esc | 0.00097009 | 7.702e-10 | 0 | 0
[120 empty] | 7.3.3.17.5 (Remote Grid) Updates to grid topology to minimize risk of ignition in HFTDs Remote GridWLDFRWire-to-wire contactAggregated | WLDFR | HFTD - Distribution - Tier 2 - 5QU CoRE ¦ 3QU LoRE | Non-Red Flag Warning - Large Fires | Wire-to-wire contact | Aggregated | 2023 | 7.9395e-07 | 467.0501 | 0.00037082 | 2023 | Mitigation | 0.95 | 45 | 0 | esc | 0.00097009 | 7.702e-10 | 0.00097009 | 7.702e-10
[120 empty] | 7.3.3.17.5 (Remote Grid) Updates to grid topology to minimize risk of ignition in HFTDs Remote GridWLDFRWire-to-wire contactAggregated | WLDFR | HFTD - Distribution - Tier 2 - 5QU CoRE ¦ 3QU LoRE | Non-Red Flag Warning - Large Fires | Wire-to-wire contact | Aggregated | 2024 | 7.9395e-07 | 467.0501 | 0.00037082 | 2024 | Mitigation | 0.95 | 45 | 0 | esc | 0.00097009 | 7.702e-10 | 0.00097009 | 7.702e-10
[120 empty] | 7.3.3.17.5 (Remote Grid) Updates to grid topology to minimize risk of ignition in HFTDs Remote GridWLDFRWire-to-wire contactAggregated | WLDFR | HFTD - Distribution - Tier 2 - 5QU CoRE ¦ 3QU LoRE | Non-Red Flag Warning - Large Fires | Wire-to-wire contact | Aggregated | 2025 | 7.9395e-07 | 467.0501 | 0.00037082 | 2025 | Mitigation | 0.95 | 45 | 0 | esc | 0.00097009 | 7.702e-10 | 0.00097009 | 7.702e-10
[120 empty] | 7.3.3.17.5 (Remote Grid) Updates to grid topology to minimize risk of ignition in HFTDs Remote GridWLDFRWire-to-wire contactAggregated | WLDFR | HFTD - Distribution - Tier 2 - 5QU CoRE ¦ 3QU LoRE | Non-Red Flag Warning - Large Fires | Wire-to-wire contact | Aggregated | 2026 | 7.9395e-07 | 467.0501 | 0.00037082 | 2026 | Mitigation | 0.95 | 45 | 0 | esc | 0.00097009 | 7.702e-10 | 0.00097009 | 7.702e-10
[120 empty] | 7.3.3.17.5 (Remote Grid) Updates to grid topology to minimize risk of ignition in HFTDs Remote GridWLDFRWire-to-wire contactAggregated | WLDFR | HFTD - Distribution - Tier 2 - 5QU CoRE ¦ 3QU LoRE | Non-Red Flag Warning - Large Fires | Wire-to-wire contact | Aggregated | 2027 | 7.9395e-07 | 467.0501 | 0.00037082 | 2027 | Mitigation | 0.95 | 45 | 0 | esc | 0.00097009 | 7.702e-10 | 0.00097009 | 7.702e-10
[120 empty] | 7.3.3.17.5 (Remote Grid) Updates to grid topology to minimize risk of ignition in HFTDs Remote GridWLDFRWire-to-wire contactAggregated | WLDFR | HFTD - Distribution - Tier 2 - 5QU CoRE ¦ 3QU LoRE | Non-Red Flag Warning - Large Fires | Wire-to-wire contact | Aggregated | 2028 | 7.9395e-07 | 467.0501 | 0.00037082 | 2028 | Mitigation | 0.95 | 45 | 0 | esc | 0.00097009 | 7.702e-10 | 0.00097009 | 7.702e-10
[120 empty] | 7.3.3.17.5 (Remote Grid) Updates to grid topology to minimize risk of ignition in HFTDs Remote GridWLDFRWire-to-wire contactAggregated | WLDFR | HFTD - Distribution - Tier 2 - 5QU CoRE ¦ 3QU LoRE | Non-Red Flag Warning - Large Fires | Wire-to-wire contact | Aggregated | 2029 | 7.9395e-07 | 467.0501 | 0.00037082 | 2029 | Mitigation | 0.95 | 45 | 0 | esc | 0.00097009 | 7.702e-10 | 0.00097009 | 7.702e-10
[120 empty] | 7.3.3.17.5 (Remote Grid) Updates to grid topology to minimize risk of ignition in HFTDs Remote GridWLDFRWire-to-wire contactAggregated | WLDFR | HFTD - Distribution - Tier 2 - 5QU CoRE ¦ 3QU LoRE | Non-Red Flag Warning - Large Fires | Wire-to-wire contact | Aggregated | 2030 | 7.9395e-07 | 467.0501 | 0.00037082 | 2030 | Mitigation | 0.95 | 45 | 0 | esc | 0.00097009 | 7.702e-10 | 0.00097009 | 7.702e-10
[120 empty] | 7.3.3.17.5 (Remote Grid) Updates to grid topology to minimize risk of ignition in HFTDs Remote GridWLDFRWire-to-wire contactAggregated | WLDFR | HFTD - Distribution - Tier 2 - 5QU CoRE ¦ 3QU LoRE | Non-Red Flag Warning - Large Fires | Wire-to-wire contact | Aggregated | 2031 | 7.9395e-07 | 467.0501 | 0.00037082 | 2031 | Mitigation | 0.95 | 45 | 0 | esc | 0.00097009 | 7.702e-10 | 0.00097009 | 7.702e-10
[120 empty] | 7.3.3.17.5 (Remote Grid) Updates to grid topology to minimize risk of ignition in HFTDs Remote GridWLDFRWire-to-wire contactAggregated | WLDFR | HFTD - Distribution - Tier 2 - 5QU CoRE ¦ 3QU LoRE | Non-Red Flag Warning - Large Fires | Wire-to-wire contact | Aggregated | 2032 | 7.9395e-07 | 467.0501 | 0.00037082 | 2032 | Mitigation | 0.95 | 45 | 0 | esc | 0.00097009 | 7.702e-10 | 0.00097009 | 7.702e-10
[120 empty] | 7.3.3.17.5 (Remote Grid) Updates to grid topology to minimize risk of ignition in HFTDs Remote GridWLDFRWire-to-wire contactAggregated | WLDFR | HFTD - Distribution - Tier 2 - 5QU CoRE ¦ 3QU LoRE | Non-Red Flag Warning - Large Fires | Wire-to-wire contact | Aggregated | 2033 | 7.9395e-07 | 467.0501 | 0.00037082 | 2033 | Mitigation | 0.95 | 45 | 0 | esc | 0.00097009 | 7.702e-10 | 0.00097009 | 7.702e-10
[120 empty] | 7.3.3.17.5 (Remote Grid) Updates to grid topology to minimize risk of ignition in HFTDs Remote GridWLDFRWire-to-wire contactAggregated | WLDFR | HFTD - Distribution - Tier 2 - 5QU CoRE ¦ 3QU LoRE | Non-Red Flag Warning - Large Fires | Wire-to-wire contact | Aggregated | 2034 | 7.9395e-07 | 467.0501 | 0.00037082 | 2034 | Mitigation | 0.95 | 45 | 0 | esc | 0.00097009 | 7.702e-10 | 0.00097009 | 7.702e-10
[120 empty] | 7.3.3.17.5 (Remote Grid) Updates to grid topology to minimize risk of ignition in HFTDs Remote GridWLDFRWire-to-wire contactAggregated | WLDFR | HFTD - Distribution - Tier 2 - 5QU CoRE ¦ 3QU LoRE | Non-Red Flag Warning - Large Fires | Wire-to-wire contact | Aggregated | 2035 | 7.9395e-07 | 467.0501 | 0.00037082 | 2035 | Mitigation | 0.95 | 45 | 0 | esc | 0.00097009 | 7.702e-10 | 0.00097009 | 7.702e-10
[120 empty] | 7.3.3.17.5 (Remote Grid) Updates to grid topology to minimize risk of ignition in HFTDs Remote GridWLDFRWire-to-wire contactAggregated | WLDFR | HFTD - Distribution - Tier 2 - 5QU CoRE ¦ 3QU LoRE | Non-Red Flag Warning - Large Fires | Wire-to-wire contact | Aggregated | 2036 | 7.9395e-07 | 467.0501 | 0.00037082 | 2036 | Mitigation | 0.95 | 45 | 0 | esc | 0.00097009 | 7.702e-10 | 0.00097009 | 7.702e-10
[120 empty] | 7.3.3.17.5 (Remote Grid) Updates to grid topology to minimize risk of ignition in HFTDs Remote GridWLDFRWire-to-wire contactAggregated | WLDFR | HFTD - Distribution - Tier 2 - 5QU CoRE ¦ 3QU LoRE | Non-Red Flag Warning - Large Fires | Wire-to-wire contact | Aggregated | 2037 | 7.9395e-07 | 467.0501 | 0.00037082 | 2037 | Mitigation | 0.95 | 45 | 0 | esc | 0.00097009 | 7.702e-10 | 0.00097009 | 7.702e-10
[120 empty] | 7.3.3.17.5 (Remote Grid) Updates to grid topology to minimize risk of ignition in HFTDs Remote GridWLDFRWire-to-wire contactAggregated | WLDFR | HFTD - Distribution - Tier 2 - 5QU CoRE ¦ 3QU LoRE | Non-Red Flag Warning - Large Fires | Wire-to-wire contact | Aggregated | 2038 | 7.9395e-07 | 467.0501 | 0.00037082 | 2038 | Mitigation | 0.95 | 45 | 0 | esc | 0.00097009 | 7.702e-10 | 0.00097009 | 7.702e-10
[120 empty] | 7.3.3.17.5 (Remote Grid) Updates to grid topology to minimize risk of ignition in HFTDs Remote GridWLDFRWire-to-wire contactAggregated | WLDFR | HFTD - Distribution - Tier 2 - 5QU CoRE ¦ 3QU LoRE | Non-Red Flag Warning - Large Fires | Wire-to-wire contact | Aggregated | 2039 | 7.9395e-07 | 467.0501 | 0.00037082 | 2039 | Mitigation | 0.95 | 45 | 0 | esc | 0.00097009 | 7.702e-10 | 0.00097009 | 7.702e-10
[120 empty] | 7.3.3.17.5 (Remote Grid) Updates to grid topology to minimize risk of ignition in HFTDs Remote GridWLDFRWire-to-wire contactAggregated | WLDFR | HFTD - Distribution - Tier 2 - 5QU CoRE ¦ 3QU LoRE | Non-Red Flag Warning - Large Fires | Wire-to-wire contact | Aggregated | 2040 | 7.9395e-07 | 467.0501 | 0.00037082 | 2040 | Mitigation | 0.95 | 45 | 0 | esc | 0.00097009 | 7.702e-10 | 0.00097009 | 7.702e-10
[120 empty] | 7.3.3.17.5 (Remote Grid) Updates to grid topology to minimize risk of ignition in HFTDs Remote GridWLDFRWire-to-wire contactAggregated | WLDFR | HFTD - Distribution - Tier 2 - 5QU CoRE ¦ 3QU LoRE | Non-Red Flag Warning - Large Fires | Wire-to-wire contact | Aggregated | 2041 | 7.9395e-07 | 467.0501 | 0.00037082 | 2041 | Mitigation | 0.95 | 45 | 0 | esc | 0.00097009 | 7.702e-10 | 0.00097009 | 7.702e-10
[120 empty] | 7.3.3.17.5 (Remote Grid) Updates to grid topology to minimize risk of ignition in HFTDs Remote GridWLDFRWire-to-wire contactAggregated | WLDFR | HFTD - Distribution - Tier 2 - 5QU CoRE ¦ 3QU LoRE | Non-Red Flag Warning - Large Fires | Wire-to-wire contact | Aggregated | 2042 | 7.9395e-07 | 467.0501 | 0.00037082 | 2042 | Mitigation | 0.95 | 45 | 0 | esc | 0.00097009 | 7.702e-10 | 0.00097009 | 7.702e-10
[120 empty] | 7.3.3.17.5 (Remote Grid) Updates to grid topology to minimize risk of ignition in HFTDs Remote GridWLDFRWire-to-wire contactAggregated | WLDFR | HFTD - Distribution - Tier 2 - 5QU CoRE ¦ 3QU LoRE | Non-Red Flag Warning - Large Fires | Wire-to-wire contact | Aggregated | 2043 | 7.9395e-07 | 467.0501 | 0.00037082 | 2043 | Mitigation | 0.95 | 45 | 0 | esc | 0.00097009 | 7.702e-10 | 0.00097009 | 7.702e-10
[120 empty] | 7.3.3.17.5 (Remote Grid) Updates to grid topology to minimize risk of ignition in HFTDs Remote GridWLDFRWire-to-wire contactAggregated | WLDFR | HFTD - Distribution - Tier 2 - 5QU CoRE ¦ 3QU LoRE | Non-Red Flag Warning - Large Fires | Wire-to-wire contact | Aggregated | 2044 | 7.9395e-07 | 467.0501 | 0.00037082 | 2044 | Mitigation | 0.95 | 45 | 0 | esc | 0.00097009 | 7.702e-10 | 0.00097009 | 7.702e-10
[120 empty] | 7.3.3.17.5 (Remote Grid) Updates to grid topology to minimize risk of ignition in HFTDs Remote GridWLDFRWire-to-wire contactAggregated | WLDFR | HFTD - Distribution - Tier 2 - 5QU CoRE ¦ 3QU LoRE | Non-Red Flag Warning - Large Fires | Wire-to-wire contact | Aggregated | 2045 | 7.9395e-07 | 467.0501 | 0.00037082 | 2045 | Mitigation | 0.95 | 45 | 0 | esc | 0.00097009 | 7.702e-10 | 0.00097009 | 7.702e-10
[120 empty] | 7.3.3.17.5 (Remote Grid) Updates to grid topology to minimize risk of ignition in HFTDs Remote GridWLDFRWire-to-wire contactAggregated | WLDFR | HFTD - Distribution - Tier 2 - 5QU CoRE ¦ 3QU LoRE | Non-Red Flag Warning - Large Fires | Wire-to-wire contact | Aggregated | 2046 | 7.9395e-07 | 467.0501 | 0.00037082 | 2046 | Mitigation | 0.95 | 45 | 0 | esc | 0.00097009 | 7.702e-10 | 0.00097009 | 7.702e-10
[120 empty] | 7.3.3.17.5 (Remote Grid) Updates to grid topology to minimize risk of ignition in HFTDs Remote GridWLDFRWire-to-wire contactAggregated | WLDFR | HFTD - Distribution - Tier 2 - 5QU CoRE ¦ 3QU LoRE | Non-Red Flag Warning - Large Fires | Wire-to-wire contact | Aggregated | 2047 | 7.9395e-07 | 467.0501 | 0.00037082 | 2047 | Mitigation | 0.95 | 45 | 0 | esc | 0.00097009 | 7.702e-10 | 0.00097009 | 7.702e-10
[120 empty] | 7.3.3.17.5 (Remote Grid) Updates to grid topology to minimize risk of ignition in HFTDs Remote GridWLDFRWire-to-wire contactAggregated | WLDFR | HFTD - Distribution - Tier 2 - 5QU CoRE ¦ 3QU LoRE | Non-Red Flag Warning - Large Fires | Wire-to-wire contact | Aggregated | 2048 | 7.9395e-07 | 467.0501 | 0.00037082 | 2048 | Mitigation | 0.95 | 45 | 0 | esc | 0.00097009 | 7.702e-10 | 0.00097009 | 7.702e-10
[120 empty] | 7.3.3.17.5 (Remote Grid) Updates to grid topology to minimize risk of ignition in HFTDs Remote GridWLDFRWire-to-wire contactAggregated | WLDFR | HFTD - Distribution - Tier 2 - 5QU CoRE ¦ 3QU LoRE | Non-Red Flag Warning - Large Fires | Wire-to-wire contact | Aggregated | 2049 | 7.9395e-07 | 467.0501 | 0.00037082 | 2049 | Mitigation | 0.95 | 45 | 0 | esc | 0.00097009 | 7.702e-10 | 0.00097009 | 7.702e-10
[120 empty] | 7.3.3.17.5 (Remote Grid) Updates to grid topology to minimize risk of ignition in HFTDs Remote GridWLDFRWire-to-wire contactAggregated | WLDFR | HFTD - Distribution - Tier 2 - 5QU CoRE ¦ 3QU LoRE | Non-Red Flag Warning - Large Fires | Wire-to-wire contact | Aggregated | 2050 | 7.9395e-07 | 467.0501 | 0.00037082 | 2050 | Mitigation | 0.95 | 45 | 0 | esc | 0.00097009 | 7.702e-10 | 0.00097009 | 7.702e-10
[120 empty] | 7.3.3.17.5 (Remote Grid) Updates to grid topology to minimize risk of ignition in HFTDs Remote GridWLDFRWire-to-wire contactAggregated | WLDFR | HFTD - Distribution - Tier 2 - 5QU CoRE ¦ 3QU LoRE | Non-Red Flag Warning - Large Fires | Wire-to-wire contact | Aggregated | 2051 | 7.9395e-07 | 467.0501 | 0.00037082 | 2051 | Mitigation | 0.95 | 45 | 0 | esc | 0.00097009 | 7.702e-10 | 0.00097009 | 7.702e-10
[120 empty] | 7.3.3.17.5 (Remote Grid) Updates to grid topology to minimize risk of ignition in HFTDs Remote GridWLDFRWire-to-wire contactAggregated | WLDFR | HFTD - Distribution - Tier 2 - 5QU CoRE ¦ 3QU LoRE | Non-Red Flag Warning - Large Fires | Wire-to-wire contact | Aggregated | 2052 | 7.9395e-07 | 467.0501 | 0.00037082 | 2052 | Mitigation | 0.95 | 45 | 0 | esc | 0.00097009 | 7.702e-10 | 0.00097009 | 7.702e-10
[120 empty] | 7.3.3.17.5 (Remote Grid) Updates to grid topology to minimize risk of ignition in HFTDs Remote GridWLDFRWire-to-wire contactAggregated | WLDFR | HFTD - Distribution - Tier 2 - 5QU CoRE ¦ 3QU LoRE | Non-Red Flag Warning - Large Fires | Wire-to-wire contact | Aggregated | 2053 | 7.9395e-07 | 467.0501 | 0.00037082 | 2053 | Mitigation | 0.95 | 45 | 0 | esc | 0.00097009 | 7.702e-10 | 0.00097009 | 7.702e-10
[120 empty] | 7.3.3.17.5 (Remote Grid) Updates to grid topology to minimize risk of ignition in HFTDs Remote GridWLDFRWire-to-wire contactAggregated | WLDFR | HFTD - Distribution - Tier 2 - 5QU CoRE ¦ 3QU LoRE | Non-Red Flag Warning - Large Fires | Wire-to-wire contact | Aggregated | 2054 | 7.9395e-07 | 467.0501 | 0.00037082 | 2054 | Mitigation | 0.95 | 45 | 0 | esc | 0.00097009 | 7.702e-10 | 0.00097009 | 7.702e-10
[120 empty] | 7.3.3.17.5 (Remote Grid) Updates to grid topology to minimize risk of ignition in HFTDs Remote GridWLDFRWire-to-wire contactAggregated | WLDFR | HFTD - Distribution - Tier 2 - 5QU CoRE ¦ 3QU LoRE | Non-Red Flag Warning - Large Fires | Wire-to-wire contact | Aggregated | 2055 | 7.9395e-07 | 467.0501 | 0.00037082 | 2055 | Mitigation | 0.95 | 45 | 0 | esc | 0.00097009 | 7.702e-10 | 0.00097009 | 7.702e-10
[120 empty] | 7.3.3.17.5 (Remote Grid) Updates to grid topology to minimize risk of ignition in HFTDs Remote GridWLDFRWire-to-wire contactAggregated | WLDFR | HFTD - Distribution - Tier 2 - 5QU CoRE ¦ 3QU LoRE | Non-Red Flag Warning - Large Fires | Wire-to-wire contact | Aggregated | 2056 | 7.9395e-07 | 467.0501 | 0.00037082 | 2056 | Mitigation | 0.95 | 45 | 0 | esc | 0.00097009 | 7.702e-10 | 0.00097009 | 7.702e-10
[120 empty] | 7.3.3.17.5 (Remote Grid) Updates to grid topology to minimize risk of ignition in HFTDs Remote GridWLDFRWire-to-wire contactAggregated | WLDFR | HFTD - Distribution - Tier 2 - 5QU CoRE ¦ 3QU LoRE | Non-Red Flag Warning - Large Fires | Wire-to-wire contact | Aggregated | 2057 | 7.9395e-07 | 467.0501 | 0.00037082 | 2057 | Mitigation | 0.95 | 45 | 0 | esc | 0.00097009 | 7.702e-10 | 0.00097009 | 7.702e-10
[120 empty] | 7.3.3.17.5 (Remote Grid) Updates to grid topology to minimize risk of ignition in HFTDs Remote GridWLDFRWire-to-wire contactAggregated | WLDFR | HFTD - Distribution - Tier 2 - 5QU CoRE ¦ 3QU LoRE | Non-Red Flag Warning - Large Fires | Wire-to-wire contact | Aggregated | 2058 | 7.9395e-07 | 467.0501 | 0.00037082 | 2058 | Mitigation | 0.95 | 45 | 0 | esc | 0.00097009 | 7.702e-10 | 0.00097009 | 7.702e-10
[120 empty] | 7.3.3.17.5 (Remote Grid) Updates to grid topology to minimize risk of ignition in HFTDs Remote GridWLDFRWire-to-wire contactAggregated | WLDFR | HFTD - Distribution - Tier 2 - 5QU CoRE ¦ 3QU LoRE | Non-Red Flag Warning - Large Fires | Wire-to-wire contact | Aggregated | 2059 | 7.9395e-07 | 467.0501 | 0.00037082 | 2059 | Mitigation | 0.95 | 45 | 0 | esc | 0.00097009 | 7.702e-10 | 0.00097009 | 7.702e-10
[120 empty] | 7.3.3.17.5 (Remote Grid) Updates to grid topology to minimize risk of ignition in HFTDs Remote GridWLDFRWire-to-wire contactAggregated | WLDFR | HFTD - Distribution - Tier 2 - 5QU CoRE ¦ 3QU LoRE | Non-Red Flag Warning - Large Fires | Wire-to-wire contact | Aggregated | 2060 | 7.9395e-07 | 467.0501 | 0.00037082 | 2060 | Mitigation | 0.95 | 45 | 0 | esc | 0.00097009 | 7.702e-10 | 0.00097009 | 7.702e-10
[120 empty] | 7.3.3.17.5 (Remote Grid) Updates to grid topology to minimize risk of ignition in HFTDs Remote GridWLDFRWire-to-wire contactAggregated | WLDFR | HFTD - Distribution - Tier 2 - 5QU CoRE ¦ 3QU LoRE | Non-Red Flag Warning - Large Fires | Wire-to-wire contact | Aggregated | 2061 | 7.9395e-07 | 467.0501 | 0.00037082 | 2061 | Mitigation | 0.95 | 45 | 0 | esc | 0.00097009 | 7.702e-10 | 0.00097009 | 7.702e-10
[120 empty] | 7.3.3.17.5 (Remote Grid) Updates to grid topology to minimize risk of ignition in HFTDs Remote GridWLDFRWire-to-wire contactAggregated | WLDFR | HFTD - Distribution - Tier 2 - 5QU CoRE ¦ 3QU LoRE | Non-Red Flag Warning - Large Fires | Wire-to-wire contact | Aggregated | 2062 | 7.9395e-07 | 467.0501 | 0.00037082 | 2062 | Mitigation | 0.95 | 45 | 0 | esc | 0.00097009 | 7.702e-10 | 0.00097009 | 7.702e-10
[120 empty] | 7.3.3.17.5 (Remote Grid) Updates to grid topology to minimize risk of ignition in HFTDs Remote GridWLDFRWire-to-wire contactAggregated | WLDFR | HFTD - Distribution - Tier 2 - 5QU CoRE ¦ 3QU LoRE | Non-Red Flag Warning - Large Fires | Wire-to-wire contact | Aggregated | 2063 | 7.9395e-07 | 467.0501 | 0.00037082 | 2063 | Mitigation | 0.95 | 45 | 0 | esc | 0.00097009 | 7.702e-10 | 0.00097009 | 7.702e-10
[120 empty] | 7.3.3.17.5 (Remote Grid) Updates to grid topology to minimize risk of ignition in HFTDs Remote GridWLDFRWire-to-wire contactAggregated | WLDFR | HFTD - Distribution - Tier 2 - 5QU CoRE ¦ 3QU LoRE | Non-Red Flag Warning - Large Fires | Wire-to-wire contact | Aggregated | 2064 | 7.9395e-07 | 467.0501 | 0.00037082 | 2064 | Mitigation | 0.95 | 45 | 0 | esc | 0.00097009 | 7.702e-10 | 0.00097009 | 7.702e-10
[120 empty] | 7.3.3.17.5 (Remote Grid) Updates to grid topology to minimize risk of ignition in HFTDs Remote GridWLDFRWire-to-wire contactAggregated | WLDFR | HFTD - Distribution - Tier 2 - 5QU CoRE ¦ 3QU LoRE | Non-Red Flag Warning - Large Fires | Wire-to-wire contact | Aggregated | 2065 | 7.9395e-07 | 467.0501 | 0.00037082 | 2065 | Mitigation | 0.95 | 45 | 0 | esc | 0.00097009 | 7.702e-10 | 0.00097009 | 7.702e-10
[120 empty] | 7.3.3.17.5 (Remote Grid) Updates to grid topology to minimize risk of ignition in HFTDs Remote GridWLDFRWire-to-wire contactAggregated | WLDFR | HFTD - Distribution - Tier 2 - 5QU CoRE ¦ 3QU LoRE | Non-Red Flag Warning - Large Fires | Wire-to-wire contact | Aggregated | 2066 | 7.9395e-07 | 467.0501 | 0.00037082 | 2066 | Mitigation | 0.95 | 45 | 0 | esc | 0.00097009 | 7.702e-10 | 0.00097009 | 7.702e-10
[120 empty] | 7.3.3.17.5 (Remote Grid) Updates to grid topology to minimize risk of ignition in HFTDs Remote GridWLDFRWire-to-wire contactAggregated | WLDFR | HFTD - Distribution - Tier 2 - 5QU CoRE ¦ 3QU LoRE | Non-Red Flag Warning - Large Fires | Wire-to-wire contact | Aggregated | 2067 | 7.9395e-07 | 467.0501 | 0.00037082 | 2067 | Mitigation | 0.95 | 45 | 0 | esc | 0 | 0 | 0.00097009 | 7.702e-10
[120 empty] | 7.3.3.17.5 (Remote Grid) Updates to grid topology to minimize risk of ignition in HFTDs Remote GridWLDFRContact from objectAggregated | WLDFR | HFTD - Distribution - Tier 2 - 5QU CoRE ¦ 3QU LoRE | Non-Red Flag Warning - Small Fires | Contact from object | Aggregated | 2022 | 0.00092102 | 467.0501 | 0.43016 | 2022 | Mitigation | 0.95 | 45 | 0 | esc | 0.00097009 | 8.9346e-07 | 0 | 0
[120 empty] | 7.3.3.17.5 (Remote Grid) Updates to grid topology to minimize risk of ignition in HFTDs Remote GridWLDFRContact from objectAggregated | WLDFR | HFTD - Distribution - Tier 2 - 5QU CoRE ¦ 3QU LoRE | Non-Red Flag Warning - Small Fires | Contact from object | Aggregated | 2023 | 0.00092102 | 467.0501 | 0.43016 | 2023 | Mitigation | 0.95 | 45 | 0 | esc | 0.00097009 | 8.9346e-07 | 0.00097009 | 8.9346e-07
[120 empty] | 7.3.3.17.5 (Remote Grid) Updates to grid topology to minimize risk of ignition in HFTDs Remote GridWLDFRContact from objectAggregated | WLDFR | HFTD - Distribution - Tier 2 - 5QU CoRE ¦ 3QU LoRE | Non-Red Flag Warning - Small Fires | Contact from object | Aggregated | 2024 | 0.00092102 | 467.0501 | 0.43016 | 2024 | Mitigation | 0.95 | 45 | 0 | esc | 0.00097009 | 8.9346e-07 | 0.00097009 | 8.9346e-07
[120 empty] | 7.3.3.17.5 (Remote Grid) Updates to grid topology to minimize risk of ignition in HFTDs Remote GridWLDFRContact from objectAggregated | WLDFR | HFTD - Distribution - Tier 2 - 5QU CoRE ¦ 3QU LoRE | Non-Red Flag Warning - Small Fires | Contact from object | Aggregated | 2025 | 0.00092102 | 467.0501 | 0.43016 | 2025 | Mitigation | 0.95 | 45 | 0 | esc | 0.00097009 | 8.9346e-07 | 0.00097009 | 8.9346e-07
[120 empty] | 7.3.3.17.5 (Remote Grid) Updates to grid topology to minimize risk of ignition in HFTDs Remote GridWLDFRContact from objectAggregated | WLDFR | HFTD - Distribution - Tier 2 - 5QU CoRE ¦ 3QU LoRE | Non-Red Flag Warning - Small Fires | Contact from object | Aggregated | 2026 | 0.00092102 | 467.0501 | 0.43016 | 2026 | Mitigation | 0.95 | 45 | 0 | esc | 0.00097009 | 8.9346e-07 | 0.00097009 | 8.9346e-07
[120 empty] | 7.3.3.17.5 (Remote Grid) Updates to grid topology to minimize risk of ignition in HFTDs Remote GridWLDFRContact from objectAggregated | WLDFR | HFTD - Distribution - Tier 2 - 5QU CoRE ¦ 3QU LoRE | Non-Red Flag Warning - Small Fires | Contact from object | Aggregated | 2027 | 0.00092102 | 467.0501 | 0.43016 | 2027 | Mitigation | 0.95 | 45 | 0 | esc | 0.00097009 | 8.9346e-07 | 0.00097009 | 8.9346e-07
[120 empty] | 7.3.3.17.5 (Remote Grid) Updates to grid topology to minimize risk of ignition in HFTDs Remote GridWLDFRContact from objectAggregated | WLDFR | HFTD - Distribution - Tier 2 - 5QU CoRE ¦ 3QU LoRE | Non-Red Flag Warning - Small Fires | Contact from object | Aggregated | 2028 | 0.00092102 | 467.0501 | 0.43016 | 2028 | Mitigation | 0.95 | 45 | 0 | esc | 0.00097009 | 8.9346e-07 | 0.00097009 | 8.9346e-07
[120 empty] | 7.3.3.17.5 (Remote Grid) Updates to grid topology to minimize risk of ignition in HFTDs Remote GridWLDFRContact from objectAggregated | WLDFR | HFTD - Distribution - Tier 2 - 5QU CoRE ¦ 3QU LoRE | Non-Red Flag Warning - Small Fires | Contact from object | Aggregated | 2029 | 0.00092102 | 467.0501 | 0.43016 | 2029 | Mitigation | 0.95 | 45 | 0 | esc | 0.00097009 | 8.9346e-07 | 0.00097009 | 8.9346e-07
[120 empty] | 7.3.3.17.5 (Remote Grid) Updates to grid topology to minimize risk of ignition in HFTDs Remote GridWLDFRContact from objectAggregated | WLDFR | HFTD - Distribution - Tier 2 - 5QU CoRE ¦ 3QU LoRE | Non-Red Flag Warning - Small Fires | Contact from object | Aggregated | 2030 | 0.00092102 | 467.0501 | 0.43016 | 2030 | Mitigation | 0.95 | 45 | 0 | esc | 0.00097009 | 8.9346e-07 | 0.00097009 | 8.9346e-07
[120 empty] | 7.3.3.17.5 (Remote Grid) Updates to grid topology to minimize risk of ignition in HFTDs Remote GridWLDFRContact from objectAggregated | WLDFR | HFTD - Distribution - Tier 2 - 5QU CoRE ¦ 3QU LoRE | Non-Red Flag Warning - Small Fires | Contact from object | Aggregated | 2031 | 0.00092102 | 467.0501 | 0.43016 | 2031 | Mitigation | 0.95 | 45 | 0 | esc | 0.00097009 | 8.9346e-07 | 0.00097009 | 8.9346e-07
[120 empty] | 7.3.3.17.5 (Remote Grid) Updates to grid topology to minimize risk of ignition in HFTDs Remote GridWLDFRContact from objectAggregated | WLDFR | HFTD - Distribution - Tier 2 - 5QU CoRE ¦ 3QU LoRE | Non-Red Flag Warning - Small Fires | Contact from object | Aggregated | 2032 | 0.00092102 | 467.0501 | 0.43016 | 2032 | Mitigation | 0.95 | 45 | 0 | esc | 0.00097009 | 8.9346e-07 | 0.00097009 | 8.9346e-07
[120 empty] | 7.3.3.17.5 (Remote Grid) Updates to grid topology to minimize risk of ignition in HFTDs Remote GridWLDFRContact from objectAggregated | WLDFR | HFTD - Distribution - Tier 2 - 5QU CoRE ¦ 3QU LoRE | Non-Red Flag Warning - Small Fires | Contact from object | Aggregated | 2033 | 0.00092102 | 467.0501 | 0.43016 | 2033 | Mitigation | 0.95 | 45 | 0 | esc | 0.00097009 | 8.9346e-07 | 0.00097009 | 8.9346e-07
[120 empty] | 7.3.3.17.5 (Remote Grid) Updates to grid topology to minimize risk of ignition in HFTDs Remote GridWLDFRContact from objectAggregated | WLDFR | HFTD - Distribution - Tier 2 - 5QU CoRE ¦ 3QU LoRE | Non-Red Flag Warning - Small Fires | Contact from object | Aggregated | 2034 | 0.00092102 | 467.0501 | 0.43016 | 2034 | Mitigation | 0.95 | 45 | 0 | esc | 0.00097009 | 8.9346e-07 | 0.00097009 | 8.9346e-07
[120 empty] | 7.3.3.17.5 (Remote Grid) Updates to grid topology to minimize risk of ignition in HFTDs Remote GridWLDFRContact from objectAggregated | WLDFR | HFTD - Distribution - Tier 2 - 5QU CoRE ¦ 3QU LoRE | Non-Red Flag Warning - Small Fires | Contact from object | Aggregated | 2035 | 0.00092102 | 467.0501 | 0.43016 | 2035 | Mitigation | 0.95 | 45 | 0 | esc | 0.00097009 | 8.9346e-07 | 0.00097009 | 8.9346e-07
[120 empty] | 7.3.3.17.5 (Remote Grid) Updates to grid topology to minimize risk of ignition in HFTDs Remote GridWLDFRContact from objectAggregated | WLDFR | HFTD - Distribution - Tier 2 - 5QU CoRE ¦ 3QU LoRE | Non-Red Flag Warning - Small Fires | Contact from object | Aggregated | 2036 | 0.00092102 | 467.0501 | 0.43016 | 2036 | Mitigation | 0.95 | 45 | 0 | esc | 0.00097009 | 8.9346e-07 | 0.00097009 | 8.9346e-07
[120 empty] | 7.3.3.17.5 (Remote Grid) Updates to grid topology to minimize risk of ignition in HFTDs Remote GridWLDFRContact from objectAggregated | WLDFR | HFTD - Distribution - Tier 2 - 5QU CoRE ¦ 3QU LoRE | Non-Red Flag Warning - Small Fires | Contact from object | Aggregated | 2037 | 0.00092102 | 467.0501 | 0.43016 | 2037 | Mitigation | 0.95 | 45 | 0 | esc | 0.00097009 | 8.9346e-07 | 0.00097009 | 8.9346e-07
[120 empty] | 7.3.3.17.5 (Remote Grid) Updates to grid topology to minimize risk of ignition in HFTDs Remote GridWLDFRContact from objectAggregated | WLDFR | HFTD - Distribution - Tier 2 - 5QU CoRE ¦ 3QU LoRE | Non-Red Flag Warning - Small Fires | Contact from object | Aggregated | 2038 | 0.00092102 | 467.0501 | 0.43016 | 2038 | Mitigation | 0.95 | 45 | 0 | esc | 0.00097009 | 8.9346e-07 | 0.00097009 | 8.9346e-07
[120 empty] | 7.3.3.17.5 (Remote Grid) Updates to grid topology to minimize risk of ignition in HFTDs Remote GridWLDFRContact from objectAggregated | WLDFR | HFTD - Distribution - Tier 2 - 5QU CoRE ¦ 3QU LoRE | Non-Red Flag Warning - Small Fires | Contact from object | Aggregated | 2039 | 0.00092102 | 467.0501 | 0.43016 | 2039 | Mitigation | 0.95 | 45 | 0 | esc | 0.00097009 | 8.9346e-07 | 0.00097009 | 8.9346e-07
[120 empty] | 7.3.3.17.5 (Remote Grid) Updates to grid topology to minimize risk of ignition in HFTDs Remote GridWLDFRContact from objectAggregated | WLDFR | HFTD - Distribution - Tier 2 - 5QU CoRE ¦ 3QU LoRE | Non-Red Flag Warning - Small Fires | Contact from object | Aggregated | 2040 | 0.00092102 | 467.0501 | 0.43016 | 2040 | Mitigation | 0.95 | 45 | 0 | esc | 0.00097009 | 8.9346e-07 | 0.00097009 | 8.9346e-07
[120 empty] | 7.3.3.17.5 (Remote Grid) Updates to grid topology to minimize risk of ignition in HFTDs Remote GridWLDFRContact from objectAggregated | WLDFR | HFTD - Distribution - Tier 2 - 5QU CoRE ¦ 3QU LoRE | Non-Red Flag Warning - Small Fires | Contact from object | Aggregated | 2041 | 0.00092102 | 467.0501 | 0.43016 | 2041 | Mitigation | 0.95 | 45 | 0 | esc | 0.00097009 | 8.9346e-07 | 0.00097009 | 8.9346e-07
[120 empty] | 7.3.3.17.5 (Remote Grid) Updates to grid topology to minimize risk of ignition in HFTDs Remote GridWLDFRContact from objectAggregated | WLDFR | HFTD - Distribution - Tier 2 - 5QU CoRE ¦ 3QU LoRE | Non-Red Flag Warning - Small Fires | Contact from object | Aggregated | 2042 | 0.00092102 | 467.0501 | 0.43016 | 2042 | Mitigation | 0.95 | 45 | 0 | esc | 0.00097009 | 8.9346e-07 | 0.00097009 | 8.9346e-07
[120 empty] | 7.3.3.17.5 (Remote Grid) Updates to grid topology to minimize risk of ignition in HFTDs Remote GridWLDFRContact from objectAggregated | WLDFR | HFTD - Distribution - Tier 2 - 5QU CoRE ¦ 3QU LoRE | Non-Red Flag Warning - Small Fires | Contact from object | Aggregated | 2043 | 0.00092102 | 467.0501 | 0.43016 | 2043 | Mitigation | 0.95 | 45 | 0 | esc | 0.00097009 | 8.9346e-07 | 0.00097009 | 8.9346e-07
[120 empty] | 7.3.3.17.5 (Remote Grid) Updates to grid topology to minimize risk of ignition in HFTDs Remote GridWLDFRContact from objectAggregated | WLDFR | HFTD - Distribution - Tier 2 - 5QU CoRE ¦ 3QU LoRE | Non-Red Flag Warning - Small Fires | Contact from object | Aggregated | 2044 | 0.00092102 | 467.0501 | 0.43016 | 2044 | Mitigation | 0.95 | 45 | 0 | esc | 0.00097009 | 8.9346e-07 | 0.00097009 | 8.9346e-07
[120 empty] | 7.3.3.17.5 (Remote Grid) Updates to grid topology to minimize risk of ignition in HFTDs Remote GridWLDFRContact from objectAggregated | WLDFR | HFTD - Distribution - Tier 2 - 5QU CoRE ¦ 3QU LoRE | Non-Red Flag Warning - Small Fires | Contact from object | Aggregated | 2045 | 0.00092102 | 467.0501 | 0.43016 | 2045 | Mitigation | 0.95 | 45 | 0 | esc | 0.00097009 | 8.9346e-07 | 0.00097009 | 8.9346e-07
[120 empty] | 7.3.3.17.5 (Remote Grid) Updates to grid topology to minimize risk of ignition in HFTDs Remote GridWLDFRContact from objectAggregated | WLDFR | HFTD - Distribution - Tier 2 - 5QU CoRE ¦ 3QU LoRE | Non-Red Flag Warning - Small Fires | Contact from object | Aggregated | 2046 | 0.00092102 | 467.0501 | 0.43016 | 2046 | Mitigation | 0.95 | 45 | 0 | esc | 0.00097009 | 8.9346e-07 | 0.00097009 | 8.9346e-07
[120 empty] | 7.3.3.17.5 (Remote Grid) Updates to grid topology to minimize risk of ignition in HFTDs Remote GridWLDFRContact from objectAggregated | WLDFR | HFTD - Distribution - Tier 2 - 5QU CoRE ¦ 3QU LoRE | Non-Red Flag Warning - Small Fires | Contact from object | Aggregated | 2047 | 0.00092102 | 467.0501 | 0.43016 | 2047 | Mitigation | 0.95 | 45 | 0 | esc | 0.00097009 | 8.9346e-07 | 0.00097009 | 8.9346e-07
[120 empty] | 7.3.3.17.5 (Remote Grid) Updates to grid topology to minimize risk of ignition in HFTDs Remote GridWLDFRContact from objectAggregated | WLDFR | HFTD - Distribution - Tier 2 - 5QU CoRE ¦ 3QU LoRE | Non-Red Flag Warning - Small Fires | Contact from object | Aggregated | 2048 | 0.00092102 | 467.0501 | 0.43016 | 2048 | Mitigation | 0.95 | 45 | 0 | esc | 0.00097009 | 8.9346e-07 | 0.00097009 | 8.9346e-07
[120 empty] | 7.3.3.17.5 (Remote Grid) Updates to grid topology to minimize risk of ignition in HFTDs Remote GridWLDFRContact from objectAggregated | WLDFR | HFTD - Distribution - Tier 2 - 5QU CoRE ¦ 3QU LoRE | Non-Red Flag Warning - Small Fires | Contact from object | Aggregated | 2049 | 0.00092102 | 467.0501 | 0.43016 | 2049 | Mitigation | 0.95 | 45 | 0 | esc | 0.00097009 | 8.9346e-07 | 0.00097009 | 8.9346e-07
[120 empty] | 7.3.3.17.5 (Remote Grid) Updates to grid topology to minimize risk of ignition in HFTDs Remote GridWLDFRContact from objectAggregated | WLDFR | HFTD - Distribution - Tier 2 - 5QU CoRE ¦ 3QU LoRE | Non-Red Flag Warning - Small Fires | Contact from object | Aggregated | 2050 | 0.00092102 | 467.0501 | 0.43016 | 2050 | Mitigation | 0.95 | 45 | 0 | esc | 0.00097009 | 8.9346e-07 | 0.00097009 | 8.9346e-07
[120 empty] | 7.3.3.17.5 (Remote Grid) Updates to grid topology to minimize risk of ignition in HFTDs Remote GridWLDFRContact from objectAggregated | WLDFR | HFTD - Distribution - Tier 2 - 5QU CoRE ¦ 3QU LoRE | Non-Red Flag Warning - Small Fires | Contact from object | Aggregated | 2051 | 0.00092102 | 467.0501 | 0.43016 | 2051 | Mitigation | 0.95 | 45 | 0 | esc | 0.00097009 | 8.9346e-07 | 0.00097009 | 8.9346e-07
[120 empty] | 7.3.3.17.5 (Remote Grid) Updates to grid topology to minimize risk of ignition in HFTDs Remote GridWLDFRContact from objectAggregated | WLDFR | HFTD - Distribution - Tier 2 - 5QU CoRE ¦ 3QU LoRE | Non-Red Flag Warning - Small Fires | Contact from object | Aggregated | 2052 | 0.00092102 | 467.0501 | 0.43016 | 2052 | Mitigation | 0.95 | 45 | 0 | esc | 0.00097009 | 8.9346e-07 | 0.00097009 | 8.9346e-07
[120 empty] | 7.3.3.17.5 (Remote Grid) Updates to grid topology to minimize risk of ignition in HFTDs Remote GridWLDFRContact from objectAggregated | WLDFR | HFTD - Distribution - Tier 2 - 5QU CoRE ¦ 3QU LoRE | Non-Red Flag Warning - Small Fires | Contact from object | Aggregated | 2053 | 0.00092102 | 467.0501 | 0.43016 | 2053 | Mitigation | 0.95 | 45 | 0 | esc | 0.00097009 | 8.9346e-07 | 0.00097009 | 8.9346e-07
[120 empty] | 7.3.3.17.5 (Remote Grid) Updates to grid topology to minimize risk of ignition in HFTDs Remote GridWLDFRContact from objectAggregated | WLDFR | HFTD - Distribution - Tier 2 - 5QU CoRE ¦ 3QU LoRE | Non-Red Flag Warning - Small Fires | Contact from object | Aggregated | 2054 | 0.00092102 | 467.0501 | 0.43016 | 2054 | Mitigation | 0.95 | 45 | 0 | esc | 0.00097009 | 8.9346e-07 | 0.00097009 | 8.9346e-07
[120 empty] | 7.3.3.17.5 (Remote Grid) Updates to grid topology to minimize risk of ignition in HFTDs Remote GridWLDFRContact from objectAggregated | WLDFR | HFTD - Distribution - Tier 2 - 5QU CoRE ¦ 3QU LoRE | Non-Red Flag Warning - Small Fires | Contact from object | Aggregated | 2055 | 0.00092102 | 467.0501 | 0.43016 | 2055 | Mitigation | 0.95 | 45 | 0 | esc | 0.00097009 | 8.9346e-07 | 0.00097009 | 8.9346e-07
[120 empty] | 7.3.3.17.5 (Remote Grid) Updates to grid topology to minimize risk of ignition in HFTDs Remote GridWLDFRContact from objectAggregated | WLDFR | HFTD - Distribution - Tier 2 - 5QU CoRE ¦ 3QU LoRE | Non-Red Flag Warning - Small Fires | Contact from object | Aggregated | 2056 | 0.00092102 | 467.0501 | 0.43016 | 2056 | Mitigation | 0.95 | 45 | 0 | esc | 0.00097009 | 8.9346e-07 | 0.00097009 | 8.9346e-07
[120 empty] | 7.3.3.17.5 (Remote Grid) Updates to grid topology to minimize risk of ignition in HFTDs Remote GridWLDFRContact from objectAggregated | WLDFR | HFTD - Distribution - Tier 2 - 5QU CoRE ¦ 3QU LoRE | Non-Red Flag Warning - Small Fires | Contact from object | Aggregated | 2057 | 0.00092102 | 467.0501 | 0.43016 | 2057 | Mitigation | 0.95 | 45 | 0 | esc | 0.00097009 | 8.9346e-07 | 0.00097009 | 8.9346e-07
[120 empty] | 7.3.3.17.5 (Remote Grid) Updates to grid topology to minimize risk of ignition in HFTDs Remote GridWLDFRContact from objectAggregated | WLDFR | HFTD - Distribution - Tier 2 - 5QU CoRE ¦ 3QU LoRE | Non-Red Flag Warning - Small Fires | Contact from object | Aggregated | 2058 | 0.00092102 | 467.0501 | 0.43016 | 2058 | Mitigation | 0.95 | 45 | 0 | esc | 0.00097009 | 8.9346e-07 | 0.00097009 | 8.9346e-07
[120 empty] | 7.3.3.17.5 (Remote Grid) Updates to grid topology to minimize risk of ignition in HFTDs Remote GridWLDFRContact from objectAggregated | WLDFR | HFTD - Distribution - Tier 2 - 5QU CoRE ¦ 3QU LoRE | Non-Red Flag Warning - Small Fires | Contact from object | Aggregated | 2059 | 0.00092102 | 467.0501 | 0.43016 | 2059 | Mitigation | 0.95 | 45 | 0 | esc | 0.00097009 | 8.9346e-07 | 0.00097009 | 8.9346e-07
[120 empty] | 7.3.3.17.5 (Remote Grid) Updates to grid topology to minimize risk of ignition in HFTDs Remote GridWLDFRContact from objectAggregated | WLDFR | HFTD - Distribution - Tier 2 - 5QU CoRE ¦ 3QU LoRE | Non-Red Flag Warning - Small Fires | Contact from object | Aggregated | 2060 | 0.00092102 | 467.0501 | 0.43016 | 2060 | Mitigation | 0.95 | 45 | 0 | esc | 0.00097009 | 8.9346e-07 | 0.00097009 | 8.9346e-07
[120 empty] | 7.3.3.17.5 (Remote Grid) Updates to grid topology to minimize risk of ignition in HFTDs Remote GridWLDFRContact from objectAggregated | WLDFR | HFTD - Distribution - Tier 2 - 5QU CoRE ¦ 3QU LoRE | Non-Red Flag Warning - Small Fires | Contact from object | Aggregated | 2061 | 0.00092102 | 467.0501 | 0.43016 | 2061 | Mitigation | 0.95 | 45 | 0 | esc | 0.00097009 | 8.9346e-07 | 0.00097009 | 8.9346e-07
[120 empty] | 7.3.3.17.5 (Remote Grid) Updates to grid topology to minimize risk of ignition in HFTDs Remote GridWLDFRContact from objectAggregated | WLDFR | HFTD - Distribution - Tier 2 - 5QU CoRE ¦ 3QU LoRE | Non-Red Flag Warning - Small Fires | Contact from object | Aggregated | 2062 | 0.00092102 | 467.0501 | 0.43016 | 2062 | Mitigation | 0.95 | 45 | 0 | esc | 0.00097009 | 8.9346e-07 | 0.00097009 | 8.9346e-07
[120 empty] | 7.3.3.17.5 (Remote Grid) Updates to grid topology to minimize risk of ignition in HFTDs Remote GridWLDFRContact from objectAggregated | WLDFR | HFTD - Distribution - Tier 2 - 5QU CoRE ¦ 3QU LoRE | Non-Red Flag Warning - Small Fires | Contact from object | Aggregated | 2063 | 0.00092102 | 467.0501 | 0.43016 | 2063 | Mitigation | 0.95 | 45 | 0 | esc | 0.00097009 | 8.9346e-07 | 0.00097009 | 8.9346e-07
[120 empty] | 7.3.3.17.5 (Remote Grid) Updates to grid topology to minimize risk of ignition in HFTDs Remote GridWLDFRContact from objectAggregated | WLDFR | HFTD - Distribution - Tier 2 - 5QU CoRE ¦ 3QU LoRE | Non-Red Flag Warning - Small Fires | Contact from object | Aggregated | 2064 | 0.00092102 | 467.0501 | 0.43016 | 2064 | Mitigation | 0.95 | 45 | 0 | esc | 0.00097009 | 8.9346e-07 | 0.00097009 | 8.9346e-07
[120 empty] | 7.3.3.17.5 (Remote Grid) Updates to grid topology to minimize risk of ignition in HFTDs Remote GridWLDFRContact from objectAggregated | WLDFR | HFTD - Distribution - Tier 2 - 5QU CoRE ¦ 3QU LoRE | Non-Red Flag Warning - Small Fires | Contact from object | Aggregated | 2065 | 0.00092102 | 467.0501 | 0.43016 | 2065 | Mitigation | 0.95 | 45 | 0 | esc | 0.00097009 | 8.9346e-07 | 0.00097009 | 8.9346e-07
[120 empty] | 7.3.3.17.5 (Remote Grid) Updates to grid topology to minimize risk of ignition in HFTDs Remote GridWLDFRContact from objectAggregated | WLDFR | HFTD - Distribution - Tier 2 - 5QU CoRE ¦ 3QU LoRE | Non-Red Flag Warning - Small Fires | Contact from object | Aggregated | 2066 | 0.00092102 | 467.0501 | 0.43016 | 2066 | Mitigation | 0.95 | 45 | 0 | esc | 0.00097009 | 8.9346e-07 | 0.00097009 | 8.9346e-07
[120 empty] | 7.3.3.17.5 (Remote Grid) Updates to grid topology to minimize risk of ignition in HFTDs Remote GridWLDFRContact from objectAggregated | WLDFR | HFTD - Distribution - Tier 2 - 5QU CoRE ¦ 3QU LoRE | Non-Red Flag Warning - Small Fires | Contact from object | Aggregated | 2067 | 0.00092102 | 467.0501 | 0.43016 | 2067 | Mitigation | 0.95 | 45 | 0 | esc | 0 | 0 | 0.00097009 | 8.9346e-07
[120 empty] | 7.3.3.17.5 (Remote Grid) Updates to grid topology to minimize risk of ignition in HFTDs Remote GridWLDFRContaminationAggregated | WLDFR | HFTD - Distribution - Tier 2 - 5QU CoRE ¦ 3QU LoRE | Non-Red Flag Warning - Small Fires | Contamination | Aggregated | 2022 | 2.4942e-05 | 467.0501 | 0.011649 | 2022 | Mitigation | 0.95 | 45 | 0 | esc | 0.00097009 | 2.4196e-08 | 0 | 0
[120 empty] | 7.3.3.17.5 (Remote Grid) Updates to grid topology to minimize risk of ignition in HFTDs Remote GridWLDFRContaminationAggregated | WLDFR | HFTD - Distribution - Tier 2 - 5QU CoRE ¦ 3QU LoRE | Non-Red Flag Warning - Small Fires | Contamination | Aggregated | 2023 | 2.4942e-05 | 467.0501 | 0.011649 | 2023 | Mitigation | 0.95 | 45 | 0 | esc | 0.00097009 | 2.4196e-08 | 0.00097009 | 2.4196e-08
[120 empty] | 7.3.3.17.5 (Remote Grid) Updates to grid topology to minimize risk of ignition in HFTDs Remote GridWLDFRContaminationAggregated | WLDFR | HFTD - Distribution - Tier 2 - 5QU CoRE ¦ 3QU LoRE | Non-Red Flag Warning - Small Fires | Contamination | Aggregated | 2024 | 2.4942e-05 | 467.0501 | 0.011649 | 2024 | Mitigation | 0.95 | 45 | 0 | esc | 0.00097009 | 2.4196e-08 | 0.00097009 | 2.4196e-08
[120 empty] | 7.3.3.17.5 (Remote Grid) Updates to grid topology to minimize risk of ignition in HFTDs Remote GridWLDFRContaminationAggregated | WLDFR | HFTD - Distribution - Tier 2 - 5QU CoRE ¦ 3QU LoRE | Non-Red Flag Warning - Small Fires | Contamination | Aggregated | 2025 | 2.4942e-05 | 467.0501 | 0.011649 | 2025 | Mitigation | 0.95 | 45 | 0 | esc | 0.00097009 | 2.4196e-08 | 0.00097009 | 2.4196e-08
[120 empty] | 7.3.3.17.5 (Remote Grid) Updates to grid topology to minimize risk of ignition in HFTDs Remote GridWLDFRContaminationAggregated | WLDFR | HFTD - Distribution - Tier 2 - 5QU CoRE ¦ 3QU LoRE | Non-Red Flag Warning - Small Fires | Contamination | Aggregated | 2026 | 2.4942e-05 | 467.0501 | 0.011649 | 2026 | Mitigation | 0.95 | 45 | 0 | esc | 0.00097009 | 2.4196e-08 | 0.00097009 | 2.4196e-08
[120 empty] | 7.3.3.17.5 (Remote Grid) Updates to grid topology to minimize risk of ignition in HFTDs Remote GridWLDFRContaminationAggregated | WLDFR | HFTD - Distribution - Tier 2 - 5QU CoRE ¦ 3QU LoRE | Non-Red Flag Warning - Small Fires | Contamination | Aggregated | 2027 | 2.4942e-05 | 467.0501 | 0.011649 | 2027 | Mitigation | 0.95 | 45 | 0 | esc | 0.00097009 | 2.4196e-08 | 0.00097009 | 2.4196e-08
[120 empty] | 7.3.3.17.5 (Remote Grid) Updates to grid topology to minimize risk of ignition in HFTDs Remote GridWLDFRContaminationAggregated | WLDFR | HFTD - Distribution - Tier 2 - 5QU CoRE ¦ 3QU LoRE | Non-Red Flag Warning - Small Fires | Contamination | Aggregated | 2028 | 2.4942e-05 | 467.0501 | 0.011649 | 2028 | Mitigation | 0.95 | 45 | 0 | esc | 0.00097009 | 2.4196e-08 | 0.00097009 | 2.4196e-08
[120 empty] | 7.3.3.17.5 (Remote Grid) Updates to grid topology to minimize risk of ignition in HFTDs Remote GridWLDFRContaminationAggregated | WLDFR | HFTD - Distribution - Tier 2 - 5QU CoRE ¦ 3QU LoRE | Non-Red Flag Warning - Small Fires | Contamination | Aggregated | 2029 | 2.4942e-05 | 467.0501 | 0.011649 | 2029 | Mitigation | 0.95 | 45 | 0 | esc | 0.00097009 | 2.4196e-08 | 0.00097009 | 2.4196e-08
[120 empty] | 7.3.3.17.5 (Remote Grid) Updates to grid topology to minimize risk of ignition in HFTDs Remote GridWLDFRContaminationAggregated | WLDFR | HFTD - Distribution - Tier 2 - 5QU CoRE ¦ 3QU LoRE | Non-Red Flag Warning - Small Fires | Contamination | Aggregated | 2030 | 2.4942e-05 | 467.0501 | 0.011649 | 2030 | Mitigation | 0.95 | 45 | 0 | esc | 0.00097009 | 2.4196e-08 | 0.00097009 | 2.4196e-08
[120 empty] | 7.3.3.17.5 (Remote Grid) Updates to grid topology to minimize risk of ignition in HFTDs Remote GridWLDFRContaminationAggregated | WLDFR | HFTD - Distribution - Tier 2 - 5QU CoRE ¦ 3QU LoRE | Non-Red Flag Warning - Small Fires | Contamination | Aggregated | 2031 | 2.4942e-05 | 467.0501 | 0.011649 | 2031 | Mitigation | 0.95 | 45 | 0 | esc | 0.00097009 | 2.4196e-08 | 0.00097009 | 2.4196e-08
[120 empty] | 7.3.3.17.5 (Remote Grid) Updates to grid topology to minimize risk of ignition in HFTDs Remote GridWLDFRContaminationAggregated | WLDFR | HFTD - Distribution - Tier 2 - 5QU CoRE ¦ 3QU LoRE | Non-Red Flag Warning - Small Fires | Contamination | Aggregated | 2032 | 2.4942e-05 | 467.0501 | 0.011649 | 2032 | Mitigation | 0.95 | 45 | 0 | esc | 0.00097009 | 2.4196e-08 | 0.00097009 | 2.4196e-08
[120 empty] | 7.3.3.17.5 (Remote Grid) Updates to grid topology to minimize risk of ignition in HFTDs Remote GridWLDFRContaminationAggregated | WLDFR | HFTD - Distribution - Tier 2 - 5QU CoRE ¦ 3QU LoRE | Non-Red Flag Warning - Small Fires | Contamination | Aggregated | 2033 | 2.4942e-05 | 467.0501 | 0.011649 | 2033 | Mitigation | 0.95 | 45 | 0 | esc | 0.00097009 | 2.4196e-08 | 0.00097009 | 2.4196e-08
[120 empty] | 7.3.3.17.5 (Remote Grid) Updates to grid topology to minimize risk of ignition in HFTDs Remote GridWLDFRContaminationAggregated | WLDFR | HFTD - Distribution - Tier 2 - 5QU CoRE ¦ 3QU LoRE | Non-Red Flag Warning - Small Fires | Contamination | Aggregated | 2034 | 2.4942e-05 | 467.0501 | 0.011649 | 2034 | Mitigation | 0.95 | 45 | 0 | esc | 0.00097009 | 2.4196e-08 | 0.00097009 | 2.4196e-08
[120 empty] | 7.3.3.17.5 (Remote Grid) Updates to grid topology to minimize risk of ignition in HFTDs Remote GridWLDFRContaminationAggregated | WLDFR | HFTD - Distribution - Tier 2 - 5QU CoRE ¦ 3QU LoRE | Non-Red Flag Warning - Small Fires | Contamination | Aggregated | 2035 | 2.4942e-05 | 467.0501 | 0.011649 | 2035 | Mitigation | 0.95 | 45 | 0 | esc | 0.00097009 | 2.4196e-08 | 0.00097009 | 2.4196e-08
[120 empty] | 7.3.3.17.5 (Remote Grid) Updates to grid topology to minimize risk of ignition in HFTDs Remote GridWLDFRContaminationAggregated | WLDFR | HFTD - Distribution - Tier 2 - 5QU CoRE ¦ 3QU LoRE | Non-Red Flag Warning - Small Fires | Contamination | Aggregated | 2036 | 2.4942e-05 | 467.0501 | 0.011649 | 2036 | Mitigation | 0.95 | 45 | 0 | esc | 0.00097009 | 2.4196e-08 | 0.00097009 | 2.4196e-08
[120 empty] | 7.3.3.17.5 (Remote Grid) Updates to grid topology to minimize risk of ignition in HFTDs Remote GridWLDFRContaminationAggregated | WLDFR | HFTD - Distribution - Tier 2 - 5QU CoRE ¦ 3QU LoRE | Non-Red Flag Warning - Small Fires | Contamination | Aggregated | 2037 | 2.4942e-05 | 467.0501 | 0.011649 | 2037 | Mitigation | 0.95 | 45 | 0 | esc | 0.00097009 | 2.4196e-08 | 0.00097009 | 2.4196e-08
[120 empty] | 7.3.3.17.5 (Remote Grid) Updates to grid topology to minimize risk of ignition in HFTDs Remote GridWLDFRContaminationAggregated | WLDFR | HFTD - Distribution - Tier 2 - 5QU CoRE ¦ 3QU LoRE | Non-Red Flag Warning - Small Fires | Contamination | Aggregated | 2038 | 2.4942e-05 | 467.0501 | 0.011649 | 2038 | Mitigation | 0.95 | 45 | 0 | esc | 0.00097009 | 2.4196e-08 | 0.00097009 | 2.4196e-08
[120 empty] | 7.3.3.17.5 (Remote Grid) Updates to grid topology to minimize risk of ignition in HFTDs Remote GridWLDFRContaminationAggregated | WLDFR | HFTD - Distribution - Tier 2 - 5QU CoRE ¦ 3QU LoRE | Non-Red Flag Warning - Small Fires | Contamination | Aggregated | 2039 | 2.4942e-05 | 467.0501 | 0.011649 | 2039 | Mitigation | 0.95 | 45 | 0 | esc | 0.00097009 | 2.4196e-08 | 0.00097009 | 2.4196e-08
[120 empty] | 7.3.3.17.5 (Remote Grid) Updates to grid topology to minimize risk of ignition in HFTDs Remote GridWLDFRContaminationAggregated | WLDFR | HFTD - Distribution - Tier 2 - 5QU CoRE ¦ 3QU LoRE | Non-Red Flag Warning - Small Fires | Contamination | Aggregated | 2040 | 2.4942e-05 | 467.0501 | 0.011649 | 2040 | Mitigation | 0.95 | 45 | 0 | esc | 0.00097009 | 2.4196e-08 | 0.00097009 | 2.4196e-08
[120 empty] | 7.3.3.17.5 (Remote Grid) Updates to grid topology to minimize risk of ignition in HFTDs Remote GridWLDFRContaminationAggregated | WLDFR | HFTD - Distribution - Tier 2 - 5QU CoRE ¦ 3QU LoRE | Non-Red Flag Warning - Small Fires | Contamination | Aggregated | 2041 | 2.4942e-05 | 467.0501 | 0.011649 | 2041 | Mitigation | 0.95 | 45 | 0 | esc | 0.00097009 | 2.4196e-08 | 0.00097009 | 2.4196e-08
[120 empty] | 7.3.3.17.5 (Remote Grid) Updates to grid topology to minimize risk of ignition in HFTDs Remote GridWLDFRContaminationAggregated | WLDFR | HFTD - Distribution - Tier 2 - 5QU CoRE ¦ 3QU LoRE | Non-Red Flag Warning - Small Fires | Contamination | Aggregated | 2042 | 2.4942e-05 | 467.0501 | 0.011649 | 2042 | Mitigation | 0.95 | 45 | 0 | esc | 0.00097009 | 2.4196e-08 | 0.00097009 | 2.4196e-08
[120 empty] | 7.3.3.17.5 (Remote Grid) Updates to grid topology to minimize risk of ignition in HFTDs Remote GridWLDFRContaminationAggregated | WLDFR | HFTD - Distribution - Tier 2 - 5QU CoRE ¦ 3QU LoRE | Non-Red Flag Warning - Small Fires | Contamination | Aggregated | 2043 | 2.4942e-05 | 467.0501 | 0.011649 | 2043 | Mitigation | 0.95 | 45 | 0 | esc | 0.00097009 | 2.4196e-08 | 0.00097009 | 2.4196e-08
[120 empty] | 7.3.3.17.5 (Remote Grid) Updates to grid topology to minimize risk of ignition in HFTDs Remote GridWLDFRContaminationAggregated | WLDFR | HFTD - Distribution - Tier 2 - 5QU CoRE ¦ 3QU LoRE | Non-Red Flag Warning - Small Fires | Contamination | Aggregated | 2044 | 2.4942e-05 | 467.0501 | 0.011649 | 2044 | Mitigation | 0.95 | 45 | 0 | esc | 0.00097009 | 2.4196e-08 | 0.00097009 | 2.4196e-08
[120 empty] | 7.3.3.17.5 (Remote Grid) Updates to grid topology to minimize risk of ignition in HFTDs Remote GridWLDFRContaminationAggregated | WLDFR | HFTD - Distribution - Tier 2 - 5QU CoRE ¦ 3QU LoRE | Non-Red Flag Warning - Small Fires | Contamination | Aggregated | 2045 | 2.4942e-05 | 467.0501 | 0.011649 | 2045 | Mitigation | 0.95 | 45 | 0 | esc | 0.00097009 | 2.4196e-08 | 0.00097009 | 2.4196e-08
[120 empty] | 7.3.3.17.5 (Remote Grid) Updates to grid topology to minimize risk of ignition in HFTDs Remote GridWLDFRContaminationAggregated | WLDFR | HFTD - Distribution - Tier 2 - 5QU CoRE ¦ 3QU LoRE | Non-Red Flag Warning - Small Fires | Contamination | Aggregated | 2046 | 2.4942e-05 | 467.0501 | 0.011649 | 2046 | Mitigation | 0.95 | 45 | 0 | esc | 0.00097009 | 2.4196e-08 | 0.00097009 | 2.4196e-08
[120 empty] | 7.3.3.17.5 (Remote Grid) Updates to grid topology to minimize risk of ignition in HFTDs Remote GridWLDFRContaminationAggregated | WLDFR | HFTD - Distribution - Tier 2 - 5QU CoRE ¦ 3QU LoRE | Non-Red Flag Warning - Small Fires | Contamination | Aggregated | 2047 | 2.4942e-05 | 467.0501 | 0.011649 | 2047 | Mitigation | 0.95 | 45 | 0 | esc | 0.00097009 | 2.4196e-08 | 0.00097009 | 2.4196e-08
[120 empty] | 7.3.3.17.5 (Remote Grid) Updates to grid topology to minimize risk of ignition in HFTDs Remote GridWLDFRContaminationAggregated | WLDFR | HFTD - Distribution - Tier 2 - 5QU CoRE ¦ 3QU LoRE | Non-Red Flag Warning - Small Fires | Contamination | Aggregated | 2048 | 2.4942e-05 | 467.0501 | 0.011649 | 2048 | Mitigation | 0.95 | 45 | 0 | esc | 0.00097009 | 2.4196e-08 | 0.00097009 | 2.4196e-08
[120 empty] | 7.3.3.17.5 (Remote Grid) Updates to grid topology to minimize risk of ignition in HFTDs Remote GridWLDFRContaminationAggregated | WLDFR | HFTD - Distribution - Tier 2 - 5QU CoRE ¦ 3QU LoRE | Non-Red Flag Warning - Small Fires | Contamination | Aggregated | 2049 | 2.4942e-05 | 467.0501 | 0.011649 | 2049 | Mitigation | 0.95 | 45 | 0 | esc | 0.00097009 | 2.4196e-08 | 0.00097009 | 2.4196e-08
[120 empty] | 7.3.3.17.5 (Remote Grid) Updates to grid topology to minimize risk of ignition in HFTDs Remote GridWLDFRContaminationAggregated | WLDFR | HFTD - Distribution - Tier 2 - 5QU CoRE ¦ 3QU LoRE | Non-Red Flag Warning - Small Fires | Contamination | Aggregated | 2050 | 2.4942e-05 | 467.0501 | 0.011649 | 2050 | Mitigation | 0.95 | 45 | 0 | esc | 0.00097009 | 2.4196e-08 | 0.00097009 | 2.4196e-08
[120 empty] | 7.3.3.17.5 (Remote Grid) Updates to grid topology to minimize risk of ignition in HFTDs Remote GridWLDFRContaminationAggregated | WLDFR | HFTD - Distribution - Tier 2 - 5QU CoRE ¦ 3QU LoRE | Non-Red Flag Warning - Small Fires | Contamination | Aggregated | 2051 | 2.4942e-05 | 467.0501 | 0.011649 | 2051 | Mitigation | 0.95 | 45 | 0 | esc | 0.00097009 | 2.4196e-08 | 0.00097009 | 2.4196e-08
[120 empty] | 7.3.3.17.5 (Remote Grid) Updates to grid topology to minimize risk of ignition in HFTDs Remote GridWLDFRContaminationAggregated | WLDFR | HFTD - Distribution - Tier 2 - 5QU CoRE ¦ 3QU LoRE | Non-Red Flag Warning - Small Fires | Contamination | Aggregated | 2052 | 2.4942e-05 | 467.0501 | 0.011649 | 2052 | Mitigation | 0.95 | 45 | 0 | esc | 0.00097009 | 2.4196e-08 | 0.00097009 | 2.4196e-08
[120 empty] | 7.3.3.17.5 (Remote Grid) Updates to grid topology to minimize risk of ignition in HFTDs Remote GridWLDFRContaminationAggregated | WLDFR | HFTD - Distribution - Tier 2 - 5QU CoRE ¦ 3QU LoRE | Non-Red Flag Warning - Small Fires | Contamination | Aggregated | 2053 | 2.4942e-05 | 467.0501 | 0.011649 | 2053 | Mitigation | 0.95 | 45 | 0 | esc | 0.00097009 | 2.4196e-08 | 0.00097009 | 2.4196e-08
[120 empty] | 7.3.3.17.5 (Remote Grid) Updates to grid topology to minimize risk of ignition in HFTDs Remote GridWLDFRContaminationAggregated | WLDFR | HFTD - Distribution - Tier 2 - 5QU CoRE ¦ 3QU LoRE | Non-Red Flag Warning - Small Fires | Contamination | Aggregated | 2054 | 2.4942e-05 | 467.0501 | 0.011649 | 2054 | Mitigation | 0.95 | 45 | 0 | esc | 0.00097009 | 2.4196e-08 | 0.00097009 | 2.4196e-08
[120 empty] | 7.3.3.17.5 (Remote Grid) Updates to grid topology to minimize risk of ignition in HFTDs Remote GridWLDFRContaminationAggregated | WLDFR | HFTD - Distribution - Tier 2 - 5QU CoRE ¦ 3QU LoRE | Non-Red Flag Warning - Small Fires | Contamination | Aggregated | 2055 | 2.4942e-05 | 467.0501 | 0.011649 | 2055 | Mitigation | 0.95 | 45 | 0 | esc | 0.00097009 | 2.4196e-08 | 0.00097009 | 2.4196e-08
[120 empty] | 7.3.3.17.5 (Remote Grid) Updates to grid topology to minimize risk of ignition in HFTDs Remote GridWLDFRContaminationAggregated | WLDFR | HFTD - Distribution - Tier 2 - 5QU CoRE ¦ 3QU LoRE | Non-Red Flag Warning - Small Fires | Contamination | Aggregated | 2056 | 2.4942e-05 | 467.0501 | 0.011649 | 2056 | Mitigation | 0.95 | 45 | 0 | esc | 0.00097009 | 2.4196e-08 | 0.00097009 | 2.4196e-08
[120 empty] | 7.3.3.17.5 (Remote Grid) Updates to grid topology to minimize risk of ignition in HFTDs Remote GridWLDFRContaminationAggregated | WLDFR | HFTD - Distribution - Tier 2 - 5QU CoRE ¦ 3QU LoRE | Non-Red Flag Warning - Small Fires | Contamination | Aggregated | 2057 | 2.4942e-05 | 467.0501 | 0.011649 | 2057 | Mitigation | 0.95 | 45 | 0 | esc | 0.00097009 | 2.4196e-08 | 0.00097009 | 2.4196e-08
[120 empty] | 7.3.3.17.5 (Remote Grid) Updates to grid topology to minimize risk of ignition in HFTDs Remote GridWLDFRContaminationAggregated | WLDFR | HFTD - Distribution - Tier 2 - 5QU CoRE ¦ 3QU LoRE | Non-Red Flag Warning - Small Fires | Contamination | Aggregated | 2058 | 2.4942e-05 | 467.0501 | 0.011649 | 2058 | Mitigation | 0.95 | 45 | 0 | esc | 0.00097009 | 2.4196e-08 | 0.00097009 | 2.4196e-08
[120 empty] | 7.3.3.17.5 (Remote Grid) Updates to grid topology to minimize risk of ignition in HFTDs Remote GridWLDFRContaminationAggregated | WLDFR | HFTD - Distribution - Tier 2 - 5QU CoRE ¦ 3QU LoRE | Non-Red Flag Warning - Small Fires | Contamination | Aggregated | 2059 | 2.4942e-05 | 467.0501 | 0.011649 | 2059 | Mitigation | 0.95 | 45 | 0 | esc | 0.00097009 | 2.4196e-08 | 0.00097009 | 2.4196e-08
[120 empty] | 7.3.3.17.5 (Remote Grid) Updates to grid topology to minimize risk of ignition in HFTDs Remote GridWLDFRContaminationAggregated | WLDFR | HFTD - Distribution - Tier 2 - 5QU CoRE ¦ 3QU LoRE | Non-Red Flag Warning - Small Fires | Contamination | Aggregated | 2060 | 2.4942e-05 | 467.0501 | 0.011649 | 2060 | Mitigation | 0.95 | 45 | 0 | esc | 0.00097009 | 2.4196e-08 | 0.00097009 | 2.4196e-08
[120 empty] | 7.3.3.17.5 (Remote Grid) Updates to grid topology to minimize risk of ignition in HFTDs Remote GridWLDFRContaminationAggregated | WLDFR | HFTD - Distribution - Tier 2 - 5QU CoRE ¦ 3QU LoRE | Non-Red Flag Warning - Small Fires | Contamination | Aggregated | 2061 | 2.4942e-05 | 467.0501 | 0.011649 | 2061 | Mitigation | 0.95 | 45 | 0 | esc | 0.00097009 | 2.4196e-08 | 0.00097009 | 2.4196e-08
[120 empty] | 7.3.3.17.5 (Remote Grid) Updates to grid topology to minimize risk of ignition in HFTDs Remote GridWLDFRContaminationAggregated | WLDFR | HFTD - Distribution - Tier 2 - 5QU CoRE ¦ 3QU LoRE | Non-Red Flag Warning - Small Fires | Contamination | Aggregated | 2062 | 2.4942e-05 | 467.0501 | 0.011649 | 2062 | Mitigation | 0.95 | 45 | 0 | esc | 0.00097009 | 2.4196e-08 | 0.00097009 | 2.4196e-08
[120 empty] | 7.3.3.17.5 (Remote Grid) Updates to grid topology to minimize risk of ignition in HFTDs Remote GridWLDFRContaminationAggregated | WLDFR | HFTD - Distribution - Tier 2 - 5QU CoRE ¦ 3QU LoRE | Non-Red Flag Warning - Small Fires | Contamination | Aggregated | 2063 | 2.4942e-05 | 467.0501 | 0.011649 | 2063 | Mitigation | 0.95 | 45 | 0 | esc | 0.00097009 | 2.4196e-08 | 0.00097009 | 2.4196e-08
[120 empty] | 7.3.3.17.5 (Remote Grid) Updates to grid topology to minimize risk of ignition in HFTDs Remote GridWLDFRContaminationAggregated | WLDFR | HFTD - Distribution - Tier 2 - 5QU CoRE ¦ 3QU LoRE | Non-Red Flag Warning - Small Fires | Contamination | Aggregated | 2064 | 2.4942e-05 | 467.0501 | 0.011649 | 2064 | Mitigation | 0.95 | 45 | 0 | esc | 0.00097009 | 2.4196e-08 | 0.00097009 | 2.4196e-08
[120 empty] | 7.3.3.17.5 (Remote Grid) Updates to grid topology to minimize risk of ignition in HFTDs Remote GridWLDFRContaminationAggregated | WLDFR | HFTD - Distribution - Tier 2 - 5QU CoRE ¦ 3QU LoRE | Non-Red Flag Warning - Small Fires | Contamination | Aggregated | 2065 | 2.4942e-05 | 467.0501 | 0.011649 | 2065 | Mitigation | 0.95 | 45 | 0 | esc | 0.00097009 | 2.4196e-08 | 0.00097009 | 2.4196e-08
[120 empty] | 7.3.3.17.5 (Remote Grid) Updates to grid topology to minimize risk of ignition in HFTDs Remote GridWLDFRContaminationAggregated | WLDFR | HFTD - Distribution - Tier 2 - 5QU CoRE ¦ 3QU LoRE | Non-Red Flag Warning - Small Fires | Contamination | Aggregated | 2066 | 2.4942e-05 | 467.0501 | 0.011649 | 2066 | Mitigation | 0.95 | 45 | 0 | esc | 0.00097009 | 2.4196e-08 | 0.00097009 | 2.4196e-08
[120 empty] | 7.3.3.17.5 (Remote Grid) Updates to grid topology to minimize risk of ignition in HFTDs Remote GridWLDFRContaminationAggregated | WLDFR | HFTD - Distribution - Tier 2 - 5QU CoRE ¦ 3QU LoRE | Non-Red Flag Warning - Small Fires | Contamination | Aggregated | 2067 | 2.4942e-05 | 467.0501 | 0.011649 | 2067 | Mitigation | 0.95 | 45 | 0 | esc | 0 | 0 | 0.00097009 | 2.4196e-08
[120 empty] | 7.3.3.17.5 (Remote Grid) Updates to grid topology to minimize risk of ignition in HFTDs Remote GridWLDFREquipment / facility failureAggregated | WLDFR | HFTD - Distribution - Tier 2 - 5QU CoRE ¦ 3QU LoRE | Non-Red Flag Warning - Small Fires | Equipment / facility failure | Aggregated | 2022 | 0.0011622 | 467.0501 | 0.54279 | 2022 | Mitigation | 0.95 | 45 | 0 | esc | 0.00097009 | 1.1274e-06 | 0 | 0
[120 empty] | 7.3.3.17.5 (Remote Grid) Updates to grid topology to minimize risk of ignition in HFTDs Remote GridWLDFREquipment / facility failureAggregated | WLDFR | HFTD - Distribution - Tier 2 - 5QU CoRE ¦ 3QU LoRE | Non-Red Flag Warning - Small Fires | Equipment / facility failure | Aggregated | 2023 | 0.0011622 | 467.0501 | 0.54279 | 2023 | Mitigation | 0.95 | 45 | 0 | esc | 0.00097009 | 1.1274e-06 | 0.00097009 | 1.1274e-06
[120 empty] | 7.3.3.17.5 (Remote Grid) Updates to grid topology to minimize risk of ignition in HFTDs Remote GridWLDFREquipment / facility failureAggregated | WLDFR | HFTD - Distribution - Tier 2 - 5QU CoRE ¦ 3QU LoRE | Non-Red Flag Warning - Small Fires | Equipment / facility failure | Aggregated | 2024 | 0.0011622 | 467.0501 | 0.54279 | 2024 | Mitigation | 0.95 | 45 | 0 | esc | 0.00097009 | 1.1274e-06 | 0.00097009 | 1.1274e-06
[120 empty] | 7.3.3.17.5 (Remote Grid) Updates to grid topology to minimize risk of ignition in HFTDs Remote GridWLDFREquipment / facility failureAggregated | WLDFR | HFTD - Distribution - Tier 2 - 5QU CoRE ¦ 3QU LoRE | Non-Red Flag Warning - Small Fires | Equipment / facility failure | Aggregated | 2025 | 0.0011622 | 467.0501 | 0.54279 | 2025 | Mitigation | 0.95 | 45 | 0 | esc | 0.00097009 | 1.1274e-06 | 0.00097009 | 1.1274e-06
[120 empty] | 7.3.3.17.5 (Remote Grid) Updates to grid topology to minimize risk of ignition in HFTDs Remote GridWLDFREquipment / facility failureAggregated | WLDFR | HFTD - Distribution - Tier 2 - 5QU CoRE ¦ 3QU LoRE | Non-Red Flag Warning - Small Fires | Equipment / facility failure | Aggregated | 2026 | 0.0011622 | 467.0501 | 0.54279 | 2026 | Mitigation | 0.95 | 45 | 0 | esc | 0.00097009 | 1.1274e-06 | 0.00097009 | 1.1274e-06
[120 empty] | 7.3.3.17.5 (Remote Grid) Updates to grid topology to minimize risk of ignition in HFTDs Remote GridWLDFREquipment / facility failureAggregated | WLDFR | HFTD - Distribution - Tier 2 - 5QU CoRE ¦ 3QU LoRE | Non-Red Flag Warning - Small Fires | Equipment / facility failure | Aggregated | 2027 | 0.0011622 | 467.0501 | 0.54279 | 2027 | Mitigation | 0.95 | 45 | 0 | esc | 0.00097009 | 1.1274e-06 | 0.00097009 | 1.1274e-06
[120 empty] | 7.3.3.17.5 (Remote Grid) Updates to grid topology to minimize risk of ignition in HFTDs Remote GridWLDFREquipment / facility failureAggregated | WLDFR | HFTD - Distribution - Tier 2 - 5QU CoRE ¦ 3QU LoRE | Non-Red Flag Warning - Small Fires | Equipment / facility failure | Aggregated | 2028 | 0.0011622 | 467.0501 | 0.54279 | 2028 | Mitigation | 0.95 | 45 | 0 | esc | 0.00097009 | 1.1274e-06 | 0.00097009 | 1.1274e-06
[120 empty] | 7.3.3.17.5 (Remote Grid) Updates to grid topology to minimize risk of ignition in HFTDs Remote GridWLDFREquipment / facility failureAggregated | WLDFR | HFTD - Distribution - Tier 2 - 5QU CoRE ¦ 3QU LoRE | Non-Red Flag Warning - Small Fires | Equipment / facility failure | Aggregated | 2029 | 0.0011622 | 467.0501 | 0.54279 | 2029 | Mitigation | 0.95 | 45 | 0 | esc | 0.00097009 | 1.1274e-06 | 0.00097009 | 1.1274e-06
[120 empty] | 7.3.3.17.5 (Remote Grid) Updates to grid topology to minimize risk of ignition in HFTDs Remote GridWLDFREquipment / facility failureAggregated | WLDFR | HFTD - Distribution - Tier 2 - 5QU CoRE ¦ 3QU LoRE | Non-Red Flag Warning - Small Fires | Equipment / facility failure | Aggregated | 2030 | 0.0011622 | 467.0501 | 0.54279 | 2030 | Mitigation | 0.95 | 45 | 0 | esc | 0.00097009 | 1.1274e-06 | 0.00097009 | 1.1274e-06
[120 empty] | 7.3.3.17.5 (Remote Grid) Updates to grid topology to minimize risk of ignition in HFTDs Remote GridWLDFREquipment / facility failureAggregated | WLDFR | HFTD - Distribution - Tier 2 - 5QU CoRE ¦ 3QU LoRE | Non-Red Flag Warning - Small Fires | Equipment / facility failure | Aggregated | 2031 | 0.0011622 | 467.0501 | 0.54279 | 2031 | Mitigation | 0.95 | 45 | 0 | esc | 0.00097009 | 1.1274e-06 | 0.00097009 | 1.1274e-06
[120 empty] | 7.3.3.17.5 (Remote Grid) Updates to grid topology to minimize risk of ignition in HFTDs Remote GridWLDFREquipment / facility failureAggregated | WLDFR | HFTD - Distribution - Tier 2 - 5QU CoRE ¦ 3QU LoRE | Non-Red Flag Warning - Small Fires | Equipment / facility failure | Aggregated | 2032 | 0.0011622 | 467.0501 | 0.54279 | 2032 | Mitigation | 0.95 | 45 | 0 | esc | 0.00097009 | 1.1274e-06 | 0.00097009 | 1.1274e-06
[120 empty] | 7.3.3.17.5 (Remote Grid) Updates to grid topology to minimize risk of ignition in HFTDs Remote GridWLDFREquipment / facility failureAggregated | WLDFR | HFTD - Distribution - Tier 2 - 5QU CoRE ¦ 3QU LoRE | Non-Red Flag Warning - Small Fires | Equipment / facility failure | Aggregated | 2033 | 0.0011622 | 467.0501 | 0.54279 | 2033 | Mitigation | 0.95 | 45 | 0 | esc | 0.00097009 | 1.1274e-06 | 0.00097009 | 1.1274e-06
[120 empty] | 7.3.3.17.5 (Remote Grid) Updates to grid topology to minimize risk of ignition in HFTDs Remote GridWLDFREquipment / facility failureAggregated | WLDFR | HFTD - Distribution - Tier 2 - 5QU CoRE ¦ 3QU LoRE | Non-Red Flag Warning - Small Fires | Equipment / facility failure | Aggregated | 2034 | 0.0011622 | 467.0501 | 0.54279 | 2034 | Mitigation | 0.95 | 45 | 0 | esc | 0.00097009 | 1.1274e-06 | 0.00097009 | 1.1274e-06
[120 empty] | 7.3.3.17.5 (Remote Grid) Updates to grid topology to minimize risk of ignition in HFTDs Remote GridWLDFREquipment / facility failureAggregated | WLDFR | HFTD - Distribution - Tier 2 - 5QU CoRE ¦ 3QU LoRE | Non-Red Flag Warning - Small Fires | Equipment / facility failure | Aggregated | 2035 | 0.0011622 | 467.0501 | 0.54279 | 2035 | Mitigation | 0.95 | 45 | 0 | esc | 0.00097009 | 1.1274e-06 | 0.00097009 | 1.1274e-06
[120 empty] | 7.3.3.17.5 (Remote Grid) Updates to grid topology to minimize risk of ignition in HFTDs Remote GridWLDFREquipment / facility failureAggregated | WLDFR | HFTD - Distribution - Tier 2 - 5QU CoRE ¦ 3QU LoRE | Non-Red Flag Warning - Small Fires | Equipment / facility failure | Aggregated | 2036 | 0.0011622 | 467.0501 | 0.54279 | 2036 | Mitigation | 0.95 | 45 | 0 | esc | 0.00097009 | 1.1274e-06 | 0.00097009 | 1.1274e-06
[120 empty] | 7.3.3.17.5 (Remote Grid) Updates to grid topology to minimize risk of ignition in HFTDs Remote GridWLDFREquipment / facility failureAggregated | WLDFR | HFTD - Distribution - Tier 2 - 5QU CoRE ¦ 3QU LoRE | Non-Red Flag Warning - Small Fires | Equipment / facility failure | Aggregated | 2037 | 0.0011622 | 467.0501 | 0.54279 | 2037 | Mitigation | 0.95 | 45 | 0 | esc | 0.00097009 | 1.1274e-06 | 0.00097009 | 1.1274e-06
[120 empty] | 7.3.3.17.5 (Remote Grid) Updates to grid topology to minimize risk of ignition in HFTDs Remote GridWLDFREquipment / facility failureAggregated | WLDFR | HFTD - Distribution - Tier 2 - 5QU CoRE ¦ 3QU LoRE | Non-Red Flag Warning - Small Fires | Equipment / facility failure | Aggregated | 2038 | 0.0011622 | 467.0501 | 0.54279 | 2038 | Mitigation | 0.95 | 45 | 0 | esc | 0.00097009 | 1.1274e-06 | 0.00097009 | 1.1274e-06
[120 empty] | 7.3.3.17.5 (Remote Grid) Updates to grid topology to minimize risk of ignition in HFTDs Remote GridWLDFREquipment / facility failureAggregated | WLDFR | HFTD - Distribution - Tier 2 - 5QU CoRE ¦ 3QU LoRE | Non-Red Flag Warning - Small Fires | Equipment / facility failure | Aggregated | 2039 | 0.0011622 | 467.0501 | 0.54279 | 2039 | Mitigation | 0.95 | 45 | 0 | esc | 0.00097009 | 1.1274e-06 | 0.00097009 | 1.1274e-06
[120 empty] | 7.3.3.17.5 (Remote Grid) Updates to grid topology to minimize risk of ignition in HFTDs Remote GridWLDFREquipment / facility failureAggregated | WLDFR | HFTD - Distribution - Tier 2 - 5QU CoRE ¦ 3QU LoRE | Non-Red Flag Warning - Small Fires | Equipment / facility failure | Aggregated | 2040 | 0.0011622 | 467.0501 | 0.54279 | 2040 | Mitigation | 0.95 | 45 | 0 | esc | 0.00097009 | 1.1274e-06 | 0.00097009 | 1.1274e-06
[120 empty] | 7.3.3.17.5 (Remote Grid) Updates to grid topology to minimize risk of ignition in HFTDs Remote GridWLDFREquipment / facility failureAggregated | WLDFR | HFTD - Distribution - Tier 2 - 5QU CoRE ¦ 3QU LoRE | Non-Red Flag Warning - Small Fires | Equipment / facility failure | Aggregated | 2041 | 0.0011622 | 467.0501 | 0.54279 | 2041 | Mitigation | 0.95 | 45 | 0 | esc | 0.00097009 | 1.1274e-06 | 0.00097009 | 1.1274e-06
[120 empty] | 7.3.3.17.5 (Remote Grid) Updates to grid topology to minimize risk of ignition in HFTDs Remote GridWLDFREquipment / facility failureAggregated | WLDFR | HFTD - Distribution - Tier 2 - 5QU CoRE ¦ 3QU LoRE | Non-Red Flag Warning - Small Fires | Equipment / facility failure | Aggregated | 2042 | 0.0011622 | 467.0501 | 0.54279 | 2042 | Mitigation | 0.95 | 45 | 0 | esc | 0.00097009 | 1.1274e-06 | 0.00097009 | 1.1274e-06
[120 empty] | 7.3.3.17.5 (Remote Grid) Updates to grid topology to minimize risk of ignition in HFTDs Remote GridWLDFREquipment / facility failureAggregated | WLDFR | HFTD - Distribution - Tier 2 - 5QU CoRE ¦ 3QU LoRE | Non-Red Flag Warning - Small Fires | Equipment / facility failure | Aggregated | 2043 | 0.0011622 | 467.0501 | 0.54279 | 2043 | Mitigation | 0.95 | 45 | 0 | esc | 0.00097009 | 1.1274e-06 | 0.00097009 | 1.1274e-06
[120 empty] | 7.3.3.17.5 (Remote Grid) Updates to grid topology to minimize risk of ignition in HFTDs Remote GridWLDFREquipment / facility failureAggregated | WLDFR | HFTD - Distribution - Tier 2 - 5QU CoRE ¦ 3QU LoRE | Non-Red Flag Warning - Small Fires | Equipment / facility failure | Aggregated | 2044 | 0.0011622 | 467.0501 | 0.54279 | 2044 | Mitigation | 0.95 | 45 | 0 | esc | 0.00097009 | 1.1274e-06 | 0.00097009 | 1.1274e-06
[120 empty] | 7.3.3.17.5 (Remote Grid) Updates to grid topology to minimize risk of ignition in HFTDs Remote GridWLDFREquipment / facility failureAggregated | WLDFR | HFTD - Distribution - Tier 2 - 5QU CoRE ¦ 3QU LoRE | Non-Red Flag Warning - Small Fires | Equipment / facility failure | Aggregated | 2045 | 0.0011622 | 467.0501 | 0.54279 | 2045 | Mitigation | 0.95 | 45 | 0 | esc | 0.00097009 | 1.1274e-06 | 0.00097009 | 1.1274e-06
[120 empty] | 7.3.3.17.5 (Remote Grid) Updates to grid topology to minimize risk of ignition in HFTDs Remote GridWLDFREquipment / facility failureAggregated | WLDFR | HFTD - Distribution - Tier 2 - 5QU CoRE ¦ 3QU LoRE | Non-Red Flag Warning - Small Fires | Equipment / facility failure | Aggregated | 2046 | 0.0011622 | 467.0501 | 0.54279 | 2046 | Mitigation | 0.95 | 45 | 0 | esc | 0.00097009 | 1.1274e-06 | 0.00097009 | 1.1274e-06
[120 empty] | 7.3.3.17.5 (Remote Grid) Updates to grid topology to minimize risk of ignition in HFTDs Remote GridWLDFREquipment / facility failureAggregated | WLDFR | HFTD - Distribution - Tier 2 - 5QU CoRE ¦ 3QU LoRE | Non-Red Flag Warning - Small Fires | Equipment / facility failure | Aggregated | 2047 | 0.0011622 | 467.0501 | 0.54279 | 2047 | Mitigation | 0.95 | 45 | 0 | esc | 0.00097009 | 1.1274e-06 | 0.00097009 | 1.1274e-06
[120 empty] | 7.3.3.17.5 (Remote Grid) Updates to grid topology to minimize risk of ignition in HFTDs Remote GridWLDFREquipment / facility failureAggregated | WLDFR | HFTD - Distribution - Tier 2 - 5QU CoRE ¦ 3QU LoRE | Non-Red Flag Warning - Small Fires | Equipment / facility failure | Aggregated | 2048 | 0.0011622 | 467.0501 | 0.54279 | 2048 | Mitigation | 0.95 | 45 | 0 | esc | 0.00097009 | 1.1274e-06 | 0.00097009 | 1.1274e-06
[120 empty] | 7.3.3.17.5 (Remote Grid) Updates to grid topology to minimize risk of ignition in HFTDs Remote GridWLDFREquipment / facility failureAggregated | WLDFR | HFTD - Distribution - Tier 2 - 5QU CoRE ¦ 3QU LoRE | Non-Red Flag Warning - Small Fires | Equipment / facility failure | Aggregated | 2049 | 0.0011622 | 467.0501 | 0.54279 | 2049 | Mitigation | 0.95 | 45 | 0 | esc | 0.00097009 | 1.1274e-06 | 0.00097009 | 1.1274e-06
[120 empty] | 7.3.3.17.5 (Remote Grid) Updates to grid topology to minimize risk of ignition in HFTDs Remote GridWLDFREquipment / facility failureAggregated | WLDFR | HFTD - Distribution - Tier 2 - 5QU CoRE ¦ 3QU LoRE | Non-Red Flag Warning - Small Fires | Equipment / facility failure | Aggregated | 2050 | 0.0011622 | 467.0501 | 0.54279 | 2050 | Mitigation | 0.95 | 45 | 0 | esc | 0.00097009 | 1.1274e-06 | 0.00097009 | 1.1274e-06
[120 empty] | 7.3.3.17.5 (Remote Grid) Updates to grid topology to minimize risk of ignition in HFTDs Remote GridWLDFREquipment / facility failureAggregated | WLDFR | HFTD - Distribution - Tier 2 - 5QU CoRE ¦ 3QU LoRE | Non-Red Flag Warning - Small Fires | Equipment / facility failure | Aggregated | 2051 | 0.0011622 | 467.0501 | 0.54279 | 2051 | Mitigation | 0.95 | 45 | 0 | esc | 0.00097009 | 1.1274e-06 | 0.00097009 | 1.1274e-06
[120 empty] | 7.3.3.17.5 (Remote Grid) Updates to grid topology to minimize risk of ignition in HFTDs Remote GridWLDFREquipment / facility failureAggregated | WLDFR | HFTD - Distribution - Tier 2 - 5QU CoRE ¦ 3QU LoRE | Non-Red Flag Warning - Small Fires | Equipment / facility failure | Aggregated | 2052 | 0.0011622 | 467.0501 | 0.54279 | 2052 | Mitigation | 0.95 | 45 | 0 | esc | 0.00097009 | 1.1274e-06 | 0.00097009 | 1.1274e-06
[120 empty] | 7.3.3.17.5 (Remote Grid) Updates to grid topology to minimize risk of ignition in HFTDs Remote GridWLDFREquipment / facility failureAggregated | WLDFR | HFTD - Distribution - Tier 2 - 5QU CoRE ¦ 3QU LoRE | Non-Red Flag Warning - Small Fires | Equipment / facility failure | Aggregated | 2053 | 0.0011622 | 467.0501 | 0.54279 | 2053 | Mitigation | 0.95 | 45 | 0 | esc | 0.00097009 | 1.1274e-06 | 0.00097009 | 1.1274e-06
[120 empty] | 7.3.3.17.5 (Remote Grid) Updates to grid topology to minimize risk of ignition in HFTDs Remote GridWLDFREquipment / facility failureAggregated | WLDFR | HFTD - Distribution - Tier 2 - 5QU CoRE ¦ 3QU LoRE | Non-Red Flag Warning - Small Fires | Equipment / facility failure | Aggregated | 2054 | 0.0011622 | 467.0501 | 0.54279 | 2054 | Mitigation | 0.95 | 45 | 0 | esc | 0.00097009 | 1.1274e-06 | 0.00097009 | 1.1274e-06
[120 empty] | 7.3.3.17.5 (Remote Grid) Updates to grid topology to minimize risk of ignition in HFTDs Remote GridWLDFREquipment / facility failureAggregated | WLDFR | HFTD - Distribution - Tier 2 - 5QU CoRE ¦ 3QU LoRE | Non-Red Flag Warning - Small Fires | Equipment / facility failure | Aggregated | 2055 | 0.0011622 | 467.0501 | 0.54279 | 2055 | Mitigation | 0.95 | 45 | 0 | esc | 0.00097009 | 1.1274e-06 | 0.00097009 | 1.1274e-06
[120 empty] | 7.3.3.17.5 (Remote Grid) Updates to grid topology to minimize risk of ignition in HFTDs Remote GridWLDFREquipment / facility failureAggregated | WLDFR | HFTD - Distribution - Tier 2 - 5QU CoRE ¦ 3QU LoRE | Non-Red Flag Warning - Small Fires | Equipment / facility failure | Aggregated | 2056 | 0.0011622 | 467.0501 | 0.54279 | 2056 | Mitigation | 0.95 | 45 | 0 | esc | 0.00097009 | 1.1274e-06 | 0.00097009 | 1.1274e-06
[120 empty] | 7.3.3.17.5 (Remote Grid) Updates to grid topology to minimize risk of ignition in HFTDs Remote GridWLDFREquipment / facility failureAggregated | WLDFR | HFTD - Distribution - Tier 2 - 5QU CoRE ¦ 3QU LoRE | Non-Red Flag Warning - Small Fires | Equipment / facility failure | Aggregated | 2057 | 0.0011622 | 467.0501 | 0.54279 | 2057 | Mitigation | 0.95 | 45 | 0 | esc | 0.00097009 | 1.1274e-06 | 0.00097009 | 1.1274e-06
[120 empty] | 7.3.3.17.5 (Remote Grid) Updates to grid topology to minimize risk of ignition in HFTDs Remote GridWLDFREquipment / facility failureAggregated | WLDFR | HFTD - Distribution - Tier 2 - 5QU CoRE ¦ 3QU LoRE | Non-Red Flag Warning - Small Fires | Equipment / facility failure | Aggregated | 2058 | 0.0011622 | 467.0501 | 0.54279 | 2058 | Mitigation | 0.95 | 45 | 0 | esc | 0.00097009 | 1.1274e-06 | 0.00097009 | 1.1274e-06
[120 empty] | 7.3.3.17.5 (Remote Grid) Updates to grid topology to minimize risk of ignition in HFTDs Remote GridWLDFREquipment / facility failureAggregated | WLDFR | HFTD - Distribution - Tier 2 - 5QU CoRE ¦ 3QU LoRE | Non-Red Flag Warning - Small Fires | Equipment / facility failure | Aggregated | 2059 | 0.0011622 | 467.0501 | 0.54279 | 2059 | Mitigation | 0.95 | 45 | 0 | esc | 0.00097009 | 1.1274e-06 | 0.00097009 | 1.1274e-06
[120 empty] | 7.3.3.17.5 (Remote Grid) Updates to grid topology to minimize risk of ignition in HFTDs Remote GridWLDFREquipment / facility failureAggregated | WLDFR | HFTD - Distribution - Tier 2 - 5QU CoRE ¦ 3QU LoRE | Non-Red Flag Warning - Small Fires | Equipment / facility failure | Aggregated | 2060 | 0.0011622 | 467.0501 | 0.54279 | 2060 | Mitigation | 0.95 | 45 | 0 | esc | 0.00097009 | 1.1274e-06 | 0.00097009 | 1.1274e-06
[120 empty] | 7.3.3.17.5 (Remote Grid) Updates to grid topology to minimize risk of ignition in HFTDs Remote GridWLDFREquipment / facility failureAggregated | WLDFR | HFTD - Distribution - Tier 2 - 5QU CoRE ¦ 3QU LoRE | Non-Red Flag Warning - Small Fires | Equipment / facility failure | Aggregated | 2061 | 0.0011622 | 467.0501 | 0.54279 | 2061 | Mitigation | 0.95 | 45 | 0 | esc | 0.00097009 | 1.1274e-06 | 0.00097009 | 1.1274e-06
[120 empty] | 7.3.3.17.5 (Remote Grid) Updates to grid topology to minimize risk of ignition in HFTDs Remote GridWLDFREquipment / facility failureAggregated | WLDFR | HFTD - Distribution - Tier 2 - 5QU CoRE ¦ 3QU LoRE | Non-Red Flag Warning - Small Fires | Equipment / facility failure | Aggregated | 2062 | 0.0011622 | 467.0501 | 0.54279 | 2062 | Mitigation | 0.95 | 45 | 0 | esc | 0.00097009 | 1.1274e-06 | 0.00097009 | 1.1274e-06
[120 empty] | 7.3.3.17.5 (Remote Grid) Updates to grid topology to minimize risk of ignition in HFTDs Remote GridWLDFREquipment / facility failureAggregated | WLDFR | HFTD - Distribution - Tier 2 - 5QU CoRE ¦ 3QU LoRE | Non-Red Flag Warning - Small Fires | Equipment / facility failure | Aggregated | 2063 | 0.0011622 | 467.0501 | 0.54279 | 2063 | Mitigation | 0.95 | 45 | 0 | esc | 0.00097009 | 1.1274e-06 | 0.00097009 | 1.1274e-06
[120 empty] | 7.3.3.17.5 (Remote Grid) Updates to grid topology to minimize risk of ignition in HFTDs Remote GridWLDFREquipment / facility failureAggregated | WLDFR | HFTD - Distribution - Tier 2 - 5QU CoRE ¦ 3QU LoRE | Non-Red Flag Warning - Small Fires | Equipment / facility failure | Aggregated | 2064 | 0.0011622 | 467.0501 | 0.54279 | 2064 | Mitigation | 0.95 | 45 | 0 | esc | 0.00097009 | 1.1274e-06 | 0.00097009 | 1.1274e-06
[120 empty] | 7.3.3.17.5 (Remote Grid) Updates to grid topology to minimize risk of ignition in HFTDs Remote GridWLDFREquipment / facility failureAggregated | WLDFR | HFTD - Distribution - Tier 2 - 5QU CoRE ¦ 3QU LoRE | Non-Red Flag Warning - Small Fires | Equipment / facility failure | Aggregated | 2065 | 0.0011622 | 467.0501 | 0.54279 | 2065 | Mitigation | 0.95 | 45 | 0 | esc | 0.00097009 | 1.1274e-06 | 0.00097009 | 1.1274e-06
[120 empty] | 7.3.3.17.5 (Remote Grid) Updates to grid topology to minimize risk of ignition in HFTDs Remote GridWLDFREquipment / facility failureAggregated | WLDFR | HFTD - Distribution - Tier 2 - 5QU CoRE ¦ 3QU LoRE | Non-Red Flag Warning - Small Fires | Equipment / facility failure | Aggregated | 2066 | 0.0011622 | 467.0501 | 0.54279 | 2066 | Mitigation | 0.95 | 45 | 0 | esc | 0.00097009 | 1.1274e-06 | 0.00097009 | 1.1274e-06
[120 empty] | 7.3.3.17.5 (Remote Grid) Updates to grid topology to minimize risk of ignition in HFTDs Remote GridWLDFREquipment / facility failureAggregated | WLDFR | HFTD - Distribution - Tier 2 - 5QU CoRE ¦ 3QU LoRE | Non-Red Flag Warning - Small Fires | Equipment / facility failure | Aggregated | 2067 | 0.0011622 | 467.0501 | 0.54279 | 2067 | Mitigation | 0.95 | 45 | 0 | esc | 0 | 0 | 0.00097009 | 1.1274e-06
[120 empty] | 7.3.3.17.5 (Remote Grid) Updates to grid topology to minimize risk of ignition in HFTDs Remote GridWLDFRVegetation ContactAggregated | WLDFR | HFTD - Distribution - Tier 2 - 5QU CoRE ¦ 3QU LoRE | Non-Red Flag Warning - Small Fires | Vegetation Contact | Aggregated | 2022 | 0.001811 | 467.0501 | 0.84584 | 2022 | Mitigation | 0.95 | 45 | 0 | esc | 0.00097009 | 1.7569e-06 | 0 | 0
[120 empty] | 7.3.3.17.5 (Remote Grid) Updates to grid topology to minimize risk of ignition in HFTDs Remote GridWLDFRVegetation ContactAggregated | WLDFR | HFTD - Distribution - Tier 2 - 5QU CoRE ¦ 3QU LoRE | Non-Red Flag Warning - Small Fires | Vegetation Contact | Aggregated | 2023 | 0.001811 | 467.0501 | 0.84584 | 2023 | Mitigation | 0.95 | 45 | 0 | esc | 0.00097009 | 1.7569e-06 | 0.00097009 | 1.7569e-06
[120 empty] | 7.3.3.17.5 (Remote Grid) Updates to grid topology to minimize risk of ignition in HFTDs Remote GridWLDFRVegetation ContactAggregated | WLDFR | HFTD - Distribution - Tier 2 - 5QU CoRE ¦ 3QU LoRE | Non-Red Flag Warning - Small Fires | Vegetation Contact | Aggregated | 2024 | 0.001811 | 467.0501 | 0.84584 | 2024 | Mitigation | 0.95 | 45 | 0 | esc | 0.00097009 | 1.7569e-06 | 0.00097009 | 1.7569e-06
[120 empty] | 7.3.3.17.5 (Remote Grid) Updates to grid topology to minimize risk of ignition in HFTDs Remote GridWLDFRVegetation ContactAggregated | WLDFR | HFTD - Distribution - Tier 2 - 5QU CoRE ¦ 3QU LoRE | Non-Red Flag Warning - Small Fires | Vegetation Contact | Aggregated | 2025 | 0.001811 | 467.0501 | 0.84584 | 2025 | Mitigation | 0.95 | 45 | 0 | esc | 0.00097009 | 1.7569e-06 | 0.00097009 | 1.7569e-06
[120 empty] | 7.3.3.17.5 (Remote Grid) Updates to grid topology to minimize risk of ignition in HFTDs Remote GridWLDFRVegetation ContactAggregated | WLDFR | HFTD - Distribution - Tier 2 - 5QU CoRE ¦ 3QU LoRE | Non-Red Flag Warning - Small Fires | Vegetation Contact | Aggregated | 2026 | 0.001811 | 467.0501 | 0.84584 | 2026 | Mitigation | 0.95 | 45 | 0 | esc | 0.00097009 | 1.7569e-06 | 0.00097009 | 1.7569e-06
[120 empty] | 7.3.3.17.5 (Remote Grid) Updates to grid topology to minimize risk of ignition in HFTDs Remote GridWLDFRVegetation ContactAggregated | WLDFR | HFTD - Distribution - Tier 2 - 5QU CoRE ¦ 3QU LoRE | Non-Red Flag Warning - Small Fires | Vegetation Contact | Aggregated | 2027 | 0.001811 | 467.0501 | 0.84584 | 2027 | Mitigation | 0.95 | 45 | 0 | esc | 0.00097009 | 1.7569e-06 | 0.00097009 | 1.7569e-06
[120 empty] | 7.3.3.17.5 (Remote Grid) Updates to grid topology to minimize risk of ignition in HFTDs Remote GridWLDFRVegetation ContactAggregated | WLDFR | HFTD - Distribution - Tier 2 - 5QU CoRE ¦ 3QU LoRE | Non-Red Flag Warning - Small Fires | Vegetation Contact | Aggregated | 2028 | 0.001811 | 467.0501 | 0.84584 | 2028 | Mitigation | 0.95 | 45 | 0 | esc | 0.00097009 | 1.7569e-06 | 0.00097009 | 1.7569e-06
[120 empty] | 7.3.3.17.5 (Remote Grid) Updates to grid topology to minimize risk of ignition in HFTDs Remote GridWLDFRVegetation ContactAggregated | WLDFR | HFTD - Distribution - Tier 2 - 5QU CoRE ¦ 3QU LoRE | Non-Red Flag Warning - Small Fires | Vegetation Contact | Aggregated | 2029 | 0.001811 | 467.0501 | 0.84584 | 2029 | Mitigation | 0.95 | 45 | 0 | esc | 0.00097009 | 1.7569e-06 | 0.00097009 | 1.7569e-06
[120 empty] | 7.3.3.17.5 (Remote Grid) Updates to grid topology to minimize risk of ignition in HFTDs Remote GridWLDFRVegetation ContactAggregated | WLDFR | HFTD - Distribution - Tier 2 - 5QU CoRE ¦ 3QU LoRE | Non-Red Flag Warning - Small Fires | Vegetation Contact | Aggregated | 2030 | 0.001811 | 467.0501 | 0.84584 | 2030 | Mitigation | 0.95 | 45 | 0 | esc | 0.00097009 | 1.7569e-06 | 0.00097009 | 1.7569e-06
[120 empty] | 7.3.3.17.5 (Remote Grid) Updates to grid topology to minimize risk of ignition in HFTDs Remote GridWLDFRVegetation ContactAggregated | WLDFR | HFTD - Distribution - Tier 2 - 5QU CoRE ¦ 3QU LoRE | Non-Red Flag Warning - Small Fires | Vegetation Contact | Aggregated | 2031 | 0.001811 | 467.0501 | 0.84584 | 2031 | Mitigation | 0.95 | 45 | 0 | esc | 0.00097009 | 1.7569e-06 | 0.00097009 | 1.7569e-06
[120 empty] | 7.3.3.17.5 (Remote Grid) Updates to grid topology to minimize risk of ignition in HFTDs Remote GridWLDFRVegetation ContactAggregated | WLDFR | HFTD - Distribution - Tier 2 - 5QU CoRE ¦ 3QU LoRE | Non-Red Flag Warning - Small Fires | Vegetation Contact | Aggregated | 2032 | 0.001811 | 467.0501 | 0.84584 | 2032 | Mitigation | 0.95 | 45 | 0 | esc | 0.00097009 | 1.7569e-06 | 0.00097009 | 1.7569e-06
[120 empty] | 7.3.3.17.5 (Remote Grid) Updates to grid topology to minimize risk of ignition in HFTDs Remote GridWLDFRVegetation ContactAggregated | WLDFR | HFTD - Distribution - Tier 2 - 5QU CoRE ¦ 3QU LoRE | Non-Red Flag Warning - Small Fires | Vegetation Contact | Aggregated | 2033 | 0.001811 | 467.0501 | 0.84584 | 2033 | Mitigation | 0.95 | 45 | 0 | esc | 0.00097009 | 1.7569e-06 | 0.00097009 | 1.7569e-06
[120 empty] | 7.3.3.17.5 (Remote Grid) Updates to grid topology to minimize risk of ignition in HFTDs Remote GridWLDFRVegetation ContactAggregated | WLDFR | HFTD - Distribution - Tier 2 - 5QU CoRE ¦ 3QU LoRE | Non-Red Flag Warning - Small Fires | Vegetation Contact | Aggregated | 2034 | 0.001811 | 467.0501 | 0.84584 | 2034 | Mitigation | 0.95 | 45 | 0 | esc | 0.00097009 | 1.7569e-06 | 0.00097009 | 1.7569e-06
[120 empty] | 7.3.3.17.5 (Remote Grid) Updates to grid topology to minimize risk of ignition in HFTDs Remote GridWLDFRVegetation ContactAggregated | WLDFR | HFTD - Distribution - Tier 2 - 5QU CoRE ¦ 3QU LoRE | Non-Red Flag Warning - Small Fires | Vegetation Contact | Aggregated | 2035 | 0.001811 | 467.0501 | 0.84584 | 2035 | Mitigation | 0.95 | 45 | 0 | esc | 0.00097009 | 1.7569e-06 | 0.00097009 | 1.7569e-06
[120 empty] | 7.3.3.17.5 (Remote Grid) Updates to grid topology to minimize risk of ignition in HFTDs Remote GridWLDFRVegetation ContactAggregated | WLDFR | HFTD - Distribution - Tier 2 - 5QU CoRE ¦ 3QU LoRE | Non-Red Flag Warning - Small Fires | Vegetation Contact | Aggregated | 2036 | 0.001811 | 467.0501 | 0.84584 | 2036 | Mitigation | 0.95 | 45 | 0 | esc | 0.00097009 | 1.7569e-06 | 0.00097009 | 1.7569e-06
[120 empty] | 7.3.3.17.5 (Remote Grid) Updates to grid topology to minimize risk of ignition in HFTDs Remote GridWLDFRVegetation ContactAggregated | WLDFR | HFTD - Distribution - Tier 2 - 5QU CoRE ¦ 3QU LoRE | Non-Red Flag Warning - Small Fires | Vegetation Contact | Aggregated | 2037 | 0.001811 | 467.0501 | 0.84584 | 2037 | Mitigation | 0.95 | 45 | 0 | esc | 0.00097009 | 1.7569e-06 | 0.00097009 | 1.7569e-06
[120 empty] | 7.3.3.17.5 (Remote Grid) Updates to grid topology to minimize risk of ignition in HFTDs Remote GridWLDFRVegetation ContactAggregated | WLDFR | HFTD - Distribution - Tier 2 - 5QU CoRE ¦ 3QU LoRE | Non-Red Flag Warning - Small Fires | Vegetation Contact | Aggregated | 2038 | 0.001811 | 467.0501 | 0.84584 | 2038 | Mitigation | 0.95 | 45 | 0 | esc | 0.00097009 | 1.7569e-06 | 0.00097009 | 1.7569e-06
[120 empty] | 7.3.3.17.5 (Remote Grid) Updates to grid topology to minimize risk of ignition in HFTDs Remote GridWLDFRVegetation ContactAggregated | WLDFR | HFTD - Distribution - Tier 2 - 5QU CoRE ¦ 3QU LoRE | Non-Red Flag Warning - Small Fires | Vegetation Contact | Aggregated | 2039 | 0.001811 | 467.0501 | 0.84584 | 2039 | Mitigation | 0.95 | 45 | 0 | esc | 0.00097009 | 1.7569e-06 | 0.00097009 | 1.7569e-06
[120 empty] | 7.3.3.17.5 (Remote Grid) Updates to grid topology to minimize risk of ignition in HFTDs Remote GridWLDFRVegetation ContactAggregated | WLDFR | HFTD - Distribution - Tier 2 - 5QU CoRE ¦ 3QU LoRE | Non-Red Flag Warning - Small Fires | Vegetation Contact | Aggregated | 2040 | 0.001811 | 467.0501 | 0.84584 | 2040 | Mitigation | 0.95 | 45 | 0 | esc | 0.00097009 | 1.7569e-06 | 0.00097009 | 1.7569e-06
[120 empty] | 7.3.3.17.5 (Remote Grid) Updates to grid topology to minimize risk of ignition in HFTDs Remote GridWLDFRVegetation ContactAggregated | WLDFR | HFTD - Distribution - Tier 2 - 5QU CoRE ¦ 3QU LoRE | Non-Red Flag Warning - Small Fires | Vegetation Contact | Aggregated | 2041 | 0.001811 | 467.0501 | 0.84584 | 2041 | Mitigation | 0.95 | 45 | 0 | esc | 0.00097009 | 1.7569e-06 | 0.00097009 | 1.7569e-06
[120 empty] | 7.3.3.17.5 (Remote Grid) Updates to grid topology to minimize risk of ignition in HFTDs Remote GridWLDFRVegetation ContactAggregated | WLDFR | HFTD - Distribution - Tier 2 - 5QU CoRE ¦ 3QU LoRE | Non-Red Flag Warning - Small Fires | Vegetation Contact | Aggregated | 2042 | 0.001811 | 467.0501 | 0.84584 | 2042 | Mitigation | 0.95 | 45 | 0 | esc | 0.00097009 | 1.7569e-06 | 0.00097009 | 1.7569e-06
[120 empty] | 7.3.3.17.5 (Remote Grid) Updates to grid topology to minimize risk of ignition in HFTDs Remote GridWLDFRVegetation ContactAggregated | WLDFR | HFTD - Distribution - Tier 2 - 5QU CoRE ¦ 3QU LoRE | Non-Red Flag Warning - Small Fires | Vegetation Contact | Aggregated | 2043 | 0.001811 | 467.0501 | 0.84584 | 2043 | Mitigation | 0.95 | 45 | 0 | esc | 0.00097009 | 1.7569e-06 | 0.00097009 | 1.7569e-06
[120 empty] | 7.3.3.17.5 (Remote Grid) Updates to grid topology to minimize risk of ignition in HFTDs Remote GridWLDFRVegetation ContactAggregated | WLDFR | HFTD - Distribution - Tier 2 - 5QU CoRE ¦ 3QU LoRE | Non-Red Flag Warning - Small Fires | Vegetation Contact | Aggregated | 2044 | 0.001811 | 467.0501 | 0.84584 | 2044 | Mitigation | 0.95 | 45 | 0 | esc | 0.00097009 | 1.7569e-06 | 0.00097009 | 1.7569e-06
[120 empty] | 7.3.3.17.5 (Remote Grid) Updates to grid topology to minimize risk of ignition in HFTDs Remote GridWLDFRVegetation ContactAggregated | WLDFR | HFTD - Distribution - Tier 2 - 5QU CoRE ¦ 3QU LoRE | Non-Red Flag Warning - Small Fires | Vegetation Contact | Aggregated | 2045 | 0.001811 | 467.0501 | 0.84584 | 2045 | Mitigation | 0.95 | 45 | 0 | esc | 0.00097009 | 1.7569e-06 | 0.00097009 | 1.7569e-06
[120 empty] | 7.3.3.17.5 (Remote Grid) Updates to grid topology to minimize risk of ignition in HFTDs Remote GridWLDFRVegetation ContactAggregated | WLDFR | HFTD - Distribution - Tier 2 - 5QU CoRE ¦ 3QU LoRE | Non-Red Flag Warning - Small Fires | Vegetation Contact | Aggregated | 2046 | 0.001811 | 467.0501 | 0.84584 | 2046 | Mitigation | 0.95 | 45 | 0 | esc | 0.00097009 | 1.7569e-06 | 0.00097009 | 1.7569e-06
[120 empty] | 7.3.3.17.5 (Remote Grid) Updates to grid topology to minimize risk of ignition in HFTDs Remote GridWLDFRVegetation ContactAggregated | WLDFR | HFTD - Distribution - Tier 2 - 5QU CoRE ¦ 3QU LoRE | Non-Red Flag Warning - Small Fires | Vegetation Contact | Aggregated | 2047 | 0.001811 | 467.0501 | 0.84584 | 2047 | Mitigation | 0.95 | 45 | 0 | esc | 0.00097009 | 1.7569e-06 | 0.00097009 | 1.7569e-06
[120 empty] | 7.3.3.17.5 (Remote Grid) Updates to grid topology to minimize risk of ignition in HFTDs Remote GridWLDFRVegetation ContactAggregated | WLDFR | HFTD - Distribution - Tier 2 - 5QU CoRE ¦ 3QU LoRE | Non-Red Flag Warning - Small Fires | Vegetation Contact | Aggregated | 2048 | 0.001811 | 467.0501 | 0.84584 | 2048 | Mitigation | 0.95 | 45 | 0 | esc | 0.00097009 | 1.7569e-06 | 0.00097009 | 1.7569e-06
[120 empty] | 7.3.3.17.5 (Remote Grid) Updates to grid topology to minimize risk of ignition in HFTDs Remote GridWLDFRVegetation ContactAggregated | WLDFR | HFTD - Distribution - Tier 2 - 5QU CoRE ¦ 3QU LoRE | Non-Red Flag Warning - Small Fires | Vegetation Contact | Aggregated | 2049 | 0.001811 | 467.0501 | 0.84584 | 2049 | Mitigation | 0.95 | 45 | 0 | esc | 0.00097009 | 1.7569e-06 | 0.00097009 | 1.7569e-06
[120 empty] | 7.3.3.17.5 (Remote Grid) Updates to grid topology to minimize risk of ignition in HFTDs Remote GridWLDFRVegetation ContactAggregated | WLDFR | HFTD - Distribution - Tier 2 - 5QU CoRE ¦ 3QU LoRE | Non-Red Flag Warning - Small Fires | Vegetation Contact | Aggregated | 2050 | 0.001811 | 467.0501 | 0.84584 | 2050 | Mitigation | 0.95 | 45 | 0 | esc | 0.00097009 | 1.7569e-06 | 0.00097009 | 1.7569e-06
[120 empty] | 7.3.3.17.5 (Remote Grid) Updates to grid topology to minimize risk of ignition in HFTDs Remote GridWLDFRVegetation ContactAggregated | WLDFR | HFTD - Distribution - Tier 2 - 5QU CoRE ¦ 3QU LoRE | Non-Red Flag Warning - Small Fires | Vegetation Contact | Aggregated | 2051 | 0.001811 | 467.0501 | 0.84584 | 2051 | Mitigation | 0.95 | 45 | 0 | esc | 0.00097009 | 1.7569e-06 | 0.00097009 | 1.7569e-06
[120 empty] | 7.3.3.17.5 (Remote Grid) Updates to grid topology to minimize risk of ignition in HFTDs Remote GridWLDFRVegetation ContactAggregated | WLDFR | HFTD - Distribution - Tier 2 - 5QU CoRE ¦ 3QU LoRE | Non-Red Flag Warning - Small Fires | Vegetation Contact | Aggregated | 2052 | 0.001811 | 467.0501 | 0.84584 | 2052 | Mitigation | 0.95 | 45 | 0 | esc | 0.00097009 | 1.7569e-06 | 0.00097009 | 1.7569e-06
[120 empty] | 7.3.3.17.5 (Remote Grid) Updates to grid topology to minimize risk of ignition in HFTDs Remote GridWLDFRVegetation ContactAggregated | WLDFR | HFTD - Distribution - Tier 2 - 5QU CoRE ¦ 3QU LoRE | Non-Red Flag Warning - Small Fires | Vegetation Contact | Aggregated | 2053 | 0.001811 | 467.0501 | 0.84584 | 2053 | Mitigation | 0.95 | 45 | 0 | esc | 0.00097009 | 1.7569e-06 | 0.00097009 | 1.7569e-06
[120 empty] | 7.3.3.17.5 (Remote Grid) Updates to grid topology to minimize risk of ignition in HFTDs Remote GridWLDFRVegetation ContactAggregated | WLDFR | HFTD - Distribution - Tier 2 - 5QU CoRE ¦ 3QU LoRE | Non-Red Flag Warning - Small Fires | Vegetation Contact | Aggregated | 2054 | 0.001811 | 467.0501 | 0.84584 | 2054 | Mitigation | 0.95 | 45 | 0 | esc | 0.00097009 | 1.7569e-06 | 0.00097009 | 1.7569e-06
[120 empty] | 7.3.3.17.5 (Remote Grid) Updates to grid topology to minimize risk of ignition in HFTDs Remote GridWLDFRVegetation ContactAggregated | WLDFR | HFTD - Distribution - Tier 2 - 5QU CoRE ¦ 3QU LoRE | Non-Red Flag Warning - Small Fires | Vegetation Contact | Aggregated | 2055 | 0.001811 | 467.0501 | 0.84584 | 2055 | Mitigation | 0.95 | 45 | 0 | esc | 0.00097009 | 1.7569e-06 | 0.00097009 | 1.7569e-06
[120 empty] | 7.3.3.17.5 (Remote Grid) Updates to grid topology to minimize risk of ignition in HFTDs Remote GridWLDFRVegetation ContactAggregated | WLDFR | HFTD - Distribution - Tier 2 - 5QU CoRE ¦ 3QU LoRE | Non-Red Flag Warning - Small Fires | Vegetation Contact | Aggregated | 2056 | 0.001811 | 467.0501 | 0.84584 | 2056 | Mitigation | 0.95 | 45 | 0 | esc | 0.00097009 | 1.7569e-06 | 0.00097009 | 1.7569e-06
[120 empty] | 7.3.3.17.5 (Remote Grid) Updates to grid topology to minimize risk of ignition in HFTDs Remote GridWLDFRVegetation ContactAggregated | WLDFR | HFTD - Distribution - Tier 2 - 5QU CoRE ¦ 3QU LoRE | Non-Red Flag Warning - Small Fires | Vegetation Contact | Aggregated | 2057 | 0.001811 | 467.0501 | 0.84584 | 2057 | Mitigation | 0.95 | 45 | 0 | esc | 0.00097009 | 1.7569e-06 | 0.00097009 | 1.7569e-06
[120 empty] | 7.3.3.17.5 (Remote Grid) Updates to grid topology to minimize risk of ignition in HFTDs Remote GridWLDFRVegetation ContactAggregated | WLDFR | HFTD - Distribution - Tier 2 - 5QU CoRE ¦ 3QU LoRE | Non-Red Flag Warning - Small Fires | Vegetation Contact | Aggregated | 2058 | 0.001811 | 467.0501 | 0.84584 | 2058 | Mitigation | 0.95 | 45 | 0 | esc | 0.00097009 | 1.7569e-06 | 0.00097009 | 1.7569e-06
[120 empty] | 7.3.3.17.5 (Remote Grid) Updates to grid topology to minimize risk of ignition in HFTDs Remote GridWLDFRVegetation ContactAggregated | WLDFR | HFTD - Distribution - Tier 2 - 5QU CoRE ¦ 3QU LoRE | Non-Red Flag Warning - Small Fires | Vegetation Contact | Aggregated | 2059 | 0.001811 | 467.0501 | 0.84584 | 2059 | Mitigation | 0.95 | 45 | 0 | esc | 0.00097009 | 1.7569e-06 | 0.00097009 | 1.7569e-06
[120 empty] | 7.3.3.17.5 (Remote Grid) Updates to grid topology to minimize risk of ignition in HFTDs Remote GridWLDFRVegetation ContactAggregated | WLDFR | HFTD - Distribution - Tier 2 - 5QU CoRE ¦ 3QU LoRE | Non-Red Flag Warning - Small Fires | Vegetation Contact | Aggregated | 2060 | 0.001811 | 467.0501 | 0.84584 | 2060 | Mitigation | 0.95 | 45 | 0 | esc | 0.00097009 | 1.7569e-06 | 0.00097009 | 1.7569e-06
[120 empty] | 7.3.3.17.5 (Remote Grid) Updates to grid topology to minimize risk of ignition in HFTDs Remote GridWLDFRVegetation ContactAggregated | WLDFR | HFTD - Distribution - Tier 2 - 5QU CoRE ¦ 3QU LoRE | Non-Red Flag Warning - Small Fires | Vegetation Contact | Aggregated | 2061 | 0.001811 | 467.0501 | 0.84584 | 2061 | Mitigation | 0.95 | 45 | 0 | esc | 0.00097009 | 1.7569e-06 | 0.00097009 | 1.7569e-06
[120 empty] | 7.3.3.17.5 (Remote Grid) Updates to grid topology to minimize risk of ignition in HFTDs Remote GridWLDFRVegetation ContactAggregated | WLDFR | HFTD - Distribution - Tier 2 - 5QU CoRE ¦ 3QU LoRE | Non-Red Flag Warning - Small Fires | Vegetation Contact | Aggregated | 2062 | 0.001811 | 467.0501 | 0.84584 | 2062 | Mitigation | 0.95 | 45 | 0 | esc | 0.00097009 | 1.7569e-06 | 0.00097009 | 1.7569e-06
[120 empty] | 7.3.3.17.5 (Remote Grid) Updates to grid topology to minimize risk of ignition in HFTDs Remote GridWLDFRVegetation ContactAggregated | WLDFR | HFTD - Distribution - Tier 2 - 5QU CoRE ¦ 3QU LoRE | Non-Red Flag Warning - Small Fires | Vegetation Contact | Aggregated | 2063 | 0.001811 | 467.0501 | 0.84584 | 2063 | Mitigation | 0.95 | 45 | 0 | esc | 0.00097009 | 1.7569e-06 | 0.00097009 | 1.7569e-06
[120 empty] | 7.3.3.17.5 (Remote Grid) Updates to grid topology to minimize risk of ignition in HFTDs Remote GridWLDFRVegetation ContactAggregated | WLDFR | HFTD - Distribution - Tier 2 - 5QU CoRE ¦ 3QU LoRE | Non-Red Flag Warning - Small Fires | Vegetation Contact | Aggregated | 2064 | 0.001811 | 467.0501 | 0.84584 | 2064 | Mitigation | 0.95 | 45 | 0 | esc | 0.00097009 | 1.7569e-06 | 0.00097009 | 1.7569e-06
[120 empty] | 7.3.3.17.5 (Remote Grid) Updates to grid topology to minimize risk of ignition in HFTDs Remote GridWLDFRVegetation ContactAggregated | WLDFR | HFTD - Distribution - Tier 2 - 5QU CoRE ¦ 3QU LoRE | Non-Red Flag Warning - Small Fires | Vegetation Contact | Aggregated | 2065 | 0.001811 | 467.0501 | 0.84584 | 2065 | Mitigation | 0.95 | 45 | 0 | esc | 0.00097009 | 1.7569e-06 | 0.00097009 | 1.7569e-06
[120 empty] | 7.3.3.17.5 (Remote Grid) Updates to grid topology to minimize risk of ignition in HFTDs Remote GridWLDFRVegetation ContactAggregated | WLDFR | HFTD - Distribution - Tier 2 - 5QU CoRE ¦ 3QU LoRE | Non-Red Flag Warning - Small Fires | Vegetation Contact | Aggregated | 2066 | 0.001811 | 467.0501 | 0.84584 | 2066 | Mitigation | 0.95 | 45 | 0 | esc | 0.00097009 | 1.7569e-06 | 0.00097009 | 1.7569e-06
[120 empty] | 7.3.3.17.5 (Remote Grid) Updates to grid topology to minimize risk of ignition in HFTDs Remote GridWLDFRVegetation ContactAggregated | WLDFR | HFTD - Distribution - Tier 2 - 5QU CoRE ¦ 3QU LoRE | Non-Red Flag Warning - Small Fires | Vegetation Contact | Aggregated | 2067 | 0.001811 | 467.0501 | 0.84584 | 2067 | Mitigation | 0.95 | 45 | 0 | esc | 0 | 0 | 0.00097009 | 1.7569e-06
[120 empty] | 7.3.3.17.5 (Remote Grid) Updates to grid topology to minimize risk of ignition in HFTDs Remote GridWLDFRWire-to-wire contactAggregated | WLDFR | HFTD - Distribution - Tier 2 - 5QU CoRE ¦ 3QU LoRE | Non-Red Flag Warning - Small Fires | Wire-to-wire contact | Aggregated | 2022 | 0.00018417 | 467.0501 | 0.086018 | 2022 | Mitigation | 0.95 | 45 | 0 | esc | 0.00097009 | 1.7866e-07 | 0 | 0
[120 empty] | 7.3.3.17.5 (Remote Grid) Updates to grid topology to minimize risk of ignition in HFTDs Remote GridWLDFRWire-to-wire contactAggregated | WLDFR | HFTD - Distribution - Tier 2 - 5QU CoRE ¦ 3QU LoRE | Non-Red Flag Warning - Small Fires | Wire-to-wire contact | Aggregated | 2023 | 0.00018417 | 467.0501 | 0.086018 | 2023 | Mitigation | 0.95 | 45 | 0 | esc | 0.00097009 | 1.7866e-07 | 0.00097009 | 1.7866e-07
[120 empty] | 7.3.3.17.5 (Remote Grid) Updates to grid topology to minimize risk of ignition in HFTDs Remote GridWLDFRWire-to-wire contactAggregated | WLDFR | HFTD - Distribution - Tier 2 - 5QU CoRE ¦ 3QU LoRE | Non-Red Flag Warning - Small Fires | Wire-to-wire contact | Aggregated | 2024 | 0.00018417 | 467.0501 | 0.086018 | 2024 | Mitigation | 0.95 | 45 | 0 | esc | 0.00097009 | 1.7866e-07 | 0.00097009 | 1.7866e-07
[120 empty] | 7.3.3.17.5 (Remote Grid) Updates to grid topology to minimize risk of ignition in HFTDs Remote GridWLDFRWire-to-wire contactAggregated | WLDFR | HFTD - Distribution - Tier 2 - 5QU CoRE ¦ 3QU LoRE | Non-Red Flag Warning - Small Fires | Wire-to-wire contact | Aggregated | 2025 | 0.00018417 | 467.0501 | 0.086018 | 2025 | Mitigation | 0.95 | 45 | 0 | esc | 0.00097009 | 1.7866e-07 | 0.00097009 | 1.7866e-07
[120 empty] | 7.3.3.17.5 (Remote Grid) Updates to grid topology to minimize risk of ignition in HFTDs Remote GridWLDFRWire-to-wire contactAggregated | WLDFR | HFTD - Distribution - Tier 2 - 5QU CoRE ¦ 3QU LoRE | Non-Red Flag Warning - Small Fires | Wire-to-wire contact | Aggregated | 2026 | 0.00018417 | 467.0501 | 0.086018 | 2026 | Mitigation | 0.95 | 45 | 0 | esc | 0.00097009 | 1.7866e-07 | 0.00097009 | 1.7866e-07
[120 empty] | 7.3.3.17.5 (Remote Grid) Updates to grid topology to minimize risk of ignition in HFTDs Remote GridWLDFRWire-to-wire contactAggregated | WLDFR | HFTD - Distribution - Tier 2 - 5QU CoRE ¦ 3QU LoRE | Non-Red Flag Warning - Small Fires | Wire-to-wire contact | Aggregated | 2027 | 0.00018417 | 467.0501 | 0.086018 | 2027 | Mitigation | 0.95 | 45 | 0 | esc | 0.00097009 | 1.7866e-07 | 0.00097009 | 1.7866e-07
[120 empty] | 7.3.3.17.5 (Remote Grid) Updates to grid topology to minimize risk of ignition in HFTDs Remote GridWLDFRWire-to-wire contactAggregated | WLDFR | HFTD - Distribution - Tier 2 - 5QU CoRE ¦ 3QU LoRE | Non-Red Flag Warning - Small Fires | Wire-to-wire contact | Aggregated | 2028 | 0.00018417 | 467.0501 | 0.086018 | 2028 | Mitigation | 0.95 | 45 | 0 | esc | 0.00097009 | 1.7866e-07 | 0.00097009 | 1.7866e-07
[120 empty] | 7.3.3.17.5 (Remote Grid) Updates to grid topology to minimize risk of ignition in HFTDs Remote GridWLDFRWire-to-wire contactAggregated | WLDFR | HFTD - Distribution - Tier 2 - 5QU CoRE ¦ 3QU LoRE | Non-Red Flag Warning - Small Fires | Wire-to-wire contact | Aggregated | 2029 | 0.00018417 | 467.0501 | 0.086018 | 2029 | Mitigation | 0.95 | 45 | 0 | esc | 0.00097009 | 1.7866e-07 | 0.00097009 | 1.7866e-07
[120 empty] | 7.3.3.17.5 (Remote Grid) Updates to grid topology to minimize risk of ignition in HFTDs Remote GridWLDFRWire-to-wire contactAggregated | WLDFR | HFTD - Distribution - Tier 2 - 5QU CoRE ¦ 3QU LoRE | Non-Red Flag Warning - Small Fires | Wire-to-wire contact | Aggregated | 2030 | 0.00018417 | 467.0501 | 0.086018 | 2030 | Mitigation | 0.95 | 45 | 0 | esc | 0.00097009 | 1.7866e-07 | 0.00097009 | 1.7866e-07
[120 empty] | 7.3.3.17.5 (Remote Grid) Updates to grid topology to minimize risk of ignition in HFTDs Remote GridWLDFRWire-to-wire contactAggregated | WLDFR | HFTD - Distribution - Tier 2 - 5QU CoRE ¦ 3QU LoRE | Non-Red Flag Warning - Small Fires | Wire-to-wire contact | Aggregated | 2031 | 0.00018417 | 467.0501 | 0.086018 | 2031 | Mitigation | 0.95 | 45 | 0 | esc | 0.00097009 | 1.7866e-07 | 0.00097009 | 1.7866e-07
[120 empty] | 7.3.3.17.5 (Remote Grid) Updates to grid topology to minimize risk of ignition in HFTDs Remote GridWLDFRWire-to-wire contactAggregated | WLDFR | HFTD - Distribution - Tier 2 - 5QU CoRE ¦ 3QU LoRE | Non-Red Flag Warning - Small Fires | Wire-to-wire contact | Aggregated | 2032 | 0.00018417 | 467.0501 | 0.086018 | 2032 | Mitigation | 0.95 | 45 | 0 | esc | 0.00097009 | 1.7866e-07 | 0.00097009 | 1.7866e-07
[120 empty] | 7.3.3.17.5 (Remote Grid) Updates to grid topology to minimize risk of ignition in HFTDs Remote GridWLDFRWire-to-wire contactAggregated | WLDFR | HFTD - Distribution - Tier 2 - 5QU CoRE ¦ 3QU LoRE | Non-Red Flag Warning - Small Fires | Wire-to-wire contact | Aggregated | 2033 | 0.00018417 | 467.0501 | 0.086018 | 2033 | Mitigation | 0.95 | 45 | 0 | esc | 0.00097009 | 1.7866e-07 | 0.00097009 | 1.7866e-07
[120 empty] | 7.3.3.17.5 (Remote Grid) Updates to grid topology to minimize risk of ignition in HFTDs Remote GridWLDFRWire-to-wire contactAggregated | WLDFR | HFTD - Distribution - Tier 2 - 5QU CoRE ¦ 3QU LoRE | Non-Red Flag Warning - Small Fires | Wire-to-wire contact | Aggregated | 2034 | 0.00018417 | 467.0501 | 0.086018 | 2034 | Mitigation | 0.95 | 45 | 0 | esc | 0.00097009 | 1.7866e-07 | 0.00097009 | 1.7866e-07
[120 empty] | 7.3.3.17.5 (Remote Grid) Updates to grid topology to minimize risk of ignition in HFTDs Remote GridWLDFRWire-to-wire contactAggregated | WLDFR | HFTD - Distribution - Tier 2 - 5QU CoRE ¦ 3QU LoRE | Non-Red Flag Warning - Small Fires | Wire-to-wire contact | Aggregated | 2035 | 0.00018417 | 467.0501 | 0.086018 | 2035 | Mitigation | 0.95 | 45 | 0 | esc | 0.00097009 | 1.7866e-07 | 0.00097009 | 1.7866e-07
[120 empty] | 7.3.3.17.5 (Remote Grid) Updates to grid topology to minimize risk of ignition in HFTDs Remote GridWLDFRWire-to-wire contactAggregated | WLDFR | HFTD - Distribution - Tier 2 - 5QU CoRE ¦ 3QU LoRE | Non-Red Flag Warning - Small Fires | Wire-to-wire contact | Aggregated | 2036 | 0.00018417 | 467.0501 | 0.086018 | 2036 | Mitigation | 0.95 | 45 | 0 | esc | 0.00097009 | 1.7866e-07 | 0.00097009 | 1.7866e-07
[120 empty] | 7.3.3.17.5 (Remote Grid) Updates to grid topology to minimize risk of ignition in HFTDs Remote GridWLDFRWire-to-wire contactAggregated | WLDFR | HFTD - Distribution - Tier 2 - 5QU CoRE ¦ 3QU LoRE | Non-Red Flag Warning - Small Fires | Wire-to-wire contact | Aggregated | 2037 | 0.00018417 | 467.0501 | 0.086018 | 2037 | Mitigation | 0.95 | 45 | 0 | esc | 0.00097009 | 1.7866e-07 | 0.00097009 | 1.7866e-07
[120 empty] | 7.3.3.17.5 (Remote Grid) Updates to grid topology to minimize risk of ignition in HFTDs Remote GridWLDFRWire-to-wire contactAggregated | WLDFR | HFTD - Distribution - Tier 2 - 5QU CoRE ¦ 3QU LoRE | Non-Red Flag Warning - Small Fires | Wire-to-wire contact | Aggregated | 2038 | 0.00018417 | 467.0501 | 0.086018 | 2038 | Mitigation | 0.95 | 45 | 0 | esc | 0.00097009 | 1.7866e-07 | 0.00097009 | 1.7866e-07
[120 empty] | 7.3.3.17.5 (Remote Grid) Updates to grid topology to minimize risk of ignition in HFTDs Remote GridWLDFRWire-to-wire contactAggregated | WLDFR | HFTD - Distribution - Tier 2 - 5QU CoRE ¦ 3QU LoRE | Non-Red Flag Warning - Small Fires | Wire-to-wire contact | Aggregated | 2039 | 0.00018417 | 467.0501 | 0.086018 | 2039 | Mitigation | 0.95 | 45 | 0 | esc | 0.00097009 | 1.7866e-07 | 0.00097009 | 1.7866e-07
[120 empty] | 7.3.3.17.5 (Remote Grid) Updates to grid topology to minimize risk of ignition in HFTDs Remote GridWLDFRWire-to-wire contactAggregated | WLDFR | HFTD - Distribution - Tier 2 - 5QU CoRE ¦ 3QU LoRE | Non-Red Flag Warning - Small Fires | Wire-to-wire contact | Aggregated | 2040 | 0.00018417 | 467.0501 | 0.086018 | 2040 | Mitigation | 0.95 | 45 | 0 | esc | 0.00097009 | 1.7866e-07 | 0.00097009 | 1.7866e-07
[120 empty] | 7.3.3.17.5 (Remote Grid) Updates to grid topology to minimize risk of ignition in HFTDs Remote GridWLDFRWire-to-wire contactAggregated | WLDFR | HFTD - Distribution - Tier 2 - 5QU CoRE ¦ 3QU LoRE | Non-Red Flag Warning - Small Fires | Wire-to-wire contact | Aggregated | 2041 | 0.00018417 | 467.0501 | 0.086018 | 2041 | Mitigation | 0.95 | 45 | 0 | esc | 0.00097009 | 1.7866e-07 | 0.00097009 | 1.7866e-07
[120 empty] | 7.3.3.17.5 (Remote Grid) Updates to grid topology to minimize risk of ignition in HFTDs Remote GridWLDFRWire-to-wire contactAggregated | WLDFR | HFTD - Distribution - Tier 2 - 5QU CoRE ¦ 3QU LoRE | Non-Red Flag Warning - Small Fires | Wire-to-wire contact | Aggregated | 2042 | 0.00018417 | 467.0501 | 0.086018 | 2042 | Mitigation | 0.95 | 45 | 0 | esc | 0.00097009 | 1.7866e-07 | 0.00097009 | 1.7866e-07
[120 empty] | 7.3.3.17.5 (Remote Grid) Updates to grid topology to minimize risk of ignition in HFTDs Remote GridWLDFRWire-to-wire contactAggregated | WLDFR | HFTD - Distribution - Tier 2 - 5QU CoRE ¦ 3QU LoRE | Non-Red Flag Warning - Small Fires | Wire-to-wire contact | Aggregated | 2043 | 0.00018417 | 467.0501 | 0.086018 | 2043 | Mitigation | 0.95 | 45 | 0 | esc | 0.00097009 | 1.7866e-07 | 0.00097009 | 1.7866e-07
[120 empty] | 7.3.3.17.5 (Remote Grid) Updates to grid topology to minimize risk of ignition in HFTDs Remote GridWLDFRWire-to-wire contactAggregated | WLDFR | HFTD - Distribution - Tier 2 - 5QU CoRE ¦ 3QU LoRE | Non-Red Flag Warning - Small Fires | Wire-to-wire contact | Aggregated | 2044 | 0.00018417 | 467.0501 | 0.086018 | 2044 | Mitigation | 0.95 | 45 | 0 | esc | 0.00097009 | 1.7866e-07 | 0.00097009 | 1.7866e-07
[120 empty] | 7.3.3.17.5 (Remote Grid) Updates to grid topology to minimize risk of ignition in HFTDs Remote GridWLDFRWire-to-wire contactAggregated | WLDFR | HFTD - Distribution - Tier 2 - 5QU CoRE ¦ 3QU LoRE | Non-Red Flag Warning - Small Fires | Wire-to-wire contact | Aggregated | 2045 | 0.00018417 | 467.0501 | 0.086018 | 2045 | Mitigation | 0.95 | 45 | 0 | esc | 0.00097009 | 1.7866e-07 | 0.00097009 | 1.7866e-07
[120 empty] | 7.3.3.17.5 (Remote Grid) Updates to grid topology to minimize risk of ignition in HFTDs Remote GridWLDFRWire-to-wire contactAggregated | WLDFR | HFTD - Distribution - Tier 2 - 5QU CoRE ¦ 3QU LoRE | Non-Red Flag Warning - Small Fires | Wire-to-wire contact | Aggregated | 2046 | 0.00018417 | 467.0501 | 0.086018 | 2046 | Mitigation | 0.95 | 45 | 0 | esc | 0.00097009 | 1.7866e-07 | 0.00097009 | 1.7866e-07
[120 empty] | 7.3.3.17.5 (Remote Grid) Updates to grid topology to minimize risk of ignition in HFTDs Remote GridWLDFRWire-to-wire contactAggregated | WLDFR | HFTD - Distribution - Tier 2 - 5QU CoRE ¦ 3QU LoRE | Non-Red Flag Warning - Small Fires | Wire-to-wire contact | Aggregated | 2047 | 0.00018417 | 467.0501 | 0.086018 | 2047 | Mitigation | 0.95 | 45 | 0 | esc | 0.00097009 | 1.7866e-07 | 0.00097009 | 1.7866e-07
[120 empty] | 7.3.3.17.5 (Remote Grid) Updates to grid topology to minimize risk of ignition in HFTDs Remote GridWLDFRWire-to-wire contactAggregated | WLDFR | HFTD - Distribution - Tier 2 - 5QU CoRE ¦ 3QU LoRE | Non-Red Flag Warning - Small Fires | Wire-to-wire contact | Aggregated | 2048 | 0.00018417 | 467.0501 | 0.086018 | 2048 | Mitigation | 0.95 | 45 | 0 | esc | 0.00097009 | 1.7866e-07 | 0.00097009 | 1.7866e-07
[120 empty] | 7.3.3.17.5 (Remote Grid) Updates to grid topology to minimize risk of ignition in HFTDs Remote GridWLDFRWire-to-wire contactAggregated | WLDFR | HFTD - Distribution - Tier 2 - 5QU CoRE ¦ 3QU LoRE | Non-Red Flag Warning - Small Fires | Wire-to-wire contact | Aggregated | 2049 | 0.00018417 | 467.0501 | 0.086018 | 2049 | Mitigation | 0.95 | 45 | 0 | esc | 0.00097009 | 1.7866e-07 | 0.00097009 | 1.7866e-07
[120 empty] | 7.3.3.17.5 (Remote Grid) Updates to grid topology to minimize risk of ignition in HFTDs Remote GridWLDFRWire-to-wire contactAggregated | WLDFR | HFTD - Distribution - Tier 2 - 5QU CoRE ¦ 3QU LoRE | Non-Red Flag Warning - Small Fires | Wire-to-wire contact | Aggregated | 2050 | 0.00018417 | 467.0501 | 0.086018 | 2050 | Mitigation | 0.95 | 45 | 0 | esc | 0.00097009 | 1.7866e-07 | 0.00097009 | 1.7866e-07
[120 empty] | 7.3.3.17.5 (Remote Grid) Updates to grid topology to minimize risk of ignition in HFTDs Remote GridWLDFRWire-to-wire contactAggregated | WLDFR | HFTD - Distribution - Tier 2 - 5QU CoRE ¦ 3QU LoRE | Non-Red Flag Warning - Small Fires | Wire-to-wire contact | Aggregated | 2051 | 0.00018417 | 467.0501 | 0.086018 | 2051 | Mitigation | 0.95 | 45 | 0 | esc | 0.00097009 | 1.7866e-07 | 0.00097009 | 1.7866e-07
[120 empty] | 7.3.3.17.5 (Remote Grid) Updates to grid topology to minimize risk of ignition in HFTDs Remote GridWLDFRWire-to-wire contactAggregated | WLDFR | HFTD - Distribution - Tier 2 - 5QU CoRE ¦ 3QU LoRE | Non-Red Flag Warning - Small Fires | Wire-to-wire contact | Aggregated | 2052 | 0.00018417 | 467.0501 | 0.086018 | 2052 | Mitigation | 0.95 | 45 | 0 | esc | 0.00097009 | 1.7866e-07 | 0.00097009 | 1.7866e-07
[120 empty] | 7.3.3.17.5 (Remote Grid) Updates to grid topology to minimize risk of ignition in HFTDs Remote GridWLDFRWire-to-wire contactAggregated | WLDFR | HFTD - Distribution - Tier 2 - 5QU CoRE ¦ 3QU LoRE | Non-Red Flag Warning - Small Fires | Wire-to-wire contact | Aggregated | 2053 | 0.00018417 | 467.0501 | 0.086018 | 2053 | Mitigation | 0.95 | 45 | 0 | esc | 0.00097009 | 1.7866e-07 | 0.00097009 | 1.7866e-07
[120 empty] | 7.3.3.17.5 (Remote Grid) Updates to grid topology to minimize risk of ignition in HFTDs Remote GridWLDFRWire-to-wire contactAggregated | WLDFR | HFTD - Distribution - Tier 2 - 5QU CoRE ¦ 3QU LoRE | Non-Red Flag Warning - Small Fires | Wire-to-wire contact | Aggregated | 2054 | 0.00018417 | 467.0501 | 0.086018 | 2054 | Mitigation | 0.95 | 45 | 0 | esc | 0.00097009 | 1.7866e-07 | 0.00097009 | 1.7866e-07
[120 empty] | 7.3.3.17.5 (Remote Grid) Updates to grid topology to minimize risk of ignition in HFTDs Remote GridWLDFRWire-to-wire contactAggregated | WLDFR | HFTD - Distribution - Tier 2 - 5QU CoRE ¦ 3QU LoRE | Non-Red Flag Warning - Small Fires | Wire-to-wire contact | Aggregated | 2055 | 0.00018417 | 467.0501 | 0.086018 | 2055 | Mitigation | 0.95 | 45 | 0 | esc | 0.00097009 | 1.7866e-07 | 0.00097009 | 1.7866e-07
[120 empty] | 7.3.3.17.5 (Remote Grid) Updates to grid topology to minimize risk of ignition in HFTDs Remote GridWLDFRWire-to-wire contactAggregated | WLDFR | HFTD - Distribution - Tier 2 - 5QU CoRE ¦ 3QU LoRE | Non-Red Flag Warning - Small Fires | Wire-to-wire contact | Aggregated | 2056 | 0.00018417 | 467.0501 | 0.086018 | 2056 | Mitigation | 0.95 | 45 | 0 | esc | 0.00097009 | 1.7866e-07 | 0.00097009 | 1.7866e-07
[120 empty] | 7.3.3.17.5 (Remote Grid) Updates to grid topology to minimize risk of ignition in HFTDs Remote GridWLDFRWire-to-wire contactAggregated | WLDFR | HFTD - Distribution - Tier 2 - 5QU CoRE ¦ 3QU LoRE | Non-Red Flag Warning - Small Fires | Wire-to-wire contact | Aggregated | 2057 | 0.00018417 | 467.0501 | 0.086018 | 2057 | Mitigation | 0.95 | 45 | 0 | esc | 0.00097009 | 1.7866e-07 | 0.00097009 | 1.7866e-07
[120 empty] | 7.3.3.17.5 (Remote Grid) Updates to grid topology to minimize risk of ignition in HFTDs Remote GridWLDFRWire-to-wire contactAggregated | WLDFR | HFTD - Distribution - Tier 2 - 5QU CoRE ¦ 3QU LoRE | Non-Red Flag Warning - Small Fires | Wire-to-wire contact | Aggregated | 2058 | 0.00018417 | 467.0501 | 0.086018 | 2058 | Mitigation | 0.95 | 45 | 0 | esc | 0.00097009 | 1.7866e-07 | 0.00097009 | 1.7866e-07
[120 empty] | 7.3.3.17.5 (Remote Grid) Updates to grid topology to minimize risk of ignition in HFTDs Remote GridWLDFRWire-to-wire contactAggregated | WLDFR | HFTD - Distribution - Tier 2 - 5QU CoRE ¦ 3QU LoRE | Non-Red Flag Warning - Small Fires | Wire-to-wire contact | Aggregated | 2059 | 0.00018417 | 467.0501 | 0.086018 | 2059 | Mitigation | 0.95 | 45 | 0 | esc | 0.00097009 | 1.7866e-07 | 0.00097009 | 1.7866e-07
[120 empty] | 7.3.3.17.5 (Remote Grid) Updates to grid topology to minimize risk of ignition in HFTDs Remote GridWLDFRWire-to-wire contactAggregated | WLDFR | HFTD - Distribution - Tier 2 - 5QU CoRE ¦ 3QU LoRE | Non-Red Flag Warning - Small Fires | Wire-to-wire contact | Aggregated | 2060 | 0.00018417 | 467.0501 | 0.086018 | 2060 | Mitigation | 0.95 | 45 | 0 | esc | 0.00097009 | 1.7866e-07 | 0.00097009 | 1.7866e-07
[120 empty] | 7.3.3.17.5 (Remote Grid) Updates to grid topology to minimize risk of ignition in HFTDs Remote GridWLDFRWire-to-wire contactAggregated | WLDFR | HFTD - Distribution - Tier 2 - 5QU CoRE ¦ 3QU LoRE | Non-Red Flag Warning - Small Fires | Wire-to-wire contact | Aggregated | 2061 | 0.00018417 | 467.0501 | 0.086018 | 2061 | Mitigation | 0.95 | 45 | 0 | esc | 0.00097009 | 1.7866e-07 | 0.00097009 | 1.7866e-07
[120 empty] | 7.3.3.17.5 (Remote Grid) Updates to grid topology to minimize risk of ignition in HFTDs Remote GridWLDFRWire-to-wire contactAggregated | WLDFR | HFTD - Distribution - Tier 2 - 5QU CoRE ¦ 3QU LoRE | Non-Red Flag Warning - Small Fires | Wire-to-wire contact | Aggregated | 2062 | 0.00018417 | 467.0501 | 0.086018 | 2062 | Mitigation | 0.95 | 45 | 0 | esc | 0.00097009 | 1.7866e-07 | 0.00097009 | 1.7866e-07
[120 empty] | 7.3.3.17.5 (Remote Grid) Updates to grid topology to minimize risk of ignition in HFTDs Remote GridWLDFRWire-to-wire contactAggregated | WLDFR | HFTD - Distribution - Tier 2 - 5QU CoRE ¦ 3QU LoRE | Non-Red Flag Warning - Small Fires | Wire-to-wire contact | Aggregated | 2063 | 0.00018417 | 467.0501 | 0.086018 | 2063 | Mitigation | 0.95 | 45 | 0 | esc | 0.00097009 | 1.7866e-07 | 0.00097009 | 1.7866e-07
[120 empty] | 7.3.3.17.5 (Remote Grid) Updates to grid topology to minimize risk of ignition in HFTDs Remote GridWLDFRWire-to-wire contactAggregated | WLDFR | HFTD - Distribution - Tier 2 - 5QU CoRE ¦ 3QU LoRE | Non-Red Flag Warning - Small Fires | Wire-to-wire contact | Aggregated | 2064 | 0.00018417 | 467.0501 | 0.086018 | 2064 | Mitigation | 0.95 | 45 | 0 | esc | 0.00097009 | 1.7866e-07 | 0.00097009 | 1.7866e-07
[120 empty] | 7.3.3.17.5 (Remote Grid) Updates to grid topology to minimize risk of ignition in HFTDs Remote GridWLDFRWire-to-wire contactAggregated | WLDFR | HFTD - Distribution - Tier 2 - 5QU CoRE ¦ 3QU LoRE | Non-Red Flag Warning - Small Fires | Wire-to-wire contact | Aggregated | 2065 | 0.00018417 | 467.0501 | 0.086018 | 2065 | Mitigation | 0.95 | 45 | 0 | esc | 0.00097009 | 1.7866e-07 | 0.00097009 | 1.7866e-07
[120 empty] | 7.3.3.17.5 (Remote Grid) Updates to grid topology to minimize risk of ignition in HFTDs Remote GridWLDFRWire-to-wire contactAggregated | WLDFR | HFTD - Distribution - Tier 2 - 5QU CoRE ¦ 3QU LoRE | Non-Red Flag Warning - Small Fires | Wire-to-wire contact | Aggregated | 2066 | 0.00018417 | 467.0501 | 0.086018 | 2066 | Mitigation | 0.95 | 45 | 0 | esc | 0.00097009 | 1.7866e-07 | 0.00097009 | 1.7866e-07
[120 empty] | 7.3.3.17.5 (Remote Grid) Updates to grid topology to minimize risk of ignition in HFTDs Remote GridWLDFRWire-to-wire contactAggregated | WLDFR | HFTD - Distribution - Tier 2 - 5QU CoRE ¦ 3QU LoRE | Non-Red Flag Warning - Small Fires | Wire-to-wire contact | Aggregated | 2067 | 0.00018417 | 467.0501 | 0.086018 | 2067 | Mitigation | 0.95 | 45 | 0 | esc | 0 | 0 | 0.00097009 | 1.7866e-07
[120 empty] | 7.3.3.17.5 (Remote Grid) Updates to grid topology to minimize risk of ignition in HFTDs Remote GridWLDFREquipment / facility failureAggregated | WLDFR | HFTD - Distribution - Tier 2 - 5QU CoRE ¦ 3QU LoRE | Red Flag Warning - Catastrophic Fires | Equipment / facility failure | Aggregated | 2022 | 4.9913e-07 | 467.0501 | 0.00023312 | 2022 | Mitigation | 0.95 | 45 | 0 | esc | 0.00097009 | 4.842e-10 | 0 | 0
[120 empty] | 7.3.3.17.5 (Remote Grid) Updates to grid topology to minimize risk of ignition in HFTDs Remote GridWLDFREquipment / facility failureAggregated | WLDFR | HFTD - Distribution - Tier 2 - 5QU CoRE ¦ 3QU LoRE | Red Flag Warning - Catastrophic Fires | Equipment / facility failure | Aggregated | 2023 | 4.9913e-07 | 467.0501 | 0.00023312 | 2023 | Mitigation | 0.95 | 45 | 0 | esc | 0.00097009 | 4.842e-10 | 0.00097009 | 4.842e-10
[120 empty] | 7.3.3.17.5 (Remote Grid) Updates to grid topology to minimize risk of ignition in HFTDs Remote GridWLDFREquipment / facility failureAggregated | WLDFR | HFTD - Distribution - Tier 2 - 5QU CoRE ¦ 3QU LoRE | Red Flag Warning - Catastrophic Fires | Equipment / facility failure | Aggregated | 2024 | 4.9913e-07 | 467.0501 | 0.00023312 | 2024 | Mitigation | 0.95 | 45 | 0 | esc | 0.00097009 | 4.842e-10 | 0.00097009 | 4.842e-10
[120 empty] | 7.3.3.17.5 (Remote Grid) Updates to grid topology to minimize risk of ignition in HFTDs Remote GridWLDFREquipment / facility failureAggregated | WLDFR | HFTD - Distribution - Tier 2 - 5QU CoRE ¦ 3QU LoRE | Red Flag Warning - Catastrophic Fires | Equipment / facility failure | Aggregated | 2025 | 4.9913e-07 | 467.0501 | 0.00023312 | 2025 | Mitigation | 0.95 | 45 | 0 | esc | 0.00097009 | 4.842e-10 | 0.00097009 | 4.842e-10
[120 empty] | 7.3.3.17.5 (Remote Grid) Updates to grid topology to minimize risk of ignition in HFTDs Remote GridWLDFREquipment / facility failureAggregated | WLDFR | HFTD - Distribution - Tier 2 - 5QU CoRE ¦ 3QU LoRE | Red Flag Warning - Catastrophic Fires | Equipment / facility failure | Aggregated | 2026 | 4.9913e-07 | 467.0501 | 0.00023312 | 2026 | Mitigation | 0.95 | 45 | 0 | esc | 0.00097009 | 4.842e-10 | 0.00097009 | 4.842e-10
[120 empty] | 7.3.3.17.5 (Remote Grid) Updates to grid topology to minimize risk of ignition in HFTDs Remote GridWLDFREquipment / facility failureAggregated | WLDFR | HFTD - Distribution - Tier 2 - 5QU CoRE ¦ 3QU LoRE | Red Flag Warning - Catastrophic Fires | Equipment / facility failure | Aggregated | 2027 | 4.9913e-07 | 467.0501 | 0.00023312 | 2027 | Mitigation | 0.95 | 45 | 0 | esc | 0.00097009 | 4.842e-10 | 0.00097009 | 4.842e-10
[120 empty] | 7.3.3.17.5 (Remote Grid) Updates to grid topology to minimize risk of ignition in HFTDs Remote GridWLDFREquipment / facility failureAggregated | WLDFR | HFTD - Distribution - Tier 2 - 5QU CoRE ¦ 3QU LoRE | Red Flag Warning - Catastrophic Fires | Equipment / facility failure | Aggregated | 2028 | 4.9913e-07 | 467.0501 | 0.00023312 | 2028 | Mitigation | 0.95 | 45 | 0 | esc | 0.00097009 | 4.842e-10 | 0.00097009 | 4.842e-10
[120 empty] | 7.3.3.17.5 (Remote Grid) Updates to grid topology to minimize risk of ignition in HFTDs Remote GridWLDFREquipment / facility failureAggregated | WLDFR | HFTD - Distribution - Tier 2 - 5QU CoRE ¦ 3QU LoRE | Red Flag Warning - Catastrophic Fires | Equipment / facility failure | Aggregated | 2029 | 4.9913e-07 | 467.0501 | 0.00023312 | 2029 | Mitigation | 0.95 | 45 | 0 | esc | 0.00097009 | 4.842e-10 | 0.00097009 | 4.842e-10
[120 empty] | 7.3.3.17.5 (Remote Grid) Updates to grid topology to minimize risk of ignition in HFTDs Remote GridWLDFREquipment / facility failureAggregated | WLDFR | HFTD - Distribution - Tier 2 - 5QU CoRE ¦ 3QU LoRE | Red Flag Warning - Catastrophic Fires | Equipment / facility failure | Aggregated | 2030 | 4.9913e-07 | 467.0501 | 0.00023312 | 2030 | Mitigation | 0.95 | 45 | 0 | esc | 0.00097009 | 4.842e-10 | 0.00097009 | 4.842e-10
[120 empty] | 7.3.3.17.5 (Remote Grid) Updates to grid topology to minimize risk of ignition in HFTDs Remote GridWLDFREquipment / facility failureAggregated | WLDFR | HFTD - Distribution - Tier 2 - 5QU CoRE ¦ 3QU LoRE | Red Flag Warning - Catastrophic Fires | Equipment / facility failure | Aggregated | 2031 | 4.9913e-07 | 467.0501 | 0.00023312 | 2031 | Mitigation | 0.95 | 45 | 0 | esc | 0.00097009 | 4.842e-10 | 0.00097009 | 4.842e-10
[120 empty] | 7.3.3.17.5 (Remote Grid) Updates to grid topology to minimize risk of ignition in HFTDs Remote GridWLDFREquipment / facility failureAggregated | WLDFR | HFTD - Distribution - Tier 2 - 5QU CoRE ¦ 3QU LoRE | Red Flag Warning - Catastrophic Fires | Equipment / facility failure | Aggregated | 2032 | 4.9913e-07 | 467.0501 | 0.00023312 | 2032 | Mitigation | 0.95 | 45 | 0 | esc | 0.00097009 | 4.842e-10 | 0.00097009 | 4.842e-10
[120 empty] | 7.3.3.17.5 (Remote Grid) Updates to grid topology to minimize risk of ignition in HFTDs Remote GridWLDFREquipment / facility failureAggregated | WLDFR | HFTD - Distribution - Tier 2 - 5QU CoRE ¦ 3QU LoRE | Red Flag Warning - Catastrophic Fires | Equipment / facility failure | Aggregated | 2033 | 4.9913e-07 | 467.0501 | 0.00023312 | 2033 | Mitigation | 0.95 | 45 | 0 | esc | 0.00097009 | 4.842e-10 | 0.00097009 | 4.842e-10
[120 empty] | 7.3.3.17.5 (Remote Grid) Updates to grid topology to minimize risk of ignition in HFTDs Remote GridWLDFREquipment / facility failureAggregated | WLDFR | HFTD - Distribution - Tier 2 - 5QU CoRE ¦ 3QU LoRE | Red Flag Warning - Catastrophic Fires | Equipment / facility failure | Aggregated | 2034 | 4.9913e-07 | 467.0501 | 0.00023312 | 2034 | Mitigation | 0.95 | 45 | 0 | esc | 0.00097009 | 4.842e-10 | 0.00097009 | 4.842e-10
[120 empty] | 7.3.3.17.5 (Remote Grid) Updates to grid topology to minimize risk of ignition in HFTDs Remote GridWLDFREquipment / facility failureAggregated | WLDFR | HFTD - Distribution - Tier 2 - 5QU CoRE ¦ 3QU LoRE | Red Flag Warning - Catastrophic Fires | Equipment / facility failure | Aggregated | 2035 | 4.9913e-07 | 467.0501 | 0.00023312 | 2035 | Mitigation | 0.95 | 45 | 0 | esc | 0.00097009 | 4.842e-10 | 0.00097009 | 4.842e-10
[120 empty] | 7.3.3.17.5 (Remote Grid) Updates to grid topology to minimize risk of ignition in HFTDs Remote GridWLDFREquipment / facility failureAggregated | WLDFR | HFTD - Distribution - Tier 2 - 5QU CoRE ¦ 3QU LoRE | Red Flag Warning - Catastrophic Fires | Equipment / facility failure | Aggregated | 2036 | 4.9913e-07 | 467.0501 | 0.00023312 | 2036 | Mitigation | 0.95 | 45 | 0 | esc | 0.00097009 | 4.842e-10 | 0.00097009 | 4.842e-10
[120 empty] | 7.3.3.17.5 (Remote Grid) Updates to grid topology to minimize risk of ignition in HFTDs Remote GridWLDFREquipment / facility failureAggregated | WLDFR | HFTD - Distribution - Tier 2 - 5QU CoRE ¦ 3QU LoRE | Red Flag Warning - Catastrophic Fires | Equipment / facility failure | Aggregated | 2037 | 4.9913e-07 | 467.0501 | 0.00023312 | 2037 | Mitigation | 0.95 | 45 | 0 | esc | 0.00097009 | 4.842e-10 | 0.00097009 | 4.842e-10
[120 empty] | 7.3.3.17.5 (Remote Grid) Updates to grid topology to minimize risk of ignition in HFTDs Remote GridWLDFREquipment / facility failureAggregated | WLDFR | HFTD - Distribution - Tier 2 - 5QU CoRE ¦ 3QU LoRE | Red Flag Warning - Catastrophic Fires | Equipment / facility failure | Aggregated | 2038 | 4.9913e-07 | 467.0501 | 0.00023312 | 2038 | Mitigation | 0.95 | 45 | 0 | esc | 0.00097009 | 4.842e-10 | 0.00097009 | 4.842e-10
[120 empty] | 7.3.3.17.5 (Remote Grid) Updates to grid topology to minimize risk of ignition in HFTDs Remote GridWLDFREquipment / facility failureAggregated | WLDFR | HFTD - Distribution - Tier 2 - 5QU CoRE ¦ 3QU LoRE | Red Flag Warning - Catastrophic Fires | Equipment / facility failure | Aggregated | 2039 | 4.9913e-07 | 467.0501 | 0.00023312 | 2039 | Mitigation | 0.95 | 45 | 0 | esc | 0.00097009 | 4.842e-10 | 0.00097009 | 4.842e-10
[120 empty] | 7.3.3.17.5 (Remote Grid) Updates to grid topology to minimize risk of ignition in HFTDs Remote GridWLDFREquipment / facility failureAggregated | WLDFR | HFTD - Distribution - Tier 2 - 5QU CoRE ¦ 3QU LoRE | Red Flag Warning - Catastrophic Fires | Equipment / facility failure | Aggregated | 2040 | 4.9913e-07 | 467.0501 | 0.00023312 | 2040 | Mitigation | 0.95 | 45 | 0 | esc | 0.00097009 | 4.842e-10 | 0.00097009 | 4.842e-10
[120 empty] | 7.3.3.17.5 (Remote Grid) Updates to grid topology to minimize risk of ignition in HFTDs Remote GridWLDFREquipment / facility failureAggregated | WLDFR | HFTD - Distribution - Tier 2 - 5QU CoRE ¦ 3QU LoRE | Red Flag Warning - Catastrophic Fires | Equipment / facility failure | Aggregated | 2041 | 4.9913e-07 | 467.0501 | 0.00023312 | 2041 | Mitigation | 0.95 | 45 | 0 | esc | 0.00097009 | 4.842e-10 | 0.00097009 | 4.842e-10
[120 empty] | 7.3.3.17.5 (Remote Grid) Updates to grid topology to minimize risk of ignition in HFTDs Remote GridWLDFREquipment / facility failureAggregated | WLDFR | HFTD - Distribution - Tier 2 - 5QU CoRE ¦ 3QU LoRE | Red Flag Warning - Catastrophic Fires | Equipment / facility failure | Aggregated | 2042 | 4.9913e-07 | 467.0501 | 0.00023312 | 2042 | Mitigation | 0.95 | 45 | 0 | esc | 0.00097009 | 4.842e-10 | 0.00097009 | 4.842e-10
[120 empty] | 7.3.3.17.5 (Remote Grid) Updates to grid topology to minimize risk of ignition in HFTDs Remote GridWLDFREquipment / facility failureAggregated | WLDFR | HFTD - Distribution - Tier 2 - 5QU CoRE ¦ 3QU LoRE | Red Flag Warning - Catastrophic Fires | Equipment / facility failure | Aggregated | 2043 | 4.9913e-07 | 467.0501 | 0.00023312 | 2043 | Mitigation | 0.95 | 45 | 0 | esc | 0.00097009 | 4.842e-10 | 0.00097009 | 4.842e-10
[120 empty] | 7.3.3.17.5 (Remote Grid) Updates to grid topology to minimize risk of ignition in HFTDs Remote GridWLDFREquipment / facility failureAggregated | WLDFR | HFTD - Distribution - Tier 2 - 5QU CoRE ¦ 3QU LoRE | Red Flag Warning - Catastrophic Fires | Equipment / facility failure | Aggregated | 2044 | 4.9913e-07 | 467.0501 | 0.00023312 | 2044 | Mitigation | 0.95 | 45 | 0 | esc | 0.00097009 | 4.842e-10 | 0.00097009 | 4.842e-10
[120 empty] | 7.3.3.17.5 (Remote Grid) Updates to grid topology to minimize risk of ignition in HFTDs Remote GridWLDFREquipment / facility failureAggregated | WLDFR | HFTD - Distribution - Tier 2 - 5QU CoRE ¦ 3QU LoRE | Red Flag Warning - Catastrophic Fires | Equipment / facility failure | Aggregated | 2045 | 4.9913e-07 | 467.0501 | 0.00023312 | 2045 | Mitigation | 0.95 | 45 | 0 | esc | 0.00097009 | 4.842e-10 | 0.00097009 | 4.842e-10
[120 empty] | 7.3.3.17.5 (Remote Grid) Updates to grid topology to minimize risk of ignition in HFTDs Remote GridWLDFREquipment / facility failureAggregated | WLDFR | HFTD - Distribution - Tier 2 - 5QU CoRE ¦ 3QU LoRE | Red Flag Warning - Catastrophic Fires | Equipment / facility failure | Aggregated | 2046 | 4.9913e-07 | 467.0501 | 0.00023312 | 2046 | Mitigation | 0.95 | 45 | 0 | esc | 0.00097009 | 4.842e-10 | 0.00097009 | 4.842e-10
[120 empty] | 7.3.3.17.5 (Remote Grid) Updates to grid topology to minimize risk of ignition in HFTDs Remote GridWLDFREquipment / facility failureAggregated | WLDFR | HFTD - Distribution - Tier 2 - 5QU CoRE ¦ 3QU LoRE | Red Flag Warning - Catastrophic Fires | Equipment / facility failure | Aggregated | 2047 | 4.9913e-07 | 467.0501 | 0.00023312 | 2047 | Mitigation | 0.95 | 45 | 0 | esc | 0.00097009 | 4.842e-10 | 0.00097009 | 4.842e-10
[120 empty] | 7.3.3.17.5 (Remote Grid) Updates to grid topology to minimize risk of ignition in HFTDs Remote GridWLDFREquipment / facility failureAggregated | WLDFR | HFTD - Distribution - Tier 2 - 5QU CoRE ¦ 3QU LoRE | Red Flag Warning - Catastrophic Fires | Equipment / facility failure | Aggregated | 2048 | 4.9913e-07 | 467.0501 | 0.00023312 | 2048 | Mitigation | 0.95 | 45 | 0 | esc | 0.00097009 | 4.842e-10 | 0.00097009 | 4.842e-10
[120 empty] | 7.3.3.17.5 (Remote Grid) Updates to grid topology to minimize risk of ignition in HFTDs Remote GridWLDFREquipment / facility failureAggregated | WLDFR | HFTD - Distribution - Tier 2 - 5QU CoRE ¦ 3QU LoRE | Red Flag Warning - Catastrophic Fires | Equipment / facility failure | Aggregated | 2049 | 4.9913e-07 | 467.0501 | 0.00023312 | 2049 | Mitigation | 0.95 | 45 | 0 | esc | 0.00097009 | 4.842e-10 | 0.00097009 | 4.842e-10
[120 empty] | 7.3.3.17.5 (Remote Grid) Updates to grid topology to minimize risk of ignition in HFTDs Remote GridWLDFREquipment / facility failureAggregated | WLDFR | HFTD - Distribution - Tier 2 - 5QU CoRE ¦ 3QU LoRE | Red Flag Warning - Catastrophic Fires | Equipment / facility failure | Aggregated | 2050 | 4.9913e-07 | 467.0501 | 0.00023312 | 2050 | Mitigation | 0.95 | 45 | 0 | esc | 0.00097009 | 4.842e-10 | 0.00097009 | 4.842e-10
[120 empty] | 7.3.3.17.5 (Remote Grid) Updates to grid topology to minimize risk of ignition in HFTDs Remote GridWLDFREquipment / facility failureAggregated | WLDFR | HFTD - Distribution - Tier 2 - 5QU CoRE ¦ 3QU LoRE | Red Flag Warning - Catastrophic Fires | Equipment / facility failure | Aggregated | 2051 | 4.9913e-07 | 467.0501 | 0.00023312 | 2051 | Mitigation | 0.95 | 45 | 0 | esc | 0.00097009 | 4.842e-10 | 0.00097009 | 4.842e-10
[120 empty] | 7.3.3.17.5 (Remote Grid) Updates to grid topology to minimize risk of ignition in HFTDs Remote GridWLDFREquipment / facility failureAggregated | WLDFR | HFTD - Distribution - Tier 2 - 5QU CoRE ¦ 3QU LoRE | Red Flag Warning - Catastrophic Fires | Equipment / facility failure | Aggregated | 2052 | 4.9913e-07 | 467.0501 | 0.00023312 | 2052 | Mitigation | 0.95 | 45 | 0 | esc | 0.00097009 | 4.842e-10 | 0.00097009 | 4.842e-10
[120 empty] | 7.3.3.17.5 (Remote Grid) Updates to grid topology to minimize risk of ignition in HFTDs Remote GridWLDFREquipment / facility failureAggregated | WLDFR | HFTD - Distribution - Tier 2 - 5QU CoRE ¦ 3QU LoRE | Red Flag Warning - Catastrophic Fires | Equipment / facility failure | Aggregated | 2053 | 4.9913e-07 | 467.0501 | 0.00023312 | 2053 | Mitigation | 0.95 | 45 | 0 | esc | 0.00097009 | 4.842e-10 | 0.00097009 | 4.842e-10
[120 empty] | 7.3.3.17.5 (Remote Grid) Updates to grid topology to minimize risk of ignition in HFTDs Remote GridWLDFREquipment / facility failureAggregated | WLDFR | HFTD - Distribution - Tier 2 - 5QU CoRE ¦ 3QU LoRE | Red Flag Warning - Catastrophic Fires | Equipment / facility failure | Aggregated | 2054 | 4.9913e-07 | 467.0501 | 0.00023312 | 2054 | Mitigation | 0.95 | 45 | 0 | esc | 0.00097009 | 4.842e-10 | 0.00097009 | 4.842e-10
[120 empty] | 7.3.3.17.5 (Remote Grid) Updates to grid topology to minimize risk of ignition in HFTDs Remote GridWLDFREquipment / facility failureAggregated | WLDFR | HFTD - Distribution - Tier 2 - 5QU CoRE ¦ 3QU LoRE | Red Flag Warning - Catastrophic Fires | Equipment / facility failure | Aggregated | 2055 | 4.9913e-07 | 467.0501 | 0.00023312 | 2055 | Mitigation | 0.95 | 45 | 0 | esc | 0.00097009 | 4.842e-10 | 0.00097009 | 4.842e-10
[120 empty] | 7.3.3.17.5 (Remote Grid) Updates to grid topology to minimize risk of ignition in HFTDs Remote GridWLDFREquipment / facility failureAggregated | WLDFR | HFTD - Distribution - Tier 2 - 5QU CoRE ¦ 3QU LoRE | Red Flag Warning - Catastrophic Fires | Equipment / facility failure | Aggregated | 2056 | 4.9913e-07 | 467.0501 | 0.00023312 | 2056 | Mitigation | 0.95 | 45 | 0 | esc | 0.00097009 | 4.842e-10 | 0.00097009 | 4.842e-10
[120 empty] | 7.3.3.17.5 (Remote Grid) Updates to grid topology to minimize risk of ignition in HFTDs Remote GridWLDFREquipment / facility failureAggregated | WLDFR | HFTD - Distribution - Tier 2 - 5QU CoRE ¦ 3QU LoRE | Red Flag Warning - Catastrophic Fires | Equipment / facility failure | Aggregated | 2057 | 4.9913e-07 | 467.0501 | 0.00023312 | 2057 | Mitigation | 0.95 | 45 | 0 | esc | 0.00097009 | 4.842e-10 | 0.00097009 | 4.842e-10
[120 empty] | 7.3.3.17.5 (Remote Grid) Updates to grid topology to minimize risk of ignition in HFTDs Remote GridWLDFREquipment / facility failureAggregated | WLDFR | HFTD - Distribution - Tier 2 - 5QU CoRE ¦ 3QU LoRE | Red Flag Warning - Catastrophic Fires | Equipment / facility failure | Aggregated | 2058 | 4.9913e-07 | 467.0501 | 0.00023312 | 2058 | Mitigation | 0.95 | 45 | 0 | esc | 0.00097009 | 4.842e-10 | 0.00097009 | 4.842e-10
[120 empty] | 7.3.3.17.5 (Remote Grid) Updates to grid topology to minimize risk of ignition in HFTDs Remote GridWLDFREquipment / facility failureAggregated | WLDFR | HFTD - Distribution - Tier 2 - 5QU CoRE ¦ 3QU LoRE | Red Flag Warning - Catastrophic Fires | Equipment / facility failure | Aggregated | 2059 | 4.9913e-07 | 467.0501 | 0.00023312 | 2059 | Mitigation | 0.95 | 45 | 0 | esc | 0.00097009 | 4.842e-10 | 0.00097009 | 4.842e-10
[120 empty] | 7.3.3.17.5 (Remote Grid) Updates to grid topology to minimize risk of ignition in HFTDs Remote GridWLDFREquipment / facility failureAggregated | WLDFR | HFTD - Distribution - Tier 2 - 5QU CoRE ¦ 3QU LoRE | Red Flag Warning - Catastrophic Fires | Equipment / facility failure | Aggregated | 2060 | 4.9913e-07 | 467.0501 | 0.00023312 | 2060 | Mitigation | 0.95 | 45 | 0 | esc | 0.00097009 | 4.842e-10 | 0.00097009 | 4.842e-10
[120 empty] | 7.3.3.17.5 (Remote Grid) Updates to grid topology to minimize risk of ignition in HFTDs Remote GridWLDFREquipment / facility failureAggregated | WLDFR | HFTD - Distribution - Tier 2 - 5QU CoRE ¦ 3QU LoRE | Red Flag Warning - Catastrophic Fires | Equipment / facility failure | Aggregated | 2061 | 4.9913e-07 | 467.0501 | 0.00023312 | 2061 | Mitigation | 0.95 | 45 | 0 | esc | 0.00097009 | 4.842e-10 | 0.00097009 | 4.842e-10
[120 empty] | 7.3.3.17.5 (Remote Grid) Updates to grid topology to minimize risk of ignition in HFTDs Remote GridWLDFREquipment / facility failureAggregated | WLDFR | HFTD - Distribution - Tier 2 - 5QU CoRE ¦ 3QU LoRE | Red Flag Warning - Catastrophic Fires | Equipment / facility failure | Aggregated | 2062 | 4.9913e-07 | 467.0501 | 0.00023312 | 2062 | Mitigation | 0.95 | 45 | 0 | esc | 0.00097009 | 4.842e-10 | 0.00097009 | 4.842e-10
[120 empty] | 7.3.3.17.5 (Remote Grid) Updates to grid topology to minimize risk of ignition in HFTDs Remote GridWLDFREquipment / facility failureAggregated | WLDFR | HFTD - Distribution - Tier 2 - 5QU CoRE ¦ 3QU LoRE | Red Flag Warning - Catastrophic Fires | Equipment / facility failure | Aggregated | 2063 | 4.9913e-07 | 467.0501 | 0.00023312 | 2063 | Mitigation | 0.95 | 45 | 0 | esc | 0.00097009 | 4.842e-10 | 0.00097009 | 4.842e-10
[120 empty] | 7.3.3.17.5 (Remote Grid) Updates to grid topology to minimize risk of ignition in HFTDs Remote GridWLDFREquipment / facility failureAggregated | WLDFR | HFTD - Distribution - Tier 2 - 5QU CoRE ¦ 3QU LoRE | Red Flag Warning - Catastrophic Fires | Equipment / facility failure | Aggregated | 2064 | 4.9913e-07 | 467.0501 | 0.00023312 | 2064 | Mitigation | 0.95 | 45 | 0 | esc | 0.00097009 | 4.842e-10 | 0.00097009 | 4.842e-10
[120 empty] | 7.3.3.17.5 (Remote Grid) Updates to grid topology to minimize risk of ignition in HFTDs Remote GridWLDFREquipment / facility failureAggregated | WLDFR | HFTD - Distribution - Tier 2 - 5QU CoRE ¦ 3QU LoRE | Red Flag Warning - Catastrophic Fires | Equipment / facility failure | Aggregated | 2065 | 4.9913e-07 | 467.0501 | 0.00023312 | 2065 | Mitigation | 0.95 | 45 | 0 | esc | 0.00097009 | 4.842e-10 | 0.00097009 | 4.842e-10
[120 empty] | 7.3.3.17.5 (Remote Grid) Updates to grid topology to minimize risk of ignition in HFTDs Remote GridWLDFREquipment / facility failureAggregated | WLDFR | HFTD - Distribution - Tier 2 - 5QU CoRE ¦ 3QU LoRE | Red Flag Warning - Catastrophic Fires | Equipment / facility failure | Aggregated | 2066 | 4.9913e-07 | 467.0501 | 0.00023312 | 2066 | Mitigation | 0.95 | 45 | 0 | esc | 0.00097009 | 4.842e-10 | 0.00097009 | 4.842e-10
[120 empty] | 7.3.3.17.5 (Remote Grid) Updates to grid topology to minimize risk of ignition in HFTDs Remote GridWLDFREquipment / facility failureAggregated | WLDFR | HFTD - Distribution - Tier 2 - 5QU CoRE ¦ 3QU LoRE | Red Flag Warning - Catastrophic Fires | Equipment / facility failure | Aggregated | 2067 | 4.9913e-07 | 467.0501 | 0.00023312 | 2067 | Mitigation | 0.95 | 45 | 0 | esc | 0 | 0 | 0.00097009 | 4.842e-10
[120 empty] | 7.3.3.17.5 (Remote Grid) Updates to grid topology to minimize risk of ignition in HFTDs Remote GridWLDFRVegetation ContactAggregated | WLDFR | HFTD - Distribution - Tier 2 - 5QU CoRE ¦ 3QU LoRE | Red Flag Warning - Catastrophic Fires | Vegetation Contact | Aggregated | 2022 | 8.2973e-07 | 467.0501 | 0.00038752 | 2022 | Mitigation | 0.95 | 45 | 0 | esc | 0.00097009 | 8.049e-10 | 0 | 0
[120 empty] | 7.3.3.17.5 (Remote Grid) Updates to grid topology to minimize risk of ignition in HFTDs Remote GridWLDFRVegetation ContactAggregated | WLDFR | HFTD - Distribution - Tier 2 - 5QU CoRE ¦ 3QU LoRE | Red Flag Warning - Catastrophic Fires | Vegetation Contact | Aggregated | 2023 | 8.2973e-07 | 467.0501 | 0.00038752 | 2023 | Mitigation | 0.95 | 45 | 0 | esc | 0.00097009 | 8.049e-10 | 0.00097009 | 8.049e-10
[120 empty] | 7.3.3.17.5 (Remote Grid) Updates to grid topology to minimize risk of ignition in HFTDs Remote GridWLDFRVegetation ContactAggregated | WLDFR | HFTD - Distribution - Tier 2 - 5QU CoRE ¦ 3QU LoRE | Red Flag Warning - Catastrophic Fires | Vegetation Contact | Aggregated | 2024 | 8.2973e-07 | 467.0501 | 0.00038752 | 2024 | Mitigation | 0.95 | 45 | 0 | esc | 0.00097009 | 8.049e-10 | 0.00097009 | 8.049e-10
[120 empty] | 7.3.3.17.5 (Remote Grid) Updates to grid topology to minimize risk of ignition in HFTDs Remote GridWLDFRVegetation ContactAggregated | WLDFR | HFTD - Distribution - Tier 2 - 5QU CoRE ¦ 3QU LoRE | Red Flag Warning - Catastrophic Fires | Vegetation Contact | Aggregated | 2025 | 8.2973e-07 | 467.0501 | 0.00038752 | 2025 | Mitigation | 0.95 | 45 | 0 | esc | 0.00097009 | 8.049e-10 | 0.00097009 | 8.049e-10
[120 empty] | 7.3.3.17.5 (Remote Grid) Updates to grid topology to minimize risk of ignition in HFTDs Remote GridWLDFRVegetation ContactAggregated | WLDFR | HFTD - Distribution - Tier 2 - 5QU CoRE ¦ 3QU LoRE | Red Flag Warning - Catastrophic Fires | Vegetation Contact | Aggregated | 2026 | 8.2973e-07 | 467.0501 | 0.00038752 | 2026 | Mitigation | 0.95 | 45 | 0 | esc | 0.00097009 | 8.049e-10 | 0.00097009 | 8.049e-10
[120 empty] | 7.3.3.17.5 (Remote Grid) Updates to grid topology to minimize risk of ignition in HFTDs Remote GridWLDFRVegetation ContactAggregated | WLDFR | HFTD - Distribution - Tier 2 - 5QU CoRE ¦ 3QU LoRE | Red Flag Warning - Catastrophic Fires | Vegetation Contact | Aggregated | 2027 | 8.2973e-07 | 467.0501 | 0.00038752 | 2027 | Mitigation | 0.95 | 45 | 0 | esc | 0.00097009 | 8.049e-10 | 0.00097009 | 8.049e-10
[120 empty] | 7.3.3.17.5 (Remote Grid) Updates to grid topology to minimize risk of ignition in HFTDs Remote GridWLDFRVegetation ContactAggregated | WLDFR | HFTD - Distribution - Tier 2 - 5QU CoRE ¦ 3QU LoRE | Red Flag Warning - Catastrophic Fires | Vegetation Contact | Aggregated | 2028 | 8.2973e-07 | 467.0501 | 0.00038752 | 2028 | Mitigation | 0.95 | 45 | 0 | esc | 0.00097009 | 8.049e-10 | 0.00097009 | 8.049e-10
[120 empty] | 7.3.3.17.5 (Remote Grid) Updates to grid topology to minimize risk of ignition in HFTDs Remote GridWLDFRVegetation ContactAggregated | WLDFR | HFTD - Distribution - Tier 2 - 5QU CoRE ¦ 3QU LoRE | Red Flag Warning - Catastrophic Fires | Vegetation Contact | Aggregated | 2029 | 8.2973e-07 | 467.0501 | 0.00038752 | 2029 | Mitigation | 0.95 | 45 | 0 | esc | 0.00097009 | 8.049e-10 | 0.00097009 | 8.049e-10
[120 empty] | 7.3.3.17.5 (Remote Grid) Updates to grid topology to minimize risk of ignition in HFTDs Remote GridWLDFRVegetation ContactAggregated | WLDFR | HFTD - Distribution - Tier 2 - 5QU CoRE ¦ 3QU LoRE | Red Flag Warning - Catastrophic Fires | Vegetation Contact | Aggregated | 2030 | 8.2973e-07 | 467.0501 | 0.00038752 | 2030 | Mitigation | 0.95 | 45 | 0 | esc | 0.00097009 | 8.049e-10 | 0.00097009 | 8.049e-10
[120 empty] | 7.3.3.17.5 (Remote Grid) Updates to grid topology to minimize risk of ignition in HFTDs Remote GridWLDFRVegetation ContactAggregated | WLDFR | HFTD - Distribution - Tier 2 - 5QU CoRE ¦ 3QU LoRE | Red Flag Warning - Catastrophic Fires | Vegetation Contact | Aggregated | 2031 | 8.2973e-07 | 467.0501 | 0.00038752 | 2031 | Mitigation | 0.95 | 45 | 0 | esc | 0.00097009 | 8.049e-10 | 0.00097009 | 8.049e-10
[120 empty] | 7.3.3.17.5 (Remote Grid) Updates to grid topology to minimize risk of ignition in HFTDs Remote GridWLDFRVegetation ContactAggregated | WLDFR | HFTD - Distribution - Tier 2 - 5QU CoRE ¦ 3QU LoRE | Red Flag Warning - Catastrophic Fires | Vegetation Contact | Aggregated | 2032 | 8.2973e-07 | 467.0501 | 0.00038752 | 2032 | Mitigation | 0.95 | 45 | 0 | esc | 0.00097009 | 8.049e-10 | 0.00097009 | 8.049e-10
[120 empty] | 7.3.3.17.5 (Remote Grid) Updates to grid topology to minimize risk of ignition in HFTDs Remote GridWLDFRVegetation ContactAggregated | WLDFR | HFTD - Distribution - Tier 2 - 5QU CoRE ¦ 3QU LoRE | Red Flag Warning - Catastrophic Fires | Vegetation Contact | Aggregated | 2033 | 8.2973e-07 | 467.0501 | 0.00038752 | 2033 | Mitigation | 0.95 | 45 | 0 | esc | 0.00097009 | 8.049e-10 | 0.00097009 | 8.049e-10
[120 empty] | 7.3.3.17.5 (Remote Grid) Updates to grid topology to minimize risk of ignition in HFTDs Remote GridWLDFRVegetation ContactAggregated | WLDFR | HFTD - Distribution - Tier 2 - 5QU CoRE ¦ 3QU LoRE | Red Flag Warning - Catastrophic Fires | Vegetation Contact | Aggregated | 2034 | 8.2973e-07 | 467.0501 | 0.00038752 | 2034 | Mitigation | 0.95 | 45 | 0 | esc | 0.00097009 | 8.049e-10 | 0.00097009 | 8.049e-10
[120 empty] | 7.3.3.17.5 (Remote Grid) Updates to grid topology to minimize risk of ignition in HFTDs Remote GridWLDFRVegetation ContactAggregated | WLDFR | HFTD - Distribution - Tier 2 - 5QU CoRE ¦ 3QU LoRE | Red Flag Warning - Catastrophic Fires | Vegetation Contact | Aggregated | 2035 | 8.2973e-07 | 467.0501 | 0.00038752 | 2035 | Mitigation | 0.95 | 45 | 0 | esc | 0.00097009 | 8.049e-10 | 0.00097009 | 8.049e-10
[120 empty] | 7.3.3.17.5 (Remote Grid) Updates to grid topology to minimize risk of ignition in HFTDs Remote GridWLDFRVegetation ContactAggregated | WLDFR | HFTD - Distribution - Tier 2 - 5QU CoRE ¦ 3QU LoRE | Red Flag Warning - Catastrophic Fires | Vegetation Contact | Aggregated | 2036 | 8.2973e-07 | 467.0501 | 0.00038752 | 2036 | Mitigation | 0.95 | 45 | 0 | esc | 0.00097009 | 8.049e-10 | 0.00097009 | 8.049e-10
[120 empty] | 7.3.3.17.5 (Remote Grid) Updates to grid topology to minimize risk of ignition in HFTDs Remote GridWLDFRVegetation ContactAggregated | WLDFR | HFTD - Distribution - Tier 2 - 5QU CoRE ¦ 3QU LoRE | Red Flag Warning - Catastrophic Fires | Vegetation Contact | Aggregated | 2037 | 8.2973e-07 | 467.0501 | 0.00038752 | 2037 | Mitigation | 0.95 | 45 | 0 | esc | 0.00097009 | 8.049e-10 | 0.00097009 | 8.049e-10
[120 empty] | 7.3.3.17.5 (Remote Grid) Updates to grid topology to minimize risk of ignition in HFTDs Remote GridWLDFRVegetation ContactAggregated | WLDFR | HFTD - Distribution - Tier 2 - 5QU CoRE ¦ 3QU LoRE | Red Flag Warning - Catastrophic Fires | Vegetation Contact | Aggregated | 2038 | 8.2973e-07 | 467.0501 | 0.00038752 | 2038 | Mitigation | 0.95 | 45 | 0 | esc | 0.00097009 | 8.049e-10 | 0.00097009 | 8.049e-10
[120 empty] | 7.3.3.17.5 (Remote Grid) Updates to grid topology to minimize risk of ignition in HFTDs Remote GridWLDFRVegetation ContactAggregated | WLDFR | HFTD - Distribution - Tier 2 - 5QU CoRE ¦ 3QU LoRE | Red Flag Warning - Catastrophic Fires | Vegetation Contact | Aggregated | 2039 | 8.2973e-07 | 467.0501 | 0.00038752 | 2039 | Mitigation | 0.95 | 45 | 0 | esc | 0.00097009 | 8.049e-10 | 0.00097009 | 8.049e-10
[120 empty] | 7.3.3.17.5 (Remote Grid) Updates to grid topology to minimize risk of ignition in HFTDs Remote GridWLDFRVegetation ContactAggregated | WLDFR | HFTD - Distribution - Tier 2 - 5QU CoRE ¦ 3QU LoRE | Red Flag Warning - Catastrophic Fires | Vegetation Contact | Aggregated | 2040 | 8.2973e-07 | 467.0501 | 0.00038752 | 2040 | Mitigation | 0.95 | 45 | 0 | esc | 0.00097009 | 8.049e-10 | 0.00097009 | 8.049e-10
[120 empty] | 7.3.3.17.5 (Remote Grid) Updates to grid topology to minimize risk of ignition in HFTDs Remote GridWLDFRVegetation ContactAggregated | WLDFR | HFTD - Distribution - Tier 2 - 5QU CoRE ¦ 3QU LoRE | Red Flag Warning - Catastrophic Fires | Vegetation Contact | Aggregated | 2041 | 8.2973e-07 | 467.0501 | 0.00038752 | 2041 | Mitigation | 0.95 | 45 | 0 | esc | 0.00097009 | 8.049e-10 | 0.00097009 | 8.049e-10
[120 empty] | 7.3.3.17.5 (Remote Grid) Updates to grid topology to minimize risk of ignition in HFTDs Remote GridWLDFRVegetation ContactAggregated | WLDFR | HFTD - Distribution - Tier 2 - 5QU CoRE ¦ 3QU LoRE | Red Flag Warning - Catastrophic Fires | Vegetation Contact | Aggregated | 2042 | 8.2973e-07 | 467.0501 | 0.00038752 | 2042 | Mitigation | 0.95 | 45 | 0 | esc | 0.00097009 | 8.049e-10 | 0.00097009 | 8.049e-10
[120 empty] | 7.3.3.17.5 (Remote Grid) Updates to grid topology to minimize risk of ignition in HFTDs Remote GridWLDFRVegetation ContactAggregated | WLDFR | HFTD - Distribution - Tier 2 - 5QU CoRE ¦ 3QU LoRE | Red Flag Warning - Catastrophic Fires | Vegetation Contact | Aggregated | 2043 | 8.2973e-07 | 467.0501 | 0.00038752 | 2043 | Mitigation | 0.95 | 45 | 0 | esc | 0.00097009 | 8.049e-10 | 0.00097009 | 8.049e-10
[120 empty] | 7.3.3.17.5 (Remote Grid) Updates to grid topology to minimize risk of ignition in HFTDs Remote GridWLDFRVegetation ContactAggregated | WLDFR | HFTD - Distribution - Tier 2 - 5QU CoRE ¦ 3QU LoRE | Red Flag Warning - Catastrophic Fires | Vegetation Contact | Aggregated | 2044 | 8.2973e-07 | 467.0501 | 0.00038752 | 2044 | Mitigation | 0.95 | 45 | 0 | esc | 0.00097009 | 8.049e-10 | 0.00097009 | 8.049e-10
[120 empty] | 7.3.3.17.5 (Remote Grid) Updates to grid topology to minimize risk of ignition in HFTDs Remote GridWLDFRVegetation ContactAggregated | WLDFR | HFTD - Distribution - Tier 2 - 5QU CoRE ¦ 3QU LoRE | Red Flag Warning - Catastrophic Fires | Vegetation Contact | Aggregated | 2045 | 8.2973e-07 | 467.0501 | 0.00038752 | 2045 | Mitigation | 0.95 | 45 | 0 | esc | 0.00097009 | 8.049e-10 | 0.00097009 | 8.049e-10
[120 empty] | 7.3.3.17.5 (Remote Grid) Updates to grid topology to minimize risk of ignition in HFTDs Remote GridWLDFRVegetation ContactAggregated | WLDFR | HFTD - Distribution - Tier 2 - 5QU CoRE ¦ 3QU LoRE | Red Flag Warning - Catastrophic Fires | Vegetation Contact | Aggregated | 2046 | 8.2973e-07 | 467.0501 | 0.00038752 | 2046 | Mitigation | 0.95 | 45 | 0 | esc | 0.00097009 | 8.049e-10 | 0.00097009 | 8.049e-10
[120 empty] | 7.3.3.17.5 (Remote Grid) Updates to grid topology to minimize risk of ignition in HFTDs Remote GridWLDFRVegetation ContactAggregated | WLDFR | HFTD - Distribution - Tier 2 - 5QU CoRE ¦ 3QU LoRE | Red Flag Warning - Catastrophic Fires | Vegetation Contact | Aggregated | 2047 | 8.2973e-07 | 467.0501 | 0.00038752 | 2047 | Mitigation | 0.95 | 45 | 0 | esc | 0.00097009 | 8.049e-10 | 0.00097009 | 8.049e-10
[120 empty] | 7.3.3.17.5 (Remote Grid) Updates to grid topology to minimize risk of ignition in HFTDs Remote GridWLDFRVegetation ContactAggregated | WLDFR | HFTD - Distribution - Tier 2 - 5QU CoRE ¦ 3QU LoRE | Red Flag Warning - Catastrophic Fires | Vegetation Contact | Aggregated | 2048 | 8.2973e-07 | 467.0501 | 0.00038752 | 2048 | Mitigation | 0.95 | 45 | 0 | esc | 0.00097009 | 8.049e-10 | 0.00097009 | 8.049e-10
[120 empty] | 7.3.3.17.5 (Remote Grid) Updates to grid topology to minimize risk of ignition in HFTDs Remote GridWLDFRVegetation ContactAggregated | WLDFR | HFTD - Distribution - Tier 2 - 5QU CoRE ¦ 3QU LoRE | Red Flag Warning - Catastrophic Fires | Vegetation Contact | Aggregated | 2049 | 8.2973e-07 | 467.0501 | 0.00038752 | 2049 | Mitigation | 0.95 | 45 | 0 | esc | 0.00097009 | 8.049e-10 | 0.00097009 | 8.049e-10
[120 empty] | 7.3.3.17.5 (Remote Grid) Updates to grid topology to minimize risk of ignition in HFTDs Remote GridWLDFRVegetation ContactAggregated | WLDFR | HFTD - Distribution - Tier 2 - 5QU CoRE ¦ 3QU LoRE | Red Flag Warning - Catastrophic Fires | Vegetation Contact | Aggregated | 2050 | 8.2973e-07 | 467.0501 | 0.00038752 | 2050 | Mitigation | 0.95 | 45 | 0 | esc | 0.00097009 | 8.049e-10 | 0.00097009 | 8.049e-10
[120 empty] | 7.3.3.17.5 (Remote Grid) Updates to grid topology to minimize risk of ignition in HFTDs Remote GridWLDFRVegetation ContactAggregated | WLDFR | HFTD - Distribution - Tier 2 - 5QU CoRE ¦ 3QU LoRE | Red Flag Warning - Catastrophic Fires | Vegetation Contact | Aggregated | 2051 | 8.2973e-07 | 467.0501 | 0.00038752 | 2051 | Mitigation | 0.95 | 45 | 0 | esc | 0.00097009 | 8.049e-10 | 0.00097009 | 8.049e-10
[120 empty] | 7.3.3.17.5 (Remote Grid) Updates to grid topology to minimize risk of ignition in HFTDs Remote GridWLDFRVegetation ContactAggregated | WLDFR | HFTD - Distribution - Tier 2 - 5QU CoRE ¦ 3QU LoRE | Red Flag Warning - Catastrophic Fires | Vegetation Contact | Aggregated | 2052 | 8.2973e-07 | 467.0501 | 0.00038752 | 2052 | Mitigation | 0.95 | 45 | 0 | esc | 0.00097009 | 8.049e-10 | 0.00097009 | 8.049e-10
[120 empty] | 7.3.3.17.5 (Remote Grid) Updates to grid topology to minimize risk of ignition in HFTDs Remote GridWLDFRVegetation ContactAggregated | WLDFR | HFTD - Distribution - Tier 2 - 5QU CoRE ¦ 3QU LoRE | Red Flag Warning - Catastrophic Fires | Vegetation Contact | Aggregated | 2053 | 8.2973e-07 | 467.0501 | 0.00038752 | 2053 | Mitigation | 0.95 | 45 | 0 | esc | 0.00097009 | 8.049e-10 | 0.00097009 | 8.049e-10
[120 empty] | 7.3.3.17.5 (Remote Grid) Updates to grid topology to minimize risk of ignition in HFTDs Remote GridWLDFRVegetation ContactAggregated | WLDFR | HFTD - Distribution - Tier 2 - 5QU CoRE ¦ 3QU LoRE | Red Flag Warning - Catastrophic Fires | Vegetation Contact | Aggregated | 2054 | 8.2973e-07 | 467.0501 | 0.00038752 | 2054 | Mitigation | 0.95 | 45 | 0 | esc | 0.00097009 | 8.049e-10 | 0.00097009 | 8.049e-10
[120 empty] | 7.3.3.17.5 (Remote Grid) Updates to grid topology to minimize risk of ignition in HFTDs Remote GridWLDFRVegetation ContactAggregated | WLDFR | HFTD - Distribution - Tier 2 - 5QU CoRE ¦ 3QU LoRE | Red Flag Warning - Catastrophic Fires | Vegetation Contact | Aggregated | 2055 | 8.2973e-07 | 467.0501 | 0.00038752 | 2055 | Mitigation | 0.95 | 45 | 0 | esc | 0.00097009 | 8.049e-10 | 0.00097009 | 8.049e-10
[120 empty] | 7.3.3.17.5 (Remote Grid) Updates to grid topology to minimize risk of ignition in HFTDs Remote GridWLDFRVegetation ContactAggregated | WLDFR | HFTD - Distribution - Tier 2 - 5QU CoRE ¦ 3QU LoRE | Red Flag Warning - Catastrophic Fires | Vegetation Contact | Aggregated | 2056 | 8.2973e-07 | 467.0501 | 0.00038752 | 2056 | Mitigation | 0.95 | 45 | 0 | esc | 0.00097009 | 8.049e-10 | 0.00097009 | 8.049e-10
[120 empty] | 7.3.3.17.5 (Remote Grid) Updates to grid topology to minimize risk of ignition in HFTDs Remote GridWLDFRVegetation ContactAggregated | WLDFR | HFTD - Distribution - Tier 2 - 5QU CoRE ¦ 3QU LoRE | Red Flag Warning - Catastrophic Fires | Vegetation Contact | Aggregated | 2057 | 8.2973e-07 | 467.0501 | 0.00038752 | 2057 | Mitigation | 0.95 | 45 | 0 | esc | 0.00097009 | 8.049e-10 | 0.00097009 | 8.049e-10
[120 empty] | 7.3.3.17.5 (Remote Grid) Updates to grid topology to minimize risk of ignition in HFTDs Remote GridWLDFRVegetation ContactAggregated | WLDFR | HFTD - Distribution - Tier 2 - 5QU CoRE ¦ 3QU LoRE | Red Flag Warning - Catastrophic Fires | Vegetation Contact | Aggregated | 2058 | 8.2973e-07 | 467.0501 | 0.00038752 | 2058 | Mitigation | 0.95 | 45 | 0 | esc | 0.00097009 | 8.049e-10 | 0.00097009 | 8.049e-10
[120 empty] | 7.3.3.17.5 (Remote Grid) Updates to grid topology to minimize risk of ignition in HFTDs Remote GridWLDFRVegetation ContactAggregated | WLDFR | HFTD - Distribution - Tier 2 - 5QU CoRE ¦ 3QU LoRE | Red Flag Warning - Catastrophic Fires | Vegetation Contact | Aggregated | 2059 | 8.2973e-07 | 467.0501 | 0.00038752 | 2059 | Mitigation | 0.95 | 45 | 0 | esc | 0.00097009 | 8.049e-10 | 0.00097009 | 8.049e-10
[120 empty] | 7.3.3.17.5 (Remote Grid) Updates to grid topology to minimize risk of ignition in HFTDs Remote GridWLDFRVegetation ContactAggregated | WLDFR | HFTD - Distribution - Tier 2 - 5QU CoRE ¦ 3QU LoRE | Red Flag Warning - Catastrophic Fires | Vegetation Contact | Aggregated | 2060 | 8.2973e-07 | 467.0501 | 0.00038752 | 2060 | Mitigation | 0.95 | 45 | 0 | esc | 0.00097009 | 8.049e-10 | 0.00097009 | 8.049e-10
[120 empty] | 7.3.3.17.5 (Remote Grid) Updates to grid topology to minimize risk of ignition in HFTDs Remote GridWLDFRVegetation ContactAggregated | WLDFR | HFTD - Distribution - Tier 2 - 5QU CoRE ¦ 3QU LoRE | Red Flag Warning - Catastrophic Fires | Vegetation Contact | Aggregated | 2061 | 8.2973e-07 | 467.0501 | 0.00038752 | 2061 | Mitigation | 0.95 | 45 | 0 | esc | 0.00097009 | 8.049e-10 | 0.00097009 | 8.049e-10
[120 empty] | 7.3.3.17.5 (Remote Grid) Updates to grid topology to minimize risk of ignition in HFTDs Remote GridWLDFRVegetation ContactAggregated | WLDFR | HFTD - Distribution - Tier 2 - 5QU CoRE ¦ 3QU LoRE | Red Flag Warning - Catastrophic Fires | Vegetation Contact | Aggregated | 2062 | 8.2973e-07 | 467.0501 | 0.00038752 | 2062 | Mitigation | 0.95 | 45 | 0 | esc | 0.00097009 | 8.049e-10 | 0.00097009 | 8.049e-10
[120 empty] | 7.3.3.17.5 (Remote Grid) Updates to grid topology to minimize risk of ignition in HFTDs Remote GridWLDFRVegetation ContactAggregated | WLDFR | HFTD - Distribution - Tier 2 - 5QU CoRE ¦ 3QU LoRE | Red Flag Warning - Catastrophic Fires | Vegetation Contact | Aggregated | 2063 | 8.2973e-07 | 467.0501 | 0.00038752 | 2063 | Mitigation | 0.95 | 45 | 0 | esc | 0.00097009 | 8.049e-10 | 0.00097009 | 8.049e-10
[120 empty] | 7.3.3.17.5 (Remote Grid) Updates to grid topology to minimize risk of ignition in HFTDs Remote GridWLDFRVegetation ContactAggregated | WLDFR | HFTD - Distribution - Tier 2 - 5QU CoRE ¦ 3QU LoRE | Red Flag Warning - Catastrophic Fires | Vegetation Contact | Aggregated | 2064 | 8.2973e-07 | 467.0501 | 0.00038752 | 2064 | Mitigation | 0.95 | 45 | 0 | esc | 0.00097009 | 8.049e-10 | 0.00097009 | 8.049e-10
[120 empty] | 7.3.3.17.5 (Remote Grid) Updates to grid topology to minimize risk of ignition in HFTDs Remote GridWLDFRVegetation ContactAggregated | WLDFR | HFTD - Distribution - Tier 2 - 5QU CoRE ¦ 3QU LoRE | Red Flag Warning - Catastrophic Fires | Vegetation Contact | Aggregated | 2065 | 8.2973e-07 | 467.0501 | 0.00038752 | 2065 | Mitigation | 0.95 | 45 | 0 | esc | 0.00097009 | 8.049e-10 | 0.00097009 | 8.049e-10
[120 empty] | 7.3.3.17.5 (Remote Grid) Updates to grid topology to minimize risk of ignition in HFTDs Remote GridWLDFRVegetation ContactAggregated | WLDFR | HFTD - Distribution - Tier 2 - 5QU CoRE ¦ 3QU LoRE | Red Flag Warning - Catastrophic Fires | Vegetation Contact | Aggregated | 2066 | 8.2973e-07 | 467.0501 | 0.00038752 | 2066 | Mitigation | 0.95 | 45 | 0 | esc | 0.00097009 | 8.049e-10 | 0.00097009 | 8.049e-10
[120 empty] | 7.3.3.17.5 (Remote Grid) Updates to grid topology to minimize risk of ignition in HFTDs Remote GridWLDFRVegetation ContactAggregated | WLDFR | HFTD - Distribution - Tier 2 - 5QU CoRE ¦ 3QU LoRE | Red Flag Warning - Catastrophic Fires | Vegetation Contact | Aggregated | 2067 | 8.2973e-07 | 467.0501 | 0.00038752 | 2067 | Mitigation | 0.95 | 45 | 0 | esc | 0 | 0 | 0.00097009 | 8.049e-10
[120 empty] | 7.3.3.17.5 (Remote Grid) Updates to grid topology to minimize risk of ignition in HFTDs Remote GridWLDFREquipment / facility failureAggregated | WLDFR | HFTD - Distribution - Tier 2 - 5QU CoRE ¦ 3QU LoRE | Red Flag Warning - Destructive Fires | Equipment / facility failure | Aggregated | 2022 | 1.118e-07 | 467.0501 | 5.2218e-05 | 2022 | Mitigation | 0.95 | 45 | 0 | esc | 0.00097009 | 1.0846e-10 | 0 | 0
[120 empty] | 7.3.3.17.5 (Remote Grid) Updates to grid topology to minimize risk of ignition in HFTDs Remote GridWLDFREquipment / facility failureAggregated | WLDFR | HFTD - Distribution - Tier 2 - 5QU CoRE ¦ 3QU LoRE | Red Flag Warning - Destructive Fires | Equipment / facility failure | Aggregated | 2023 | 1.118e-07 | 467.0501 | 5.2218e-05 | 2023 | Mitigation | 0.95 | 45 | 0 | esc | 0.00097009 | 1.0846e-10 | 0.00097009 | 1.0846e-10
[120 empty] | 7.3.3.17.5 (Remote Grid) Updates to grid topology to minimize risk of ignition in HFTDs Remote GridWLDFREquipment / facility failureAggregated | WLDFR | HFTD - Distribution - Tier 2 - 5QU CoRE ¦ 3QU LoRE | Red Flag Warning - Destructive Fires | Equipment / facility failure | Aggregated | 2024 | 1.118e-07 | 467.0501 | 5.2218e-05 | 2024 | Mitigation | 0.95 | 45 | 0 | esc | 0.00097009 | 1.0846e-10 | 0.00097009 | 1.0846e-10
[120 empty] | 7.3.3.17.5 (Remote Grid) Updates to grid topology to minimize risk of ignition in HFTDs Remote GridWLDFREquipment / facility failureAggregated | WLDFR | HFTD - Distribution - Tier 2 - 5QU CoRE ¦ 3QU LoRE | Red Flag Warning - Destructive Fires | Equipment / facility failure | Aggregated | 2025 | 1.118e-07 | 467.0501 | 5.2218e-05 | 2025 | Mitigation | 0.95 | 45 | 0 | esc | 0.00097009 | 1.0846e-10 | 0.00097009 | 1.0846e-10
[120 empty] | 7.3.3.17.5 (Remote Grid) Updates to grid topology to minimize risk of ignition in HFTDs Remote GridWLDFREquipment / facility failureAggregated | WLDFR | HFTD - Distribution - Tier 2 - 5QU CoRE ¦ 3QU LoRE | Red Flag Warning - Destructive Fires | Equipment / facility failure | Aggregated | 2026 | 1.118e-07 | 467.0501 | 5.2218e-05 | 2026 | Mitigation | 0.95 | 45 | 0 | esc | 0.00097009 | 1.0846e-10 | 0.00097009 | 1.0846e-10
[120 empty] | 7.3.3.17.5 (Remote Grid) Updates to grid topology to minimize risk of ignition in HFTDs Remote GridWLDFREquipment / facility failureAggregated | WLDFR | HFTD - Distribution - Tier 2 - 5QU CoRE ¦ 3QU LoRE | Red Flag Warning - Destructive Fires | Equipment / facility failure | Aggregated | 2027 | 1.118e-07 | 467.0501 | 5.2218e-05 | 2027 | Mitigation | 0.95 | 45 | 0 | esc | 0.00097009 | 1.0846e-10 | 0.00097009 | 1.0846e-10
[120 empty] | 7.3.3.17.5 (Remote Grid) Updates to grid topology to minimize risk of ignition in HFTDs Remote GridWLDFREquipment / facility failureAggregated | WLDFR | HFTD - Distribution - Tier 2 - 5QU CoRE ¦ 3QU LoRE | Red Flag Warning - Destructive Fires | Equipment / facility failure | Aggregated | 2028 | 1.118e-07 | 467.0501 | 5.2218e-05 | 2028 | Mitigation | 0.95 | 45 | 0 | esc | 0.00097009 | 1.0846e-10 | 0.00097009 | 1.0846e-10
[120 empty] | 7.3.3.17.5 (Remote Grid) Updates to grid topology to minimize risk of ignition in HFTDs Remote GridWLDFREquipment / facility failureAggregated | WLDFR | HFTD - Distribution - Tier 2 - 5QU CoRE ¦ 3QU LoRE | Red Flag Warning - Destructive Fires | Equipment / facility failure | Aggregated | 2029 | 1.118e-07 | 467.0501 | 5.2218e-05 | 2029 | Mitigation | 0.95 | 45 | 0 | esc | 0.00097009 | 1.0846e-10 | 0.00097009 | 1.0846e-10
[120 empty] | 7.3.3.17.5 (Remote Grid) Updates to grid topology to minimize risk of ignition in HFTDs Remote GridWLDFREquipment / facility failureAggregated | WLDFR | HFTD - Distribution - Tier 2 - 5QU CoRE ¦ 3QU LoRE | Red Flag Warning - Destructive Fires | Equipment / facility failure | Aggregated | 2030 | 1.118e-07 | 467.0501 | 5.2218e-05 | 2030 | Mitigation | 0.95 | 45 | 0 | esc | 0.00097009 | 1.0846e-10 | 0.00097009 | 1.0846e-10
[120 empty] | 7.3.3.17.5 (Remote Grid) Updates to grid topology to minimize risk of ignition in HFTDs Remote GridWLDFREquipment / facility failureAggregated | WLDFR | HFTD - Distribution - Tier 2 - 5QU CoRE ¦ 3QU LoRE | Red Flag Warning - Destructive Fires | Equipment / facility failure | Aggregated | 2031 | 1.118e-07 | 467.0501 | 5.2218e-05 | 2031 | Mitigation | 0.95 | 45 | 0 | esc | 0.00097009 | 1.0846e-10 | 0.00097009 | 1.0846e-10
[120 empty] | 7.3.3.17.5 (Remote Grid) Updates to grid topology to minimize risk of ignition in HFTDs Remote GridWLDFREquipment / facility failureAggregated | WLDFR | HFTD - Distribution - Tier 2 - 5QU CoRE ¦ 3QU LoRE | Red Flag Warning - Destructive Fires | Equipment / facility failure | Aggregated | 2032 | 1.118e-07 | 467.0501 | 5.2218e-05 | 2032 | Mitigation | 0.95 | 45 | 0 | esc | 0.00097009 | 1.0846e-10 | 0.00097009 | 1.0846e-10
[120 empty] | 7.3.3.17.5 (Remote Grid) Updates to grid topology to minimize risk of ignition in HFTDs Remote GridWLDFREquipment / facility failureAggregated | WLDFR | HFTD - Distribution - Tier 2 - 5QU CoRE ¦ 3QU LoRE | Red Flag Warning - Destructive Fires | Equipment / facility failure | Aggregated | 2033 | 1.118e-07 | 467.0501 | 5.2218e-05 | 2033 | Mitigation | 0.95 | 45 | 0 | esc | 0.00097009 | 1.0846e-10 | 0.00097009 | 1.0846e-10
[120 empty] | 7.3.3.17.5 (Remote Grid) Updates to grid topology to minimize risk of ignition in HFTDs Remote GridWLDFREquipment / facility failureAggregated | WLDFR | HFTD - Distribution - Tier 2 - 5QU CoRE ¦ 3QU LoRE | Red Flag Warning - Destructive Fires | Equipment / facility failure | Aggregated | 2034 | 1.118e-07 | 467.0501 | 5.2218e-05 | 2034 | Mitigation | 0.95 | 45 | 0 | esc | 0.00097009 | 1.0846e-10 | 0.00097009 | 1.0846e-10
[120 empty] | 7.3.3.17.5 (Remote Grid) Updates to grid topology to minimize risk of ignition in HFTDs Remote GridWLDFREquipment / facility failureAggregated | WLDFR | HFTD - Distribution - Tier 2 - 5QU CoRE ¦ 3QU LoRE | Red Flag Warning - Destructive Fires | Equipment / facility failure | Aggregated | 2035 | 1.118e-07 | 467.0501 | 5.2218e-05 | 2035 | Mitigation | 0.95 | 45 | 0 | esc | 0.00097009 | 1.0846e-10 | 0.00097009 | 1.0846e-10
[120 empty] | 7.3.3.17.5 (Remote Grid) Updates to grid topology to minimize risk of ignition in HFTDs Remote GridWLDFREquipment / facility failureAggregated | WLDFR | HFTD - Distribution - Tier 2 - 5QU CoRE ¦ 3QU LoRE | Red Flag Warning - Destructive Fires | Equipment / facility failure | Aggregated | 2036 | 1.118e-07 | 467.0501 | 5.2218e-05 | 2036 | Mitigation | 0.95 | 45 | 0 | esc | 0.00097009 | 1.0846e-10 | 0.00097009 | 1.0846e-10
[120 empty] | 7.3.3.17.5 (Remote Grid) Updates to grid topology to minimize risk of ignition in HFTDs Remote GridWLDFREquipment / facility failureAggregated | WLDFR | HFTD - Distribution - Tier 2 - 5QU CoRE ¦ 3QU LoRE | Red Flag Warning - Destructive Fires | Equipment / facility failure | Aggregated | 2037 | 1.118e-07 | 467.0501 | 5.2218e-05 | 2037 | Mitigation | 0.95 | 45 | 0 | esc | 0.00097009 | 1.0846e-10 | 0.00097009 | 1.0846e-10
[120 empty] | 7.3.3.17.5 (Remote Grid) Updates to grid topology to minimize risk of ignition in HFTDs Remote GridWLDFREquipment / facility failureAggregated | WLDFR | HFTD - Distribution - Tier 2 - 5QU CoRE ¦ 3QU LoRE | Red Flag Warning - Destructive Fires | Equipment / facility failure | Aggregated | 2038 | 1.118e-07 | 467.0501 | 5.2218e-05 | 2038 | Mitigation | 0.95 | 45 | 0 | esc | 0.00097009 | 1.0846e-10 | 0.00097009 | 1.0846e-10
[120 empty] | 7.3.3.17.5 (Remote Grid) Updates to grid topology to minimize risk of ignition in HFTDs Remote GridWLDFREquipment / facility failureAggregated | WLDFR | HFTD - Distribution - Tier 2 - 5QU CoRE ¦ 3QU LoRE | Red Flag Warning - Destructive Fires | Equipment / facility failure | Aggregated | 2039 | 1.118e-07 | 467.0501 | 5.2218e-05 | 2039 | Mitigation | 0.95 | 45 | 0 | esc | 0.00097009 | 1.0846e-10 | 0.00097009 | 1.0846e-10
[120 empty] | 7.3.3.17.5 (Remote Grid) Updates to grid topology to minimize risk of ignition in HFTDs Remote GridWLDFREquipment / facility failureAggregated | WLDFR | HFTD - Distribution - Tier 2 - 5QU CoRE ¦ 3QU LoRE | Red Flag Warning - Destructive Fires | Equipment / facility failure | Aggregated | 2040 | 1.118e-07 | 467.0501 | 5.2218e-05 | 2040 | Mitigation | 0.95 | 45 | 0 | esc | 0.00097009 | 1.0846e-10 | 0.00097009 | 1.0846e-10
[120 empty] | 7.3.3.17.5 (Remote Grid) Updates to grid topology to minimize risk of ignition in HFTDs Remote GridWLDFREquipment / facility failureAggregated | WLDFR | HFTD - Distribution - Tier 2 - 5QU CoRE ¦ 3QU LoRE | Red Flag Warning - Destructive Fires | Equipment / facility failure | Aggregated | 2041 | 1.118e-07 | 467.0501 | 5.2218e-05 | 2041 | Mitigation | 0.95 | 45 | 0 | esc | 0.00097009 | 1.0846e-10 | 0.00097009 | 1.0846e-10
[120 empty] | 7.3.3.17.5 (Remote Grid) Updates to grid topology to minimize risk of ignition in HFTDs Remote GridWLDFREquipment / facility failureAggregated | WLDFR | HFTD - Distribution - Tier 2 - 5QU CoRE ¦ 3QU LoRE | Red Flag Warning - Destructive Fires | Equipment / facility failure | Aggregated | 2042 | 1.118e-07 | 467.0501 | 5.2218e-05 | 2042 | Mitigation | 0.95 | 45 | 0 | esc | 0.00097009 | 1.0846e-10 | 0.00097009 | 1.0846e-10
[120 empty] | 7.3.3.17.5 (Remote Grid) Updates to grid topology to minimize risk of ignition in HFTDs Remote GridWLDFREquipment / facility failureAggregated | WLDFR | HFTD - Distribution - Tier 2 - 5QU CoRE ¦ 3QU LoRE | Red Flag Warning - Destructive Fires | Equipment / facility failure | Aggregated | 2043 | 1.118e-07 | 467.0501 | 5.2218e-05 | 2043 | Mitigation | 0.95 | 45 | 0 | esc | 0.00097009 | 1.0846e-10 | 0.00097009 | 1.0846e-10
[120 empty] | 7.3.3.17.5 (Remote Grid) Updates to grid topology to minimize risk of ignition in HFTDs Remote GridWLDFREquipment / facility failureAggregated | WLDFR | HFTD - Distribution - Tier 2 - 5QU CoRE ¦ 3QU LoRE | Red Flag Warning - Destructive Fires | Equipment / facility failure | Aggregated | 2044 | 1.118e-07 | 467.0501 | 5.2218e-05 | 2044 | Mitigation | 0.95 | 45 | 0 | esc | 0.00097009 | 1.0846e-10 | 0.00097009 | 1.0846e-10
[120 empty] | 7.3.3.17.5 (Remote Grid) Updates to grid topology to minimize risk of ignition in HFTDs Remote GridWLDFREquipment / facility failureAggregated | WLDFR | HFTD - Distribution - Tier 2 - 5QU CoRE ¦ 3QU LoRE | Red Flag Warning - Destructive Fires | Equipment / facility failure | Aggregated | 2045 | 1.118e-07 | 467.0501 | 5.2218e-05 | 2045 | Mitigation | 0.95 | 45 | 0 | esc | 0.00097009 | 1.0846e-10 | 0.00097009 | 1.0846e-10
[120 empty] | 7.3.3.17.5 (Remote Grid) Updates to grid topology to minimize risk of ignition in HFTDs Remote GridWLDFREquipment / facility failureAggregated | WLDFR | HFTD - Distribution - Tier 2 - 5QU CoRE ¦ 3QU LoRE | Red Flag Warning - Destructive Fires | Equipment / facility failure | Aggregated | 2046 | 1.118e-07 | 467.0501 | 5.2218e-05 | 2046 | Mitigation | 0.95 | 45 | 0 | esc | 0.00097009 | 1.0846e-10 | 0.00097009 | 1.0846e-10
[120 empty] | 7.3.3.17.5 (Remote Grid) Updates to grid topology to minimize risk of ignition in HFTDs Remote GridWLDFREquipment / facility failureAggregated | WLDFR | HFTD - Distribution - Tier 2 - 5QU CoRE ¦ 3QU LoRE | Red Flag Warning - Destructive Fires | Equipment / facility failure | Aggregated | 2047 | 1.118e-07 | 467.0501 | 5.2218e-05 | 2047 | Mitigation | 0.95 | 45 | 0 | esc | 0.00097009 | 1.0846e-10 | 0.00097009 | 1.0846e-10
[120 empty] | 7.3.3.17.5 (Remote Grid) Updates to grid topology to minimize risk of ignition in HFTDs Remote GridWLDFREquipment / facility failureAggregated | WLDFR | HFTD - Distribution - Tier 2 - 5QU CoRE ¦ 3QU LoRE | Red Flag Warning - Destructive Fires | Equipment / facility failure | Aggregated | 2048 | 1.118e-07 | 467.0501 | 5.2218e-05 | 2048 | Mitigation | 0.95 | 45 | 0 | esc | 0.00097009 | 1.0846e-10 | 0.00097009 | 1.0846e-10
[120 empty] | 7.3.3.17.5 (Remote Grid) Updates to grid topology to minimize risk of ignition in HFTDs Remote GridWLDFREquipment / facility failureAggregated | WLDFR | HFTD - Distribution - Tier 2 - 5QU CoRE ¦ 3QU LoRE | Red Flag Warning - Destructive Fires | Equipment / facility failure | Aggregated | 2049 | 1.118e-07 | 467.0501 | 5.2218e-05 | 2049 | Mitigation | 0.95 | 45 | 0 | esc | 0.00097009 | 1.0846e-10 | 0.00097009 | 1.0846e-10
[120 empty] | 7.3.3.17.5 (Remote Grid) Updates to grid topology to minimize risk of ignition in HFTDs Remote GridWLDFREquipment / facility failureAggregated | WLDFR | HFTD - Distribution - Tier 2 - 5QU CoRE ¦ 3QU LoRE | Red Flag Warning - Destructive Fires | Equipment / facility failure | Aggregated | 2050 | 1.118e-07 | 467.0501 | 5.2218e-05 | 2050 | Mitigation | 0.95 | 45 | 0 | esc | 0.00097009 | 1.0846e-10 | 0.00097009 | 1.0846e-10
[120 empty] | 7.3.3.17.5 (Remote Grid) Updates to grid topology to minimize risk of ignition in HFTDs Remote GridWLDFREquipment / facility failureAggregated | WLDFR | HFTD - Distribution - Tier 2 - 5QU CoRE ¦ 3QU LoRE | Red Flag Warning - Destructive Fires | Equipment / facility failure | Aggregated | 2051 | 1.118e-07 | 467.0501 | 5.2218e-05 | 2051 | Mitigation | 0.95 | 45 | 0 | esc | 0.00097009 | 1.0846e-10 | 0.00097009 | 1.0846e-10
[120 empty] | 7.3.3.17.5 (Remote Grid) Updates to grid topology to minimize risk of ignition in HFTDs Remote GridWLDFREquipment / facility failureAggregated | WLDFR | HFTD - Distribution - Tier 2 - 5QU CoRE ¦ 3QU LoRE | Red Flag Warning - Destructive Fires | Equipment / facility failure | Aggregated | 2052 | 1.118e-07 | 467.0501 | 5.2218e-05 | 2052 | Mitigation | 0.95 | 45 | 0 | esc | 0.00097009 | 1.0846e-10 | 0.00097009 | 1.0846e-10
[120 empty] | 7.3.3.17.5 (Remote Grid) Updates to grid topology to minimize risk of ignition in HFTDs Remote GridWLDFREquipment / facility failureAggregated | WLDFR | HFTD - Distribution - Tier 2 - 5QU CoRE ¦ 3QU LoRE | Red Flag Warning - Destructive Fires | Equipment / facility failure | Aggregated | 2053 | 1.118e-07 | 467.0501 | 5.2218e-05 | 2053 | Mitigation | 0.95 | 45 | 0 | esc | 0.00097009 | 1.0846e-10 | 0.00097009 | 1.0846e-10
[120 empty] | 7.3.3.17.5 (Remote Grid) Updates to grid topology to minimize risk of ignition in HFTDs Remote GridWLDFREquipment / facility failureAggregated | WLDFR | HFTD - Distribution - Tier 2 - 5QU CoRE ¦ 3QU LoRE | Red Flag Warning - Destructive Fires | Equipment / facility failure | Aggregated | 2054 | 1.118e-07 | 467.0501 | 5.2218e-05 | 2054 | Mitigation | 0.95 | 45 | 0 | esc | 0.00097009 | 1.0846e-10 | 0.00097009 | 1.0846e-10
[120 empty] | 7.3.3.17.5 (Remote Grid) Updates to grid topology to minimize risk of ignition in HFTDs Remote GridWLDFREquipment / facility failureAggregated | WLDFR | HFTD - Distribution - Tier 2 - 5QU CoRE ¦ 3QU LoRE | Red Flag Warning - Destructive Fires | Equipment / facility failure | Aggregated | 2055 | 1.118e-07 | 467.0501 | 5.2218e-05 | 2055 | Mitigation | 0.95 | 45 | 0 | esc | 0.00097009 | 1.0846e-10 | 0.00097009 | 1.0846e-10
[120 empty] | 7.3.3.17.5 (Remote Grid) Updates to grid topology to minimize risk of ignition in HFTDs Remote GridWLDFREquipment / facility failureAggregated | WLDFR | HFTD - Distribution - Tier 2 - 5QU CoRE ¦ 3QU LoRE | Red Flag Warning - Destructive Fires | Equipment / facility failure | Aggregated | 2056 | 1.118e-07 | 467.0501 | 5.2218e-05 | 2056 | Mitigation | 0.95 | 45 | 0 | esc | 0.00097009 | 1.0846e-10 | 0.00097009 | 1.0846e-10
[120 empty] | 7.3.3.17.5 (Remote Grid) Updates to grid topology to minimize risk of ignition in HFTDs Remote GridWLDFREquipment / facility failureAggregated | WLDFR | HFTD - Distribution - Tier 2 - 5QU CoRE ¦ 3QU LoRE | Red Flag Warning - Destructive Fires | Equipment / facility failure | Aggregated | 2057 | 1.118e-07 | 467.0501 | 5.2218e-05 | 2057 | Mitigation | 0.95 | 45 | 0 | esc | 0.00097009 | 1.0846e-10 | 0.00097009 | 1.0846e-10
[120 empty] | 7.3.3.17.5 (Remote Grid) Updates to grid topology to minimize risk of ignition in HFTDs Remote GridWLDFREquipment / facility failureAggregated | WLDFR | HFTD - Distribution - Tier 2 - 5QU CoRE ¦ 3QU LoRE | Red Flag Warning - Destructive Fires | Equipment / facility failure | Aggregated | 2058 | 1.118e-07 | 467.0501 | 5.2218e-05 | 2058 | Mitigation | 0.95 | 45 | 0 | esc | 0.00097009 | 1.0846e-10 | 0.00097009 | 1.0846e-10
[120 empty] | 7.3.3.17.5 (Remote Grid) Updates to grid topology to minimize risk of ignition in HFTDs Remote GridWLDFREquipment / facility failureAggregated | WLDFR | HFTD - Distribution - Tier 2 - 5QU CoRE ¦ 3QU LoRE | Red Flag Warning - Destructive Fires | Equipment / facility failure | Aggregated | 2059 | 1.118e-07 | 467.0501 | 5.2218e-05 | 2059 | Mitigation | 0.95 | 45 | 0 | esc | 0.00097009 | 1.0846e-10 | 0.00097009 | 1.0846e-10
[120 empty] | 7.3.3.17.5 (Remote Grid) Updates to grid topology to minimize risk of ignition in HFTDs Remote GridWLDFREquipment / facility failureAggregated | WLDFR | HFTD - Distribution - Tier 2 - 5QU CoRE ¦ 3QU LoRE | Red Flag Warning - Destructive Fires | Equipment / facility failure | Aggregated | 2060 | 1.118e-07 | 467.0501 | 5.2218e-05 | 2060 | Mitigation | 0.95 | 45 | 0 | esc | 0.00097009 | 1.0846e-10 | 0.00097009 | 1.0846e-10
[120 empty] | 7.3.3.17.5 (Remote Grid) Updates to grid topology to minimize risk of ignition in HFTDs Remote GridWLDFREquipment / facility failureAggregated | WLDFR | HFTD - Distribution - Tier 2 - 5QU CoRE ¦ 3QU LoRE | Red Flag Warning - Destructive Fires | Equipment / facility failure | Aggregated | 2061 | 1.118e-07 | 467.0501 | 5.2218e-05 | 2061 | Mitigation | 0.95 | 45 | 0 | esc | 0.00097009 | 1.0846e-10 | 0.00097009 | 1.0846e-10
[120 empty] | 7.3.3.17.5 (Remote Grid) Updates to grid topology to minimize risk of ignition in HFTDs Remote GridWLDFREquipment / facility failureAggregated | WLDFR | HFTD - Distribution - Tier 2 - 5QU CoRE ¦ 3QU LoRE | Red Flag Warning - Destructive Fires | Equipment / facility failure | Aggregated | 2062 | 1.118e-07 | 467.0501 | 5.2218e-05 | 2062 | Mitigation | 0.95 | 45 | 0 | esc | 0.00097009 | 1.0846e-10 | 0.00097009 | 1.0846e-10
[120 empty] | 7.3.3.17.5 (Remote Grid) Updates to grid topology to minimize risk of ignition in HFTDs Remote GridWLDFREquipment / facility failureAggregated | WLDFR | HFTD - Distribution - Tier 2 - 5QU CoRE ¦ 3QU LoRE | Red Flag Warning - Destructive Fires | Equipment / facility failure | Aggregated | 2063 | 1.118e-07 | 467.0501 | 5.2218e-05 | 2063 | Mitigation | 0.95 | 45 | 0 | esc | 0.00097009 | 1.0846e-10 | 0.00097009 | 1.0846e-10
[120 empty] | 7.3.3.17.5 (Remote Grid) Updates to grid topology to minimize risk of ignition in HFTDs Remote GridWLDFREquipment / facility failureAggregated | WLDFR | HFTD - Distribution - Tier 2 - 5QU CoRE ¦ 3QU LoRE | Red Flag Warning - Destructive Fires | Equipment / facility failure | Aggregated | 2064 | 1.118e-07 | 467.0501 | 5.2218e-05 | 2064 | Mitigation | 0.95 | 45 | 0 | esc | 0.00097009 | 1.0846e-10 | 0.00097009 | 1.0846e-10
[120 empty] | 7.3.3.17.5 (Remote Grid) Updates to grid topology to minimize risk of ignition in HFTDs Remote GridWLDFREquipment / facility failureAggregated | WLDFR | HFTD - Distribution - Tier 2 - 5QU CoRE ¦ 3QU LoRE | Red Flag Warning - Destructive Fires | Equipment / facility failure | Aggregated | 2065 | 1.118e-07 | 467.0501 | 5.2218e-05 | 2065 | Mitigation | 0.95 | 45 | 0 | esc | 0.00097009 | 1.0846e-10 | 0.00097009 | 1.0846e-10
[120 empty] | 7.3.3.17.5 (Remote Grid) Updates to grid topology to minimize risk of ignition in HFTDs Remote GridWLDFREquipment / facility failureAggregated | WLDFR | HFTD - Distribution - Tier 2 - 5QU CoRE ¦ 3QU LoRE | Red Flag Warning - Destructive Fires | Equipment / facility failure | Aggregated | 2066 | 1.118e-07 | 467.0501 | 5.2218e-05 | 2066 | Mitigation | 0.95 | 45 | 0 | esc | 0.00097009 | 1.0846e-10 | 0.00097009 | 1.0846e-10
[120 empty] | 7.3.3.17.5 (Remote Grid) Updates to grid topology to minimize risk of ignition in HFTDs Remote GridWLDFREquipment / facility failureAggregated | WLDFR | HFTD - Distribution - Tier 2 - 5QU CoRE ¦ 3QU LoRE | Red Flag Warning - Destructive Fires | Equipment / facility failure | Aggregated | 2067 | 1.118e-07 | 467.0501 | 5.2218e-05 | 2067 | Mitigation | 0.95 | 45 | 0 | esc | 0 | 0 | 0.00097009 | 1.0846e-10
[120 empty] | 7.3.3.17.5 (Remote Grid) Updates to grid topology to minimize risk of ignition in HFTDs Remote GridWLDFRVegetation ContactAggregated | WLDFR | HFTD - Distribution - Tier 2 - 5QU CoRE ¦ 3QU LoRE | Red Flag Warning - Destructive Fires | Vegetation Contact | Aggregated | 2022 | 1.2893e-07 | 467.0501 | 6.0215e-05 | 2022 | Mitigation | 0.95 | 45 | 0 | esc | 0.00097009 | 1.2507e-10 | 0 | 0
[120 empty] | 7.3.3.17.5 (Remote Grid) Updates to grid topology to minimize risk of ignition in HFTDs Remote GridWLDFRVegetation ContactAggregated | WLDFR | HFTD - Distribution - Tier 2 - 5QU CoRE ¦ 3QU LoRE | Red Flag Warning - Destructive Fires | Vegetation Contact | Aggregated | 2023 | 1.2893e-07 | 467.0501 | 6.0215e-05 | 2023 | Mitigation | 0.95 | 45 | 0 | esc | 0.00097009 | 1.2507e-10 | 0.00097009 | 1.2507e-10
[120 empty] | 7.3.3.17.5 (Remote Grid) Updates to grid topology to minimize risk of ignition in HFTDs Remote GridWLDFRVegetation ContactAggregated | WLDFR | HFTD - Distribution - Tier 2 - 5QU CoRE ¦ 3QU LoRE | Red Flag Warning - Destructive Fires | Vegetation Contact | Aggregated | 2024 | 1.2893e-07 | 467.0501 | 6.0215e-05 | 2024 | Mitigation | 0.95 | 45 | 0 | esc | 0.00097009 | 1.2507e-10 | 0.00097009 | 1.2507e-10
[120 empty] | 7.3.3.17.5 (Remote Grid) Updates to grid topology to minimize risk of ignition in HFTDs Remote GridWLDFRVegetation ContactAggregated | WLDFR | HFTD - Distribution - Tier 2 - 5QU CoRE ¦ 3QU LoRE | Red Flag Warning - Destructive Fires | Vegetation Contact | Aggregated | 2025 | 1.2893e-07 | 467.0501 | 6.0215e-05 | 2025 | Mitigation | 0.95 | 45 | 0 | esc | 0.00097009 | 1.2507e-10 | 0.00097009 | 1.2507e-10
[120 empty] | 7.3.3.17.5 (Remote Grid) Updates to grid topology to minimize risk of ignition in HFTDs Remote GridWLDFRVegetation ContactAggregated | WLDFR | HFTD - Distribution - Tier 2 - 5QU CoRE ¦ 3QU LoRE | Red Flag Warning - Destructive Fires | Vegetation Contact | Aggregated | 2026 | 1.2893e-07 | 467.0501 | 6.0215e-05 | 2026 | Mitigation | 0.95 | 45 | 0 | esc | 0.00097009 | 1.2507e-10 | 0.00097009 | 1.2507e-10
[120 empty] | 7.3.3.17.5 (Remote Grid) Updates to grid topology to minimize risk of ignition in HFTDs Remote GridWLDFRVegetation ContactAggregated | WLDFR | HFTD - Distribution - Tier 2 - 5QU CoRE ¦ 3QU LoRE | Red Flag Warning - Destructive Fires | Vegetation Contact | Aggregated | 2027 | 1.2893e-07 | 467.0501 | 6.0215e-05 | 2027 | Mitigation | 0.95 | 45 | 0 | esc | 0.00097009 | 1.2507e-10 | 0.00097009 | 1.2507e-10
[120 empty] | 7.3.3.17.5 (Remote Grid) Updates to grid topology to minimize risk of ignition in HFTDs Remote GridWLDFRVegetation ContactAggregated | WLDFR | HFTD - Distribution - Tier 2 - 5QU CoRE ¦ 3QU LoRE | Red Flag Warning - Destructive Fires | Vegetation Contact | Aggregated | 2028 | 1.2893e-07 | 467.0501 | 6.0215e-05 | 2028 | Mitigation | 0.95 | 45 | 0 | esc | 0.00097009 | 1.2507e-10 | 0.00097009 | 1.2507e-10
[120 empty] | 7.3.3.17.5 (Remote Grid) Updates to grid topology to minimize risk of ignition in HFTDs Remote GridWLDFRVegetation ContactAggregated | WLDFR | HFTD - Distribution - Tier 2 - 5QU CoRE ¦ 3QU LoRE | Red Flag Warning - Destructive Fires | Vegetation Contact | Aggregated | 2029 | 1.2893e-07 | 467.0501 | 6.0215e-05 | 2029 | Mitigation | 0.95 | 45 | 0 | esc | 0.00097009 | 1.2507e-10 | 0.00097009 | 1.2507e-10
[120 empty] | 7.3.3.17.5 (Remote Grid) Updates to grid topology to minimize risk of ignition in HFTDs Remote GridWLDFRVegetation ContactAggregated | WLDFR | HFTD - Distribution - Tier 2 - 5QU CoRE ¦ 3QU LoRE | Red Flag Warning - Destructive Fires | Vegetation Contact | Aggregated | 2030 | 1.2893e-07 | 467.0501 | 6.0215e-05 | 2030 | Mitigation | 0.95 | 45 | 0 | esc | 0.00097009 | 1.2507e-10 | 0.00097009 | 1.2507e-10
[120 empty] | 7.3.3.17.5 (Remote Grid) Updates to grid topology to minimize risk of ignition in HFTDs Remote GridWLDFRVegetation ContactAggregated | WLDFR | HFTD - Distribution - Tier 2 - 5QU CoRE ¦ 3QU LoRE | Red Flag Warning - Destructive Fires | Vegetation Contact | Aggregated | 2031 | 1.2893e-07 | 467.0501 | 6.0215e-05 | 2031 | Mitigation | 0.95 | 45 | 0 | esc | 0.00097009 | 1.2507e-10 | 0.00097009 | 1.2507e-10
[120 empty] | 7.3.3.17.5 (Remote Grid) Updates to grid topology to minimize risk of ignition in HFTDs Remote GridWLDFRVegetation ContactAggregated | WLDFR | HFTD - Distribution - Tier 2 - 5QU CoRE ¦ 3QU LoRE | Red Flag Warning - Destructive Fires | Vegetation Contact | Aggregated | 2032 | 1.2893e-07 | 467.0501 | 6.0215e-05 | 2032 | Mitigation | 0.95 | 45 | 0 | esc | 0.00097009 | 1.2507e-10 | 0.00097009 | 1.2507e-10
[120 empty] | 7.3.3.17.5 (Remote Grid) Updates to grid topology to minimize risk of ignition in HFTDs Remote GridWLDFRVegetation ContactAggregated | WLDFR | HFTD - Distribution - Tier 2 - 5QU CoRE ¦ 3QU LoRE | Red Flag Warning - Destructive Fires | Vegetation Contact | Aggregated | 2033 | 1.2893e-07 | 467.0501 | 6.0215e-05 | 2033 | Mitigation | 0.95 | 45 | 0 | esc | 0.00097009 | 1.2507e-10 | 0.00097009 | 1.2507e-10
[120 empty] | 7.3.3.17.5 (Remote Grid) Updates to grid topology to minimize risk of ignition in HFTDs Remote GridWLDFRVegetation ContactAggregated | WLDFR | HFTD - Distribution - Tier 2 - 5QU CoRE ¦ 3QU LoRE | Red Flag Warning - Destructive Fires | Vegetation Contact | Aggregated | 2034 | 1.2893e-07 | 467.0501 | 6.0215e-05 | 2034 | Mitigation | 0.95 | 45 | 0 | esc | 0.00097009 | 1.2507e-10 | 0.00097009 | 1.2507e-10
[120 empty] | 7.3.3.17.5 (Remote Grid) Updates to grid topology to minimize risk of ignition in HFTDs Remote GridWLDFRVegetation ContactAggregated | WLDFR | HFTD - Distribution - Tier 2 - 5QU CoRE ¦ 3QU LoRE | Red Flag Warning - Destructive Fires | Vegetation Contact | Aggregated | 2035 | 1.2893e-07 | 467.0501 | 6.0215e-05 | 2035 | Mitigation | 0.95 | 45 | 0 | esc | 0.00097009 | 1.2507e-10 | 0.00097009 | 1.2507e-10
[120 empty] | 7.3.3.17.5 (Remote Grid) Updates to grid topology to minimize risk of ignition in HFTDs Remote GridWLDFRVegetation ContactAggregated | WLDFR | HFTD - Distribution - Tier 2 - 5QU CoRE ¦ 3QU LoRE | Red Flag Warning - Destructive Fires | Vegetation Contact | Aggregated | 2036 | 1.2893e-07 | 467.0501 | 6.0215e-05 | 2036 | Mitigation | 0.95 | 45 | 0 | esc | 0.00097009 | 1.2507e-10 | 0.00097009 | 1.2507e-10
[120 empty] | 7.3.3.17.5 (Remote Grid) Updates to grid topology to minimize risk of ignition in HFTDs Remote GridWLDFRVegetation ContactAggregated | WLDFR | HFTD - Distribution - Tier 2 - 5QU CoRE ¦ 3QU LoRE | Red Flag Warning - Destructive Fires | Vegetation Contact | Aggregated | 2037 | 1.2893e-07 | 467.0501 | 6.0215e-05 | 2037 | Mitigation | 0.95 | 45 | 0 | esc | 0.00097009 | 1.2507e-10 | 0.00097009 | 1.2507e-10
[120 empty] | 7.3.3.17.5 (Remote Grid) Updates to grid topology to minimize risk of ignition in HFTDs Remote GridWLDFRVegetation ContactAggregated | WLDFR | HFTD - Distribution - Tier 2 - 5QU CoRE ¦ 3QU LoRE | Red Flag Warning - Destructive Fires | Vegetation Contact | Aggregated | 2038 | 1.2893e-07 | 467.0501 | 6.0215e-05 | 2038 | Mitigation | 0.95 | 45 | 0 | esc | 0.00097009 | 1.2507e-10 | 0.00097009 | 1.2507e-10
[120 empty] | 7.3.3.17.5 (Remote Grid) Updates to grid topology to minimize risk of ignition in HFTDs Remote GridWLDFRVegetation ContactAggregated | WLDFR | HFTD - Distribution - Tier 2 - 5QU CoRE ¦ 3QU LoRE | Red Flag Warning - Destructive Fires | Vegetation Contact | Aggregated | 2039 | 1.2893e-07 | 467.0501 | 6.0215e-05 | 2039 | Mitigation | 0.95 | 45 | 0 | esc | 0.00097009 | 1.2507e-10 | 0.00097009 | 1.2507e-10
[120 empty] | 7.3.3.17.5 (Remote Grid) Updates to grid topology to minimize risk of ignition in HFTDs Remote GridWLDFRVegetation ContactAggregated | WLDFR | HFTD - Distribution - Tier 2 - 5QU CoRE ¦ 3QU LoRE | Red Flag Warning - Destructive Fires | Vegetation Contact | Aggregated | 2040 | 1.2893e-07 | 467.0501 | 6.0215e-05 | 2040 | Mitigation | 0.95 | 45 | 0 | esc | 0.00097009 | 1.2507e-10 | 0.00097009 | 1.2507e-10
[120 empty] | 7.3.3.17.5 (Remote Grid) Updates to grid topology to minimize risk of ignition in HFTDs Remote GridWLDFRVegetation ContactAggregated | WLDFR | HFTD - Distribution - Tier 2 - 5QU CoRE ¦ 3QU LoRE | Red Flag Warning - Destructive Fires | Vegetation Contact | Aggregated | 2041 | 1.2893e-07 | 467.0501 | 6.0215e-05 | 2041 | Mitigation | 0.95 | 45 | 0 | esc | 0.00097009 | 1.2507e-10 | 0.00097009 | 1.2507e-10
[120 empty] | 7.3.3.17.5 (Remote Grid) Updates to grid topology to minimize risk of ignition in HFTDs Remote GridWLDFRVegetation ContactAggregated | WLDFR | HFTD - Distribution - Tier 2 - 5QU CoRE ¦ 3QU LoRE | Red Flag Warning - Destructive Fires | Vegetation Contact | Aggregated | 2042 | 1.2893e-07 | 467.0501 | 6.0215e-05 | 2042 | Mitigation | 0.95 | 45 | 0 | esc | 0.00097009 | 1.2507e-10 | 0.00097009 | 1.2507e-10
[120 empty] | 7.3.3.17.5 (Remote Grid) Updates to grid topology to minimize risk of ignition in HFTDs Remote GridWLDFRVegetation ContactAggregated | WLDFR | HFTD - Distribution - Tier 2 - 5QU CoRE ¦ 3QU LoRE | Red Flag Warning - Destructive Fires | Vegetation Contact | Aggregated | 2043 | 1.2893e-07 | 467.0501 | 6.0215e-05 | 2043 | Mitigation | 0.95 | 45 | 0 | esc | 0.00097009 | 1.2507e-10 | 0.00097009 | 1.2507e-10
[120 empty] | 7.3.3.17.5 (Remote Grid) Updates to grid topology to minimize risk of ignition in HFTDs Remote GridWLDFRVegetation ContactAggregated | WLDFR | HFTD - Distribution - Tier 2 - 5QU CoRE ¦ 3QU LoRE | Red Flag Warning - Destructive Fires | Vegetation Contact | Aggregated | 2044 | 1.2893e-07 | 467.0501 | 6.0215e-05 | 2044 | Mitigation | 0.95 | 45 | 0 | esc | 0.00097009 | 1.2507e-10 | 0.00097009 | 1.2507e-10
[120 empty] | 7.3.3.17.5 (Remote Grid) Updates to grid topology to minimize risk of ignition in HFTDs Remote GridWLDFRVegetation ContactAggregated | WLDFR | HFTD - Distribution - Tier 2 - 5QU CoRE ¦ 3QU LoRE | Red Flag Warning - Destructive Fires | Vegetation Contact | Aggregated | 2045 | 1.2893e-07 | 467.0501 | 6.0215e-05 | 2045 | Mitigation | 0.95 | 45 | 0 | esc | 0.00097009 | 1.2507e-10 | 0.00097009 | 1.2507e-10
[120 empty] | 7.3.3.17.5 (Remote Grid) Updates to grid topology to minimize risk of ignition in HFTDs Remote GridWLDFRVegetation ContactAggregated | WLDFR | HFTD - Distribution - Tier 2 - 5QU CoRE ¦ 3QU LoRE | Red Flag Warning - Destructive Fires | Vegetation Contact | Aggregated | 2046 | 1.2893e-07 | 467.0501 | 6.0215e-05 | 2046 | Mitigation | 0.95 | 45 | 0 | esc | 0.00097009 | 1.2507e-10 | 0.00097009 | 1.2507e-10
[120 empty] | 7.3.3.17.5 (Remote Grid) Updates to grid topology to minimize risk of ignition in HFTDs Remote GridWLDFRVegetation ContactAggregated | WLDFR | HFTD - Distribution - Tier 2 - 5QU CoRE ¦ 3QU LoRE | Red Flag Warning - Destructive Fires | Vegetation Contact | Aggregated | 2047 | 1.2893e-07 | 467.0501 | 6.0215e-05 | 2047 | Mitigation | 0.95 | 45 | 0 | esc | 0.00097009 | 1.2507e-10 | 0.00097009 | 1.2507e-10
[120 empty] | 7.3.3.17.5 (Remote Grid) Updates to grid topology to minimize risk of ignition in HFTDs Remote GridWLDFRVegetation ContactAggregated | WLDFR | HFTD - Distribution - Tier 2 - 5QU CoRE ¦ 3QU LoRE | Red Flag Warning - Destructive Fires | Vegetation Contact | Aggregated | 2048 | 1.2893e-07 | 467.0501 | 6.0215e-05 | 2048 | Mitigation | 0.95 | 45 | 0 | esc | 0.00097009 | 1.2507e-10 | 0.00097009 | 1.2507e-10
[120 empty] | 7.3.3.17.5 (Remote Grid) Updates to grid topology to minimize risk of ignition in HFTDs Remote GridWLDFRVegetation ContactAggregated | WLDFR | HFTD - Distribution - Tier 2 - 5QU CoRE ¦ 3QU LoRE | Red Flag Warning - Destructive Fires | Vegetation Contact | Aggregated | 2049 | 1.2893e-07 | 467.0501 | 6.0215e-05 | 2049 | Mitigation | 0.95 | 45 | 0 | esc | 0.00097009 | 1.2507e-10 | 0.00097009 | 1.2507e-10
[120 empty] | 7.3.3.17.5 (Remote Grid) Updates to grid topology to minimize risk of ignition in HFTDs Remote GridWLDFRVegetation ContactAggregated | WLDFR | HFTD - Distribution - Tier 2 - 5QU CoRE ¦ 3QU LoRE | Red Flag Warning - Destructive Fires | Vegetation Contact | Aggregated | 2050 | 1.2893e-07 | 467.0501 | 6.0215e-05 | 2050 | Mitigation | 0.95 | 45 | 0 | esc | 0.00097009 | 1.2507e-10 | 0.00097009 | 1.2507e-10
[120 empty] | 7.3.3.17.5 (Remote Grid) Updates to grid topology to minimize risk of ignition in HFTDs Remote GridWLDFRVegetation ContactAggregated | WLDFR | HFTD - Distribution - Tier 2 - 5QU CoRE ¦ 3QU LoRE | Red Flag Warning - Destructive Fires | Vegetation Contact | Aggregated | 2051 | 1.2893e-07 | 467.0501 | 6.0215e-05 | 2051 | Mitigation | 0.95 | 45 | 0 | esc | 0.00097009 | 1.2507e-10 | 0.00097009 | 1.2507e-10
[120 empty] | 7.3.3.17.5 (Remote Grid) Updates to grid topology to minimize risk of ignition in HFTDs Remote GridWLDFRVegetation ContactAggregated | WLDFR | HFTD - Distribution - Tier 2 - 5QU CoRE ¦ 3QU LoRE | Red Flag Warning - Destructive Fires | Vegetation Contact | Aggregated | 2052 | 1.2893e-07 | 467.0501 | 6.0215e-05 | 2052 | Mitigation | 0.95 | 45 | 0 | esc | 0.00097009 | 1.2507e-10 | 0.00097009 | 1.2507e-10
[120 empty] | 7.3.3.17.5 (Remote Grid) Updates to grid topology to minimize risk of ignition in HFTDs Remote GridWLDFRVegetation ContactAggregated | WLDFR | HFTD - Distribution - Tier 2 - 5QU CoRE ¦ 3QU LoRE | Red Flag Warning - Destructive Fires | Vegetation Contact | Aggregated | 2053 | 1.2893e-07 | 467.0501 | 6.0215e-05 | 2053 | Mitigation | 0.95 | 45 | 0 | esc | 0.00097009 | 1.2507e-10 | 0.00097009 | 1.2507e-10
[120 empty] | 7.3.3.17.5 (Remote Grid) Updates to grid topology to minimize risk of ignition in HFTDs Remote GridWLDFRVegetation ContactAggregated | WLDFR | HFTD - Distribution - Tier 2 - 5QU CoRE ¦ 3QU LoRE | Red Flag Warning - Destructive Fires | Vegetation Contact | Aggregated | 2054 | 1.2893e-07 | 467.0501 | 6.0215e-05 | 2054 | Mitigation | 0.95 | 45 | 0 | esc | 0.00097009 | 1.2507e-10 | 0.00097009 | 1.2507e-10
[120 empty] | 7.3.3.17.5 (Remote Grid) Updates to grid topology to minimize risk of ignition in HFTDs Remote GridWLDFRVegetation ContactAggregated | WLDFR | HFTD - Distribution - Tier 2 - 5QU CoRE ¦ 3QU LoRE | Red Flag Warning - Destructive Fires | Vegetation Contact | Aggregated | 2055 | 1.2893e-07 | 467.0501 | 6.0215e-05 | 2055 | Mitigation | 0.95 | 45 | 0 | esc | 0.00097009 | 1.2507e-10 | 0.00097009 | 1.2507e-10
[120 empty] | 7.3.3.17.5 (Remote Grid) Updates to grid topology to minimize risk of ignition in HFTDs Remote GridWLDFRVegetation ContactAggregated | WLDFR | HFTD - Distribution - Tier 2 - 5QU CoRE ¦ 3QU LoRE | Red Flag Warning - Destructive Fires | Vegetation Contact | Aggregated | 2056 | 1.2893e-07 | 467.0501 | 6.0215e-05 | 2056 | Mitigation | 0.95 | 45 | 0 | esc | 0.00097009 | 1.2507e-10 | 0.00097009 | 1.2507e-10
[120 empty] | 7.3.3.17.5 (Remote Grid) Updates to grid topology to minimize risk of ignition in HFTDs Remote GridWLDFRVegetation ContactAggregated | WLDFR | HFTD - Distribution - Tier 2 - 5QU CoRE ¦ 3QU LoRE | Red Flag Warning - Destructive Fires | Vegetation Contact | Aggregated | 2057 | 1.2893e-07 | 467.0501 | 6.0215e-05 | 2057 | Mitigation | 0.95 | 45 | 0 | esc | 0.00097009 | 1.2507e-10 | 0.00097009 | 1.2507e-10
[120 empty] | 7.3.3.17.5 (Remote Grid) Updates to grid topology to minimize risk of ignition in HFTDs Remote GridWLDFRVegetation ContactAggregated | WLDFR | HFTD - Distribution - Tier 2 - 5QU CoRE ¦ 3QU LoRE | Red Flag Warning - Destructive Fires | Vegetation Contact | Aggregated | 2058 | 1.2893e-07 | 467.0501 | 6.0215e-05 | 2058 | Mitigation | 0.95 | 45 | 0 | esc | 0.00097009 | 1.2507e-10 | 0.00097009 | 1.2507e-10
[120 empty] | 7.3.3.17.5 (Remote Grid) Updates to grid topology to minimize risk of ignition in HFTDs Remote GridWLDFRVegetation ContactAggregated | WLDFR | HFTD - Distribution - Tier 2 - 5QU CoRE ¦ 3QU LoRE | Red Flag Warning - Destructive Fires | Vegetation Contact | Aggregated | 2059 | 1.2893e-07 | 467.0501 | 6.0215e-05 | 2059 | Mitigation | 0.95 | 45 | 0 | esc | 0.00097009 | 1.2507e-10 | 0.00097009 | 1.2507e-10
[120 empty] | 7.3.3.17.5 (Remote Grid) Updates to grid topology to minimize risk of ignition in HFTDs Remote GridWLDFRVegetation ContactAggregated | WLDFR | HFTD - Distribution - Tier 2 - 5QU CoRE ¦ 3QU LoRE | Red Flag Warning - Destructive Fires | Vegetation Contact | Aggregated | 2060 | 1.2893e-07 | 467.0501 | 6.0215e-05 | 2060 | Mitigation | 0.95 | 45 | 0 | esc | 0.00097009 | 1.2507e-10 | 0.00097009 | 1.2507e-10
[120 empty] | 7.3.3.17.5 (Remote Grid) Updates to grid topology to minimize risk of ignition in HFTDs Remote GridWLDFRVegetation ContactAggregated | WLDFR | HFTD - Distribution - Tier 2 - 5QU CoRE ¦ 3QU LoRE | Red Flag Warning - Destructive Fires | Vegetation Contact | Aggregated | 2061 | 1.2893e-07 | 467.0501 | 6.0215e-05 | 2061 | Mitigation | 0.95 | 45 | 0 | esc | 0.00097009 | 1.2507e-10 | 0.00097009 | 1.2507e-10
[120 empty] | 7.3.3.17.5 (Remote Grid) Updates to grid topology to minimize risk of ignition in HFTDs Remote GridWLDFRVegetation ContactAggregated | WLDFR | HFTD - Distribution - Tier 2 - 5QU CoRE ¦ 3QU LoRE | Red Flag Warning - Destructive Fires | Vegetation Contact | Aggregated | 2062 | 1.2893e-07 | 467.0501 | 6.0215e-05 | 2062 | Mitigation | 0.95 | 45 | 0 | esc | 0.00097009 | 1.2507e-10 | 0.00097009 | 1.2507e-10
[120 empty] | 7.3.3.17.5 (Remote Grid) Updates to grid topology to minimize risk of ignition in HFTDs Remote GridWLDFRVegetation ContactAggregated | WLDFR | HFTD - Distribution - Tier 2 - 5QU CoRE ¦ 3QU LoRE | Red Flag Warning - Destructive Fires | Vegetation Contact | Aggregated | 2063 | 1.2893e-07 | 467.0501 | 6.0215e-05 | 2063 | Mitigation | 0.95 | 45 | 0 | esc | 0.00097009 | 1.2507e-10 | 0.00097009 | 1.2507e-10
[120 empty] | 7.3.3.17.5 (Remote Grid) Updates to grid topology to minimize risk of ignition in HFTDs Remote GridWLDFRVegetation ContactAggregated | WLDFR | HFTD - Distribution - Tier 2 - 5QU CoRE ¦ 3QU LoRE | Red Flag Warning - Destructive Fires | Vegetation Contact | Aggregated | 2064 | 1.2893e-07 | 467.0501 | 6.0215e-05 | 2064 | Mitigation | 0.95 | 45 | 0 | esc | 0.00097009 | 1.2507e-10 | 0.00097009 | 1.2507e-10
[120 empty] | 7.3.3.17.5 (Remote Grid) Updates to grid topology to minimize risk of ignition in HFTDs Remote GridWLDFRVegetation ContactAggregated | WLDFR | HFTD - Distribution - Tier 2 - 5QU CoRE ¦ 3QU LoRE | Red Flag Warning - Destructive Fires | Vegetation Contact | Aggregated | 2065 | 1.2893e-07 | 467.0501 | 6.0215e-05 | 2065 | Mitigation | 0.95 | 45 | 0 | esc | 0.00097009 | 1.2507e-10 | 0.00097009 | 1.2507e-10
[120 empty] | 7.3.3.17.5 (Remote Grid) Updates to grid topology to minimize risk of ignition in HFTDs Remote GridWLDFRVegetation ContactAggregated | WLDFR | HFTD - Distribution - Tier 2 - 5QU CoRE ¦ 3QU LoRE | Red Flag Warning - Destructive Fires | Vegetation Contact | Aggregated | 2066 | 1.2893e-07 | 467.0501 | 6.0215e-05 | 2066 | Mitigation | 0.95 | 45 | 0 | esc | 0.00097009 | 1.2507e-10 | 0.00097009 | 1.2507e-10
[120 empty] | 7.3.3.17.5 (Remote Grid) Updates to grid topology to minimize risk of ignition in HFTDs Remote GridWLDFRVegetation ContactAggregated | WLDFR | HFTD - Distribution - Tier 2 - 5QU CoRE ¦ 3QU LoRE | Red Flag Warning - Destructive Fires | Vegetation Contact | Aggregated | 2067 | 1.2893e-07 | 467.0501 | 6.0215e-05 | 2067 | Mitigation | 0.95 | 45 | 0 | esc | 0 | 0 | 0.00097009 | 1.2507e-10
[120 empty] | 7.3.3.17.5 (Remote Grid) Updates to grid topology to minimize risk of ignition in HFTDs Remote GridWLDFREquipment / facility failureAggregated | WLDFR | HFTD - Distribution - Tier 2 - 5QU CoRE ¦ 3QU LoRE | Red Flag Warning - Large Fires | Equipment / facility failure | Aggregated | 2022 | 1.0402e-05 | 467.0501 | 0.0048584 | 2022 | Mitigation | 0.95 | 45 | 0 | esc | 0.00097009 | 1.0091e-08 | 0 | 0
[120 empty] | 7.3.3.17.5 (Remote Grid) Updates to grid topology to minimize risk of ignition in HFTDs Remote GridWLDFREquipment / facility failureAggregated | WLDFR | HFTD - Distribution - Tier 2 - 5QU CoRE ¦ 3QU LoRE | Red Flag Warning - Large Fires | Equipment / facility failure | Aggregated | 2023 | 1.0402e-05 | 467.0501 | 0.0048584 | 2023 | Mitigation | 0.95 | 45 | 0 | esc | 0.00097009 | 1.0091e-08 | 0.00097009 | 1.0091e-08
[120 empty] | 7.3.3.17.5 (Remote Grid) Updates to grid topology to minimize risk of ignition in HFTDs Remote GridWLDFREquipment / facility failureAggregated | WLDFR | HFTD - Distribution - Tier 2 - 5QU CoRE ¦ 3QU LoRE | Red Flag Warning - Large Fires | Equipment / facility failure | Aggregated | 2024 | 1.0402e-05 | 467.0501 | 0.0048584 | 2024 | Mitigation | 0.95 | 45 | 0 | esc | 0.00097009 | 1.0091e-08 | 0.00097009 | 1.0091e-08
[120 empty] | 7.3.3.17.5 (Remote Grid) Updates to grid topology to minimize risk of ignition in HFTDs Remote GridWLDFREquipment / facility failureAggregated | WLDFR | HFTD - Distribution - Tier 2 - 5QU CoRE ¦ 3QU LoRE | Red Flag Warning - Large Fires | Equipment / facility failure | Aggregated | 2025 | 1.0402e-05 | 467.0501 | 0.0048584 | 2025 | Mitigation | 0.95 | 45 | 0 | esc | 0.00097009 | 1.0091e-08 | 0.00097009 | 1.0091e-08
[120 empty] | 7.3.3.17.5 (Remote Grid) Updates to grid topology to minimize risk of ignition in HFTDs Remote GridWLDFREquipment / facility failureAggregated | WLDFR | HFTD - Distribution - Tier 2 - 5QU CoRE ¦ 3QU LoRE | Red Flag Warning - Large Fires | Equipment / facility failure | Aggregated | 2026 | 1.0402e-05 | 467.0501 | 0.0048584 | 2026 | Mitigation | 0.95 | 45 | 0 | esc | 0.00097009 | 1.0091e-08 | 0.00097009 | 1.0091e-08
[120 empty] | 7.3.3.17.5 (Remote Grid) Updates to grid topology to minimize risk of ignition in HFTDs Remote GridWLDFREquipment / facility failureAggregated | WLDFR | HFTD - Distribution - Tier 2 - 5QU CoRE ¦ 3QU LoRE | Red Flag Warning - Large Fires | Equipment / facility failure | Aggregated | 2027 | 1.0402e-05 | 467.0501 | 0.0048584 | 2027 | Mitigation | 0.95 | 45 | 0 | esc | 0.00097009 | 1.0091e-08 | 0.00097009 | 1.0091e-08
[120 empty] | 7.3.3.17.5 (Remote Grid) Updates to grid topology to minimize risk of ignition in HFTDs Remote GridWLDFREquipment / facility failureAggregated | WLDFR | HFTD - Distribution - Tier 2 - 5QU CoRE ¦ 3QU LoRE | Red Flag Warning - Large Fires | Equipment / facility failure | Aggregated | 2028 | 1.0402e-05 | 467.0501 | 0.0048584 | 2028 | Mitigation | 0.95 | 45 | 0 | esc | 0.00097009 | 1.0091e-08 | 0.00097009 | 1.0091e-08
[120 empty] | 7.3.3.17.5 (Remote Grid) Updates to grid topology to minimize risk of ignition in HFTDs Remote GridWLDFREquipment / facility failureAggregated | WLDFR | HFTD - Distribution - Tier 2 - 5QU CoRE ¦ 3QU LoRE | Red Flag Warning - Large Fires | Equipment / facility failure | Aggregated | 2029 | 1.0402e-05 | 467.0501 | 0.0048584 | 2029 | Mitigation | 0.95 | 45 | 0 | esc | 0.00097009 | 1.0091e-08 | 0.00097009 | 1.0091e-08
[120 empty] | 7.3.3.17.5 (Remote Grid) Updates to grid topology to minimize risk of ignition in HFTDs Remote GridWLDFREquipment / facility failureAggregated | WLDFR | HFTD - Distribution - Tier 2 - 5QU CoRE ¦ 3QU LoRE | Red Flag Warning - Large Fires | Equipment / facility failure | Aggregated | 2030 | 1.0402e-05 | 467.0501 | 0.0048584 | 2030 | Mitigation | 0.95 | 45 | 0 | esc | 0.00097009 | 1.0091e-08 | 0.00097009 | 1.0091e-08
[120 empty] | 7.3.3.17.5 (Remote Grid) Updates to grid topology to minimize risk of ignition in HFTDs Remote GridWLDFREquipment / facility failureAggregated | WLDFR | HFTD - Distribution - Tier 2 - 5QU CoRE ¦ 3QU LoRE | Red Flag Warning - Large Fires | Equipment / facility failure | Aggregated | 2031 | 1.0402e-05 | 467.0501 | 0.0048584 | 2031 | Mitigation | 0.95 | 45 | 0 | esc | 0.00097009 | 1.0091e-08 | 0.00097009 | 1.0091e-08
[120 empty] | 7.3.3.17.5 (Remote Grid) Updates to grid topology to minimize risk of ignition in HFTDs Remote GridWLDFREquipment / facility failureAggregated | WLDFR | HFTD - Distribution - Tier 2 - 5QU CoRE ¦ 3QU LoRE | Red Flag Warning - Large Fires | Equipment / facility failure | Aggregated | 2032 | 1.0402e-05 | 467.0501 | 0.0048584 | 2032 | Mitigation | 0.95 | 45 | 0 | esc | 0.00097009 | 1.0091e-08 | 0.00097009 | 1.0091e-08
[120 empty] | 7.3.3.17.5 (Remote Grid) Updates to grid topology to minimize risk of ignition in HFTDs Remote GridWLDFREquipment / facility failureAggregated | WLDFR | HFTD - Distribution - Tier 2 - 5QU CoRE ¦ 3QU LoRE | Red Flag Warning - Large Fires | Equipment / facility failure | Aggregated | 2033 | 1.0402e-05 | 467.0501 | 0.0048584 | 2033 | Mitigation | 0.95 | 45 | 0 | esc | 0.00097009 | 1.0091e-08 | 0.00097009 | 1.0091e-08
[120 empty] | 7.3.3.17.5 (Remote Grid) Updates to grid topology to minimize risk of ignition in HFTDs Remote GridWLDFREquipment / facility failureAggregated | WLDFR | HFTD - Distribution - Tier 2 - 5QU CoRE ¦ 3QU LoRE | Red Flag Warning - Large Fires | Equipment / facility failure | Aggregated | 2034 | 1.0402e-05 | 467.0501 | 0.0048584 | 2034 | Mitigation | 0.95 | 45 | 0 | esc | 0.00097009 | 1.0091e-08 | 0.00097009 | 1.0091e-08
[120 empty] | 7.3.3.17.5 (Remote Grid) Updates to grid topology to minimize risk of ignition in HFTDs Remote GridWLDFREquipment / facility failureAggregated | WLDFR | HFTD - Distribution - Tier 2 - 5QU CoRE ¦ 3QU LoRE | Red Flag Warning - Large Fires | Equipment / facility failure | Aggregated | 2035 | 1.0402e-05 | 467.0501 | 0.0048584 | 2035 | Mitigation | 0.95 | 45 | 0 | esc | 0.00097009 | 1.0091e-08 | 0.00097009 | 1.0091e-08
[120 empty] | 7.3.3.17.5 (Remote Grid) Updates to grid topology to minimize risk of ignition in HFTDs Remote GridWLDFREquipment / facility failureAggregated | WLDFR | HFTD - Distribution - Tier 2 - 5QU CoRE ¦ 3QU LoRE | Red Flag Warning - Large Fires | Equipment / facility failure | Aggregated | 2036 | 1.0402e-05 | 467.0501 | 0.0048584 | 2036 | Mitigation | 0.95 | 45 | 0 | esc | 0.00097009 | 1.0091e-08 | 0.00097009 | 1.0091e-08
[120 empty] | 7.3.3.17.5 (Remote Grid) Updates to grid topology to minimize risk of ignition in HFTDs Remote GridWLDFREquipment / facility failureAggregated | WLDFR | HFTD - Distribution - Tier 2 - 5QU CoRE ¦ 3QU LoRE | Red Flag Warning - Large Fires | Equipment / facility failure | Aggregated | 2037 | 1.0402e-05 | 467.0501 | 0.0048584 | 2037 | Mitigation | 0.95 | 45 | 0 | esc | 0.00097009 | 1.0091e-08 | 0.00097009 | 1.0091e-08
[120 empty] | 7.3.3.17.5 (Remote Grid) Updates to grid topology to minimize risk of ignition in HFTDs Remote GridWLDFREquipment / facility failureAggregated | WLDFR | HFTD - Distribution - Tier 2 - 5QU CoRE ¦ 3QU LoRE | Red Flag Warning - Large Fires | Equipment / facility failure | Aggregated | 2038 | 1.0402e-05 | 467.0501 | 0.0048584 | 2038 | Mitigation | 0.95 | 45 | 0 | esc | 0.00097009 | 1.0091e-08 | 0.00097009 | 1.0091e-08
[120 empty] | 7.3.3.17.5 (Remote Grid) Updates to grid topology to minimize risk of ignition in HFTDs Remote GridWLDFREquipment / facility failureAggregated | WLDFR | HFTD - Distribution - Tier 2 - 5QU CoRE ¦ 3QU LoRE | Red Flag Warning - Large Fires | Equipment / facility failure | Aggregated | 2039 | 1.0402e-05 | 467.0501 | 0.0048584 | 2039 | Mitigation | 0.95 | 45 | 0 | esc | 0.00097009 | 1.0091e-08 | 0.00097009 | 1.0091e-08
[120 empty] | 7.3.3.17.5 (Remote Grid) Updates to grid topology to minimize risk of ignition in HFTDs Remote GridWLDFREquipment / facility failureAggregated | WLDFR | HFTD - Distribution - Tier 2 - 5QU CoRE ¦ 3QU LoRE | Red Flag Warning - Large Fires | Equipment / facility failure | Aggregated | 2040 | 1.0402e-05 | 467.0501 | 0.0048584 | 2040 | Mitigation | 0.95 | 45 | 0 | esc | 0.00097009 | 1.0091e-08 | 0.00097009 | 1.0091e-08
[120 empty] | 7.3.3.17.5 (Remote Grid) Updates to grid topology to minimize risk of ignition in HFTDs Remote GridWLDFREquipment / facility failureAggregated | WLDFR | HFTD - Distribution - Tier 2 - 5QU CoRE ¦ 3QU LoRE | Red Flag Warning - Large Fires | Equipment / facility failure | Aggregated | 2041 | 1.0402e-05 | 467.0501 | 0.0048584 | 2041 | Mitigation | 0.95 | 45 | 0 | esc | 0.00097009 | 1.0091e-08 | 0.00097009 | 1.0091e-08
[120 empty] | 7.3.3.17.5 (Remote Grid) Updates to grid topology to minimize risk of ignition in HFTDs Remote GridWLDFREquipment / facility failureAggregated | WLDFR | HFTD - Distribution - Tier 2 - 5QU CoRE ¦ 3QU LoRE | Red Flag Warning - Large Fires | Equipment / facility failure | Aggregated | 2042 | 1.0402e-05 | 467.0501 | 0.0048584 | 2042 | Mitigation | 0.95 | 45 | 0 | esc | 0.00097009 | 1.0091e-08 | 0.00097009 | 1.0091e-08
[120 empty] | 7.3.3.17.5 (Remote Grid) Updates to grid topology to minimize risk of ignition in HFTDs Remote GridWLDFREquipment / facility failureAggregated | WLDFR | HFTD - Distribution - Tier 2 - 5QU CoRE ¦ 3QU LoRE | Red Flag Warning - Large Fires | Equipment / facility failure | Aggregated | 2043 | 1.0402e-05 | 467.0501 | 0.0048584 | 2043 | Mitigation | 0.95 | 45 | 0 | esc | 0.00097009 | 1.0091e-08 | 0.00097009 | 1.0091e-08
[120 empty] | 7.3.3.17.5 (Remote Grid) Updates to grid topology to minimize risk of ignition in HFTDs Remote GridWLDFREquipment / facility failureAggregated | WLDFR | HFTD - Distribution - Tier 2 - 5QU CoRE ¦ 3QU LoRE | Red Flag Warning - Large Fires | Equipment / facility failure | Aggregated | 2044 | 1.0402e-05 | 467.0501 | 0.0048584 | 2044 | Mitigation | 0.95 | 45 | 0 | esc | 0.00097009 | 1.0091e-08 | 0.00097009 | 1.0091e-08
[120 empty] | 7.3.3.17.5 (Remote Grid) Updates to grid topology to minimize risk of ignition in HFTDs Remote GridWLDFREquipment / facility failureAggregated | WLDFR | HFTD - Distribution - Tier 2 - 5QU CoRE ¦ 3QU LoRE | Red Flag Warning - Large Fires | Equipment / facility failure | Aggregated | 2045 | 1.0402e-05 | 467.0501 | 0.0048584 | 2045 | Mitigation | 0.95 | 45 | 0 | esc | 0.00097009 | 1.0091e-08 | 0.00097009 | 1.0091e-08
[120 empty] | 7.3.3.17.5 (Remote Grid) Updates to grid topology to minimize risk of ignition in HFTDs Remote GridWLDFREquipment / facility failureAggregated | WLDFR | HFTD - Distribution - Tier 2 - 5QU CoRE ¦ 3QU LoRE | Red Flag Warning - Large Fires | Equipment / facility failure | Aggregated | 2046 | 1.0402e-05 | 467.0501 | 0.0048584 | 2046 | Mitigation | 0.95 | 45 | 0 | esc | 0.00097009 | 1.0091e-08 | 0.00097009 | 1.0091e-08
[120 empty] | 7.3.3.17.5 (Remote Grid) Updates to grid topology to minimize risk of ignition in HFTDs Remote GridWLDFREquipment / facility failureAggregated | WLDFR | HFTD - Distribution - Tier 2 - 5QU CoRE ¦ 3QU LoRE | Red Flag Warning - Large Fires | Equipment / facility failure | Aggregated | 2047 | 1.0402e-05 | 467.0501 | 0.0048584 | 2047 | Mitigation | 0.95 | 45 | 0 | esc | 0.00097009 | 1.0091e-08 | 0.00097009 | 1.0091e-08
[120 empty] | 7.3.3.17.5 (Remote Grid) Updates to grid topology to minimize risk of ignition in HFTDs Remote GridWLDFREquipment / facility failureAggregated | WLDFR | HFTD - Distribution - Tier 2 - 5QU CoRE ¦ 3QU LoRE | Red Flag Warning - Large Fires | Equipment / facility failure | Aggregated | 2048 | 1.0402e-05 | 467.0501 | 0.0048584 | 2048 | Mitigation | 0.95 | 45 | 0 | esc | 0.00097009 | 1.0091e-08 | 0.00097009 | 1.0091e-08
[120 empty] | 7.3.3.17.5 (Remote Grid) Updates to grid topology to minimize risk of ignition in HFTDs Remote GridWLDFREquipment / facility failureAggregated | WLDFR | HFTD - Distribution - Tier 2 - 5QU CoRE ¦ 3QU LoRE | Red Flag Warning - Large Fires | Equipment / facility failure | Aggregated | 2049 | 1.0402e-05 | 467.0501 | 0.0048584 | 2049 | Mitigation | 0.95 | 45 | 0 | esc | 0.00097009 | 1.0091e-08 | 0.00097009 | 1.0091e-08
[120 empty] | 7.3.3.17.5 (Remote Grid) Updates to grid topology to minimize risk of ignition in HFTDs Remote GridWLDFREquipment / facility failureAggregated | WLDFR | HFTD - Distribution - Tier 2 - 5QU CoRE ¦ 3QU LoRE | Red Flag Warning - Large Fires | Equipment / facility failure | Aggregated | 2050 | 1.0402e-05 | 467.0501 | 0.0048584 | 2050 | Mitigation | 0.95 | 45 | 0 | esc | 0.00097009 | 1.0091e-08 | 0.00097009 | 1.0091e-08
[120 empty] | 7.3.3.17.5 (Remote Grid) Updates to grid topology to minimize risk of ignition in HFTDs Remote GridWLDFREquipment / facility failureAggregated | WLDFR | HFTD - Distribution - Tier 2 - 5QU CoRE ¦ 3QU LoRE | Red Flag Warning - Large Fires | Equipment / facility failure | Aggregated | 2051 | 1.0402e-05 | 467.0501 | 0.0048584 | 2051 | Mitigation | 0.95 | 45 | 0 | esc | 0.00097009 | 1.0091e-08 | 0.00097009 | 1.0091e-08
[120 empty] | 7.3.3.17.5 (Remote Grid) Updates to grid topology to minimize risk of ignition in HFTDs Remote GridWLDFREquipment / facility failureAggregated | WLDFR | HFTD - Distribution - Tier 2 - 5QU CoRE ¦ 3QU LoRE | Red Flag Warning - Large Fires | Equipment / facility failure | Aggregated | 2052 | 1.0402e-05 | 467.0501 | 0.0048584 | 2052 | Mitigation | 0.95 | 45 | 0 | esc | 0.00097009 | 1.0091e-08 | 0.00097009 | 1.0091e-08
[120 empty] | 7.3.3.17.5 (Remote Grid) Updates to grid topology to minimize risk of ignition in HFTDs Remote GridWLDFREquipment / facility failureAggregated | WLDFR | HFTD - Distribution - Tier 2 - 5QU CoRE ¦ 3QU LoRE | Red Flag Warning - Large Fires | Equipment / facility failure | Aggregated | 2053 | 1.0402e-05 | 467.0501 | 0.0048584 | 2053 | Mitigation | 0.95 | 45 | 0 | esc | 0.00097009 | 1.0091e-08 | 0.00097009 | 1.0091e-08
[120 empty] | 7.3.3.17.5 (Remote Grid) Updates to grid topology to minimize risk of ignition in HFTDs Remote GridWLDFREquipment / facility failureAggregated | WLDFR | HFTD - Distribution - Tier 2 - 5QU CoRE ¦ 3QU LoRE | Red Flag Warning - Large Fires | Equipment / facility failure | Aggregated | 2054 | 1.0402e-05 | 467.0501 | 0.0048584 | 2054 | Mitigation | 0.95 | 45 | 0 | esc | 0.00097009 | 1.0091e-08 | 0.00097009 | 1.0091e-08
[120 empty] | 7.3.3.17.5 (Remote Grid) Updates to grid topology to minimize risk of ignition in HFTDs Remote GridWLDFREquipment / facility failureAggregated | WLDFR | HFTD - Distribution - Tier 2 - 5QU CoRE ¦ 3QU LoRE | Red Flag Warning - Large Fires | Equipment / facility failure | Aggregated | 2055 | 1.0402e-05 | 467.0501 | 0.0048584 | 2055 | Mitigation | 0.95 | 45 | 0 | esc | 0.00097009 | 1.0091e-08 | 0.00097009 | 1.0091e-08
[120 empty] | 7.3.3.17.5 (Remote Grid) Updates to grid topology to minimize risk of ignition in HFTDs Remote GridWLDFREquipment / facility failureAggregated | WLDFR | HFTD - Distribution - Tier 2 - 5QU CoRE ¦ 3QU LoRE | Red Flag Warning - Large Fires | Equipment / facility failure | Aggregated | 2056 | 1.0402e-05 | 467.0501 | 0.0048584 | 2056 | Mitigation | 0.95 | 45 | 0 | esc | 0.00097009 | 1.0091e-08 | 0.00097009 | 1.0091e-08
[120 empty] | 7.3.3.17.5 (Remote Grid) Updates to grid topology to minimize risk of ignition in HFTDs Remote GridWLDFREquipment / facility failureAggregated | WLDFR | HFTD - Distribution - Tier 2 - 5QU CoRE ¦ 3QU LoRE | Red Flag Warning - Large Fires | Equipment / facility failure | Aggregated | 2057 | 1.0402e-05 | 467.0501 | 0.0048584 | 2057 | Mitigation | 0.95 | 45 | 0 | esc | 0.00097009 | 1.0091e-08 | 0.00097009 | 1.0091e-08
[120 empty] | 7.3.3.17.5 (Remote Grid) Updates to grid topology to minimize risk of ignition in HFTDs Remote GridWLDFREquipment / facility failureAggregated | WLDFR | HFTD - Distribution - Tier 2 - 5QU CoRE ¦ 3QU LoRE | Red Flag Warning - Large Fires | Equipment / facility failure | Aggregated | 2058 | 1.0402e-05 | 467.0501 | 0.0048584 | 2058 | Mitigation | 0.95 | 45 | 0 | esc | 0.00097009 | 1.0091e-08 | 0.00097009 | 1.0091e-08
[120 empty] | 7.3.3.17.5 (Remote Grid) Updates to grid topology to minimize risk of ignition in HFTDs Remote GridWLDFREquipment / facility failureAggregated | WLDFR | HFTD - Distribution - Tier 2 - 5QU CoRE ¦ 3QU LoRE | Red Flag Warning - Large Fires | Equipment / facility failure | Aggregated | 2059 | 1.0402e-05 | 467.0501 | 0.0048584 | 2059 | Mitigation | 0.95 | 45 | 0 | esc | 0.00097009 | 1.0091e-08 | 0.00097009 | 1.0091e-08
[120 empty] | 7.3.3.17.5 (Remote Grid) Updates to grid topology to minimize risk of ignition in HFTDs Remote GridWLDFREquipment / facility failureAggregated | WLDFR | HFTD - Distribution - Tier 2 - 5QU CoRE ¦ 3QU LoRE | Red Flag Warning - Large Fires | Equipment / facility failure | Aggregated | 2060 | 1.0402e-05 | 467.0501 | 0.0048584 | 2060 | Mitigation | 0.95 | 45 | 0 | esc | 0.00097009 | 1.0091e-08 | 0.00097009 | 1.0091e-08
[120 empty] | 7.3.3.17.5 (Remote Grid) Updates to grid topology to minimize risk of ignition in HFTDs Remote GridWLDFREquipment / facility failureAggregated | WLDFR | HFTD - Distribution - Tier 2 - 5QU CoRE ¦ 3QU LoRE | Red Flag Warning - Large Fires | Equipment / facility failure | Aggregated | 2061 | 1.0402e-05 | 467.0501 | 0.0048584 | 2061 | Mitigation | 0.95 | 45 | 0 | esc | 0.00097009 | 1.0091e-08 | 0.00097009 | 1.0091e-08
[120 empty] | 7.3.3.17.5 (Remote Grid) Updates to grid topology to minimize risk of ignition in HFTDs Remote GridWLDFREquipment / facility failureAggregated | WLDFR | HFTD - Distribution - Tier 2 - 5QU CoRE ¦ 3QU LoRE | Red Flag Warning - Large Fires | Equipment / facility failure | Aggregated | 2062 | 1.0402e-05 | 467.0501 | 0.0048584 | 2062 | Mitigation | 0.95 | 45 | 0 | esc | 0.00097009 | 1.0091e-08 | 0.00097009 | 1.0091e-08
[120 empty] | 7.3.3.17.5 (Remote Grid) Updates to grid topology to minimize risk of ignition in HFTDs Remote GridWLDFREquipment / facility failureAggregated | WLDFR | HFTD - Distribution - Tier 2 - 5QU CoRE ¦ 3QU LoRE | Red Flag Warning - Large Fires | Equipment / facility failure | Aggregated | 2063 | 1.0402e-05 | 467.0501 | 0.0048584 | 2063 | Mitigation | 0.95 | 45 | 0 | esc | 0.00097009 | 1.0091e-08 | 0.00097009 | 1.0091e-08
[120 empty] | 7.3.3.17.5 (Remote Grid) Updates to grid topology to minimize risk of ignition in HFTDs Remote GridWLDFREquipment / facility failureAggregated | WLDFR | HFTD - Distribution - Tier 2 - 5QU CoRE ¦ 3QU LoRE | Red Flag Warning - Large Fires | Equipment / facility failure | Aggregated | 2064 | 1.0402e-05 | 467.0501 | 0.0048584 | 2064 | Mitigation | 0.95 | 45 | 0 | esc | 0.00097009 | 1.0091e-08 | 0.00097009 | 1.0091e-08
[120 empty] | 7.3.3.17.5 (Remote Grid) Updates to grid topology to minimize risk of ignition in HFTDs Remote GridWLDFREquipment / facility failureAggregated | WLDFR | HFTD - Distribution - Tier 2 - 5QU CoRE ¦ 3QU LoRE | Red Flag Warning - Large Fires | Equipment / facility failure | Aggregated | 2065 | 1.0402e-05 | 467.0501 | 0.0048584 | 2065 | Mitigation | 0.95 | 45 | 0 | esc | 0.00097009 | 1.0091e-08 | 0.00097009 | 1.0091e-08
[120 empty] | 7.3.3.17.5 (Remote Grid) Updates to grid topology to minimize risk of ignition in HFTDs Remote GridWLDFREquipment / facility failureAggregated | WLDFR | HFTD - Distribution - Tier 2 - 5QU CoRE ¦ 3QU LoRE | Red Flag Warning - Large Fires | Equipment / facility failure | Aggregated | 2066 | 1.0402e-05 | 467.0501 | 0.0048584 | 2066 | Mitigation | 0.95 | 45 | 0 | esc | 0.00097009 | 1.0091e-08 | 0.00097009 | 1.0091e-08
[120 empty] | 7.3.3.17.5 (Remote Grid) Updates to grid topology to minimize risk of ignition in HFTDs Remote GridWLDFREquipment / facility failureAggregated | WLDFR | HFTD - Distribution - Tier 2 - 5QU CoRE ¦ 3QU LoRE | Red Flag Warning - Large Fires | Equipment / facility failure | Aggregated | 2067 | 1.0402e-05 | 467.0501 | 0.0048584 | 2067 | Mitigation | 0.95 | 45 | 0 | esc | 0 | 0 | 0.00097009 | 1.0091e-08
[120 empty] | 7.3.3.17.5 (Remote Grid) Updates to grid topology to minimize risk of ignition in HFTDs Remote GridWLDFRVegetation ContactAggregated | WLDFR | HFTD - Distribution - Tier 2 - 5QU CoRE ¦ 3QU LoRE | Red Flag Warning - Large Fires | Vegetation Contact | Aggregated | 2022 | 9.55e-06 | 467.0501 | 0.0044603 | 2022 | Mitigation | 0.95 | 45 | 0 | esc | 0.00097009 | 9.2643e-09 | 0 | 0
[120 empty] | 7.3.3.17.5 (Remote Grid) Updates to grid topology to minimize risk of ignition in HFTDs Remote GridWLDFRVegetation ContactAggregated | WLDFR | HFTD - Distribution - Tier 2 - 5QU CoRE ¦ 3QU LoRE | Red Flag Warning - Large Fires | Vegetation Contact | Aggregated | 2023 | 9.55e-06 | 467.0501 | 0.0044603 | 2023 | Mitigation | 0.95 | 45 | 0 | esc | 0.00097009 | 9.2643e-09 | 0.00097009 | 9.2643e-09
[120 empty] | 7.3.3.17.5 (Remote Grid) Updates to grid topology to minimize risk of ignition in HFTDs Remote GridWLDFRVegetation ContactAggregated | WLDFR | HFTD - Distribution - Tier 2 - 5QU CoRE ¦ 3QU LoRE | Red Flag Warning - Large Fires | Vegetation Contact | Aggregated | 2024 | 9.55e-06 | 467.0501 | 0.0044603 | 2024 | Mitigation | 0.95 | 45 | 0 | esc | 0.00097009 | 9.2643e-09 | 0.00097009 | 9.2643e-09
[120 empty] | 7.3.3.17.5 (Remote Grid) Updates to grid topology to minimize risk of ignition in HFTDs Remote GridWLDFRVegetation ContactAggregated | WLDFR | HFTD - Distribution - Tier 2 - 5QU CoRE ¦ 3QU LoRE | Red Flag Warning - Large Fires | Vegetation Contact | Aggregated | 2025 | 9.55e-06 | 467.0501 | 0.0044603 | 2025 | Mitigation | 0.95 | 45 | 0 | esc | 0.00097009 | 9.2643e-09 | 0.00097009 | 9.2643e-09
[120 empty] | 7.3.3.17.5 (Remote Grid) Updates to grid topology to minimize risk of ignition in HFTDs Remote GridWLDFRVegetation ContactAggregated | WLDFR | HFTD - Distribution - Tier 2 - 5QU CoRE ¦ 3QU LoRE | Red Flag Warning - Large Fires | Vegetation Contact | Aggregated | 2026 | 9.55e-06 | 467.0501 | 0.0044603 | 2026 | Mitigation | 0.95 | 45 | 0 | esc | 0.00097009 | 9.2643e-09 | 0.00097009 | 9.2643e-09
[120 empty] | 7.3.3.17.5 (Remote Grid) Updates to grid topology to minimize risk of ignition in HFTDs Remote GridWLDFRVegetation ContactAggregated | WLDFR | HFTD - Distribution - Tier 2 - 5QU CoRE ¦ 3QU LoRE | Red Flag Warning - Large Fires | Vegetation Contact | Aggregated | 2027 | 9.55e-06 | 467.0501 | 0.0044603 | 2027 | Mitigation | 0.95 | 45 | 0 | esc | 0.00097009 | 9.2643e-09 | 0.00097009 | 9.2643e-09
[120 empty] | 7.3.3.17.5 (Remote Grid) Updates to grid topology to minimize risk of ignition in HFTDs Remote GridWLDFRVegetation ContactAggregated | WLDFR | HFTD - Distribution - Tier 2 - 5QU CoRE ¦ 3QU LoRE | Red Flag Warning - Large Fires | Vegetation Contact | Aggregated | 2028 | 9.55e-06 | 467.0501 | 0.0044603 | 2028 | Mitigation | 0.95 | 45 | 0 | esc | 0.00097009 | 9.2643e-09 | 0.00097009 | 9.2643e-09
[120 empty] | 7.3.3.17.5 (Remote Grid) Updates to grid topology to minimize risk of ignition in HFTDs Remote GridWLDFRVegetation ContactAggregated | WLDFR | HFTD - Distribution - Tier 2 - 5QU CoRE ¦ 3QU LoRE | Red Flag Warning - Large Fires | Vegetation Contact | Aggregated | 2029 | 9.55e-06 | 467.0501 | 0.0044603 | 2029 | Mitigation | 0.95 | 45 | 0 | esc | 0.00097009 | 9.2643e-09 | 0.00097009 | 9.2643e-09
[120 empty] | 7.3.3.17.5 (Remote Grid) Updates to grid topology to minimize risk of ignition in HFTDs Remote GridWLDFRVegetation ContactAggregated | WLDFR | HFTD - Distribution - Tier 2 - 5QU CoRE ¦ 3QU LoRE | Red Flag Warning - Large Fires | Vegetation Contact | Aggregated | 2030 | 9.55e-06 | 467.0501 | 0.0044603 | 2030 | Mitigation | 0.95 | 45 | 0 | esc | 0.00097009 | 9.2643e-09 | 0.00097009 | 9.2643e-09
[120 empty] | 7.3.3.17.5 (Remote Grid) Updates to grid topology to minimize risk of ignition in HFTDs Remote GridWLDFRVegetation ContactAggregated | WLDFR | HFTD - Distribution - Tier 2 - 5QU CoRE ¦ 3QU LoRE | Red Flag Warning - Large Fires | Vegetation Contact | Aggregated | 2031 | 9.55e-06 | 467.0501 | 0.0044603 | 2031 | Mitigation | 0.95 | 45 | 0 | esc | 0.00097009 | 9.2643e-09 | 0.00097009 | 9.2643e-09
[120 empty] | 7.3.3.17.5 (Remote Grid) Updates to grid topology to minimize risk of ignition in HFTDs Remote GridWLDFRVegetation ContactAggregated | WLDFR | HFTD - Distribution - Tier 2 - 5QU CoRE ¦ 3QU LoRE | Red Flag Warning - Large Fires | Vegetation Contact | Aggregated | 2032 | 9.55e-06 | 467.0501 | 0.0044603 | 2032 | Mitigation | 0.95 | 45 | 0 | esc | 0.00097009 | 9.2643e-09 | 0.00097009 | 9.2643e-09
[120 empty] | 7.3.3.17.5 (Remote Grid) Updates to grid topology to minimize risk of ignition in HFTDs Remote GridWLDFRVegetation ContactAggregated | WLDFR | HFTD - Distribution - Tier 2 - 5QU CoRE ¦ 3QU LoRE | Red Flag Warning - Large Fires | Vegetation Contact | Aggregated | 2033 | 9.55e-06 | 467.0501 | 0.0044603 | 2033 | Mitigation | 0.95 | 45 | 0 | esc | 0.00097009 | 9.2643e-09 | 0.00097009 | 9.2643e-09
[120 empty] | 7.3.3.17.5 (Remote Grid) Updates to grid topology to minimize risk of ignition in HFTDs Remote GridWLDFRVegetation ContactAggregated | WLDFR | HFTD - Distribution - Tier 2 - 5QU CoRE ¦ 3QU LoRE | Red Flag Warning - Large Fires | Vegetation Contact | Aggregated | 2034 | 9.55e-06 | 467.0501 | 0.0044603 | 2034 | Mitigation | 0.95 | 45 | 0 | esc | 0.00097009 | 9.2643e-09 | 0.00097009 | 9.2643e-09
[120 empty] | 7.3.3.17.5 (Remote Grid) Updates to grid topology to minimize risk of ignition in HFTDs Remote GridWLDFRVegetation ContactAggregated | WLDFR | HFTD - Distribution - Tier 2 - 5QU CoRE ¦ 3QU LoRE | Red Flag Warning - Large Fires | Vegetation Contact | Aggregated | 2035 | 9.55e-06 | 467.0501 | 0.0044603 | 2035 | Mitigation | 0.95 | 45 | 0 | esc | 0.00097009 | 9.2643e-09 | 0.00097009 | 9.2643e-09
[120 empty] | 7.3.3.17.5 (Remote Grid) Updates to grid topology to minimize risk of ignition in HFTDs Remote GridWLDFRVegetation ContactAggregated | WLDFR | HFTD - Distribution - Tier 2 - 5QU CoRE ¦ 3QU LoRE | Red Flag Warning - Large Fires | Vegetation Contact | Aggregated | 2036 | 9.55e-06 | 467.0501 | 0.0044603 | 2036 | Mitigation | 0.95 | 45 | 0 | esc | 0.00097009 | 9.2643e-09 | 0.00097009 | 9.2643e-09
[120 empty] | 7.3.3.17.5 (Remote Grid) Updates to grid topology to minimize risk of ignition in HFTDs Remote GridWLDFRVegetation ContactAggregated | WLDFR | HFTD - Distribution - Tier 2 - 5QU CoRE ¦ 3QU LoRE | Red Flag Warning - Large Fires | Vegetation Contact | Aggregated | 2037 | 9.55e-06 | 467.0501 | 0.0044603 | 2037 | Mitigation | 0.95 | 45 | 0 | esc | 0.00097009 | 9.2643e-09 | 0.00097009 | 9.2643e-09
[120 empty] | 7.3.3.17.5 (Remote Grid) Updates to grid topology to minimize risk of ignition in HFTDs Remote GridWLDFRVegetation ContactAggregated | WLDFR | HFTD - Distribution - Tier 2 - 5QU CoRE ¦ 3QU LoRE | Red Flag Warning - Large Fires | Vegetation Contact | Aggregated | 2038 | 9.55e-06 | 467.0501 | 0.0044603 | 2038 | Mitigation | 0.95 | 45 | 0 | esc | 0.00097009 | 9.2643e-09 | 0.00097009 | 9.2643e-09
[120 empty] | 7.3.3.17.5 (Remote Grid) Updates to grid topology to minimize risk of ignition in HFTDs Remote GridWLDFRVegetation ContactAggregated | WLDFR | HFTD - Distribution - Tier 2 - 5QU CoRE ¦ 3QU LoRE | Red Flag Warning - Large Fires | Vegetation Contact | Aggregated | 2039 | 9.55e-06 | 467.0501 | 0.0044603 | 2039 | Mitigation | 0.95 | 45 | 0 | esc | 0.00097009 | 9.2643e-09 | 0.00097009 | 9.2643e-09
[120 empty] | 7.3.3.17.5 (Remote Grid) Updates to grid topology to minimize risk of ignition in HFTDs Remote GridWLDFRVegetation ContactAggregated | WLDFR | HFTD - Distribution - Tier 2 - 5QU CoRE ¦ 3QU LoRE | Red Flag Warning - Large Fires | Vegetation Contact | Aggregated | 2040 | 9.55e-06 | 467.0501 | 0.0044603 | 2040 | Mitigation | 0.95 | 45 | 0 | esc | 0.00097009 | 9.2643e-09 | 0.00097009 | 9.2643e-09
[120 empty] | 7.3.3.17.5 (Remote Grid) Updates to grid topology to minimize risk of ignition in HFTDs Remote GridWLDFRVegetation ContactAggregated | WLDFR | HFTD - Distribution - Tier 2 - 5QU CoRE ¦ 3QU LoRE | Red Flag Warning - Large Fires | Vegetation Contact | Aggregated | 2041 | 9.55e-06 | 467.0501 | 0.0044603 | 2041 | Mitigation | 0.95 | 45 | 0 | esc | 0.00097009 | 9.2643e-09 | 0.00097009 | 9.2643e-09
[120 empty] | 7.3.3.17.5 (Remote Grid) Updates to grid topology to minimize risk of ignition in HFTDs Remote GridWLDFRVegetation ContactAggregated | WLDFR | HFTD - Distribution - Tier 2 - 5QU CoRE ¦ 3QU LoRE | Red Flag Warning - Large Fires | Vegetation Contact | Aggregated | 2042 | 9.55e-06 | 467.0501 | 0.0044603 | 2042 | Mitigation | 0.95 | 45 | 0 | esc | 0.00097009 | 9.2643e-09 | 0.00097009 | 9.2643e-09
[120 empty] | 7.3.3.17.5 (Remote Grid) Updates to grid topology to minimize risk of ignition in HFTDs Remote GridWLDFRVegetation ContactAggregated | WLDFR | HFTD - Distribution - Tier 2 - 5QU CoRE ¦ 3QU LoRE | Red Flag Warning - Large Fires | Vegetation Contact | Aggregated | 2043 | 9.55e-06 | 467.0501 | 0.0044603 | 2043 | Mitigation | 0.95 | 45 | 0 | esc | 0.00097009 | 9.2643e-09 | 0.00097009 | 9.2643e-09
[120 empty] | 7.3.3.17.5 (Remote Grid) Updates to grid topology to minimize risk of ignition in HFTDs Remote GridWLDFRVegetation ContactAggregated | WLDFR | HFTD - Distribution - Tier 2 - 5QU CoRE ¦ 3QU LoRE | Red Flag Warning - Large Fires | Vegetation Contact | Aggregated | 2044 | 9.55e-06 | 467.0501 | 0.0044603 | 2044 | Mitigation | 0.95 | 45 | 0 | esc | 0.00097009 | 9.2643e-09 | 0.00097009 | 9.2643e-09
[120 empty] | 7.3.3.17.5 (Remote Grid) Updates to grid topology to minimize risk of ignition in HFTDs Remote GridWLDFRVegetation ContactAggregated | WLDFR | HFTD - Distribution - Tier 2 - 5QU CoRE ¦ 3QU LoRE | Red Flag Warning - Large Fires | Vegetation Contact | Aggregated | 2045 | 9.55e-06 | 467.0501 | 0.0044603 | 2045 | Mitigation | 0.95 | 45 | 0 | esc | 0.00097009 | 9.2643e-09 | 0.00097009 | 9.2643e-09
[120 empty] | 7.3.3.17.5 (Remote Grid) Updates to grid topology to minimize risk of ignition in HFTDs Remote GridWLDFRVegetation ContactAggregated | WLDFR | HFTD - Distribution - Tier 2 - 5QU CoRE ¦ 3QU LoRE | Red Flag Warning - Large Fires | Vegetation Contact | Aggregated | 2046 | 9.55e-06 | 467.0501 | 0.0044603 | 2046 | Mitigation | 0.95 | 45 | 0 | esc | 0.00097009 | 9.2643e-09 | 0.00097009 | 9.2643e-09
[120 empty] | 7.3.3.17.5 (Remote Grid) Updates to grid topology to minimize risk of ignition in HFTDs Remote GridWLDFRVegetation ContactAggregated | WLDFR | HFTD - Distribution - Tier 2 - 5QU CoRE ¦ 3QU LoRE | Red Flag Warning - Large Fires | Vegetation Contact | Aggregated | 2047 | 9.55e-06 | 467.0501 | 0.0044603 | 2047 | Mitigation | 0.95 | 45 | 0 | esc | 0.00097009 | 9.2643e-09 | 0.00097009 | 9.2643e-09
[120 empty] | 7.3.3.17.5 (Remote Grid) Updates to grid topology to minimize risk of ignition in HFTDs Remote GridWLDFRVegetation ContactAggregated | WLDFR | HFTD - Distribution - Tier 2 - 5QU CoRE ¦ 3QU LoRE | Red Flag Warning - Large Fires | Vegetation Contact | Aggregated | 2048 | 9.55e-06 | 467.0501 | 0.0044603 | 2048 | Mitigation | 0.95 | 45 | 0 | esc | 0.00097009 | 9.2643e-09 | 0.00097009 | 9.2643e-09
[120 empty] | 7.3.3.17.5 (Remote Grid) Updates to grid topology to minimize risk of ignition in HFTDs Remote GridWLDFRVegetation ContactAggregated | WLDFR | HFTD - Distribution - Tier 2 - 5QU CoRE ¦ 3QU LoRE | Red Flag Warning - Large Fires | Vegetation Contact | Aggregated | 2049 | 9.55e-06 | 467.0501 | 0.0044603 | 2049 | Mitigation | 0.95 | 45 | 0 | esc | 0.00097009 | 9.2643e-09 | 0.00097009 | 9.2643e-09
[120 empty] | 7.3.3.17.5 (Remote Grid) Updates to grid topology to minimize risk of ignition in HFTDs Remote GridWLDFRVegetation ContactAggregated | WLDFR | HFTD - Distribution - Tier 2 - 5QU CoRE ¦ 3QU LoRE | Red Flag Warning - Large Fires | Vegetation Contact | Aggregated | 2050 | 9.55e-06 | 467.0501 | 0.0044603 | 2050 | Mitigation | 0.95 | 45 | 0 | esc | 0.00097009 | 9.2643e-09 | 0.00097009 | 9.2643e-09
[120 empty] | 7.3.3.17.5 (Remote Grid) Updates to grid topology to minimize risk of ignition in HFTDs Remote GridWLDFRVegetation ContactAggregated | WLDFR | HFTD - Distribution - Tier 2 - 5QU CoRE ¦ 3QU LoRE | Red Flag Warning - Large Fires | Vegetation Contact | Aggregated | 2051 | 9.55e-06 | 467.0501 | 0.0044603 | 2051 | Mitigation | 0.95 | 45 | 0 | esc | 0.00097009 | 9.2643e-09 | 0.00097009 | 9.2643e-09
[120 empty] | 7.3.3.17.5 (Remote Grid) Updates to grid topology to minimize risk of ignition in HFTDs Remote GridWLDFRVegetation ContactAggregated | WLDFR | HFTD - Distribution - Tier 2 - 5QU CoRE ¦ 3QU LoRE | Red Flag Warning - Large Fires | Vegetation Contact | Aggregated | 2052 | 9.55e-06 | 467.0501 | 0.0044603 | 2052 | Mitigation | 0.95 | 45 | 0 | esc | 0.00097009 | 9.2643e-09 | 0.00097009 | 9.2643e-09
[120 empty] | 7.3.3.17.5 (Remote Grid) Updates to grid topology to minimize risk of ignition in HFTDs Remote GridWLDFRVegetation ContactAggregated | WLDFR | HFTD - Distribution - Tier 2 - 5QU CoRE ¦ 3QU LoRE | Red Flag Warning - Large Fires | Vegetation Contact | Aggregated | 2053 | 9.55e-06 | 467.0501 | 0.0044603 | 2053 | Mitigation | 0.95 | 45 | 0 | esc | 0.00097009 | 9.2643e-09 | 0.00097009 | 9.2643e-09
[120 empty] | 7.3.3.17.5 (Remote Grid) Updates to grid topology to minimize risk of ignition in HFTDs Remote GridWLDFRVegetation ContactAggregated | WLDFR | HFTD - Distribution - Tier 2 - 5QU CoRE ¦ 3QU LoRE | Red Flag Warning - Large Fires | Vegetation Contact | Aggregated | 2054 | 9.55e-06 | 467.0501 | 0.0044603 | 2054 | Mitigation | 0.95 | 45 | 0 | esc | 0.00097009 | 9.2643e-09 | 0.00097009 | 9.2643e-09
[120 empty] | 7.3.3.17.5 (Remote Grid) Updates to grid topology to minimize risk of ignition in HFTDs Remote GridWLDFRVegetation ContactAggregated | WLDFR | HFTD - Distribution - Tier 2 - 5QU CoRE ¦ 3QU LoRE | Red Flag Warning - Large Fires | Vegetation Contact | Aggregated | 2055 | 9.55e-06 | 467.0501 | 0.0044603 | 2055 | Mitigation | 0.95 | 45 | 0 | esc | 0.00097009 | 9.2643e-09 | 0.00097009 | 9.2643e-09
[120 empty] | 7.3.3.17.5 (Remote Grid) Updates to grid topology to minimize risk of ignition in HFTDs Remote GridWLDFRVegetation ContactAggregated | WLDFR | HFTD - Distribution - Tier 2 - 5QU CoRE ¦ 3QU LoRE | Red Flag Warning - Large Fires | Vegetation Contact | Aggregated | 2056 | 9.55e-06 | 467.0501 | 0.0044603 | 2056 | Mitigation | 0.95 | 45 | 0 | esc | 0.00097009 | 9.2643e-09 | 0.00097009 | 9.2643e-09
[120 empty] | 7.3.3.17.5 (Remote Grid) Updates to grid topology to minimize risk of ignition in HFTDs Remote GridWLDFRVegetation ContactAggregated | WLDFR | HFTD - Distribution - Tier 2 - 5QU CoRE ¦ 3QU LoRE | Red Flag Warning - Large Fires | Vegetation Contact | Aggregated | 2057 | 9.55e-06 | 467.0501 | 0.0044603 | 2057 | Mitigation | 0.95 | 45 | 0 | esc | 0.00097009 | 9.2643e-09 | 0.00097009 | 9.2643e-09
[120 empty] | 7.3.3.17.5 (Remote Grid) Updates to grid topology to minimize risk of ignition in HFTDs Remote GridWLDFRVegetation ContactAggregated | WLDFR | HFTD - Distribution - Tier 2 - 5QU CoRE ¦ 3QU LoRE | Red Flag Warning - Large Fires | Vegetation Contact | Aggregated | 2058 | 9.55e-06 | 467.0501 | 0.0044603 | 2058 | Mitigation | 0.95 | 45 | 0 | esc | 0.00097009 | 9.2643e-09 | 0.00097009 | 9.2643e-09
[120 empty] | 7.3.3.17.5 (Remote Grid) Updates to grid topology to minimize risk of ignition in HFTDs Remote GridWLDFRVegetation ContactAggregated | WLDFR | HFTD - Distribution - Tier 2 - 5QU CoRE ¦ 3QU LoRE | Red Flag Warning - Large Fires | Vegetation Contact | Aggregated | 2059 | 9.55e-06 | 467.0501 | 0.0044603 | 2059 | Mitigation | 0.95 | 45 | 0 | esc | 0.00097009 | 9.2643e-09 | 0.00097009 | 9.2643e-09
[120 empty] | 7.3.3.17.5 (Remote Grid) Updates to grid topology to minimize risk of ignition in HFTDs Remote GridWLDFRVegetation ContactAggregated | WLDFR | HFTD - Distribution - Tier 2 - 5QU CoRE ¦ 3QU LoRE | Red Flag Warning - Large Fires | Vegetation Contact | Aggregated | 2060 | 9.55e-06 | 467.0501 | 0.0044603 | 2060 | Mitigation | 0.95 | 45 | 0 | esc | 0.00097009 | 9.2643e-09 | 0.00097009 | 9.2643e-09
[120 empty] | 7.3.3.17.5 (Remote Grid) Updates to grid topology to minimize risk of ignition in HFTDs Remote GridWLDFRVegetation ContactAggregated | WLDFR | HFTD - Distribution - Tier 2 - 5QU CoRE ¦ 3QU LoRE | Red Flag Warning - Large Fires | Vegetation Contact | Aggregated | 2061 | 9.55e-06 | 467.0501 | 0.0044603 | 2061 | Mitigation | 0.95 | 45 | 0 | esc | 0.00097009 | 9.2643e-09 | 0.00097009 | 9.2643e-09
[120 empty] | 7.3.3.17.5 (Remote Grid) Updates to grid topology to minimize risk of ignition in HFTDs Remote GridWLDFRVegetation ContactAggregated | WLDFR | HFTD - Distribution - Tier 2 - 5QU CoRE ¦ 3QU LoRE | Red Flag Warning - Large Fires | Vegetation Contact | Aggregated | 2062 | 9.55e-06 | 467.0501 | 0.0044603 | 2062 | Mitigation | 0.95 | 45 | 0 | esc | 0.00097009 | 9.2643e-09 | 0.00097009 | 9.2643e-09
[120 empty] | 7.3.3.17.5 (Remote Grid) Updates to grid topology to minimize risk of ignition in HFTDs Remote GridWLDFRVegetation ContactAggregated | WLDFR | HFTD - Distribution - Tier 2 - 5QU CoRE ¦ 3QU LoRE | Red Flag Warning - Large Fires | Vegetation Contact | Aggregated | 2063 | 9.55e-06 | 467.0501 | 0.0044603 | 2063 | Mitigation | 0.95 | 45 | 0 | esc | 0.00097009 | 9.2643e-09 | 0.00097009 | 9.2643e-09
[120 empty] | 7.3.3.17.5 (Remote Grid) Updates to grid topology to minimize risk of ignition in HFTDs Remote GridWLDFRVegetation ContactAggregated | WLDFR | HFTD - Distribution - Tier 2 - 5QU CoRE ¦ 3QU LoRE | Red Flag Warning - Large Fires | Vegetation Contact | Aggregated | 2064 | 9.55e-06 | 467.0501 | 0.0044603 | 2064 | Mitigation | 0.95 | 45 | 0 | esc | 0.00097009 | 9.2643e-09 | 0.00097009 | 9.2643e-09
[120 empty] | 7.3.3.17.5 (Remote Grid) Updates to grid topology to minimize risk of ignition in HFTDs Remote GridWLDFRVegetation ContactAggregated | WLDFR | HFTD - Distribution - Tier 2 - 5QU CoRE ¦ 3QU LoRE | Red Flag Warning - Large Fires | Vegetation Contact | Aggregated | 2065 | 9.55e-06 | 467.0501 | 0.0044603 | 2065 | Mitigation | 0.95 | 45 | 0 | esc | 0.00097009 | 9.2643e-09 | 0.00097009 | 9.2643e-09
[120 empty] | 7.3.3.17.5 (Remote Grid) Updates to grid topology to minimize risk of ignition in HFTDs Remote GridWLDFRVegetation ContactAggregated | WLDFR | HFTD - Distribution - Tier 2 - 5QU CoRE ¦ 3QU LoRE | Red Flag Warning - Large Fires | Vegetation Contact | Aggregated | 2066 | 9.55e-06 | 467.0501 | 0.0044603 | 2066 | Mitigation | 0.95 | 45 | 0 | esc | 0.00097009 | 9.2643e-09 | 0.00097009 | 9.2643e-09
[120 empty] | 7.3.3.17.5 (Remote Grid) Updates to grid topology to minimize risk of ignition in HFTDs Remote GridWLDFRVegetation ContactAggregated | WLDFR | HFTD - Distribution - Tier 2 - 5QU CoRE ¦ 3QU LoRE | Red Flag Warning - Large Fires | Vegetation Contact | Aggregated | 2067 | 9.55e-06 | 467.0501 | 0.0044603 | 2067 | Mitigation | 0.95 | 45 | 0 | esc | 0 | 0 | 0.00097009 | 9.2643e-09
[120 empty] | 7.3.3.17.5 (Remote Grid) Updates to grid topology to minimize risk of ignition in HFTDs Remote GridWLDFRContact from objectAggregated | WLDFR | HFTD - Distribution - Tier 2 - 5QU CoRE ¦ 3QU LoRE | Red Flag Warning - Small Fires | Contact from object | Aggregated | 2022 | 3.0131e-05 | 467.0501 | 0.014073 | 2022 | Mitigation | 0.95 | 45 | 0 | esc | 0.00097009 | 2.923e-08 | 0 | 0
[120 empty] | 7.3.3.17.5 (Remote Grid) Updates to grid topology to minimize risk of ignition in HFTDs Remote GridWLDFRContact from objectAggregated | WLDFR | HFTD - Distribution - Tier 2 - 5QU CoRE ¦ 3QU LoRE | Red Flag Warning - Small Fires | Contact from object | Aggregated | 2023 | 3.0131e-05 | 467.0501 | 0.014073 | 2023 | Mitigation | 0.95 | 45 | 0 | esc | 0.00097009 | 2.923e-08 | 0.00097009 | 2.923e-08
[120 empty] | 7.3.3.17.5 (Remote Grid) Updates to grid topology to minimize risk of ignition in HFTDs Remote GridWLDFRContact from objectAggregated | WLDFR | HFTD - Distribution - Tier 2 - 5QU CoRE ¦ 3QU LoRE | Red Flag Warning - Small Fires | Contact from object | Aggregated | 2024 | 3.0131e-05 | 467.0501 | 0.014073 | 2024 | Mitigation | 0.95 | 45 | 0 | esc | 0.00097009 | 2.923e-08 | 0.00097009 | 2.923e-08
[120 empty] | 7.3.3.17.5 (Remote Grid) Updates to grid topology to minimize risk of ignition in HFTDs Remote GridWLDFRContact from objectAggregated | WLDFR | HFTD - Distribution - Tier 2 - 5QU CoRE ¦ 3QU LoRE | Red Flag Warning - Small Fires | Contact from object | Aggregated | 2025 | 3.0131e-05 | 467.0501 | 0.014073 | 2025 | Mitigation | 0.95 | 45 | 0 | esc | 0.00097009 | 2.923e-08 | 0.00097009 | 2.923e-08
[120 empty] | 7.3.3.17.5 (Remote Grid) Updates to grid topology to minimize risk of ignition in HFTDs Remote GridWLDFRContact from objectAggregated | WLDFR | HFTD - Distribution - Tier 2 - 5QU CoRE ¦ 3QU LoRE | Red Flag Warning - Small Fires | Contact from object | Aggregated | 2026 | 3.0131e-05 | 467.0501 | 0.014073 | 2026 | Mitigation | 0.95 | 45 | 0 | esc | 0.00097009 | 2.923e-08 | 0.00097009 | 2.923e-08
[120 empty] | 7.3.3.17.5 (Remote Grid) Updates to grid topology to minimize risk of ignition in HFTDs Remote GridWLDFRContact from objectAggregated | WLDFR | HFTD - Distribution - Tier 2 - 5QU CoRE ¦ 3QU LoRE | Red Flag Warning - Small Fires | Contact from object | Aggregated | 2027 | 3.0131e-05 | 467.0501 | 0.014073 | 2027 | Mitigation | 0.95 | 45 | 0 | esc | 0.00097009 | 2.923e-08 | 0.00097009 | 2.923e-08
[120 empty] | 7.3.3.17.5 (Remote Grid) Updates to grid topology to minimize risk of ignition in HFTDs Remote GridWLDFRContact from objectAggregated | WLDFR | HFTD - Distribution - Tier 2 - 5QU CoRE ¦ 3QU LoRE | Red Flag Warning - Small Fires | Contact from object | Aggregated | 2028 | 3.0131e-05 | 467.0501 | 0.014073 | 2028 | Mitigation | 0.95 | 45 | 0 | esc | 0.00097009 | 2.923e-08 | 0.00097009 | 2.923e-08
[120 empty] | 7.3.3.17.5 (Remote Grid) Updates to grid topology to minimize risk of ignition in HFTDs Remote GridWLDFRContact from objectAggregated | WLDFR | HFTD - Distribution - Tier 2 - 5QU CoRE ¦ 3QU LoRE | Red Flag Warning - Small Fires | Contact from object | Aggregated | 2029 | 3.0131e-05 | 467.0501 | 0.014073 | 2029 | Mitigation | 0.95 | 45 | 0 | esc | 0.00097009 | 2.923e-08 | 0.00097009 | 2.923e-08
[120 empty] | 7.3.3.17.5 (Remote Grid) Updates to grid topology to minimize risk of ignition in HFTDs Remote GridWLDFRContact from objectAggregated | WLDFR | HFTD - Distribution - Tier 2 - 5QU CoRE ¦ 3QU LoRE | Red Flag Warning - Small Fires | Contact from object | Aggregated | 2030 | 3.0131e-05 | 467.0501 | 0.014073 | 2030 | Mitigation | 0.95 | 45 | 0 | esc | 0.00097009 | 2.923e-08 | 0.00097009 | 2.923e-08
[120 empty] | 7.3.3.17.5 (Remote Grid) Updates to grid topology to minimize risk of ignition in HFTDs Remote GridWLDFRContact from objectAggregated | WLDFR | HFTD - Distribution - Tier 2 - 5QU CoRE ¦ 3QU LoRE | Red Flag Warning - Small Fires | Contact from object | Aggregated | 2031 | 3.0131e-05 | 467.0501 | 0.014073 | 2031 | Mitigation | 0.95 | 45 | 0 | esc | 0.00097009 | 2.923e-08 | 0.00097009 | 2.923e-08
[120 empty] | 7.3.3.17.5 (Remote Grid) Updates to grid topology to minimize risk of ignition in HFTDs Remote GridWLDFRContact from objectAggregated | WLDFR | HFTD - Distribution - Tier 2 - 5QU CoRE ¦ 3QU LoRE | Red Flag Warning - Small Fires | Contact from object | Aggregated | 2032 | 3.0131e-05 | 467.0501 | 0.014073 | 2032 | Mitigation | 0.95 | 45 | 0 | esc | 0.00097009 | 2.923e-08 | 0.00097009 | 2.923e-08
[120 empty] | 7.3.3.17.5 (Remote Grid) Updates to grid topology to minimize risk of ignition in HFTDs Remote GridWLDFRContact from objectAggregated | WLDFR | HFTD - Distribution - Tier 2 - 5QU CoRE ¦ 3QU LoRE | Red Flag Warning - Small Fires | Contact from object | Aggregated | 2033 | 3.0131e-05 | 467.0501 | 0.014073 | 2033 | Mitigation | 0.95 | 45 | 0 | esc | 0.00097009 | 2.923e-08 | 0.00097009 | 2.923e-08
[120 empty] | 7.3.3.17.5 (Remote Grid) Updates to grid topology to minimize risk of ignition in HFTDs Remote GridWLDFRContact from objectAggregated | WLDFR | HFTD - Distribution - Tier 2 - 5QU CoRE ¦ 3QU LoRE | Red Flag Warning - Small Fires | Contact from object | Aggregated | 2034 | 3.0131e-05 | 467.0501 | 0.014073 | 2034 | Mitigation | 0.95 | 45 | 0 | esc | 0.00097009 | 2.923e-08 | 0.00097009 | 2.923e-08
[120 empty] | 7.3.3.17.5 (Remote Grid) Updates to grid topology to minimize risk of ignition in HFTDs Remote GridWLDFRContact from objectAggregated | WLDFR | HFTD - Distribution - Tier 2 - 5QU CoRE ¦ 3QU LoRE | Red Flag Warning - Small Fires | Contact from object | Aggregated | 2035 | 3.0131e-05 | 467.0501 | 0.014073 | 2035 | Mitigation | 0.95 | 45 | 0 | esc | 0.00097009 | 2.923e-08 | 0.00097009 | 2.923e-08
[120 empty] | 7.3.3.17.5 (Remote Grid) Updates to grid topology to minimize risk of ignition in HFTDs Remote GridWLDFRContact from objectAggregated | WLDFR | HFTD - Distribution - Tier 2 - 5QU CoRE ¦ 3QU LoRE | Red Flag Warning - Small Fires | Contact from object | Aggregated | 2036 | 3.0131e-05 | 467.0501 | 0.014073 | 2036 | Mitigation | 0.95 | 45 | 0 | esc | 0.00097009 | 2.923e-08 | 0.00097009 | 2.923e-08
[120 empty] | 7.3.3.17.5 (Remote Grid) Updates to grid topology to minimize risk of ignition in HFTDs Remote GridWLDFRContact from objectAggregated | WLDFR | HFTD - Distribution - Tier 2 - 5QU CoRE ¦ 3QU LoRE | Red Flag Warning - Small Fires | Contact from object | Aggregated | 2037 | 3.0131e-05 | 467.0501 | 0.014073 | 2037 | Mitigation | 0.95 | 45 | 0 | esc | 0.00097009 | 2.923e-08 | 0.00097009 | 2.923e-08
[120 empty] | 7.3.3.17.5 (Remote Grid) Updates to grid topology to minimize risk of ignition in HFTDs Remote GridWLDFRContact from objectAggregated | WLDFR | HFTD - Distribution - Tier 2 - 5QU CoRE ¦ 3QU LoRE | Red Flag Warning - Small Fires | Contact from object | Aggregated | 2038 | 3.0131e-05 | 467.0501 | 0.014073 | 2038 | Mitigation | 0.95 | 45 | 0 | esc | 0.00097009 | 2.923e-08 | 0.00097009 | 2.923e-08
[120 empty] | 7.3.3.17.5 (Remote Grid) Updates to grid topology to minimize risk of ignition in HFTDs Remote GridWLDFRContact from objectAggregated | WLDFR | HFTD - Distribution - Tier 2 - 5QU CoRE ¦ 3QU LoRE | Red Flag Warning - Small Fires | Contact from object | Aggregated | 2039 | 3.0131e-05 | 467.0501 | 0.014073 | 2039 | Mitigation | 0.95 | 45 | 0 | esc | 0.00097009 | 2.923e-08 | 0.00097009 | 2.923e-08
[120 empty] | 7.3.3.17.5 (Remote Grid) Updates to grid topology to minimize risk of ignition in HFTDs Remote GridWLDFRContact from objectAggregated | WLDFR | HFTD - Distribution - Tier 2 - 5QU CoRE ¦ 3QU LoRE | Red Flag Warning - Small Fires | Contact from object | Aggregated | 2040 | 3.0131e-05 | 467.0501 | 0.014073 | 2040 | Mitigation | 0.95 | 45 | 0 | esc | 0.00097009 | 2.923e-08 | 0.00097009 | 2.923e-08
[120 empty] | 7.3.3.17.5 (Remote Grid) Updates to grid topology to minimize risk of ignition in HFTDs Remote GridWLDFRContact from objectAggregated | WLDFR | HFTD - Distribution - Tier 2 - 5QU CoRE ¦ 3QU LoRE | Red Flag Warning - Small Fires | Contact from object | Aggregated | 2041 | 3.0131e-05 | 467.0501 | 0.014073 | 2041 | Mitigation | 0.95 | 45 | 0 | esc | 0.00097009 | 2.923e-08 | 0.00097009 | 2.923e-08
[120 empty] | 7.3.3.17.5 (Remote Grid) Updates to grid topology to minimize risk of ignition in HFTDs Remote GridWLDFRContact from objectAggregated | WLDFR | HFTD - Distribution - Tier 2 - 5QU CoRE ¦ 3QU LoRE | Red Flag Warning - Small Fires | Contact from object | Aggregated | 2042 | 3.0131e-05 | 467.0501 | 0.014073 | 2042 | Mitigation | 0.95 | 45 | 0 | esc | 0.00097009 | 2.923e-08 | 0.00097009 | 2.923e-08
[120 empty] | 7.3.3.17.5 (Remote Grid) Updates to grid topology to minimize risk of ignition in HFTDs Remote GridWLDFRContact from objectAggregated | WLDFR | HFTD - Distribution - Tier 2 - 5QU CoRE ¦ 3QU LoRE | Red Flag Warning - Small Fires | Contact from object | Aggregated | 2043 | 3.0131e-05 | 467.0501 | 0.014073 | 2043 | Mitigation | 0.95 | 45 | 0 | esc | 0.00097009 | 2.923e-08 | 0.00097009 | 2.923e-08
[120 empty] | 7.3.3.17.5 (Remote Grid) Updates to grid topology to minimize risk of ignition in HFTDs Remote GridWLDFRContact from objectAggregated | WLDFR | HFTD - Distribution - Tier 2 - 5QU CoRE ¦ 3QU LoRE | Red Flag Warning - Small Fires | Contact from object | Aggregated | 2044 | 3.0131e-05 | 467.0501 | 0.014073 | 2044 | Mitigation | 0.95 | 45 | 0 | esc | 0.00097009 | 2.923e-08 | 0.00097009 | 2.923e-08
[120 empty] | 7.3.3.17.5 (Remote Grid) Updates to grid topology to minimize risk of ignition in HFTDs Remote GridWLDFRContact from objectAggregated | WLDFR | HFTD - Distribution - Tier 2 - 5QU CoRE ¦ 3QU LoRE | Red Flag Warning - Small Fires | Contact from object | Aggregated | 2045 | 3.0131e-05 | 467.0501 | 0.014073 | 2045 | Mitigation | 0.95 | 45 | 0 | esc | 0.00097009 | 2.923e-08 | 0.00097009 | 2.923e-08
[120 empty] | 7.3.3.17.5 (Remote Grid) Updates to grid topology to minimize risk of ignition in HFTDs Remote GridWLDFRContact from objectAggregated | WLDFR | HFTD - Distribution - Tier 2 - 5QU CoRE ¦ 3QU LoRE | Red Flag Warning - Small Fires | Contact from object | Aggregated | 2046 | 3.0131e-05 | 467.0501 | 0.014073 | 2046 | Mitigation | 0.95 | 45 | 0 | esc | 0.00097009 | 2.923e-08 | 0.00097009 | 2.923e-08
[120 empty] | 7.3.3.17.5 (Remote Grid) Updates to grid topology to minimize risk of ignition in HFTDs Remote GridWLDFRContact from objectAggregated | WLDFR | HFTD - Distribution - Tier 2 - 5QU CoRE ¦ 3QU LoRE | Red Flag Warning - Small Fires | Contact from object | Aggregated | 2047 | 3.0131e-05 | 467.0501 | 0.014073 | 2047 | Mitigation | 0.95 | 45 | 0 | esc | 0.00097009 | 2.923e-08 | 0.00097009 | 2.923e-08
[120 empty] | 7.3.3.17.5 (Remote Grid) Updates to grid topology to minimize risk of ignition in HFTDs Remote GridWLDFRContact from objectAggregated | WLDFR | HFTD - Distribution - Tier 2 - 5QU CoRE ¦ 3QU LoRE | Red Flag Warning - Small Fires | Contact from object | Aggregated | 2048 | 3.0131e-05 | 467.0501 | 0.014073 | 2048 | Mitigation | 0.95 | 45 | 0 | esc | 0.00097009 | 2.923e-08 | 0.00097009 | 2.923e-08
[120 empty] | 7.3.3.17.5 (Remote Grid) Updates to grid topology to minimize risk of ignition in HFTDs Remote GridWLDFRContact from objectAggregated | WLDFR | HFTD - Distribution - Tier 2 - 5QU CoRE ¦ 3QU LoRE | Red Flag Warning - Small Fires | Contact from object | Aggregated | 2049 | 3.0131e-05 | 467.0501 | 0.014073 | 2049 | Mitigation | 0.95 | 45 | 0 | esc | 0.00097009 | 2.923e-08 | 0.00097009 | 2.923e-08
[120 empty] | 7.3.3.17.5 (Remote Grid) Updates to grid topology to minimize risk of ignition in HFTDs Remote GridWLDFRContact from objectAggregated | WLDFR | HFTD - Distribution - Tier 2 - 5QU CoRE ¦ 3QU LoRE | Red Flag Warning - Small Fires | Contact from object | Aggregated | 2050 | 3.0131e-05 | 467.0501 | 0.014073 | 2050 | Mitigation | 0.95 | 45 | 0 | esc | 0.00097009 | 2.923e-08 | 0.00097009 | 2.923e-08
[120 empty] | 7.3.3.17.5 (Remote Grid) Updates to grid topology to minimize risk of ignition in HFTDs Remote GridWLDFRContact from objectAggregated | WLDFR | HFTD - Distribution - Tier 2 - 5QU CoRE ¦ 3QU LoRE | Red Flag Warning - Small Fires | Contact from object | Aggregated | 2051 | 3.0131e-05 | 467.0501 | 0.014073 | 2051 | Mitigation | 0.95 | 45 | 0 | esc | 0.00097009 | 2.923e-08 | 0.00097009 | 2.923e-08
[120 empty] | 7.3.3.17.5 (Remote Grid) Updates to grid topology to minimize risk of ignition in HFTDs Remote GridWLDFRContact from objectAggregated | WLDFR | HFTD - Distribution - Tier 2 - 5QU CoRE ¦ 3QU LoRE | Red Flag Warning - Small Fires | Contact from object | Aggregated | 2052 | 3.0131e-05 | 467.0501 | 0.014073 | 2052 | Mitigation | 0.95 | 45 | 0 | esc | 0.00097009 | 2.923e-08 | 0.00097009 | 2.923e-08
[120 empty] | 7.3.3.17.5 (Remote Grid) Updates to grid topology to minimize risk of ignition in HFTDs Remote GridWLDFRContact from objectAggregated | WLDFR | HFTD - Distribution - Tier 2 - 5QU CoRE ¦ 3QU LoRE | Red Flag Warning - Small Fires | Contact from object | Aggregated | 2053 | 3.0131e-05 | 467.0501 | 0.014073 | 2053 | Mitigation | 0.95 | 45 | 0 | esc | 0.00097009 | 2.923e-08 | 0.00097009 | 2.923e-08
[120 empty] | 7.3.3.17.5 (Remote Grid) Updates to grid topology to minimize risk of ignition in HFTDs Remote GridWLDFRContact from objectAggregated | WLDFR | HFTD - Distribution - Tier 2 - 5QU CoRE ¦ 3QU LoRE | Red Flag Warning - Small Fires | Contact from object | Aggregated | 2054 | 3.0131e-05 | 467.0501 | 0.014073 | 2054 | Mitigation | 0.95 | 45 | 0 | esc | 0.00097009 | 2.923e-08 | 0.00097009 | 2.923e-08
[120 empty] | 7.3.3.17.5 (Remote Grid) Updates to grid topology to minimize risk of ignition in HFTDs Remote GridWLDFRContact from objectAggregated | WLDFR | HFTD - Distribution - Tier 2 - 5QU CoRE ¦ 3QU LoRE | Red Flag Warning - Small Fires | Contact from object | Aggregated | 2055 | 3.0131e-05 | 467.0501 | 0.014073 | 2055 | Mitigation | 0.95 | 45 | 0 | esc | 0.00097009 | 2.923e-08 | 0.00097009 | 2.923e-08
[120 empty] | 7.3.3.17.5 (Remote Grid) Updates to grid topology to minimize risk of ignition in HFTDs Remote GridWLDFRContact from objectAggregated | WLDFR | HFTD - Distribution - Tier 2 - 5QU CoRE ¦ 3QU LoRE | Red Flag Warning - Small Fires | Contact from object | Aggregated | 2056 | 3.0131e-05 | 467.0501 | 0.014073 | 2056 | Mitigation | 0.95 | 45 | 0 | esc | 0.00097009 | 2.923e-08 | 0.00097009 | 2.923e-08
[120 empty] | 7.3.3.17.5 (Remote Grid) Updates to grid topology to minimize risk of ignition in HFTDs Remote GridWLDFRContact from objectAggregated | WLDFR | HFTD - Distribution - Tier 2 - 5QU CoRE ¦ 3QU LoRE | Red Flag Warning - Small Fires | Contact from object | Aggregated | 2057 | 3.0131e-05 | 467.0501 | 0.014073 | 2057 | Mitigation | 0.95 | 45 | 0 | esc | 0.00097009 | 2.923e-08 | 0.00097009 | 2.923e-08
[120 empty] | 7.3.3.17.5 (Remote Grid) Updates to grid topology to minimize risk of ignition in HFTDs Remote GridWLDFRContact from objectAggregated | WLDFR | HFTD - Distribution - Tier 2 - 5QU CoRE ¦ 3QU LoRE | Red Flag Warning - Small Fires | Contact from object | Aggregated | 2058 | 3.0131e-05 | 467.0501 | 0.014073 | 2058 | Mitigation | 0.95 | 45 | 0 | esc | 0.00097009 | 2.923e-08 | 0.00097009 | 2.923e-08
[120 empty] | 7.3.3.17.5 (Remote Grid) Updates to grid topology to minimize risk of ignition in HFTDs Remote GridWLDFRContact from objectAggregated | WLDFR | HFTD - Distribution - Tier 2 - 5QU CoRE ¦ 3QU LoRE | Red Flag Warning - Small Fires | Contact from object | Aggregated | 2059 | 3.0131e-05 | 467.0501 | 0.014073 | 2059 | Mitigation | 0.95 | 45 | 0 | esc | 0.00097009 | 2.923e-08 | 0.00097009 | 2.923e-08
[120 empty] | 7.3.3.17.5 (Remote Grid) Updates to grid topology to minimize risk of ignition in HFTDs Remote GridWLDFRContact from objectAggregated | WLDFR | HFTD - Distribution - Tier 2 - 5QU CoRE ¦ 3QU LoRE | Red Flag Warning - Small Fires | Contact from object | Aggregated | 2060 | 3.0131e-05 | 467.0501 | 0.014073 | 2060 | Mitigation | 0.95 | 45 | 0 | esc | 0.00097009 | 2.923e-08 | 0.00097009 | 2.923e-08
[120 empty] | 7.3.3.17.5 (Remote Grid) Updates to grid topology to minimize risk of ignition in HFTDs Remote GridWLDFRContact from objectAggregated | WLDFR | HFTD - Distribution - Tier 2 - 5QU CoRE ¦ 3QU LoRE | Red Flag Warning - Small Fires | Contact from object | Aggregated | 2061 | 3.0131e-05 | 467.0501 | 0.014073 | 2061 | Mitigation | 0.95 | 45 | 0 | esc | 0.00097009 | 2.923e-08 | 0.00097009 | 2.923e-08
[120 empty] | 7.3.3.17.5 (Remote Grid) Updates to grid topology to minimize risk of ignition in HFTDs Remote GridWLDFRContact from objectAggregated | WLDFR | HFTD - Distribution - Tier 2 - 5QU CoRE ¦ 3QU LoRE | Red Flag Warning - Small Fires | Contact from object | Aggregated | 2062 | 3.0131e-05 | 467.0501 | 0.014073 | 2062 | Mitigation | 0.95 | 45 | 0 | esc | 0.00097009 | 2.923e-08 | 0.00097009 | 2.923e-08
[120 empty] | 7.3.3.17.5 (Remote Grid) Updates to grid topology to minimize risk of ignition in HFTDs Remote GridWLDFRContact from objectAggregated | WLDFR | HFTD - Distribution - Tier 2 - 5QU CoRE ¦ 3QU LoRE | Red Flag Warning - Small Fires | Contact from object | Aggregated | 2063 | 3.0131e-05 | 467.0501 | 0.014073 | 2063 | Mitigation | 0.95 | 45 | 0 | esc | 0.00097009 | 2.923e-08 | 0.00097009 | 2.923e-08
[120 empty] | 7.3.3.17.5 (Remote Grid) Updates to grid topology to minimize risk of ignition in HFTDs Remote GridWLDFRContact from objectAggregated | WLDFR | HFTD - Distribution - Tier 2 - 5QU CoRE ¦ 3QU LoRE | Red Flag Warning - Small Fires | Contact from object | Aggregated | 2064 | 3.0131e-05 | 467.0501 | 0.014073 | 2064 | Mitigation | 0.95 | 45 | 0 | esc | 0.00097009 | 2.923e-08 | 0.00097009 | 2.923e-08
[120 empty] | 7.3.3.17.5 (Remote Grid) Updates to grid topology to minimize risk of ignition in HFTDs Remote GridWLDFRContact from objectAggregated | WLDFR | HFTD - Distribution - Tier 2 - 5QU CoRE ¦ 3QU LoRE | Red Flag Warning - Small Fires | Contact from object | Aggregated | 2065 | 3.0131e-05 | 467.0501 | 0.014073 | 2065 | Mitigation | 0.95 | 45 | 0 | esc | 0.00097009 | 2.923e-08 | 0.00097009 | 2.923e-08
[120 empty] | 7.3.3.17.5 (Remote Grid) Updates to grid topology to minimize risk of ignition in HFTDs Remote GridWLDFRContact from objectAggregated | WLDFR | HFTD - Distribution - Tier 2 - 5QU CoRE ¦ 3QU LoRE | Red Flag Warning - Small Fires | Contact from object | Aggregated | 2066 | 3.0131e-05 | 467.0501 | 0.014073 | 2066 | Mitigation | 0.95 | 45 | 0 | esc | 0.00097009 | 2.923e-08 | 0.00097009 | 2.923e-08
[120 empty] | 7.3.3.17.5 (Remote Grid) Updates to grid topology to minimize risk of ignition in HFTDs Remote GridWLDFRContact from objectAggregated | WLDFR | HFTD - Distribution - Tier 2 - 5QU CoRE ¦ 3QU LoRE | Red Flag Warning - Small Fires | Contact from object | Aggregated | 2067 | 3.0131e-05 | 467.0501 | 0.014073 | 2067 | Mitigation | 0.95 | 45 | 0 | esc | 0 | 0 | 0.00097009 | 2.923e-08
[120 empty] | 7.3.3.17.5 (Remote Grid) Updates to grid topology to minimize risk of ignition in HFTDs Remote GridWLDFRContaminationAggregated | WLDFR | HFTD - Distribution - Tier 2 - 5QU CoRE ¦ 3QU LoRE | Red Flag Warning - Small Fires | Contamination | Aggregated | 2022 | 2.6222e-07 | 467.0501 | 0.00012247 | 2022 | Mitigation | 0.95 | 45 | 0 | esc | 0.00097009 | 2.5437e-10 | 0 | 0
[120 empty] | 7.3.3.17.5 (Remote Grid) Updates to grid topology to minimize risk of ignition in HFTDs Remote GridWLDFRContaminationAggregated | WLDFR | HFTD - Distribution - Tier 2 - 5QU CoRE ¦ 3QU LoRE | Red Flag Warning - Small Fires | Contamination | Aggregated | 2023 | 2.6222e-07 | 467.0501 | 0.00012247 | 2023 | Mitigation | 0.95 | 45 | 0 | esc | 0.00097009 | 2.5437e-10 | 0.00097009 | 2.5437e-10
[120 empty] | 7.3.3.17.5 (Remote Grid) Updates to grid topology to minimize risk of ignition in HFTDs Remote GridWLDFRContaminationAggregated | WLDFR | HFTD - Distribution - Tier 2 - 5QU CoRE ¦ 3QU LoRE | Red Flag Warning - Small Fires | Contamination | Aggregated | 2024 | 2.6222e-07 | 467.0501 | 0.00012247 | 2024 | Mitigation | 0.95 | 45 | 0 | esc | 0.00097009 | 2.5437e-10 | 0.00097009 | 2.5437e-10
[120 empty] | 7.3.3.17.5 (Remote Grid) Updates to grid topology to minimize risk of ignition in HFTDs Remote GridWLDFRContaminationAggregated | WLDFR | HFTD - Distribution - Tier 2 - 5QU CoRE ¦ 3QU LoRE | Red Flag Warning - Small Fires | Contamination | Aggregated | 2025 | 2.6222e-07 | 467.0501 | 0.00012247 | 2025 | Mitigation | 0.95 | 45 | 0 | esc | 0.00097009 | 2.5437e-10 | 0.00097009 | 2.5437e-10
[120 empty] | 7.3.3.17.5 (Remote Grid) Updates to grid topology to minimize risk of ignition in HFTDs Remote GridWLDFRContaminationAggregated | WLDFR | HFTD - Distribution - Tier 2 - 5QU CoRE ¦ 3QU LoRE | Red Flag Warning - Small Fires | Contamination | Aggregated | 2026 | 2.6222e-07 | 467.0501 | 0.00012247 | 2026 | Mitigation | 0.95 | 45 | 0 | esc | 0.00097009 | 2.5437e-10 | 0.00097009 | 2.5437e-10
[120 empty] | 7.3.3.17.5 (Remote Grid) Updates to grid topology to minimize risk of ignition in HFTDs Remote GridWLDFRContaminationAggregated | WLDFR | HFTD - Distribution - Tier 2 - 5QU CoRE ¦ 3QU LoRE | Red Flag Warning - Small Fires | Contamination | Aggregated | 2027 | 2.6222e-07 | 467.0501 | 0.00012247 | 2027 | Mitigation | 0.95 | 45 | 0 | esc | 0.00097009 | 2.5437e-10 | 0.00097009 | 2.5437e-10
[120 empty] | 7.3.3.17.5 (Remote Grid) Updates to grid topology to minimize risk of ignition in HFTDs Remote GridWLDFRContaminationAggregated | WLDFR | HFTD - Distribution - Tier 2 - 5QU CoRE ¦ 3QU LoRE | Red Flag Warning - Small Fires | Contamination | Aggregated | 2028 | 2.6222e-07 | 467.0501 | 0.00012247 | 2028 | Mitigation | 0.95 | 45 | 0 | esc | 0.00097009 | 2.5437e-10 | 0.00097009 | 2.5437e-10
[120 empty] | 7.3.3.17.5 (Remote Grid) Updates to grid topology to minimize risk of ignition in HFTDs Remote GridWLDFRContaminationAggregated | WLDFR | HFTD - Distribution - Tier 2 - 5QU CoRE ¦ 3QU LoRE | Red Flag Warning - Small Fires | Contamination | Aggregated | 2029 | 2.6222e-07 | 467.0501 | 0.00012247 | 2029 | Mitigation | 0.95 | 45 | 0 | esc | 0.00097009 | 2.5437e-10 | 0.00097009 | 2.5437e-10
[120 empty] | 7.3.3.17.5 (Remote Grid) Updates to grid topology to minimize risk of ignition in HFTDs Remote GridWLDFRContaminationAggregated | WLDFR | HFTD - Distribution - Tier 2 - 5QU CoRE ¦ 3QU LoRE | Red Flag Warning - Small Fires | Contamination | Aggregated | 2030 | 2.6222e-07 | 467.0501 | 0.00012247 | 2030 | Mitigation | 0.95 | 45 | 0 | esc | 0.00097009 | 2.5437e-10 | 0.00097009 | 2.5437e-10
[120 empty] | 7.3.3.17.5 (Remote Grid) Updates to grid topology to minimize risk of ignition in HFTDs Remote GridWLDFRContaminationAggregated | WLDFR | HFTD - Distribution - Tier 2 - 5QU CoRE ¦ 3QU LoRE | Red Flag Warning - Small Fires | Contamination | Aggregated | 2031 | 2.6222e-07 | 467.0501 | 0.00012247 | 2031 | Mitigation | 0.95 | 45 | 0 | esc | 0.00097009 | 2.5437e-10 | 0.00097009 | 2.5437e-10
[120 empty] | 7.3.3.17.5 (Remote Grid) Updates to grid topology to minimize risk of ignition in HFTDs Remote GridWLDFRContaminationAggregated | WLDFR | HFTD - Distribution - Tier 2 - 5QU CoRE ¦ 3QU LoRE | Red Flag Warning - Small Fires | Contamination | Aggregated | 2032 | 2.6222e-07 | 467.0501 | 0.00012247 | 2032 | Mitigation | 0.95 | 45 | 0 | esc | 0.00097009 | 2.5437e-10 | 0.00097009 | 2.5437e-10
[120 empty] | 7.3.3.17.5 (Remote Grid) Updates to grid topology to minimize risk of ignition in HFTDs Remote GridWLDFRContaminationAggregated | WLDFR | HFTD - Distribution - Tier 2 - 5QU CoRE ¦ 3QU LoRE | Red Flag Warning - Small Fires | Contamination | Aggregated | 2033 | 2.6222e-07 | 467.0501 | 0.00012247 | 2033 | Mitigation | 0.95 | 45 | 0 | esc | 0.00097009 | 2.5437e-10 | 0.00097009 | 2.5437e-10
[120 empty] | 7.3.3.17.5 (Remote Grid) Updates to grid topology to minimize risk of ignition in HFTDs Remote GridWLDFRContaminationAggregated | WLDFR | HFTD - Distribution - Tier 2 - 5QU CoRE ¦ 3QU LoRE | Red Flag Warning - Small Fires | Contamination | Aggregated | 2034 | 2.6222e-07 | 467.0501 | 0.00012247 | 2034 | Mitigation | 0.95 | 45 | 0 | esc | 0.00097009 | 2.5437e-10 | 0.00097009 | 2.5437e-10
[120 empty] | 7.3.3.17.5 (Remote Grid) Updates to grid topology to minimize risk of ignition in HFTDs Remote GridWLDFRContaminationAggregated | WLDFR | HFTD - Distribution - Tier 2 - 5QU CoRE ¦ 3QU LoRE | Red Flag Warning - Small Fires | Contamination | Aggregated | 2035 | 2.6222e-07 | 467.0501 | 0.00012247 | 2035 | Mitigation | 0.95 | 45 | 0 | esc | 0.00097009 | 2.5437e-10 | 0.00097009 | 2.5437e-10
[120 empty] | 7.3.3.17.5 (Remote Grid) Updates to grid topology to minimize risk of ignition in HFTDs Remote GridWLDFRContaminationAggregated | WLDFR | HFTD - Distribution - Tier 2 - 5QU CoRE ¦ 3QU LoRE | Red Flag Warning - Small Fires | Contamination | Aggregated | 2036 | 2.6222e-07 | 467.0501 | 0.00012247 | 2036 | Mitigation | 0.95 | 45 | 0 | esc | 0.00097009 | 2.5437e-10 | 0.00097009 | 2.5437e-10
[120 empty] | 7.3.3.17.5 (Remote Grid) Updates to grid topology to minimize risk of ignition in HFTDs Remote GridWLDFRContaminationAggregated | WLDFR | HFTD - Distribution - Tier 2 - 5QU CoRE ¦ 3QU LoRE | Red Flag Warning - Small Fires | Contamination | Aggregated | 2037 | 2.6222e-07 | 467.0501 | 0.00012247 | 2037 | Mitigation | 0.95 | 45 | 0 | esc | 0.00097009 | 2.5437e-10 | 0.00097009 | 2.5437e-10
[120 empty] | 7.3.3.17.5 (Remote Grid) Updates to grid topology to minimize risk of ignition in HFTDs Remote GridWLDFRContaminationAggregated | WLDFR | HFTD - Distribution - Tier 2 - 5QU CoRE ¦ 3QU LoRE | Red Flag Warning - Small Fires | Contamination | Aggregated | 2038 | 2.6222e-07 | 467.0501 | 0.00012247 | 2038 | Mitigation | 0.95 | 45 | 0 | esc | 0.00097009 | 2.5437e-10 | 0.00097009 | 2.5437e-10
[120 empty] | 7.3.3.17.5 (Remote Grid) Updates to grid topology to minimize risk of ignition in HFTDs Remote GridWLDFRContaminationAggregated | WLDFR | HFTD - Distribution - Tier 2 - 5QU CoRE ¦ 3QU LoRE | Red Flag Warning - Small Fires | Contamination | Aggregated | 2039 | 2.6222e-07 | 467.0501 | 0.00012247 | 2039 | Mitigation | 0.95 | 45 | 0 | esc | 0.00097009 | 2.5437e-10 | 0.00097009 | 2.5437e-10
[120 empty] | 7.3.3.17.5 (Remote Grid) Updates to grid topology to minimize risk of ignition in HFTDs Remote GridWLDFRContaminationAggregated | WLDFR | HFTD - Distribution - Tier 2 - 5QU CoRE ¦ 3QU LoRE | Red Flag Warning - Small Fires | Contamination | Aggregated | 2040 | 2.6222e-07 | 467.0501 | 0.00012247 | 2040 | Mitigation | 0.95 | 45 | 0 | esc | 0.00097009 | 2.5437e-10 | 0.00097009 | 2.5437e-10
[120 empty] | 7.3.3.17.5 (Remote Grid) Updates to grid topology to minimize risk of ignition in HFTDs Remote GridWLDFRContaminationAggregated | WLDFR | HFTD - Distribution - Tier 2 - 5QU CoRE ¦ 3QU LoRE | Red Flag Warning - Small Fires | Contamination | Aggregated | 2041 | 2.6222e-07 | 467.0501 | 0.00012247 | 2041 | Mitigation | 0.95 | 45 | 0 | esc | 0.00097009 | 2.5437e-10 | 0.00097009 | 2.5437e-10
[120 empty] | 7.3.3.17.5 (Remote Grid) Updates to grid topology to minimize risk of ignition in HFTDs Remote GridWLDFRContaminationAggregated | WLDFR | HFTD - Distribution - Tier 2 - 5QU CoRE ¦ 3QU LoRE | Red Flag Warning - Small Fires | Contamination | Aggregated | 2042 | 2.6222e-07 | 467.0501 | 0.00012247 | 2042 | Mitigation | 0.95 | 45 | 0 | esc | 0.00097009 | 2.5437e-10 | 0.00097009 | 2.5437e-10
[120 empty] | 7.3.3.17.5 (Remote Grid) Updates to grid topology to minimize risk of ignition in HFTDs Remote GridWLDFRContaminationAggregated | WLDFR | HFTD - Distribution - Tier 2 - 5QU CoRE ¦ 3QU LoRE | Red Flag Warning - Small Fires | Contamination | Aggregated | 2043 | 2.6222e-07 | 467.0501 | 0.00012247 | 2043 | Mitigation | 0.95 | 45 | 0 | esc | 0.00097009 | 2.5437e-10 | 0.00097009 | 2.5437e-10
[120 empty] | 7.3.3.17.5 (Remote Grid) Updates to grid topology to minimize risk of ignition in HFTDs Remote GridWLDFRContaminationAggregated | WLDFR | HFTD - Distribution - Tier 2 - 5QU CoRE ¦ 3QU LoRE | Red Flag Warning - Small Fires | Contamination | Aggregated | 2044 | 2.6222e-07 | 467.0501 | 0.00012247 | 2044 | Mitigation | 0.95 | 45 | 0 | esc | 0.00097009 | 2.5437e-10 | 0.00097009 | 2.5437e-10
[120 empty] | 7.3.3.17.5 (Remote Grid) Updates to grid topology to minimize risk of ignition in HFTDs Remote GridWLDFRContaminationAggregated | WLDFR | HFTD - Distribution - Tier 2 - 5QU CoRE ¦ 3QU LoRE | Red Flag Warning - Small Fires | Contamination | Aggregated | 2045 | 2.6222e-07 | 467.0501 | 0.00012247 | 2045 | Mitigation | 0.95 | 45 | 0 | esc | 0.00097009 | 2.5437e-10 | 0.00097009 | 2.5437e-10
[120 empty] | 7.3.3.17.5 (Remote Grid) Updates to grid topology to minimize risk of ignition in HFTDs Remote GridWLDFRContaminationAggregated | WLDFR | HFTD - Distribution - Tier 2 - 5QU CoRE ¦ 3QU LoRE | Red Flag Warning - Small Fires | Contamination | Aggregated | 2046 | 2.6222e-07 | 467.0501 | 0.00012247 | 2046 | Mitigation | 0.95 | 45 | 0 | esc | 0.00097009 | 2.5437e-10 | 0.00097009 | 2.5437e-10
[120 empty] | 7.3.3.17.5 (Remote Grid) Updates to grid topology to minimize risk of ignition in HFTDs Remote GridWLDFRContaminationAggregated | WLDFR | HFTD - Distribution - Tier 2 - 5QU CoRE ¦ 3QU LoRE | Red Flag Warning - Small Fires | Contamination | Aggregated | 2047 | 2.6222e-07 | 467.0501 | 0.00012247 | 2047 | Mitigation | 0.95 | 45 | 0 | esc | 0.00097009 | 2.5437e-10 | 0.00097009 | 2.5437e-10
[120 empty] | 7.3.3.17.5 (Remote Grid) Updates to grid topology to minimize risk of ignition in HFTDs Remote GridWLDFRContaminationAggregated | WLDFR | HFTD - Distribution - Tier 2 - 5QU CoRE ¦ 3QU LoRE | Red Flag Warning - Small Fires | Contamination | Aggregated | 2048 | 2.6222e-07 | 467.0501 | 0.00012247 | 2048 | Mitigation | 0.95 | 45 | 0 | esc | 0.00097009 | 2.5437e-10 | 0.00097009 | 2.5437e-10
[120 empty] | 7.3.3.17.5 (Remote Grid) Updates to grid topology to minimize risk of ignition in HFTDs Remote GridWLDFRContaminationAggregated | WLDFR | HFTD - Distribution - Tier 2 - 5QU CoRE ¦ 3QU LoRE | Red Flag Warning - Small Fires | Contamination | Aggregated | 2049 | 2.6222e-07 | 467.0501 | 0.00012247 | 2049 | Mitigation | 0.95 | 45 | 0 | esc | 0.00097009 | 2.5437e-10 | 0.00097009 | 2.5437e-10
[120 empty] | 7.3.3.17.5 (Remote Grid) Updates to grid topology to minimize risk of ignition in HFTDs Remote GridWLDFRContaminationAggregated | WLDFR | HFTD - Distribution - Tier 2 - 5QU CoRE ¦ 3QU LoRE | Red Flag Warning - Small Fires | Contamination | Aggregated | 2050 | 2.6222e-07 | 467.0501 | 0.00012247 | 2050 | Mitigation | 0.95 | 45 | 0 | esc | 0.00097009 | 2.5437e-10 | 0.00097009 | 2.5437e-10
[120 empty] | 7.3.3.17.5 (Remote Grid) Updates to grid topology to minimize risk of ignition in HFTDs Remote GridWLDFRContaminationAggregated | WLDFR | HFTD - Distribution - Tier 2 - 5QU CoRE ¦ 3QU LoRE | Red Flag Warning - Small Fires | Contamination | Aggregated | 2051 | 2.6222e-07 | 467.0501 | 0.00012247 | 2051 | Mitigation | 0.95 | 45 | 0 | esc | 0.00097009 | 2.5437e-10 | 0.00097009 | 2.5437e-10
[120 empty] | 7.3.3.17.5 (Remote Grid) Updates to grid topology to minimize risk of ignition in HFTDs Remote GridWLDFRContaminationAggregated | WLDFR | HFTD - Distribution - Tier 2 - 5QU CoRE ¦ 3QU LoRE | Red Flag Warning - Small Fires | Contamination | Aggregated | 2052 | 2.6222e-07 | 467.0501 | 0.00012247 | 2052 | Mitigation | 0.95 | 45 | 0 | esc | 0.00097009 | 2.5437e-10 | 0.00097009 | 2.5437e-10
[120 empty] | 7.3.3.17.5 (Remote Grid) Updates to grid topology to minimize risk of ignition in HFTDs Remote GridWLDFRContaminationAggregated | WLDFR | HFTD - Distribution - Tier 2 - 5QU CoRE ¦ 3QU LoRE | Red Flag Warning - Small Fires | Contamination | Aggregated | 2053 | 2.6222e-07 | 467.0501 | 0.00012247 | 2053 | Mitigation | 0.95 | 45 | 0 | esc | 0.00097009 | 2.5437e-10 | 0.00097009 | 2.5437e-10
[120 empty] | 7.3.3.17.5 (Remote Grid) Updates to grid topology to minimize risk of ignition in HFTDs Remote GridWLDFRContaminationAggregated | WLDFR | HFTD - Distribution - Tier 2 - 5QU CoRE ¦ 3QU LoRE | Red Flag Warning - Small Fires | Contamination | Aggregated | 2054 | 2.6222e-07 | 467.0501 | 0.00012247 | 2054 | Mitigation | 0.95 | 45 | 0 | esc | 0.00097009 | 2.5437e-10 | 0.00097009 | 2.5437e-10
[120 empty] | 7.3.3.17.5 (Remote Grid) Updates to grid topology to minimize risk of ignition in HFTDs Remote GridWLDFRContaminationAggregated | WLDFR | HFTD - Distribution - Tier 2 - 5QU CoRE ¦ 3QU LoRE | Red Flag Warning - Small Fires | Contamination | Aggregated | 2055 | 2.6222e-07 | 467.0501 | 0.00012247 | 2055 | Mitigation | 0.95 | 45 | 0 | esc | 0.00097009 | 2.5437e-10 | 0.00097009 | 2.5437e-10
[120 empty] | 7.3.3.17.5 (Remote Grid) Updates to grid topology to minimize risk of ignition in HFTDs Remote GridWLDFRContaminationAggregated | WLDFR | HFTD - Distribution - Tier 2 - 5QU CoRE ¦ 3QU LoRE | Red Flag Warning - Small Fires | Contamination | Aggregated | 2056 | 2.6222e-07 | 467.0501 | 0.00012247 | 2056 | Mitigation | 0.95 | 45 | 0 | esc | 0.00097009 | 2.5437e-10 | 0.00097009 | 2.5437e-10
[120 empty] | 7.3.3.17.5 (Remote Grid) Updates to grid topology to minimize risk of ignition in HFTDs Remote GridWLDFRContaminationAggregated | WLDFR | HFTD - Distribution - Tier 2 - 5QU CoRE ¦ 3QU LoRE | Red Flag Warning - Small Fires | Contamination | Aggregated | 2057 | 2.6222e-07 | 467.0501 | 0.00012247 | 2057 | Mitigation | 0.95 | 45 | 0 | esc | 0.00097009 | 2.5437e-10 | 0.00097009 | 2.5437e-10
[120 empty] | 7.3.3.17.5 (Remote Grid) Updates to grid topology to minimize risk of ignition in HFTDs Remote GridWLDFRContaminationAggregated | WLDFR | HFTD - Distribution - Tier 2 - 5QU CoRE ¦ 3QU LoRE | Red Flag Warning - Small Fires | Contamination | Aggregated | 2058 | 2.6222e-07 | 467.0501 | 0.00012247 | 2058 | Mitigation | 0.95 | 45 | 0 | esc | 0.00097009 | 2.5437e-10 | 0.00097009 | 2.5437e-10
[120 empty] | 7.3.3.17.5 (Remote Grid) Updates to grid topology to minimize risk of ignition in HFTDs Remote GridWLDFRContaminationAggregated | WLDFR | HFTD - Distribution - Tier 2 - 5QU CoRE ¦ 3QU LoRE | Red Flag Warning - Small Fires | Contamination | Aggregated | 2059 | 2.6222e-07 | 467.0501 | 0.00012247 | 2059 | Mitigation | 0.95 | 45 | 0 | esc | 0.00097009 | 2.5437e-10 | 0.00097009 | 2.5437e-10
[120 empty] | 7.3.3.17.5 (Remote Grid) Updates to grid topology to minimize risk of ignition in HFTDs Remote GridWLDFRContaminationAggregated | WLDFR | HFTD - Distribution - Tier 2 - 5QU CoRE ¦ 3QU LoRE | Red Flag Warning - Small Fires | Contamination | Aggregated | 2060 | 2.6222e-07 | 467.0501 | 0.00012247 | 2060 | Mitigation | 0.95 | 45 | 0 | esc | 0.00097009 | 2.5437e-10 | 0.00097009 | 2.5437e-10
[120 empty] | 7.3.3.17.5 (Remote Grid) Updates to grid topology to minimize risk of ignition in HFTDs Remote GridWLDFRContaminationAggregated | WLDFR | HFTD - Distribution - Tier 2 - 5QU CoRE ¦ 3QU LoRE | Red Flag Warning - Small Fires | Contamination | Aggregated | 2061 | 2.6222e-07 | 467.0501 | 0.00012247 | 2061 | Mitigation | 0.95 | 45 | 0 | esc | 0.00097009 | 2.5437e-10 | 0.00097009 | 2.5437e-10
[120 empty] | 7.3.3.17.5 (Remote Grid) Updates to grid topology to minimize risk of ignition in HFTDs Remote GridWLDFRContaminationAggregated | WLDFR | HFTD - Distribution - Tier 2 - 5QU CoRE ¦ 3QU LoRE | Red Flag Warning - Small Fires | Contamination | Aggregated | 2062 | 2.6222e-07 | 467.0501 | 0.00012247 | 2062 | Mitigation | 0.95 | 45 | 0 | esc | 0.00097009 | 2.5437e-10 | 0.00097009 | 2.5437e-10
[120 empty] | 7.3.3.17.5 (Remote Grid) Updates to grid topology to minimize risk of ignition in HFTDs Remote GridWLDFRContaminationAggregated | WLDFR | HFTD - Distribution - Tier 2 - 5QU CoRE ¦ 3QU LoRE | Red Flag Warning - Small Fires | Contamination | Aggregated | 2063 | 2.6222e-07 | 467.0501 | 0.00012247 | 2063 | Mitigation | 0.95 | 45 | 0 | esc | 0.00097009 | 2.5437e-10 | 0.00097009 | 2.5437e-10
[120 empty] | 7.3.3.17.5 (Remote Grid) Updates to grid topology to minimize risk of ignition in HFTDs Remote GridWLDFRContaminationAggregated | WLDFR | HFTD - Distribution - Tier 2 - 5QU CoRE ¦ 3QU LoRE | Red Flag Warning - Small Fires | Contamination | Aggregated | 2064 | 2.6222e-07 | 467.0501 | 0.00012247 | 2064 | Mitigation | 0.95 | 45 | 0 | esc | 0.00097009 | 2.5437e-10 | 0.00097009 | 2.5437e-10
[120 empty] | 7.3.3.17.5 (Remote Grid) Updates to grid topology to minimize risk of ignition in HFTDs Remote GridWLDFRContaminationAggregated | WLDFR | HFTD - Distribution - Tier 2 - 5QU CoRE ¦ 3QU LoRE | Red Flag Warning - Small Fires | Contamination | Aggregated | 2065 | 2.6222e-07 | 467.0501 | 0.00012247 | 2065 | Mitigation | 0.95 | 45 | 0 | esc | 0.00097009 | 2.5437e-10 | 0.00097009 | 2.5437e-10
[120 empty] | 7.3.3.17.5 (Remote Grid) Updates to grid topology to minimize risk of ignition in HFTDs Remote GridWLDFRContaminationAggregated | WLDFR | HFTD - Distribution - Tier 2 - 5QU CoRE ¦ 3QU LoRE | Red Flag Warning - Small Fires | Contamination | Aggregated | 2066 | 2.6222e-07 | 467.0501 | 0.00012247 | 2066 | Mitigation | 0.95 | 45 | 0 | esc | 0.00097009 | 2.5437e-10 | 0.00097009 | 2.5437e-10
[120 empty] | 7.3.3.17.5 (Remote Grid) Updates to grid topology to minimize risk of ignition in HFTDs Remote GridWLDFRContaminationAggregated | WLDFR | HFTD - Distribution - Tier 2 - 5QU CoRE ¦ 3QU LoRE | Red Flag Warning - Small Fires | Contamination | Aggregated | 2067 | 2.6222e-07 | 467.0501 | 0.00012247 | 2067 | Mitigation | 0.95 | 45 | 0 | esc | 0 | 0 | 0.00097009 | 2.5437e-10
[120 empty] | 7.3.3.17.5 (Remote Grid) Updates to grid topology to minimize risk of ignition in HFTDs Remote GridWLDFREquipment / facility failureAggregated | WLDFR | HFTD - Distribution - Tier 2 - 5QU CoRE ¦ 3QU LoRE | Red Flag Warning - Small Fires | Equipment / facility failure | Aggregated | 2022 | 0.0001314 | 467.0501 | 0.061372 | 2022 | Mitigation | 0.95 | 45 | 0 | esc | 0.00097009 | 1.2747e-07 | 0 | 0
[120 empty] | 7.3.3.17.5 (Remote Grid) Updates to grid topology to minimize risk of ignition in HFTDs Remote GridWLDFREquipment / facility failureAggregated | WLDFR | HFTD - Distribution - Tier 2 - 5QU CoRE ¦ 3QU LoRE | Red Flag Warning - Small Fires | Equipment / facility failure | Aggregated | 2023 | 0.0001314 | 467.0501 | 0.061372 | 2023 | Mitigation | 0.95 | 45 | 0 | esc | 0.00097009 | 1.2747e-07 | 0.00097009 | 1.2747e-07
[120 empty] | 7.3.3.17.5 (Remote Grid) Updates to grid topology to minimize risk of ignition in HFTDs Remote GridWLDFREquipment / facility failureAggregated | WLDFR | HFTD - Distribution - Tier 2 - 5QU CoRE ¦ 3QU LoRE | Red Flag Warning - Small Fires | Equipment / facility failure | Aggregated | 2024 | 0.0001314 | 467.0501 | 0.061372 | 2024 | Mitigation | 0.95 | 45 | 0 | esc | 0.00097009 | 1.2747e-07 | 0.00097009 | 1.2747e-07
[120 empty] | 7.3.3.17.5 (Remote Grid) Updates to grid topology to minimize risk of ignition in HFTDs Remote GridWLDFREquipment / facility failureAggregated | WLDFR | HFTD - Distribution - Tier 2 - 5QU CoRE ¦ 3QU LoRE | Red Flag Warning - Small Fires | Equipment / facility failure | Aggregated | 2025 | 0.0001314 | 467.0501 | 0.061372 | 2025 | Mitigation | 0.95 | 45 | 0 | esc | 0.00097009 | 1.2747e-07 | 0.00097009 | 1.2747e-07
[120 empty] | 7.3.3.17.5 (Remote Grid) Updates to grid topology to minimize risk of ignition in HFTDs Remote GridWLDFREquipment / facility failureAggregated | WLDFR | HFTD - Distribution - Tier 2 - 5QU CoRE ¦ 3QU LoRE | Red Flag Warning - Small Fires | Equipment / facility failure | Aggregated | 2026 | 0.0001314 | 467.0501 | 0.061372 | 2026 | Mitigation | 0.95 | 45 | 0 | esc | 0.00097009 | 1.2747e-07 | 0.00097009 | 1.2747e-07
[120 empty] | 7.3.3.17.5 (Remote Grid) Updates to grid topology to minimize risk of ignition in HFTDs Remote GridWLDFREquipment / facility failureAggregated | WLDFR | HFTD - Distribution - Tier 2 - 5QU CoRE ¦ 3QU LoRE | Red Flag Warning - Small Fires | Equipment / facility failure | Aggregated | 2027 | 0.0001314 | 467.0501 | 0.061372 | 2027 | Mitigation | 0.95 | 45 | 0 | esc | 0.00097009 | 1.2747e-07 | 0.00097009 | 1.2747e-07
[120 empty] | 7.3.3.17.5 (Remote Grid) Updates to grid topology to minimize risk of ignition in HFTDs Remote GridWLDFREquipment / facility failureAggregated | WLDFR | HFTD - Distribution - Tier 2 - 5QU CoRE ¦ 3QU LoRE | Red Flag Warning - Small Fires | Equipment / facility failure | Aggregated | 2028 | 0.0001314 | 467.0501 | 0.061372 | 2028 | Mitigation | 0.95 | 45 | 0 | esc | 0.00097009 | 1.2747e-07 | 0.00097009 | 1.2747e-07
[120 empty] | 7.3.3.17.5 (Remote Grid) Updates to grid topology to minimize risk of ignition in HFTDs Remote GridWLDFREquipment / facility failureAggregated | WLDFR | HFTD - Distribution - Tier 2 - 5QU CoRE ¦ 3QU LoRE | Red Flag Warning - Small Fires | Equipment / facility failure | Aggregated | 2029 | 0.0001314 | 467.0501 | 0.061372 | 2029 | Mitigation | 0.95 | 45 | 0 | esc | 0.00097009 | 1.2747e-07 | 0.00097009 | 1.2747e-07
[120 empty] | 7.3.3.17.5 (Remote Grid) Updates to grid topology to minimize risk of ignition in HFTDs Remote GridWLDFREquipment / facility failureAggregated | WLDFR | HFTD - Distribution - Tier 2 - 5QU CoRE ¦ 3QU LoRE | Red Flag Warning - Small Fires | Equipment / facility failure | Aggregated | 2030 | 0.0001314 | 467.0501 | 0.061372 | 2030 | Mitigation | 0.95 | 45 | 0 | esc | 0.00097009 | 1.2747e-07 | 0.00097009 | 1.2747e-07
[120 empty] | 7.3.3.17.5 (Remote Grid) Updates to grid topology to minimize risk of ignition in HFTDs Remote GridWLDFREquipment / facility failureAggregated | WLDFR | HFTD - Distribution - Tier 2 - 5QU CoRE ¦ 3QU LoRE | Red Flag Warning - Small Fires | Equipment / facility failure | Aggregated | 2031 | 0.0001314 | 467.0501 | 0.061372 | 2031 | Mitigation | 0.95 | 45 | 0 | esc | 0.00097009 | 1.2747e-07 | 0.00097009 | 1.2747e-07
[120 empty] | 7.3.3.17.5 (Remote Grid) Updates to grid topology to minimize risk of ignition in HFTDs Remote GridWLDFREquipment / facility failureAggregated | WLDFR | HFTD - Distribution - Tier 2 - 5QU CoRE ¦ 3QU LoRE | Red Flag Warning - Small Fires | Equipment / facility failure | Aggregated | 2032 | 0.0001314 | 467.0501 | 0.061372 | 2032 | Mitigation | 0.95 | 45 | 0 | esc | 0.00097009 | 1.2747e-07 | 0.00097009 | 1.2747e-07
[120 empty] | 7.3.3.17.5 (Remote Grid) Updates to grid topology to minimize risk of ignition in HFTDs Remote GridWLDFREquipment / facility failureAggregated | WLDFR | HFTD - Distribution - Tier 2 - 5QU CoRE ¦ 3QU LoRE | Red Flag Warning - Small Fires | Equipment / facility failure | Aggregated | 2033 | 0.0001314 | 467.0501 | 0.061372 | 2033 | Mitigation | 0.95 | 45 | 0 | esc | 0.00097009 | 1.2747e-07 | 0.00097009 | 1.2747e-07
[120 empty] | 7.3.3.17.5 (Remote Grid) Updates to grid topology to minimize risk of ignition in HFTDs Remote GridWLDFREquipment / facility failureAggregated | WLDFR | HFTD - Distribution - Tier 2 - 5QU CoRE ¦ 3QU LoRE | Red Flag Warning - Small Fires | Equipment / facility failure | Aggregated | 2034 | 0.0001314 | 467.0501 | 0.061372 | 2034 | Mitigation | 0.95 | 45 | 0 | esc | 0.00097009 | 1.2747e-07 | 0.00097009 | 1.2747e-07
[120 empty] | 7.3.3.17.5 (Remote Grid) Updates to grid topology to minimize risk of ignition in HFTDs Remote GridWLDFREquipment / facility failureAggregated | WLDFR | HFTD - Distribution - Tier 2 - 5QU CoRE ¦ 3QU LoRE | Red Flag Warning - Small Fires | Equipment / facility failure | Aggregated | 2035 | 0.0001314 | 467.0501 | 0.061372 | 2035 | Mitigation | 0.95 | 45 | 0 | esc | 0.00097009 | 1.2747e-07 | 0.00097009 | 1.2747e-07
[120 empty] | 7.3.3.17.5 (Remote Grid) Updates to grid topology to minimize risk of ignition in HFTDs Remote GridWLDFREquipment / facility failureAggregated | WLDFR | HFTD - Distribution - Tier 2 - 5QU CoRE ¦ 3QU LoRE | Red Flag Warning - Small Fires | Equipment / facility failure | Aggregated | 2036 | 0.0001314 | 467.0501 | 0.061372 | 2036 | Mitigation | 0.95 | 45 | 0 | esc | 0.00097009 | 1.2747e-07 | 0.00097009 | 1.2747e-07
[120 empty] | 7.3.3.17.5 (Remote Grid) Updates to grid topology to minimize risk of ignition in HFTDs Remote GridWLDFREquipment / facility failureAggregated | WLDFR | HFTD - Distribution - Tier 2 - 5QU CoRE ¦ 3QU LoRE | Red Flag Warning - Small Fires | Equipment / facility failure | Aggregated | 2037 | 0.0001314 | 467.0501 | 0.061372 | 2037 | Mitigation | 0.95 | 45 | 0 | esc | 0.00097009 | 1.2747e-07 | 0.00097009 | 1.2747e-07
[120 empty] | 7.3.3.17.5 (Remote Grid) Updates to grid topology to minimize risk of ignition in HFTDs Remote GridWLDFREquipment / facility failureAggregated | WLDFR | HFTD - Distribution - Tier 2 - 5QU CoRE ¦ 3QU LoRE | Red Flag Warning - Small Fires | Equipment / facility failure | Aggregated | 2038 | 0.0001314 | 467.0501 | 0.061372 | 2038 | Mitigation | 0.95 | 45 | 0 | esc | 0.00097009 | 1.2747e-07 | 0.00097009 | 1.2747e-07
[120 empty] | 7.3.3.17.5 (Remote Grid) Updates to grid topology to minimize risk of ignition in HFTDs Remote GridWLDFREquipment / facility failureAggregated | WLDFR | HFTD - Distribution - Tier 2 - 5QU CoRE ¦ 3QU LoRE | Red Flag Warning - Small Fires | Equipment / facility failure | Aggregated | 2039 | 0.0001314 | 467.0501 | 0.061372 | 2039 | Mitigation | 0.95 | 45 | 0 | esc | 0.00097009 | 1.2747e-07 | 0.00097009 | 1.2747e-07
[120 empty] | 7.3.3.17.5 (Remote Grid) Updates to grid topology to minimize risk of ignition in HFTDs Remote GridWLDFREquipment / facility failureAggregated | WLDFR | HFTD - Distribution - Tier 2 - 5QU CoRE ¦ 3QU LoRE | Red Flag Warning - Small Fires | Equipment / facility failure | Aggregated | 2040 | 0.0001314 | 467.0501 | 0.061372 | 2040 | Mitigation | 0.95 | 45 | 0 | esc | 0.00097009 | 1.2747e-07 | 0.00097009 | 1.2747e-07
[120 empty] | 7.3.3.17.5 (Remote Grid) Updates to grid topology to minimize risk of ignition in HFTDs Remote GridWLDFREquipment / facility failureAggregated | WLDFR | HFTD - Distribution - Tier 2 - 5QU CoRE ¦ 3QU LoRE | Red Flag Warning - Small Fires | Equipment / facility failure | Aggregated | 2041 | 0.0001314 | 467.0501 | 0.061372 | 2041 | Mitigation | 0.95 | 45 | 0 | esc | 0.00097009 | 1.2747e-07 | 0.00097009 | 1.2747e-07
[120 empty] | 7.3.3.17.5 (Remote Grid) Updates to grid topology to minimize risk of ignition in HFTDs Remote GridWLDFREquipment / facility failureAggregated | WLDFR | HFTD - Distribution - Tier 2 - 5QU CoRE ¦ 3QU LoRE | Red Flag Warning - Small Fires | Equipment / facility failure | Aggregated | 2042 | 0.0001314 | 467.0501 | 0.061372 | 2042 | Mitigation | 0.95 | 45 | 0 | esc | 0.00097009 | 1.2747e-07 | 0.00097009 | 1.2747e-07
[120 empty] | 7.3.3.17.5 (Remote Grid) Updates to grid topology to minimize risk of ignition in HFTDs Remote GridWLDFREquipment / facility failureAggregated | WLDFR | HFTD - Distribution - Tier 2 - 5QU CoRE ¦ 3QU LoRE | Red Flag Warning - Small Fires | Equipment / facility failure | Aggregated | 2043 | 0.0001314 | 467.0501 | 0.061372 | 2043 | Mitigation | 0.95 | 45 | 0 | esc | 0.00097009 | 1.2747e-07 | 0.00097009 | 1.2747e-07
[120 empty] | 7.3.3.17.5 (Remote Grid) Updates to grid topology to minimize risk of ignition in HFTDs Remote GridWLDFREquipment / facility failureAggregated | WLDFR | HFTD - Distribution - Tier 2 - 5QU CoRE ¦ 3QU LoRE | Red Flag Warning - Small Fires | Equipment / facility failure | Aggregated | 2044 | 0.0001314 | 467.0501 | 0.061372 | 2044 | Mitigation | 0.95 | 45 | 0 | esc | 0.00097009 | 1.2747e-07 | 0.00097009 | 1.2747e-07
[120 empty] | 7.3.3.17.5 (Remote Grid) Updates to grid topology to minimize risk of ignition in HFTDs Remote GridWLDFREquipment / facility failureAggregated | WLDFR | HFTD - Distribution - Tier 2 - 5QU CoRE ¦ 3QU LoRE | Red Flag Warning - Small Fires | Equipment / facility failure | Aggregated | 2045 | 0.0001314 | 467.0501 | 0.061372 | 2045 | Mitigation | 0.95 | 45 | 0 | esc | 0.00097009 | 1.2747e-07 | 0.00097009 | 1.2747e-07
[120 empty] | 7.3.3.17.5 (Remote Grid) Updates to grid topology to minimize risk of ignition in HFTDs Remote GridWLDFREquipment / facility failureAggregated | WLDFR | HFTD - Distribution - Tier 2 - 5QU CoRE ¦ 3QU LoRE | Red Flag Warning - Small Fires | Equipment / facility failure | Aggregated | 2046 | 0.0001314 | 467.0501 | 0.061372 | 2046 | Mitigation | 0.95 | 45 | 0 | esc | 0.00097009 | 1.2747e-07 | 0.00097009 | 1.2747e-07
[120 empty] | 7.3.3.17.5 (Remote Grid) Updates to grid topology to minimize risk of ignition in HFTDs Remote GridWLDFREquipment / facility failureAggregated | WLDFR | HFTD - Distribution - Tier 2 - 5QU CoRE ¦ 3QU LoRE | Red Flag Warning - Small Fires | Equipment / facility failure | Aggregated | 2047 | 0.0001314 | 467.0501 | 0.061372 | 2047 | Mitigation | 0.95 | 45 | 0 | esc | 0.00097009 | 1.2747e-07 | 0.00097009 | 1.2747e-07
[120 empty] | 7.3.3.17.5 (Remote Grid) Updates to grid topology to minimize risk of ignition in HFTDs Remote GridWLDFREquipment / facility failureAggregated | WLDFR | HFTD - Distribution - Tier 2 - 5QU CoRE ¦ 3QU LoRE | Red Flag Warning - Small Fires | Equipment / facility failure | Aggregated | 2048 | 0.0001314 | 467.0501 | 0.061372 | 2048 | Mitigation | 0.95 | 45 | 0 | esc | 0.00097009 | 1.2747e-07 | 0.00097009 | 1.2747e-07
[120 empty] | 7.3.3.17.5 (Remote Grid) Updates to grid topology to minimize risk of ignition in HFTDs Remote GridWLDFREquipment / facility failureAggregated | WLDFR | HFTD - Distribution - Tier 2 - 5QU CoRE ¦ 3QU LoRE | Red Flag Warning - Small Fires | Equipment / facility failure | Aggregated | 2049 | 0.0001314 | 467.0501 | 0.061372 | 2049 | Mitigation | 0.95 | 45 | 0 | esc | 0.00097009 | 1.2747e-07 | 0.00097009 | 1.2747e-07
[120 empty] | 7.3.3.17.5 (Remote Grid) Updates to grid topology to minimize risk of ignition in HFTDs Remote GridWLDFREquipment / facility failureAggregated | WLDFR | HFTD - Distribution - Tier 2 - 5QU CoRE ¦ 3QU LoRE | Red Flag Warning - Small Fires | Equipment / facility failure | Aggregated | 2050 | 0.0001314 | 467.0501 | 0.061372 | 2050 | Mitigation | 0.95 | 45 | 0 | esc | 0.00097009 | 1.2747e-07 | 0.00097009 | 1.2747e-07
[120 empty] | 7.3.3.17.5 (Remote Grid) Updates to grid topology to minimize risk of ignition in HFTDs Remote GridWLDFREquipment / facility failureAggregated | WLDFR | HFTD - Distribution - Tier 2 - 5QU CoRE ¦ 3QU LoRE | Red Flag Warning - Small Fires | Equipment / facility failure | Aggregated | 2051 | 0.0001314 | 467.0501 | 0.061372 | 2051 | Mitigation | 0.95 | 45 | 0 | esc | 0.00097009 | 1.2747e-07 | 0.00097009 | 1.2747e-07
[120 empty] | 7.3.3.17.5 (Remote Grid) Updates to grid topology to minimize risk of ignition in HFTDs Remote GridWLDFREquipment / facility failureAggregated | WLDFR | HFTD - Distribution - Tier 2 - 5QU CoRE ¦ 3QU LoRE | Red Flag Warning - Small Fires | Equipment / facility failure | Aggregated | 2052 | 0.0001314 | 467.0501 | 0.061372 | 2052 | Mitigation | 0.95 | 45 | 0 | esc | 0.00097009 | 1.2747e-07 | 0.00097009 | 1.2747e-07
[120 empty] | 7.3.3.17.5 (Remote Grid) Updates to grid topology to minimize risk of ignition in HFTDs Remote GridWLDFREquipment / facility failureAggregated | WLDFR | HFTD - Distribution - Tier 2 - 5QU CoRE ¦ 3QU LoRE | Red Flag Warning - Small Fires | Equipment / facility failure | Aggregated | 2053 | 0.0001314 | 467.0501 | 0.061372 | 2053 | Mitigation | 0.95 | 45 | 0 | esc | 0.00097009 | 1.2747e-07 | 0.00097009 | 1.2747e-07
[120 empty] | 7.3.3.17.5 (Remote Grid) Updates to grid topology to minimize risk of ignition in HFTDs Remote GridWLDFREquipment / facility failureAggregated | WLDFR | HFTD - Distribution - Tier 2 - 5QU CoRE ¦ 3QU LoRE | Red Flag Warning - Small Fires | Equipment / facility failure | Aggregated | 2054 | 0.0001314 | 467.0501 | 0.061372 | 2054 | Mitigation | 0.95 | 45 | 0 | esc | 0.00097009 | 1.2747e-07 | 0.00097009 | 1.2747e-07
[120 empty] | 7.3.3.17.5 (Remote Grid) Updates to grid topology to minimize risk of ignition in HFTDs Remote GridWLDFREquipment / facility failureAggregated | WLDFR | HFTD - Distribution - Tier 2 - 5QU CoRE ¦ 3QU LoRE | Red Flag Warning - Small Fires | Equipment / facility failure | Aggregated | 2055 | 0.0001314 | 467.0501 | 0.061372 | 2055 | Mitigation | 0.95 | 45 | 0 | esc | 0.00097009 | 1.2747e-07 | 0.00097009 | 1.2747e-07
[120 empty] | 7.3.3.17.5 (Remote Grid) Updates to grid topology to minimize risk of ignition in HFTDs Remote GridWLDFREquipment / facility failureAggregated | WLDFR | HFTD - Distribution - Tier 2 - 5QU CoRE ¦ 3QU LoRE | Red Flag Warning - Small Fires | Equipment / facility failure | Aggregated | 2056 | 0.0001314 | 467.0501 | 0.061372 | 2056 | Mitigation | 0.95 | 45 | 0 | esc | 0.00097009 | 1.2747e-07 | 0.00097009 | 1.2747e-07
[120 empty] | 7.3.3.17.5 (Remote Grid) Updates to grid topology to minimize risk of ignition in HFTDs Remote GridWLDFREquipment / facility failureAggregated | WLDFR | HFTD - Distribution - Tier 2 - 5QU CoRE ¦ 3QU LoRE | Red Flag Warning - Small Fires | Equipment / facility failure | Aggregated | 2057 | 0.0001314 | 467.0501 | 0.061372 | 2057 | Mitigation | 0.95 | 45 | 0 | esc | 0.00097009 | 1.2747e-07 | 0.00097009 | 1.2747e-07
[120 empty] | 7.3.3.17.5 (Remote Grid) Updates to grid topology to minimize risk of ignition in HFTDs Remote GridWLDFREquipment / facility failureAggregated | WLDFR | HFTD - Distribution - Tier 2 - 5QU CoRE ¦ 3QU LoRE | Red Flag Warning - Small Fires | Equipment / facility failure | Aggregated | 2058 | 0.0001314 | 467.0501 | 0.061372 | 2058 | Mitigation | 0.95 | 45 | 0 | esc | 0.00097009 | 1.2747e-07 | 0.00097009 | 1.2747e-07
[120 empty] | 7.3.3.17.5 (Remote Grid) Updates to grid topology to minimize risk of ignition in HFTDs Remote GridWLDFREquipment / facility failureAggregated | WLDFR | HFTD - Distribution - Tier 2 - 5QU CoRE ¦ 3QU LoRE | Red Flag Warning - Small Fires | Equipment / facility failure | Aggregated | 2059 | 0.0001314 | 467.0501 | 0.061372 | 2059 | Mitigation | 0.95 | 45 | 0 | esc | 0.00097009 | 1.2747e-07 | 0.00097009 | 1.2747e-07
[120 empty] | 7.3.3.17.5 (Remote Grid) Updates to grid topology to minimize risk of ignition in HFTDs Remote GridWLDFREquipment / facility failureAggregated | WLDFR | HFTD - Distribution - Tier 2 - 5QU CoRE ¦ 3QU LoRE | Red Flag Warning - Small Fires | Equipment / facility failure | Aggregated | 2060 | 0.0001314 | 467.0501 | 0.061372 | 2060 | Mitigation | 0.95 | 45 | 0 | esc | 0.00097009 | 1.2747e-07 | 0.00097009 | 1.2747e-07
[120 empty] | 7.3.3.17.5 (Remote Grid) Updates to grid topology to minimize risk of ignition in HFTDs Remote GridWLDFREquipment / facility failureAggregated | WLDFR | HFTD - Distribution - Tier 2 - 5QU CoRE ¦ 3QU LoRE | Red Flag Warning - Small Fires | Equipment / facility failure | Aggregated | 2061 | 0.0001314 | 467.0501 | 0.061372 | 2061 | Mitigation | 0.95 | 45 | 0 | esc | 0.00097009 | 1.2747e-07 | 0.00097009 | 1.2747e-07
[120 empty] | 7.3.3.17.5 (Remote Grid) Updates to grid topology to minimize risk of ignition in HFTDs Remote GridWLDFREquipment / facility failureAggregated | WLDFR | HFTD - Distribution - Tier 2 - 5QU CoRE ¦ 3QU LoRE | Red Flag Warning - Small Fires | Equipment / facility failure | Aggregated | 2062 | 0.0001314 | 467.0501 | 0.061372 | 2062 | Mitigation | 0.95 | 45 | 0 | esc | 0.00097009 | 1.2747e-07 | 0.00097009 | 1.2747e-07
[120 empty] | 7.3.3.17.5 (Remote Grid) Updates to grid topology to minimize risk of ignition in HFTDs Remote GridWLDFREquipment / facility failureAggregated | WLDFR | HFTD - Distribution - Tier 2 - 5QU CoRE ¦ 3QU LoRE | Red Flag Warning - Small Fires | Equipment / facility failure | Aggregated | 2063 | 0.0001314 | 467.0501 | 0.061372 | 2063 | Mitigation | 0.95 | 45 | 0 | esc | 0.00097009 | 1.2747e-07 | 0.00097009 | 1.2747e-07
[120 empty] | 7.3.3.17.5 (Remote Grid) Updates to grid topology to minimize risk of ignition in HFTDs Remote GridWLDFREquipment / facility failureAggregated | WLDFR | HFTD - Distribution - Tier 2 - 5QU CoRE ¦ 3QU LoRE | Red Flag Warning - Small Fires | Equipment / facility failure | Aggregated | 2064 | 0.0001314 | 467.0501 | 0.061372 | 2064 | Mitigation | 0.95 | 45 | 0 | esc | 0.00097009 | 1.2747e-07 | 0.00097009 | 1.2747e-07
[120 empty] | 7.3.3.17.5 (Remote Grid) Updates to grid topology to minimize risk of ignition in HFTDs Remote GridWLDFREquipment / facility failureAggregated | WLDFR | HFTD - Distribution - Tier 2 - 5QU CoRE ¦ 3QU LoRE | Red Flag Warning - Small Fires | Equipment / facility failure | Aggregated | 2065 | 0.0001314 | 467.0501 | 0.061372 | 2065 | Mitigation | 0.95 | 45 | 0 | esc | 0.00097009 | 1.2747e-07 | 0.00097009 | 1.2747e-07
[120 empty] | 7.3.3.17.5 (Remote Grid) Updates to grid topology to minimize risk of ignition in HFTDs Remote GridWLDFREquipment / facility failureAggregated | WLDFR | HFTD - Distribution - Tier 2 - 5QU CoRE ¦ 3QU LoRE | Red Flag Warning - Small Fires | Equipment / facility failure | Aggregated | 2066 | 0.0001314 | 467.0501 | 0.061372 | 2066 | Mitigation | 0.95 | 45 | 0 | esc | 0.00097009 | 1.2747e-07 | 0.00097009 | 1.2747e-07
[120 empty] | 7.3.3.17.5 (Remote Grid) Updates to grid topology to minimize risk of ignition in HFTDs Remote GridWLDFREquipment / facility failureAggregated | WLDFR | HFTD - Distribution - Tier 2 - 5QU CoRE ¦ 3QU LoRE | Red Flag Warning - Small Fires | Equipment / facility failure | Aggregated | 2067 | 0.0001314 | 467.0501 | 0.061372 | 2067 | Mitigation | 0.95 | 45 | 0 | esc | 0 | 0 | 0.00097009 | 1.2747e-07
[120 empty] | 7.3.3.17.5 (Remote Grid) Updates to grid topology to minimize risk of ignition in HFTDs Remote GridWLDFRVegetation ContactAggregated | WLDFR | HFTD - Distribution - Tier 2 - 5QU CoRE ¦ 3QU LoRE | Red Flag Warning - Small Fires | Vegetation Contact | Aggregated | 2022 | 0.00036824 | 467.0501 | 0.17198 | 2022 | Mitigation | 0.95 | 45 | 0 | esc | 0.00097009 | 3.5722e-07 | 0 | 0
[120 empty] | 7.3.3.17.5 (Remote Grid) Updates to grid topology to minimize risk of ignition in HFTDs Remote GridWLDFRVegetation ContactAggregated | WLDFR | HFTD - Distribution - Tier 2 - 5QU CoRE ¦ 3QU LoRE | Red Flag Warning - Small Fires | Vegetation Contact | Aggregated | 2023 | 0.00036824 | 467.0501 | 0.17198 | 2023 | Mitigation | 0.95 | 45 | 0 | esc | 0.00097009 | 3.5722e-07 | 0.00097009 | 3.5722e-07
[120 empty] | 7.3.3.17.5 (Remote Grid) Updates to grid topology to minimize risk of ignition in HFTDs Remote GridWLDFRVegetation ContactAggregated | WLDFR | HFTD - Distribution - Tier 2 - 5QU CoRE ¦ 3QU LoRE | Red Flag Warning - Small Fires | Vegetation Contact | Aggregated | 2024 | 0.00036824 | 467.0501 | 0.17198 | 2024 | Mitigation | 0.95 | 45 | 0 | esc | 0.00097009 | 3.5722e-07 | 0.00097009 | 3.5722e-07
[120 empty] | 7.3.3.17.5 (Remote Grid) Updates to grid topology to minimize risk of ignition in HFTDs Remote GridWLDFRVegetation ContactAggregated | WLDFR | HFTD - Distribution - Tier 2 - 5QU CoRE ¦ 3QU LoRE | Red Flag Warning - Small Fires | Vegetation Contact | Aggregated | 2025 | 0.00036824 | 467.0501 | 0.17198 | 2025 | Mitigation | 0.95 | 45 | 0 | esc | 0.00097009 | 3.5722e-07 | 0.00097009 | 3.5722e-07
[120 empty] | 7.3.3.17.5 (Remote Grid) Updates to grid topology to minimize risk of ignition in HFTDs Remote GridWLDFRVegetation ContactAggregated | WLDFR | HFTD - Distribution - Tier 2 - 5QU CoRE ¦ 3QU LoRE | Red Flag Warning - Small Fires | Vegetation Contact | Aggregated | 2026 | 0.00036824 | 467.0501 | 0.17198 | 2026 | Mitigation | 0.95 | 45 | 0 | esc | 0.00097009 | 3.5722e-07 | 0.00097009 | 3.5722e-07
[120 empty] | 7.3.3.17.5 (Remote Grid) Updates to grid topology to minimize risk of ignition in HFTDs Remote GridWLDFRVegetation ContactAggregated | WLDFR | HFTD - Distribution - Tier 2 - 5QU CoRE ¦ 3QU LoRE | Red Flag Warning - Small Fires | Vegetation Contact | Aggregated | 2027 | 0.00036824 | 467.0501 | 0.17198 | 2027 | Mitigation | 0.95 | 45 | 0 | esc | 0.00097009 | 3.5722e-07 | 0.00097009 | 3.5722e-07
[120 empty] | 7.3.3.17.5 (Remote Grid) Updates to grid topology to minimize risk of ignition in HFTDs Remote GridWLDFRVegetation ContactAggregated | WLDFR | HFTD - Distribution - Tier 2 - 5QU CoRE ¦ 3QU LoRE | Red Flag Warning - Small Fires | Vegetation Contact | Aggregated | 2028 | 0.00036824 | 467.0501 | 0.17198 | 2028 | Mitigation | 0.95 | 45 | 0 | esc | 0.00097009 | 3.5722e-07 | 0.00097009 | 3.5722e-07
[120 empty] | 7.3.3.17.5 (Remote Grid) Updates to grid topology to minimize risk of ignition in HFTDs Remote GridWLDFRVegetation ContactAggregated | WLDFR | HFTD - Distribution - Tier 2 - 5QU CoRE ¦ 3QU LoRE | Red Flag Warning - Small Fires | Vegetation Contact | Aggregated | 2029 | 0.00036824 | 467.0501 | 0.17198 | 2029 | Mitigation | 0.95 | 45 | 0 | esc | 0.00097009 | 3.5722e-07 | 0.00097009 | 3.5722e-07
[120 empty] | 7.3.3.17.5 (Remote Grid) Updates to grid topology to minimize risk of ignition in HFTDs Remote GridWLDFRVegetation ContactAggregated | WLDFR | HFTD - Distribution - Tier 2 - 5QU CoRE ¦ 3QU LoRE | Red Flag Warning - Small Fires | Vegetation Contact | Aggregated | 2030 | 0.00036824 | 467.0501 | 0.17198 | 2030 | Mitigation | 0.95 | 45 | 0 | esc | 0.00097009 | 3.5722e-07 | 0.00097009 | 3.5722e-07
[120 empty] | 7.3.3.17.5 (Remote Grid) Updates to grid topology to minimize risk of ignition in HFTDs Remote GridWLDFRVegetation ContactAggregated | WLDFR | HFTD - Distribution - Tier 2 - 5QU CoRE ¦ 3QU LoRE | Red Flag Warning - Small Fires | Vegetation Contact | Aggregated | 2031 | 0.00036824 | 467.0501 | 0.17198 | 2031 | Mitigation | 0.95 | 45 | 0 | esc | 0.00097009 | 3.5722e-07 | 0.00097009 | 3.5722e-07
[120 empty] | 7.3.3.17.5 (Remote Grid) Updates to grid topology to minimize risk of ignition in HFTDs Remote GridWLDFRVegetation ContactAggregated | WLDFR | HFTD - Distribution - Tier 2 - 5QU CoRE ¦ 3QU LoRE | Red Flag Warning - Small Fires | Vegetation Contact | Aggregated | 2032 | 0.00036824 | 467.0501 | 0.17198 | 2032 | Mitigation | 0.95 | 45 | 0 | esc | 0.00097009 | 3.5722e-07 | 0.00097009 | 3.5722e-07
[120 empty] | 7.3.3.17.5 (Remote Grid) Updates to grid topology to minimize risk of ignition in HFTDs Remote GridWLDFRVegetation ContactAggregated | WLDFR | HFTD - Distribution - Tier 2 - 5QU CoRE ¦ 3QU LoRE | Red Flag Warning - Small Fires | Vegetation Contact | Aggregated | 2033 | 0.00036824 | 467.0501 | 0.17198 | 2033 | Mitigation | 0.95 | 45 | 0 | esc | 0.00097009 | 3.5722e-07 | 0.00097009 | 3.5722e-07
[120 empty] | 7.3.3.17.5 (Remote Grid) Updates to grid topology to minimize risk of ignition in HFTDs Remote GridWLDFRVegetation ContactAggregated | WLDFR | HFTD - Distribution - Tier 2 - 5QU CoRE ¦ 3QU LoRE | Red Flag Warning - Small Fires | Vegetation Contact | Aggregated | 2034 | 0.00036824 | 467.0501 | 0.17198 | 2034 | Mitigation | 0.95 | 45 | 0 | esc | 0.00097009 | 3.5722e-07 | 0.00097009 | 3.5722e-07
[120 empty] | 7.3.3.17.5 (Remote Grid) Updates to grid topology to minimize risk of ignition in HFTDs Remote GridWLDFRVegetation ContactAggregated | WLDFR | HFTD - Distribution - Tier 2 - 5QU CoRE ¦ 3QU LoRE | Red Flag Warning - Small Fires | Vegetation Contact | Aggregated | 2035 | 0.00036824 | 467.0501 | 0.17198 | 2035 | Mitigation | 0.95 | 45 | 0 | esc | 0.00097009 | 3.5722e-07 | 0.00097009 | 3.5722e-07
[120 empty] | 7.3.3.17.5 (Remote Grid) Updates to grid topology to minimize risk of ignition in HFTDs Remote GridWLDFRVegetation ContactAggregated | WLDFR | HFTD - Distribution - Tier 2 - 5QU CoRE ¦ 3QU LoRE | Red Flag Warning - Small Fires | Vegetation Contact | Aggregated | 2036 | 0.00036824 | 467.0501 | 0.17198 | 2036 | Mitigation | 0.95 | 45 | 0 | esc | 0.00097009 | 3.5722e-07 | 0.00097009 | 3.5722e-07
[120 empty] | 7.3.3.17.5 (Remote Grid) Updates to grid topology to minimize risk of ignition in HFTDs Remote GridWLDFRVegetation ContactAggregated | WLDFR | HFTD - Distribution - Tier 2 - 5QU CoRE ¦ 3QU LoRE | Red Flag Warning - Small Fires | Vegetation Contact | Aggregated | 2037 | 0.00036824 | 467.0501 | 0.17198 | 2037 | Mitigation | 0.95 | 45 | 0 | esc | 0.00097009 | 3.5722e-07 | 0.00097009 | 3.5722e-07
[120 empty] | 7.3.3.17.5 (Remote Grid) Updates to grid topology to minimize risk of ignition in HFTDs Remote GridWLDFRVegetation ContactAggregated | WLDFR | HFTD - Distribution - Tier 2 - 5QU CoRE ¦ 3QU LoRE | Red Flag Warning - Small Fires | Vegetation Contact | Aggregated | 2038 | 0.00036824 | 467.0501 | 0.17198 | 2038 | Mitigation | 0.95 | 45 | 0 | esc | 0.00097009 | 3.5722e-07 | 0.00097009 | 3.5722e-07
[120 empty] | 7.3.3.17.5 (Remote Grid) Updates to grid topology to minimize risk of ignition in HFTDs Remote GridWLDFRVegetation ContactAggregated | WLDFR | HFTD - Distribution - Tier 2 - 5QU CoRE ¦ 3QU LoRE | Red Flag Warning - Small Fires | Vegetation Contact | Aggregated | 2039 | 0.00036824 | 467.0501 | 0.17198 | 2039 | Mitigation | 0.95 | 45 | 0 | esc | 0.00097009 | 3.5722e-07 | 0.00097009 | 3.5722e-07
[120 empty] | 7.3.3.17.5 (Remote Grid) Updates to grid topology to minimize risk of ignition in HFTDs Remote GridWLDFRVegetation ContactAggregated | WLDFR | HFTD - Distribution - Tier 2 - 5QU CoRE ¦ 3QU LoRE | Red Flag Warning - Small Fires | Vegetation Contact | Aggregated | 2040 | 0.00036824 | 467.0501 | 0.17198 | 2040 | Mitigation | 0.95 | 45 | 0 | esc | 0.00097009 | 3.5722e-07 | 0.00097009 | 3.5722e-07
[120 empty] | 7.3.3.17.5 (Remote Grid) Updates to grid topology to minimize risk of ignition in HFTDs Remote GridWLDFRVegetation ContactAggregated | WLDFR | HFTD - Distribution - Tier 2 - 5QU CoRE ¦ 3QU LoRE | Red Flag Warning - Small Fires | Vegetation Contact | Aggregated | 2041 | 0.00036824 | 467.0501 | 0.17198 | 2041 | Mitigation | 0.95 | 45 | 0 | esc | 0.00097009 | 3.5722e-07 | 0.00097009 | 3.5722e-07
[120 empty] | 7.3.3.17.5 (Remote Grid) Updates to grid topology to minimize risk of ignition in HFTDs Remote GridWLDFRVegetation ContactAggregated | WLDFR | HFTD - Distribution - Tier 2 - 5QU CoRE ¦ 3QU LoRE | Red Flag Warning - Small Fires | Vegetation Contact | Aggregated | 2042 | 0.00036824 | 467.0501 | 0.17198 | 2042 | Mitigation | 0.95 | 45 | 0 | esc | 0.00097009 | 3.5722e-07 | 0.00097009 | 3.5722e-07
[120 empty] | 7.3.3.17.5 (Remote Grid) Updates to grid topology to minimize risk of ignition in HFTDs Remote GridWLDFRVegetation ContactAggregated | WLDFR | HFTD - Distribution - Tier 2 - 5QU CoRE ¦ 3QU LoRE | Red Flag Warning - Small Fires | Vegetation Contact | Aggregated | 2043 | 0.00036824 | 467.0501 | 0.17198 | 2043 | Mitigation | 0.95 | 45 | 0 | esc | 0.00097009 | 3.5722e-07 | 0.00097009 | 3.5722e-07
[120 empty] | 7.3.3.17.5 (Remote Grid) Updates to grid topology to minimize risk of ignition in HFTDs Remote GridWLDFRVegetation ContactAggregated | WLDFR | HFTD - Distribution - Tier 2 - 5QU CoRE ¦ 3QU LoRE | Red Flag Warning - Small Fires | Vegetation Contact | Aggregated | 2044 | 0.00036824 | 467.0501 | 0.17198 | 2044 | Mitigation | 0.95 | 45 | 0 | esc | 0.00097009 | 3.5722e-07 | 0.00097009 | 3.5722e-07
[120 empty] | 7.3.3.17.5 (Remote Grid) Updates to grid topology to minimize risk of ignition in HFTDs Remote GridWLDFRVegetation ContactAggregated | WLDFR | HFTD - Distribution - Tier 2 - 5QU CoRE ¦ 3QU LoRE | Red Flag Warning - Small Fires | Vegetation Contact | Aggregated | 2045 | 0.00036824 | 467.0501 | 0.17198 | 2045 | Mitigation | 0.95 | 45 | 0 | esc | 0.00097009 | 3.5722e-07 | 0.00097009 | 3.5722e-07
[120 empty] | 7.3.3.17.5 (Remote Grid) Updates to grid topology to minimize risk of ignition in HFTDs Remote GridWLDFRVegetation ContactAggregated | WLDFR | HFTD - Distribution - Tier 2 - 5QU CoRE ¦ 3QU LoRE | Red Flag Warning - Small Fires | Vegetation Contact | Aggregated | 2046 | 0.00036824 | 467.0501 | 0.17198 | 2046 | Mitigation | 0.95 | 45 | 0 | esc | 0.00097009 | 3.5722e-07 | 0.00097009 | 3.5722e-07
[120 empty] | 7.3.3.17.5 (Remote Grid) Updates to grid topology to minimize risk of ignition in HFTDs Remote GridWLDFRVegetation ContactAggregated | WLDFR | HFTD - Distribution - Tier 2 - 5QU CoRE ¦ 3QU LoRE | Red Flag Warning - Small Fires | Vegetation Contact | Aggregated | 2047 | 0.00036824 | 467.0501 | 0.17198 | 2047 | Mitigation | 0.95 | 45 | 0 | esc | 0.00097009 | 3.5722e-07 | 0.00097009 | 3.5722e-07
[120 empty] | 7.3.3.17.5 (Remote Grid) Updates to grid topology to minimize risk of ignition in HFTDs Remote GridWLDFRVegetation ContactAggregated | WLDFR | HFTD - Distribution - Tier 2 - 5QU CoRE ¦ 3QU LoRE | Red Flag Warning - Small Fires | Vegetation Contact | Aggregated | 2048 | 0.00036824 | 467.0501 | 0.17198 | 2048 | Mitigation | 0.95 | 45 | 0 | esc | 0.00097009 | 3.5722e-07 | 0.00097009 | 3.5722e-07
[120 empty] | 7.3.3.17.5 (Remote Grid) Updates to grid topology to minimize risk of ignition in HFTDs Remote GridWLDFRVegetation ContactAggregated | WLDFR | HFTD - Distribution - Tier 2 - 5QU CoRE ¦ 3QU LoRE | Red Flag Warning - Small Fires | Vegetation Contact | Aggregated | 2049 | 0.00036824 | 467.0501 | 0.17198 | 2049 | Mitigation | 0.95 | 45 | 0 | esc | 0.00097009 | 3.5722e-07 | 0.00097009 | 3.5722e-07
[120 empty] | 7.3.3.17.5 (Remote Grid) Updates to grid topology to minimize risk of ignition in HFTDs Remote GridWLDFRVegetation ContactAggregated | WLDFR | HFTD - Distribution - Tier 2 - 5QU CoRE ¦ 3QU LoRE | Red Flag Warning - Small Fires | Vegetation Contact | Aggregated | 2050 | 0.00036824 | 467.0501 | 0.17198 | 2050 | Mitigation | 0.95 | 45 | 0 | esc | 0.00097009 | 3.5722e-07 | 0.00097009 | 3.5722e-07
[120 empty] | 7.3.3.17.5 (Remote Grid) Updates to grid topology to minimize risk of ignition in HFTDs Remote GridWLDFRVegetation ContactAggregated | WLDFR | HFTD - Distribution - Tier 2 - 5QU CoRE ¦ 3QU LoRE | Red Flag Warning - Small Fires | Vegetation Contact | Aggregated | 2051 | 0.00036824 | 467.0501 | 0.17198 | 2051 | Mitigation | 0.95 | 45 | 0 | esc | 0.00097009 | 3.5722e-07 | 0.00097009 | 3.5722e-07
[120 empty] | 7.3.3.17.5 (Remote Grid) Updates to grid topology to minimize risk of ignition in HFTDs Remote GridWLDFRVegetation ContactAggregated | WLDFR | HFTD - Distribution - Tier 2 - 5QU CoRE ¦ 3QU LoRE | Red Flag Warning - Small Fires | Vegetation Contact | Aggregated | 2052 | 0.00036824 | 467.0501 | 0.17198 | 2052 | Mitigation | 0.95 | 45 | 0 | esc | 0.00097009 | 3.5722e-07 | 0.00097009 | 3.5722e-07
[120 empty] | 7.3.3.17.5 (Remote Grid) Updates to grid topology to minimize risk of ignition in HFTDs Remote GridWLDFRVegetation ContactAggregated | WLDFR | HFTD - Distribution - Tier 2 - 5QU CoRE ¦ 3QU LoRE | Red Flag Warning - Small Fires | Vegetation Contact | Aggregated | 2053 | 0.00036824 | 467.0501 | 0.17198 | 2053 | Mitigation | 0.95 | 45 | 0 | esc | 0.00097009 | 3.5722e-07 | 0.00097009 | 3.5722e-07
[120 empty] | 7.3.3.17.5 (Remote Grid) Updates to grid topology to minimize risk of ignition in HFTDs Remote GridWLDFRVegetation ContactAggregated | WLDFR | HFTD - Distribution - Tier 2 - 5QU CoRE ¦ 3QU LoRE | Red Flag Warning - Small Fires | Vegetation Contact | Aggregated | 2054 | 0.00036824 | 467.0501 | 0.17198 | 2054 | Mitigation | 0.95 | 45 | 0 | esc | 0.00097009 | 3.5722e-07 | 0.00097009 | 3.5722e-07
[120 empty] | 7.3.3.17.5 (Remote Grid) Updates to grid topology to minimize risk of ignition in HFTDs Remote GridWLDFRVegetation ContactAggregated | WLDFR | HFTD - Distribution - Tier 2 - 5QU CoRE ¦ 3QU LoRE | Red Flag Warning - Small Fires | Vegetation Contact | Aggregated | 2055 | 0.00036824 | 467.0501 | 0.17198 | 2055 | Mitigation | 0.95 | 45 | 0 | esc | 0.00097009 | 3.5722e-07 | 0.00097009 | 3.5722e-07
[120 empty] | 7.3.3.17.5 (Remote Grid) Updates to grid topology to minimize risk of ignition in HFTDs Remote GridWLDFRVegetation ContactAggregated | WLDFR | HFTD - Distribution - Tier 2 - 5QU CoRE ¦ 3QU LoRE | Red Flag Warning - Small Fires | Vegetation Contact | Aggregated | 2056 | 0.00036824 | 467.0501 | 0.17198 | 2056 | Mitigation | 0.95 | 45 | 0 | esc | 0.00097009 | 3.5722e-07 | 0.00097009 | 3.5722e-07
[120 empty] | 7.3.3.17.5 (Remote Grid) Updates to grid topology to minimize risk of ignition in HFTDs Remote GridWLDFRVegetation ContactAggregated | WLDFR | HFTD - Distribution - Tier 2 - 5QU CoRE ¦ 3QU LoRE | Red Flag Warning - Small Fires | Vegetation Contact | Aggregated | 2057 | 0.00036824 | 467.0501 | 0.17198 | 2057 | Mitigation | 0.95 | 45 | 0 | esc | 0.00097009 | 3.5722e-07 | 0.00097009 | 3.5722e-07
[120 empty] | 7.3.3.17.5 (Remote Grid) Updates to grid topology to minimize risk of ignition in HFTDs Remote GridWLDFRVegetation ContactAggregated | WLDFR | HFTD - Distribution - Tier 2 - 5QU CoRE ¦ 3QU LoRE | Red Flag Warning - Small Fires | Vegetation Contact | Aggregated | 2058 | 0.00036824 | 467.0501 | 0.17198 | 2058 | Mitigation | 0.95 | 45 | 0 | esc | 0.00097009 | 3.5722e-07 | 0.00097009 | 3.5722e-07
[120 empty] | 7.3.3.17.5 (Remote Grid) Updates to grid topology to minimize risk of ignition in HFTDs Remote GridWLDFRVegetation ContactAggregated | WLDFR | HFTD - Distribution - Tier 2 - 5QU CoRE ¦ 3QU LoRE | Red Flag Warning - Small Fires | Vegetation Contact | Aggregated | 2059 | 0.00036824 | 467.0501 | 0.17198 | 2059 | Mitigation | 0.95 | 45 | 0 | esc | 0.00097009 | 3.5722e-07 | 0.00097009 | 3.5722e-07
[120 empty] | 7.3.3.17.5 (Remote Grid) Updates to grid topology to minimize risk of ignition in HFTDs Remote GridWLDFRVegetation ContactAggregated | WLDFR | HFTD - Distribution - Tier 2 - 5QU CoRE ¦ 3QU LoRE | Red Flag Warning - Small Fires | Vegetation Contact | Aggregated | 2060 | 0.00036824 | 467.0501 | 0.17198 | 2060 | Mitigation | 0.95 | 45 | 0 | esc | 0.00097009 | 3.5722e-07 | 0.00097009 | 3.5722e-07
[120 empty] | 7.3.3.17.5 (Remote Grid) Updates to grid topology to minimize risk of ignition in HFTDs Remote GridWLDFRVegetation ContactAggregated | WLDFR | HFTD - Distribution - Tier 2 - 5QU CoRE ¦ 3QU LoRE | Red Flag Warning - Small Fires | Vegetation Contact | Aggregated | 2061 | 0.00036824 | 467.0501 | 0.17198 | 2061 | Mitigation | 0.95 | 45 | 0 | esc | 0.00097009 | 3.5722e-07 | 0.00097009 | 3.5722e-07
[120 empty] | 7.3.3.17.5 (Remote Grid) Updates to grid topology to minimize risk of ignition in HFTDs Remote GridWLDFRVegetation ContactAggregated | WLDFR | HFTD - Distribution - Tier 2 - 5QU CoRE ¦ 3QU LoRE | Red Flag Warning - Small Fires | Vegetation Contact | Aggregated | 2062 | 0.00036824 | 467.0501 | 0.17198 | 2062 | Mitigation | 0.95 | 45 | 0 | esc | 0.00097009 | 3.5722e-07 | 0.00097009 | 3.5722e-07
[120 empty] | 7.3.3.17.5 (Remote Grid) Updates to grid topology to minimize risk of ignition in HFTDs Remote GridWLDFRVegetation ContactAggregated | WLDFR | HFTD - Distribution - Tier 2 - 5QU CoRE ¦ 3QU LoRE | Red Flag Warning - Small Fires | Vegetation Contact | Aggregated | 2063 | 0.00036824 | 467.0501 | 0.17198 | 2063 | Mitigation | 0.95 | 45 | 0 | esc | 0.00097009 | 3.5722e-07 | 0.00097009 | 3.5722e-07
[120 empty] | 7.3.3.17.5 (Remote Grid) Updates to grid topology to minimize risk of ignition in HFTDs Remote GridWLDFRVegetation ContactAggregated | WLDFR | HFTD - Distribution - Tier 2 - 5QU CoRE ¦ 3QU LoRE | Red Flag Warning - Small Fires | Vegetation Contact | Aggregated | 2064 | 0.00036824 | 467.0501 | 0.17198 | 2064 | Mitigation | 0.95 | 45 | 0 | esc | 0.00097009 | 3.5722e-07 | 0.00097009 | 3.5722e-07
[120 empty] | 7.3.3.17.5 (Remote Grid) Updates to grid topology to minimize risk of ignition in HFTDs Remote GridWLDFRVegetation ContactAggregated | WLDFR | HFTD - Distribution - Tier 2 - 5QU CoRE ¦ 3QU LoRE | Red Flag Warning - Small Fires | Vegetation Contact | Aggregated | 2065 | 0.00036824 | 467.0501 | 0.17198 | 2065 | Mitigation | 0.95 | 45 | 0 | esc | 0.00097009 | 3.5722e-07 | 0.00097009 | 3.5722e-07
[120 empty] | 7.3.3.17.5 (Remote Grid) Updates to grid topology to minimize risk of ignition in HFTDs Remote GridWLDFRVegetation ContactAggregated | WLDFR | HFTD - Distribution - Tier 2 - 5QU CoRE ¦ 3QU LoRE | Red Flag Warning - Small Fires | Vegetation Contact | Aggregated | 2066 | 0.00036824 | 467.0501 | 0.17198 | 2066 | Mitigation | 0.95 | 45 | 0 | esc | 0.00097009 | 3.5722e-07 | 0.00097009 | 3.5722e-07
[120 empty] | 7.3.3.17.5 (Remote Grid) Updates to grid topology to minimize risk of ignition in HFTDs Remote GridWLDFRVegetation ContactAggregated | WLDFR | HFTD - Distribution - Tier 2 - 5QU CoRE ¦ 3QU LoRE | Red Flag Warning - Small Fires | Vegetation Contact | Aggregated | 2067 | 0.00036824 | 467.0501 | 0.17198 | 2067 | Mitigation | 0.95 | 45 | 0 | esc | 0 | 0 | 0.00097009 | 3.5722e-07
[120 empty] | 7.3.3.17.5 (Remote Grid) Updates to grid topology to minimize risk of ignition in HFTDs Remote GridWLDFRWire-to-wire contactAggregated | WLDFR | HFTD - Distribution - Tier 2 - 5QU CoRE ¦ 3QU LoRE | Red Flag Warning - Small Fires | Wire-to-wire contact | Aggregated | 2022 | 6.1486e-06 | 467.0501 | 0.0028717 | 2022 | Mitigation | 0.95 | 45 | 0 | esc | 0.00097009 | 5.9646e-09 | 0 | 0
[120 empty] | 7.3.3.17.5 (Remote Grid) Updates to grid topology to minimize risk of ignition in HFTDs Remote GridWLDFRWire-to-wire contactAggregated | WLDFR | HFTD - Distribution - Tier 2 - 5QU CoRE ¦ 3QU LoRE | Red Flag Warning - Small Fires | Wire-to-wire contact | Aggregated | 2023 | 6.1486e-06 | 467.0501 | 0.0028717 | 2023 | Mitigation | 0.95 | 45 | 0 | esc | 0.00097009 | 5.9646e-09 | 0.00097009 | 5.9646e-09
[120 empty] | 7.3.3.17.5 (Remote Grid) Updates to grid topology to minimize risk of ignition in HFTDs Remote GridWLDFRWire-to-wire contactAggregated | WLDFR | HFTD - Distribution - Tier 2 - 5QU CoRE ¦ 3QU LoRE | Red Flag Warning - Small Fires | Wire-to-wire contact | Aggregated | 2024 | 6.1486e-06 | 467.0501 | 0.0028717 | 2024 | Mitigation | 0.95 | 45 | 0 | esc | 0.00097009 | 5.9646e-09 | 0.00097009 | 5.9646e-09
[120 empty] | 7.3.3.17.5 (Remote Grid) Updates to grid topology to minimize risk of ignition in HFTDs Remote GridWLDFRWire-to-wire contactAggregated | WLDFR | HFTD - Distribution - Tier 2 - 5QU CoRE ¦ 3QU LoRE | Red Flag Warning - Small Fires | Wire-to-wire contact | Aggregated | 2025 | 6.1486e-06 | 467.0501 | 0.0028717 | 2025 | Mitigation | 0.95 | 45 | 0 | esc | 0.00097009 | 5.9646e-09 | 0.00097009 | 5.9646e-09
[120 empty] | 7.3.3.17.5 (Remote Grid) Updates to grid topology to minimize risk of ignition in HFTDs Remote GridWLDFRWire-to-wire contactAggregated | WLDFR | HFTD - Distribution - Tier 2 - 5QU CoRE ¦ 3QU LoRE | Red Flag Warning - Small Fires | Wire-to-wire contact | Aggregated | 2026 | 6.1486e-06 | 467.0501 | 0.0028717 | 2026 | Mitigation | 0.95 | 45 | 0 | esc | 0.00097009 | 5.9646e-09 | 0.00097009 | 5.9646e-09
[120 empty] | 7.3.3.17.5 (Remote Grid) Updates to grid topology to minimize risk of ignition in HFTDs Remote GridWLDFRWire-to-wire contactAggregated | WLDFR | HFTD - Distribution - Tier 2 - 5QU CoRE ¦ 3QU LoRE | Red Flag Warning - Small Fires | Wire-to-wire contact | Aggregated | 2027 | 6.1486e-06 | 467.0501 | 0.0028717 | 2027 | Mitigation | 0.95 | 45 | 0 | esc | 0.00097009 | 5.9646e-09 | 0.00097009 | 5.9646e-09
[120 empty] | 7.3.3.17.5 (Remote Grid) Updates to grid topology to minimize risk of ignition in HFTDs Remote GridWLDFRWire-to-wire contactAggregated | WLDFR | HFTD - Distribution - Tier 2 - 5QU CoRE ¦ 3QU LoRE | Red Flag Warning - Small Fires | Wire-to-wire contact | Aggregated | 2028 | 6.1486e-06 | 467.0501 | 0.0028717 | 2028 | Mitigation | 0.95 | 45 | 0 | esc | 0.00097009 | 5.9646e-09 | 0.00097009 | 5.9646e-09
[120 empty] | 7.3.3.17.5 (Remote Grid) Updates to grid topology to minimize risk of ignition in HFTDs Remote GridWLDFRWire-to-wire contactAggregated | WLDFR | HFTD - Distribution - Tier 2 - 5QU CoRE ¦ 3QU LoRE | Red Flag Warning - Small Fires | Wire-to-wire contact | Aggregated | 2029 | 6.1486e-06 | 467.0501 | 0.0028717 | 2029 | Mitigation | 0.95 | 45 | 0 | esc | 0.00097009 | 5.9646e-09 | 0.00097009 | 5.9646e-09
[120 empty] | 7.3.3.17.5 (Remote Grid) Updates to grid topology to minimize risk of ignition in HFTDs Remote GridWLDFRWire-to-wire contactAggregated | WLDFR | HFTD - Distribution - Tier 2 - 5QU CoRE ¦ 3QU LoRE | Red Flag Warning - Small Fires | Wire-to-wire contact | Aggregated | 2030 | 6.1486e-06 | 467.0501 | 0.0028717 | 2030 | Mitigation | 0.95 | 45 | 0 | esc | 0.00097009 | 5.9646e-09 | 0.00097009 | 5.9646e-09
[120 empty] | 7.3.3.17.5 (Remote Grid) Updates to grid topology to minimize risk of ignition in HFTDs Remote GridWLDFRWire-to-wire contactAggregated | WLDFR | HFTD - Distribution - Tier 2 - 5QU CoRE ¦ 3QU LoRE | Red Flag Warning - Small Fires | Wire-to-wire contact | Aggregated | 2031 | 6.1486e-06 | 467.0501 | 0.0028717 | 2031 | Mitigation | 0.95 | 45 | 0 | esc | 0.00097009 | 5.9646e-09 | 0.00097009 | 5.9646e-09
[120 empty] | 7.3.3.17.5 (Remote Grid) Updates to grid topology to minimize risk of ignition in HFTDs Remote GridWLDFRWire-to-wire contactAggregated | WLDFR | HFTD - Distribution - Tier 2 - 5QU CoRE ¦ 3QU LoRE | Red Flag Warning - Small Fires | Wire-to-wire contact | Aggregated | 2032 | 6.1486e-06 | 467.0501 | 0.0028717 | 2032 | Mitigation | 0.95 | 45 | 0 | esc | 0.00097009 | 5.9646e-09 | 0.00097009 | 5.9646e-09
[120 empty] | 7.3.3.17.5 (Remote Grid) Updates to grid topology to minimize risk of ignition in HFTDs Remote GridWLDFRWire-to-wire contactAggregated | WLDFR | HFTD - Distribution - Tier 2 - 5QU CoRE ¦ 3QU LoRE | Red Flag Warning - Small Fires | Wire-to-wire contact | Aggregated | 2033 | 6.1486e-06 | 467.0501 | 0.0028717 | 2033 | Mitigation | 0.95 | 45 | 0 | esc | 0.00097009 | 5.9646e-09 | 0.00097009 | 5.9646e-09
[120 empty] | 7.3.3.17.5 (Remote Grid) Updates to grid topology to minimize risk of ignition in HFTDs Remote GridWLDFRWire-to-wire contactAggregated | WLDFR | HFTD - Distribution - Tier 2 - 5QU CoRE ¦ 3QU LoRE | Red Flag Warning - Small Fires | Wire-to-wire contact | Aggregated | 2034 | 6.1486e-06 | 467.0501 | 0.0028717 | 2034 | Mitigation | 0.95 | 45 | 0 | esc | 0.00097009 | 5.9646e-09 | 0.00097009 | 5.9646e-09
[120 empty] | 7.3.3.17.5 (Remote Grid) Updates to grid topology to minimize risk of ignition in HFTDs Remote GridWLDFRWire-to-wire contactAggregated | WLDFR | HFTD - Distribution - Tier 2 - 5QU CoRE ¦ 3QU LoRE | Red Flag Warning - Small Fires | Wire-to-wire contact | Aggregated | 2035 | 6.1486e-06 | 467.0501 | 0.0028717 | 2035 | Mitigation | 0.95 | 45 | 0 | esc | 0.00097009 | 5.9646e-09 | 0.00097009 | 5.9646e-09
[120 empty] | 7.3.3.17.5 (Remote Grid) Updates to grid topology to minimize risk of ignition in HFTDs Remote GridWLDFRWire-to-wire contactAggregated | WLDFR | HFTD - Distribution - Tier 2 - 5QU CoRE ¦ 3QU LoRE | Red Flag Warning - Small Fires | Wire-to-wire contact | Aggregated | 2036 | 6.1486e-06 | 467.0501 | 0.0028717 | 2036 | Mitigation | 0.95 | 45 | 0 | esc | 0.00097009 | 5.9646e-09 | 0.00097009 | 5.9646e-09
[120 empty] | 7.3.3.17.5 (Remote Grid) Updates to grid topology to minimize risk of ignition in HFTDs Remote GridWLDFRWire-to-wire contactAggregated | WLDFR | HFTD - Distribution - Tier 2 - 5QU CoRE ¦ 3QU LoRE | Red Flag Warning - Small Fires | Wire-to-wire contact | Aggregated | 2037 | 6.1486e-06 | 467.0501 | 0.0028717 | 2037 | Mitigation | 0.95 | 45 | 0 | esc | 0.00097009 | 5.9646e-09 | 0.00097009 | 5.9646e-09
[120 empty] | 7.3.3.17.5 (Remote Grid) Updates to grid topology to minimize risk of ignition in HFTDs Remote GridWLDFRWire-to-wire contactAggregated | WLDFR | HFTD - Distribution - Tier 2 - 5QU CoRE ¦ 3QU LoRE | Red Flag Warning - Small Fires | Wire-to-wire contact | Aggregated | 2038 | 6.1486e-06 | 467.0501 | 0.0028717 | 2038 | Mitigation | 0.95 | 45 | 0 | esc | 0.00097009 | 5.9646e-09 | 0.00097009 | 5.9646e-09
[120 empty] | 7.3.3.17.5 (Remote Grid) Updates to grid topology to minimize risk of ignition in HFTDs Remote GridWLDFRWire-to-wire contactAggregated | WLDFR | HFTD - Distribution - Tier 2 - 5QU CoRE ¦ 3QU LoRE | Red Flag Warning - Small Fires | Wire-to-wire contact | Aggregated | 2039 | 6.1486e-06 | 467.0501 | 0.0028717 | 2039 | Mitigation | 0.95 | 45 | 0 | esc | 0.00097009 | 5.9646e-09 | 0.00097009 | 5.9646e-09
[120 empty] | 7.3.3.17.5 (Remote Grid) Updates to grid topology to minimize risk of ignition in HFTDs Remote GridWLDFRWire-to-wire contactAggregated | WLDFR | HFTD - Distribution - Tier 2 - 5QU CoRE ¦ 3QU LoRE | Red Flag Warning - Small Fires | Wire-to-wire contact | Aggregated | 2040 | 6.1486e-06 | 467.0501 | 0.0028717 | 2040 | Mitigation | 0.95 | 45 | 0 | esc | 0.00097009 | 5.9646e-09 | 0.00097009 | 5.9646e-09
[120 empty] | 7.3.3.17.5 (Remote Grid) Updates to grid topology to minimize risk of ignition in HFTDs Remote GridWLDFRWire-to-wire contactAggregated | WLDFR | HFTD - Distribution - Tier 2 - 5QU CoRE ¦ 3QU LoRE | Red Flag Warning - Small Fires | Wire-to-wire contact | Aggregated | 2041 | 6.1486e-06 | 467.0501 | 0.0028717 | 2041 | Mitigation | 0.95 | 45 | 0 | esc | 0.00097009 | 5.9646e-09 | 0.00097009 | 5.9646e-09
[120 empty] | 7.3.3.17.5 (Remote Grid) Updates to grid topology to minimize risk of ignition in HFTDs Remote GridWLDFRWire-to-wire contactAggregated | WLDFR | HFTD - Distribution - Tier 2 - 5QU CoRE ¦ 3QU LoRE | Red Flag Warning - Small Fires | Wire-to-wire contact | Aggregated | 2042 | 6.1486e-06 | 467.0501 | 0.0028717 | 2042 | Mitigation | 0.95 | 45 | 0 | esc | 0.00097009 | 5.9646e-09 | 0.00097009 | 5.9646e-09
[120 empty] | 7.3.3.17.5 (Remote Grid) Updates to grid topology to minimize risk of ignition in HFTDs Remote GridWLDFRWire-to-wire contactAggregated | WLDFR | HFTD - Distribution - Tier 2 - 5QU CoRE ¦ 3QU LoRE | Red Flag Warning - Small Fires | Wire-to-wire contact | Aggregated | 2043 | 6.1486e-06 | 467.0501 | 0.0028717 | 2043 | Mitigation | 0.95 | 45 | 0 | esc | 0.00097009 | 5.9646e-09 | 0.00097009 | 5.9646e-09
[120 empty] | 7.3.3.17.5 (Remote Grid) Updates to grid topology to minimize risk of ignition in HFTDs Remote GridWLDFRWire-to-wire contactAggregated | WLDFR | HFTD - Distribution - Tier 2 - 5QU CoRE ¦ 3QU LoRE | Red Flag Warning - Small Fires | Wire-to-wire contact | Aggregated | 2044 | 6.1486e-06 | 467.0501 | 0.0028717 | 2044 | Mitigation | 0.95 | 45 | 0 | esc | 0.00097009 | 5.9646e-09 | 0.00097009 | 5.9646e-09
[120 empty] | 7.3.3.17.5 (Remote Grid) Updates to grid topology to minimize risk of ignition in HFTDs Remote GridWLDFRWire-to-wire contactAggregated | WLDFR | HFTD - Distribution - Tier 2 - 5QU CoRE ¦ 3QU LoRE | Red Flag Warning - Small Fires | Wire-to-wire contact | Aggregated | 2045 | 6.1486e-06 | 467.0501 | 0.0028717 | 2045 | Mitigation | 0.95 | 45 | 0 | esc | 0.00097009 | 5.9646e-09 | 0.00097009 | 5.9646e-09
[120 empty] | 7.3.3.17.5 (Remote Grid) Updates to grid topology to minimize risk of ignition in HFTDs Remote GridWLDFRWire-to-wire contactAggregated | WLDFR | HFTD - Distribution - Tier 2 - 5QU CoRE ¦ 3QU LoRE | Red Flag Warning - Small Fires | Wire-to-wire contact | Aggregated | 2046 | 6.1486e-06 | 467.0501 | 0.0028717 | 2046 | Mitigation | 0.95 | 45 | 0 | esc | 0.00097009 | 5.9646e-09 | 0.00097009 | 5.9646e-09
[120 empty] | 7.3.3.17.5 (Remote Grid) Updates to grid topology to minimize risk of ignition in HFTDs Remote GridWLDFRWire-to-wire contactAggregated | WLDFR | HFTD - Distribution - Tier 2 - 5QU CoRE ¦ 3QU LoRE | Red Flag Warning - Small Fires | Wire-to-wire contact | Aggregated | 2047 | 6.1486e-06 | 467.0501 | 0.0028717 | 2047 | Mitigation | 0.95 | 45 | 0 | esc | 0.00097009 | 5.9646e-09 | 0.00097009 | 5.9646e-09
[120 empty] | 7.3.3.17.5 (Remote Grid) Updates to grid topology to minimize risk of ignition in HFTDs Remote GridWLDFRWire-to-wire contactAggregated | WLDFR | HFTD - Distribution - Tier 2 - 5QU CoRE ¦ 3QU LoRE | Red Flag Warning - Small Fires | Wire-to-wire contact | Aggregated | 2048 | 6.1486e-06 | 467.0501 | 0.0028717 | 2048 | Mitigation | 0.95 | 45 | 0 | esc | 0.00097009 | 5.9646e-09 | 0.00097009 | 5.9646e-09
[120 empty] | 7.3.3.17.5 (Remote Grid) Updates to grid topology to minimize risk of ignition in HFTDs Remote GridWLDFRWire-to-wire contactAggregated | WLDFR | HFTD - Distribution - Tier 2 - 5QU CoRE ¦ 3QU LoRE | Red Flag Warning - Small Fires | Wire-to-wire contact | Aggregated | 2049 | 6.1486e-06 | 467.0501 | 0.0028717 | 2049 | Mitigation | 0.95 | 45 | 0 | esc | 0.00097009 | 5.9646e-09 | 0.00097009 | 5.9646e-09
[120 empty] | 7.3.3.17.5 (Remote Grid) Updates to grid topology to minimize risk of ignition in HFTDs Remote GridWLDFRWire-to-wire contactAggregated | WLDFR | HFTD - Distribution - Tier 2 - 5QU CoRE ¦ 3QU LoRE | Red Flag Warning - Small Fires | Wire-to-wire contact | Aggregated | 2050 | 6.1486e-06 | 467.0501 | 0.0028717 | 2050 | Mitigation | 0.95 | 45 | 0 | esc | 0.00097009 | 5.9646e-09 | 0.00097009 | 5.9646e-09
[120 empty] | 7.3.3.17.5 (Remote Grid) Updates to grid topology to minimize risk of ignition in HFTDs Remote GridWLDFRWire-to-wire contactAggregated | WLDFR | HFTD - Distribution - Tier 2 - 5QU CoRE ¦ 3QU LoRE | Red Flag Warning - Small Fires | Wire-to-wire contact | Aggregated | 2051 | 6.1486e-06 | 467.0501 | 0.0028717 | 2051 | Mitigation | 0.95 | 45 | 0 | esc | 0.00097009 | 5.9646e-09 | 0.00097009 | 5.9646e-09
[120 empty] | 7.3.3.17.5 (Remote Grid) Updates to grid topology to minimize risk of ignition in HFTDs Remote GridWLDFRWire-to-wire contactAggregated | WLDFR | HFTD - Distribution - Tier 2 - 5QU CoRE ¦ 3QU LoRE | Red Flag Warning - Small Fires | Wire-to-wire contact | Aggregated | 2052 | 6.1486e-06 | 467.0501 | 0.0028717 | 2052 | Mitigation | 0.95 | 45 | 0 | esc | 0.00097009 | 5.9646e-09 | 0.00097009 | 5.9646e-09
[120 empty] | 7.3.3.17.5 (Remote Grid) Updates to grid topology to minimize risk of ignition in HFTDs Remote GridWLDFRWire-to-wire contactAggregated | WLDFR | HFTD - Distribution - Tier 2 - 5QU CoRE ¦ 3QU LoRE | Red Flag Warning - Small Fires | Wire-to-wire contact | Aggregated | 2053 | 6.1486e-06 | 467.0501 | 0.0028717 | 2053 | Mitigation | 0.95 | 45 | 0 | esc | 0.00097009 | 5.9646e-09 | 0.00097009 | 5.9646e-09
[120 empty] | 7.3.3.17.5 (Remote Grid) Updates to grid topology to minimize risk of ignition in HFTDs Remote GridWLDFRWire-to-wire contactAggregated | WLDFR | HFTD - Distribution - Tier 2 - 5QU CoRE ¦ 3QU LoRE | Red Flag Warning - Small Fires | Wire-to-wire contact | Aggregated | 2054 | 6.1486e-06 | 467.0501 | 0.0028717 | 2054 | Mitigation | 0.95 | 45 | 0 | esc | 0.00097009 | 5.9646e-09 | 0.00097009 | 5.9646e-09
[120 empty] | 7.3.3.17.5 (Remote Grid) Updates to grid topology to minimize risk of ignition in HFTDs Remote GridWLDFRWire-to-wire contactAggregated | WLDFR | HFTD - Distribution - Tier 2 - 5QU CoRE ¦ 3QU LoRE | Red Flag Warning - Small Fires | Wire-to-wire contact | Aggregated | 2055 | 6.1486e-06 | 467.0501 | 0.0028717 | 2055 | Mitigation | 0.95 | 45 | 0 | esc | 0.00097009 | 5.9646e-09 | 0.00097009 | 5.9646e-09
[120 empty] | 7.3.3.17.5 (Remote Grid) Updates to grid topology to minimize risk of ignition in HFTDs Remote GridWLDFRWire-to-wire contactAggregated | WLDFR | HFTD - Distribution - Tier 2 - 5QU CoRE ¦ 3QU LoRE | Red Flag Warning - Small Fires | Wire-to-wire contact | Aggregated | 2056 | 6.1486e-06 | 467.0501 | 0.0028717 | 2056 | Mitigation | 0.95 | 45 | 0 | esc | 0.00097009 | 5.9646e-09 | 0.00097009 | 5.9646e-09
[120 empty] | 7.3.3.17.5 (Remote Grid) Updates to grid topology to minimize risk of ignition in HFTDs Remote GridWLDFRWire-to-wire contactAggregated | WLDFR | HFTD - Distribution - Tier 2 - 5QU CoRE ¦ 3QU LoRE | Red Flag Warning - Small Fires | Wire-to-wire contact | Aggregated | 2057 | 6.1486e-06 | 467.0501 | 0.0028717 | 2057 | Mitigation | 0.95 | 45 | 0 | esc | 0.00097009 | 5.9646e-09 | 0.00097009 | 5.9646e-09
[120 empty] | 7.3.3.17.5 (Remote Grid) Updates to grid topology to minimize risk of ignition in HFTDs Remote GridWLDFRWire-to-wire contactAggregated | WLDFR | HFTD - Distribution - Tier 2 - 5QU CoRE ¦ 3QU LoRE | Red Flag Warning - Small Fires | Wire-to-wire contact | Aggregated | 2058 | 6.1486e-06 | 467.0501 | 0.0028717 | 2058 | Mitigation | 0.95 | 45 | 0 | esc | 0.00097009 | 5.9646e-09 | 0.00097009 | 5.9646e-09
[120 empty] | 7.3.3.17.5 (Remote Grid) Updates to grid topology to minimize risk of ignition in HFTDs Remote GridWLDFRWire-to-wire contactAggregated | WLDFR | HFTD - Distribution - Tier 2 - 5QU CoRE ¦ 3QU LoRE | Red Flag Warning - Small Fires | Wire-to-wire contact | Aggregated | 2059 | 6.1486e-06 | 467.0501 | 0.0028717 | 2059 | Mitigation | 0.95 | 45 | 0 | esc | 0.00097009 | 5.9646e-09 | 0.00097009 | 5.9646e-09
[120 empty] | 7.3.3.17.5 (Remote Grid) Updates to grid topology to minimize risk of ignition in HFTDs Remote GridWLDFRWire-to-wire contactAggregated | WLDFR | HFTD - Distribution - Tier 2 - 5QU CoRE ¦ 3QU LoRE | Red Flag Warning - Small Fires | Wire-to-wire contact | Aggregated | 2060 | 6.1486e-06 | 467.0501 | 0.0028717 | 2060 | Mitigation | 0.95 | 45 | 0 | esc | 0.00097009 | 5.9646e-09 | 0.00097009 | 5.9646e-09
[120 empty] | 7.3.3.17.5 (Remote Grid) Updates to grid topology to minimize risk of ignition in HFTDs Remote GridWLDFRWire-to-wire contactAggregated | WLDFR | HFTD - Distribution - Tier 2 - 5QU CoRE ¦ 3QU LoRE | Red Flag Warning - Small Fires | Wire-to-wire contact | Aggregated | 2061 | 6.1486e-06 | 467.0501 | 0.0028717 | 2061 | Mitigation | 0.95 | 45 | 0 | esc | 0.00097009 | 5.9646e-09 | 0.00097009 | 5.9646e-09
[120 empty] | 7.3.3.17.5 (Remote Grid) Updates to grid topology to minimize risk of ignition in HFTDs Remote GridWLDFRWire-to-wire contactAggregated | WLDFR | HFTD - Distribution - Tier 2 - 5QU CoRE ¦ 3QU LoRE | Red Flag Warning - Small Fires | Wire-to-wire contact | Aggregated | 2062 | 6.1486e-06 | 467.0501 | 0.0028717 | 2062 | Mitigation | 0.95 | 45 | 0 | esc | 0.00097009 | 5.9646e-09 | 0.00097009 | 5.9646e-09
[120 empty] | 7.3.3.17.5 (Remote Grid) Updates to grid topology to minimize risk of ignition in HFTDs Remote GridWLDFRWire-to-wire contactAggregated | WLDFR | HFTD - Distribution - Tier 2 - 5QU CoRE ¦ 3QU LoRE | Red Flag Warning - Small Fires | Wire-to-wire contact | Aggregated | 2063 | 6.1486e-06 | 467.0501 | 0.0028717 | 2063 | Mitigation | 0.95 | 45 | 0 | esc | 0.00097009 | 5.9646e-09 | 0.00097009 | 5.9646e-09
[120 empty] | 7.3.3.17.5 (Remote Grid) Updates to grid topology to minimize risk of ignition in HFTDs Remote GridWLDFRWire-to-wire contactAggregated | WLDFR | HFTD - Distribution - Tier 2 - 5QU CoRE ¦ 3QU LoRE | Red Flag Warning - Small Fires | Wire-to-wire contact | Aggregated | 2064 | 6.1486e-06 | 467.0501 | 0.0028717 | 2064 | Mitigation | 0.95 | 45 | 0 | esc | 0.00097009 | 5.9646e-09 | 0.00097009 | 5.9646e-09
[120 empty] | 7.3.3.17.5 (Remote Grid) Updates to grid topology to minimize risk of ignition in HFTDs Remote GridWLDFRWire-to-wire contactAggregated | WLDFR | HFTD - Distribution - Tier 2 - 5QU CoRE ¦ 3QU LoRE | Red Flag Warning - Small Fires | Wire-to-wire contact | Aggregated | 2065 | 6.1486e-06 | 467.0501 | 0.0028717 | 2065 | Mitigation | 0.95 | 45 | 0 | esc | 0.00097009 | 5.9646e-09 | 0.00097009 | 5.9646e-09
[120 empty] | 7.3.3.17.5 (Remote Grid) Updates to grid topology to minimize risk of ignition in HFTDs Remote GridWLDFRWire-to-wire contactAggregated | WLDFR | HFTD - Distribution - Tier 2 - 5QU CoRE ¦ 3QU LoRE | Red Flag Warning - Small Fires | Wire-to-wire contact | Aggregated | 2066 | 6.1486e-06 | 467.0501 | 0.0028717 | 2066 | Mitigation | 0.95 | 45 | 0 | esc | 0.00097009 | 5.9646e-09 | 0.00097009 | 5.9646e-09
[120 empty] | 7.3.3.17.5 (Remote Grid) Updates to grid topology to minimize risk of ignition in HFTDs Remote GridWLDFRWire-to-wire contactAggregated | WLDFR | HFTD - Distribution - Tier 2 - 5QU CoRE ¦ 3QU LoRE | Red Flag Warning - Small Fires | Wire-to-wire contact | Aggregated | 2067 | 6.1486e-06 | 467.0501 | 0.0028717 | 2067 | Mitigation | 0.95 | 45 | 0 | esc | 0 | 0 | 0.00097009 | 5.9646e-09
[120 empty] | 7.3.3.17.5 (Remote Grid) Updates to grid topology to minimize risk of ignition in HFTDs Remote GridWLDFRContact from objectAggregated | WLDFR | HFTD - Distribution - Tier 2 - 5QU CoRE ¦ 4QU LoRE | Non-Red Flag Warning - Catastrophic Fires | Contact from object | Aggregated | 2022 | 3.2823e-08 | 347.2658 | 1.1398e-05 | 2022 | Mitigation | 0.95 | 45 | 0 | esc | 0.00097009 | 3.1842e-11 | 0 | 0
[120 empty] | 7.3.3.17.5 (Remote Grid) Updates to grid topology to minimize risk of ignition in HFTDs Remote GridWLDFRContact from objectAggregated | WLDFR | HFTD - Distribution - Tier 2 - 5QU CoRE ¦ 4QU LoRE | Non-Red Flag Warning - Catastrophic Fires | Contact from object | Aggregated | 2023 | 3.2823e-08 | 347.2658 | 1.1398e-05 | 2023 | Mitigation | 0.95 | 45 | 0 | esc | 0.00097009 | 3.1842e-11 | 0.00097009 | 3.1842e-11
[120 empty] | 7.3.3.17.5 (Remote Grid) Updates to grid topology to minimize risk of ignition in HFTDs Remote GridWLDFRContact from objectAggregated | WLDFR | HFTD - Distribution - Tier 2 - 5QU CoRE ¦ 4QU LoRE | Non-Red Flag Warning - Catastrophic Fires | Contact from object | Aggregated | 2024 | 3.2823e-08 | 347.2658 | 1.1398e-05 | 2024 | Mitigation | 0.95 | 45 | 0 | esc | 0.00097009 | 3.1842e-11 | 0.00097009 | 3.1842e-11
[120 empty] | 7.3.3.17.5 (Remote Grid) Updates to grid topology to minimize risk of ignition in HFTDs Remote GridWLDFRContact from objectAggregated | WLDFR | HFTD - Distribution - Tier 2 - 5QU CoRE ¦ 4QU LoRE | Non-Red Flag Warning - Catastrophic Fires | Contact from object | Aggregated | 2025 | 3.2823e-08 | 347.2658 | 1.1398e-05 | 2025 | Mitigation | 0.95 | 45 | 0 | esc | 0.00097009 | 3.1842e-11 | 0.00097009 | 3.1842e-11
[120 empty] | 7.3.3.17.5 (Remote Grid) Updates to grid topology to minimize risk of ignition in HFTDs Remote GridWLDFRContact from objectAggregated | WLDFR | HFTD - Distribution - Tier 2 - 5QU CoRE ¦ 4QU LoRE | Non-Red Flag Warning - Catastrophic Fires | Contact from object | Aggregated | 2026 | 3.2823e-08 | 347.2658 | 1.1398e-05 | 2026 | Mitigation | 0.95 | 45 | 0 | esc | 0.00097009 | 3.1842e-11 | 0.00097009 | 3.1842e-11
[120 empty] | 7.3.3.17.5 (Remote Grid) Updates to grid topology to minimize risk of ignition in HFTDs Remote GridWLDFRContact from objectAggregated | WLDFR | HFTD - Distribution - Tier 2 - 5QU CoRE ¦ 4QU LoRE | Non-Red Flag Warning - Catastrophic Fires | Contact from object | Aggregated | 2027 | 3.2823e-08 | 347.2658 | 1.1398e-05 | 2027 | Mitigation | 0.95 | 45 | 0 | esc | 0.00097009 | 3.1842e-11 | 0.00097009 | 3.1842e-11
[120 empty] | 7.3.3.17.5 (Remote Grid) Updates to grid topology to minimize risk of ignition in HFTDs Remote GridWLDFRContact from objectAggregated | WLDFR | HFTD - Distribution - Tier 2 - 5QU CoRE ¦ 4QU LoRE | Non-Red Flag Warning - Catastrophic Fires | Contact from object | Aggregated | 2028 | 3.2823e-08 | 347.2658 | 1.1398e-05 | 2028 | Mitigation | 0.95 | 45 | 0 | esc | 0.00097009 | 3.1842e-11 | 0.00097009 | 3.1842e-11
[120 empty] | 7.3.3.17.5 (Remote Grid) Updates to grid topology to minimize risk of ignition in HFTDs Remote GridWLDFRContact from objectAggregated | WLDFR | HFTD - Distribution - Tier 2 - 5QU CoRE ¦ 4QU LoRE | Non-Red Flag Warning - Catastrophic Fires | Contact from object | Aggregated | 2029 | 3.2823e-08 | 347.2658 | 1.1398e-05 | 2029 | Mitigation | 0.95 | 45 | 0 | esc | 0.00097009 | 3.1842e-11 | 0.00097009 | 3.1842e-11
[120 empty] | 7.3.3.17.5 (Remote Grid) Updates to grid topology to minimize risk of ignition in HFTDs Remote GridWLDFRContact from objectAggregated | WLDFR | HFTD - Distribution - Tier 2 - 5QU CoRE ¦ 4QU LoRE | Non-Red Flag Warning - Catastrophic Fires | Contact from object | Aggregated | 2030 | 3.2823e-08 | 347.2658 | 1.1398e-05 | 2030 | Mitigation | 0.95 | 45 | 0 | esc | 0.00097009 | 3.1842e-11 | 0.00097009 | 3.1842e-11
[120 empty] | 7.3.3.17.5 (Remote Grid) Updates to grid topology to minimize risk of ignition in HFTDs Remote GridWLDFRContact from objectAggregated | WLDFR | HFTD - Distribution - Tier 2 - 5QU CoRE ¦ 4QU LoRE | Non-Red Flag Warning - Catastrophic Fires | Contact from object | Aggregated | 2031 | 3.2823e-08 | 347.2658 | 1.1398e-05 | 2031 | Mitigation | 0.95 | 45 | 0 | esc | 0.00097009 | 3.1842e-11 | 0.00097009 | 3.1842e-11
[120 empty] | 7.3.3.17.5 (Remote Grid) Updates to grid topology to minimize risk of ignition in HFTDs Remote GridWLDFRContact from objectAggregated | WLDFR | HFTD - Distribution - Tier 2 - 5QU CoRE ¦ 4QU LoRE | Non-Red Flag Warning - Catastrophic Fires | Contact from object | Aggregated | 2032 | 3.2823e-08 | 347.2658 | 1.1398e-05 | 2032 | Mitigation | 0.95 | 45 | 0 | esc | 0.00097009 | 3.1842e-11 | 0.00097009 | 3.1842e-11
[120 empty] | 7.3.3.17.5 (Remote Grid) Updates to grid topology to minimize risk of ignition in HFTDs Remote GridWLDFRContact from objectAggregated | WLDFR | HFTD - Distribution - Tier 2 - 5QU CoRE ¦ 4QU LoRE | Non-Red Flag Warning - Catastrophic Fires | Contact from object | Aggregated | 2033 | 3.2823e-08 | 347.2658 | 1.1398e-05 | 2033 | Mitigation | 0.95 | 45 | 0 | esc | 0.00097009 | 3.1842e-11 | 0.00097009 | 3.1842e-11
[120 empty] | 7.3.3.17.5 (Remote Grid) Updates to grid topology to minimize risk of ignition in HFTDs Remote GridWLDFRContact from objectAggregated | WLDFR | HFTD - Distribution - Tier 2 - 5QU CoRE ¦ 4QU LoRE | Non-Red Flag Warning - Catastrophic Fires | Contact from object | Aggregated | 2034 | 3.2823e-08 | 347.2658 | 1.1398e-05 | 2034 | Mitigation | 0.95 | 45 | 0 | esc | 0.00097009 | 3.1842e-11 | 0.00097009 | 3.1842e-11
[120 empty] | 7.3.3.17.5 (Remote Grid) Updates to grid topology to minimize risk of ignition in HFTDs Remote GridWLDFRContact from objectAggregated | WLDFR | HFTD - Distribution - Tier 2 - 5QU CoRE ¦ 4QU LoRE | Non-Red Flag Warning - Catastrophic Fires | Contact from object | Aggregated | 2035 | 3.2823e-08 | 347.2658 | 1.1398e-05 | 2035 | Mitigation | 0.95 | 45 | 0 | esc | 0.00097009 | 3.1842e-11 | 0.00097009 | 3.1842e-11
[120 empty] | 7.3.3.17.5 (Remote Grid) Updates to grid topology to minimize risk of ignition in HFTDs Remote GridWLDFRContact from objectAggregated | WLDFR | HFTD - Distribution - Tier 2 - 5QU CoRE ¦ 4QU LoRE | Non-Red Flag Warning - Catastrophic Fires | Contact from object | Aggregated | 2036 | 3.2823e-08 | 347.2658 | 1.1398e-05 | 2036 | Mitigation | 0.95 | 45 | 0 | esc | 0.00097009 | 3.1842e-11 | 0.00097009 | 3.1842e-11
[120 empty] | 7.3.3.17.5 (Remote Grid) Updates to grid topology to minimize risk of ignition in HFTDs Remote GridWLDFRContact from objectAggregated | WLDFR | HFTD - Distribution - Tier 2 - 5QU CoRE ¦ 4QU LoRE | Non-Red Flag Warning - Catastrophic Fires | Contact from object | Aggregated | 2037 | 3.2823e-08 | 347.2658 | 1.1398e-05 | 2037 | Mitigation | 0.95 | 45 | 0 | esc | 0.00097009 | 3.1842e-11 | 0.00097009 | 3.1842e-11
[120 empty] | 7.3.3.17.5 (Remote Grid) Updates to grid topology to minimize risk of ignition in HFTDs Remote GridWLDFRContact from objectAggregated | WLDFR | HFTD - Distribution - Tier 2 - 5QU CoRE ¦ 4QU LoRE | Non-Red Flag Warning - Catastrophic Fires | Contact from object | Aggregated | 2038 | 3.2823e-08 | 347.2658 | 1.1398e-05 | 2038 | Mitigation | 0.95 | 45 | 0 | esc | 0.00097009 | 3.1842e-11 | 0.00097009 | 3.1842e-11
[120 empty] | 7.3.3.17.5 (Remote Grid) Updates to grid topology to minimize risk of ignition in HFTDs Remote GridWLDFRContact from objectAggregated | WLDFR | HFTD - Distribution - Tier 2 - 5QU CoRE ¦ 4QU LoRE | Non-Red Flag Warning - Catastrophic Fires | Contact from object | Aggregated | 2039 | 3.2823e-08 | 347.2658 | 1.1398e-05 | 2039 | Mitigation | 0.95 | 45 | 0 | esc | 0.00097009 | 3.1842e-11 | 0.00097009 | 3.1842e-11
[120 empty] | 7.3.3.17.5 (Remote Grid) Updates to grid topology to minimize risk of ignition in HFTDs Remote GridWLDFRContact from objectAggregated | WLDFR | HFTD - Distribution - Tier 2 - 5QU CoRE ¦ 4QU LoRE | Non-Red Flag Warning - Catastrophic Fires | Contact from object | Aggregated | 2040 | 3.2823e-08 | 347.2658 | 1.1398e-05 | 2040 | Mitigation | 0.95 | 45 | 0 | esc | 0.00097009 | 3.1842e-11 | 0.00097009 | 3.1842e-11
[120 empty] | 7.3.3.17.5 (Remote Grid) Updates to grid topology to minimize risk of ignition in HFTDs Remote GridWLDFRContact from objectAggregated | WLDFR | HFTD - Distribution - Tier 2 - 5QU CoRE ¦ 4QU LoRE | Non-Red Flag Warning - Catastrophic Fires | Contact from object | Aggregated | 2041 | 3.2823e-08 | 347.2658 | 1.1398e-05 | 2041 | Mitigation | 0.95 | 45 | 0 | esc | 0.00097009 | 3.1842e-11 | 0.00097009 | 3.1842e-11
[120 empty] | 7.3.3.17.5 (Remote Grid) Updates to grid topology to minimize risk of ignition in HFTDs Remote GridWLDFRContact from objectAggregated | WLDFR | HFTD - Distribution - Tier 2 - 5QU CoRE ¦ 4QU LoRE | Non-Red Flag Warning - Catastrophic Fires | Contact from object | Aggregated | 2042 | 3.2823e-08 | 347.2658 | 1.1398e-05 | 2042 | Mitigation | 0.95 | 45 | 0 | esc | 0.00097009 | 3.1842e-11 | 0.00097009 | 3.1842e-11
[120 empty] | 7.3.3.17.5 (Remote Grid) Updates to grid topology to minimize risk of ignition in HFTDs Remote GridWLDFRContact from objectAggregated | WLDFR | HFTD - Distribution - Tier 2 - 5QU CoRE ¦ 4QU LoRE | Non-Red Flag Warning - Catastrophic Fires | Contact from object | Aggregated | 2043 | 3.2823e-08 | 347.2658 | 1.1398e-05 | 2043 | Mitigation | 0.95 | 45 | 0 | esc | 0.00097009 | 3.1842e-11 | 0.00097009 | 3.1842e-11
[120 empty] | 7.3.3.17.5 (Remote Grid) Updates to grid topology to minimize risk of ignition in HFTDs Remote GridWLDFRContact from objectAggregated | WLDFR | HFTD - Distribution - Tier 2 - 5QU CoRE ¦ 4QU LoRE | Non-Red Flag Warning - Catastrophic Fires | Contact from object | Aggregated | 2044 | 3.2823e-08 | 347.2658 | 1.1398e-05 | 2044 | Mitigation | 0.95 | 45 | 0 | esc | 0.00097009 | 3.1842e-11 | 0.00097009 | 3.1842e-11
[120 empty] | 7.3.3.17.5 (Remote Grid) Updates to grid topology to minimize risk of ignition in HFTDs Remote GridWLDFRContact from objectAggregated | WLDFR | HFTD - Distribution - Tier 2 - 5QU CoRE ¦ 4QU LoRE | Non-Red Flag Warning - Catastrophic Fires | Contact from object | Aggregated | 2045 | 3.2823e-08 | 347.2658 | 1.1398e-05 | 2045 | Mitigation | 0.95 | 45 | 0 | esc | 0.00097009 | 3.1842e-11 | 0.00097009 | 3.1842e-11
[120 empty] | 7.3.3.17.5 (Remote Grid) Updates to grid topology to minimize risk of ignition in HFTDs Remote GridWLDFRContact from objectAggregated | WLDFR | HFTD - Distribution - Tier 2 - 5QU CoRE ¦ 4QU LoRE | Non-Red Flag Warning - Catastrophic Fires | Contact from object | Aggregated | 2046 | 3.2823e-08 | 347.2658 | 1.1398e-05 | 2046 | Mitigation | 0.95 | 45 | 0 | esc | 0.00097009 | 3.1842e-11 | 0.00097009 | 3.1842e-11
[120 empty] | 7.3.3.17.5 (Remote Grid) Updates to grid topology to minimize risk of ignition in HFTDs Remote GridWLDFRContact from objectAggregated | WLDFR | HFTD - Distribution - Tier 2 - 5QU CoRE ¦ 4QU LoRE | Non-Red Flag Warning - Catastrophic Fires | Contact from object | Aggregated | 2047 | 3.2823e-08 | 347.2658 | 1.1398e-05 | 2047 | Mitigation | 0.95 | 45 | 0 | esc | 0.00097009 | 3.1842e-11 | 0.00097009 | 3.1842e-11
[120 empty] | 7.3.3.17.5 (Remote Grid) Updates to grid topology to minimize risk of ignition in HFTDs Remote GridWLDFRContact from objectAggregated | WLDFR | HFTD - Distribution - Tier 2 - 5QU CoRE ¦ 4QU LoRE | Non-Red Flag Warning - Catastrophic Fires | Contact from object | Aggregated | 2048 | 3.2823e-08 | 347.2658 | 1.1398e-05 | 2048 | Mitigation | 0.95 | 45 | 0 | esc | 0.00097009 | 3.1842e-11 | 0.00097009 | 3.1842e-11
[120 empty] | 7.3.3.17.5 (Remote Grid) Updates to grid topology to minimize risk of ignition in HFTDs Remote GridWLDFRContact from objectAggregated | WLDFR | HFTD - Distribution - Tier 2 - 5QU CoRE ¦ 4QU LoRE | Non-Red Flag Warning - Catastrophic Fires | Contact from object | Aggregated | 2049 | 3.2823e-08 | 347.2658 | 1.1398e-05 | 2049 | Mitigation | 0.95 | 45 | 0 | esc | 0.00097009 | 3.1842e-11 | 0.00097009 | 3.1842e-11
[120 empty] | 7.3.3.17.5 (Remote Grid) Updates to grid topology to minimize risk of ignition in HFTDs Remote GridWLDFRContact from objectAggregated | WLDFR | HFTD - Distribution - Tier 2 - 5QU CoRE ¦ 4QU LoRE | Non-Red Flag Warning - Catastrophic Fires | Contact from object | Aggregated | 2050 | 3.2823e-08 | 347.2658 | 1.1398e-05 | 2050 | Mitigation | 0.95 | 45 | 0 | esc | 0.00097009 | 3.1842e-11 | 0.00097009 | 3.1842e-11
[120 empty] | 7.3.3.17.5 (Remote Grid) Updates to grid topology to minimize risk of ignition in HFTDs Remote GridWLDFRContact from objectAggregated | WLDFR | HFTD - Distribution - Tier 2 - 5QU CoRE ¦ 4QU LoRE | Non-Red Flag Warning - Catastrophic Fires | Contact from object | Aggregated | 2051 | 3.2823e-08 | 347.2658 | 1.1398e-05 | 2051 | Mitigation | 0.95 | 45 | 0 | esc | 0.00097009 | 3.1842e-11 | 0.00097009 | 3.1842e-11
[120 empty] | 7.3.3.17.5 (Remote Grid) Updates to grid topology to minimize risk of ignition in HFTDs Remote GridWLDFRContact from objectAggregated | WLDFR | HFTD - Distribution - Tier 2 - 5QU CoRE ¦ 4QU LoRE | Non-Red Flag Warning - Catastrophic Fires | Contact from object | Aggregated | 2052 | 3.2823e-08 | 347.2658 | 1.1398e-05 | 2052 | Mitigation | 0.95 | 45 | 0 | esc | 0.00097009 | 3.1842e-11 | 0.00097009 | 3.1842e-11
[120 empty] | 7.3.3.17.5 (Remote Grid) Updates to grid topology to minimize risk of ignition in HFTDs Remote GridWLDFRContact from objectAggregated | WLDFR | HFTD - Distribution - Tier 2 - 5QU CoRE ¦ 4QU LoRE | Non-Red Flag Warning - Catastrophic Fires | Contact from object | Aggregated | 2053 | 3.2823e-08 | 347.2658 | 1.1398e-05 | 2053 | Mitigation | 0.95 | 45 | 0 | esc | 0.00097009 | 3.1842e-11 | 0.00097009 | 3.1842e-11
[120 empty] | 7.3.3.17.5 (Remote Grid) Updates to grid topology to minimize risk of ignition in HFTDs Remote GridWLDFRContact from objectAggregated | WLDFR | HFTD - Distribution - Tier 2 - 5QU CoRE ¦ 4QU LoRE | Non-Red Flag Warning - Catastrophic Fires | Contact from object | Aggregated | 2054 | 3.2823e-08 | 347.2658 | 1.1398e-05 | 2054 | Mitigation | 0.95 | 45 | 0 | esc | 0.00097009 | 3.1842e-11 | 0.00097009 | 3.1842e-11
[120 empty] | 7.3.3.17.5 (Remote Grid) Updates to grid topology to minimize risk of ignition in HFTDs Remote GridWLDFRContact from objectAggregated | WLDFR | HFTD - Distribution - Tier 2 - 5QU CoRE ¦ 4QU LoRE | Non-Red Flag Warning - Catastrophic Fires | Contact from object | Aggregated | 2055 | 3.2823e-08 | 347.2658 | 1.1398e-05 | 2055 | Mitigation | 0.95 | 45 | 0 | esc | 0.00097009 | 3.1842e-11 | 0.00097009 | 3.1842e-11
[120 empty] | 7.3.3.17.5 (Remote Grid) Updates to grid topology to minimize risk of ignition in HFTDs Remote GridWLDFRContact from objectAggregated | WLDFR | HFTD - Distribution - Tier 2 - 5QU CoRE ¦ 4QU LoRE | Non-Red Flag Warning - Catastrophic Fires | Contact from object | Aggregated | 2056 | 3.2823e-08 | 347.2658 | 1.1398e-05 | 2056 | Mitigation | 0.95 | 45 | 0 | esc | 0.00097009 | 3.1842e-11 | 0.00097009 | 3.1842e-11
[120 empty] | 7.3.3.17.5 (Remote Grid) Updates to grid topology to minimize risk of ignition in HFTDs Remote GridWLDFRContact from objectAggregated | WLDFR | HFTD - Distribution - Tier 2 - 5QU CoRE ¦ 4QU LoRE | Non-Red Flag Warning - Catastrophic Fires | Contact from object | Aggregated | 2057 | 3.2823e-08 | 347.2658 | 1.1398e-05 | 2057 | Mitigation | 0.95 | 45 | 0 | esc | 0.00097009 | 3.1842e-11 | 0.00097009 | 3.1842e-11
[120 empty] | 7.3.3.17.5 (Remote Grid) Updates to grid topology to minimize risk of ignition in HFTDs Remote GridWLDFRContact from objectAggregated | WLDFR | HFTD - Distribution - Tier 2 - 5QU CoRE ¦ 4QU LoRE | Non-Red Flag Warning - Catastrophic Fires | Contact from object | Aggregated | 2058 | 3.2823e-08 | 347.2658 | 1.1398e-05 | 2058 | Mitigation | 0.95 | 45 | 0 | esc | 0.00097009 | 3.1842e-11 | 0.00097009 | 3.1842e-11
[120 empty] | 7.3.3.17.5 (Remote Grid) Updates to grid topology to minimize risk of ignition in HFTDs Remote GridWLDFRContact from objectAggregated | WLDFR | HFTD - Distribution - Tier 2 - 5QU CoRE ¦ 4QU LoRE | Non-Red Flag Warning - Catastrophic Fires | Contact from object | Aggregated | 2059 | 3.2823e-08 | 347.2658 | 1.1398e-05 | 2059 | Mitigation | 0.95 | 45 | 0 | esc | 0.00097009 | 3.1842e-11 | 0.00097009 | 3.1842e-11
[120 empty] | 7.3.3.17.5 (Remote Grid) Updates to grid topology to minimize risk of ignition in HFTDs Remote GridWLDFRContact from objectAggregated | WLDFR | HFTD - Distribution - Tier 2 - 5QU CoRE ¦ 4QU LoRE | Non-Red Flag Warning - Catastrophic Fires | Contact from object | Aggregated | 2060 | 3.2823e-08 | 347.2658 | 1.1398e-05 | 2060 | Mitigation | 0.95 | 45 | 0 | esc | 0.00097009 | 3.1842e-11 | 0.00097009 | 3.1842e-11
[120 empty] | 7.3.3.17.5 (Remote Grid) Updates to grid topology to minimize risk of ignition in HFTDs Remote GridWLDFRContact from objectAggregated | WLDFR | HFTD - Distribution - Tier 2 - 5QU CoRE ¦ 4QU LoRE | Non-Red Flag Warning - Catastrophic Fires | Contact from object | Aggregated | 2061 | 3.2823e-08 | 347.2658 | 1.1398e-05 | 2061 | Mitigation | 0.95 | 45 | 0 | esc | 0.00097009 | 3.1842e-11 | 0.00097009 | 3.1842e-11
[120 empty] | 7.3.3.17.5 (Remote Grid) Updates to grid topology to minimize risk of ignition in HFTDs Remote GridWLDFRContact from objectAggregated | WLDFR | HFTD - Distribution - Tier 2 - 5QU CoRE ¦ 4QU LoRE | Non-Red Flag Warning - Catastrophic Fires | Contact from object | Aggregated | 2062 | 3.2823e-08 | 347.2658 | 1.1398e-05 | 2062 | Mitigation | 0.95 | 45 | 0 | esc | 0.00097009 | 3.1842e-11 | 0.00097009 | 3.1842e-11
[120 empty] | 7.3.3.17.5 (Remote Grid) Updates to grid topology to minimize risk of ignition in HFTDs Remote GridWLDFRContact from objectAggregated | WLDFR | HFTD - Distribution - Tier 2 - 5QU CoRE ¦ 4QU LoRE | Non-Red Flag Warning - Catastrophic Fires | Contact from object | Aggregated | 2063 | 3.2823e-08 | 347.2658 | 1.1398e-05 | 2063 | Mitigation | 0.95 | 45 | 0 | esc | 0.00097009 | 3.1842e-11 | 0.00097009 | 3.1842e-11
[120 empty] | 7.3.3.17.5 (Remote Grid) Updates to grid topology to minimize risk of ignition in HFTDs Remote GridWLDFRContact from objectAggregated | WLDFR | HFTD - Distribution - Tier 2 - 5QU CoRE ¦ 4QU LoRE | Non-Red Flag Warning - Catastrophic Fires | Contact from object | Aggregated | 2064 | 3.2823e-08 | 347.2658 | 1.1398e-05 | 2064 | Mitigation | 0.95 | 45 | 0 | esc | 0.00097009 | 3.1842e-11 | 0.00097009 | 3.1842e-11
[120 empty] | 7.3.3.17.5 (Remote Grid) Updates to grid topology to minimize risk of ignition in HFTDs Remote GridWLDFRContact from objectAggregated | WLDFR | HFTD - Distribution - Tier 2 - 5QU CoRE ¦ 4QU LoRE | Non-Red Flag Warning - Catastrophic Fires | Contact from object | Aggregated | 2065 | 3.2823e-08 | 347.2658 | 1.1398e-05 | 2065 | Mitigation | 0.95 | 45 | 0 | esc | 0.00097009 | 3.1842e-11 | 0.00097009 | 3.1842e-11
[120 empty] | 7.3.3.17.5 (Remote Grid) Updates to grid topology to minimize risk of ignition in HFTDs Remote GridWLDFRContact from objectAggregated | WLDFR | HFTD - Distribution - Tier 2 - 5QU CoRE ¦ 4QU LoRE | Non-Red Flag Warning - Catastrophic Fires | Contact from object | Aggregated | 2066 | 3.2823e-08 | 347.2658 | 1.1398e-05 | 2066 | Mitigation | 0.95 | 45 | 0 | esc | 0.00097009 | 3.1842e-11 | 0.00097009 | 3.1842e-11
[120 empty] | 7.3.3.17.5 (Remote Grid) Updates to grid topology to minimize risk of ignition in HFTDs Remote GridWLDFRContact from objectAggregated | WLDFR | HFTD - Distribution - Tier 2 - 5QU CoRE ¦ 4QU LoRE | Non-Red Flag Warning - Catastrophic Fires | Contact from object | Aggregated | 2067 | 3.2823e-08 | 347.2658 | 1.1398e-05 | 2067 | Mitigation | 0.95 | 45 | 0 | esc | 0 | 0 | 0.00097009 | 3.1842e-11
[120 empty] | 7.3.3.17.5 (Remote Grid) Updates to grid topology to minimize risk of ignition in HFTDs Remote GridWLDFRContaminationAggregated | WLDFR | HFTD - Distribution - Tier 2 - 5QU CoRE ¦ 4QU LoRE | Non-Red Flag Warning - Catastrophic Fires | Contamination | Aggregated | 2022 | 7.8059e-10 | 347.2658 | 2.7107e-07 | 2022 | Mitigation | 0.95 | 45 | 0 | esc | 0.00097009 | 7.5724e-13 | 0 | 0
[120 empty] | 7.3.3.17.5 (Remote Grid) Updates to grid topology to minimize risk of ignition in HFTDs Remote GridWLDFRContaminationAggregated | WLDFR | HFTD - Distribution - Tier 2 - 5QU CoRE ¦ 4QU LoRE | Non-Red Flag Warning - Catastrophic Fires | Contamination | Aggregated | 2023 | 7.8059e-10 | 347.2658 | 2.7107e-07 | 2023 | Mitigation | 0.95 | 45 | 0 | esc | 0.00097009 | 7.5724e-13 | 0.00097009 | 7.5724e-13
[120 empty] | 7.3.3.17.5 (Remote Grid) Updates to grid topology to minimize risk of ignition in HFTDs Remote GridWLDFRContaminationAggregated | WLDFR | HFTD - Distribution - Tier 2 - 5QU CoRE ¦ 4QU LoRE | Non-Red Flag Warning - Catastrophic Fires | Contamination | Aggregated | 2024 | 7.8059e-10 | 347.2658 | 2.7107e-07 | 2024 | Mitigation | 0.95 | 45 | 0 | esc | 0.00097009 | 7.5724e-13 | 0.00097009 | 7.5724e-13
[120 empty] | 7.3.3.17.5 (Remote Grid) Updates to grid topology to minimize risk of ignition in HFTDs Remote GridWLDFRContaminationAggregated | WLDFR | HFTD - Distribution - Tier 2 - 5QU CoRE ¦ 4QU LoRE | Non-Red Flag Warning - Catastrophic Fires | Contamination | Aggregated | 2025 | 7.8059e-10 | 347.2658 | 2.7107e-07 | 2025 | Mitigation | 0.95 | 45 | 0 | esc | 0.00097009 | 7.5724e-13 | 0.00097009 | 7.5724e-13
[120 empty] | 7.3.3.17.5 (Remote Grid) Updates to grid topology to minimize risk of ignition in HFTDs Remote GridWLDFRContaminationAggregated | WLDFR | HFTD - Distribution - Tier 2 - 5QU CoRE ¦ 4QU LoRE | Non-Red Flag Warning - Catastrophic Fires | Contamination | Aggregated | 2026 | 7.8059e-10 | 347.2658 | 2.7107e-07 | 2026 | Mitigation | 0.95 | 45 | 0 | esc | 0.00097009 | 7.5724e-13 | 0.00097009 | 7.5724e-13
[120 empty] | 7.3.3.17.5 (Remote Grid) Updates to grid topology to minimize risk of ignition in HFTDs Remote GridWLDFRContaminationAggregated | WLDFR | HFTD - Distribution - Tier 2 - 5QU CoRE ¦ 4QU LoRE | Non-Red Flag Warning - Catastrophic Fires | Contamination | Aggregated | 2027 | 7.8059e-10 | 347.2658 | 2.7107e-07 | 2027 | Mitigation | 0.95 | 45 | 0 | esc | 0.00097009 | 7.5724e-13 | 0.00097009 | 7.5724e-13
[120 empty] | 7.3.3.17.5 (Remote Grid) Updates to grid topology to minimize risk of ignition in HFTDs Remote GridWLDFRContaminationAggregated | WLDFR | HFTD - Distribution - Tier 2 - 5QU CoRE ¦ 4QU LoRE | Non-Red Flag Warning - Catastrophic Fires | Contamination | Aggregated | 2028 | 7.8059e-10 | 347.2658 | 2.7107e-07 | 2028 | Mitigation | 0.95 | 45 | 0 | esc | 0.00097009 | 7.5724e-13 | 0.00097009 | 7.5724e-13
[120 empty] | 7.3.3.17.5 (Remote Grid) Updates to grid topology to minimize risk of ignition in HFTDs Remote GridWLDFRContaminationAggregated | WLDFR | HFTD - Distribution - Tier 2 - 5QU CoRE ¦ 4QU LoRE | Non-Red Flag Warning - Catastrophic Fires | Contamination | Aggregated | 2029 | 7.8059e-10 | 347.2658 | 2.7107e-07 | 2029 | Mitigation | 0.95 | 45 | 0 | esc | 0.00097009 | 7.5724e-13 | 0.00097009 | 7.5724e-13
[120 empty] | 7.3.3.17.5 (Remote Grid) Updates to grid topology to minimize risk of ignition in HFTDs Remote GridWLDFRContaminationAggregated | WLDFR | HFTD - Distribution - Tier 2 - 5QU CoRE ¦ 4QU LoRE | Non-Red Flag Warning - Catastrophic Fires | Contamination | Aggregated | 2030 | 7.8059e-10 | 347.2658 | 2.7107e-07 | 2030 | Mitigation | 0.95 | 45 | 0 | esc | 0.00097009 | 7.5724e-13 | 0.00097009 | 7.5724e-13
[120 empty] | 7.3.3.17.5 (Remote Grid) Updates to grid topology to minimize risk of ignition in HFTDs Remote GridWLDFRContaminationAggregated | WLDFR | HFTD - Distribution - Tier 2 - 5QU CoRE ¦ 4QU LoRE | Non-Red Flag Warning - Catastrophic Fires | Contamination | Aggregated | 2031 | 7.8059e-10 | 347.2658 | 2.7107e-07 | 2031 | Mitigation | 0.95 | 45 | 0 | esc | 0.00097009 | 7.5724e-13 | 0.00097009 | 7.5724e-13
[120 empty] | 7.3.3.17.5 (Remote Grid) Updates to grid topology to minimize risk of ignition in HFTDs Remote GridWLDFRContaminationAggregated | WLDFR | HFTD - Distribution - Tier 2 - 5QU CoRE ¦ 4QU LoRE | Non-Red Flag Warning - Catastrophic Fires | Contamination | Aggregated | 2032 | 7.8059e-10 | 347.2658 | 2.7107e-07 | 2032 | Mitigation | 0.95 | 45 | 0 | esc | 0.00097009 | 7.5724e-13 | 0.00097009 | 7.5724e-13
[120 empty] | 7.3.3.17.5 (Remote Grid) Updates to grid topology to minimize risk of ignition in HFTDs Remote GridWLDFRContaminationAggregated | WLDFR | HFTD - Distribution - Tier 2 - 5QU CoRE ¦ 4QU LoRE | Non-Red Flag Warning - Catastrophic Fires | Contamination | Aggregated | 2033 | 7.8059e-10 | 347.2658 | 2.7107e-07 | 2033 | Mitigation | 0.95 | 45 | 0 | esc | 0.00097009 | 7.5724e-13 | 0.00097009 | 7.5724e-13
[120 empty] | 7.3.3.17.5 (Remote Grid) Updates to grid topology to minimize risk of ignition in HFTDs Remote GridWLDFRContaminationAggregated | WLDFR | HFTD - Distribution - Tier 2 - 5QU CoRE ¦ 4QU LoRE | Non-Red Flag Warning - Catastrophic Fires | Contamination | Aggregated | 2034 | 7.8059e-10 | 347.2658 | 2.7107e-07 | 2034 | Mitigation | 0.95 | 45 | 0 | esc | 0.00097009 | 7.5724e-13 | 0.00097009 | 7.5724e-13
[120 empty] | 7.3.3.17.5 (Remote Grid) Updates to grid topology to minimize risk of ignition in HFTDs Remote GridWLDFRContaminationAggregated | WLDFR | HFTD - Distribution - Tier 2 - 5QU CoRE ¦ 4QU LoRE | Non-Red Flag Warning - Catastrophic Fires | Contamination | Aggregated | 2035 | 7.8059e-10 | 347.2658 | 2.7107e-07 | 2035 | Mitigation | 0.95 | 45 | 0 | esc | 0.00097009 | 7.5724e-13 | 0.00097009 | 7.5724e-13
[120 empty] | 7.3.3.17.5 (Remote Grid) Updates to grid topology to minimize risk of ignition in HFTDs Remote GridWLDFRContaminationAggregated | WLDFR | HFTD - Distribution - Tier 2 - 5QU CoRE ¦ 4QU LoRE | Non-Red Flag Warning - Catastrophic Fires | Contamination | Aggregated | 2036 | 7.8059e-10 | 347.2658 | 2.7107e-07 | 2036 | Mitigation | 0.95 | 45 | 0 | esc | 0.00097009 | 7.5724e-13 | 0.00097009 | 7.5724e-13
[120 empty] | 7.3.3.17.5 (Remote Grid) Updates to grid topology to minimize risk of ignition in HFTDs Remote GridWLDFRContaminationAggregated | WLDFR | HFTD - Distribution - Tier 2 - 5QU CoRE ¦ 4QU LoRE | Non-Red Flag Warning - Catastrophic Fires | Contamination | Aggregated | 2037 | 7.8059e-10 | 347.2658 | 2.7107e-07 | 2037 | Mitigation | 0.95 | 45 | 0 | esc | 0.00097009 | 7.5724e-13 | 0.00097009 | 7.5724e-13
[120 empty] | 7.3.3.17.5 (Remote Grid) Updates to grid topology to minimize risk of ignition in HFTDs Remote GridWLDFRContaminationAggregated | WLDFR | HFTD - Distribution - Tier 2 - 5QU CoRE ¦ 4QU LoRE | Non-Red Flag Warning - Catastrophic Fires | Contamination | Aggregated | 2038 | 7.8059e-10 | 347.2658 | 2.7107e-07 | 2038 | Mitigation | 0.95 | 45 | 0 | esc | 0.00097009 | 7.5724e-13 | 0.00097009 | 7.5724e-13
[120 empty] | 7.3.3.17.5 (Remote Grid) Updates to grid topology to minimize risk of ignition in HFTDs Remote GridWLDFRContaminationAggregated | WLDFR | HFTD - Distribution - Tier 2 - 5QU CoRE ¦ 4QU LoRE | Non-Red Flag Warning - Catastrophic Fires | Contamination | Aggregated | 2039 | 7.8059e-10 | 347.2658 | 2.7107e-07 | 2039 | Mitigation | 0.95 | 45 | 0 | esc | 0.00097009 | 7.5724e-13 | 0.00097009 | 7.5724e-13
[120 empty] | 7.3.3.17.5 (Remote Grid) Updates to grid topology to minimize risk of ignition in HFTDs Remote GridWLDFRContaminationAggregated | WLDFR | HFTD - Distribution - Tier 2 - 5QU CoRE ¦ 4QU LoRE | Non-Red Flag Warning - Catastrophic Fires | Contamination | Aggregated | 2040 | 7.8059e-10 | 347.2658 | 2.7107e-07 | 2040 | Mitigation | 0.95 | 45 | 0 | esc | 0.00097009 | 7.5724e-13 | 0.00097009 | 7.5724e-13
[120 empty] | 7.3.3.17.5 (Remote Grid) Updates to grid topology to minimize risk of ignition in HFTDs Remote GridWLDFRContaminationAggregated | WLDFR | HFTD - Distribution - Tier 2 - 5QU CoRE ¦ 4QU LoRE | Non-Red Flag Warning - Catastrophic Fires | Contamination | Aggregated | 2041 | 7.8059e-10 | 347.2658 | 2.7107e-07 | 2041 | Mitigation | 0.95 | 45 | 0 | esc | 0.00097009 | 7.5724e-13 | 0.00097009 | 7.5724e-13
[120 empty] | 7.3.3.17.5 (Remote Grid) Updates to grid topology to minimize risk of ignition in HFTDs Remote GridWLDFRContaminationAggregated | WLDFR | HFTD - Distribution - Tier 2 - 5QU CoRE ¦ 4QU LoRE | Non-Red Flag Warning - Catastrophic Fires | Contamination | Aggregated | 2042 | 7.8059e-10 | 347.2658 | 2.7107e-07 | 2042 | Mitigation | 0.95 | 45 | 0 | esc | 0.00097009 | 7.5724e-13 | 0.00097009 | 7.5724e-13
[120 empty] | 7.3.3.17.5 (Remote Grid) Updates to grid topology to minimize risk of ignition in HFTDs Remote GridWLDFRContaminationAggregated | WLDFR | HFTD - Distribution - Tier 2 - 5QU CoRE ¦ 4QU LoRE | Non-Red Flag Warning - Catastrophic Fires | Contamination | Aggregated | 2043 | 7.8059e-10 | 347.2658 | 2.7107e-07 | 2043 | Mitigation | 0.95 | 45 | 0 | esc | 0.00097009 | 7.5724e-13 | 0.00097009 | 7.5724e-13
[120 empty] | 7.3.3.17.5 (Remote Grid) Updates to grid topology to minimize risk of ignition in HFTDs Remote GridWLDFRContaminationAggregated | WLDFR | HFTD - Distribution - Tier 2 - 5QU CoRE ¦ 4QU LoRE | Non-Red Flag Warning - Catastrophic Fires | Contamination | Aggregated | 2044 | 7.8059e-10 | 347.2658 | 2.7107e-07 | 2044 | Mitigation | 0.95 | 45 | 0 | esc | 0.00097009 | 7.5724e-13 | 0.00097009 | 7.5724e-13
[120 empty] | 7.3.3.17.5 (Remote Grid) Updates to grid topology to minimize risk of ignition in HFTDs Remote GridWLDFRContaminationAggregated | WLDFR | HFTD - Distribution - Tier 2 - 5QU CoRE ¦ 4QU LoRE | Non-Red Flag Warning - Catastrophic Fires | Contamination | Aggregated | 2045 | 7.8059e-10 | 347.2658 | 2.7107e-07 | 2045 | Mitigation | 0.95 | 45 | 0 | esc | 0.00097009 | 7.5724e-13 | 0.00097009 | 7.5724e-13
[120 empty] | 7.3.3.17.5 (Remote Grid) Updates to grid topology to minimize risk of ignition in HFTDs Remote GridWLDFRContaminationAggregated | WLDFR | HFTD - Distribution - Tier 2 - 5QU CoRE ¦ 4QU LoRE | Non-Red Flag Warning - Catastrophic Fires | Contamination | Aggregated | 2046 | 7.8059e-10 | 347.2658 | 2.7107e-07 | 2046 | Mitigation | 0.95 | 45 | 0 | esc | 0.00097009 | 7.5724e-13 | 0.00097009 | 7.5724e-13
[120 empty] | 7.3.3.17.5 (Remote Grid) Updates to grid topology to minimize risk of ignition in HFTDs Remote GridWLDFRContaminationAggregated | WLDFR | HFTD - Distribution - Tier 2 - 5QU CoRE ¦ 4QU LoRE | Non-Red Flag Warning - Catastrophic Fires | Contamination | Aggregated | 2047 | 7.8059e-10 | 347.2658 | 2.7107e-07 | 2047 | Mitigation | 0.95 | 45 | 0 | esc | 0.00097009 | 7.5724e-13 | 0.00097009 | 7.5724e-13
[120 empty] | 7.3.3.17.5 (Remote Grid) Updates to grid topology to minimize risk of ignition in HFTDs Remote GridWLDFRContaminationAggregated | WLDFR | HFTD - Distribution - Tier 2 - 5QU CoRE ¦ 4QU LoRE | Non-Red Flag Warning - Catastrophic Fires | Contamination | Aggregated | 2048 | 7.8059e-10 | 347.2658 | 2.7107e-07 | 2048 | Mitigation | 0.95 | 45 | 0 | esc | 0.00097009 | 7.5724e-13 | 0.00097009 | 7.5724e-13
[120 empty] | 7.3.3.17.5 (Remote Grid) Updates to grid topology to minimize risk of ignition in HFTDs Remote GridWLDFRContaminationAggregated | WLDFR | HFTD - Distribution - Tier 2 - 5QU CoRE ¦ 4QU LoRE | Non-Red Flag Warning - Catastrophic Fires | Contamination | Aggregated | 2049 | 7.8059e-10 | 347.2658 | 2.7107e-07 | 2049 | Mitigation | 0.95 | 45 | 0 | esc | 0.00097009 | 7.5724e-13 | 0.00097009 | 7.5724e-13
[120 empty] | 7.3.3.17.5 (Remote Grid) Updates to grid topology to minimize risk of ignition in HFTDs Remote GridWLDFRContaminationAggregated | WLDFR | HFTD - Distribution - Tier 2 - 5QU CoRE ¦ 4QU LoRE | Non-Red Flag Warning - Catastrophic Fires | Contamination | Aggregated | 2050 | 7.8059e-10 | 347.2658 | 2.7107e-07 | 2050 | Mitigation | 0.95 | 45 | 0 | esc | 0.00097009 | 7.5724e-13 | 0.00097009 | 7.5724e-13
[120 empty] | 7.3.3.17.5 (Remote Grid) Updates to grid topology to minimize risk of ignition in HFTDs Remote GridWLDFRContaminationAggregated | WLDFR | HFTD - Distribution - Tier 2 - 5QU CoRE ¦ 4QU LoRE | Non-Red Flag Warning - Catastrophic Fires | Contamination | Aggregated | 2051 | 7.8059e-10 | 347.2658 | 2.7107e-07 | 2051 | Mitigation | 0.95 | 45 | 0 | esc | 0.00097009 | 7.5724e-13 | 0.00097009 | 7.5724e-13
[120 empty] | 7.3.3.17.5 (Remote Grid) Updates to grid topology to minimize risk of ignition in HFTDs Remote GridWLDFRContaminationAggregated | WLDFR | HFTD - Distribution - Tier 2 - 5QU CoRE ¦ 4QU LoRE | Non-Red Flag Warning - Catastrophic Fires | Contamination | Aggregated | 2052 | 7.8059e-10 | 347.2658 | 2.7107e-07 | 2052 | Mitigation | 0.95 | 45 | 0 | esc | 0.00097009 | 7.5724e-13 | 0.00097009 | 7.5724e-13
[120 empty] | 7.3.3.17.5 (Remote Grid) Updates to grid topology to minimize risk of ignition in HFTDs Remote GridWLDFRContaminationAggregated | WLDFR | HFTD - Distribution - Tier 2 - 5QU CoRE ¦ 4QU LoRE | Non-Red Flag Warning - Catastrophic Fires | Contamination | Aggregated | 2053 | 7.8059e-10 | 347.2658 | 2.7107e-07 | 2053 | Mitigation | 0.95 | 45 | 0 | esc | 0.00097009 | 7.5724e-13 | 0.00097009 | 7.5724e-13
[120 empty] | 7.3.3.17.5 (Remote Grid) Updates to grid topology to minimize risk of ignition in HFTDs Remote GridWLDFRContaminationAggregated | WLDFR | HFTD - Distribution - Tier 2 - 5QU CoRE ¦ 4QU LoRE | Non-Red Flag Warning - Catastrophic Fires | Contamination | Aggregated | 2054 | 7.8059e-10 | 347.2658 | 2.7107e-07 | 2054 | Mitigation | 0.95 | 45 | 0 | esc | 0.00097009 | 7.5724e-13 | 0.00097009 | 7.5724e-13
[120 empty] | 7.3.3.17.5 (Remote Grid) Updates to grid topology to minimize risk of ignition in HFTDs Remote GridWLDFRContaminationAggregated | WLDFR | HFTD - Distribution - Tier 2 - 5QU CoRE ¦ 4QU LoRE | Non-Red Flag Warning - Catastrophic Fires | Contamination | Aggregated | 2055 | 7.8059e-10 | 347.2658 | 2.7107e-07 | 2055 | Mitigation | 0.95 | 45 | 0 | esc | 0.00097009 | 7.5724e-13 | 0.00097009 | 7.5724e-13
[120 empty] | 7.3.3.17.5 (Remote Grid) Updates to grid topology to minimize risk of ignition in HFTDs Remote GridWLDFRContaminationAggregated | WLDFR | HFTD - Distribution - Tier 2 - 5QU CoRE ¦ 4QU LoRE | Non-Red Flag Warning - Catastrophic Fires | Contamination | Aggregated | 2056 | 7.8059e-10 | 347.2658 | 2.7107e-07 | 2056 | Mitigation | 0.95 | 45 | 0 | esc | 0.00097009 | 7.5724e-13 | 0.00097009 | 7.5724e-13
[120 empty] | 7.3.3.17.5 (Remote Grid) Updates to grid topology to minimize risk of ignition in HFTDs Remote GridWLDFRContaminationAggregated | WLDFR | HFTD - Distribution - Tier 2 - 5QU CoRE ¦ 4QU LoRE | Non-Red Flag Warning - Catastrophic Fires | Contamination | Aggregated | 2057 | 7.8059e-10 | 347.2658 | 2.7107e-07 | 2057 | Mitigation | 0.95 | 45 | 0 | esc | 0.00097009 | 7.5724e-13 | 0.00097009 | 7.5724e-13
[120 empty] | 7.3.3.17.5 (Remote Grid) Updates to grid topology to minimize risk of ignition in HFTDs Remote GridWLDFRContaminationAggregated | WLDFR | HFTD - Distribution - Tier 2 - 5QU CoRE ¦ 4QU LoRE | Non-Red Flag Warning - Catastrophic Fires | Contamination | Aggregated | 2058 | 7.8059e-10 | 347.2658 | 2.7107e-07 | 2058 | Mitigation | 0.95 | 45 | 0 | esc | 0.00097009 | 7.5724e-13 | 0.00097009 | 7.5724e-13
[120 empty] | 7.3.3.17.5 (Remote Grid) Updates to grid topology to minimize risk of ignition in HFTDs Remote GridWLDFRContaminationAggregated | WLDFR | HFTD - Distribution - Tier 2 - 5QU CoRE ¦ 4QU LoRE | Non-Red Flag Warning - Catastrophic Fires | Contamination | Aggregated | 2059 | 7.8059e-10 | 347.2658 | 2.7107e-07 | 2059 | Mitigation | 0.95 | 45 | 0 | esc | 0.00097009 | 7.5724e-13 | 0.00097009 | 7.5724e-13
[120 empty] | 7.3.3.17.5 (Remote Grid) Updates to grid topology to minimize risk of ignition in HFTDs Remote GridWLDFRContaminationAggregated | WLDFR | HFTD - Distribution - Tier 2 - 5QU CoRE ¦ 4QU LoRE | Non-Red Flag Warning - Catastrophic Fires | Contamination | Aggregated | 2060 | 7.8059e-10 | 347.2658 | 2.7107e-07 | 2060 | Mitigation | 0.95 | 45 | 0 | esc | 0.00097009 | 7.5724e-13 | 0.00097009 | 7.5724e-13
[120 empty] | 7.3.3.17.5 (Remote Grid) Updates to grid topology to minimize risk of ignition in HFTDs Remote GridWLDFRContaminationAggregated | WLDFR | HFTD - Distribution - Tier 2 - 5QU CoRE ¦ 4QU LoRE | Non-Red Flag Warning - Catastrophic Fires | Contamination | Aggregated | 2061 | 7.8059e-10 | 347.2658 | 2.7107e-07 | 2061 | Mitigation | 0.95 | 45 | 0 | esc | 0.00097009 | 7.5724e-13 | 0.00097009 | 7.5724e-13
[120 empty] | 7.3.3.17.5 (Remote Grid) Updates to grid topology to minimize risk of ignition in HFTDs Remote GridWLDFRContaminationAggregated | WLDFR | HFTD - Distribution - Tier 2 - 5QU CoRE ¦ 4QU LoRE | Non-Red Flag Warning - Catastrophic Fires | Contamination | Aggregated | 2062 | 7.8059e-10 | 347.2658 | 2.7107e-07 | 2062 | Mitigation | 0.95 | 45 | 0 | esc | 0.00097009 | 7.5724e-13 | 0.00097009 | 7.5724e-13
[120 empty] | 7.3.3.17.5 (Remote Grid) Updates to grid topology to minimize risk of ignition in HFTDs Remote GridWLDFRContaminationAggregated | WLDFR | HFTD - Distribution - Tier 2 - 5QU CoRE ¦ 4QU LoRE | Non-Red Flag Warning - Catastrophic Fires | Contamination | Aggregated | 2063 | 7.8059e-10 | 347.2658 | 2.7107e-07 | 2063 | Mitigation | 0.95 | 45 | 0 | esc | 0.00097009 | 7.5724e-13 | 0.00097009 | 7.5724e-13
[120 empty] | 7.3.3.17.5 (Remote Grid) Updates to grid topology to minimize risk of ignition in HFTDs Remote GridWLDFRContaminationAggregated | WLDFR | HFTD - Distribution - Tier 2 - 5QU CoRE ¦ 4QU LoRE | Non-Red Flag Warning - Catastrophic Fires | Contamination | Aggregated | 2064 | 7.8059e-10 | 347.2658 | 2.7107e-07 | 2064 | Mitigation | 0.95 | 45 | 0 | esc | 0.00097009 | 7.5724e-13 | 0.00097009 | 7.5724e-13
[120 empty] | 7.3.3.17.5 (Remote Grid) Updates to grid topology to minimize risk of ignition in HFTDs Remote GridWLDFRContaminationAggregated | WLDFR | HFTD - Distribution - Tier 2 - 5QU CoRE ¦ 4QU LoRE | Non-Red Flag Warning - Catastrophic Fires | Contamination | Aggregated | 2065 | 7.8059e-10 | 347.2658 | 2.7107e-07 | 2065 | Mitigation | 0.95 | 45 | 0 | esc | 0.00097009 | 7.5724e-13 | 0.00097009 | 7.5724e-13
[120 empty] | 7.3.3.17.5 (Remote Grid) Updates to grid topology to minimize risk of ignition in HFTDs Remote GridWLDFRContaminationAggregated | WLDFR | HFTD - Distribution - Tier 2 - 5QU CoRE ¦ 4QU LoRE | Non-Red Flag Warning - Catastrophic Fires | Contamination | Aggregated | 2066 | 7.8059e-10 | 347.2658 | 2.7107e-07 | 2066 | Mitigation | 0.95 | 45 | 0 | esc | 0.00097009 | 7.5724e-13 | 0.00097009 | 7.5724e-13
[120 empty] | 7.3.3.17.5 (Remote Grid) Updates to grid topology to minimize risk of ignition in HFTDs Remote GridWLDFRContaminationAggregated | WLDFR | HFTD - Distribution - Tier 2 - 5QU CoRE ¦ 4QU LoRE | Non-Red Flag Warning - Catastrophic Fires | Contamination | Aggregated | 2067 | 7.8059e-10 | 347.2658 | 2.7107e-07 | 2067 | Mitigation | 0.95 | 45 | 0 | esc | 0 | 0 | 0.00097009 | 7.5724e-13
[120 empty] | 7.3.3.17.5 (Remote Grid) Updates to grid topology to minimize risk of ignition in HFTDs Remote GridWLDFREquipment / facility failureAggregated | WLDFR | HFTD - Distribution - Tier 2 - 5QU CoRE ¦ 4QU LoRE | Non-Red Flag Warning - Catastrophic Fires | Equipment / facility failure | Aggregated | 2022 | 1.8267e-09 | 347.2658 | 6.3436e-07 | 2022 | Mitigation | 0.95 | 45 | 0 | esc | 0.00097009 | 1.7721e-12 | 0 | 0
[120 empty] | 7.3.3.17.5 (Remote Grid) Updates to grid topology to minimize risk of ignition in HFTDs Remote GridWLDFREquipment / facility failureAggregated | WLDFR | HFTD - Distribution - Tier 2 - 5QU CoRE ¦ 4QU LoRE | Non-Red Flag Warning - Catastrophic Fires | Equipment / facility failure | Aggregated | 2023 | 1.8267e-09 | 347.2658 | 6.3436e-07 | 2023 | Mitigation | 0.95 | 45 | 0 | esc | 0.00097009 | 1.7721e-12 | 0.00097009 | 1.7721e-12
[120 empty] | 7.3.3.17.5 (Remote Grid) Updates to grid topology to minimize risk of ignition in HFTDs Remote GridWLDFREquipment / facility failureAggregated | WLDFR | HFTD - Distribution - Tier 2 - 5QU CoRE ¦ 4QU LoRE | Non-Red Flag Warning - Catastrophic Fires | Equipment / facility failure | Aggregated | 2024 | 1.8267e-09 | 347.2658 | 6.3436e-07 | 2024 | Mitigation | 0.95 | 45 | 0 | esc | 0.00097009 | 1.7721e-12 | 0.00097009 | 1.7721e-12
[120 empty] | 7.3.3.17.5 (Remote Grid) Updates to grid topology to minimize risk of ignition in HFTDs Remote GridWLDFREquipment / facility failureAggregated | WLDFR | HFTD - Distribution - Tier 2 - 5QU CoRE ¦ 4QU LoRE | Non-Red Flag Warning - Catastrophic Fires | Equipment / facility failure | Aggregated | 2025 | 1.8267e-09 | 347.2658 | 6.3436e-07 | 2025 | Mitigation | 0.95 | 45 | 0 | esc | 0.00097009 | 1.7721e-12 | 0.00097009 | 1.7721e-12
[120 empty] | 7.3.3.17.5 (Remote Grid) Updates to grid topology to minimize risk of ignition in HFTDs Remote GridWLDFREquipment / facility failureAggregated | WLDFR | HFTD - Distribution - Tier 2 - 5QU CoRE ¦ 4QU LoRE | Non-Red Flag Warning - Catastrophic Fires | Equipment / facility failure | Aggregated | 2026 | 1.8267e-09 | 347.2658 | 6.3436e-07 | 2026 | Mitigation | 0.95 | 45 | 0 | esc | 0.00097009 | 1.7721e-12 | 0.00097009 | 1.7721e-12
[120 empty] | 7.3.3.17.5 (Remote Grid) Updates to grid topology to minimize risk of ignition in HFTDs Remote GridWLDFREquipment / facility failureAggregated | WLDFR | HFTD - Distribution - Tier 2 - 5QU CoRE ¦ 4QU LoRE | Non-Red Flag Warning - Catastrophic Fires | Equipment / facility failure | Aggregated | 2027 | 1.8267e-09 | 347.2658 | 6.3436e-07 | 2027 | Mitigation | 0.95 | 45 | 0 | esc | 0.00097009 | 1.7721e-12 | 0.00097009 | 1.7721e-12
[120 empty] | 7.3.3.17.5 (Remote Grid) Updates to grid topology to minimize risk of ignition in HFTDs Remote GridWLDFREquipment / facility failureAggregated | WLDFR | HFTD - Distribution - Tier 2 - 5QU CoRE ¦ 4QU LoRE | Non-Red Flag Warning - Catastrophic Fires | Equipment / facility failure | Aggregated | 2028 | 1.8267e-09 | 347.2658 | 6.3436e-07 | 2028 | Mitigation | 0.95 | 45 | 0 | esc | 0.00097009 | 1.7721e-12 | 0.00097009 | 1.7721e-12
[120 empty] | 7.3.3.17.5 (Remote Grid) Updates to grid topology to minimize risk of ignition in HFTDs Remote GridWLDFREquipment / facility failureAggregated | WLDFR | HFTD - Distribution - Tier 2 - 5QU CoRE ¦ 4QU LoRE | Non-Red Flag Warning - Catastrophic Fires | Equipment / facility failure | Aggregated | 2029 | 1.8267e-09 | 347.2658 | 6.3436e-07 | 2029 | Mitigation | 0.95 | 45 | 0 | esc | 0.00097009 | 1.7721e-12 | 0.00097009 | 1.7721e-12
[120 empty] | 7.3.3.17.5 (Remote Grid) Updates to grid topology to minimize risk of ignition in HFTDs Remote GridWLDFREquipment / facility failureAggregated | WLDFR | HFTD - Distribution - Tier 2 - 5QU CoRE ¦ 4QU LoRE | Non-Red Flag Warning - Catastrophic Fires | Equipment / facility failure | Aggregated | 2030 | 1.8267e-09 | 347.2658 | 6.3436e-07 | 2030 | Mitigation | 0.95 | 45 | 0 | esc | 0.00097009 | 1.7721e-12 | 0.00097009 | 1.7721e-12
[120 empty] | 7.3.3.17.5 (Remote Grid) Updates to grid topology to minimize risk of ignition in HFTDs Remote GridWLDFREquipment / facility failureAggregated | WLDFR | HFTD - Distribution - Tier 2 - 5QU CoRE ¦ 4QU LoRE | Non-Red Flag Warning - Catastrophic Fires | Equipment / facility failure | Aggregated | 2031 | 1.8267e-09 | 347.2658 | 6.3436e-07 | 2031 | Mitigation | 0.95 | 45 | 0 | esc | 0.00097009 | 1.7721e-12 | 0.00097009 | 1.7721e-12
[120 empty] | 7.3.3.17.5 (Remote Grid) Updates to grid topology to minimize risk of ignition in HFTDs Remote GridWLDFREquipment / facility failureAggregated | WLDFR | HFTD - Distribution - Tier 2 - 5QU CoRE ¦ 4QU LoRE | Non-Red Flag Warning - Catastrophic Fires | Equipment / facility failure | Aggregated | 2032 | 1.8267e-09 | 347.2658 | 6.3436e-07 | 2032 | Mitigation | 0.95 | 45 | 0 | esc | 0.00097009 | 1.7721e-12 | 0.00097009 | 1.7721e-12
[120 empty] | 7.3.3.17.5 (Remote Grid) Updates to grid topology to minimize risk of ignition in HFTDs Remote GridWLDFREquipment / facility failureAggregated | WLDFR | HFTD - Distribution - Tier 2 - 5QU CoRE ¦ 4QU LoRE | Non-Red Flag Warning - Catastrophic Fires | Equipment / facility failure | Aggregated | 2033 | 1.8267e-09 | 347.2658 | 6.3436e-07 | 2033 | Mitigation | 0.95 | 45 | 0 | esc | 0.00097009 | 1.7721e-12 | 0.00097009 | 1.7721e-12
[120 empty] | 7.3.3.17.5 (Remote Grid) Updates to grid topology to minimize risk of ignition in HFTDs Remote GridWLDFREquipment / facility failureAggregated | WLDFR | HFTD - Distribution - Tier 2 - 5QU CoRE ¦ 4QU LoRE | Non-Red Flag Warning - Catastrophic Fires | Equipment / facility failure | Aggregated | 2034 | 1.8267e-09 | 347.2658 | 6.3436e-07 | 2034 | Mitigation | 0.95 | 45 | 0 | esc | 0.00097009 | 1.7721e-12 | 0.00097009 | 1.7721e-12
[120 empty] | 7.3.3.17.5 (Remote Grid) Updates to grid topology to minimize risk of ignition in HFTDs Remote GridWLDFREquipment / facility failureAggregated | WLDFR | HFTD - Distribution - Tier 2 - 5QU CoRE ¦ 4QU LoRE | Non-Red Flag Warning - Catastrophic Fires | Equipment / facility failure | Aggregated | 2035 | 1.8267e-09 | 347.2658 | 6.3436e-07 | 2035 | Mitigation | 0.95 | 45 | 0 | esc | 0.00097009 | 1.7721e-12 | 0.00097009 | 1.7721e-12
[120 empty] | 7.3.3.17.5 (Remote Grid) Updates to grid topology to minimize risk of ignition in HFTDs Remote GridWLDFREquipment / facility failureAggregated | WLDFR | HFTD - Distribution - Tier 2 - 5QU CoRE ¦ 4QU LoRE | Non-Red Flag Warning - Catastrophic Fires | Equipment / facility failure | Aggregated | 2036 | 1.8267e-09 | 347.2658 | 6.3436e-07 | 2036 | Mitigation | 0.95 | 45 | 0 | esc | 0.00097009 | 1.7721e-12 | 0.00097009 | 1.7721e-12
[120 empty] | 7.3.3.17.5 (Remote Grid) Updates to grid topology to minimize risk of ignition in HFTDs Remote GridWLDFREquipment / facility failureAggregated | WLDFR | HFTD - Distribution - Tier 2 - 5QU CoRE ¦ 4QU LoRE | Non-Red Flag Warning - Catastrophic Fires | Equipment / facility failure | Aggregated | 2037 | 1.8267e-09 | 347.2658 | 6.3436e-07 | 2037 | Mitigation | 0.95 | 45 | 0 | esc | 0.00097009 | 1.7721e-12 | 0.00097009 | 1.7721e-12
[120 empty] | 7.3.3.17.5 (Remote Grid) Updates to grid topology to minimize risk of ignition in HFTDs Remote GridWLDFREquipment / facility failureAggregated | WLDFR | HFTD - Distribution - Tier 2 - 5QU CoRE ¦ 4QU LoRE | Non-Red Flag Warning - Catastrophic Fires | Equipment / facility failure | Aggregated | 2038 | 1.8267e-09 | 347.2658 | 6.3436e-07 | 2038 | Mitigation | 0.95 | 45 | 0 | esc | 0.00097009 | 1.7721e-12 | 0.00097009 | 1.7721e-12
[120 empty] | 7.3.3.17.5 (Remote Grid) Updates to grid topology to minimize risk of ignition in HFTDs Remote GridWLDFREquipment / facility failureAggregated | WLDFR | HFTD - Distribution - Tier 2 - 5QU CoRE ¦ 4QU LoRE | Non-Red Flag Warning - Catastrophic Fires | Equipment / facility failure | Aggregated | 2039 | 1.8267e-09 | 347.2658 | 6.3436e-07 | 2039 | Mitigation | 0.95 | 45 | 0 | esc | 0.00097009 | 1.7721e-12 | 0.00097009 | 1.7721e-12
[120 empty] | 7.3.3.17.5 (Remote Grid) Updates to grid topology to minimize risk of ignition in HFTDs Remote GridWLDFREquipment / facility failureAggregated | WLDFR | HFTD - Distribution - Tier 2 - 5QU CoRE ¦ 4QU LoRE | Non-Red Flag Warning - Catastrophic Fires | Equipment / facility failure | Aggregated | 2040 | 1.8267e-09 | 347.2658 | 6.3436e-07 | 2040 | Mitigation | 0.95 | 45 | 0 | esc | 0.00097009 | 1.7721e-12 | 0.00097009 | 1.7721e-12
[120 empty] | 7.3.3.17.5 (Remote Grid) Updates to grid topology to minimize risk of ignition in HFTDs Remote GridWLDFREquipment / facility failureAggregated | WLDFR | HFTD - Distribution - Tier 2 - 5QU CoRE ¦ 4QU LoRE | Non-Red Flag Warning - Catastrophic Fires | Equipment / facility failure | Aggregated | 2041 | 1.8267e-09 | 347.2658 | 6.3436e-07 | 2041 | Mitigation | 0.95 | 45 | 0 | esc | 0.00097009 | 1.7721e-12 | 0.00097009 | 1.7721e-12
[120 empty] | 7.3.3.17.5 (Remote Grid) Updates to grid topology to minimize risk of ignition in HFTDs Remote GridWLDFREquipment / facility failureAggregated | WLDFR | HFTD - Distribution - Tier 2 - 5QU CoRE ¦ 4QU LoRE | Non-Red Flag Warning - Catastrophic Fires | Equipment / facility failure | Aggregated | 2042 | 1.8267e-09 | 347.2658 | 6.3436e-07 | 2042 | Mitigation | 0.95 | 45 | 0 | esc | 0.00097009 | 1.7721e-12 | 0.00097009 | 1.7721e-12
[120 empty] | 7.3.3.17.5 (Remote Grid) Updates to grid topology to minimize risk of ignition in HFTDs Remote GridWLDFREquipment / facility failureAggregated | WLDFR | HFTD - Distribution - Tier 2 - 5QU CoRE ¦ 4QU LoRE | Non-Red Flag Warning - Catastrophic Fires | Equipment / facility failure | Aggregated | 2043 | 1.8267e-09 | 347.2658 | 6.3436e-07 | 2043 | Mitigation | 0.95 | 45 | 0 | esc | 0.00097009 | 1.7721e-12 | 0.00097009 | 1.7721e-12
[120 empty] | 7.3.3.17.5 (Remote Grid) Updates to grid topology to minimize risk of ignition in HFTDs Remote GridWLDFREquipment / facility failureAggregated | WLDFR | HFTD - Distribution - Tier 2 - 5QU CoRE ¦ 4QU LoRE | Non-Red Flag Warning - Catastrophic Fires | Equipment / facility failure | Aggregated | 2044 | 1.8267e-09 | 347.2658 | 6.3436e-07 | 2044 | Mitigation | 0.95 | 45 | 0 | esc | 0.00097009 | 1.7721e-12 | 0.00097009 | 1.7721e-12
[120 empty] | 7.3.3.17.5 (Remote Grid) Updates to grid topology to minimize risk of ignition in HFTDs Remote GridWLDFREquipment / facility failureAggregated | WLDFR | HFTD - Distribution - Tier 2 - 5QU CoRE ¦ 4QU LoRE | Non-Red Flag Warning - Catastrophic Fires | Equipment / facility failure | Aggregated | 2045 | 1.8267e-09 | 347.2658 | 6.3436e-07 | 2045 | Mitigation | 0.95 | 45 | 0 | esc | 0.00097009 | 1.7721e-12 | 0.00097009 | 1.7721e-12
[120 empty] | 7.3.3.17.5 (Remote Grid) Updates to grid topology to minimize risk of ignition in HFTDs Remote GridWLDFREquipment / facility failureAggregated | WLDFR | HFTD - Distribution - Tier 2 - 5QU CoRE ¦ 4QU LoRE | Non-Red Flag Warning - Catastrophic Fires | Equipment / facility failure | Aggregated | 2046 | 1.8267e-09 | 347.2658 | 6.3436e-07 | 2046 | Mitigation | 0.95 | 45 | 0 | esc | 0.00097009 | 1.7721e-12 | 0.00097009 | 1.7721e-12
[120 empty] | 7.3.3.17.5 (Remote Grid) Updates to grid topology to minimize risk of ignition in HFTDs Remote GridWLDFREquipment / facility failureAggregated | WLDFR | HFTD - Distribution - Tier 2 - 5QU CoRE ¦ 4QU LoRE | Non-Red Flag Warning - Catastrophic Fires | Equipment / facility failure | Aggregated | 2047 | 1.8267e-09 | 347.2658 | 6.3436e-07 | 2047 | Mitigation | 0.95 | 45 | 0 | esc | 0.00097009 | 1.7721e-12 | 0.00097009 | 1.7721e-12
[120 empty] | 7.3.3.17.5 (Remote Grid) Updates to grid topology to minimize risk of ignition in HFTDs Remote GridWLDFREquipment / facility failureAggregated | WLDFR | HFTD - Distribution - Tier 2 - 5QU CoRE ¦ 4QU LoRE | Non-Red Flag Warning - Catastrophic Fires | Equipment / facility failure | Aggregated | 2048 | 1.8267e-09 | 347.2658 | 6.3436e-07 | 2048 | Mitigation | 0.95 | 45 | 0 | esc | 0.00097009 | 1.7721e-12 | 0.00097009 | 1.7721e-12
[120 empty] | 7.3.3.17.5 (Remote Grid) Updates to grid topology to minimize risk of ignition in HFTDs Remote GridWLDFREquipment / facility failureAggregated | WLDFR | HFTD - Distribution - Tier 2 - 5QU CoRE ¦ 4QU LoRE | Non-Red Flag Warning - Catastrophic Fires | Equipment / facility failure | Aggregated | 2049 | 1.8267e-09 | 347.2658 | 6.3436e-07 | 2049 | Mitigation | 0.95 | 45 | 0 | esc | 0.00097009 | 1.7721e-12 | 0.00097009 | 1.7721e-12
[120 empty] | 7.3.3.17.5 (Remote Grid) Updates to grid topology to minimize risk of ignition in HFTDs Remote GridWLDFREquipment / facility failureAggregated | WLDFR | HFTD - Distribution - Tier 2 - 5QU CoRE ¦ 4QU LoRE | Non-Red Flag Warning - Catastrophic Fires | Equipment / facility failure | Aggregated | 2050 | 1.8267e-09 | 347.2658 | 6.3436e-07 | 2050 | Mitigation | 0.95 | 45 | 0 | esc | 0.00097009 | 1.7721e-12 | 0.00097009 | 1.7721e-12
[120 empty] | 7.3.3.17.5 (Remote Grid) Updates to grid topology to minimize risk of ignition in HFTDs Remote GridWLDFREquipment / facility failureAggregated | WLDFR | HFTD - Distribution - Tier 2 - 5QU CoRE ¦ 4QU LoRE | Non-Red Flag Warning - Catastrophic Fires | Equipment / facility failure | Aggregated | 2051 | 1.8267e-09 | 347.2658 | 6.3436e-07 | 2051 | Mitigation | 0.95 | 45 | 0 | esc | 0.00097009 | 1.7721e-12 | 0.00097009 | 1.7721e-12
[120 empty] | 7.3.3.17.5 (Remote Grid) Updates to grid topology to minimize risk of ignition in HFTDs Remote GridWLDFREquipment / facility failureAggregated | WLDFR | HFTD - Distribution - Tier 2 - 5QU CoRE ¦ 4QU LoRE | Non-Red Flag Warning - Catastrophic Fires | Equipment / facility failure | Aggregated | 2052 | 1.8267e-09 | 347.2658 | 6.3436e-07 | 2052 | Mitigation | 0.95 | 45 | 0 | esc | 0.00097009 | 1.7721e-12 | 0.00097009 | 1.7721e-12
[120 empty] | 7.3.3.17.5 (Remote Grid) Updates to grid topology to minimize risk of ignition in HFTDs Remote GridWLDFREquipment / facility failureAggregated | WLDFR | HFTD - Distribution - Tier 2 - 5QU CoRE ¦ 4QU LoRE | Non-Red Flag Warning - Catastrophic Fires | Equipment / facility failure | Aggregated | 2053 | 1.8267e-09 | 347.2658 | 6.3436e-07 | 2053 | Mitigation | 0.95 | 45 | 0 | esc | 0.00097009 | 1.7721e-12 | 0.00097009 | 1.7721e-12
[120 empty] | 7.3.3.17.5 (Remote Grid) Updates to grid topology to minimize risk of ignition in HFTDs Remote GridWLDFREquipment / facility failureAggregated | WLDFR | HFTD - Distribution - Tier 2 - 5QU CoRE ¦ 4QU LoRE | Non-Red Flag Warning - Catastrophic Fires | Equipment / facility failure | Aggregated | 2054 | 1.8267e-09 | 347.2658 | 6.3436e-07 | 2054 | Mitigation | 0.95 | 45 | 0 | esc | 0.00097009 | 1.7721e-12 | 0.00097009 | 1.7721e-12
[120 empty] | 7.3.3.17.5 (Remote Grid) Updates to grid topology to minimize risk of ignition in HFTDs Remote GridWLDFREquipment / facility failureAggregated | WLDFR | HFTD - Distribution - Tier 2 - 5QU CoRE ¦ 4QU LoRE | Non-Red Flag Warning - Catastrophic Fires | Equipment / facility failure | Aggregated | 2055 | 1.8267e-09 | 347.2658 | 6.3436e-07 | 2055 | Mitigation | 0.95 | 45 | 0 | esc | 0.00097009 | 1.7721e-12 | 0.00097009 | 1.7721e-12
[120 empty] | 7.3.3.17.5 (Remote Grid) Updates to grid topology to minimize risk of ignition in HFTDs Remote GridWLDFREquipment / facility failureAggregated | WLDFR | HFTD - Distribution - Tier 2 - 5QU CoRE ¦ 4QU LoRE | Non-Red Flag Warning - Catastrophic Fires | Equipment / facility failure | Aggregated | 2056 | 1.8267e-09 | 347.2658 | 6.3436e-07 | 2056 | Mitigation | 0.95 | 45 | 0 | esc | 0.00097009 | 1.7721e-12 | 0.00097009 | 1.7721e-12
[120 empty] | 7.3.3.17.5 (Remote Grid) Updates to grid topology to minimize risk of ignition in HFTDs Remote GridWLDFREquipment / facility failureAggregated | WLDFR | HFTD - Distribution - Tier 2 - 5QU CoRE ¦ 4QU LoRE | Non-Red Flag Warning - Catastrophic Fires | Equipment / facility failure | Aggregated | 2057 | 1.8267e-09 | 347.2658 | 6.3436e-07 | 2057 | Mitigation | 0.95 | 45 | 0 | esc | 0.00097009 | 1.7721e-12 | 0.00097009 | 1.7721e-12
[120 empty] | 7.3.3.17.5 (Remote Grid) Updates to grid topology to minimize risk of ignition in HFTDs Remote GridWLDFREquipment / facility failureAggregated | WLDFR | HFTD - Distribution - Tier 2 - 5QU CoRE ¦ 4QU LoRE | Non-Red Flag Warning - Catastrophic Fires | Equipment / facility failure | Aggregated | 2058 | 1.8267e-09 | 347.2658 | 6.3436e-07 | 2058 | Mitigation | 0.95 | 45 | 0 | esc | 0.00097009 | 1.7721e-12 | 0.00097009 | 1.7721e-12
[120 empty] | 7.3.3.17.5 (Remote Grid) Updates to grid topology to minimize risk of ignition in HFTDs Remote GridWLDFREquipment / facility failureAggregated | WLDFR | HFTD - Distribution - Tier 2 - 5QU CoRE ¦ 4QU LoRE | Non-Red Flag Warning - Catastrophic Fires | Equipment / facility failure | Aggregated | 2059 | 1.8267e-09 | 347.2658 | 6.3436e-07 | 2059 | Mitigation | 0.95 | 45 | 0 | esc | 0.00097009 | 1.7721e-12 | 0.00097009 | 1.7721e-12
[120 empty] | 7.3.3.17.5 (Remote Grid) Updates to grid topology to minimize risk of ignition in HFTDs Remote GridWLDFREquipment / facility failureAggregated | WLDFR | HFTD - Distribution - Tier 2 - 5QU CoRE ¦ 4QU LoRE | Non-Red Flag Warning - Catastrophic Fires | Equipment / facility failure | Aggregated | 2060 | 1.8267e-09 | 347.2658 | 6.3436e-07 | 2060 | Mitigation | 0.95 | 45 | 0 | esc | 0.00097009 | 1.7721e-12 | 0.00097009 | 1.7721e-12
[120 empty] | 7.3.3.17.5 (Remote Grid) Updates to grid topology to minimize risk of ignition in HFTDs Remote GridWLDFREquipment / facility failureAggregated | WLDFR | HFTD - Distribution - Tier 2 - 5QU CoRE ¦ 4QU LoRE | Non-Red Flag Warning - Catastrophic Fires | Equipment / facility failure | Aggregated | 2061 | 1.8267e-09 | 347.2658 | 6.3436e-07 | 2061 | Mitigation | 0.95 | 45 | 0 | esc | 0.00097009 | 1.7721e-12 | 0.00097009 | 1.7721e-12
[120 empty] | 7.3.3.17.5 (Remote Grid) Updates to grid topology to minimize risk of ignition in HFTDs Remote GridWLDFREquipment / facility failureAggregated | WLDFR | HFTD - Distribution - Tier 2 - 5QU CoRE ¦ 4QU LoRE | Non-Red Flag Warning - Catastrophic Fires | Equipment / facility failure | Aggregated | 2062 | 1.8267e-09 | 347.2658 | 6.3436e-07 | 2062 | Mitigation | 0.95 | 45 | 0 | esc | 0.00097009 | 1.7721e-12 | 0.00097009 | 1.7721e-12
[120 empty] | 7.3.3.17.5 (Remote Grid) Updates to grid topology to minimize risk of ignition in HFTDs Remote GridWLDFREquipment / facility failureAggregated | WLDFR | HFTD - Distribution - Tier 2 - 5QU CoRE ¦ 4QU LoRE | Non-Red Flag Warning - Catastrophic Fires | Equipment / facility failure | Aggregated | 2063 | 1.8267e-09 | 347.2658 | 6.3436e-07 | 2063 | Mitigation | 0.95 | 45 | 0 | esc | 0.00097009 | 1.7721e-12 | 0.00097009 | 1.7721e-12
[120 empty] | 7.3.3.17.5 (Remote Grid) Updates to grid topology to minimize risk of ignition in HFTDs Remote GridWLDFREquipment / facility failureAggregated | WLDFR | HFTD - Distribution - Tier 2 - 5QU CoRE ¦ 4QU LoRE | Non-Red Flag Warning - Catastrophic Fires | Equipment / facility failure | Aggregated | 2064 | 1.8267e-09 | 347.2658 | 6.3436e-07 | 2064 | Mitigation | 0.95 | 45 | 0 | esc | 0.00097009 | 1.7721e-12 | 0.00097009 | 1.7721e-12
[120 empty] | 7.3.3.17.5 (Remote Grid) Updates to grid topology to minimize risk of ignition in HFTDs Remote GridWLDFREquipment / facility failureAggregated | WLDFR | HFTD - Distribution - Tier 2 - 5QU CoRE ¦ 4QU LoRE | Non-Red Flag Warning - Catastrophic Fires | Equipment / facility failure | Aggregated | 2065 | 1.8267e-09 | 347.2658 | 6.3436e-07 | 2065 | Mitigation | 0.95 | 45 | 0 | esc | 0.00097009 | 1.7721e-12 | 0.00097009 | 1.7721e-12
[120 empty] | 7.3.3.17.5 (Remote Grid) Updates to grid topology to minimize risk of ignition in HFTDs Remote GridWLDFREquipment / facility failureAggregated | WLDFR | HFTD - Distribution - Tier 2 - 5QU CoRE ¦ 4QU LoRE | Non-Red Flag Warning - Catastrophic Fires | Equipment / facility failure | Aggregated | 2066 | 1.8267e-09 | 347.2658 | 6.3436e-07 | 2066 | Mitigation | 0.95 | 45 | 0 | esc | 0.00097009 | 1.7721e-12 | 0.00097009 | 1.7721e-12
[120 empty] | 7.3.3.17.5 (Remote Grid) Updates to grid topology to minimize risk of ignition in HFTDs Remote GridWLDFREquipment / facility failureAggregated | WLDFR | HFTD - Distribution - Tier 2 - 5QU CoRE ¦ 4QU LoRE | Non-Red Flag Warning - Catastrophic Fires | Equipment / facility failure | Aggregated | 2067 | 1.8267e-09 | 347.2658 | 6.3436e-07 | 2067 | Mitigation | 0.95 | 45 | 0 | esc | 0 | 0 | 0.00097009 | 1.7721e-12
[120 empty] | 7.3.3.17.5 (Remote Grid) Updates to grid topology to minimize risk of ignition in HFTDs Remote GridWLDFRVegetation ContactAggregated | WLDFR | HFTD - Distribution - Tier 2 - 5QU CoRE ¦ 4QU LoRE | Non-Red Flag Warning - Catastrophic Fires | Vegetation Contact | Aggregated | 2022 | 1e-08 | 347.2658 | 3.4728e-06 | 2022 | Mitigation | 0.95 | 45 | 0 | esc | 0.00097009 | 9.7013e-12 | 0 | 0
[120 empty] | 7.3.3.17.5 (Remote Grid) Updates to grid topology to minimize risk of ignition in HFTDs Remote GridWLDFRVegetation ContactAggregated | WLDFR | HFTD - Distribution - Tier 2 - 5QU CoRE ¦ 4QU LoRE | Non-Red Flag Warning - Catastrophic Fires | Vegetation Contact | Aggregated | 2023 | 1e-08 | 347.2658 | 3.4728e-06 | 2023 | Mitigation | 0.95 | 45 | 0 | esc | 0.00097009 | 9.7013e-12 | 0.00097009 | 9.7013e-12
[120 empty] | 7.3.3.17.5 (Remote Grid) Updates to grid topology to minimize risk of ignition in HFTDs Remote GridWLDFRVegetation ContactAggregated | WLDFR | HFTD - Distribution - Tier 2 - 5QU CoRE ¦ 4QU LoRE | Non-Red Flag Warning - Catastrophic Fires | Vegetation Contact | Aggregated | 2024 | 1e-08 | 347.2658 | 3.4728e-06 | 2024 | Mitigation | 0.95 | 45 | 0 | esc | 0.00097009 | 9.7013e-12 | 0.00097009 | 9.7013e-12
[120 empty] | 7.3.3.17.5 (Remote Grid) Updates to grid topology to minimize risk of ignition in HFTDs Remote GridWLDFRVegetation ContactAggregated | WLDFR | HFTD - Distribution - Tier 2 - 5QU CoRE ¦ 4QU LoRE | Non-Red Flag Warning - Catastrophic Fires | Vegetation Contact | Aggregated | 2025 | 1e-08 | 347.2658 | 3.4728e-06 | 2025 | Mitigation | 0.95 | 45 | 0 | esc | 0.00097009 | 9.7013e-12 | 0.00097009 | 9.7013e-12
[120 empty] | 7.3.3.17.5 (Remote Grid) Updates to grid topology to minimize risk of ignition in HFTDs Remote GridWLDFRVegetation ContactAggregated | WLDFR | HFTD - Distribution - Tier 2 - 5QU CoRE ¦ 4QU LoRE | Non-Red Flag Warning - Catastrophic Fires | Vegetation Contact | Aggregated | 2026 | 1e-08 | 347.2658 | 3.4728e-06 | 2026 | Mitigation | 0.95 | 45 | 0 | esc | 0.00097009 | 9.7013e-12 | 0.00097009 | 9.7013e-12
[120 empty] | 7.3.3.17.5 (Remote Grid) Updates to grid topology to minimize risk of ignition in HFTDs Remote GridWLDFRVegetation ContactAggregated | WLDFR | HFTD - Distribution - Tier 2 - 5QU CoRE ¦ 4QU LoRE | Non-Red Flag Warning - Catastrophic Fires | Vegetation Contact | Aggregated | 2027 | 1e-08 | 347.2658 | 3.4728e-06 | 2027 | Mitigation | 0.95 | 45 | 0 | esc | 0.00097009 | 9.7013e-12 | 0.00097009 | 9.7013e-12
[120 empty] | 7.3.3.17.5 (Remote Grid) Updates to grid topology to minimize risk of ignition in HFTDs Remote GridWLDFRVegetation ContactAggregated | WLDFR | HFTD - Distribution - Tier 2 - 5QU CoRE ¦ 4QU LoRE | Non-Red Flag Warning - Catastrophic Fires | Vegetation Contact | Aggregated | 2028 | 1e-08 | 347.2658 | 3.4728e-06 | 2028 | Mitigation | 0.95 | 45 | 0 | esc | 0.00097009 | 9.7013e-12 | 0.00097009 | 9.7013e-12
[120 empty] | 7.3.3.17.5 (Remote Grid) Updates to grid topology to minimize risk of ignition in HFTDs Remote GridWLDFRVegetation ContactAggregated | WLDFR | HFTD - Distribution - Tier 2 - 5QU CoRE ¦ 4QU LoRE | Non-Red Flag Warning - Catastrophic Fires | Vegetation Contact | Aggregated | 2029 | 1e-08 | 347.2658 | 3.4728e-06 | 2029 | Mitigation | 0.95 | 45 | 0 | esc | 0.00097009 | 9.7013e-12 | 0.00097009 | 9.7013e-12
[120 empty] | 7.3.3.17.5 (Remote Grid) Updates to grid topology to minimize risk of ignition in HFTDs Remote GridWLDFRVegetation ContactAggregated | WLDFR | HFTD - Distribution - Tier 2 - 5QU CoRE ¦ 4QU LoRE | Non-Red Flag Warning - Catastrophic Fires | Vegetation Contact | Aggregated | 2030 | 1e-08 | 347.2658 | 3.4728e-06 | 2030 | Mitigation | 0.95 | 45 | 0 | esc | 0.00097009 | 9.7013e-12 | 0.00097009 | 9.7013e-12
[120 empty] | 7.3.3.17.5 (Remote Grid) Updates to grid topology to minimize risk of ignition in HFTDs Remote GridWLDFRVegetation ContactAggregated | WLDFR | HFTD - Distribution - Tier 2 - 5QU CoRE ¦ 4QU LoRE | Non-Red Flag Warning - Catastrophic Fires | Vegetation Contact | Aggregated | 2031 | 1e-08 | 347.2658 | 3.4728e-06 | 2031 | Mitigation | 0.95 | 45 | 0 | esc | 0.00097009 | 9.7013e-12 | 0.00097009 | 9.7013e-12
[120 empty] | 7.3.3.17.5 (Remote Grid) Updates to grid topology to minimize risk of ignition in HFTDs Remote GridWLDFRVegetation ContactAggregated | WLDFR | HFTD - Distribution - Tier 2 - 5QU CoRE ¦ 4QU LoRE | Non-Red Flag Warning - Catastrophic Fires | Vegetation Contact | Aggregated | 2032 | 1e-08 | 347.2658 | 3.4728e-06 | 2032 | Mitigation | 0.95 | 45 | 0 | esc | 0.00097009 | 9.7013e-12 | 0.00097009 | 9.7013e-12
[120 empty] | 7.3.3.17.5 (Remote Grid) Updates to grid topology to minimize risk of ignition in HFTDs Remote GridWLDFRVegetation ContactAggregated | WLDFR | HFTD - Distribution - Tier 2 - 5QU CoRE ¦ 4QU LoRE | Non-Red Flag Warning - Catastrophic Fires | Vegetation Contact | Aggregated | 2033 | 1e-08 | 347.2658 | 3.4728e-06 | 2033 | Mitigation | 0.95 | 45 | 0 | esc | 0.00097009 | 9.7013e-12 | 0.00097009 | 9.7013e-12
[120 empty] | 7.3.3.17.5 (Remote Grid) Updates to grid topology to minimize risk of ignition in HFTDs Remote GridWLDFRVegetation ContactAggregated | WLDFR | HFTD - Distribution - Tier 2 - 5QU CoRE ¦ 4QU LoRE | Non-Red Flag Warning - Catastrophic Fires | Vegetation Contact | Aggregated | 2034 | 1e-08 | 347.2658 | 3.4728e-06 | 2034 | Mitigation | 0.95 | 45 | 0 | esc | 0.00097009 | 9.7013e-12 | 0.00097009 | 9.7013e-12
[120 empty] | 7.3.3.17.5 (Remote Grid) Updates to grid topology to minimize risk of ignition in HFTDs Remote GridWLDFRVegetation ContactAggregated | WLDFR | HFTD - Distribution - Tier 2 - 5QU CoRE ¦ 4QU LoRE | Non-Red Flag Warning - Catastrophic Fires | Vegetation Contact | Aggregated | 2035 | 1e-08 | 347.2658 | 3.4728e-06 | 2035 | Mitigation | 0.95 | 45 | 0 | esc | 0.00097009 | 9.7013e-12 | 0.00097009 | 9.7013e-12
[120 empty] | 7.3.3.17.5 (Remote Grid) Updates to grid topology to minimize risk of ignition in HFTDs Remote GridWLDFRVegetation ContactAggregated | WLDFR | HFTD - Distribution - Tier 2 - 5QU CoRE ¦ 4QU LoRE | Non-Red Flag Warning - Catastrophic Fires | Vegetation Contact | Aggregated | 2036 | 1e-08 | 347.2658 | 3.4728e-06 | 2036 | Mitigation | 0.95 | 45 | 0 | esc | 0.00097009 | 9.7013e-12 | 0.00097009 | 9.7013e-12
[120 empty] | 7.3.3.17.5 (Remote Grid) Updates to grid topology to minimize risk of ignition in HFTDs Remote GridWLDFRVegetation ContactAggregated | WLDFR | HFTD - Distribution - Tier 2 - 5QU CoRE ¦ 4QU LoRE | Non-Red Flag Warning - Catastrophic Fires | Vegetation Contact | Aggregated | 2037 | 1e-08 | 347.2658 | 3.4728e-06 | 2037 | Mitigation | 0.95 | 45 | 0 | esc | 0.00097009 | 9.7013e-12 | 0.00097009 | 9.7013e-12
[120 empty] | 7.3.3.17.5 (Remote Grid) Updates to grid topology to minimize risk of ignition in HFTDs Remote GridWLDFRVegetation ContactAggregated | WLDFR | HFTD - Distribution - Tier 2 - 5QU CoRE ¦ 4QU LoRE | Non-Red Flag Warning - Catastrophic Fires | Vegetation Contact | Aggregated | 2038 | 1e-08 | 347.2658 | 3.4728e-06 | 2038 | Mitigation | 0.95 | 45 | 0 | esc | 0.00097009 | 9.7013e-12 | 0.00097009 | 9.7013e-12
[120 empty] | 7.3.3.17.5 (Remote Grid) Updates to grid topology to minimize risk of ignition in HFTDs Remote GridWLDFRVegetation ContactAggregated | WLDFR | HFTD - Distribution - Tier 2 - 5QU CoRE ¦ 4QU LoRE | Non-Red Flag Warning - Catastrophic Fires | Vegetation Contact | Aggregated | 2039 | 1e-08 | 347.2658 | 3.4728e-06 | 2039 | Mitigation | 0.95 | 45 | 0 | esc | 0.00097009 | 9.7013e-12 | 0.00097009 | 9.7013e-12
[120 empty] | 7.3.3.17.5 (Remote Grid) Updates to grid topology to minimize risk of ignition in HFTDs Remote GridWLDFRVegetation ContactAggregated | WLDFR | HFTD - Distribution - Tier 2 - 5QU CoRE ¦ 4QU LoRE | Non-Red Flag Warning - Catastrophic Fires | Vegetation Contact | Aggregated | 2040 | 1e-08 | 347.2658 | 3.4728e-06 | 2040 | Mitigation | 0.95 | 45 | 0 | esc | 0.00097009 | 9.7013e-12 | 0.00097009 | 9.7013e-12
[120 empty] | 7.3.3.17.5 (Remote Grid) Updates to grid topology to minimize risk of ignition in HFTDs Remote GridWLDFRVegetation ContactAggregated | WLDFR | HFTD - Distribution - Tier 2 - 5QU CoRE ¦ 4QU LoRE | Non-Red Flag Warning - Catastrophic Fires | Vegetation Contact | Aggregated | 2041 | 1e-08 | 347.2658 | 3.4728e-06 | 2041 | Mitigation | 0.95 | 45 | 0 | esc | 0.00097009 | 9.7013e-12 | 0.00097009 | 9.7013e-12
[120 empty] | 7.3.3.17.5 (Remote Grid) Updates to grid topology to minimize risk of ignition in HFTDs Remote GridWLDFRVegetation ContactAggregated | WLDFR | HFTD - Distribution - Tier 2 - 5QU CoRE ¦ 4QU LoRE | Non-Red Flag Warning - Catastrophic Fires | Vegetation Contact | Aggregated | 2042 | 1e-08 | 347.2658 | 3.4728e-06 | 2042 | Mitigation | 0.95 | 45 | 0 | esc | 0.00097009 | 9.7013e-12 | 0.00097009 | 9.7013e-12
[120 empty] | 7.3.3.17.5 (Remote Grid) Updates to grid topology to minimize risk of ignition in HFTDs Remote GridWLDFRVegetation ContactAggregated | WLDFR | HFTD - Distribution - Tier 2 - 5QU CoRE ¦ 4QU LoRE | Non-Red Flag Warning - Catastrophic Fires | Vegetation Contact | Aggregated | 2043 | 1e-08 | 347.2658 | 3.4728e-06 | 2043 | Mitigation | 0.95 | 45 | 0 | esc | 0.00097009 | 9.7013e-12 | 0.00097009 | 9.7013e-12
[120 empty] | 7.3.3.17.5 (Remote Grid) Updates to grid topology to minimize risk of ignition in HFTDs Remote GridWLDFRVegetation ContactAggregated | WLDFR | HFTD - Distribution - Tier 2 - 5QU CoRE ¦ 4QU LoRE | Non-Red Flag Warning - Catastrophic Fires | Vegetation Contact | Aggregated | 2044 | 1e-08 | 347.2658 | 3.4728e-06 | 2044 | Mitigation | 0.95 | 45 | 0 | esc | 0.00097009 | 9.7013e-12 | 0.00097009 | 9.7013e-12
[120 empty] | 7.3.3.17.5 (Remote Grid) Updates to grid topology to minimize risk of ignition in HFTDs Remote GridWLDFRVegetation ContactAggregated | WLDFR | HFTD - Distribution - Tier 2 - 5QU CoRE ¦ 4QU LoRE | Non-Red Flag Warning - Catastrophic Fires | Vegetation Contact | Aggregated | 2045 | 1e-08 | 347.2658 | 3.4728e-06 | 2045 | Mitigation | 0.95 | 45 | 0 | esc | 0.00097009 | 9.7013e-12 | 0.00097009 | 9.7013e-12
[120 empty] | 7.3.3.17.5 (Remote Grid) Updates to grid topology to minimize risk of ignition in HFTDs Remote GridWLDFRVegetation ContactAggregated | WLDFR | HFTD - Distribution - Tier 2 - 5QU CoRE ¦ 4QU LoRE | Non-Red Flag Warning - Catastrophic Fires | Vegetation Contact | Aggregated | 2046 | 1e-08 | 347.2658 | 3.4728e-06 | 2046 | Mitigation | 0.95 | 45 | 0 | esc | 0.00097009 | 9.7013e-12 | 0.00097009 | 9.7013e-12
[120 empty] | 7.3.3.17.5 (Remote Grid) Updates to grid topology to minimize risk of ignition in HFTDs Remote GridWLDFRVegetation ContactAggregated | WLDFR | HFTD - Distribution - Tier 2 - 5QU CoRE ¦ 4QU LoRE | Non-Red Flag Warning - Catastrophic Fires | Vegetation Contact | Aggregated | 2047 | 1e-08 | 347.2658 | 3.4728e-06 | 2047 | Mitigation | 0.95 | 45 | 0 | esc | 0.00097009 | 9.7013e-12 | 0.00097009 | 9.7013e-12
[120 empty] | 7.3.3.17.5 (Remote Grid) Updates to grid topology to minimize risk of ignition in HFTDs Remote GridWLDFRVegetation ContactAggregated | WLDFR | HFTD - Distribution - Tier 2 - 5QU CoRE ¦ 4QU LoRE | Non-Red Flag Warning - Catastrophic Fires | Vegetation Contact | Aggregated | 2048 | 1e-08 | 347.2658 | 3.4728e-06 | 2048 | Mitigation | 0.95 | 45 | 0 | esc | 0.00097009 | 9.7013e-12 | 0.00097009 | 9.7013e-12
[120 empty] | 7.3.3.17.5 (Remote Grid) Updates to grid topology to minimize risk of ignition in HFTDs Remote GridWLDFRVegetation ContactAggregated | WLDFR | HFTD - Distribution - Tier 2 - 5QU CoRE ¦ 4QU LoRE | Non-Red Flag Warning - Catastrophic Fires | Vegetation Contact | Aggregated | 2049 | 1e-08 | 347.2658 | 3.4728e-06 | 2049 | Mitigation | 0.95 | 45 | 0 | esc | 0.00097009 | 9.7013e-12 | 0.00097009 | 9.7013e-12
[120 empty] | 7.3.3.17.5 (Remote Grid) Updates to grid topology to minimize risk of ignition in HFTDs Remote GridWLDFRVegetation ContactAggregated | WLDFR | HFTD - Distribution - Tier 2 - 5QU CoRE ¦ 4QU LoRE | Non-Red Flag Warning - Catastrophic Fires | Vegetation Contact | Aggregated | 2050 | 1e-08 | 347.2658 | 3.4728e-06 | 2050 | Mitigation | 0.95 | 45 | 0 | esc | 0.00097009 | 9.7013e-12 | 0.00097009 | 9.7013e-12
[120 empty] | 7.3.3.17.5 (Remote Grid) Updates to grid topology to minimize risk of ignition in HFTDs Remote GridWLDFRVegetation ContactAggregated | WLDFR | HFTD - Distribution - Tier 2 - 5QU CoRE ¦ 4QU LoRE | Non-Red Flag Warning - Catastrophic Fires | Vegetation Contact | Aggregated | 2051 | 1e-08 | 347.2658 | 3.4728e-06 | 2051 | Mitigation | 0.95 | 45 | 0 | esc | 0.00097009 | 9.7013e-12 | 0.00097009 | 9.7013e-12
[120 empty] | 7.3.3.17.5 (Remote Grid) Updates to grid topology to minimize risk of ignition in HFTDs Remote GridWLDFRVegetation ContactAggregated | WLDFR | HFTD - Distribution - Tier 2 - 5QU CoRE ¦ 4QU LoRE | Non-Red Flag Warning - Catastrophic Fires | Vegetation Contact | Aggregated | 2052 | 1e-08 | 347.2658 | 3.4728e-06 | 2052 | Mitigation | 0.95 | 45 | 0 | esc | 0.00097009 | 9.7013e-12 | 0.00097009 | 9.7013e-12
[120 empty] | 7.3.3.17.5 (Remote Grid) Updates to grid topology to minimize risk of ignition in HFTDs Remote GridWLDFRVegetation ContactAggregated | WLDFR | HFTD - Distribution - Tier 2 - 5QU CoRE ¦ 4QU LoRE | Non-Red Flag Warning - Catastrophic Fires | Vegetation Contact | Aggregated | 2053 | 1e-08 | 347.2658 | 3.4728e-06 | 2053 | Mitigation | 0.95 | 45 | 0 | esc | 0.00097009 | 9.7013e-12 | 0.00097009 | 9.7013e-12
[120 empty] | 7.3.3.17.5 (Remote Grid) Updates to grid topology to minimize risk of ignition in HFTDs Remote GridWLDFRVegetation ContactAggregated | WLDFR | HFTD - Distribution - Tier 2 - 5QU CoRE ¦ 4QU LoRE | Non-Red Flag Warning - Catastrophic Fires | Vegetation Contact | Aggregated | 2054 | 1e-08 | 347.2658 | 3.4728e-06 | 2054 | Mitigation | 0.95 | 45 | 0 | esc | 0.00097009 | 9.7013e-12 | 0.00097009 | 9.7013e-12
[120 empty] | 7.3.3.17.5 (Remote Grid) Updates to grid topology to minimize risk of ignition in HFTDs Remote GridWLDFRVegetation ContactAggregated | WLDFR | HFTD - Distribution - Tier 2 - 5QU CoRE ¦ 4QU LoRE | Non-Red Flag Warning - Catastrophic Fires | Vegetation Contact | Aggregated | 2055 | 1e-08 | 347.2658 | 3.4728e-06 | 2055 | Mitigation | 0.95 | 45 | 0 | esc | 0.00097009 | 9.7013e-12 | 0.00097009 | 9.7013e-12
[120 empty] | 7.3.3.17.5 (Remote Grid) Updates to grid topology to minimize risk of ignition in HFTDs Remote GridWLDFRVegetation ContactAggregated | WLDFR | HFTD - Distribution - Tier 2 - 5QU CoRE ¦ 4QU LoRE | Non-Red Flag Warning - Catastrophic Fires | Vegetation Contact | Aggregated | 2056 | 1e-08 | 347.2658 | 3.4728e-06 | 2056 | Mitigation | 0.95 | 45 | 0 | esc | 0.00097009 | 9.7013e-12 | 0.00097009 | 9.7013e-12
[120 empty] | 7.3.3.17.5 (Remote Grid) Updates to grid topology to minimize risk of ignition in HFTDs Remote GridWLDFRVegetation ContactAggregated | WLDFR | HFTD - Distribution - Tier 2 - 5QU CoRE ¦ 4QU LoRE | Non-Red Flag Warning - Catastrophic Fires | Vegetation Contact | Aggregated | 2057 | 1e-08 | 347.2658 | 3.4728e-06 | 2057 | Mitigation | 0.95 | 45 | 0 | esc | 0.00097009 | 9.7013e-12 | 0.00097009 | 9.7013e-12
[120 empty] | 7.3.3.17.5 (Remote Grid) Updates to grid topology to minimize risk of ignition in HFTDs Remote GridWLDFRVegetation ContactAggregated | WLDFR | HFTD - Distribution - Tier 2 - 5QU CoRE ¦ 4QU LoRE | Non-Red Flag Warning - Catastrophic Fires | Vegetation Contact | Aggregated | 2058 | 1e-08 | 347.2658 | 3.4728e-06 | 2058 | Mitigation | 0.95 | 45 | 0 | esc | 0.00097009 | 9.7013e-12 | 0.00097009 | 9.7013e-12
[120 empty] | 7.3.3.17.5 (Remote Grid) Updates to grid topology to minimize risk of ignition in HFTDs Remote GridWLDFRVegetation ContactAggregated | WLDFR | HFTD - Distribution - Tier 2 - 5QU CoRE ¦ 4QU LoRE | Non-Red Flag Warning - Catastrophic Fires | Vegetation Contact | Aggregated | 2059 | 1e-08 | 347.2658 | 3.4728e-06 | 2059 | Mitigation | 0.95 | 45 | 0 | esc | 0.00097009 | 9.7013e-12 | 0.00097009 | 9.7013e-12
[120 empty] | 7.3.3.17.5 (Remote Grid) Updates to grid topology to minimize risk of ignition in HFTDs Remote GridWLDFRVegetation ContactAggregated | WLDFR | HFTD - Distribution - Tier 2 - 5QU CoRE ¦ 4QU LoRE | Non-Red Flag Warning - Catastrophic Fires | Vegetation Contact | Aggregated | 2060 | 1e-08 | 347.2658 | 3.4728e-06 | 2060 | Mitigation | 0.95 | 45 | 0 | esc | 0.00097009 | 9.7013e-12 | 0.00097009 | 9.7013e-12
[120 empty] | 7.3.3.17.5 (Remote Grid) Updates to grid topology to minimize risk of ignition in HFTDs Remote GridWLDFRVegetation ContactAggregated | WLDFR | HFTD - Distribution - Tier 2 - 5QU CoRE ¦ 4QU LoRE | Non-Red Flag Warning - Catastrophic Fires | Vegetation Contact | Aggregated | 2061 | 1e-08 | 347.2658 | 3.4728e-06 | 2061 | Mitigation | 0.95 | 45 | 0 | esc | 0.00097009 | 9.7013e-12 | 0.00097009 | 9.7013e-12
[120 empty] | 7.3.3.17.5 (Remote Grid) Updates to grid topology to minimize risk of ignition in HFTDs Remote GridWLDFRVegetation ContactAggregated | WLDFR | HFTD - Distribution - Tier 2 - 5QU CoRE ¦ 4QU LoRE | Non-Red Flag Warning - Catastrophic Fires | Vegetation Contact | Aggregated | 2062 | 1e-08 | 347.2658 | 3.4728e-06 | 2062 | Mitigation | 0.95 | 45 | 0 | esc | 0.00097009 | 9.7013e-12 | 0.00097009 | 9.7013e-12
[120 empty] | 7.3.3.17.5 (Remote Grid) Updates to grid topology to minimize risk of ignition in HFTDs Remote GridWLDFRVegetation ContactAggregated | WLDFR | HFTD - Distribution - Tier 2 - 5QU CoRE ¦ 4QU LoRE | Non-Red Flag Warning - Catastrophic Fires | Vegetation Contact | Aggregated | 2063 | 1e-08 | 347.2658 | 3.4728e-06 | 2063 | Mitigation | 0.95 | 45 | 0 | esc | 0.00097009 | 9.7013e-12 | 0.00097009 | 9.7013e-12
[120 empty] | 7.3.3.17.5 (Remote Grid) Updates to grid topology to minimize risk of ignition in HFTDs Remote GridWLDFRVegetation ContactAggregated | WLDFR | HFTD - Distribution - Tier 2 - 5QU CoRE ¦ 4QU LoRE | Non-Red Flag Warning - Catastrophic Fires | Vegetation Contact | Aggregated | 2064 | 1e-08 | 347.2658 | 3.4728e-06 | 2064 | Mitigation | 0.95 | 45 | 0 | esc | 0.00097009 | 9.7013e-12 | 0.00097009 | 9.7013e-12
[120 empty] | 7.3.3.17.5 (Remote Grid) Updates to grid topology to minimize risk of ignition in HFTDs Remote GridWLDFRVegetation ContactAggregated | WLDFR | HFTD - Distribution - Tier 2 - 5QU CoRE ¦ 4QU LoRE | Non-Red Flag Warning - Catastrophic Fires | Vegetation Contact | Aggregated | 2065 | 1e-08 | 347.2658 | 3.4728e-06 | 2065 | Mitigation | 0.95 | 45 | 0 | esc | 0.00097009 | 9.7013e-12 | 0.00097009 | 9.7013e-12
[120 empty] | 7.3.3.17.5 (Remote Grid) Updates to grid topology to minimize risk of ignition in HFTDs Remote GridWLDFRVegetation ContactAggregated | WLDFR | HFTD - Distribution - Tier 2 - 5QU CoRE ¦ 4QU LoRE | Non-Red Flag Warning - Catastrophic Fires | Vegetation Contact | Aggregated | 2066 | 1e-08 | 347.2658 | 3.4728e-06 | 2066 | Mitigation | 0.95 | 45 | 0 | esc | 0.00097009 | 9.7013e-12 | 0.00097009 | 9.7013e-12
[120 empty] | 7.3.3.17.5 (Remote Grid) Updates to grid topology to minimize risk of ignition in HFTDs Remote GridWLDFRVegetation ContactAggregated | WLDFR | HFTD - Distribution - Tier 2 - 5QU CoRE ¦ 4QU LoRE | Non-Red Flag Warning - Catastrophic Fires | Vegetation Contact | Aggregated | 2067 | 1e-08 | 347.2658 | 3.4728e-06 | 2067 | Mitigation | 0.95 | 45 | 0 | esc | 0 | 0 | 0.00097009 | 9.7013e-12
[120 empty] | 7.3.3.17.5 (Remote Grid) Updates to grid topology to minimize risk of ignition in HFTDs Remote GridWLDFRWire-to-wire contactAggregated | WLDFR | HFTD - Distribution - Tier 2 - 5QU CoRE ¦ 4QU LoRE | Non-Red Flag Warning - Catastrophic Fires | Wire-to-wire contact | Aggregated | 2022 | 1.3359e-08 | 347.2658 | 4.6392e-06 | 2022 | Mitigation | 0.95 | 45 | 0 | esc | 0.00097009 | 1.296e-11 | 0 | 0
[120 empty] | 7.3.3.17.5 (Remote Grid) Updates to grid topology to minimize risk of ignition in HFTDs Remote GridWLDFRWire-to-wire contactAggregated | WLDFR | HFTD - Distribution - Tier 2 - 5QU CoRE ¦ 4QU LoRE | Non-Red Flag Warning - Catastrophic Fires | Wire-to-wire contact | Aggregated | 2023 | 1.3359e-08 | 347.2658 | 4.6392e-06 | 2023 | Mitigation | 0.95 | 45 | 0 | esc | 0.00097009 | 1.296e-11 | 0.00097009 | 1.296e-11
[120 empty] | 7.3.3.17.5 (Remote Grid) Updates to grid topology to minimize risk of ignition in HFTDs Remote GridWLDFRWire-to-wire contactAggregated | WLDFR | HFTD - Distribution - Tier 2 - 5QU CoRE ¦ 4QU LoRE | Non-Red Flag Warning - Catastrophic Fires | Wire-to-wire contact | Aggregated | 2024 | 1.3359e-08 | 347.2658 | 4.6392e-06 | 2024 | Mitigation | 0.95 | 45 | 0 | esc | 0.00097009 | 1.296e-11 | 0.00097009 | 1.296e-11
[120 empty] | 7.3.3.17.5 (Remote Grid) Updates to grid topology to minimize risk of ignition in HFTDs Remote GridWLDFRWire-to-wire contactAggregated | WLDFR | HFTD - Distribution - Tier 2 - 5QU CoRE ¦ 4QU LoRE | Non-Red Flag Warning - Catastrophic Fires | Wire-to-wire contact | Aggregated | 2025 | 1.3359e-08 | 347.2658 | 4.6392e-06 | 2025 | Mitigation | 0.95 | 45 | 0 | esc | 0.00097009 | 1.296e-11 | 0.00097009 | 1.296e-11
[120 empty] | 7.3.3.17.5 (Remote Grid) Updates to grid topology to minimize risk of ignition in HFTDs Remote GridWLDFRWire-to-wire contactAggregated | WLDFR | HFTD - Distribution - Tier 2 - 5QU CoRE ¦ 4QU LoRE | Non-Red Flag Warning - Catastrophic Fires | Wire-to-wire contact | Aggregated | 2026 | 1.3359e-08 | 347.2658 | 4.6392e-06 | 2026 | Mitigation | 0.95 | 45 | 0 | esc | 0.00097009 | 1.296e-11 | 0.00097009 | 1.296e-11
[120 empty] | 7.3.3.17.5 (Remote Grid) Updates to grid topology to minimize risk of ignition in HFTDs Remote GridWLDFRWire-to-wire contactAggregated | WLDFR | HFTD - Distribution - Tier 2 - 5QU CoRE ¦ 4QU LoRE | Non-Red Flag Warning - Catastrophic Fires | Wire-to-wire contact | Aggregated | 2027 | 1.3359e-08 | 347.2658 | 4.6392e-06 | 2027 | Mitigation | 0.95 | 45 | 0 | esc | 0.00097009 | 1.296e-11 | 0.00097009 | 1.296e-11
[120 empty] | 7.3.3.17.5 (Remote Grid) Updates to grid topology to minimize risk of ignition in HFTDs Remote GridWLDFRWire-to-wire contactAggregated | WLDFR | HFTD - Distribution - Tier 2 - 5QU CoRE ¦ 4QU LoRE | Non-Red Flag Warning - Catastrophic Fires | Wire-to-wire contact | Aggregated | 2028 | 1.3359e-08 | 347.2658 | 4.6392e-06 | 2028 | Mitigation | 0.95 | 45 | 0 | esc | 0.00097009 | 1.296e-11 | 0.00097009 | 1.296e-11
[120 empty] | 7.3.3.17.5 (Remote Grid) Updates to grid topology to minimize risk of ignition in HFTDs Remote GridWLDFRWire-to-wire contactAggregated | WLDFR | HFTD - Distribution - Tier 2 - 5QU CoRE ¦ 4QU LoRE | Non-Red Flag Warning - Catastrophic Fires | Wire-to-wire contact | Aggregated | 2029 | 1.3359e-08 | 347.2658 | 4.6392e-06 | 2029 | Mitigation | 0.95 | 45 | 0 | esc | 0.00097009 | 1.296e-11 | 0.00097009 | 1.296e-11
[120 empty] | 7.3.3.17.5 (Remote Grid) Updates to grid topology to minimize risk of ignition in HFTDs Remote GridWLDFRWire-to-wire contactAggregated | WLDFR | HFTD - Distribution - Tier 2 - 5QU CoRE ¦ 4QU LoRE | Non-Red Flag Warning - Catastrophic Fires | Wire-to-wire contact | Aggregated | 2030 | 1.3359e-08 | 347.2658 | 4.6392e-06 | 2030 | Mitigation | 0.95 | 45 | 0 | esc | 0.00097009 | 1.296e-11 | 0.00097009 | 1.296e-11
[120 empty] | 7.3.3.17.5 (Remote Grid) Updates to grid topology to minimize risk of ignition in HFTDs Remote GridWLDFRWire-to-wire contactAggregated | WLDFR | HFTD - Distribution - Tier 2 - 5QU CoRE ¦ 4QU LoRE | Non-Red Flag Warning - Catastrophic Fires | Wire-to-wire contact | Aggregated | 2031 | 1.3359e-08 | 347.2658 | 4.6392e-06 | 2031 | Mitigation | 0.95 | 45 | 0 | esc | 0.00097009 | 1.296e-11 | 0.00097009 | 1.296e-11
[120 empty] | 7.3.3.17.5 (Remote Grid) Updates to grid topology to minimize risk of ignition in HFTDs Remote GridWLDFRWire-to-wire contactAggregated | WLDFR | HFTD - Distribution - Tier 2 - 5QU CoRE ¦ 4QU LoRE | Non-Red Flag Warning - Catastrophic Fires | Wire-to-wire contact | Aggregated | 2032 | 1.3359e-08 | 347.2658 | 4.6392e-06 | 2032 | Mitigation | 0.95 | 45 | 0 | esc | 0.00097009 | 1.296e-11 | 0.00097009 | 1.296e-11
[120 empty] | 7.3.3.17.5 (Remote Grid) Updates to grid topology to minimize risk of ignition in HFTDs Remote GridWLDFRWire-to-wire contactAggregated | WLDFR | HFTD - Distribution - Tier 2 - 5QU CoRE ¦ 4QU LoRE | Non-Red Flag Warning - Catastrophic Fires | Wire-to-wire contact | Aggregated | 2033 | 1.3359e-08 | 347.2658 | 4.6392e-06 | 2033 | Mitigation | 0.95 | 45 | 0 | esc | 0.00097009 | 1.296e-11 | 0.00097009 | 1.296e-11
[120 empty] | 7.3.3.17.5 (Remote Grid) Updates to grid topology to minimize risk of ignition in HFTDs Remote GridWLDFRWire-to-wire contactAggregated | WLDFR | HFTD - Distribution - Tier 2 - 5QU CoRE ¦ 4QU LoRE | Non-Red Flag Warning - Catastrophic Fires | Wire-to-wire contact | Aggregated | 2034 | 1.3359e-08 | 347.2658 | 4.6392e-06 | 2034 | Mitigation | 0.95 | 45 | 0 | esc | 0.00097009 | 1.296e-11 | 0.00097009 | 1.296e-11
[120 empty] | 7.3.3.17.5 (Remote Grid) Updates to grid topology to minimize risk of ignition in HFTDs Remote GridWLDFRWire-to-wire contactAggregated | WLDFR | HFTD - Distribution - Tier 2 - 5QU CoRE ¦ 4QU LoRE | Non-Red Flag Warning - Catastrophic Fires | Wire-to-wire contact | Aggregated | 2035 | 1.3359e-08 | 347.2658 | 4.6392e-06 | 2035 | Mitigation | 0.95 | 45 | 0 | esc | 0.00097009 | 1.296e-11 | 0.00097009 | 1.296e-11
[120 empty] | 7.3.3.17.5 (Remote Grid) Updates to grid topology to minimize risk of ignition in HFTDs Remote GridWLDFRWire-to-wire contactAggregated | WLDFR | HFTD - Distribution - Tier 2 - 5QU CoRE ¦ 4QU LoRE | Non-Red Flag Warning - Catastrophic Fires | Wire-to-wire contact | Aggregated | 2036 | 1.3359e-08 | 347.2658 | 4.6392e-06 | 2036 | Mitigation | 0.95 | 45 | 0 | esc | 0.00097009 | 1.296e-11 | 0.00097009 | 1.296e-11
[120 empty] | 7.3.3.17.5 (Remote Grid) Updates to grid topology to minimize risk of ignition in HFTDs Remote GridWLDFRWire-to-wire contactAggregated | WLDFR | HFTD - Distribution - Tier 2 - 5QU CoRE ¦ 4QU LoRE | Non-Red Flag Warning - Catastrophic Fires | Wire-to-wire contact | Aggregated | 2037 | 1.3359e-08 | 347.2658 | 4.6392e-06 | 2037 | Mitigation | 0.95 | 45 | 0 | esc | 0.00097009 | 1.296e-11 | 0.00097009 | 1.296e-11
[120 empty] | 7.3.3.17.5 (Remote Grid) Updates to grid topology to minimize risk of ignition in HFTDs Remote GridWLDFRWire-to-wire contactAggregated | WLDFR | HFTD - Distribution - Tier 2 - 5QU CoRE ¦ 4QU LoRE | Non-Red Flag Warning - Catastrophic Fires | Wire-to-wire contact | Aggregated | 2038 | 1.3359e-08 | 347.2658 | 4.6392e-06 | 2038 | Mitigation | 0.95 | 45 | 0 | esc | 0.00097009 | 1.296e-11 | 0.00097009 | 1.296e-11
[120 empty] | 7.3.3.17.5 (Remote Grid) Updates to grid topology to minimize risk of ignition in HFTDs Remote GridWLDFRWire-to-wire contactAggregated | WLDFR | HFTD - Distribution - Tier 2 - 5QU CoRE ¦ 4QU LoRE | Non-Red Flag Warning - Catastrophic Fires | Wire-to-wire contact | Aggregated | 2039 | 1.3359e-08 | 347.2658 | 4.6392e-06 | 2039 | Mitigation | 0.95 | 45 | 0 | esc | 0.00097009 | 1.296e-11 | 0.00097009 | 1.296e-11
[120 empty] | 7.3.3.17.5 (Remote Grid) Updates to grid topology to minimize risk of ignition in HFTDs Remote GridWLDFRWire-to-wire contactAggregated | WLDFR | HFTD - Distribution - Tier 2 - 5QU CoRE ¦ 4QU LoRE | Non-Red Flag Warning - Catastrophic Fires | Wire-to-wire contact | Aggregated | 2040 | 1.3359e-08 | 347.2658 | 4.6392e-06 | 2040 | Mitigation | 0.95 | 45 | 0 | esc | 0.00097009 | 1.296e-11 | 0.00097009 | 1.296e-11
[120 empty] | 7.3.3.17.5 (Remote Grid) Updates to grid topology to minimize risk of ignition in HFTDs Remote GridWLDFRWire-to-wire contactAggregated | WLDFR | HFTD - Distribution - Tier 2 - 5QU CoRE ¦ 4QU LoRE | Non-Red Flag Warning - Catastrophic Fires | Wire-to-wire contact | Aggregated | 2041 | 1.3359e-08 | 347.2658 | 4.6392e-06 | 2041 | Mitigation | 0.95 | 45 | 0 | esc | 0.00097009 | 1.296e-11 | 0.00097009 | 1.296e-11
[120 empty] | 7.3.3.17.5 (Remote Grid) Updates to grid topology to minimize risk of ignition in HFTDs Remote GridWLDFRWire-to-wire contactAggregated | WLDFR | HFTD - Distribution - Tier 2 - 5QU CoRE ¦ 4QU LoRE | Non-Red Flag Warning - Catastrophic Fires | Wire-to-wire contact | Aggregated | 2042 | 1.3359e-08 | 347.2658 | 4.6392e-06 | 2042 | Mitigation | 0.95 | 45 | 0 | esc | 0.00097009 | 1.296e-11 | 0.00097009 | 1.296e-11
[120 empty] | 7.3.3.17.5 (Remote Grid) Updates to grid topology to minimize risk of ignition in HFTDs Remote GridWLDFRWire-to-wire contactAggregated | WLDFR | HFTD - Distribution - Tier 2 - 5QU CoRE ¦ 4QU LoRE | Non-Red Flag Warning - Catastrophic Fires | Wire-to-wire contact | Aggregated | 2043 | 1.3359e-08 | 347.2658 | 4.6392e-06 | 2043 | Mitigation | 0.95 | 45 | 0 | esc | 0.00097009 | 1.296e-11 | 0.00097009 | 1.296e-11
[120 empty] | 7.3.3.17.5 (Remote Grid) Updates to grid topology to minimize risk of ignition in HFTDs Remote GridWLDFRWire-to-wire contactAggregated | WLDFR | HFTD - Distribution - Tier 2 - 5QU CoRE ¦ 4QU LoRE | Non-Red Flag Warning - Catastrophic Fires | Wire-to-wire contact | Aggregated | 2044 | 1.3359e-08 | 347.2658 | 4.6392e-06 | 2044 | Mitigation | 0.95 | 45 | 0 | esc | 0.00097009 | 1.296e-11 | 0.00097009 | 1.296e-11
[120 empty] | 7.3.3.17.5 (Remote Grid) Updates to grid topology to minimize risk of ignition in HFTDs Remote GridWLDFRWire-to-wire contactAggregated | WLDFR | HFTD - Distribution - Tier 2 - 5QU CoRE ¦ 4QU LoRE | Non-Red Flag Warning - Catastrophic Fires | Wire-to-wire contact | Aggregated | 2045 | 1.3359e-08 | 347.2658 | 4.6392e-06 | 2045 | Mitigation | 0.95 | 45 | 0 | esc | 0.00097009 | 1.296e-11 | 0.00097009 | 1.296e-11
[120 empty] | 7.3.3.17.5 (Remote Grid) Updates to grid topology to minimize risk of ignition in HFTDs Remote GridWLDFRWire-to-wire contactAggregated | WLDFR | HFTD - Distribution - Tier 2 - 5QU CoRE ¦ 4QU LoRE | Non-Red Flag Warning - Catastrophic Fires | Wire-to-wire contact | Aggregated | 2046 | 1.3359e-08 | 347.2658 | 4.6392e-06 | 2046 | Mitigation | 0.95 | 45 | 0 | esc | 0.00097009 | 1.296e-11 | 0.00097009 | 1.296e-11
[120 empty] | 7.3.3.17.5 (Remote Grid) Updates to grid topology to minimize risk of ignition in HFTDs Remote GridWLDFRWire-to-wire contactAggregated | WLDFR | HFTD - Distribution - Tier 2 - 5QU CoRE ¦ 4QU LoRE | Non-Red Flag Warning - Catastrophic Fires | Wire-to-wire contact | Aggregated | 2047 | 1.3359e-08 | 347.2658 | 4.6392e-06 | 2047 | Mitigation | 0.95 | 45 | 0 | esc | 0.00097009 | 1.296e-11 | 0.00097009 | 1.296e-11
[120 empty] | 7.3.3.17.5 (Remote Grid) Updates to grid topology to minimize risk of ignition in HFTDs Remote GridWLDFRWire-to-wire contactAggregated | WLDFR | HFTD - Distribution - Tier 2 - 5QU CoRE ¦ 4QU LoRE | Non-Red Flag Warning - Catastrophic Fires | Wire-to-wire contact | Aggregated | 2048 | 1.3359e-08 | 347.2658 | 4.6392e-06 | 2048 | Mitigation | 0.95 | 45 | 0 | esc | 0.00097009 | 1.296e-11 | 0.00097009 | 1.296e-11
[120 empty] | 7.3.3.17.5 (Remote Grid) Updates to grid topology to minimize risk of ignition in HFTDs Remote GridWLDFRWire-to-wire contactAggregated | WLDFR | HFTD - Distribution - Tier 2 - 5QU CoRE ¦ 4QU LoRE | Non-Red Flag Warning - Catastrophic Fires | Wire-to-wire contact | Aggregated | 2049 | 1.3359e-08 | 347.2658 | 4.6392e-06 | 2049 | Mitigation | 0.95 | 45 | 0 | esc | 0.00097009 | 1.296e-11 | 0.00097009 | 1.296e-11
[120 empty] | 7.3.3.17.5 (Remote Grid) Updates to grid topology to minimize risk of ignition in HFTDs Remote GridWLDFRWire-to-wire contactAggregated | WLDFR | HFTD - Distribution - Tier 2 - 5QU CoRE ¦ 4QU LoRE | Non-Red Flag Warning - Catastrophic Fires | Wire-to-wire contact | Aggregated | 2050 | 1.3359e-08 | 347.2658 | 4.6392e-06 | 2050 | Mitigation | 0.95 | 45 | 0 | esc | 0.00097009 | 1.296e-11 | 0.00097009 | 1.296e-11
[120 empty] | 7.3.3.17.5 (Remote Grid) Updates to grid topology to minimize risk of ignition in HFTDs Remote GridWLDFRWire-to-wire contactAggregated | WLDFR | HFTD - Distribution - Tier 2 - 5QU CoRE ¦ 4QU LoRE | Non-Red Flag Warning - Catastrophic Fires | Wire-to-wire contact | Aggregated | 2051 | 1.3359e-08 | 347.2658 | 4.6392e-06 | 2051 | Mitigation | 0.95 | 45 | 0 | esc | 0.00097009 | 1.296e-11 | 0.00097009 | 1.296e-11
[120 empty] | 7.3.3.17.5 (Remote Grid) Updates to grid topology to minimize risk of ignition in HFTDs Remote GridWLDFRWire-to-wire contactAggregated | WLDFR | HFTD - Distribution - Tier 2 - 5QU CoRE ¦ 4QU LoRE | Non-Red Flag Warning - Catastrophic Fires | Wire-to-wire contact | Aggregated | 2052 | 1.3359e-08 | 347.2658 | 4.6392e-06 | 2052 | Mitigation | 0.95 | 45 | 0 | esc | 0.00097009 | 1.296e-11 | 0.00097009 | 1.296e-11
[120 empty] | 7.3.3.17.5 (Remote Grid) Updates to grid topology to minimize risk of ignition in HFTDs Remote GridWLDFRWire-to-wire contactAggregated | WLDFR | HFTD - Distribution - Tier 2 - 5QU CoRE ¦ 4QU LoRE | Non-Red Flag Warning - Catastrophic Fires | Wire-to-wire contact | Aggregated | 2053 | 1.3359e-08 | 347.2658 | 4.6392e-06 | 2053 | Mitigation | 0.95 | 45 | 0 | esc | 0.00097009 | 1.296e-11 | 0.00097009 | 1.296e-11
[120 empty] | 7.3.3.17.5 (Remote Grid) Updates to grid topology to minimize risk of ignition in HFTDs Remote GridWLDFRWire-to-wire contactAggregated | WLDFR | HFTD - Distribution - Tier 2 - 5QU CoRE ¦ 4QU LoRE | Non-Red Flag Warning - Catastrophic Fires | Wire-to-wire contact | Aggregated | 2054 | 1.3359e-08 | 347.2658 | 4.6392e-06 | 2054 | Mitigation | 0.95 | 45 | 0 | esc | 0.00097009 | 1.296e-11 | 0.00097009 | 1.296e-11
[120 empty] | 7.3.3.17.5 (Remote Grid) Updates to grid topology to minimize risk of ignition in HFTDs Remote GridWLDFRWire-to-wire contactAggregated | WLDFR | HFTD - Distribution - Tier 2 - 5QU CoRE ¦ 4QU LoRE | Non-Red Flag Warning - Catastrophic Fires | Wire-to-wire contact | Aggregated | 2055 | 1.3359e-08 | 347.2658 | 4.6392e-06 | 2055 | Mitigation | 0.95 | 45 | 0 | esc | 0.00097009 | 1.296e-11 | 0.00097009 | 1.296e-11
[120 empty] | 7.3.3.17.5 (Remote Grid) Updates to grid topology to minimize risk of ignition in HFTDs Remote GridWLDFRWire-to-wire contactAggregated | WLDFR | HFTD - Distribution - Tier 2 - 5QU CoRE ¦ 4QU LoRE | Non-Red Flag Warning - Catastrophic Fires | Wire-to-wire contact | Aggregated | 2056 | 1.3359e-08 | 347.2658 | 4.6392e-06 | 2056 | Mitigation | 0.95 | 45 | 0 | esc | 0.00097009 | 1.296e-11 | 0.00097009 | 1.296e-11
[120 empty] | 7.3.3.17.5 (Remote Grid) Updates to grid topology to minimize risk of ignition in HFTDs Remote GridWLDFRWire-to-wire contactAggregated | WLDFR | HFTD - Distribution - Tier 2 - 5QU CoRE ¦ 4QU LoRE | Non-Red Flag Warning - Catastrophic Fires | Wire-to-wire contact | Aggregated | 2057 | 1.3359e-08 | 347.2658 | 4.6392e-06 | 2057 | Mitigation | 0.95 | 45 | 0 | esc | 0.00097009 | 1.296e-11 | 0.00097009 | 1.296e-11
[120 empty] | 7.3.3.17.5 (Remote Grid) Updates to grid topology to minimize risk of ignition in HFTDs Remote GridWLDFRWire-to-wire contactAggregated | WLDFR | HFTD - Distribution - Tier 2 - 5QU CoRE ¦ 4QU LoRE | Non-Red Flag Warning - Catastrophic Fires | Wire-to-wire contact | Aggregated | 2058 | 1.3359e-08 | 347.2658 | 4.6392e-06 | 2058 | Mitigation | 0.95 | 45 | 0 | esc | 0.00097009 | 1.296e-11 | 0.00097009 | 1.296e-11
[120 empty] | 7.3.3.17.5 (Remote Grid) Updates to grid topology to minimize risk of ignition in HFTDs Remote GridWLDFRWire-to-wire contactAggregated | WLDFR | HFTD - Distribution - Tier 2 - 5QU CoRE ¦ 4QU LoRE | Non-Red Flag Warning - Catastrophic Fires | Wire-to-wire contact | Aggregated | 2059 | 1.3359e-08 | 347.2658 | 4.6392e-06 | 2059 | Mitigation | 0.95 | 45 | 0 | esc | 0.00097009 | 1.296e-11 | 0.00097009 | 1.296e-11
[120 empty] | 7.3.3.17.5 (Remote Grid) Updates to grid topology to minimize risk of ignition in HFTDs Remote GridWLDFRWire-to-wire contactAggregated | WLDFR | HFTD - Distribution - Tier 2 - 5QU CoRE ¦ 4QU LoRE | Non-Red Flag Warning - Catastrophic Fires | Wire-to-wire contact | Aggregated | 2060 | 1.3359e-08 | 347.2658 | 4.6392e-06 | 2060 | Mitigation | 0.95 | 45 | 0 | esc | 0.00097009 | 1.296e-11 | 0.00097009 | 1.296e-11
[120 empty] | 7.3.3.17.5 (Remote Grid) Updates to grid topology to minimize risk of ignition in HFTDs Remote GridWLDFRWire-to-wire contactAggregated | WLDFR | HFTD - Distribution - Tier 2 - 5QU CoRE ¦ 4QU LoRE | Non-Red Flag Warning - Catastrophic Fires | Wire-to-wire contact | Aggregated | 2061 | 1.3359e-08 | 347.2658 | 4.6392e-06 | 2061 | Mitigation | 0.95 | 45 | 0 | esc | 0.00097009 | 1.296e-11 | 0.00097009 | 1.296e-11
[120 empty] | 7.3.3.17.5 (Remote Grid) Updates to grid topology to minimize risk of ignition in HFTDs Remote GridWLDFRWire-to-wire contactAggregated | WLDFR | HFTD - Distribution - Tier 2 - 5QU CoRE ¦ 4QU LoRE | Non-Red Flag Warning - Catastrophic Fires | Wire-to-wire contact | Aggregated | 2062 | 1.3359e-08 | 347.2658 | 4.6392e-06 | 2062 | Mitigation | 0.95 | 45 | 0 | esc | 0.00097009 | 1.296e-11 | 0.00097009 | 1.296e-11
[120 empty] | 7.3.3.17.5 (Remote Grid) Updates to grid topology to minimize risk of ignition in HFTDs Remote GridWLDFRWire-to-wire contactAggregated | WLDFR | HFTD - Distribution - Tier 2 - 5QU CoRE ¦ 4QU LoRE | Non-Red Flag Warning - Catastrophic Fires | Wire-to-wire contact | Aggregated | 2063 | 1.3359e-08 | 347.2658 | 4.6392e-06 | 2063 | Mitigation | 0.95 | 45 | 0 | esc | 0.00097009 | 1.296e-11 | 0.00097009 | 1.296e-11
[120 empty] | 7.3.3.17.5 (Remote Grid) Updates to grid topology to minimize risk of ignition in HFTDs Remote GridWLDFRWire-to-wire contactAggregated | WLDFR | HFTD - Distribution - Tier 2 - 5QU CoRE ¦ 4QU LoRE | Non-Red Flag Warning - Catastrophic Fires | Wire-to-wire contact | Aggregated | 2064 | 1.3359e-08 | 347.2658 | 4.6392e-06 | 2064 | Mitigation | 0.95 | 45 | 0 | esc | 0.00097009 | 1.296e-11 | 0.00097009 | 1.296e-11
[120 empty] | 7.3.3.17.5 (Remote Grid) Updates to grid topology to minimize risk of ignition in HFTDs Remote GridWLDFRWire-to-wire contactAggregated | WLDFR | HFTD - Distribution - Tier 2 - 5QU CoRE ¦ 4QU LoRE | Non-Red Flag Warning - Catastrophic Fires | Wire-to-wire contact | Aggregated | 2065 | 1.3359e-08 | 347.2658 | 4.6392e-06 | 2065 | Mitigation | 0.95 | 45 | 0 | esc | 0.00097009 | 1.296e-11 | 0.00097009 | 1.296e-11
[120 empty] | 7.3.3.17.5 (Remote Grid) Updates to grid topology to minimize risk of ignition in HFTDs Remote GridWLDFRWire-to-wire contactAggregated | WLDFR | HFTD - Distribution - Tier 2 - 5QU CoRE ¦ 4QU LoRE | Non-Red Flag Warning - Catastrophic Fires | Wire-to-wire contact | Aggregated | 2066 | 1.3359e-08 | 347.2658 | 4.6392e-06 | 2066 | Mitigation | 0.95 | 45 | 0 | esc | 0.00097009 | 1.296e-11 | 0.00097009 | 1.296e-11
[120 empty] | 7.3.3.17.5 (Remote Grid) Updates to grid topology to minimize risk of ignition in HFTDs Remote GridWLDFRWire-to-wire contactAggregated | WLDFR | HFTD - Distribution - Tier 2 - 5QU CoRE ¦ 4QU LoRE | Non-Red Flag Warning - Catastrophic Fires | Wire-to-wire contact | Aggregated | 2067 | 1.3359e-08 | 347.2658 | 4.6392e-06 | 2067 | Mitigation | 0.95 | 45 | 0 | esc | 0 | 0 | 0.00097009 | 1.296e-11
[120 empty] | 7.3.3.17.5 (Remote Grid) Updates to grid topology to minimize risk of ignition in HFTDs Remote GridWLDFRContact from objectAggregated | WLDFR | HFTD - Distribution - Tier 2 - 5QU CoRE ¦ 4QU LoRE | Non-Red Flag Warning - Destructive Fires | Contact from object | Aggregated | 2022 | 2.5029e-08 | 347.2658 | 8.6917e-06 | 2022 | Mitigation | 0.95 | 45 | 0 | esc | 0.00097009 | 2.428e-11 | 0 | 0
[120 empty] | 7.3.3.17.5 (Remote Grid) Updates to grid topology to minimize risk of ignition in HFTDs Remote GridWLDFRContact from objectAggregated | WLDFR | HFTD - Distribution - Tier 2 - 5QU CoRE ¦ 4QU LoRE | Non-Red Flag Warning - Destructive Fires | Contact from object | Aggregated | 2023 | 2.5029e-08 | 347.2658 | 8.6917e-06 | 2023 | Mitigation | 0.95 | 45 | 0 | esc | 0.00097009 | 2.428e-11 | 0.00097009 | 2.428e-11
[120 empty] | 7.3.3.17.5 (Remote Grid) Updates to grid topology to minimize risk of ignition in HFTDs Remote GridWLDFRContact from objectAggregated | WLDFR | HFTD - Distribution - Tier 2 - 5QU CoRE ¦ 4QU LoRE | Non-Red Flag Warning - Destructive Fires | Contact from object | Aggregated | 2024 | 2.5029e-08 | 347.2658 | 8.6917e-06 | 2024 | Mitigation | 0.95 | 45 | 0 | esc | 0.00097009 | 2.428e-11 | 0.00097009 | 2.428e-11
[120 empty] | 7.3.3.17.5 (Remote Grid) Updates to grid topology to minimize risk of ignition in HFTDs Remote GridWLDFRContact from objectAggregated | WLDFR | HFTD - Distribution - Tier 2 - 5QU CoRE ¦ 4QU LoRE | Non-Red Flag Warning - Destructive Fires | Contact from object | Aggregated | 2025 | 2.5029e-08 | 347.2658 | 8.6917e-06 | 2025 | Mitigation | 0.95 | 45 | 0 | esc | 0.00097009 | 2.428e-11 | 0.00097009 | 2.428e-11
[120 empty] | 7.3.3.17.5 (Remote Grid) Updates to grid topology to minimize risk of ignition in HFTDs Remote GridWLDFRContact from objectAggregated | WLDFR | HFTD - Distribution - Tier 2 - 5QU CoRE ¦ 4QU LoRE | Non-Red Flag Warning - Destructive Fires | Contact from object | Aggregated | 2026 | 2.5029e-08 | 347.2658 | 8.6917e-06 | 2026 | Mitigation | 0.95 | 45 | 0 | esc | 0.00097009 | 2.428e-11 | 0.00097009 | 2.428e-11
[120 empty] | 7.3.3.17.5 (Remote Grid) Updates to grid topology to minimize risk of ignition in HFTDs Remote GridWLDFRContact from objectAggregated | WLDFR | HFTD - Distribution - Tier 2 - 5QU CoRE ¦ 4QU LoRE | Non-Red Flag Warning - Destructive Fires | Contact from object | Aggregated | 2027 | 2.5029e-08 | 347.2658 | 8.6917e-06 | 2027 | Mitigation | 0.95 | 45 | 0 | esc | 0.00097009 | 2.428e-11 | 0.00097009 | 2.428e-11
[120 empty] | 7.3.3.17.5 (Remote Grid) Updates to grid topology to minimize risk of ignition in HFTDs Remote GridWLDFRContact from objectAggregated | WLDFR | HFTD - Distribution - Tier 2 - 5QU CoRE ¦ 4QU LoRE | Non-Red Flag Warning - Destructive Fires | Contact from object | Aggregated | 2028 | 2.5029e-08 | 347.2658 | 8.6917e-06 | 2028 | Mitigation | 0.95 | 45 | 0 | esc | 0.00097009 | 2.428e-11 | 0.00097009 | 2.428e-11
[120 empty] | 7.3.3.17.5 (Remote Grid) Updates to grid topology to minimize risk of ignition in HFTDs Remote GridWLDFRContact from objectAggregated | WLDFR | HFTD - Distribution - Tier 2 - 5QU CoRE ¦ 4QU LoRE | Non-Red Flag Warning - Destructive Fires | Contact from object | Aggregated | 2029 | 2.5029e-08 | 347.2658 | 8.6917e-06 | 2029 | Mitigation | 0.95 | 45 | 0 | esc | 0.00097009 | 2.428e-11 | 0.00097009 | 2.428e-11
[120 empty] | 7.3.3.17.5 (Remote Grid) Updates to grid topology to minimize risk of ignition in HFTDs Remote GridWLDFRContact from objectAggregated | WLDFR | HFTD - Distribution - Tier 2 - 5QU CoRE ¦ 4QU LoRE | Non-Red Flag Warning - Destructive Fires | Contact from object | Aggregated | 2030 | 2.5029e-08 | 347.2658 | 8.6917e-06 | 2030 | Mitigation | 0.95 | 45 | 0 | esc | 0.00097009 | 2.428e-11 | 0.00097009 | 2.428e-11
[120 empty] | 7.3.3.17.5 (Remote Grid) Updates to grid topology to minimize risk of ignition in HFTDs Remote GridWLDFRContact from objectAggregated | WLDFR | HFTD - Distribution - Tier 2 - 5QU CoRE ¦ 4QU LoRE | Non-Red Flag Warning - Destructive Fires | Contact from object | Aggregated | 2031 | 2.5029e-08 | 347.2658 | 8.6917e-06 | 2031 | Mitigation | 0.95 | 45 | 0 | esc | 0.00097009 | 2.428e-11 | 0.00097009 | 2.428e-11
[120 empty] | 7.3.3.17.5 (Remote Grid) Updates to grid topology to minimize risk of ignition in HFTDs Remote GridWLDFRContact from objectAggregated | WLDFR | HFTD - Distribution - Tier 2 - 5QU CoRE ¦ 4QU LoRE | Non-Red Flag Warning - Destructive Fires | Contact from object | Aggregated | 2032 | 2.5029e-08 | 347.2658 | 8.6917e-06 | 2032 | Mitigation | 0.95 | 45 | 0 | esc | 0.00097009 | 2.428e-11 | 0.00097009 | 2.428e-11
[120 empty] | 7.3.3.17.5 (Remote Grid) Updates to grid topology to minimize risk of ignition in HFTDs Remote GridWLDFRContact from objectAggregated | WLDFR | HFTD - Distribution - Tier 2 - 5QU CoRE ¦ 4QU LoRE | Non-Red Flag Warning - Destructive Fires | Contact from object | Aggregated | 2033 | 2.5029e-08 | 347.2658 | 8.6917e-06 | 2033 | Mitigation | 0.95 | 45 | 0 | esc | 0.00097009 | 2.428e-11 | 0.00097009 | 2.428e-11
[120 empty] | 7.3.3.17.5 (Remote Grid) Updates to grid topology to minimize risk of ignition in HFTDs Remote GridWLDFRContact from objectAggregated | WLDFR | HFTD - Distribution - Tier 2 - 5QU CoRE ¦ 4QU LoRE | Non-Red Flag Warning - Destructive Fires | Contact from object | Aggregated | 2034 | 2.5029e-08 | 347.2658 | 8.6917e-06 | 2034 | Mitigation | 0.95 | 45 | 0 | esc | 0.00097009 | 2.428e-11 | 0.00097009 | 2.428e-11
[120 empty] | 7.3.3.17.5 (Remote Grid) Updates to grid topology to minimize risk of ignition in HFTDs Remote GridWLDFRContact from objectAggregated | WLDFR | HFTD - Distribution - Tier 2 - 5QU CoRE ¦ 4QU LoRE | Non-Red Flag Warning - Destructive Fires | Contact from object | Aggregated | 2035 | 2.5029e-08 | 347.2658 | 8.6917e-06 | 2035 | Mitigation | 0.95 | 45 | 0 | esc | 0.00097009 | 2.428e-11 | 0.00097009 | 2.428e-11
[120 empty] | 7.3.3.17.5 (Remote Grid) Updates to grid topology to minimize risk of ignition in HFTDs Remote GridWLDFRContact from objectAggregated | WLDFR | HFTD - Distribution - Tier 2 - 5QU CoRE ¦ 4QU LoRE | Non-Red Flag Warning - Destructive Fires | Contact from object | Aggregated | 2036 | 2.5029e-08 | 347.2658 | 8.6917e-06 | 2036 | Mitigation | 0.95 | 45 | 0 | esc | 0.00097009 | 2.428e-11 | 0.00097009 | 2.428e-11
[120 empty] | 7.3.3.17.5 (Remote Grid) Updates to grid topology to minimize risk of ignition in HFTDs Remote GridWLDFRContact from objectAggregated | WLDFR | HFTD - Distribution - Tier 2 - 5QU CoRE ¦ 4QU LoRE | Non-Red Flag Warning - Destructive Fires | Contact from object | Aggregated | 2037 | 2.5029e-08 | 347.2658 | 8.6917e-06 | 2037 | Mitigation | 0.95 | 45 | 0 | esc | 0.00097009 | 2.428e-11 | 0.00097009 | 2.428e-11
[120 empty] | 7.3.3.17.5 (Remote Grid) Updates to grid topology to minimize risk of ignition in HFTDs Remote GridWLDFRContact from objectAggregated | WLDFR | HFTD - Distribution - Tier 2 - 5QU CoRE ¦ 4QU LoRE | Non-Red Flag Warning - Destructive Fires | Contact from object | Aggregated | 2038 | 2.5029e-08 | 347.2658 | 8.6917e-06 | 2038 | Mitigation | 0.95 | 45 | 0 | esc | 0.00097009 | 2.428e-11 | 0.00097009 | 2.428e-11
[120 empty] | 7.3.3.17.5 (Remote Grid) Updates to grid topology to minimize risk of ignition in HFTDs Remote GridWLDFRContact from objectAggregated | WLDFR | HFTD - Distribution - Tier 2 - 5QU CoRE ¦ 4QU LoRE | Non-Red Flag Warning - Destructive Fires | Contact from object | Aggregated | 2039 | 2.5029e-08 | 347.2658 | 8.6917e-06 | 2039 | Mitigation | 0.95 | 45 | 0 | esc | 0.00097009 | 2.428e-11 | 0.00097009 | 2.428e-11
[120 empty] | 7.3.3.17.5 (Remote Grid) Updates to grid topology to minimize risk of ignition in HFTDs Remote GridWLDFRContact from objectAggregated | WLDFR | HFTD - Distribution - Tier 2 - 5QU CoRE ¦ 4QU LoRE | Non-Red Flag Warning - Destructive Fires | Contact from object | Aggregated | 2040 | 2.5029e-08 | 347.2658 | 8.6917e-06 | 2040 | Mitigation | 0.95 | 45 | 0 | esc | 0.00097009 | 2.428e-11 | 0.00097009 | 2.428e-11
[120 empty] | 7.3.3.17.5 (Remote Grid) Updates to grid topology to minimize risk of ignition in HFTDs Remote GridWLDFRContact from objectAggregated | WLDFR | HFTD - Distribution - Tier 2 - 5QU CoRE ¦ 4QU LoRE | Non-Red Flag Warning - Destructive Fires | Contact from object | Aggregated | 2041 | 2.5029e-08 | 347.2658 | 8.6917e-06 | 2041 | Mitigation | 0.95 | 45 | 0 | esc | 0.00097009 | 2.428e-11 | 0.00097009 | 2.428e-11
[120 empty] | 7.3.3.17.5 (Remote Grid) Updates to grid topology to minimize risk of ignition in HFTDs Remote GridWLDFRContact from objectAggregated | WLDFR | HFTD - Distribution - Tier 2 - 5QU CoRE ¦ 4QU LoRE | Non-Red Flag Warning - Destructive Fires | Contact from object | Aggregated | 2042 | 2.5029e-08 | 347.2658 | 8.6917e-06 | 2042 | Mitigation | 0.95 | 45 | 0 | esc | 0.00097009 | 2.428e-11 | 0.00097009 | 2.428e-11
[120 empty] | 7.3.3.17.5 (Remote Grid) Updates to grid topology to minimize risk of ignition in HFTDs Remote GridWLDFRContact from objectAggregated | WLDFR | HFTD - Distribution - Tier 2 - 5QU CoRE ¦ 4QU LoRE | Non-Red Flag Warning - Destructive Fires | Contact from object | Aggregated | 2043 | 2.5029e-08 | 347.2658 | 8.6917e-06 | 2043 | Mitigation | 0.95 | 45 | 0 | esc | 0.00097009 | 2.428e-11 | 0.00097009 | 2.428e-11
[120 empty] | 7.3.3.17.5 (Remote Grid) Updates to grid topology to minimize risk of ignition in HFTDs Remote GridWLDFRContact from objectAggregated | WLDFR | HFTD - Distribution - Tier 2 - 5QU CoRE ¦ 4QU LoRE | Non-Red Flag Warning - Destructive Fires | Contact from object | Aggregated | 2044 | 2.5029e-08 | 347.2658 | 8.6917e-06 | 2044 | Mitigation | 0.95 | 45 | 0 | esc | 0.00097009 | 2.428e-11 | 0.00097009 | 2.428e-11
[120 empty] | 7.3.3.17.5 (Remote Grid) Updates to grid topology to minimize risk of ignition in HFTDs Remote GridWLDFRContact from objectAggregated | WLDFR | HFTD - Distribution - Tier 2 - 5QU CoRE ¦ 4QU LoRE | Non-Red Flag Warning - Destructive Fires | Contact from object | Aggregated | 2045 | 2.5029e-08 | 347.2658 | 8.6917e-06 | 2045 | Mitigation | 0.95 | 45 | 0 | esc | 0.00097009 | 2.428e-11 | 0.00097009 | 2.428e-11
[120 empty] | 7.3.3.17.5 (Remote Grid) Updates to grid topology to minimize risk of ignition in HFTDs Remote GridWLDFRContact from objectAggregated | WLDFR | HFTD - Distribution - Tier 2 - 5QU CoRE ¦ 4QU LoRE | Non-Red Flag Warning - Destructive Fires | Contact from object | Aggregated | 2046 | 2.5029e-08 | 347.2658 | 8.6917e-06 | 2046 | Mitigation | 0.95 | 45 | 0 | esc | 0.00097009 | 2.428e-11 | 0.00097009 | 2.428e-11
[120 empty] | 7.3.3.17.5 (Remote Grid) Updates to grid topology to minimize risk of ignition in HFTDs Remote GridWLDFRContact from objectAggregated | WLDFR | HFTD - Distribution - Tier 2 - 5QU CoRE ¦ 4QU LoRE | Non-Red Flag Warning - Destructive Fires | Contact from object | Aggregated | 2047 | 2.5029e-08 | 347.2658 | 8.6917e-06 | 2047 | Mitigation | 0.95 | 45 | 0 | esc | 0.00097009 | 2.428e-11 | 0.00097009 | 2.428e-11
[120 empty] | 7.3.3.17.5 (Remote Grid) Updates to grid topology to minimize risk of ignition in HFTDs Remote GridWLDFRContact from objectAggregated | WLDFR | HFTD - Distribution - Tier 2 - 5QU CoRE ¦ 4QU LoRE | Non-Red Flag Warning - Destructive Fires | Contact from object | Aggregated | 2048 | 2.5029e-08 | 347.2658 | 8.6917e-06 | 2048 | Mitigation | 0.95 | 45 | 0 | esc | 0.00097009 | 2.428e-11 | 0.00097009 | 2.428e-11
[120 empty] | 7.3.3.17.5 (Remote Grid) Updates to grid topology to minimize risk of ignition in HFTDs Remote GridWLDFRContact from objectAggregated | WLDFR | HFTD - Distribution - Tier 2 - 5QU CoRE ¦ 4QU LoRE | Non-Red Flag Warning - Destructive Fires | Contact from object | Aggregated | 2049 | 2.5029e-08 | 347.2658 | 8.6917e-06 | 2049 | Mitigation | 0.95 | 45 | 0 | esc | 0.00097009 | 2.428e-11 | 0.00097009 | 2.428e-11
[120 empty] | 7.3.3.17.5 (Remote Grid) Updates to grid topology to minimize risk of ignition in HFTDs Remote GridWLDFRContact from objectAggregated | WLDFR | HFTD - Distribution - Tier 2 - 5QU CoRE ¦ 4QU LoRE | Non-Red Flag Warning - Destructive Fires | Contact from object | Aggregated | 2050 | 2.5029e-08 | 347.2658 | 8.6917e-06 | 2050 | Mitigation | 0.95 | 45 | 0 | esc | 0.00097009 | 2.428e-11 | 0.00097009 | 2.428e-11
[120 empty] | 7.3.3.17.5 (Remote Grid) Updates to grid topology to minimize risk of ignition in HFTDs Remote GridWLDFRContact from objectAggregated | WLDFR | HFTD - Distribution - Tier 2 - 5QU CoRE ¦ 4QU LoRE | Non-Red Flag Warning - Destructive Fires | Contact from object | Aggregated | 2051 | 2.5029e-08 | 347.2658 | 8.6917e-06 | 2051 | Mitigation | 0.95 | 45 | 0 | esc | 0.00097009 | 2.428e-11 | 0.00097009 | 2.428e-11
[120 empty] | 7.3.3.17.5 (Remote Grid) Updates to grid topology to minimize risk of ignition in HFTDs Remote GridWLDFRContact from objectAggregated | WLDFR | HFTD - Distribution - Tier 2 - 5QU CoRE ¦ 4QU LoRE | Non-Red Flag Warning - Destructive Fires | Contact from object | Aggregated | 2052 | 2.5029e-08 | 347.2658 | 8.6917e-06 | 2052 | Mitigation | 0.95 | 45 | 0 | esc | 0.00097009 | 2.428e-11 | 0.00097009 | 2.428e-11
[120 empty] | 7.3.3.17.5 (Remote Grid) Updates to grid topology to minimize risk of ignition in HFTDs Remote GridWLDFRContact from objectAggregated | WLDFR | HFTD - Distribution - Tier 2 - 5QU CoRE ¦ 4QU LoRE | Non-Red Flag Warning - Destructive Fires | Contact from object | Aggregated | 2053 | 2.5029e-08 | 347.2658 | 8.6917e-06 | 2053 | Mitigation | 0.95 | 45 | 0 | esc | 0.00097009 | 2.428e-11 | 0.00097009 | 2.428e-11
[120 empty] | 7.3.3.17.5 (Remote Grid) Updates to grid topology to minimize risk of ignition in HFTDs Remote GridWLDFRContact from objectAggregated | WLDFR | HFTD - Distribution - Tier 2 - 5QU CoRE ¦ 4QU LoRE | Non-Red Flag Warning - Destructive Fires | Contact from object | Aggregated | 2054 | 2.5029e-08 | 347.2658 | 8.6917e-06 | 2054 | Mitigation | 0.95 | 45 | 0 | esc | 0.00097009 | 2.428e-11 | 0.00097009 | 2.428e-11
[120 empty] | 7.3.3.17.5 (Remote Grid) Updates to grid topology to minimize risk of ignition in HFTDs Remote GridWLDFRContact from objectAggregated | WLDFR | HFTD - Distribution - Tier 2 - 5QU CoRE ¦ 4QU LoRE | Non-Red Flag Warning - Destructive Fires | Contact from object | Aggregated | 2055 | 2.5029e-08 | 347.2658 | 8.6917e-06 | 2055 | Mitigation | 0.95 | 45 | 0 | esc | 0.00097009 | 2.428e-11 | 0.00097009 | 2.428e-11
[120 empty] | 7.3.3.17.5 (Remote Grid) Updates to grid topology to minimize risk of ignition in HFTDs Remote GridWLDFRContact from objectAggregated | WLDFR | HFTD - Distribution - Tier 2 - 5QU CoRE ¦ 4QU LoRE | Non-Red Flag Warning - Destructive Fires | Contact from object | Aggregated | 2056 | 2.5029e-08 | 347.2658 | 8.6917e-06 | 2056 | Mitigation | 0.95 | 45 | 0 | esc | 0.00097009 | 2.428e-11 | 0.00097009 | 2.428e-11
[120 empty] | 7.3.3.17.5 (Remote Grid) Updates to grid topology to minimize risk of ignition in HFTDs Remote GridWLDFRContact from objectAggregated | WLDFR | HFTD - Distribution - Tier 2 - 5QU CoRE ¦ 4QU LoRE | Non-Red Flag Warning - Destructive Fires | Contact from object | Aggregated | 2057 | 2.5029e-08 | 347.2658 | 8.6917e-06 | 2057 | Mitigation | 0.95 | 45 | 0 | esc | 0.00097009 | 2.428e-11 | 0.00097009 | 2.428e-11
[120 empty] | 7.3.3.17.5 (Remote Grid) Updates to grid topology to minimize risk of ignition in HFTDs Remote GridWLDFRContact from objectAggregated | WLDFR | HFTD - Distribution - Tier 2 - 5QU CoRE ¦ 4QU LoRE | Non-Red Flag Warning - Destructive Fires | Contact from object | Aggregated | 2058 | 2.5029e-08 | 347.2658 | 8.6917e-06 | 2058 | Mitigation | 0.95 | 45 | 0 | esc | 0.00097009 | 2.428e-11 | 0.00097009 | 2.428e-11
[120 empty] | 7.3.3.17.5 (Remote Grid) Updates to grid topology to minimize risk of ignition in HFTDs Remote GridWLDFRContact from objectAggregated | WLDFR | HFTD - Distribution - Tier 2 - 5QU CoRE ¦ 4QU LoRE | Non-Red Flag Warning - Destructive Fires | Contact from object | Aggregated | 2059 | 2.5029e-08 | 347.2658 | 8.6917e-06 | 2059 | Mitigation | 0.95 | 45 | 0 | esc | 0.00097009 | 2.428e-11 | 0.00097009 | 2.428e-11
[120 empty] | 7.3.3.17.5 (Remote Grid) Updates to grid topology to minimize risk of ignition in HFTDs Remote GridWLDFRContact from objectAggregated | WLDFR | HFTD - Distribution - Tier 2 - 5QU CoRE ¦ 4QU LoRE | Non-Red Flag Warning - Destructive Fires | Contact from object | Aggregated | 2060 | 2.5029e-08 | 347.2658 | 8.6917e-06 | 2060 | Mitigation | 0.95 | 45 | 0 | esc | 0.00097009 | 2.428e-11 | 0.00097009 | 2.428e-11
[120 empty] | 7.3.3.17.5 (Remote Grid) Updates to grid topology to minimize risk of ignition in HFTDs Remote GridWLDFRContact from objectAggregated | WLDFR | HFTD - Distribution - Tier 2 - 5QU CoRE ¦ 4QU LoRE | Non-Red Flag Warning - Destructive Fires | Contact from object | Aggregated | 2061 | 2.5029e-08 | 347.2658 | 8.6917e-06 | 2061 | Mitigation | 0.95 | 45 | 0 | esc | 0.00097009 | 2.428e-11 | 0.00097009 | 2.428e-11
[120 empty] | 7.3.3.17.5 (Remote Grid) Updates to grid topology to minimize risk of ignition in HFTDs Remote GridWLDFRContact from objectAggregated | WLDFR | HFTD - Distribution - Tier 2 - 5QU CoRE ¦ 4QU LoRE | Non-Red Flag Warning - Destructive Fires | Contact from object | Aggregated | 2062 | 2.5029e-08 | 347.2658 | 8.6917e-06 | 2062 | Mitigation | 0.95 | 45 | 0 | esc | 0.00097009 | 2.428e-11 | 0.00097009 | 2.428e-11
[120 empty] | 7.3.3.17.5 (Remote Grid) Updates to grid topology to minimize risk of ignition in HFTDs Remote GridWLDFRContact from objectAggregated | WLDFR | HFTD - Distribution - Tier 2 - 5QU CoRE ¦ 4QU LoRE | Non-Red Flag Warning - Destructive Fires | Contact from object | Aggregated | 2063 | 2.5029e-08 | 347.2658 | 8.6917e-06 | 2063 | Mitigation | 0.95 | 45 | 0 | esc | 0.00097009 | 2.428e-11 | 0.00097009 | 2.428e-11
[120 empty] | 7.3.3.17.5 (Remote Grid) Updates to grid topology to minimize risk of ignition in HFTDs Remote GridWLDFRContact from objectAggregated | WLDFR | HFTD - Distribution - Tier 2 - 5QU CoRE ¦ 4QU LoRE | Non-Red Flag Warning - Destructive Fires | Contact from object | Aggregated | 2064 | 2.5029e-08 | 347.2658 | 8.6917e-06 | 2064 | Mitigation | 0.95 | 45 | 0 | esc | 0.00097009 | 2.428e-11 | 0.00097009 | 2.428e-11
[120 empty] | 7.3.3.17.5 (Remote Grid) Updates to grid topology to minimize risk of ignition in HFTDs Remote GridWLDFRContact from objectAggregated | WLDFR | HFTD - Distribution - Tier 2 - 5QU CoRE ¦ 4QU LoRE | Non-Red Flag Warning - Destructive Fires | Contact from object | Aggregated | 2065 | 2.5029e-08 | 347.2658 | 8.6917e-06 | 2065 | Mitigation | 0.95 | 45 | 0 | esc | 0.00097009 | 2.428e-11 | 0.00097009 | 2.428e-11
[120 empty] | 7.3.3.17.5 (Remote Grid) Updates to grid topology to minimize risk of ignition in HFTDs Remote GridWLDFRContact from objectAggregated | WLDFR | HFTD - Distribution - Tier 2 - 5QU CoRE ¦ 4QU LoRE | Non-Red Flag Warning - Destructive Fires | Contact from object | Aggregated | 2066 | 2.5029e-08 | 347.2658 | 8.6917e-06 | 2066 | Mitigation | 0.95 | 45 | 0 | esc | 0.00097009 | 2.428e-11 | 0.00097009 | 2.428e-11
[120 empty] | 7.3.3.17.5 (Remote Grid) Updates to grid topology to minimize risk of ignition in HFTDs Remote GridWLDFRContact from objectAggregated | WLDFR | HFTD - Distribution - Tier 2 - 5QU CoRE ¦ 4QU LoRE | Non-Red Flag Warning - Destructive Fires | Contact from object | Aggregated | 2067 | 2.5029e-08 | 347.2658 | 8.6917e-06 | 2067 | Mitigation | 0.95 | 45 | 0 | esc | 0 | 0 | 0.00097009 | 2.428e-11
[120 empty] | 7.3.3.17.5 (Remote Grid) Updates to grid topology to minimize risk of ignition in HFTDs Remote GridWLDFRContaminationAggregated | WLDFR | HFTD - Distribution - Tier 2 - 5QU CoRE ¦ 4QU LoRE | Non-Red Flag Warning - Destructive Fires | Contamination | Aggregated | 2022 | 5.8682e-10 | 347.2658 | 2.0378e-07 | 2022 | Mitigation | 0.95 | 45 | 0 | esc | 0.00097009 | 5.6927e-13 | 0 | 0
[120 empty] | 7.3.3.17.5 (Remote Grid) Updates to grid topology to minimize risk of ignition in HFTDs Remote GridWLDFRContaminationAggregated | WLDFR | HFTD - Distribution - Tier 2 - 5QU CoRE ¦ 4QU LoRE | Non-Red Flag Warning - Destructive Fires | Contamination | Aggregated | 2023 | 5.8682e-10 | 347.2658 | 2.0378e-07 | 2023 | Mitigation | 0.95 | 45 | 0 | esc | 0.00097009 | 5.6927e-13 | 0.00097009 | 5.6927e-13
[120 empty] | 7.3.3.17.5 (Remote Grid) Updates to grid topology to minimize risk of ignition in HFTDs Remote GridWLDFRContaminationAggregated | WLDFR | HFTD - Distribution - Tier 2 - 5QU CoRE ¦ 4QU LoRE | Non-Red Flag Warning - Destructive Fires | Contamination | Aggregated | 2024 | 5.8682e-10 | 347.2658 | 2.0378e-07 | 2024 | Mitigation | 0.95 | 45 | 0 | esc | 0.00097009 | 5.6927e-13 | 0.00097009 | 5.6927e-13
[120 empty] | 7.3.3.17.5 (Remote Grid) Updates to grid topology to minimize risk of ignition in HFTDs Remote GridWLDFRContaminationAggregated | WLDFR | HFTD - Distribution - Tier 2 - 5QU CoRE ¦ 4QU LoRE | Non-Red Flag Warning - Destructive Fires | Contamination | Aggregated | 2025 | 5.8682e-10 | 347.2658 | 2.0378e-07 | 2025 | Mitigation | 0.95 | 45 | 0 | esc | 0.00097009 | 5.6927e-13 | 0.00097009 | 5.6927e-13
[120 empty] | 7.3.3.17.5 (Remote Grid) Updates to grid topology to minimize risk of ignition in HFTDs Remote GridWLDFRContaminationAggregated | WLDFR | HFTD - Distribution - Tier 2 - 5QU CoRE ¦ 4QU LoRE | Non-Red Flag Warning - Destructive Fires | Contamination | Aggregated | 2026 | 5.8682e-10 | 347.2658 | 2.0378e-07 | 2026 | Mitigation | 0.95 | 45 | 0 | esc | 0.00097009 | 5.6927e-13 | 0.00097009 | 5.6927e-13
[120 empty] | 7.3.3.17.5 (Remote Grid) Updates to grid topology to minimize risk of ignition in HFTDs Remote GridWLDFRContaminationAggregated | WLDFR | HFTD - Distribution - Tier 2 - 5QU CoRE ¦ 4QU LoRE | Non-Red Flag Warning - Destructive Fires | Contamination | Aggregated | 2027 | 5.8682e-10 | 347.2658 | 2.0378e-07 | 2027 | Mitigation | 0.95 | 45 | 0 | esc | 0.00097009 | 5.6927e-13 | 0.00097009 | 5.6927e-13
[120 empty] | 7.3.3.17.5 (Remote Grid) Updates to grid topology to minimize risk of ignition in HFTDs Remote GridWLDFRContaminationAggregated | WLDFR | HFTD - Distribution - Tier 2 - 5QU CoRE ¦ 4QU LoRE | Non-Red Flag Warning - Destructive Fires | Contamination | Aggregated | 2028 | 5.8682e-10 | 347.2658 | 2.0378e-07 | 2028 | Mitigation | 0.95 | 45 | 0 | esc | 0.00097009 | 5.6927e-13 | 0.00097009 | 5.6927e-13
[120 empty] | 7.3.3.17.5 (Remote Grid) Updates to grid topology to minimize risk of ignition in HFTDs Remote GridWLDFRContaminationAggregated | WLDFR | HFTD - Distribution - Tier 2 - 5QU CoRE ¦ 4QU LoRE | Non-Red Flag Warning - Destructive Fires | Contamination | Aggregated | 2029 | 5.8682e-10 | 347.2658 | 2.0378e-07 | 2029 | Mitigation | 0.95 | 45 | 0 | esc | 0.00097009 | 5.6927e-13 | 0.00097009 | 5.6927e-13
[120 empty] | 7.3.3.17.5 (Remote Grid) Updates to grid topology to minimize risk of ignition in HFTDs Remote GridWLDFRContaminationAggregated | WLDFR | HFTD - Distribution - Tier 2 - 5QU CoRE ¦ 4QU LoRE | Non-Red Flag Warning - Destructive Fires | Contamination | Aggregated | 2030 | 5.8682e-10 | 347.2658 | 2.0378e-07 | 2030 | Mitigation | 0.95 | 45 | 0 | esc | 0.00097009 | 5.6927e-13 | 0.00097009 | 5.6927e-13
[120 empty] | 7.3.3.17.5 (Remote Grid) Updates to grid topology to minimize risk of ignition in HFTDs Remote GridWLDFRContaminationAggregated | WLDFR | HFTD - Distribution - Tier 2 - 5QU CoRE ¦ 4QU LoRE | Non-Red Flag Warning - Destructive Fires | Contamination | Aggregated | 2031 | 5.8682e-10 | 347.2658 | 2.0378e-07 | 2031 | Mitigation | 0.95 | 45 | 0 | esc | 0.00097009 | 5.6927e-13 | 0.00097009 | 5.6927e-13
[120 empty] | 7.3.3.17.5 (Remote Grid) Updates to grid topology to minimize risk of ignition in HFTDs Remote GridWLDFRContaminationAggregated | WLDFR | HFTD - Distribution - Tier 2 - 5QU CoRE ¦ 4QU LoRE | Non-Red Flag Warning - Destructive Fires | Contamination | Aggregated | 2032 | 5.8682e-10 | 347.2658 | 2.0378e-07 | 2032 | Mitigation | 0.95 | 45 | 0 | esc | 0.00097009 | 5.6927e-13 | 0.00097009 | 5.6927e-13
[120 empty] | 7.3.3.17.5 (Remote Grid) Updates to grid topology to minimize risk of ignition in HFTDs Remote GridWLDFRContaminationAggregated | WLDFR | HFTD - Distribution - Tier 2 - 5QU CoRE ¦ 4QU LoRE | Non-Red Flag Warning - Destructive Fires | Contamination | Aggregated | 2033 | 5.8682e-10 | 347.2658 | 2.0378e-07 | 2033 | Mitigation | 0.95 | 45 | 0 | esc | 0.00097009 | 5.6927e-13 | 0.00097009 | 5.6927e-13
[120 empty] | 7.3.3.17.5 (Remote Grid) Updates to grid topology to minimize risk of ignition in HFTDs Remote GridWLDFRContaminationAggregated | WLDFR | HFTD - Distribution - Tier 2 - 5QU CoRE ¦ 4QU LoRE | Non-Red Flag Warning - Destructive Fires | Contamination | Aggregated | 2034 | 5.8682e-10 | 347.2658 | 2.0378e-07 | 2034 | Mitigation | 0.95 | 45 | 0 | esc | 0.00097009 | 5.6927e-13 | 0.00097009 | 5.6927e-13
[120 empty] | 7.3.3.17.5 (Remote Grid) Updates to grid topology to minimize risk of ignition in HFTDs Remote GridWLDFRContaminationAggregated | WLDFR | HFTD - Distribution - Tier 2 - 5QU CoRE ¦ 4QU LoRE | Non-Red Flag Warning - Destructive Fires | Contamination | Aggregated | 2035 | 5.8682e-10 | 347.2658 | 2.0378e-07 | 2035 | Mitigation | 0.95 | 45 | 0 | esc | 0.00097009 | 5.6927e-13 | 0.00097009 | 5.6927e-13
[120 empty] | 7.3.3.17.5 (Remote Grid) Updates to grid topology to minimize risk of ignition in HFTDs Remote GridWLDFRContaminationAggregated | WLDFR | HFTD - Distribution - Tier 2 - 5QU CoRE ¦ 4QU LoRE | Non-Red Flag Warning - Destructive Fires | Contamination | Aggregated | 2036 | 5.8682e-10 | 347.2658 | 2.0378e-07 | 2036 | Mitigation | 0.95 | 45 | 0 | esc | 0.00097009 | 5.6927e-13 | 0.00097009 | 5.6927e-13
[120 empty] | 7.3.3.17.5 (Remote Grid) Updates to grid topology to minimize risk of ignition in HFTDs Remote GridWLDFRContaminationAggregated | WLDFR | HFTD - Distribution - Tier 2 - 5QU CoRE ¦ 4QU LoRE | Non-Red Flag Warning - Destructive Fires | Contamination | Aggregated | 2037 | 5.8682e-10 | 347.2658 | 2.0378e-07 | 2037 | Mitigation | 0.95 | 45 | 0 | esc | 0.00097009 | 5.6927e-13 | 0.00097009 | 5.6927e-13
[120 empty] | 7.3.3.17.5 (Remote Grid) Updates to grid topology to minimize risk of ignition in HFTDs Remote GridWLDFRContaminationAggregated | WLDFR | HFTD - Distribution - Tier 2 - 5QU CoRE ¦ 4QU LoRE | Non-Red Flag Warning - Destructive Fires | Contamination | Aggregated | 2038 | 5.8682e-10 | 347.2658 | 2.0378e-07 | 2038 | Mitigation | 0.95 | 45 | 0 | esc | 0.00097009 | 5.6927e-13 | 0.00097009 | 5.6927e-13
[120 empty] | 7.3.3.17.5 (Remote Grid) Updates to grid topology to minimize risk of ignition in HFTDs Remote GridWLDFRContaminationAggregated | WLDFR | HFTD - Distribution - Tier 2 - 5QU CoRE ¦ 4QU LoRE | Non-Red Flag Warning - Destructive Fires | Contamination | Aggregated | 2039 | 5.8682e-10 | 347.2658 | 2.0378e-07 | 2039 | Mitigation | 0.95 | 45 | 0 | esc | 0.00097009 | 5.6927e-13 | 0.00097009 | 5.6927e-13
[120 empty] | 7.3.3.17.5 (Remote Grid) Updates to grid topology to minimize risk of ignition in HFTDs Remote GridWLDFRContaminationAggregated | WLDFR | HFTD - Distribution - Tier 2 - 5QU CoRE ¦ 4QU LoRE | Non-Red Flag Warning - Destructive Fires | Contamination | Aggregated | 2040 | 5.8682e-10 | 347.2658 | 2.0378e-07 | 2040 | Mitigation | 0.95 | 45 | 0 | esc | 0.00097009 | 5.6927e-13 | 0.00097009 | 5.6927e-13
[120 empty] | 7.3.3.17.5 (Remote Grid) Updates to grid topology to minimize risk of ignition in HFTDs Remote GridWLDFRContaminationAggregated | WLDFR | HFTD - Distribution - Tier 2 - 5QU CoRE ¦ 4QU LoRE | Non-Red Flag Warning - Destructive Fires | Contamination | Aggregated | 2041 | 5.8682e-10 | 347.2658 | 2.0378e-07 | 2041 | Mitigation | 0.95 | 45 | 0 | esc | 0.00097009 | 5.6927e-13 | 0.00097009 | 5.6927e-13
[120 empty] | 7.3.3.17.5 (Remote Grid) Updates to grid topology to minimize risk of ignition in HFTDs Remote GridWLDFRContaminationAggregated | WLDFR | HFTD - Distribution - Tier 2 - 5QU CoRE ¦ 4QU LoRE | Non-Red Flag Warning - Destructive Fires | Contamination | Aggregated | 2042 | 5.8682e-10 | 347.2658 | 2.0378e-07 | 2042 | Mitigation | 0.95 | 45 | 0 | esc | 0.00097009 | 5.6927e-13 | 0.00097009 | 5.6927e-13
[120 empty] | 7.3.3.17.5 (Remote Grid) Updates to grid topology to minimize risk of ignition in HFTDs Remote GridWLDFRContaminationAggregated | WLDFR | HFTD - Distribution - Tier 2 - 5QU CoRE ¦ 4QU LoRE | Non-Red Flag Warning - Destructive Fires | Contamination | Aggregated | 2043 | 5.8682e-10 | 347.2658 | 2.0378e-07 | 2043 | Mitigation | 0.95 | 45 | 0 | esc | 0.00097009 | 5.6927e-13 | 0.00097009 | 5.6927e-13
[120 empty] | 7.3.3.17.5 (Remote Grid) Updates to grid topology to minimize risk of ignition in HFTDs Remote GridWLDFRContaminationAggregated | WLDFR | HFTD - Distribution - Tier 2 - 5QU CoRE ¦ 4QU LoRE | Non-Red Flag Warning - Destructive Fires | Contamination | Aggregated | 2044 | 5.8682e-10 | 347.2658 | 2.0378e-07 | 2044 | Mitigation | 0.95 | 45 | 0 | esc | 0.00097009 | 5.6927e-13 | 0.00097009 | 5.6927e-13
[120 empty] | 7.3.3.17.5 (Remote Grid) Updates to grid topology to minimize risk of ignition in HFTDs Remote GridWLDFRContaminationAggregated | WLDFR | HFTD - Distribution - Tier 2 - 5QU CoRE ¦ 4QU LoRE | Non-Red Flag Warning - Destructive Fires | Contamination | Aggregated | 2045 | 5.8682e-10 | 347.2658 | 2.0378e-07 | 2045 | Mitigation | 0.95 | 45 | 0 | esc | 0.00097009 | 5.6927e-13 | 0.00097009 | 5.6927e-13
[120 empty] | 7.3.3.17.5 (Remote Grid) Updates to grid topology to minimize risk of ignition in HFTDs Remote GridWLDFRContaminationAggregated | WLDFR | HFTD - Distribution - Tier 2 - 5QU CoRE ¦ 4QU LoRE | Non-Red Flag Warning - Destructive Fires | Contamination | Aggregated | 2046 | 5.8682e-10 | 347.2658 | 2.0378e-07 | 2046 | Mitigation | 0.95 | 45 | 0 | esc | 0.00097009 | 5.6927e-13 | 0.00097009 | 5.6927e-13
[120 empty] | 7.3.3.17.5 (Remote Grid) Updates to grid topology to minimize risk of ignition in HFTDs Remote GridWLDFRContaminationAggregated | WLDFR | HFTD - Distribution - Tier 2 - 5QU CoRE ¦ 4QU LoRE | Non-Red Flag Warning - Destructive Fires | Contamination | Aggregated | 2047 | 5.8682e-10 | 347.2658 | 2.0378e-07 | 2047 | Mitigation | 0.95 | 45 | 0 | esc | 0.00097009 | 5.6927e-13 | 0.00097009 | 5.6927e-13
[120 empty] | 7.3.3.17.5 (Remote Grid) Updates to grid topology to minimize risk of ignition in HFTDs Remote GridWLDFRContaminationAggregated | WLDFR | HFTD - Distribution - Tier 2 - 5QU CoRE ¦ 4QU LoRE | Non-Red Flag Warning - Destructive Fires | Contamination | Aggregated | 2048 | 5.8682e-10 | 347.2658 | 2.0378e-07 | 2048 | Mitigation | 0.95 | 45 | 0 | esc | 0.00097009 | 5.6927e-13 | 0.00097009 | 5.6927e-13
[120 empty] | 7.3.3.17.5 (Remote Grid) Updates to grid topology to minimize risk of ignition in HFTDs Remote GridWLDFRContaminationAggregated | WLDFR | HFTD - Distribution - Tier 2 - 5QU CoRE ¦ 4QU LoRE | Non-Red Flag Warning - Destructive Fires | Contamination | Aggregated | 2049 | 5.8682e-10 | 347.2658 | 2.0378e-07 | 2049 | Mitigation | 0.95 | 45 | 0 | esc | 0.00097009 | 5.6927e-13 | 0.00097009 | 5.6927e-13
[120 empty] | 7.3.3.17.5 (Remote Grid) Updates to grid topology to minimize risk of ignition in HFTDs Remote GridWLDFRContaminationAggregated | WLDFR | HFTD - Distribution - Tier 2 - 5QU CoRE ¦ 4QU LoRE | Non-Red Flag Warning - Destructive Fires | Contamination | Aggregated | 2050 | 5.8682e-10 | 347.2658 | 2.0378e-07 | 2050 | Mitigation | 0.95 | 45 | 0 | esc | 0.00097009 | 5.6927e-13 | 0.00097009 | 5.6927e-13
[120 empty] | 7.3.3.17.5 (Remote Grid) Updates to grid topology to minimize risk of ignition in HFTDs Remote GridWLDFRContaminationAggregated | WLDFR | HFTD - Distribution - Tier 2 - 5QU CoRE ¦ 4QU LoRE | Non-Red Flag Warning - Destructive Fires | Contamination | Aggregated | 2051 | 5.8682e-10 | 347.2658 | 2.0378e-07 | 2051 | Mitigation | 0.95 | 45 | 0 | esc | 0.00097009 | 5.6927e-13 | 0.00097009 | 5.6927e-13
[120 empty] | 7.3.3.17.5 (Remote Grid) Updates to grid topology to minimize risk of ignition in HFTDs Remote GridWLDFRContaminationAggregated | WLDFR | HFTD - Distribution - Tier 2 - 5QU CoRE ¦ 4QU LoRE | Non-Red Flag Warning - Destructive Fires | Contamination | Aggregated | 2052 | 5.8682e-10 | 347.2658 | 2.0378e-07 | 2052 | Mitigation | 0.95 | 45 | 0 | esc | 0.00097009 | 5.6927e-13 | 0.00097009 | 5.6927e-13
[120 empty] | 7.3.3.17.5 (Remote Grid) Updates to grid topology to minimize risk of ignition in HFTDs Remote GridWLDFRContaminationAggregated | WLDFR | HFTD - Distribution - Tier 2 - 5QU CoRE ¦ 4QU LoRE | Non-Red Flag Warning - Destructive Fires | Contamination | Aggregated | 2053 | 5.8682e-10 | 347.2658 | 2.0378e-07 | 2053 | Mitigation | 0.95 | 45 | 0 | esc | 0.00097009 | 5.6927e-13 | 0.00097009 | 5.6927e-13
[120 empty] | 7.3.3.17.5 (Remote Grid) Updates to grid topology to minimize risk of ignition in HFTDs Remote GridWLDFRContaminationAggregated | WLDFR | HFTD - Distribution - Tier 2 - 5QU CoRE ¦ 4QU LoRE | Non-Red Flag Warning - Destructive Fires | Contamination | Aggregated | 2054 | 5.8682e-10 | 347.2658 | 2.0378e-07 | 2054 | Mitigation | 0.95 | 45 | 0 | esc | 0.00097009 | 5.6927e-13 | 0.00097009 | 5.6927e-13
[120 empty] | 7.3.3.17.5 (Remote Grid) Updates to grid topology to minimize risk of ignition in HFTDs Remote GridWLDFRContaminationAggregated | WLDFR | HFTD - Distribution - Tier 2 - 5QU CoRE ¦ 4QU LoRE | Non-Red Flag Warning - Destructive Fires | Contamination | Aggregated | 2055 | 5.8682e-10 | 347.2658 | 2.0378e-07 | 2055 | Mitigation | 0.95 | 45 | 0 | esc | 0.00097009 | 5.6927e-13 | 0.00097009 | 5.6927e-13
[120 empty] | 7.3.3.17.5 (Remote Grid) Updates to grid topology to minimize risk of ignition in HFTDs Remote GridWLDFRContaminationAggregated | WLDFR | HFTD - Distribution - Tier 2 - 5QU CoRE ¦ 4QU LoRE | Non-Red Flag Warning - Destructive Fires | Contamination | Aggregated | 2056 | 5.8682e-10 | 347.2658 | 2.0378e-07 | 2056 | Mitigation | 0.95 | 45 | 0 | esc | 0.00097009 | 5.6927e-13 | 0.00097009 | 5.6927e-13
[120 empty] | 7.3.3.17.5 (Remote Grid) Updates to grid topology to minimize risk of ignition in HFTDs Remote GridWLDFRContaminationAggregated | WLDFR | HFTD - Distribution - Tier 2 - 5QU CoRE ¦ 4QU LoRE | Non-Red Flag Warning - Destructive Fires | Contamination | Aggregated | 2057 | 5.8682e-10 | 347.2658 | 2.0378e-07 | 2057 | Mitigation | 0.95 | 45 | 0 | esc | 0.00097009 | 5.6927e-13 | 0.00097009 | 5.6927e-13
[120 empty] | 7.3.3.17.5 (Remote Grid) Updates to grid topology to minimize risk of ignition in HFTDs Remote GridWLDFRContaminationAggregated | WLDFR | HFTD - Distribution - Tier 2 - 5QU CoRE ¦ 4QU LoRE | Non-Red Flag Warning - Destructive Fires | Contamination | Aggregated | 2058 | 5.8682e-10 | 347.2658 | 2.0378e-07 | 2058 | Mitigation | 0.95 | 45 | 0 | esc | 0.00097009 | 5.6927e-13 | 0.00097009 | 5.6927e-13
[120 empty] | 7.3.3.17.5 (Remote Grid) Updates to grid topology to minimize risk of ignition in HFTDs Remote GridWLDFRContaminationAggregated | WLDFR | HFTD - Distribution - Tier 2 - 5QU CoRE ¦ 4QU LoRE | Non-Red Flag Warning - Destructive Fires | Contamination | Aggregated | 2059 | 5.8682e-10 | 347.2658 | 2.0378e-07 | 2059 | Mitigation | 0.95 | 45 | 0 | esc | 0.00097009 | 5.6927e-13 | 0.00097009 | 5.6927e-13
[120 empty] | 7.3.3.17.5 (Remote Grid) Updates to grid topology to minimize risk of ignition in HFTDs Remote GridWLDFRContaminationAggregated | WLDFR | HFTD - Distribution - Tier 2 - 5QU CoRE ¦ 4QU LoRE | Non-Red Flag Warning - Destructive Fires | Contamination | Aggregated | 2060 | 5.8682e-10 | 347.2658 | 2.0378e-07 | 2060 | Mitigation | 0.95 | 45 | 0 | esc | 0.00097009 | 5.6927e-13 | 0.00097009 | 5.6927e-13
[120 empty] | 7.3.3.17.5 (Remote Grid) Updates to grid topology to minimize risk of ignition in HFTDs Remote GridWLDFRContaminationAggregated | WLDFR | HFTD - Distribution - Tier 2 - 5QU CoRE ¦ 4QU LoRE | Non-Red Flag Warning - Destructive Fires | Contamination | Aggregated | 2061 | 5.8682e-10 | 347.2658 | 2.0378e-07 | 2061 | Mitigation | 0.95 | 45 | 0 | esc | 0.00097009 | 5.6927e-13 | 0.00097009 | 5.6927e-13
[120 empty] | 7.3.3.17.5 (Remote Grid) Updates to grid topology to minimize risk of ignition in HFTDs Remote GridWLDFRContaminationAggregated | WLDFR | HFTD - Distribution - Tier 2 - 5QU CoRE ¦ 4QU LoRE | Non-Red Flag Warning - Destructive Fires | Contamination | Aggregated | 2062 | 5.8682e-10 | 347.2658 | 2.0378e-07 | 2062 | Mitigation | 0.95 | 45 | 0 | esc | 0.00097009 | 5.6927e-13 | 0.00097009 | 5.6927e-13
[120 empty] | 7.3.3.17.5 (Remote Grid) Updates to grid topology to minimize risk of ignition in HFTDs Remote GridWLDFRContaminationAggregated | WLDFR | HFTD - Distribution - Tier 2 - 5QU CoRE ¦ 4QU LoRE | Non-Red Flag Warning - Destructive Fires | Contamination | Aggregated | 2063 | 5.8682e-10 | 347.2658 | 2.0378e-07 | 2063 | Mitigation | 0.95 | 45 | 0 | esc | 0.00097009 | 5.6927e-13 | 0.00097009 | 5.6927e-13
[120 empty] | 7.3.3.17.5 (Remote Grid) Updates to grid topology to minimize risk of ignition in HFTDs Remote GridWLDFRContaminationAggregated | WLDFR | HFTD - Distribution - Tier 2 - 5QU CoRE ¦ 4QU LoRE | Non-Red Flag Warning - Destructive Fires | Contamination | Aggregated | 2064 | 5.8682e-10 | 347.2658 | 2.0378e-07 | 2064 | Mitigation | 0.95 | 45 | 0 | esc | 0.00097009 | 5.6927e-13 | 0.00097009 | 5.6927e-13
[120 empty] | 7.3.3.17.5 (Remote Grid) Updates to grid topology to minimize risk of ignition in HFTDs Remote GridWLDFRContaminationAggregated | WLDFR | HFTD - Distribution - Tier 2 - 5QU CoRE ¦ 4QU LoRE | Non-Red Flag Warning - Destructive Fires | Contamination | Aggregated | 2065 | 5.8682e-10 | 347.2658 | 2.0378e-07 | 2065 | Mitigation | 0.95 | 45 | 0 | esc | 0.00097009 | 5.6927e-13 | 0.00097009 | 5.6927e-13
[120 empty] | 7.3.3.17.5 (Remote Grid) Updates to grid topology to minimize risk of ignition in HFTDs Remote GridWLDFRContaminationAggregated | WLDFR | HFTD - Distribution - Tier 2 - 5QU CoRE ¦ 4QU LoRE | Non-Red Flag Warning - Destructive Fires | Contamination | Aggregated | 2066 | 5.8682e-10 | 347.2658 | 2.0378e-07 | 2066 | Mitigation | 0.95 | 45 | 0 | esc | 0.00097009 | 5.6927e-13 | 0.00097009 | 5.6927e-13
[120 empty] | 7.3.3.17.5 (Remote Grid) Updates to grid topology to minimize risk of ignition in HFTDs Remote GridWLDFRContaminationAggregated | WLDFR | HFTD - Distribution - Tier 2 - 5QU CoRE ¦ 4QU LoRE | Non-Red Flag Warning - Destructive Fires | Contamination | Aggregated | 2067 | 5.8682e-10 | 347.2658 | 2.0378e-07 | 2067 | Mitigation | 0.95 | 45 | 0 | esc | 0 | 0 | 0.00097009 | 5.6927e-13
[120 empty] | 7.3.3.17.5 (Remote Grid) Updates to grid topology to minimize risk of ignition in HFTDs Remote GridWLDFREquipment / facility failureAggregated | WLDFR | HFTD - Distribution - Tier 2 - 5QU CoRE ¦ 4QU LoRE | Non-Red Flag Warning - Destructive Fires | Equipment / facility failure | Aggregated | 2022 | 7.7522e-09 | 347.2658 | 2.6921e-06 | 2022 | Mitigation | 0.95 | 45 | 0 | esc | 0.00097009 | 7.5203e-12 | 0 | 0
[120 empty] | 7.3.3.17.5 (Remote Grid) Updates to grid topology to minimize risk of ignition in HFTDs Remote GridWLDFREquipment / facility failureAggregated | WLDFR | HFTD - Distribution - Tier 2 - 5QU CoRE ¦ 4QU LoRE | Non-Red Flag Warning - Destructive Fires | Equipment / facility failure | Aggregated | 2023 | 7.7522e-09 | 347.2658 | 2.6921e-06 | 2023 | Mitigation | 0.95 | 45 | 0 | esc | 0.00097009 | 7.5203e-12 | 0.00097009 | 7.5203e-12
[120 empty] | 7.3.3.17.5 (Remote Grid) Updates to grid topology to minimize risk of ignition in HFTDs Remote GridWLDFREquipment / facility failureAggregated | WLDFR | HFTD - Distribution - Tier 2 - 5QU CoRE ¦ 4QU LoRE | Non-Red Flag Warning - Destructive Fires | Equipment / facility failure | Aggregated | 2024 | 7.7522e-09 | 347.2658 | 2.6921e-06 | 2024 | Mitigation | 0.95 | 45 | 0 | esc | 0.00097009 | 7.5203e-12 | 0.00097009 | 7.5203e-12
[120 empty] | 7.3.3.17.5 (Remote Grid) Updates to grid topology to minimize risk of ignition in HFTDs Remote GridWLDFREquipment / facility failureAggregated | WLDFR | HFTD - Distribution - Tier 2 - 5QU CoRE ¦ 4QU LoRE | Non-Red Flag Warning - Destructive Fires | Equipment / facility failure | Aggregated | 2025 | 7.7522e-09 | 347.2658 | 2.6921e-06 | 2025 | Mitigation | 0.95 | 45 | 0 | esc | 0.00097009 | 7.5203e-12 | 0.00097009 | 7.5203e-12
[120 empty] | 7.3.3.17.5 (Remote Grid) Updates to grid topology to minimize risk of ignition in HFTDs Remote GridWLDFREquipment / facility failureAggregated | WLDFR | HFTD - Distribution - Tier 2 - 5QU CoRE ¦ 4QU LoRE | Non-Red Flag Warning - Destructive Fires | Equipment / facility failure | Aggregated | 2026 | 7.7522e-09 | 347.2658 | 2.6921e-06 | 2026 | Mitigation | 0.95 | 45 | 0 | esc | 0.00097009 | 7.5203e-12 | 0.00097009 | 7.5203e-12
[120 empty] | 7.3.3.17.5 (Remote Grid) Updates to grid topology to minimize risk of ignition in HFTDs Remote GridWLDFREquipment / facility failureAggregated | WLDFR | HFTD - Distribution - Tier 2 - 5QU CoRE ¦ 4QU LoRE | Non-Red Flag Warning - Destructive Fires | Equipment / facility failure | Aggregated | 2027 | 7.7522e-09 | 347.2658 | 2.6921e-06 | 2027 | Mitigation | 0.95 | 45 | 0 | esc | 0.00097009 | 7.5203e-12 | 0.00097009 | 7.5203e-12
[120 empty] | 7.3.3.17.5 (Remote Grid) Updates to grid topology to minimize risk of ignition in HFTDs Remote GridWLDFREquipment / facility failureAggregated | WLDFR | HFTD - Distribution - Tier 2 - 5QU CoRE ¦ 4QU LoRE | Non-Red Flag Warning - Destructive Fires | Equipment / facility failure | Aggregated | 2028 | 7.7522e-09 | 347.2658 | 2.6921e-06 | 2028 | Mitigation | 0.95 | 45 | 0 | esc | 0.00097009 | 7.5203e-12 | 0.00097009 | 7.5203e-12
[120 empty] | 7.3.3.17.5 (Remote Grid) Updates to grid topology to minimize risk of ignition in HFTDs Remote GridWLDFREquipment / facility failureAggregated | WLDFR | HFTD - Distribution - Tier 2 - 5QU CoRE ¦ 4QU LoRE | Non-Red Flag Warning - Destructive Fires | Equipment / facility failure | Aggregated | 2029 | 7.7522e-09 | 347.2658 | 2.6921e-06 | 2029 | Mitigation | 0.95 | 45 | 0 | esc | 0.00097009 | 7.5203e-12 | 0.00097009 | 7.5203e-12
[120 empty] | 7.3.3.17.5 (Remote Grid) Updates to grid topology to minimize risk of ignition in HFTDs Remote GridWLDFREquipment / facility failureAggregated | WLDFR | HFTD - Distribution - Tier 2 - 5QU CoRE ¦ 4QU LoRE | Non-Red Flag Warning - Destructive Fires | Equipment / facility failure | Aggregated | 2030 | 7.7522e-09 | 347.2658 | 2.6921e-06 | 2030 | Mitigation | 0.95 | 45 | 0 | esc | 0.00097009 | 7.5203e-12 | 0.00097009 | 7.5203e-12
[120 empty] | 7.3.3.17.5 (Remote Grid) Updates to grid topology to minimize risk of ignition in HFTDs Remote GridWLDFREquipment / facility failureAggregated | WLDFR | HFTD - Distribution - Tier 2 - 5QU CoRE ¦ 4QU LoRE | Non-Red Flag Warning - Destructive Fires | Equipment / facility failure | Aggregated | 2031 | 7.7522e-09 | 347.2658 | 2.6921e-06 | 2031 | Mitigation | 0.95 | 45 | 0 | esc | 0.00097009 | 7.5203e-12 | 0.00097009 | 7.5203e-12
[120 empty] | 7.3.3.17.5 (Remote Grid) Updates to grid topology to minimize risk of ignition in HFTDs Remote GridWLDFREquipment / facility failureAggregated | WLDFR | HFTD - Distribution - Tier 2 - 5QU CoRE ¦ 4QU LoRE | Non-Red Flag Warning - Destructive Fires | Equipment / facility failure | Aggregated | 2032 | 7.7522e-09 | 347.2658 | 2.6921e-06 | 2032 | Mitigation | 0.95 | 45 | 0 | esc | 0.00097009 | 7.5203e-12 | 0.00097009 | 7.5203e-12
[120 empty] | 7.3.3.17.5 (Remote Grid) Updates to grid topology to minimize risk of ignition in HFTDs Remote GridWLDFREquipment / facility failureAggregated | WLDFR | HFTD - Distribution - Tier 2 - 5QU CoRE ¦ 4QU LoRE | Non-Red Flag Warning - Destructive Fires | Equipment / facility failure | Aggregated | 2033 | 7.7522e-09 | 347.2658 | 2.6921e-06 | 2033 | Mitigation | 0.95 | 45 | 0 | esc | 0.00097009 | 7.5203e-12 | 0.00097009 | 7.5203e-12
[120 empty] | 7.3.3.17.5 (Remote Grid) Updates to grid topology to minimize risk of ignition in HFTDs Remote GridWLDFREquipment / facility failureAggregated | WLDFR | HFTD - Distribution - Tier 2 - 5QU CoRE ¦ 4QU LoRE | Non-Red Flag Warning - Destructive Fires | Equipment / facility failure | Aggregated | 2034 | 7.7522e-09 | 347.2658 | 2.6921e-06 | 2034 | Mitigation | 0.95 | 45 | 0 | esc | 0.00097009 | 7.5203e-12 | 0.00097009 | 7.5203e-12
[120 empty] | 7.3.3.17.5 (Remote Grid) Updates to grid topology to minimize risk of ignition in HFTDs Remote GridWLDFREquipment / facility failureAggregated | WLDFR | HFTD - Distribution - Tier 2 - 5QU CoRE ¦ 4QU LoRE | Non-Red Flag Warning - Destructive Fires | Equipment / facility failure | Aggregated | 2035 | 7.7522e-09 | 347.2658 | 2.6921e-06 | 2035 | Mitigation | 0.95 | 45 | 0 | esc | 0.00097009 | 7.5203e-12 | 0.00097009 | 7.5203e-12
[120 empty] | 7.3.3.17.5 (Remote Grid) Updates to grid topology to minimize risk of ignition in HFTDs Remote GridWLDFREquipment / facility failureAggregated | WLDFR | HFTD - Distribution - Tier 2 - 5QU CoRE ¦ 4QU LoRE | Non-Red Flag Warning - Destructive Fires | Equipment / facility failure | Aggregated | 2036 | 7.7522e-09 | 347.2658 | 2.6921e-06 | 2036 | Mitigation | 0.95 | 45 | 0 | esc | 0.00097009 | 7.5203e-12 | 0.00097009 | 7.5203e-12
[120 empty] | 7.3.3.17.5 (Remote Grid) Updates to grid topology to minimize risk of ignition in HFTDs Remote GridWLDFREquipment / facility failureAggregated | WLDFR | HFTD - Distribution - Tier 2 - 5QU CoRE ¦ 4QU LoRE | Non-Red Flag Warning - Destructive Fires | Equipment / facility failure | Aggregated | 2037 | 7.7522e-09 | 347.2658 | 2.6921e-06 | 2037 | Mitigation | 0.95 | 45 | 0 | esc | 0.00097009 | 7.5203e-12 | 0.00097009 | 7.5203e-12
[120 empty] | 7.3.3.17.5 (Remote Grid) Updates to grid topology to minimize risk of ignition in HFTDs Remote GridWLDFREquipment / facility failureAggregated | WLDFR | HFTD - Distribution - Tier 2 - 5QU CoRE ¦ 4QU LoRE | Non-Red Flag Warning - Destructive Fires | Equipment / facility failure | Aggregated | 2038 | 7.7522e-09 | 347.2658 | 2.6921e-06 | 2038 | Mitigation | 0.95 | 45 | 0 | esc | 0.00097009 | 7.5203e-12 | 0.00097009 | 7.5203e-12
[120 empty] | 7.3.3.17.5 (Remote Grid) Updates to grid topology to minimize risk of ignition in HFTDs Remote GridWLDFREquipment / facility failureAggregated | WLDFR | HFTD - Distribution - Tier 2 - 5QU CoRE ¦ 4QU LoRE | Non-Red Flag Warning - Destructive Fires | Equipment / facility failure | Aggregated | 2039 | 7.7522e-09 | 347.2658 | 2.6921e-06 | 2039 | Mitigation | 0.95 | 45 | 0 | esc | 0.00097009 | 7.5203e-12 | 0.00097009 | 7.5203e-12
[120 empty] | 7.3.3.17.5 (Remote Grid) Updates to grid topology to minimize risk of ignition in HFTDs Remote GridWLDFREquipment / facility failureAggregated | WLDFR | HFTD - Distribution - Tier 2 - 5QU CoRE ¦ 4QU LoRE | Non-Red Flag Warning - Destructive Fires | Equipment / facility failure | Aggregated | 2040 | 7.7522e-09 | 347.2658 | 2.6921e-06 | 2040 | Mitigation | 0.95 | 45 | 0 | esc | 0.00097009 | 7.5203e-12 | 0.00097009 | 7.5203e-12
[120 empty] | 7.3.3.17.5 (Remote Grid) Updates to grid topology to minimize risk of ignition in HFTDs Remote GridWLDFREquipment / facility failureAggregated | WLDFR | HFTD - Distribution - Tier 2 - 5QU CoRE ¦ 4QU LoRE | Non-Red Flag Warning - Destructive Fires | Equipment / facility failure | Aggregated | 2041 | 7.7522e-09 | 347.2658 | 2.6921e-06 | 2041 | Mitigation | 0.95 | 45 | 0 | esc | 0.00097009 | 7.5203e-12 | 0.00097009 | 7.5203e-12
[120 empty] | 7.3.3.17.5 (Remote Grid) Updates to grid topology to minimize risk of ignition in HFTDs Remote GridWLDFREquipment / facility failureAggregated | WLDFR | HFTD - Distribution - Tier 2 - 5QU CoRE ¦ 4QU LoRE | Non-Red Flag Warning - Destructive Fires | Equipment / facility failure | Aggregated | 2042 | 7.7522e-09 | 347.2658 | 2.6921e-06 | 2042 | Mitigation | 0.95 | 45 | 0 | esc | 0.00097009 | 7.5203e-12 | 0.00097009 | 7.5203e-12
[120 empty] | 7.3.3.17.5 (Remote Grid) Updates to grid topology to minimize risk of ignition in HFTDs Remote GridWLDFREquipment / facility failureAggregated | WLDFR | HFTD - Distribution - Tier 2 - 5QU CoRE ¦ 4QU LoRE | Non-Red Flag Warning - Destructive Fires | Equipment / facility failure | Aggregated | 2043 | 7.7522e-09 | 347.2658 | 2.6921e-06 | 2043 | Mitigation | 0.95 | 45 | 0 | esc | 0.00097009 | 7.5203e-12 | 0.00097009 | 7.5203e-12
[120 empty] | 7.3.3.17.5 (Remote Grid) Updates to grid topology to minimize risk of ignition in HFTDs Remote GridWLDFREquipment / facility failureAggregated | WLDFR | HFTD - Distribution - Tier 2 - 5QU CoRE ¦ 4QU LoRE | Non-Red Flag Warning - Destructive Fires | Equipment / facility failure | Aggregated | 2044 | 7.7522e-09 | 347.2658 | 2.6921e-06 | 2044 | Mitigation | 0.95 | 45 | 0 | esc | 0.00097009 | 7.5203e-12 | 0.00097009 | 7.5203e-12
[120 empty] | 7.3.3.17.5 (Remote Grid) Updates to grid topology to minimize risk of ignition in HFTDs Remote GridWLDFREquipment / facility failureAggregated | WLDFR | HFTD - Distribution - Tier 2 - 5QU CoRE ¦ 4QU LoRE | Non-Red Flag Warning - Destructive Fires | Equipment / facility failure | Aggregated | 2045 | 7.7522e-09 | 347.2658 | 2.6921e-06 | 2045 | Mitigation | 0.95 | 45 | 0 | esc | 0.00097009 | 7.5203e-12 | 0.00097009 | 7.5203e-12
[120 empty] | 7.3.3.17.5 (Remote Grid) Updates to grid topology to minimize risk of ignition in HFTDs Remote GridWLDFREquipment / facility failureAggregated | WLDFR | HFTD - Distribution - Tier 2 - 5QU CoRE ¦ 4QU LoRE | Non-Red Flag Warning - Destructive Fires | Equipment / facility failure | Aggregated | 2046 | 7.7522e-09 | 347.2658 | 2.6921e-06 | 2046 | Mitigation | 0.95 | 45 | 0 | esc | 0.00097009 | 7.5203e-12 | 0.00097009 | 7.5203e-12
[120 empty] | 7.3.3.17.5 (Remote Grid) Updates to grid topology to minimize risk of ignition in HFTDs Remote GridWLDFREquipment / facility failureAggregated | WLDFR | HFTD - Distribution - Tier 2 - 5QU CoRE ¦ 4QU LoRE | Non-Red Flag Warning - Destructive Fires | Equipment / facility failure | Aggregated | 2047 | 7.7522e-09 | 347.2658 | 2.6921e-06 | 2047 | Mitigation | 0.95 | 45 | 0 | esc | 0.00097009 | 7.5203e-12 | 0.00097009 | 7.5203e-12
[120 empty] | 7.3.3.17.5 (Remote Grid) Updates to grid topology to minimize risk of ignition in HFTDs Remote GridWLDFREquipment / facility failureAggregated | WLDFR | HFTD - Distribution - Tier 2 - 5QU CoRE ¦ 4QU LoRE | Non-Red Flag Warning - Destructive Fires | Equipment / facility failure | Aggregated | 2048 | 7.7522e-09 | 347.2658 | 2.6921e-06 | 2048 | Mitigation | 0.95 | 45 | 0 | esc | 0.00097009 | 7.5203e-12 | 0.00097009 | 7.5203e-12
[120 empty] | 7.3.3.17.5 (Remote Grid) Updates to grid topology to minimize risk of ignition in HFTDs Remote GridWLDFREquipment / facility failureAggregated | WLDFR | HFTD - Distribution - Tier 2 - 5QU CoRE ¦ 4QU LoRE | Non-Red Flag Warning - Destructive Fires | Equipment / facility failure | Aggregated | 2049 | 7.7522e-09 | 347.2658 | 2.6921e-06 | 2049 | Mitigation | 0.95 | 45 | 0 | esc | 0.00097009 | 7.5203e-12 | 0.00097009 | 7.5203e-12
[120 empty] | 7.3.3.17.5 (Remote Grid) Updates to grid topology to minimize risk of ignition in HFTDs Remote GridWLDFREquipment / facility failureAggregated | WLDFR | HFTD - Distribution - Tier 2 - 5QU CoRE ¦ 4QU LoRE | Non-Red Flag Warning - Destructive Fires | Equipment / facility failure | Aggregated | 2050 | 7.7522e-09 | 347.2658 | 2.6921e-06 | 2050 | Mitigation | 0.95 | 45 | 0 | esc | 0.00097009 | 7.5203e-12 | 0.00097009 | 7.5203e-12
[120 empty] | 7.3.3.17.5 (Remote Grid) Updates to grid topology to minimize risk of ignition in HFTDs Remote GridWLDFREquipment / facility failureAggregated | WLDFR | HFTD - Distribution - Tier 2 - 5QU CoRE ¦ 4QU LoRE | Non-Red Flag Warning - Destructive Fires | Equipment / facility failure | Aggregated | 2051 | 7.7522e-09 | 347.2658 | 2.6921e-06 | 2051 | Mitigation | 0.95 | 45 | 0 | esc | 0.00097009 | 7.5203e-12 | 0.00097009 | 7.5203e-12
[120 empty] | 7.3.3.17.5 (Remote Grid) Updates to grid topology to minimize risk of ignition in HFTDs Remote GridWLDFREquipment / facility failureAggregated | WLDFR | HFTD - Distribution - Tier 2 - 5QU CoRE ¦ 4QU LoRE | Non-Red Flag Warning - Destructive Fires | Equipment / facility failure | Aggregated | 2052 | 7.7522e-09 | 347.2658 | 2.6921e-06 | 2052 | Mitigation | 0.95 | 45 | 0 | esc | 0.00097009 | 7.5203e-12 | 0.00097009 | 7.5203e-12
[120 empty] | 7.3.3.17.5 (Remote Grid) Updates to grid topology to minimize risk of ignition in HFTDs Remote GridWLDFREquipment / facility failureAggregated | WLDFR | HFTD - Distribution - Tier 2 - 5QU CoRE ¦ 4QU LoRE | Non-Red Flag Warning - Destructive Fires | Equipment / facility failure | Aggregated | 2053 | 7.7522e-09 | 347.2658 | 2.6921e-06 | 2053 | Mitigation | 0.95 | 45 | 0 | esc | 0.00097009 | 7.5203e-12 | 0.00097009 | 7.5203e-12
[120 empty] | 7.3.3.17.5 (Remote Grid) Updates to grid topology to minimize risk of ignition in HFTDs Remote GridWLDFREquipment / facility failureAggregated | WLDFR | HFTD - Distribution - Tier 2 - 5QU CoRE ¦ 4QU LoRE | Non-Red Flag Warning - Destructive Fires | Equipment / facility failure | Aggregated | 2054 | 7.7522e-09 | 347.2658 | 2.6921e-06 | 2054 | Mitigation | 0.95 | 45 | 0 | esc | 0.00097009 | 7.5203e-12 | 0.00097009 | 7.5203e-12
[120 empty] | 7.3.3.17.5 (Remote Grid) Updates to grid topology to minimize risk of ignition in HFTDs Remote GridWLDFREquipment / facility failureAggregated | WLDFR | HFTD - Distribution - Tier 2 - 5QU CoRE ¦ 4QU LoRE | Non-Red Flag Warning - Destructive Fires | Equipment / facility failure | Aggregated | 2055 | 7.7522e-09 | 347.2658 | 2.6921e-06 | 2055 | Mitigation | 0.95 | 45 | 0 | esc | 0.00097009 | 7.5203e-12 | 0.00097009 | 7.5203e-12
[120 empty] | 7.3.3.17.5 (Remote Grid) Updates to grid topology to minimize risk of ignition in HFTDs Remote GridWLDFREquipment / facility failureAggregated | WLDFR | HFTD - Distribution - Tier 2 - 5QU CoRE ¦ 4QU LoRE | Non-Red Flag Warning - Destructive Fires | Equipment / facility failure | Aggregated | 2056 | 7.7522e-09 | 347.2658 | 2.6921e-06 | 2056 | Mitigation | 0.95 | 45 | 0 | esc | 0.00097009 | 7.5203e-12 | 0.00097009 | 7.5203e-12
[120 empty] | 7.3.3.17.5 (Remote Grid) Updates to grid topology to minimize risk of ignition in HFTDs Remote GridWLDFREquipment / facility failureAggregated | WLDFR | HFTD - Distribution - Tier 2 - 5QU CoRE ¦ 4QU LoRE | Non-Red Flag Warning - Destructive Fires | Equipment / facility failure | Aggregated | 2057 | 7.7522e-09 | 347.2658 | 2.6921e-06 | 2057 | Mitigation | 0.95 | 45 | 0 | esc | 0.00097009 | 7.5203e-12 | 0.00097009 | 7.5203e-12
[120 empty] | 7.3.3.17.5 (Remote Grid) Updates to grid topology to minimize risk of ignition in HFTDs Remote GridWLDFREquipment / facility failureAggregated | WLDFR | HFTD - Distribution - Tier 2 - 5QU CoRE ¦ 4QU LoRE | Non-Red Flag Warning - Destructive Fires | Equipment / facility failure | Aggregated | 2058 | 7.7522e-09 | 347.2658 | 2.6921e-06 | 2058 | Mitigation | 0.95 | 45 | 0 | esc | 0.00097009 | 7.5203e-12 | 0.00097009 | 7.5203e-12
[120 empty] | 7.3.3.17.5 (Remote Grid) Updates to grid topology to minimize risk of ignition in HFTDs Remote GridWLDFREquipment / facility failureAggregated | WLDFR | HFTD - Distribution - Tier 2 - 5QU CoRE ¦ 4QU LoRE | Non-Red Flag Warning - Destructive Fires | Equipment / facility failure | Aggregated | 2059 | 7.7522e-09 | 347.2658 | 2.6921e-06 | 2059 | Mitigation | 0.95 | 45 | 0 | esc | 0.00097009 | 7.5203e-12 | 0.00097009 | 7.5203e-12
[120 empty] | 7.3.3.17.5 (Remote Grid) Updates to grid topology to minimize risk of ignition in HFTDs Remote GridWLDFREquipment / facility failureAggregated | WLDFR | HFTD - Distribution - Tier 2 - 5QU CoRE ¦ 4QU LoRE | Non-Red Flag Warning - Destructive Fires | Equipment / facility failure | Aggregated | 2060 | 7.7522e-09 | 347.2658 | 2.6921e-06 | 2060 | Mitigation | 0.95 | 45 | 0 | esc | 0.00097009 | 7.5203e-12 | 0.00097009 | 7.5203e-12
[120 empty] | 7.3.3.17.5 (Remote Grid) Updates to grid topology to minimize risk of ignition in HFTDs Remote GridWLDFREquipment / facility failureAggregated | WLDFR | HFTD - Distribution - Tier 2 - 5QU CoRE ¦ 4QU LoRE | Non-Red Flag Warning - Destructive Fires | Equipment / facility failure | Aggregated | 2061 | 7.7522e-09 | 347.2658 | 2.6921e-06 | 2061 | Mitigation | 0.95 | 45 | 0 | esc | 0.00097009 | 7.5203e-12 | 0.00097009 | 7.5203e-12
[120 empty] | 7.3.3.17.5 (Remote Grid) Updates to grid topology to minimize risk of ignition in HFTDs Remote GridWLDFREquipment / facility failureAggregated | WLDFR | HFTD - Distribution - Tier 2 - 5QU CoRE ¦ 4QU LoRE | Non-Red Flag Warning - Destructive Fires | Equipment / facility failure | Aggregated | 2062 | 7.7522e-09 | 347.2658 | 2.6921e-06 | 2062 | Mitigation | 0.95 | 45 | 0 | esc | 0.00097009 | 7.5203e-12 | 0.00097009 | 7.5203e-12
[120 empty] | 7.3.3.17.5 (Remote Grid) Updates to grid topology to minimize risk of ignition in HFTDs Remote GridWLDFREquipment / facility failureAggregated | WLDFR | HFTD - Distribution - Tier 2 - 5QU CoRE ¦ 4QU LoRE | Non-Red Flag Warning - Destructive Fires | Equipment / facility failure | Aggregated | 2063 | 7.7522e-09 | 347.2658 | 2.6921e-06 | 2063 | Mitigation | 0.95 | 45 | 0 | esc | 0.00097009 | 7.5203e-12 | 0.00097009 | 7.5203e-12
[120 empty] | 7.3.3.17.5 (Remote Grid) Updates to grid topology to minimize risk of ignition in HFTDs Remote GridWLDFREquipment / facility failureAggregated | WLDFR | HFTD - Distribution - Tier 2 - 5QU CoRE ¦ 4QU LoRE | Non-Red Flag Warning - Destructive Fires | Equipment / facility failure | Aggregated | 2064 | 7.7522e-09 | 347.2658 | 2.6921e-06 | 2064 | Mitigation | 0.95 | 45 | 0 | esc | 0.00097009 | 7.5203e-12 | 0.00097009 | 7.5203e-12
[120 empty] | 7.3.3.17.5 (Remote Grid) Updates to grid topology to minimize risk of ignition in HFTDs Remote GridWLDFREquipment / facility failureAggregated | WLDFR | HFTD - Distribution - Tier 2 - 5QU CoRE ¦ 4QU LoRE | Non-Red Flag Warning - Destructive Fires | Equipment / facility failure | Aggregated | 2065 | 7.7522e-09 | 347.2658 | 2.6921e-06 | 2065 | Mitigation | 0.95 | 45 | 0 | esc | 0.00097009 | 7.5203e-12 | 0.00097009 | 7.5203e-12
[120 empty] | 7.3.3.17.5 (Remote Grid) Updates to grid topology to minimize risk of ignition in HFTDs Remote GridWLDFREquipment / facility failureAggregated | WLDFR | HFTD - Distribution - Tier 2 - 5QU CoRE ¦ 4QU LoRE | Non-Red Flag Warning - Destructive Fires | Equipment / facility failure | Aggregated | 2066 | 7.7522e-09 | 347.2658 | 2.6921e-06 | 2066 | Mitigation | 0.95 | 45 | 0 | esc | 0.00097009 | 7.5203e-12 | 0.00097009 | 7.5203e-12
[120 empty] | 7.3.3.17.5 (Remote Grid) Updates to grid topology to minimize risk of ignition in HFTDs Remote GridWLDFREquipment / facility failureAggregated | WLDFR | HFTD - Distribution - Tier 2 - 5QU CoRE ¦ 4QU LoRE | Non-Red Flag Warning - Destructive Fires | Equipment / facility failure | Aggregated | 2067 | 7.7522e-09 | 347.2658 | 2.6921e-06 | 2067 | Mitigation | 0.95 | 45 | 0 | esc | 0 | 0 | 0.00097009 | 7.5203e-12
[120 empty] | 7.3.3.17.5 (Remote Grid) Updates to grid topology to minimize risk of ignition in HFTDs Remote GridWLDFRVegetation ContactAggregated | WLDFR | HFTD - Distribution - Tier 2 - 5QU CoRE ¦ 4QU LoRE | Non-Red Flag Warning - Destructive Fires | Vegetation Contact | Aggregated | 2022 | 2.9325e-08 | 347.2658 | 1.0184e-05 | 2022 | Mitigation | 0.95 | 45 | 0 | esc | 0.00097009 | 2.8448e-11 | 0 | 0
[120 empty] | 7.3.3.17.5 (Remote Grid) Updates to grid topology to minimize risk of ignition in HFTDs Remote GridWLDFRVegetation ContactAggregated | WLDFR | HFTD - Distribution - Tier 2 - 5QU CoRE ¦ 4QU LoRE | Non-Red Flag Warning - Destructive Fires | Vegetation Contact | Aggregated | 2023 | 2.9325e-08 | 347.2658 | 1.0184e-05 | 2023 | Mitigation | 0.95 | 45 | 0 | esc | 0.00097009 | 2.8448e-11 | 0.00097009 | 2.8448e-11
[120 empty] | 7.3.3.17.5 (Remote Grid) Updates to grid topology to minimize risk of ignition in HFTDs Remote GridWLDFRVegetation ContactAggregated | WLDFR | HFTD - Distribution - Tier 2 - 5QU CoRE ¦ 4QU LoRE | Non-Red Flag Warning - Destructive Fires | Vegetation Contact | Aggregated | 2024 | 2.9325e-08 | 347.2658 | 1.0184e-05 | 2024 | Mitigation | 0.95 | 45 | 0 | esc | 0.00097009 | 2.8448e-11 | 0.00097009 | 2.8448e-11
[120 empty] | 7.3.3.17.5 (Remote Grid) Updates to grid topology to minimize risk of ignition in HFTDs Remote GridWLDFRVegetation ContactAggregated | WLDFR | HFTD - Distribution - Tier 2 - 5QU CoRE ¦ 4QU LoRE | Non-Red Flag Warning - Destructive Fires | Vegetation Contact | Aggregated | 2025 | 2.9325e-08 | 347.2658 | 1.0184e-05 | 2025 | Mitigation | 0.95 | 45 | 0 | esc | 0.00097009 | 2.8448e-11 | 0.00097009 | 2.8448e-11
[120 empty] | 7.3.3.17.5 (Remote Grid) Updates to grid topology to minimize risk of ignition in HFTDs Remote GridWLDFRVegetation ContactAggregated | WLDFR | HFTD - Distribution - Tier 2 - 5QU CoRE ¦ 4QU LoRE | Non-Red Flag Warning - Destructive Fires | Vegetation Contact | Aggregated | 2026 | 2.9325e-08 | 347.2658 | 1.0184e-05 | 2026 | Mitigation | 0.95 | 45 | 0 | esc | 0.00097009 | 2.8448e-11 | 0.00097009 | 2.8448e-11
[120 empty] | 7.3.3.17.5 (Remote Grid) Updates to grid topology to minimize risk of ignition in HFTDs Remote GridWLDFRVegetation ContactAggregated | WLDFR | HFTD - Distribution - Tier 2 - 5QU CoRE ¦ 4QU LoRE | Non-Red Flag Warning - Destructive Fires | Vegetation Contact | Aggregated | 2027 | 2.9325e-08 | 347.2658 | 1.0184e-05 | 2027 | Mitigation | 0.95 | 45 | 0 | esc | 0.00097009 | 2.8448e-11 | 0.00097009 | 2.8448e-11
[120 empty] | 7.3.3.17.5 (Remote Grid) Updates to grid topology to minimize risk of ignition in HFTDs Remote GridWLDFRVegetation ContactAggregated | WLDFR | HFTD - Distribution - Tier 2 - 5QU CoRE ¦ 4QU LoRE | Non-Red Flag Warning - Destructive Fires | Vegetation Contact | Aggregated | 2028 | 2.9325e-08 | 347.2658 | 1.0184e-05 | 2028 | Mitigation | 0.95 | 45 | 0 | esc | 0.00097009 | 2.8448e-11 | 0.00097009 | 2.8448e-11
[120 empty] | 7.3.3.17.5 (Remote Grid) Updates to grid topology to minimize risk of ignition in HFTDs Remote GridWLDFRVegetation ContactAggregated | WLDFR | HFTD - Distribution - Tier 2 - 5QU CoRE ¦ 4QU LoRE | Non-Red Flag Warning - Destructive Fires | Vegetation Contact | Aggregated | 2029 | 2.9325e-08 | 347.2658 | 1.0184e-05 | 2029 | Mitigation | 0.95 | 45 | 0 | esc | 0.00097009 | 2.8448e-11 | 0.00097009 | 2.8448e-11
[120 empty] | 7.3.3.17.5 (Remote Grid) Updates to grid topology to minimize risk of ignition in HFTDs Remote GridWLDFRVegetation ContactAggregated | WLDFR | HFTD - Distribution - Tier 2 - 5QU CoRE ¦ 4QU LoRE | Non-Red Flag Warning - Destructive Fires | Vegetation Contact | Aggregated | 2030 | 2.9325e-08 | 347.2658 | 1.0184e-05 | 2030 | Mitigation | 0.95 | 45 | 0 | esc | 0.00097009 | 2.8448e-11 | 0.00097009 | 2.8448e-11
[120 empty] | 7.3.3.17.5 (Remote Grid) Updates to grid topology to minimize risk of ignition in HFTDs Remote GridWLDFRVegetation ContactAggregated | WLDFR | HFTD - Distribution - Tier 2 - 5QU CoRE ¦ 4QU LoRE | Non-Red Flag Warning - Destructive Fires | Vegetation Contact | Aggregated | 2031 | 2.9325e-08 | 347.2658 | 1.0184e-05 | 2031 | Mitigation | 0.95 | 45 | 0 | esc | 0.00097009 | 2.8448e-11 | 0.00097009 | 2.8448e-11
[120 empty] | 7.3.3.17.5 (Remote Grid) Updates to grid topology to minimize risk of ignition in HFTDs Remote GridWLDFRVegetation ContactAggregated | WLDFR | HFTD - Distribution - Tier 2 - 5QU CoRE ¦ 4QU LoRE | Non-Red Flag Warning - Destructive Fires | Vegetation Contact | Aggregated | 2032 | 2.9325e-08 | 347.2658 | 1.0184e-05 | 2032 | Mitigation | 0.95 | 45 | 0 | esc | 0.00097009 | 2.8448e-11 | 0.00097009 | 2.8448e-11
[120 empty] | 7.3.3.17.5 (Remote Grid) Updates to grid topology to minimize risk of ignition in HFTDs Remote GridWLDFRVegetation ContactAggregated | WLDFR | HFTD - Distribution - Tier 2 - 5QU CoRE ¦ 4QU LoRE | Non-Red Flag Warning - Destructive Fires | Vegetation Contact | Aggregated | 2033 | 2.9325e-08 | 347.2658 | 1.0184e-05 | 2033 | Mitigation | 0.95 | 45 | 0 | esc | 0.00097009 | 2.8448e-11 | 0.00097009 | 2.8448e-11
[120 empty] | 7.3.3.17.5 (Remote Grid) Updates to grid topology to minimize risk of ignition in HFTDs Remote GridWLDFRVegetation ContactAggregated | WLDFR | HFTD - Distribution - Tier 2 - 5QU CoRE ¦ 4QU LoRE | Non-Red Flag Warning - Destructive Fires | Vegetation Contact | Aggregated | 2034 | 2.9325e-08 | 347.2658 | 1.0184e-05 | 2034 | Mitigation | 0.95 | 45 | 0 | esc | 0.00097009 | 2.8448e-11 | 0.00097009 | 2.8448e-11
[120 empty] | 7.3.3.17.5 (Remote Grid) Updates to grid topology to minimize risk of ignition in HFTDs Remote GridWLDFRVegetation ContactAggregated | WLDFR | HFTD - Distribution - Tier 2 - 5QU CoRE ¦ 4QU LoRE | Non-Red Flag Warning - Destructive Fires | Vegetation Contact | Aggregated | 2035 | 2.9325e-08 | 347.2658 | 1.0184e-05 | 2035 | Mitigation | 0.95 | 45 | 0 | esc | 0.00097009 | 2.8448e-11 | 0.00097009 | 2.8448e-11
[120 empty] | 7.3.3.17.5 (Remote Grid) Updates to grid topology to minimize risk of ignition in HFTDs Remote GridWLDFRVegetation ContactAggregated | WLDFR | HFTD - Distribution - Tier 2 - 5QU CoRE ¦ 4QU LoRE | Non-Red Flag Warning - Destructive Fires | Vegetation Contact | Aggregated | 2036 | 2.9325e-08 | 347.2658 | 1.0184e-05 | 2036 | Mitigation | 0.95 | 45 | 0 | esc | 0.00097009 | 2.8448e-11 | 0.00097009 | 2.8448e-11
[120 empty] | 7.3.3.17.5 (Remote Grid) Updates to grid topology to minimize risk of ignition in HFTDs Remote GridWLDFRVegetation ContactAggregated | WLDFR | HFTD - Distribution - Tier 2 - 5QU CoRE ¦ 4QU LoRE | Non-Red Flag Warning - Destructive Fires | Vegetation Contact | Aggregated | 2037 | 2.9325e-08 | 347.2658 | 1.0184e-05 | 2037 | Mitigation | 0.95 | 45 | 0 | esc | 0.00097009 | 2.8448e-11 | 0.00097009 | 2.8448e-11
[120 empty] | 7.3.3.17.5 (Remote Grid) Updates to grid topology to minimize risk of ignition in HFTDs Remote GridWLDFRVegetation ContactAggregated | WLDFR | HFTD - Distribution - Tier 2 - 5QU CoRE ¦ 4QU LoRE | Non-Red Flag Warning - Destructive Fires | Vegetation Contact | Aggregated | 2038 | 2.9325e-08 | 347.2658 | 1.0184e-05 | 2038 | Mitigation | 0.95 | 45 | 0 | esc | 0.00097009 | 2.8448e-11 | 0.00097009 | 2.8448e-11
[120 empty] | 7.3.3.17.5 (Remote Grid) Updates to grid topology to minimize risk of ignition in HFTDs Remote GridWLDFRVegetation ContactAggregated | WLDFR | HFTD - Distribution - Tier 2 - 5QU CoRE ¦ 4QU LoRE | Non-Red Flag Warning - Destructive Fires | Vegetation Contact | Aggregated | 2039 | 2.9325e-08 | 347.2658 | 1.0184e-05 | 2039 | Mitigation | 0.95 | 45 | 0 | esc | 0.00097009 | 2.8448e-11 | 0.00097009 | 2.8448e-11
[120 empty] | 7.3.3.17.5 (Remote Grid) Updates to grid topology to minimize risk of ignition in HFTDs Remote GridWLDFRVegetation ContactAggregated | WLDFR | HFTD - Distribution - Tier 2 - 5QU CoRE ¦ 4QU LoRE | Non-Red Flag Warning - Destructive Fires | Vegetation Contact | Aggregated | 2040 | 2.9325e-08 | 347.2658 | 1.0184e-05 | 2040 | Mitigation | 0.95 | 45 | 0 | esc | 0.00097009 | 2.8448e-11 | 0.00097009 | 2.8448e-11
[120 empty] | 7.3.3.17.5 (Remote Grid) Updates to grid topology to minimize risk of ignition in HFTDs Remote GridWLDFRVegetation ContactAggregated | WLDFR | HFTD - Distribution - Tier 2 - 5QU CoRE ¦ 4QU LoRE | Non-Red Flag Warning - Destructive Fires | Vegetation Contact | Aggregated | 2041 | 2.9325e-08 | 347.2658 | 1.0184e-05 | 2041 | Mitigation | 0.95 | 45 | 0 | esc | 0.00097009 | 2.8448e-11 | 0.00097009 | 2.8448e-11
[120 empty] | 7.3.3.17.5 (Remote Grid) Updates to grid topology to minimize risk of ignition in HFTDs Remote GridWLDFRVegetation ContactAggregated | WLDFR | HFTD - Distribution - Tier 2 - 5QU CoRE ¦ 4QU LoRE | Non-Red Flag Warning - Destructive Fires | Vegetation Contact | Aggregated | 2042 | 2.9325e-08 | 347.2658 | 1.0184e-05 | 2042 | Mitigation | 0.95 | 45 | 0 | esc | 0.00097009 | 2.8448e-11 | 0.00097009 | 2.8448e-11
[120 empty] | 7.3.3.17.5 (Remote Grid) Updates to grid topology to minimize risk of ignition in HFTDs Remote GridWLDFRVegetation ContactAggregated | WLDFR | HFTD - Distribution - Tier 2 - 5QU CoRE ¦ 4QU LoRE | Non-Red Flag Warning - Destructive Fires | Vegetation Contact | Aggregated | 2043 | 2.9325e-08 | 347.2658 | 1.0184e-05 | 2043 | Mitigation | 0.95 | 45 | 0 | esc | 0.00097009 | 2.8448e-11 | 0.00097009 | 2.8448e-11
[120 empty] | 7.3.3.17.5 (Remote Grid) Updates to grid topology to minimize risk of ignition in HFTDs Remote GridWLDFRVegetation ContactAggregated | WLDFR | HFTD - Distribution - Tier 2 - 5QU CoRE ¦ 4QU LoRE | Non-Red Flag Warning - Destructive Fires | Vegetation Contact | Aggregated | 2044 | 2.9325e-08 | 347.2658 | 1.0184e-05 | 2044 | Mitigation | 0.95 | 45 | 0 | esc | 0.00097009 | 2.8448e-11 | 0.00097009 | 2.8448e-11
[120 empty] | 7.3.3.17.5 (Remote Grid) Updates to grid topology to minimize risk of ignition in HFTDs Remote GridWLDFRVegetation ContactAggregated | WLDFR | HFTD - Distribution - Tier 2 - 5QU CoRE ¦ 4QU LoRE | Non-Red Flag Warning - Destructive Fires | Vegetation Contact | Aggregated | 2045 | 2.9325e-08 | 347.2658 | 1.0184e-05 | 2045 | Mitigation | 0.95 | 45 | 0 | esc | 0.00097009 | 2.8448e-11 | 0.00097009 | 2.8448e-11
[120 empty] | 7.3.3.17.5 (Remote Grid) Updates to grid topology to minimize risk of ignition in HFTDs Remote GridWLDFRVegetation ContactAggregated | WLDFR | HFTD - Distribution - Tier 2 - 5QU CoRE ¦ 4QU LoRE | Non-Red Flag Warning - Destructive Fires | Vegetation Contact | Aggregated | 2046 | 2.9325e-08 | 347.2658 | 1.0184e-05 | 2046 | Mitigation | 0.95 | 45 | 0 | esc | 0.00097009 | 2.8448e-11 | 0.00097009 | 2.8448e-11
[120 empty] | 7.3.3.17.5 (Remote Grid) Updates to grid topology to minimize risk of ignition in HFTDs Remote GridWLDFRVegetation ContactAggregated | WLDFR | HFTD - Distribution - Tier 2 - 5QU CoRE ¦ 4QU LoRE | Non-Red Flag Warning - Destructive Fires | Vegetation Contact | Aggregated | 2047 | 2.9325e-08 | 347.2658 | 1.0184e-05 | 2047 | Mitigation | 0.95 | 45 | 0 | esc | 0.00097009 | 2.8448e-11 | 0.00097009 | 2.8448e-11
[120 empty] | 7.3.3.17.5 (Remote Grid) Updates to grid topology to minimize risk of ignition in HFTDs Remote GridWLDFRVegetation ContactAggregated | WLDFR | HFTD - Distribution - Tier 2 - 5QU CoRE ¦ 4QU LoRE | Non-Red Flag Warning - Destructive Fires | Vegetation Contact | Aggregated | 2048 | 2.9325e-08 | 347.2658 | 1.0184e-05 | 2048 | Mitigation | 0.95 | 45 | 0 | esc | 0.00097009 | 2.8448e-11 | 0.00097009 | 2.8448e-11
[120 empty] | 7.3.3.17.5 (Remote Grid) Updates to grid topology to minimize risk of ignition in HFTDs Remote GridWLDFRVegetation ContactAggregated | WLDFR | HFTD - Distribution - Tier 2 - 5QU CoRE ¦ 4QU LoRE | Non-Red Flag Warning - Destructive Fires | Vegetation Contact | Aggregated | 2049 | 2.9325e-08 | 347.2658 | 1.0184e-05 | 2049 | Mitigation | 0.95 | 45 | 0 | esc | 0.00097009 | 2.8448e-11 | 0.00097009 | 2.8448e-11
[120 empty] | 7.3.3.17.5 (Remote Grid) Updates to grid topology to minimize risk of ignition in HFTDs Remote GridWLDFRVegetation ContactAggregated | WLDFR | HFTD - Distribution - Tier 2 - 5QU CoRE ¦ 4QU LoRE | Non-Red Flag Warning - Destructive Fires | Vegetation Contact | Aggregated | 2050 | 2.9325e-08 | 347.2658 | 1.0184e-05 | 2050 | Mitigation | 0.95 | 45 | 0 | esc | 0.00097009 | 2.8448e-11 | 0.00097009 | 2.8448e-11
[120 empty] | 7.3.3.17.5 (Remote Grid) Updates to grid topology to minimize risk of ignition in HFTDs Remote GridWLDFRVegetation ContactAggregated | WLDFR | HFTD - Distribution - Tier 2 - 5QU CoRE ¦ 4QU LoRE | Non-Red Flag Warning - Destructive Fires | Vegetation Contact | Aggregated | 2051 | 2.9325e-08 | 347.2658 | 1.0184e-05 | 2051 | Mitigation | 0.95 | 45 | 0 | esc | 0.00097009 | 2.8448e-11 | 0.00097009 | 2.8448e-11
[120 empty] | 7.3.3.17.5 (Remote Grid) Updates to grid topology to minimize risk of ignition in HFTDs Remote GridWLDFRVegetation ContactAggregated | WLDFR | HFTD - Distribution - Tier 2 - 5QU CoRE ¦ 4QU LoRE | Non-Red Flag Warning - Destructive Fires | Vegetation Contact | Aggregated | 2052 | 2.9325e-08 | 347.2658 | 1.0184e-05 | 2052 | Mitigation | 0.95 | 45 | 0 | esc | 0.00097009 | 2.8448e-11 | 0.00097009 | 2.8448e-11
[120 empty] | 7.3.3.17.5 (Remote Grid) Updates to grid topology to minimize risk of ignition in HFTDs Remote GridWLDFRVegetation ContactAggregated | WLDFR | HFTD - Distribution - Tier 2 - 5QU CoRE ¦ 4QU LoRE | Non-Red Flag Warning - Destructive Fires | Vegetation Contact | Aggregated | 2053 | 2.9325e-08 | 347.2658 | 1.0184e-05 | 2053 | Mitigation | 0.95 | 45 | 0 | esc | 0.00097009 | 2.8448e-11 | 0.00097009 | 2.8448e-11
[120 empty] | 7.3.3.17.5 (Remote Grid) Updates to grid topology to minimize risk of ignition in HFTDs Remote GridWLDFRVegetation ContactAggregated | WLDFR | HFTD - Distribution - Tier 2 - 5QU CoRE ¦ 4QU LoRE | Non-Red Flag Warning - Destructive Fires | Vegetation Contact | Aggregated | 2054 | 2.9325e-08 | 347.2658 | 1.0184e-05 | 2054 | Mitigation | 0.95 | 45 | 0 | esc | 0.00097009 | 2.8448e-11 | 0.00097009 | 2.8448e-11
[120 empty] | 7.3.3.17.5 (Remote Grid) Updates to grid topology to minimize risk of ignition in HFTDs Remote GridWLDFRVegetation ContactAggregated | WLDFR | HFTD - Distribution - Tier 2 - 5QU CoRE ¦ 4QU LoRE | Non-Red Flag Warning - Destructive Fires | Vegetation Contact | Aggregated | 2055 | 2.9325e-08 | 347.2658 | 1.0184e-05 | 2055 | Mitigation | 0.95 | 45 | 0 | esc | 0.00097009 | 2.8448e-11 | 0.00097009 | 2.8448e-11
[120 empty] | 7.3.3.17.5 (Remote Grid) Updates to grid topology to minimize risk of ignition in HFTDs Remote GridWLDFRVegetation ContactAggregated | WLDFR | HFTD - Distribution - Tier 2 - 5QU CoRE ¦ 4QU LoRE | Non-Red Flag Warning - Destructive Fires | Vegetation Contact | Aggregated | 2056 | 2.9325e-08 | 347.2658 | 1.0184e-05 | 2056 | Mitigation | 0.95 | 45 | 0 | esc | 0.00097009 | 2.8448e-11 | 0.00097009 | 2.8448e-11
[120 empty] | 7.3.3.17.5 (Remote Grid) Updates to grid topology to minimize risk of ignition in HFTDs Remote GridWLDFRVegetation ContactAggregated | WLDFR | HFTD - Distribution - Tier 2 - 5QU CoRE ¦ 4QU LoRE | Non-Red Flag Warning - Destructive Fires | Vegetation Contact | Aggregated | 2057 | 2.9325e-08 | 347.2658 | 1.0184e-05 | 2057 | Mitigation | 0.95 | 45 | 0 | esc | 0.00097009 | 2.8448e-11 | 0.00097009 | 2.8448e-11
[120 empty] | 7.3.3.17.5 (Remote Grid) Updates to grid topology to minimize risk of ignition in HFTDs Remote GridWLDFRVegetation ContactAggregated | WLDFR | HFTD - Distribution - Tier 2 - 5QU CoRE ¦ 4QU LoRE | Non-Red Flag Warning - Destructive Fires | Vegetation Contact | Aggregated | 2058 | 2.9325e-08 | 347.2658 | 1.0184e-05 | 2058 | Mitigation | 0.95 | 45 | 0 | esc | 0.00097009 | 2.8448e-11 | 0.00097009 | 2.8448e-11
[120 empty] | 7.3.3.17.5 (Remote Grid) Updates to grid topology to minimize risk of ignition in HFTDs Remote GridWLDFRVegetation ContactAggregated | WLDFR | HFTD - Distribution - Tier 2 - 5QU CoRE ¦ 4QU LoRE | Non-Red Flag Warning - Destructive Fires | Vegetation Contact | Aggregated | 2059 | 2.9325e-08 | 347.2658 | 1.0184e-05 | 2059 | Mitigation | 0.95 | 45 | 0 | esc | 0.00097009 | 2.8448e-11 | 0.00097009 | 2.8448e-11
[120 empty] | 7.3.3.17.5 (Remote Grid) Updates to grid topology to minimize risk of ignition in HFTDs Remote GridWLDFRVegetation ContactAggregated | WLDFR | HFTD - Distribution - Tier 2 - 5QU CoRE ¦ 4QU LoRE | Non-Red Flag Warning - Destructive Fires | Vegetation Contact | Aggregated | 2060 | 2.9325e-08 | 347.2658 | 1.0184e-05 | 2060 | Mitigation | 0.95 | 45 | 0 | esc | 0.00097009 | 2.8448e-11 | 0.00097009 | 2.8448e-11
[120 empty] | 7.3.3.17.5 (Remote Grid) Updates to grid topology to minimize risk of ignition in HFTDs Remote GridWLDFRVegetation ContactAggregated | WLDFR | HFTD - Distribution - Tier 2 - 5QU CoRE ¦ 4QU LoRE | Non-Red Flag Warning - Destructive Fires | Vegetation Contact | Aggregated | 2061 | 2.9325e-08 | 347.2658 | 1.0184e-05 | 2061 | Mitigation | 0.95 | 45 | 0 | esc | 0.00097009 | 2.8448e-11 | 0.00097009 | 2.8448e-11
[120 empty] | 7.3.3.17.5 (Remote Grid) Updates to grid topology to minimize risk of ignition in HFTDs Remote GridWLDFRVegetation ContactAggregated | WLDFR | HFTD - Distribution - Tier 2 - 5QU CoRE ¦ 4QU LoRE | Non-Red Flag Warning - Destructive Fires | Vegetation Contact | Aggregated | 2062 | 2.9325e-08 | 347.2658 | 1.0184e-05 | 2062 | Mitigation | 0.95 | 45 | 0 | esc | 0.00097009 | 2.8448e-11 | 0.00097009 | 2.8448e-11
[120 empty] | 7.3.3.17.5 (Remote Grid) Updates to grid topology to minimize risk of ignition in HFTDs Remote GridWLDFRVegetation ContactAggregated | WLDFR | HFTD - Distribution - Tier 2 - 5QU CoRE ¦ 4QU LoRE | Non-Red Flag Warning - Destructive Fires | Vegetation Contact | Aggregated | 2063 | 2.9325e-08 | 347.2658 | 1.0184e-05 | 2063 | Mitigation | 0.95 | 45 | 0 | esc | 0.00097009 | 2.8448e-11 | 0.00097009 | 2.8448e-11
[120 empty] | 7.3.3.17.5 (Remote Grid) Updates to grid topology to minimize risk of ignition in HFTDs Remote GridWLDFRVegetation ContactAggregated | WLDFR | HFTD - Distribution - Tier 2 - 5QU CoRE ¦ 4QU LoRE | Non-Red Flag Warning - Destructive Fires | Vegetation Contact | Aggregated | 2064 | 2.9325e-08 | 347.2658 | 1.0184e-05 | 2064 | Mitigation | 0.95 | 45 | 0 | esc | 0.00097009 | 2.8448e-11 | 0.00097009 | 2.8448e-11
[120 empty] | 7.3.3.17.5 (Remote Grid) Updates to grid topology to minimize risk of ignition in HFTDs Remote GridWLDFRVegetation ContactAggregated | WLDFR | HFTD - Distribution - Tier 2 - 5QU CoRE ¦ 4QU LoRE | Non-Red Flag Warning - Destructive Fires | Vegetation Contact | Aggregated | 2065 | 2.9325e-08 | 347.2658 | 1.0184e-05 | 2065 | Mitigation | 0.95 | 45 | 0 | esc | 0.00097009 | 2.8448e-11 | 0.00097009 | 2.8448e-11
[120 empty] | 7.3.3.17.5 (Remote Grid) Updates to grid topology to minimize risk of ignition in HFTDs Remote GridWLDFRVegetation ContactAggregated | WLDFR | HFTD - Distribution - Tier 2 - 5QU CoRE ¦ 4QU LoRE | Non-Red Flag Warning - Destructive Fires | Vegetation Contact | Aggregated | 2066 | 2.9325e-08 | 347.2658 | 1.0184e-05 | 2066 | Mitigation | 0.95 | 45 | 0 | esc | 0.00097009 | 2.8448e-11 | 0.00097009 | 2.8448e-11
[120 empty] | 7.3.3.17.5 (Remote Grid) Updates to grid topology to minimize risk of ignition in HFTDs Remote GridWLDFRVegetation ContactAggregated | WLDFR | HFTD - Distribution - Tier 2 - 5QU CoRE ¦ 4QU LoRE | Non-Red Flag Warning - Destructive Fires | Vegetation Contact | Aggregated | 2067 | 2.9325e-08 | 347.2658 | 1.0184e-05 | 2067 | Mitigation | 0.95 | 45 | 0 | esc | 0 | 0 | 0.00097009 | 2.8448e-11
[120 empty] | 7.3.3.17.5 (Remote Grid) Updates to grid topology to minimize risk of ignition in HFTDs Remote GridWLDFRWire-to-wire contactAggregated | WLDFR | HFTD - Distribution - Tier 2 - 5QU CoRE ¦ 4QU LoRE | Non-Red Flag Warning - Destructive Fires | Wire-to-wire contact | Aggregated | 2022 | 1.0433e-08 | 347.2658 | 3.6231e-06 | 2022 | Mitigation | 0.95 | 45 | 0 | esc | 0.00097009 | 1.0121e-11 | 0 | 0
[120 empty] | 7.3.3.17.5 (Remote Grid) Updates to grid topology to minimize risk of ignition in HFTDs Remote GridWLDFRWire-to-wire contactAggregated | WLDFR | HFTD - Distribution - Tier 2 - 5QU CoRE ¦ 4QU LoRE | Non-Red Flag Warning - Destructive Fires | Wire-to-wire contact | Aggregated | 2023 | 1.0433e-08 | 347.2658 | 3.6231e-06 | 2023 | Mitigation | 0.95 | 45 | 0 | esc | 0.00097009 | 1.0121e-11 | 0.00097009 | 1.0121e-11
[120 empty] | 7.3.3.17.5 (Remote Grid) Updates to grid topology to minimize risk of ignition in HFTDs Remote GridWLDFRWire-to-wire contactAggregated | WLDFR | HFTD - Distribution - Tier 2 - 5QU CoRE ¦ 4QU LoRE | Non-Red Flag Warning - Destructive Fires | Wire-to-wire contact | Aggregated | 2024 | 1.0433e-08 | 347.2658 | 3.6231e-06 | 2024 | Mitigation | 0.95 | 45 | 0 | esc | 0.00097009 | 1.0121e-11 | 0.00097009 | 1.0121e-11
[120 empty] | 7.3.3.17.5 (Remote Grid) Updates to grid topology to minimize risk of ignition in HFTDs Remote GridWLDFRWire-to-wire contactAggregated | WLDFR | HFTD - Distribution - Tier 2 - 5QU CoRE ¦ 4QU LoRE | Non-Red Flag Warning - Destructive Fires | Wire-to-wire contact | Aggregated | 2025 | 1.0433e-08 | 347.2658 | 3.6231e-06 | 2025 | Mitigation | 0.95 | 45 | 0 | esc | 0.00097009 | 1.0121e-11 | 0.00097009 | 1.0121e-11
[120 empty] | 7.3.3.17.5 (Remote Grid) Updates to grid topology to minimize risk of ignition in HFTDs Remote GridWLDFRWire-to-wire contactAggregated | WLDFR | HFTD - Distribution - Tier 2 - 5QU CoRE ¦ 4QU LoRE | Non-Red Flag Warning - Destructive Fires | Wire-to-wire contact | Aggregated | 2026 | 1.0433e-08 | 347.2658 | 3.6231e-06 | 2026 | Mitigation | 0.95 | 45 | 0 | esc | 0.00097009 | 1.0121e-11 | 0.00097009 | 1.0121e-11
[120 empty] | 7.3.3.17.5 (Remote Grid) Updates to grid topology to minimize risk of ignition in HFTDs Remote GridWLDFRWire-to-wire contactAggregated | WLDFR | HFTD - Distribution - Tier 2 - 5QU CoRE ¦ 4QU LoRE | Non-Red Flag Warning - Destructive Fires | Wire-to-wire contact | Aggregated | 2027 | 1.0433e-08 | 347.2658 | 3.6231e-06 | 2027 | Mitigation | 0.95 | 45 | 0 | esc | 0.00097009 | 1.0121e-11 | 0.00097009 | 1.0121e-11
[120 empty] | 7.3.3.17.5 (Remote Grid) Updates to grid topology to minimize risk of ignition in HFTDs Remote GridWLDFRWire-to-wire contactAggregated | WLDFR | HFTD - Distribution - Tier 2 - 5QU CoRE ¦ 4QU LoRE | Non-Red Flag Warning - Destructive Fires | Wire-to-wire contact | Aggregated | 2028 | 1.0433e-08 | 347.2658 | 3.6231e-06 | 2028 | Mitigation | 0.95 | 45 | 0 | esc | 0.00097009 | 1.0121e-11 | 0.00097009 | 1.0121e-11
[120 empty] | 7.3.3.17.5 (Remote Grid) Updates to grid topology to minimize risk of ignition in HFTDs Remote GridWLDFRWire-to-wire contactAggregated | WLDFR | HFTD - Distribution - Tier 2 - 5QU CoRE ¦ 4QU LoRE | Non-Red Flag Warning - Destructive Fires | Wire-to-wire contact | Aggregated | 2029 | 1.0433e-08 | 347.2658 | 3.6231e-06 | 2029 | Mitigation | 0.95 | 45 | 0 | esc | 0.00097009 | 1.0121e-11 | 0.00097009 | 1.0121e-11
[120 empty] | 7.3.3.17.5 (Remote Grid) Updates to grid topology to minimize risk of ignition in HFTDs Remote GridWLDFRWire-to-wire contactAggregated | WLDFR | HFTD - Distribution - Tier 2 - 5QU CoRE ¦ 4QU LoRE | Non-Red Flag Warning - Destructive Fires | Wire-to-wire contact | Aggregated | 2030 | 1.0433e-08 | 347.2658 | 3.6231e-06 | 2030 | Mitigation | 0.95 | 45 | 0 | esc | 0.00097009 | 1.0121e-11 | 0.00097009 | 1.0121e-11
[120 empty] | 7.3.3.17.5 (Remote Grid) Updates to grid topology to minimize risk of ignition in HFTDs Remote GridWLDFRWire-to-wire contactAggregated | WLDFR | HFTD - Distribution - Tier 2 - 5QU CoRE ¦ 4QU LoRE | Non-Red Flag Warning - Destructive Fires | Wire-to-wire contact | Aggregated | 2031 | 1.0433e-08 | 347.2658 | 3.6231e-06 | 2031 | Mitigation | 0.95 | 45 | 0 | esc | 0.00097009 | 1.0121e-11 | 0.00097009 | 1.0121e-11
[120 empty] | 7.3.3.17.5 (Remote Grid) Updates to grid topology to minimize risk of ignition in HFTDs Remote GridWLDFRWire-to-wire contactAggregated | WLDFR | HFTD - Distribution - Tier 2 - 5QU CoRE ¦ 4QU LoRE | Non-Red Flag Warning - Destructive Fires | Wire-to-wire contact | Aggregated | 2032 | 1.0433e-08 | 347.2658 | 3.6231e-06 | 2032 | Mitigation | 0.95 | 45 | 0 | esc | 0.00097009 | 1.0121e-11 | 0.00097009 | 1.0121e-11
[120 empty] | 7.3.3.17.5 (Remote Grid) Updates to grid topology to minimize risk of ignition in HFTDs Remote GridWLDFRWire-to-wire contactAggregated | WLDFR | HFTD - Distribution - Tier 2 - 5QU CoRE ¦ 4QU LoRE | Non-Red Flag Warning - Destructive Fires | Wire-to-wire contact | Aggregated | 2033 | 1.0433e-08 | 347.2658 | 3.6231e-06 | 2033 | Mitigation | 0.95 | 45 | 0 | esc | 0.00097009 | 1.0121e-11 | 0.00097009 | 1.0121e-11
[120 empty] | 7.3.3.17.5 (Remote Grid) Updates to grid topology to minimize risk of ignition in HFTDs Remote GridWLDFRWire-to-wire contactAggregated | WLDFR | HFTD - Distribution - Tier 2 - 5QU CoRE ¦ 4QU LoRE | Non-Red Flag Warning - Destructive Fires | Wire-to-wire contact | Aggregated | 2034 | 1.0433e-08 | 347.2658 | 3.6231e-06 | 2034 | Mitigation | 0.95 | 45 | 0 | esc | 0.00097009 | 1.0121e-11 | 0.00097009 | 1.0121e-11
[120 empty] | 7.3.3.17.5 (Remote Grid) Updates to grid topology to minimize risk of ignition in HFTDs Remote GridWLDFRWire-to-wire contactAggregated | WLDFR | HFTD - Distribution - Tier 2 - 5QU CoRE ¦ 4QU LoRE | Non-Red Flag Warning - Destructive Fires | Wire-to-wire contact | Aggregated | 2035 | 1.0433e-08 | 347.2658 | 3.6231e-06 | 2035 | Mitigation | 0.95 | 45 | 0 | esc | 0.00097009 | 1.0121e-11 | 0.00097009 | 1.0121e-11
[120 empty] | 7.3.3.17.5 (Remote Grid) Updates to grid topology to minimize risk of ignition in HFTDs Remote GridWLDFRWire-to-wire contactAggregated | WLDFR | HFTD - Distribution - Tier 2 - 5QU CoRE ¦ 4QU LoRE | Non-Red Flag Warning - Destructive Fires | Wire-to-wire contact | Aggregated | 2036 | 1.0433e-08 | 347.2658 | 3.6231e-06 | 2036 | Mitigation | 0.95 | 45 | 0 | esc | 0.00097009 | 1.0121e-11 | 0.00097009 | 1.0121e-11
[120 empty] | 7.3.3.17.5 (Remote Grid) Updates to grid topology to minimize risk of ignition in HFTDs Remote GridWLDFRWire-to-wire contactAggregated | WLDFR | HFTD - Distribution - Tier 2 - 5QU CoRE ¦ 4QU LoRE | Non-Red Flag Warning - Destructive Fires | Wire-to-wire contact | Aggregated | 2037 | 1.0433e-08 | 347.2658 | 3.6231e-06 | 2037 | Mitigation | 0.95 | 45 | 0 | esc | 0.00097009 | 1.0121e-11 | 0.00097009 | 1.0121e-11
[120 empty] | 7.3.3.17.5 (Remote Grid) Updates to grid topology to minimize risk of ignition in HFTDs Remote GridWLDFRWire-to-wire contactAggregated | WLDFR | HFTD - Distribution - Tier 2 - 5QU CoRE ¦ 4QU LoRE | Non-Red Flag Warning - Destructive Fires | Wire-to-wire contact | Aggregated | 2038 | 1.0433e-08 | 347.2658 | 3.6231e-06 | 2038 | Mitigation | 0.95 | 45 | 0 | esc | 0.00097009 | 1.0121e-11 | 0.00097009 | 1.0121e-11
[120 empty] | 7.3.3.17.5 (Remote Grid) Updates to grid topology to minimize risk of ignition in HFTDs Remote GridWLDFRWire-to-wire contactAggregated | WLDFR | HFTD - Distribution - Tier 2 - 5QU CoRE ¦ 4QU LoRE | Non-Red Flag Warning - Destructive Fires | Wire-to-wire contact | Aggregated | 2039 | 1.0433e-08 | 347.2658 | 3.6231e-06 | 2039 | Mitigation | 0.95 | 45 | 0 | esc | 0.00097009 | 1.0121e-11 | 0.00097009 | 1.0121e-11
[120 empty] | 7.3.3.17.5 (Remote Grid) Updates to grid topology to minimize risk of ignition in HFTDs Remote GridWLDFRWire-to-wire contactAggregated | WLDFR | HFTD - Distribution - Tier 2 - 5QU CoRE ¦ 4QU LoRE | Non-Red Flag Warning - Destructive Fires | Wire-to-wire contact | Aggregated | 2040 | 1.0433e-08 | 347.2658 | 3.6231e-06 | 2040 | Mitigation | 0.95 | 45 | 0 | esc | 0.00097009 | 1.0121e-11 | 0.00097009 | 1.0121e-11
[120 empty] | 7.3.3.17.5 (Remote Grid) Updates to grid topology to minimize risk of ignition in HFTDs Remote GridWLDFRWire-to-wire contactAggregated | WLDFR | HFTD - Distribution - Tier 2 - 5QU CoRE ¦ 4QU LoRE | Non-Red Flag Warning - Destructive Fires | Wire-to-wire contact | Aggregated | 2041 | 1.0433e-08 | 347.2658 | 3.6231e-06 | 2041 | Mitigation | 0.95 | 45 | 0 | esc | 0.00097009 | 1.0121e-11 | 0.00097009 | 1.0121e-11
[120 empty] | 7.3.3.17.5 (Remote Grid) Updates to grid topology to minimize risk of ignition in HFTDs Remote GridWLDFRWire-to-wire contactAggregated | WLDFR | HFTD - Distribution - Tier 2 - 5QU CoRE ¦ 4QU LoRE | Non-Red Flag Warning - Destructive Fires | Wire-to-wire contact | Aggregated | 2042 | 1.0433e-08 | 347.2658 | 3.6231e-06 | 2042 | Mitigation | 0.95 | 45 | 0 | esc | 0.00097009 | 1.0121e-11 | 0.00097009 | 1.0121e-11
[120 empty] | 7.3.3.17.5 (Remote Grid) Updates to grid topology to minimize risk of ignition in HFTDs Remote GridWLDFRWire-to-wire contactAggregated | WLDFR | HFTD - Distribution - Tier 2 - 5QU CoRE ¦ 4QU LoRE | Non-Red Flag Warning - Destructive Fires | Wire-to-wire contact | Aggregated | 2043 | 1.0433e-08 | 347.2658 | 3.6231e-06 | 2043 | Mitigation | 0.95 | 45 | 0 | esc | 0.00097009 | 1.0121e-11 | 0.00097009 | 1.0121e-11
[120 empty] | 7.3.3.17.5 (Remote Grid) Updates to grid topology to minimize risk of ignition in HFTDs Remote GridWLDFRWire-to-wire contactAggregated | WLDFR | HFTD - Distribution - Tier 2 - 5QU CoRE ¦ 4QU LoRE | Non-Red Flag Warning - Destructive Fires | Wire-to-wire contact | Aggregated | 2044 | 1.0433e-08 | 347.2658 | 3.6231e-06 | 2044 | Mitigation | 0.95 | 45 | 0 | esc | 0.00097009 | 1.0121e-11 | 0.00097009 | 1.0121e-11
[120 empty] | 7.3.3.17.5 (Remote Grid) Updates to grid topology to minimize risk of ignition in HFTDs Remote GridWLDFRWire-to-wire contactAggregated | WLDFR | HFTD - Distribution - Tier 2 - 5QU CoRE ¦ 4QU LoRE | Non-Red Flag Warning - Destructive Fires | Wire-to-wire contact | Aggregated | 2045 | 1.0433e-08 | 347.2658 | 3.6231e-06 | 2045 | Mitigation | 0.95 | 45 | 0 | esc | 0.00097009 | 1.0121e-11 | 0.00097009 | 1.0121e-11
[120 empty] | 7.3.3.17.5 (Remote Grid) Updates to grid topology to minimize risk of ignition in HFTDs Remote GridWLDFRWire-to-wire contactAggregated | WLDFR | HFTD - Distribution - Tier 2 - 5QU CoRE ¦ 4QU LoRE | Non-Red Flag Warning - Destructive Fires | Wire-to-wire contact | Aggregated | 2046 | 1.0433e-08 | 347.2658 | 3.6231e-06 | 2046 | Mitigation | 0.95 | 45 | 0 | esc | 0.00097009 | 1.0121e-11 | 0.00097009 | 1.0121e-11
[120 empty] | 7.3.3.17.5 (Remote Grid) Updates to grid topology to minimize risk of ignition in HFTDs Remote GridWLDFRWire-to-wire contactAggregated | WLDFR | HFTD - Distribution - Tier 2 - 5QU CoRE ¦ 4QU LoRE | Non-Red Flag Warning - Destructive Fires | Wire-to-wire contact | Aggregated | 2047 | 1.0433e-08 | 347.2658 | 3.6231e-06 | 2047 | Mitigation | 0.95 | 45 | 0 | esc | 0.00097009 | 1.0121e-11 | 0.00097009 | 1.0121e-11
[120 empty] | 7.3.3.17.5 (Remote Grid) Updates to grid topology to minimize risk of ignition in HFTDs Remote GridWLDFRWire-to-wire contactAggregated | WLDFR | HFTD - Distribution - Tier 2 - 5QU CoRE ¦ 4QU LoRE | Non-Red Flag Warning - Destructive Fires | Wire-to-wire contact | Aggregated | 2048 | 1.0433e-08 | 347.2658 | 3.6231e-06 | 2048 | Mitigation | 0.95 | 45 | 0 | esc | 0.00097009 | 1.0121e-11 | 0.00097009 | 1.0121e-11
[120 empty] | 7.3.3.17.5 (Remote Grid) Updates to grid topology to minimize risk of ignition in HFTDs Remote GridWLDFRWire-to-wire contactAggregated | WLDFR | HFTD - Distribution - Tier 2 - 5QU CoRE ¦ 4QU LoRE | Non-Red Flag Warning - Destructive Fires | Wire-to-wire contact | Aggregated | 2049 | 1.0433e-08 | 347.2658 | 3.6231e-06 | 2049 | Mitigation | 0.95 | 45 | 0 | esc | 0.00097009 | 1.0121e-11 | 0.00097009 | 1.0121e-11
[120 empty] | 7.3.3.17.5 (Remote Grid) Updates to grid topology to minimize risk of ignition in HFTDs Remote GridWLDFRWire-to-wire contactAggregated | WLDFR | HFTD - Distribution - Tier 2 - 5QU CoRE ¦ 4QU LoRE | Non-Red Flag Warning - Destructive Fires | Wire-to-wire contact | Aggregated | 2050 | 1.0433e-08 | 347.2658 | 3.6231e-06 | 2050 | Mitigation | 0.95 | 45 | 0 | esc | 0.00097009 | 1.0121e-11 | 0.00097009 | 1.0121e-11
[120 empty] | 7.3.3.17.5 (Remote Grid) Updates to grid topology to minimize risk of ignition in HFTDs Remote GridWLDFRWire-to-wire contactAggregated | WLDFR | HFTD - Distribution - Tier 2 - 5QU CoRE ¦ 4QU LoRE | Non-Red Flag Warning - Destructive Fires | Wire-to-wire contact | Aggregated | 2051 | 1.0433e-08 | 347.2658 | 3.6231e-06 | 2051 | Mitigation | 0.95 | 45 | 0 | esc | 0.00097009 | 1.0121e-11 | 0.00097009 | 1.0121e-11
[120 empty] | 7.3.3.17.5 (Remote Grid) Updates to grid topology to minimize risk of ignition in HFTDs Remote GridWLDFRWire-to-wire contactAggregated | WLDFR | HFTD - Distribution - Tier 2 - 5QU CoRE ¦ 4QU LoRE | Non-Red Flag Warning - Destructive Fires | Wire-to-wire contact | Aggregated | 2052 | 1.0433e-08 | 347.2658 | 3.6231e-06 | 2052 | Mitigation | 0.95 | 45 | 0 | esc | 0.00097009 | 1.0121e-11 | 0.00097009 | 1.0121e-11
[120 empty] | 7.3.3.17.5 (Remote Grid) Updates to grid topology to minimize risk of ignition in HFTDs Remote GridWLDFRWire-to-wire contactAggregated | WLDFR | HFTD - Distribution - Tier 2 - 5QU CoRE ¦ 4QU LoRE | Non-Red Flag Warning - Destructive Fires | Wire-to-wire contact | Aggregated | 2053 | 1.0433e-08 | 347.2658 | 3.6231e-06 | 2053 | Mitigation | 0.95 | 45 | 0 | esc | 0.00097009 | 1.0121e-11 | 0.00097009 | 1.0121e-11
[120 empty] | 7.3.3.17.5 (Remote Grid) Updates to grid topology to minimize risk of ignition in HFTDs Remote GridWLDFRWire-to-wire contactAggregated | WLDFR | HFTD - Distribution - Tier 2 - 5QU CoRE ¦ 4QU LoRE | Non-Red Flag Warning - Destructive Fires | Wire-to-wire contact | Aggregated | 2054 | 1.0433e-08 | 347.2658 | 3.6231e-06 | 2054 | Mitigation | 0.95 | 45 | 0 | esc | 0.00097009 | 1.0121e-11 | 0.00097009 | 1.0121e-11
[120 empty] | 7.3.3.17.5 (Remote Grid) Updates to grid topology to minimize risk of ignition in HFTDs Remote GridWLDFRWire-to-wire contactAggregated | WLDFR | HFTD - Distribution - Tier 2 - 5QU CoRE ¦ 4QU LoRE | Non-Red Flag Warning - Destructive Fires | Wire-to-wire contact | Aggregated | 2055 | 1.0433e-08 | 347.2658 | 3.6231e-06 | 2055 | Mitigation | 0.95 | 45 | 0 | esc | 0.00097009 | 1.0121e-11 | 0.00097009 | 1.0121e-11
[120 empty] | 7.3.3.17.5 (Remote Grid) Updates to grid topology to minimize risk of ignition in HFTDs Remote GridWLDFRWire-to-wire contactAggregated | WLDFR | HFTD - Distribution - Tier 2 - 5QU CoRE ¦ 4QU LoRE | Non-Red Flag Warning - Destructive Fires | Wire-to-wire contact | Aggregated | 2056 | 1.0433e-08 | 347.2658 | 3.6231e-06 | 2056 | Mitigation | 0.95 | 45 | 0 | esc | 0.00097009 | 1.0121e-11 | 0.00097009 | 1.0121e-11
[120 empty] | 7.3.3.17.5 (Remote Grid) Updates to grid topology to minimize risk of ignition in HFTDs Remote GridWLDFRWire-to-wire contactAggregated | WLDFR | HFTD - Distribution - Tier 2 - 5QU CoRE ¦ 4QU LoRE | Non-Red Flag Warning - Destructive Fires | Wire-to-wire contact | Aggregated | 2057 | 1.0433e-08 | 347.2658 | 3.6231e-06 | 2057 | Mitigation | 0.95 | 45 | 0 | esc | 0.00097009 | 1.0121e-11 | 0.00097009 | 1.0121e-11
[120 empty] | 7.3.3.17.5 (Remote Grid) Updates to grid topology to minimize risk of ignition in HFTDs Remote GridWLDFRWire-to-wire contactAggregated | WLDFR | HFTD - Distribution - Tier 2 - 5QU CoRE ¦ 4QU LoRE | Non-Red Flag Warning - Destructive Fires | Wire-to-wire contact | Aggregated | 2058 | 1.0433e-08 | 347.2658 | 3.6231e-06 | 2058 | Mitigation | 0.95 | 45 | 0 | esc | 0.00097009 | 1.0121e-11 | 0.00097009 | 1.0121e-11
[120 empty] | 7.3.3.17.5 (Remote Grid) Updates to grid topology to minimize risk of ignition in HFTDs Remote GridWLDFRWire-to-wire contactAggregated | WLDFR | HFTD - Distribution - Tier 2 - 5QU CoRE ¦ 4QU LoRE | Non-Red Flag Warning - Destructive Fires | Wire-to-wire contact | Aggregated | 2059 | 1.0433e-08 | 347.2658 | 3.6231e-06 | 2059 | Mitigation | 0.95 | 45 | 0 | esc | 0.00097009 | 1.0121e-11 | 0.00097009 | 1.0121e-11
[120 empty] | 7.3.3.17.5 (Remote Grid) Updates to grid topology to minimize risk of ignition in HFTDs Remote GridWLDFRWire-to-wire contactAggregated | WLDFR | HFTD - Distribution - Tier 2 - 5QU CoRE ¦ 4QU LoRE | Non-Red Flag Warning - Destructive Fires | Wire-to-wire contact | Aggregated | 2060 | 1.0433e-08 | 347.2658 | 3.6231e-06 | 2060 | Mitigation | 0.95 | 45 | 0 | esc | 0.00097009 | 1.0121e-11 | 0.00097009 | 1.0121e-11
[120 empty] | 7.3.3.17.5 (Remote Grid) Updates to grid topology to minimize risk of ignition in HFTDs Remote GridWLDFRWire-to-wire contactAggregated | WLDFR | HFTD - Distribution - Tier 2 - 5QU CoRE ¦ 4QU LoRE | Non-Red Flag Warning - Destructive Fires | Wire-to-wire contact | Aggregated | 2061 | 1.0433e-08 | 347.2658 | 3.6231e-06 | 2061 | Mitigation | 0.95 | 45 | 0 | esc | 0.00097009 | 1.0121e-11 | 0.00097009 | 1.0121e-11
[120 empty] | 7.3.3.17.5 (Remote Grid) Updates to grid topology to minimize risk of ignition in HFTDs Remote GridWLDFRWire-to-wire contactAggregated | WLDFR | HFTD - Distribution - Tier 2 - 5QU CoRE ¦ 4QU LoRE | Non-Red Flag Warning - Destructive Fires | Wire-to-wire contact | Aggregated | 2062 | 1.0433e-08 | 347.2658 | 3.6231e-06 | 2062 | Mitigation | 0.95 | 45 | 0 | esc | 0.00097009 | 1.0121e-11 | 0.00097009 | 1.0121e-11
[120 empty] | 7.3.3.17.5 (Remote Grid) Updates to grid topology to minimize risk of ignition in HFTDs Remote GridWLDFRWire-to-wire contactAggregated | WLDFR | HFTD - Distribution - Tier 2 - 5QU CoRE ¦ 4QU LoRE | Non-Red Flag Warning - Destructive Fires | Wire-to-wire contact | Aggregated | 2063 | 1.0433e-08 | 347.2658 | 3.6231e-06 | 2063 | Mitigation | 0.95 | 45 | 0 | esc | 0.00097009 | 1.0121e-11 | 0.00097009 | 1.0121e-11
[120 empty] | 7.3.3.17.5 (Remote Grid) Updates to grid topology to minimize risk of ignition in HFTDs Remote GridWLDFRWire-to-wire contactAggregated | WLDFR | HFTD - Distribution - Tier 2 - 5QU CoRE ¦ 4QU LoRE | Non-Red Flag Warning - Destructive Fires | Wire-to-wire contact | Aggregated | 2064 | 1.0433e-08 | 347.2658 | 3.6231e-06 | 2064 | Mitigation | 0.95 | 45 | 0 | esc | 0.00097009 | 1.0121e-11 | 0.00097009 | 1.0121e-11
[120 empty] | 7.3.3.17.5 (Remote Grid) Updates to grid topology to minimize risk of ignition in HFTDs Remote GridWLDFRWire-to-wire contactAggregated | WLDFR | HFTD - Distribution - Tier 2 - 5QU CoRE ¦ 4QU LoRE | Non-Red Flag Warning - Destructive Fires | Wire-to-wire contact | Aggregated | 2065 | 1.0433e-08 | 347.2658 | 3.6231e-06 | 2065 | Mitigation | 0.95 | 45 | 0 | esc | 0.00097009 | 1.0121e-11 | 0.00097009 | 1.0121e-11
[120 empty] | 7.3.3.17.5 (Remote Grid) Updates to grid topology to minimize risk of ignition in HFTDs Remote GridWLDFRWire-to-wire contactAggregated | WLDFR | HFTD - Distribution - Tier 2 - 5QU CoRE ¦ 4QU LoRE | Non-Red Flag Warning - Destructive Fires | Wire-to-wire contact | Aggregated | 2066 | 1.0433e-08 | 347.2658 | 3.6231e-06 | 2066 | Mitigation | 0.95 | 45 | 0 | esc | 0.00097009 | 1.0121e-11 | 0.00097009 | 1.0121e-11
[120 empty] | 7.3.3.17.5 (Remote Grid) Updates to grid topology to minimize risk of ignition in HFTDs Remote GridWLDFRWire-to-wire contactAggregated | WLDFR | HFTD - Distribution - Tier 2 - 5QU CoRE ¦ 4QU LoRE | Non-Red Flag Warning - Destructive Fires | Wire-to-wire contact | Aggregated | 2067 | 1.0433e-08 | 347.2658 | 3.6231e-06 | 2067 | Mitigation | 0.95 | 45 | 0 | esc | 0 | 0 | 0.00097009 | 1.0121e-11
[120 empty] | 7.3.3.17.5 (Remote Grid) Updates to grid topology to minimize risk of ignition in HFTDs Remote GridWLDFRContact from objectAggregated | WLDFR | HFTD - Distribution - Tier 2 - 5QU CoRE ¦ 4QU LoRE | Non-Red Flag Warning - Large Fires | Contact from object | Aggregated | 2022 | 2.7812e-06 | 347.2658 | 0.00096582 | 2022 | Mitigation | 0.95 | 45 | 0 | esc | 0.00097009 | 2.698e-09 | 0 | 0
[120 empty] | 7.3.3.17.5 (Remote Grid) Updates to grid topology to minimize risk of ignition in HFTDs Remote GridWLDFRContact from objectAggregated | WLDFR | HFTD - Distribution - Tier 2 - 5QU CoRE ¦ 4QU LoRE | Non-Red Flag Warning - Large Fires | Contact from object | Aggregated | 2023 | 2.7812e-06 | 347.2658 | 0.00096582 | 2023 | Mitigation | 0.95 | 45 | 0 | esc | 0.00097009 | 2.698e-09 | 0.00097009 | 2.698e-09
[120 empty] | 7.3.3.17.5 (Remote Grid) Updates to grid topology to minimize risk of ignition in HFTDs Remote GridWLDFRContact from objectAggregated | WLDFR | HFTD - Distribution - Tier 2 - 5QU CoRE ¦ 4QU LoRE | Non-Red Flag Warning - Large Fires | Contact from object | Aggregated | 2024 | 2.7812e-06 | 347.2658 | 0.00096582 | 2024 | Mitigation | 0.95 | 45 | 0 | esc | 0.00097009 | 2.698e-09 | 0.00097009 | 2.698e-09
[120 empty] | 7.3.3.17.5 (Remote Grid) Updates to grid topology to minimize risk of ignition in HFTDs Remote GridWLDFRContact from objectAggregated | WLDFR | HFTD - Distribution - Tier 2 - 5QU CoRE ¦ 4QU LoRE | Non-Red Flag Warning - Large Fires | Contact from object | Aggregated | 2025 | 2.7812e-06 | 347.2658 | 0.00096582 | 2025 | Mitigation | 0.95 | 45 | 0 | esc | 0.00097009 | 2.698e-09 | 0.00097009 | 2.698e-09
[120 empty] | 7.3.3.17.5 (Remote Grid) Updates to grid topology to minimize risk of ignition in HFTDs Remote GridWLDFRContact from objectAggregated | WLDFR | HFTD - Distribution - Tier 2 - 5QU CoRE ¦ 4QU LoRE | Non-Red Flag Warning - Large Fires | Contact from object | Aggregated | 2026 | 2.7812e-06 | 347.2658 | 0.00096582 | 2026 | Mitigation | 0.95 | 45 | 0 | esc | 0.00097009 | 2.698e-09 | 0.00097009 | 2.698e-09
[120 empty] | 7.3.3.17.5 (Remote Grid) Updates to grid topology to minimize risk of ignition in HFTDs Remote GridWLDFRContact from objectAggregated | WLDFR | HFTD - Distribution - Tier 2 - 5QU CoRE ¦ 4QU LoRE | Non-Red Flag Warning - Large Fires | Contact from object | Aggregated | 2027 | 2.7812e-06 | 347.2658 | 0.00096582 | 2027 | Mitigation | 0.95 | 45 | 0 | esc | 0.00097009 | 2.698e-09 | 0.00097009 | 2.698e-09
[120 empty] | 7.3.3.17.5 (Remote Grid) Updates to grid topology to minimize risk of ignition in HFTDs Remote GridWLDFRContact from objectAggregated | WLDFR | HFTD - Distribution - Tier 2 - 5QU CoRE ¦ 4QU LoRE | Non-Red Flag Warning - Large Fires | Contact from object | Aggregated | 2028 | 2.7812e-06 | 347.2658 | 0.00096582 | 2028 | Mitigation | 0.95 | 45 | 0 | esc | 0.00097009 | 2.698e-09 | 0.00097009 | 2.698e-09
[120 empty] | 7.3.3.17.5 (Remote Grid) Updates to grid topology to minimize risk of ignition in HFTDs Remote GridWLDFRContact from objectAggregated | WLDFR | HFTD - Distribution - Tier 2 - 5QU CoRE ¦ 4QU LoRE | Non-Red Flag Warning - Large Fires | Contact from object | Aggregated | 2029 | 2.7812e-06 | 347.2658 | 0.00096582 | 2029 | Mitigation | 0.95 | 45 | 0 | esc | 0.00097009 | 2.698e-09 | 0.00097009 | 2.698e-09
[120 empty] | 7.3.3.17.5 (Remote Grid) Updates to grid topology to minimize risk of ignition in HFTDs Remote GridWLDFRContact from objectAggregated | WLDFR | HFTD - Distribution - Tier 2 - 5QU CoRE ¦ 4QU LoRE | Non-Red Flag Warning - Large Fires | Contact from object | Aggregated | 2030 | 2.7812e-06 | 347.2658 | 0.00096582 | 2030 | Mitigation | 0.95 | 45 | 0 | esc | 0.00097009 | 2.698e-09 | 0.00097009 | 2.698e-09
[120 empty] | 7.3.3.17.5 (Remote Grid) Updates to grid topology to minimize risk of ignition in HFTDs Remote GridWLDFRContact from objectAggregated | WLDFR | HFTD - Distribution - Tier 2 - 5QU CoRE ¦ 4QU LoRE | Non-Red Flag Warning - Large Fires | Contact from object | Aggregated | 2031 | 2.7812e-06 | 347.2658 | 0.00096582 | 2031 | Mitigation | 0.95 | 45 | 0 | esc | 0.00097009 | 2.698e-09 | 0.00097009 | 2.698e-09
[120 empty] | 7.3.3.17.5 (Remote Grid) Updates to grid topology to minimize risk of ignition in HFTDs Remote GridWLDFRContact from objectAggregated | WLDFR | HFTD - Distribution - Tier 2 - 5QU CoRE ¦ 4QU LoRE | Non-Red Flag Warning - Large Fires | Contact from object | Aggregated | 2032 | 2.7812e-06 | 347.2658 | 0.00096582 | 2032 | Mitigation | 0.95 | 45 | 0 | esc | 0.00097009 | 2.698e-09 | 0.00097009 | 2.698e-09
[120 empty] | 7.3.3.17.5 (Remote Grid) Updates to grid topology to minimize risk of ignition in HFTDs Remote GridWLDFRContact from objectAggregated | WLDFR | HFTD - Distribution - Tier 2 - 5QU CoRE ¦ 4QU LoRE | Non-Red Flag Warning - Large Fires | Contact from object | Aggregated | 2033 | 2.7812e-06 | 347.2658 | 0.00096582 | 2033 | Mitigation | 0.95 | 45 | 0 | esc | 0.00097009 | 2.698e-09 | 0.00097009 | 2.698e-09
[120 empty] | 7.3.3.17.5 (Remote Grid) Updates to grid topology to minimize risk of ignition in HFTDs Remote GridWLDFRContact from objectAggregated | WLDFR | HFTD - Distribution - Tier 2 - 5QU CoRE ¦ 4QU LoRE | Non-Red Flag Warning - Large Fires | Contact from object | Aggregated | 2034 | 2.7812e-06 | 347.2658 | 0.00096582 | 2034 | Mitigation | 0.95 | 45 | 0 | esc | 0.00097009 | 2.698e-09 | 0.00097009 | 2.698e-09
[120 empty] | 7.3.3.17.5 (Remote Grid) Updates to grid topology to minimize risk of ignition in HFTDs Remote GridWLDFRContact from objectAggregated | WLDFR | HFTD - Distribution - Tier 2 - 5QU CoRE ¦ 4QU LoRE | Non-Red Flag Warning - Large Fires | Contact from object | Aggregated | 2035 | 2.7812e-06 | 347.2658 | 0.00096582 | 2035 | Mitigation | 0.95 | 45 | 0 | esc | 0.00097009 | 2.698e-09 | 0.00097009 | 2.698e-09
[120 empty] | 7.3.3.17.5 (Remote Grid) Updates to grid topology to minimize risk of ignition in HFTDs Remote GridWLDFRContact from objectAggregated | WLDFR | HFTD - Distribution - Tier 2 - 5QU CoRE ¦ 4QU LoRE | Non-Red Flag Warning - Large Fires | Contact from object | Aggregated | 2036 | 2.7812e-06 | 347.2658 | 0.00096582 | 2036 | Mitigation | 0.95 | 45 | 0 | esc | 0.00097009 | 2.698e-09 | 0.00097009 | 2.698e-09
[120 empty] | 7.3.3.17.5 (Remote Grid) Updates to grid topology to minimize risk of ignition in HFTDs Remote GridWLDFRContact from objectAggregated | WLDFR | HFTD - Distribution - Tier 2 - 5QU CoRE ¦ 4QU LoRE | Non-Red Flag Warning - Large Fires | Contact from object | Aggregated | 2037 | 2.7812e-06 | 347.2658 | 0.00096582 | 2037 | Mitigation | 0.95 | 45 | 0 | esc | 0.00097009 | 2.698e-09 | 0.00097009 | 2.698e-09
[120 empty] | 7.3.3.17.5 (Remote Grid) Updates to grid topology to minimize risk of ignition in HFTDs Remote GridWLDFRContact from objectAggregated | WLDFR | HFTD - Distribution - Tier 2 - 5QU CoRE ¦ 4QU LoRE | Non-Red Flag Warning - Large Fires | Contact from object | Aggregated | 2038 | 2.7812e-06 | 347.2658 | 0.00096582 | 2038 | Mitigation | 0.95 | 45 | 0 | esc | 0.00097009 | 2.698e-09 | 0.00097009 | 2.698e-09
[120 empty] | 7.3.3.17.5 (Remote Grid) Updates to grid topology to minimize risk of ignition in HFTDs Remote GridWLDFRContact from objectAggregated | WLDFR | HFTD - Distribution - Tier 2 - 5QU CoRE ¦ 4QU LoRE | Non-Red Flag Warning - Large Fires | Contact from object | Aggregated | 2039 | 2.7812e-06 | 347.2658 | 0.00096582 | 2039 | Mitigation | 0.95 | 45 | 0 | esc | 0.00097009 | 2.698e-09 | 0.00097009 | 2.698e-09
[120 empty] | 7.3.3.17.5 (Remote Grid) Updates to grid topology to minimize risk of ignition in HFTDs Remote GridWLDFRContact from objectAggregated | WLDFR | HFTD - Distribution - Tier 2 - 5QU CoRE ¦ 4QU LoRE | Non-Red Flag Warning - Large Fires | Contact from object | Aggregated | 2040 | 2.7812e-06 | 347.2658 | 0.00096582 | 2040 | Mitigation | 0.95 | 45 | 0 | esc | 0.00097009 | 2.698e-09 | 0.00097009 | 2.698e-09
[120 empty] | 7.3.3.17.5 (Remote Grid) Updates to grid topology to minimize risk of ignition in HFTDs Remote GridWLDFRContact from objectAggregated | WLDFR | HFTD - Distribution - Tier 2 - 5QU CoRE ¦ 4QU LoRE | Non-Red Flag Warning - Large Fires | Contact from object | Aggregated | 2041 | 2.7812e-06 | 347.2658 | 0.00096582 | 2041 | Mitigation | 0.95 | 45 | 0 | esc | 0.00097009 | 2.698e-09 | 0.00097009 | 2.698e-09
[120 empty] | 7.3.3.17.5 (Remote Grid) Updates to grid topology to minimize risk of ignition in HFTDs Remote GridWLDFRContact from objectAggregated | WLDFR | HFTD - Distribution - Tier 2 - 5QU CoRE ¦ 4QU LoRE | Non-Red Flag Warning - Large Fires | Contact from object | Aggregated | 2042 | 2.7812e-06 | 347.2658 | 0.00096582 | 2042 | Mitigation | 0.95 | 45 | 0 | esc | 0.00097009 | 2.698e-09 | 0.00097009 | 2.698e-09
[120 empty] | 7.3.3.17.5 (Remote Grid) Updates to grid topology to minimize risk of ignition in HFTDs Remote GridWLDFRContact from objectAggregated | WLDFR | HFTD - Distribution - Tier 2 - 5QU CoRE ¦ 4QU LoRE | Non-Red Flag Warning - Large Fires | Contact from object | Aggregated | 2043 | 2.7812e-06 | 347.2658 | 0.00096582 | 2043 | Mitigation | 0.95 | 45 | 0 | esc | 0.00097009 | 2.698e-09 | 0.00097009 | 2.698e-09
[120 empty] | 7.3.3.17.5 (Remote Grid) Updates to grid topology to minimize risk of ignition in HFTDs Remote GridWLDFRContact from objectAggregated | WLDFR | HFTD - Distribution - Tier 2 - 5QU CoRE ¦ 4QU LoRE | Non-Red Flag Warning - Large Fires | Contact from object | Aggregated | 2044 | 2.7812e-06 | 347.2658 | 0.00096582 | 2044 | Mitigation | 0.95 | 45 | 0 | esc | 0.00097009 | 2.698e-09 | 0.00097009 | 2.698e-09
[120 empty] | 7.3.3.17.5 (Remote Grid) Updates to grid topology to minimize risk of ignition in HFTDs Remote GridWLDFRContact from objectAggregated | WLDFR | HFTD - Distribution - Tier 2 - 5QU CoRE ¦ 4QU LoRE | Non-Red Flag Warning - Large Fires | Contact from object | Aggregated | 2045 | 2.7812e-06 | 347.2658 | 0.00096582 | 2045 | Mitigation | 0.95 | 45 | 0 | esc | 0.00097009 | 2.698e-09 | 0.00097009 | 2.698e-09
[120 empty] | 7.3.3.17.5 (Remote Grid) Updates to grid topology to minimize risk of ignition in HFTDs Remote GridWLDFRContact from objectAggregated | WLDFR | HFTD - Distribution - Tier 2 - 5QU CoRE ¦ 4QU LoRE | Non-Red Flag Warning - Large Fires | Contact from object | Aggregated | 2046 | 2.7812e-06 | 347.2658 | 0.00096582 | 2046 | Mitigation | 0.95 | 45 | 0 | esc | 0.00097009 | 2.698e-09 | 0.00097009 | 2.698e-09
[120 empty] | 7.3.3.17.5 (Remote Grid) Updates to grid topology to minimize risk of ignition in HFTDs Remote GridWLDFRContact from objectAggregated | WLDFR | HFTD - Distribution - Tier 2 - 5QU CoRE ¦ 4QU LoRE | Non-Red Flag Warning - Large Fires | Contact from object | Aggregated | 2047 | 2.7812e-06 | 347.2658 | 0.00096582 | 2047 | Mitigation | 0.95 | 45 | 0 | esc | 0.00097009 | 2.698e-09 | 0.00097009 | 2.698e-09
[120 empty] | 7.3.3.17.5 (Remote Grid) Updates to grid topology to minimize risk of ignition in HFTDs Remote GridWLDFRContact from objectAggregated | WLDFR | HFTD - Distribution - Tier 2 - 5QU CoRE ¦ 4QU LoRE | Non-Red Flag Warning - Large Fires | Contact from object | Aggregated | 2048 | 2.7812e-06 | 347.2658 | 0.00096582 | 2048 | Mitigation | 0.95 | 45 | 0 | esc | 0.00097009 | 2.698e-09 | 0.00097009 | 2.698e-09
[120 empty] | 7.3.3.17.5 (Remote Grid) Updates to grid topology to minimize risk of ignition in HFTDs Remote GridWLDFRContact from objectAggregated | WLDFR | HFTD - Distribution - Tier 2 - 5QU CoRE ¦ 4QU LoRE | Non-Red Flag Warning - Large Fires | Contact from object | Aggregated | 2049 | 2.7812e-06 | 347.2658 | 0.00096582 | 2049 | Mitigation | 0.95 | 45 | 0 | esc | 0.00097009 | 2.698e-09 | 0.00097009 | 2.698e-09
[120 empty] | 7.3.3.17.5 (Remote Grid) Updates to grid topology to minimize risk of ignition in HFTDs Remote GridWLDFRContact from objectAggregated | WLDFR | HFTD - Distribution - Tier 2 - 5QU CoRE ¦ 4QU LoRE | Non-Red Flag Warning - Large Fires | Contact from object | Aggregated | 2050 | 2.7812e-06 | 347.2658 | 0.00096582 | 2050 | Mitigation | 0.95 | 45 | 0 | esc | 0.00097009 | 2.698e-09 | 0.00097009 | 2.698e-09
[120 empty] | 7.3.3.17.5 (Remote Grid) Updates to grid topology to minimize risk of ignition in HFTDs Remote GridWLDFRContact from objectAggregated | WLDFR | HFTD - Distribution - Tier 2 - 5QU CoRE ¦ 4QU LoRE | Non-Red Flag Warning - Large Fires | Contact from object | Aggregated | 2051 | 2.7812e-06 | 347.2658 | 0.00096582 | 2051 | Mitigation | 0.95 | 45 | 0 | esc | 0.00097009 | 2.698e-09 | 0.00097009 | 2.698e-09
[120 empty] | 7.3.3.17.5 (Remote Grid) Updates to grid topology to minimize risk of ignition in HFTDs Remote GridWLDFRContact from objectAggregated | WLDFR | HFTD - Distribution - Tier 2 - 5QU CoRE ¦ 4QU LoRE | Non-Red Flag Warning - Large Fires | Contact from object | Aggregated | 2052 | 2.7812e-06 | 347.2658 | 0.00096582 | 2052 | Mitigation | 0.95 | 45 | 0 | esc | 0.00097009 | 2.698e-09 | 0.00097009 | 2.698e-09
[120 empty] | 7.3.3.17.5 (Remote Grid) Updates to grid topology to minimize risk of ignition in HFTDs Remote GridWLDFRContact from objectAggregated | WLDFR | HFTD - Distribution - Tier 2 - 5QU CoRE ¦ 4QU LoRE | Non-Red Flag Warning - Large Fires | Contact from object | Aggregated | 2053 | 2.7812e-06 | 347.2658 | 0.00096582 | 2053 | Mitigation | 0.95 | 45 | 0 | esc | 0.00097009 | 2.698e-09 | 0.00097009 | 2.698e-09
[120 empty] | 7.3.3.17.5 (Remote Grid) Updates to grid topology to minimize risk of ignition in HFTDs Remote GridWLDFRContact from objectAggregated | WLDFR | HFTD - Distribution - Tier 2 - 5QU CoRE ¦ 4QU LoRE | Non-Red Flag Warning - Large Fires | Contact from object | Aggregated | 2054 | 2.7812e-06 | 347.2658 | 0.00096582 | 2054 | Mitigation | 0.95 | 45 | 0 | esc | 0.00097009 | 2.698e-09 | 0.00097009 | 2.698e-09
[120 empty] | 7.3.3.17.5 (Remote Grid) Updates to grid topology to minimize risk of ignition in HFTDs Remote GridWLDFRContact from objectAggregated | WLDFR | HFTD - Distribution - Tier 2 - 5QU CoRE ¦ 4QU LoRE | Non-Red Flag Warning - Large Fires | Contact from object | Aggregated | 2055 | 2.7812e-06 | 347.2658 | 0.00096582 | 2055 | Mitigation | 0.95 | 45 | 0 | esc | 0.00097009 | 2.698e-09 | 0.00097009 | 2.698e-09
[120 empty] | 7.3.3.17.5 (Remote Grid) Updates to grid topology to minimize risk of ignition in HFTDs Remote GridWLDFRContact from objectAggregated | WLDFR | HFTD - Distribution - Tier 2 - 5QU CoRE ¦ 4QU LoRE | Non-Red Flag Warning - Large Fires | Contact from object | Aggregated | 2056 | 2.7812e-06 | 347.2658 | 0.00096582 | 2056 | Mitigation | 0.95 | 45 | 0 | esc | 0.00097009 | 2.698e-09 | 0.00097009 | 2.698e-09
[120 empty] | 7.3.3.17.5 (Remote Grid) Updates to grid topology to minimize risk of ignition in HFTDs Remote GridWLDFRContact from objectAggregated | WLDFR | HFTD - Distribution - Tier 2 - 5QU CoRE ¦ 4QU LoRE | Non-Red Flag Warning - Large Fires | Contact from object | Aggregated | 2057 | 2.7812e-06 | 347.2658 | 0.00096582 | 2057 | Mitigation | 0.95 | 45 | 0 | esc | 0.00097009 | 2.698e-09 | 0.00097009 | 2.698e-09
[120 empty] | 7.3.3.17.5 (Remote Grid) Updates to grid topology to minimize risk of ignition in HFTDs Remote GridWLDFRContact from objectAggregated | WLDFR | HFTD - Distribution - Tier 2 - 5QU CoRE ¦ 4QU LoRE | Non-Red Flag Warning - Large Fires | Contact from object | Aggregated | 2058 | 2.7812e-06 | 347.2658 | 0.00096582 | 2058 | Mitigation | 0.95 | 45 | 0 | esc | 0.00097009 | 2.698e-09 | 0.00097009 | 2.698e-09
[120 empty] | 7.3.3.17.5 (Remote Grid) Updates to grid topology to minimize risk of ignition in HFTDs Remote GridWLDFRContact from objectAggregated | WLDFR | HFTD - Distribution - Tier 2 - 5QU CoRE ¦ 4QU LoRE | Non-Red Flag Warning - Large Fires | Contact from object | Aggregated | 2059 | 2.7812e-06 | 347.2658 | 0.00096582 | 2059 | Mitigation | 0.95 | 45 | 0 | esc | 0.00097009 | 2.698e-09 | 0.00097009 | 2.698e-09
[120 empty] | 7.3.3.17.5 (Remote Grid) Updates to grid topology to minimize risk of ignition in HFTDs Remote GridWLDFRContact from objectAggregated | WLDFR | HFTD - Distribution - Tier 2 - 5QU CoRE ¦ 4QU LoRE | Non-Red Flag Warning - Large Fires | Contact from object | Aggregated | 2060 | 2.7812e-06 | 347.2658 | 0.00096582 | 2060 | Mitigation | 0.95 | 45 | 0 | esc | 0.00097009 | 2.698e-09 | 0.00097009 | 2.698e-09
[120 empty] | 7.3.3.17.5 (Remote Grid) Updates to grid topology to minimize risk of ignition in HFTDs Remote GridWLDFRContact from objectAggregated | WLDFR | HFTD - Distribution - Tier 2 - 5QU CoRE ¦ 4QU LoRE | Non-Red Flag Warning - Large Fires | Contact from object | Aggregated | 2061 | 2.7812e-06 | 347.2658 | 0.00096582 | 2061 | Mitigation | 0.95 | 45 | 0 | esc | 0.00097009 | 2.698e-09 | 0.00097009 | 2.698e-09
[120 empty] | 7.3.3.17.5 (Remote Grid) Updates to grid topology to minimize risk of ignition in HFTDs Remote GridWLDFRContact from objectAggregated | WLDFR | HFTD - Distribution - Tier 2 - 5QU CoRE ¦ 4QU LoRE | Non-Red Flag Warning - Large Fires | Contact from object | Aggregated | 2062 | 2.7812e-06 | 347.2658 | 0.00096582 | 2062 | Mitigation | 0.95 | 45 | 0 | esc | 0.00097009 | 2.698e-09 | 0.00097009 | 2.698e-09
[120 empty] | 7.3.3.17.5 (Remote Grid) Updates to grid topology to minimize risk of ignition in HFTDs Remote GridWLDFRContact from objectAggregated | WLDFR | HFTD - Distribution - Tier 2 - 5QU CoRE ¦ 4QU LoRE | Non-Red Flag Warning - Large Fires | Contact from object | Aggregated | 2063 | 2.7812e-06 | 347.2658 | 0.00096582 | 2063 | Mitigation | 0.95 | 45 | 0 | esc | 0.00097009 | 2.698e-09 | 0.00097009 | 2.698e-09
[120 empty] | 7.3.3.17.5 (Remote Grid) Updates to grid topology to minimize risk of ignition in HFTDs Remote GridWLDFRContact from objectAggregated | WLDFR | HFTD - Distribution - Tier 2 - 5QU CoRE ¦ 4QU LoRE | Non-Red Flag Warning - Large Fires | Contact from object | Aggregated | 2064 | 2.7812e-06 | 347.2658 | 0.00096582 | 2064 | Mitigation | 0.95 | 45 | 0 | esc | 0.00097009 | 2.698e-09 | 0.00097009 | 2.698e-09
[120 empty] | 7.3.3.17.5 (Remote Grid) Updates to grid topology to minimize risk of ignition in HFTDs Remote GridWLDFRContact from objectAggregated | WLDFR | HFTD - Distribution - Tier 2 - 5QU CoRE ¦ 4QU LoRE | Non-Red Flag Warning - Large Fires | Contact from object | Aggregated | 2065 | 2.7812e-06 | 347.2658 | 0.00096582 | 2065 | Mitigation | 0.95 | 45 | 0 | esc | 0.00097009 | 2.698e-09 | 0.00097009 | 2.698e-09
[120 empty] | 7.3.3.17.5 (Remote Grid) Updates to grid topology to minimize risk of ignition in HFTDs Remote GridWLDFRContact from objectAggregated | WLDFR | HFTD - Distribution - Tier 2 - 5QU CoRE ¦ 4QU LoRE | Non-Red Flag Warning - Large Fires | Contact from object | Aggregated | 2066 | 2.7812e-06 | 347.2658 | 0.00096582 | 2066 | Mitigation | 0.95 | 45 | 0 | esc | 0.00097009 | 2.698e-09 | 0.00097009 | 2.698e-09
[120 empty] | 7.3.3.17.5 (Remote Grid) Updates to grid topology to minimize risk of ignition in HFTDs Remote GridWLDFRContact from objectAggregated | WLDFR | HFTD - Distribution - Tier 2 - 5QU CoRE ¦ 4QU LoRE | Non-Red Flag Warning - Large Fires | Contact from object | Aggregated | 2067 | 2.7812e-06 | 347.2658 | 0.00096582 | 2067 | Mitigation | 0.95 | 45 | 0 | esc | 0 | 0 | 0.00097009 | 2.698e-09
[120 empty] | 7.3.3.17.5 (Remote Grid) Updates to grid topology to minimize risk of ignition in HFTDs Remote GridWLDFRContaminationAggregated | WLDFR | HFTD - Distribution - Tier 2 - 5QU CoRE ¦ 4QU LoRE | Non-Red Flag Warning - Large Fires | Contamination | Aggregated | 2022 | 7.4112e-08 | 347.2658 | 2.5737e-05 | 2022 | Mitigation | 0.95 | 45 | 0 | esc | 0.00097009 | 7.1895e-11 | 0 | 0
[120 empty] | 7.3.3.17.5 (Remote Grid) Updates to grid topology to minimize risk of ignition in HFTDs Remote GridWLDFRContaminationAggregated | WLDFR | HFTD - Distribution - Tier 2 - 5QU CoRE ¦ 4QU LoRE | Non-Red Flag Warning - Large Fires | Contamination | Aggregated | 2023 | 7.4112e-08 | 347.2658 | 2.5737e-05 | 2023 | Mitigation | 0.95 | 45 | 0 | esc | 0.00097009 | 7.1895e-11 | 0.00097009 | 7.1895e-11
[120 empty] | 7.3.3.17.5 (Remote Grid) Updates to grid topology to minimize risk of ignition in HFTDs Remote GridWLDFRContaminationAggregated | WLDFR | HFTD - Distribution - Tier 2 - 5QU CoRE ¦ 4QU LoRE | Non-Red Flag Warning - Large Fires | Contamination | Aggregated | 2024 | 7.4112e-08 | 347.2658 | 2.5737e-05 | 2024 | Mitigation | 0.95 | 45 | 0 | esc | 0.00097009 | 7.1895e-11 | 0.00097009 | 7.1895e-11
[120 empty] | 7.3.3.17.5 (Remote Grid) Updates to grid topology to minimize risk of ignition in HFTDs Remote GridWLDFRContaminationAggregated | WLDFR | HFTD - Distribution - Tier 2 - 5QU CoRE ¦ 4QU LoRE | Non-Red Flag Warning - Large Fires | Contamination | Aggregated | 2025 | 7.4112e-08 | 347.2658 | 2.5737e-05 | 2025 | Mitigation | 0.95 | 45 | 0 | esc | 0.00097009 | 7.1895e-11 | 0.00097009 | 7.1895e-11
[120 empty] | 7.3.3.17.5 (Remote Grid) Updates to grid topology to minimize risk of ignition in HFTDs Remote GridWLDFRContaminationAggregated | WLDFR | HFTD - Distribution - Tier 2 - 5QU CoRE ¦ 4QU LoRE | Non-Red Flag Warning - Large Fires | Contamination | Aggregated | 2026 | 7.4112e-08 | 347.2658 | 2.5737e-05 | 2026 | Mitigation | 0.95 | 45 | 0 | esc | 0.00097009 | 7.1895e-11 | 0.00097009 | 7.1895e-11
[120 empty] | 7.3.3.17.5 (Remote Grid) Updates to grid topology to minimize risk of ignition in HFTDs Remote GridWLDFRContaminationAggregated | WLDFR | HFTD - Distribution - Tier 2 - 5QU CoRE ¦ 4QU LoRE | Non-Red Flag Warning - Large Fires | Contamination | Aggregated | 2027 | 7.4112e-08 | 347.2658 | 2.5737e-05 | 2027 | Mitigation | 0.95 | 45 | 0 | esc | 0.00097009 | 7.1895e-11 | 0.00097009 | 7.1895e-11
[120 empty] | 7.3.3.17.5 (Remote Grid) Updates to grid topology to minimize risk of ignition in HFTDs Remote GridWLDFRContaminationAggregated | WLDFR | HFTD - Distribution - Tier 2 - 5QU CoRE ¦ 4QU LoRE | Non-Red Flag Warning - Large Fires | Contamination | Aggregated | 2028 | 7.4112e-08 | 347.2658 | 2.5737e-05 | 2028 | Mitigation | 0.95 | 45 | 0 | esc | 0.00097009 | 7.1895e-11 | 0.00097009 | 7.1895e-11
[120 empty] | 7.3.3.17.5 (Remote Grid) Updates to grid topology to minimize risk of ignition in HFTDs Remote GridWLDFRContaminationAggregated | WLDFR | HFTD - Distribution - Tier 2 - 5QU CoRE ¦ 4QU LoRE | Non-Red Flag Warning - Large Fires | Contamination | Aggregated | 2029 | 7.4112e-08 | 347.2658 | 2.5737e-05 | 2029 | Mitigation | 0.95 | 45 | 0 | esc | 0.00097009 | 7.1895e-11 | 0.00097009 | 7.1895e-11
[120 empty] | 7.3.3.17.5 (Remote Grid) Updates to grid topology to minimize risk of ignition in HFTDs Remote GridWLDFRContaminationAggregated | WLDFR | HFTD - Distribution - Tier 2 - 5QU CoRE ¦ 4QU LoRE | Non-Red Flag Warning - Large Fires | Contamination | Aggregated | 2030 | 7.4112e-08 | 347.2658 | 2.5737e-05 | 2030 | Mitigation | 0.95 | 45 | 0 | esc | 0.00097009 | 7.1895e-11 | 0.00097009 | 7.1895e-11
[120 empty] | 7.3.3.17.5 (Remote Grid) Updates to grid topology to minimize risk of ignition in HFTDs Remote GridWLDFRContaminationAggregated | WLDFR | HFTD - Distribution - Tier 2 - 5QU CoRE ¦ 4QU LoRE | Non-Red Flag Warning - Large Fires | Contamination | Aggregated | 2031 | 7.4112e-08 | 347.2658 | 2.5737e-05 | 2031 | Mitigation | 0.95 | 45 | 0 | esc | 0.00097009 | 7.1895e-11 | 0.00097009 | 7.1895e-11
[120 empty] | 7.3.3.17.5 (Remote Grid) Updates to grid topology to minimize risk of ignition in HFTDs Remote GridWLDFRContaminationAggregated | WLDFR | HFTD - Distribution - Tier 2 - 5QU CoRE ¦ 4QU LoRE | Non-Red Flag Warning - Large Fires | Contamination | Aggregated | 2032 | 7.4112e-08 | 347.2658 | 2.5737e-05 | 2032 | Mitigation | 0.95 | 45 | 0 | esc | 0.00097009 | 7.1895e-11 | 0.00097009 | 7.1895e-11
[120 empty] | 7.3.3.17.5 (Remote Grid) Updates to grid topology to minimize risk of ignition in HFTDs Remote GridWLDFRContaminationAggregated | WLDFR | HFTD - Distribution - Tier 2 - 5QU CoRE ¦ 4QU LoRE | Non-Red Flag Warning - Large Fires | Contamination | Aggregated | 2033 | 7.4112e-08 | 347.2658 | 2.5737e-05 | 2033 | Mitigation | 0.95 | 45 | 0 | esc | 0.00097009 | 7.1895e-11 | 0.00097009 | 7.1895e-11
[120 empty] | 7.3.3.17.5 (Remote Grid) Updates to grid topology to minimize risk of ignition in HFTDs Remote GridWLDFRContaminationAggregated | WLDFR | HFTD - Distribution - Tier 2 - 5QU CoRE ¦ 4QU LoRE | Non-Red Flag Warning - Large Fires | Contamination | Aggregated | 2034 | 7.4112e-08 | 347.2658 | 2.5737e-05 | 2034 | Mitigation | 0.95 | 45 | 0 | esc | 0.00097009 | 7.1895e-11 | 0.00097009 | 7.1895e-11
[120 empty] | 7.3.3.17.5 (Remote Grid) Updates to grid topology to minimize risk of ignition in HFTDs Remote GridWLDFRContaminationAggregated | WLDFR | HFTD - Distribution - Tier 2 - 5QU CoRE ¦ 4QU LoRE | Non-Red Flag Warning - Large Fires | Contamination | Aggregated | 2035 | 7.4112e-08 | 347.2658 | 2.5737e-05 | 2035 | Mitigation | 0.95 | 45 | 0 | esc | 0.00097009 | 7.1895e-11 | 0.00097009 | 7.1895e-11
[120 empty] | 7.3.3.17.5 (Remote Grid) Updates to grid topology to minimize risk of ignition in HFTDs Remote GridWLDFRContaminationAggregated | WLDFR | HFTD - Distribution - Tier 2 - 5QU CoRE ¦ 4QU LoRE | Non-Red Flag Warning - Large Fires | Contamination | Aggregated | 2036 | 7.4112e-08 | 347.2658 | 2.5737e-05 | 2036 | Mitigation | 0.95 | 45 | 0 | esc | 0.00097009 | 7.1895e-11 | 0.00097009 | 7.1895e-11
[120 empty] | 7.3.3.17.5 (Remote Grid) Updates to grid topology to minimize risk of ignition in HFTDs Remote GridWLDFRContaminationAggregated | WLDFR | HFTD - Distribution - Tier 2 - 5QU CoRE ¦ 4QU LoRE | Non-Red Flag Warning - Large Fires | Contamination | Aggregated | 2037 | 7.4112e-08 | 347.2658 | 2.5737e-05 | 2037 | Mitigation | 0.95 | 45 | 0 | esc | 0.00097009 | 7.1895e-11 | 0.00097009 | 7.1895e-11
[120 empty] | 7.3.3.17.5 (Remote Grid) Updates to grid topology to minimize risk of ignition in HFTDs Remote GridWLDFRContaminationAggregated | WLDFR | HFTD - Distribution - Tier 2 - 5QU CoRE ¦ 4QU LoRE | Non-Red Flag Warning - Large Fires | Contamination | Aggregated | 2038 | 7.4112e-08 | 347.2658 | 2.5737e-05 | 2038 | Mitigation | 0.95 | 45 | 0 | esc | 0.00097009 | 7.1895e-11 | 0.00097009 | 7.1895e-11
[120 empty] | 7.3.3.17.5 (Remote Grid) Updates to grid topology to minimize risk of ignition in HFTDs Remote GridWLDFRContaminationAggregated | WLDFR | HFTD - Distribution - Tier 2 - 5QU CoRE ¦ 4QU LoRE | Non-Red Flag Warning - Large Fires | Contamination | Aggregated | 2039 | 7.4112e-08 | 347.2658 | 2.5737e-05 | 2039 | Mitigation | 0.95 | 45 | 0 | esc | 0.00097009 | 7.1895e-11 | 0.00097009 | 7.1895e-11
[120 empty] | 7.3.3.17.5 (Remote Grid) Updates to grid topology to minimize risk of ignition in HFTDs Remote GridWLDFRContaminationAggregated | WLDFR | HFTD - Distribution - Tier 2 - 5QU CoRE ¦ 4QU LoRE | Non-Red Flag Warning - Large Fires | Contamination | Aggregated | 2040 | 7.4112e-08 | 347.2658 | 2.5737e-05 | 2040 | Mitigation | 0.95 | 45 | 0 | esc | 0.00097009 | 7.1895e-11 | 0.00097009 | 7.1895e-11
[120 empty] | 7.3.3.17.5 (Remote Grid) Updates to grid topology to minimize risk of ignition in HFTDs Remote GridWLDFRContaminationAggregated | WLDFR | HFTD - Distribution - Tier 2 - 5QU CoRE ¦ 4QU LoRE | Non-Red Flag Warning - Large Fires | Contamination | Aggregated | 2041 | 7.4112e-08 | 347.2658 | 2.5737e-05 | 2041 | Mitigation | 0.95 | 45 | 0 | esc | 0.00097009 | 7.1895e-11 | 0.00097009 | 7.1895e-11
[120 empty] | 7.3.3.17.5 (Remote Grid) Updates to grid topology to minimize risk of ignition in HFTDs Remote GridWLDFRContaminationAggregated | WLDFR | HFTD - Distribution - Tier 2 - 5QU CoRE ¦ 4QU LoRE | Non-Red Flag Warning - Large Fires | Contamination | Aggregated | 2042 | 7.4112e-08 | 347.2658 | 2.5737e-05 | 2042 | Mitigation | 0.95 | 45 | 0 | esc | 0.00097009 | 7.1895e-11 | 0.00097009 | 7.1895e-11
[120 empty] | 7.3.3.17.5 (Remote Grid) Updates to grid topology to minimize risk of ignition in HFTDs Remote GridWLDFRContaminationAggregated | WLDFR | HFTD - Distribution - Tier 2 - 5QU CoRE ¦ 4QU LoRE | Non-Red Flag Warning - Large Fires | Contamination | Aggregated | 2043 | 7.4112e-08 | 347.2658 | 2.5737e-05 | 2043 | Mitigation | 0.95 | 45 | 0 | esc | 0.00097009 | 7.1895e-11 | 0.00097009 | 7.1895e-11
[120 empty] | 7.3.3.17.5 (Remote Grid) Updates to grid topology to minimize risk of ignition in HFTDs Remote GridWLDFRContaminationAggregated | WLDFR | HFTD - Distribution - Tier 2 - 5QU CoRE ¦ 4QU LoRE | Non-Red Flag Warning - Large Fires | Contamination | Aggregated | 2044 | 7.4112e-08 | 347.2658 | 2.5737e-05 | 2044 | Mitigation | 0.95 | 45 | 0 | esc | 0.00097009 | 7.1895e-11 | 0.00097009 | 7.1895e-11
[120 empty] | 7.3.3.17.5 (Remote Grid) Updates to grid topology to minimize risk of ignition in HFTDs Remote GridWLDFRContaminationAggregated | WLDFR | HFTD - Distribution - Tier 2 - 5QU CoRE ¦ 4QU LoRE | Non-Red Flag Warning - Large Fires | Contamination | Aggregated | 2045 | 7.4112e-08 | 347.2658 | 2.5737e-05 | 2045 | Mitigation | 0.95 | 45 | 0 | esc | 0.00097009 | 7.1895e-11 | 0.00097009 | 7.1895e-11
[120 empty] | 7.3.3.17.5 (Remote Grid) Updates to grid topology to minimize risk of ignition in HFTDs Remote GridWLDFRContaminationAggregated | WLDFR | HFTD - Distribution - Tier 2 - 5QU CoRE ¦ 4QU LoRE | Non-Red Flag Warning - Large Fires | Contamination | Aggregated | 2046 | 7.4112e-08 | 347.2658 | 2.5737e-05 | 2046 | Mitigation | 0.95 | 45 | 0 | esc | 0.00097009 | 7.1895e-11 | 0.00097009 | 7.1895e-11
[120 empty] | 7.3.3.17.5 (Remote Grid) Updates to grid topology to minimize risk of ignition in HFTDs Remote GridWLDFRContaminationAggregated | WLDFR | HFTD - Distribution - Tier 2 - 5QU CoRE ¦ 4QU LoRE | Non-Red Flag Warning - Large Fires | Contamination | Aggregated | 2047 | 7.4112e-08 | 347.2658 | 2.5737e-05 | 2047 | Mitigation | 0.95 | 45 | 0 | esc | 0.00097009 | 7.1895e-11 | 0.00097009 | 7.1895e-11
[120 empty] | 7.3.3.17.5 (Remote Grid) Updates to grid topology to minimize risk of ignition in HFTDs Remote GridWLDFRContaminationAggregated | WLDFR | HFTD - Distribution - Tier 2 - 5QU CoRE ¦ 4QU LoRE | Non-Red Flag Warning - Large Fires | Contamination | Aggregated | 2048 | 7.4112e-08 | 347.2658 | 2.5737e-05 | 2048 | Mitigation | 0.95 | 45 | 0 | esc | 0.00097009 | 7.1895e-11 | 0.00097009 | 7.1895e-11
[120 empty] | 7.3.3.17.5 (Remote Grid) Updates to grid topology to minimize risk of ignition in HFTDs Remote GridWLDFRContaminationAggregated | WLDFR | HFTD - Distribution - Tier 2 - 5QU CoRE ¦ 4QU LoRE | Non-Red Flag Warning - Large Fires | Contamination | Aggregated | 2049 | 7.4112e-08 | 347.2658 | 2.5737e-05 | 2049 | Mitigation | 0.95 | 45 | 0 | esc | 0.00097009 | 7.1895e-11 | 0.00097009 | 7.1895e-11
[120 empty] | 7.3.3.17.5 (Remote Grid) Updates to grid topology to minimize risk of ignition in HFTDs Remote GridWLDFRContaminationAggregated | WLDFR | HFTD - Distribution - Tier 2 - 5QU CoRE ¦ 4QU LoRE | Non-Red Flag Warning - Large Fires | Contamination | Aggregated | 2050 | 7.4112e-08 | 347.2658 | 2.5737e-05 | 2050 | Mitigation | 0.95 | 45 | 0 | esc | 0.00097009 | 7.1895e-11 | 0.00097009 | 7.1895e-11
[120 empty] | 7.3.3.17.5 (Remote Grid) Updates to grid topology to minimize risk of ignition in HFTDs Remote GridWLDFRContaminationAggregated | WLDFR | HFTD - Distribution - Tier 2 - 5QU CoRE ¦ 4QU LoRE | Non-Red Flag Warning - Large Fires | Contamination | Aggregated | 2051 | 7.4112e-08 | 347.2658 | 2.5737e-05 | 2051 | Mitigation | 0.95 | 45 | 0 | esc | 0.00097009 | 7.1895e-11 | 0.00097009 | 7.1895e-11
[120 empty] | 7.3.3.17.5 (Remote Grid) Updates to grid topology to minimize risk of ignition in HFTDs Remote GridWLDFRContaminationAggregated | WLDFR | HFTD - Distribution - Tier 2 - 5QU CoRE ¦ 4QU LoRE | Non-Red Flag Warning - Large Fires | Contamination | Aggregated | 2052 | 7.4112e-08 | 347.2658 | 2.5737e-05 | 2052 | Mitigation | 0.95 | 45 | 0 | esc | 0.00097009 | 7.1895e-11 | 0.00097009 | 7.1895e-11
[120 empty] | 7.3.3.17.5 (Remote Grid) Updates to grid topology to minimize risk of ignition in HFTDs Remote GridWLDFRContaminationAggregated | WLDFR | HFTD - Distribution - Tier 2 - 5QU CoRE ¦ 4QU LoRE | Non-Red Flag Warning - Large Fires | Contamination | Aggregated | 2053 | 7.4112e-08 | 347.2658 | 2.5737e-05 | 2053 | Mitigation | 0.95 | 45 | 0 | esc | 0.00097009 | 7.1895e-11 | 0.00097009 | 7.1895e-11
[120 empty] | 7.3.3.17.5 (Remote Grid) Updates to grid topology to minimize risk of ignition in HFTDs Remote GridWLDFRContaminationAggregated | WLDFR | HFTD - Distribution - Tier 2 - 5QU CoRE ¦ 4QU LoRE | Non-Red Flag Warning - Large Fires | Contamination | Aggregated | 2054 | 7.4112e-08 | 347.2658 | 2.5737e-05 | 2054 | Mitigation | 0.95 | 45 | 0 | esc | 0.00097009 | 7.1895e-11 | 0.00097009 | 7.1895e-11
[120 empty] | 7.3.3.17.5 (Remote Grid) Updates to grid topology to minimize risk of ignition in HFTDs Remote GridWLDFRContaminationAggregated | WLDFR | HFTD - Distribution - Tier 2 - 5QU CoRE ¦ 4QU LoRE | Non-Red Flag Warning - Large Fires | Contamination | Aggregated | 2055 | 7.4112e-08 | 347.2658 | 2.5737e-05 | 2055 | Mitigation | 0.95 | 45 | 0 | esc | 0.00097009 | 7.1895e-11 | 0.00097009 | 7.1895e-11
[120 empty] | 7.3.3.17.5 (Remote Grid) Updates to grid topology to minimize risk of ignition in HFTDs Remote GridWLDFRContaminationAggregated | WLDFR | HFTD - Distribution - Tier 2 - 5QU CoRE ¦ 4QU LoRE | Non-Red Flag Warning - Large Fires | Contamination | Aggregated | 2056 | 7.4112e-08 | 347.2658 | 2.5737e-05 | 2056 | Mitigation | 0.95 | 45 | 0 | esc | 0.00097009 | 7.1895e-11 | 0.00097009 | 7.1895e-11
[120 empty] | 7.3.3.17.5 (Remote Grid) Updates to grid topology to minimize risk of ignition in HFTDs Remote GridWLDFRContaminationAggregated | WLDFR | HFTD - Distribution - Tier 2 - 5QU CoRE ¦ 4QU LoRE | Non-Red Flag Warning - Large Fires | Contamination | Aggregated | 2057 | 7.4112e-08 | 347.2658 | 2.5737e-05 | 2057 | Mitigation | 0.95 | 45 | 0 | esc | 0.00097009 | 7.1895e-11 | 0.00097009 | 7.1895e-11
[120 empty] | 7.3.3.17.5 (Remote Grid) Updates to grid topology to minimize risk of ignition in HFTDs Remote GridWLDFRContaminationAggregated | WLDFR | HFTD - Distribution - Tier 2 - 5QU CoRE ¦ 4QU LoRE | Non-Red Flag Warning - Large Fires | Contamination | Aggregated | 2058 | 7.4112e-08 | 347.2658 | 2.5737e-05 | 2058 | Mitigation | 0.95 | 45 | 0 | esc | 0.00097009 | 7.1895e-11 | 0.00097009 | 7.1895e-11
[120 empty] | 7.3.3.17.5 (Remote Grid) Updates to grid topology to minimize risk of ignition in HFTDs Remote GridWLDFRContaminationAggregated | WLDFR | HFTD - Distribution - Tier 2 - 5QU CoRE ¦ 4QU LoRE | Non-Red Flag Warning - Large Fires | Contamination | Aggregated | 2059 | 7.4112e-08 | 347.2658 | 2.5737e-05 | 2059 | Mitigation | 0.95 | 45 | 0 | esc | 0.00097009 | 7.1895e-11 | 0.00097009 | 7.1895e-11
[120 empty] | 7.3.3.17.5 (Remote Grid) Updates to grid topology to minimize risk of ignition in HFTDs Remote GridWLDFRContaminationAggregated | WLDFR | HFTD - Distribution - Tier 2 - 5QU CoRE ¦ 4QU LoRE | Non-Red Flag Warning - Large Fires | Contamination | Aggregated | 2060 | 7.4112e-08 | 347.2658 | 2.5737e-05 | 2060 | Mitigation | 0.95 | 45 | 0 | esc | 0.00097009 | 7.1895e-11 | 0.00097009 | 7.1895e-11
[120 empty] | 7.3.3.17.5 (Remote Grid) Updates to grid topology to minimize risk of ignition in HFTDs Remote GridWLDFRContaminationAggregated | WLDFR | HFTD - Distribution - Tier 2 - 5QU CoRE ¦ 4QU LoRE | Non-Red Flag Warning - Large Fires | Contamination | Aggregated | 2061 | 7.4112e-08 | 347.2658 | 2.5737e-05 | 2061 | Mitigation | 0.95 | 45 | 0 | esc | 0.00097009 | 7.1895e-11 | 0.00097009 | 7.1895e-11
[120 empty] | 7.3.3.17.5 (Remote Grid) Updates to grid topology to minimize risk of ignition in HFTDs Remote GridWLDFRContaminationAggregated | WLDFR | HFTD - Distribution - Tier 2 - 5QU CoRE ¦ 4QU LoRE | Non-Red Flag Warning - Large Fires | Contamination | Aggregated | 2062 | 7.4112e-08 | 347.2658 | 2.5737e-05 | 2062 | Mitigation | 0.95 | 45 | 0 | esc | 0.00097009 | 7.1895e-11 | 0.00097009 | 7.1895e-11
[120 empty] | 7.3.3.17.5 (Remote Grid) Updates to grid topology to minimize risk of ignition in HFTDs Remote GridWLDFRContaminationAggregated | WLDFR | HFTD - Distribution - Tier 2 - 5QU CoRE ¦ 4QU LoRE | Non-Red Flag Warning - Large Fires | Contamination | Aggregated | 2063 | 7.4112e-08 | 347.2658 | 2.5737e-05 | 2063 | Mitigation | 0.95 | 45 | 0 | esc | 0.00097009 | 7.1895e-11 | 0.00097009 | 7.1895e-11
[120 empty] | 7.3.3.17.5 (Remote Grid) Updates to grid topology to minimize risk of ignition in HFTDs Remote GridWLDFRContaminationAggregated | WLDFR | HFTD - Distribution - Tier 2 - 5QU CoRE ¦ 4QU LoRE | Non-Red Flag Warning - Large Fires | Contamination | Aggregated | 2064 | 7.4112e-08 | 347.2658 | 2.5737e-05 | 2064 | Mitigation | 0.95 | 45 | 0 | esc | 0.00097009 | 7.1895e-11 | 0.00097009 | 7.1895e-11
[120 empty] | 7.3.3.17.5 (Remote Grid) Updates to grid topology to minimize risk of ignition in HFTDs Remote GridWLDFRContaminationAggregated | WLDFR | HFTD - Distribution - Tier 2 - 5QU CoRE ¦ 4QU LoRE | Non-Red Flag Warning - Large Fires | Contamination | Aggregated | 2065 | 7.4112e-08 | 347.2658 | 2.5737e-05 | 2065 | Mitigation | 0.95 | 45 | 0 | esc | 0.00097009 | 7.1895e-11 | 0.00097009 | 7.1895e-11
[120 empty] | 7.3.3.17.5 (Remote Grid) Updates to grid topology to minimize risk of ignition in HFTDs Remote GridWLDFRContaminationAggregated | WLDFR | HFTD - Distribution - Tier 2 - 5QU CoRE ¦ 4QU LoRE | Non-Red Flag Warning - Large Fires | Contamination | Aggregated | 2066 | 7.4112e-08 | 347.2658 | 2.5737e-05 | 2066 | Mitigation | 0.95 | 45 | 0 | esc | 0.00097009 | 7.1895e-11 | 0.00097009 | 7.1895e-11
[120 empty] | 7.3.3.17.5 (Remote Grid) Updates to grid topology to minimize risk of ignition in HFTDs Remote GridWLDFRContaminationAggregated | WLDFR | HFTD - Distribution - Tier 2 - 5QU CoRE ¦ 4QU LoRE | Non-Red Flag Warning - Large Fires | Contamination | Aggregated | 2067 | 7.4112e-08 | 347.2658 | 2.5737e-05 | 2067 | Mitigation | 0.95 | 45 | 0 | esc | 0 | 0 | 0.00097009 | 7.1895e-11
[120 empty] | 7.3.3.17.5 (Remote Grid) Updates to grid topology to minimize risk of ignition in HFTDs Remote GridWLDFREquipment / facility failureAggregated | WLDFR | HFTD - Distribution - Tier 2 - 5QU CoRE ¦ 4QU LoRE | Non-Red Flag Warning - Large Fires | Equipment / facility failure | Aggregated | 2022 | 1.2174e-06 | 347.2658 | 0.00042275 | 2022 | Mitigation | 0.95 | 45 | 0 | esc | 0.00097009 | 1.181e-09 | 0 | 0
[120 empty] | 7.3.3.17.5 (Remote Grid) Updates to grid topology to minimize risk of ignition in HFTDs Remote GridWLDFREquipment / facility failureAggregated | WLDFR | HFTD - Distribution - Tier 2 - 5QU CoRE ¦ 4QU LoRE | Non-Red Flag Warning - Large Fires | Equipment / facility failure | Aggregated | 2023 | 1.2174e-06 | 347.2658 | 0.00042275 | 2023 | Mitigation | 0.95 | 45 | 0 | esc | 0.00097009 | 1.181e-09 | 0.00097009 | 1.181e-09
[120 empty] | 7.3.3.17.5 (Remote Grid) Updates to grid topology to minimize risk of ignition in HFTDs Remote GridWLDFREquipment / facility failureAggregated | WLDFR | HFTD - Distribution - Tier 2 - 5QU CoRE ¦ 4QU LoRE | Non-Red Flag Warning - Large Fires | Equipment / facility failure | Aggregated | 2024 | 1.2174e-06 | 347.2658 | 0.00042275 | 2024 | Mitigation | 0.95 | 45 | 0 | esc | 0.00097009 | 1.181e-09 | 0.00097009 | 1.181e-09
[120 empty] | 7.3.3.17.5 (Remote Grid) Updates to grid topology to minimize risk of ignition in HFTDs Remote GridWLDFREquipment / facility failureAggregated | WLDFR | HFTD - Distribution - Tier 2 - 5QU CoRE ¦ 4QU LoRE | Non-Red Flag Warning - Large Fires | Equipment / facility failure | Aggregated | 2025 | 1.2174e-06 | 347.2658 | 0.00042275 | 2025 | Mitigation | 0.95 | 45 | 0 | esc | 0.00097009 | 1.181e-09 | 0.00097009 | 1.181e-09
[120 empty] | 7.3.3.17.5 (Remote Grid) Updates to grid topology to minimize risk of ignition in HFTDs Remote GridWLDFREquipment / facility failureAggregated | WLDFR | HFTD - Distribution - Tier 2 - 5QU CoRE ¦ 4QU LoRE | Non-Red Flag Warning - Large Fires | Equipment / facility failure | Aggregated | 2026 | 1.2174e-06 | 347.2658 | 0.00042275 | 2026 | Mitigation | 0.95 | 45 | 0 | esc | 0.00097009 | 1.181e-09 | 0.00097009 | 1.181e-09
[120 empty] | 7.3.3.17.5 (Remote Grid) Updates to grid topology to minimize risk of ignition in HFTDs Remote GridWLDFREquipment / facility failureAggregated | WLDFR | HFTD - Distribution - Tier 2 - 5QU CoRE ¦ 4QU LoRE | Non-Red Flag Warning - Large Fires | Equipment / facility failure | Aggregated | 2027 | 1.2174e-06 | 347.2658 | 0.00042275 | 2027 | Mitigation | 0.95 | 45 | 0 | esc | 0.00097009 | 1.181e-09 | 0.00097009 | 1.181e-09
[120 empty] | 7.3.3.17.5 (Remote Grid) Updates to grid topology to minimize risk of ignition in HFTDs Remote GridWLDFREquipment / facility failureAggregated | WLDFR | HFTD - Distribution - Tier 2 - 5QU CoRE ¦ 4QU LoRE | Non-Red Flag Warning - Large Fires | Equipment / facility failure | Aggregated | 2028 | 1.2174e-06 | 347.2658 | 0.00042275 | 2028 | Mitigation | 0.95 | 45 | 0 | esc | 0.00097009 | 1.181e-09 | 0.00097009 | 1.181e-09
[120 empty] | 7.3.3.17.5 (Remote Grid) Updates to grid topology to minimize risk of ignition in HFTDs Remote GridWLDFREquipment / facility failureAggregated | WLDFR | HFTD - Distribution - Tier 2 - 5QU CoRE ¦ 4QU LoRE | Non-Red Flag Warning - Large Fires | Equipment / facility failure | Aggregated | 2029 | 1.2174e-06 | 347.2658 | 0.00042275 | 2029 | Mitigation | 0.95 | 45 | 0 | esc | 0.00097009 | 1.181e-09 | 0.00097009 | 1.181e-09
[120 empty] | 7.3.3.17.5 (Remote Grid) Updates to grid topology to minimize risk of ignition in HFTDs Remote GridWLDFREquipment / facility failureAggregated | WLDFR | HFTD - Distribution - Tier 2 - 5QU CoRE ¦ 4QU LoRE | Non-Red Flag Warning - Large Fires | Equipment / facility failure | Aggregated | 2030 | 1.2174e-06 | 347.2658 | 0.00042275 | 2030 | Mitigation | 0.95 | 45 | 0 | esc | 0.00097009 | 1.181e-09 | 0.00097009 | 1.181e-09
[120 empty] | 7.3.3.17.5 (Remote Grid) Updates to grid topology to minimize risk of ignition in HFTDs Remote GridWLDFREquipment / facility failureAggregated | WLDFR | HFTD - Distribution - Tier 2 - 5QU CoRE ¦ 4QU LoRE | Non-Red Flag Warning - Large Fires | Equipment / facility failure | Aggregated | 2031 | 1.2174e-06 | 347.2658 | 0.00042275 | 2031 | Mitigation | 0.95 | 45 | 0 | esc | 0.00097009 | 1.181e-09 | 0.00097009 | 1.181e-09
[120 empty] | 7.3.3.17.5 (Remote Grid) Updates to grid topology to minimize risk of ignition in HFTDs Remote GridWLDFREquipment / facility failureAggregated | WLDFR | HFTD - Distribution - Tier 2 - 5QU CoRE ¦ 4QU LoRE | Non-Red Flag Warning - Large Fires | Equipment / facility failure | Aggregated | 2032 | 1.2174e-06 | 347.2658 | 0.00042275 | 2032 | Mitigation | 0.95 | 45 | 0 | esc | 0.00097009 | 1.181e-09 | 0.00097009 | 1.181e-09
[120 empty] | 7.3.3.17.5 (Remote Grid) Updates to grid topology to minimize risk of ignition in HFTDs Remote GridWLDFREquipment / facility failureAggregated | WLDFR | HFTD - Distribution - Tier 2 - 5QU CoRE ¦ 4QU LoRE | Non-Red Flag Warning - Large Fires | Equipment / facility failure | Aggregated | 2033 | 1.2174e-06 | 347.2658 | 0.00042275 | 2033 | Mitigation | 0.95 | 45 | 0 | esc | 0.00097009 | 1.181e-09 | 0.00097009 | 1.181e-09
[120 empty] | 7.3.3.17.5 (Remote Grid) Updates to grid topology to minimize risk of ignition in HFTDs Remote GridWLDFREquipment / facility failureAggregated | WLDFR | HFTD - Distribution - Tier 2 - 5QU CoRE ¦ 4QU LoRE | Non-Red Flag Warning - Large Fires | Equipment / facility failure | Aggregated | 2034 | 1.2174e-06 | 347.2658 | 0.00042275 | 2034 | Mitigation | 0.95 | 45 | 0 | esc | 0.00097009 | 1.181e-09 | 0.00097009 | 1.181e-09
[120 empty] | 7.3.3.17.5 (Remote Grid) Updates to grid topology to minimize risk of ignition in HFTDs Remote GridWLDFREquipment / facility failureAggregated | WLDFR | HFTD - Distribution - Tier 2 - 5QU CoRE ¦ 4QU LoRE | Non-Red Flag Warning - Large Fires | Equipment / facility failure | Aggregated | 2035 | 1.2174e-06 | 347.2658 | 0.00042275 | 2035 | Mitigation | 0.95 | 45 | 0 | esc | 0.00097009 | 1.181e-09 | 0.00097009 | 1.181e-09
[120 empty] | 7.3.3.17.5 (Remote Grid) Updates to grid topology to minimize risk of ignition in HFTDs Remote GridWLDFREquipment / facility failureAggregated | WLDFR | HFTD - Distribution - Tier 2 - 5QU CoRE ¦ 4QU LoRE | Non-Red Flag Warning - Large Fires | Equipment / facility failure | Aggregated | 2036 | 1.2174e-06 | 347.2658 | 0.00042275 | 2036 | Mitigation | 0.95 | 45 | 0 | esc | 0.00097009 | 1.181e-09 | 0.00097009 | 1.181e-09
[120 empty] | 7.3.3.17.5 (Remote Grid) Updates to grid topology to minimize risk of ignition in HFTDs Remote GridWLDFREquipment / facility failureAggregated | WLDFR | HFTD - Distribution - Tier 2 - 5QU CoRE ¦ 4QU LoRE | Non-Red Flag Warning - Large Fires | Equipment / facility failure | Aggregated | 2037 | 1.2174e-06 | 347.2658 | 0.00042275 | 2037 | Mitigation | 0.95 | 45 | 0 | esc | 0.00097009 | 1.181e-09 | 0.00097009 | 1.181e-09
[120 empty] | 7.3.3.17.5 (Remote Grid) Updates to grid topology to minimize risk of ignition in HFTDs Remote GridWLDFREquipment / facility failureAggregated | WLDFR | HFTD - Distribution - Tier 2 - 5QU CoRE ¦ 4QU LoRE | Non-Red Flag Warning - Large Fires | Equipment / facility failure | Aggregated | 2038 | 1.2174e-06 | 347.2658 | 0.00042275 | 2038 | Mitigation | 0.95 | 45 | 0 | esc | 0.00097009 | 1.181e-09 | 0.00097009 | 1.181e-09
[120 empty] | 7.3.3.17.5 (Remote Grid) Updates to grid topology to minimize risk of ignition in HFTDs Remote GridWLDFREquipment / facility failureAggregated | WLDFR | HFTD - Distribution - Tier 2 - 5QU CoRE ¦ 4QU LoRE | Non-Red Flag Warning - Large Fires | Equipment / facility failure | Aggregated | 2039 | 1.2174e-06 | 347.2658 | 0.00042275 | 2039 | Mitigation | 0.95 | 45 | 0 | esc | 0.00097009 | 1.181e-09 | 0.00097009 | 1.181e-09
[120 empty] | 7.3.3.17.5 (Remote Grid) Updates to grid topology to minimize risk of ignition in HFTDs Remote GridWLDFREquipment / facility failureAggregated | WLDFR | HFTD - Distribution - Tier 2 - 5QU CoRE ¦ 4QU LoRE | Non-Red Flag Warning - Large Fires | Equipment / facility failure | Aggregated | 2040 | 1.2174e-06 | 347.2658 | 0.00042275 | 2040 | Mitigation | 0.95 | 45 | 0 | esc | 0.00097009 | 1.181e-09 | 0.00097009 | 1.181e-09
[120 empty] | 7.3.3.17.5 (Remote Grid) Updates to grid topology to minimize risk of ignition in HFTDs Remote GridWLDFREquipment / facility failureAggregated | WLDFR | HFTD - Distribution - Tier 2 - 5QU CoRE ¦ 4QU LoRE | Non-Red Flag Warning - Large Fires | Equipment / facility failure | Aggregated | 2041 | 1.2174e-06 | 347.2658 | 0.00042275 | 2041 | Mitigation | 0.95 | 45 | 0 | esc | 0.00097009 | 1.181e-09 | 0.00097009 | 1.181e-09
[120 empty] | 7.3.3.17.5 (Remote Grid) Updates to grid topology to minimize risk of ignition in HFTDs Remote GridWLDFREquipment / facility failureAggregated | WLDFR | HFTD - Distribution - Tier 2 - 5QU CoRE ¦ 4QU LoRE | Non-Red Flag Warning - Large Fires | Equipment / facility failure | Aggregated | 2042 | 1.2174e-06 | 347.2658 | 0.00042275 | 2042 | Mitigation | 0.95 | 45 | 0 | esc | 0.00097009 | 1.181e-09 | 0.00097009 | 1.181e-09
[120 empty] | 7.3.3.17.5 (Remote Grid) Updates to grid topology to minimize risk of ignition in HFTDs Remote GridWLDFREquipment / facility failureAggregated | WLDFR | HFTD - Distribution - Tier 2 - 5QU CoRE ¦ 4QU LoRE | Non-Red Flag Warning - Large Fires | Equipment / facility failure | Aggregated | 2043 | 1.2174e-06 | 347.2658 | 0.00042275 | 2043 | Mitigation | 0.95 | 45 | 0 | esc | 0.00097009 | 1.181e-09 | 0.00097009 | 1.181e-09
[120 empty] | 7.3.3.17.5 (Remote Grid) Updates to grid topology to minimize risk of ignition in HFTDs Remote GridWLDFREquipment / facility failureAggregated | WLDFR | HFTD - Distribution - Tier 2 - 5QU CoRE ¦ 4QU LoRE | Non-Red Flag Warning - Large Fires | Equipment / facility failure | Aggregated | 2044 | 1.2174e-06 | 347.2658 | 0.00042275 | 2044 | Mitigation | 0.95 | 45 | 0 | esc | 0.00097009 | 1.181e-09 | 0.00097009 | 1.181e-09
[120 empty] | 7.3.3.17.5 (Remote Grid) Updates to grid topology to minimize risk of ignition in HFTDs Remote GridWLDFREquipment / facility failureAggregated | WLDFR | HFTD - Distribution - Tier 2 - 5QU CoRE ¦ 4QU LoRE | Non-Red Flag Warning - Large Fires | Equipment / facility failure | Aggregated | 2045 | 1.2174e-06 | 347.2658 | 0.00042275 | 2045 | Mitigation | 0.95 | 45 | 0 | esc | 0.00097009 | 1.181e-09 | 0.00097009 | 1.181e-09
[120 empty] | 7.3.3.17.5 (Remote Grid) Updates to grid topology to minimize risk of ignition in HFTDs Remote GridWLDFREquipment / facility failureAggregated | WLDFR | HFTD - Distribution - Tier 2 - 5QU CoRE ¦ 4QU LoRE | Non-Red Flag Warning - Large Fires | Equipment / facility failure | Aggregated | 2046 | 1.2174e-06 | 347.2658 | 0.00042275 | 2046 | Mitigation | 0.95 | 45 | 0 | esc | 0.00097009 | 1.181e-09 | 0.00097009 | 1.181e-09
[120 empty] | 7.3.3.17.5 (Remote Grid) Updates to grid topology to minimize risk of ignition in HFTDs Remote GridWLDFREquipment / facility failureAggregated | WLDFR | HFTD - Distribution - Tier 2 - 5QU CoRE ¦ 4QU LoRE | Non-Red Flag Warning - Large Fires | Equipment / facility failure | Aggregated | 2047 | 1.2174e-06 | 347.2658 | 0.00042275 | 2047 | Mitigation | 0.95 | 45 | 0 | esc | 0.00097009 | 1.181e-09 | 0.00097009 | 1.181e-09
[120 empty] | 7.3.3.17.5 (Remote Grid) Updates to grid topology to minimize risk of ignition in HFTDs Remote GridWLDFREquipment / facility failureAggregated | WLDFR | HFTD - Distribution - Tier 2 - 5QU CoRE ¦ 4QU LoRE | Non-Red Flag Warning - Large Fires | Equipment / facility failure | Aggregated | 2048 | 1.2174e-06 | 347.2658 | 0.00042275 | 2048 | Mitigation | 0.95 | 45 | 0 | esc | 0.00097009 | 1.181e-09 | 0.00097009 | 1.181e-09
[120 empty] | 7.3.3.17.5 (Remote Grid) Updates to grid topology to minimize risk of ignition in HFTDs Remote GridWLDFREquipment / facility failureAggregated | WLDFR | HFTD - Distribution - Tier 2 - 5QU CoRE ¦ 4QU LoRE | Non-Red Flag Warning - Large Fires | Equipment / facility failure | Aggregated | 2049 | 1.2174e-06 | 347.2658 | 0.00042275 | 2049 | Mitigation | 0.95 | 45 | 0 | esc | 0.00097009 | 1.181e-09 | 0.00097009 | 1.181e-09
[120 empty] | 7.3.3.17.5 (Remote Grid) Updates to grid topology to minimize risk of ignition in HFTDs Remote GridWLDFREquipment / facility failureAggregated | WLDFR | HFTD - Distribution - Tier 2 - 5QU CoRE ¦ 4QU LoRE | Non-Red Flag Warning - Large Fires | Equipment / facility failure | Aggregated | 2050 | 1.2174e-06 | 347.2658 | 0.00042275 | 2050 | Mitigation | 0.95 | 45 | 0 | esc | 0.00097009 | 1.181e-09 | 0.00097009 | 1.181e-09
[120 empty] | 7.3.3.17.5 (Remote Grid) Updates to grid topology to minimize risk of ignition in HFTDs Remote GridWLDFREquipment / facility failureAggregated | WLDFR | HFTD - Distribution - Tier 2 - 5QU CoRE ¦ 4QU LoRE | Non-Red Flag Warning - Large Fires | Equipment / facility failure | Aggregated | 2051 | 1.2174e-06 | 347.2658 | 0.00042275 | 2051 | Mitigation | 0.95 | 45 | 0 | esc | 0.00097009 | 1.181e-09 | 0.00097009 | 1.181e-09
[120 empty] | 7.3.3.17.5 (Remote Grid) Updates to grid topology to minimize risk of ignition in HFTDs Remote GridWLDFREquipment / facility failureAggregated | WLDFR | HFTD - Distribution - Tier 2 - 5QU CoRE ¦ 4QU LoRE | Non-Red Flag Warning - Large Fires | Equipment / facility failure | Aggregated | 2052 | 1.2174e-06 | 347.2658 | 0.00042275 | 2052 | Mitigation | 0.95 | 45 | 0 | esc | 0.00097009 | 1.181e-09 | 0.00097009 | 1.181e-09
[120 empty] | 7.3.3.17.5 (Remote Grid) Updates to grid topology to minimize risk of ignition in HFTDs Remote GridWLDFREquipment / facility failureAggregated | WLDFR | HFTD - Distribution - Tier 2 - 5QU CoRE ¦ 4QU LoRE | Non-Red Flag Warning - Large Fires | Equipment / facility failure | Aggregated | 2053 | 1.2174e-06 | 347.2658 | 0.00042275 | 2053 | Mitigation | 0.95 | 45 | 0 | esc | 0.00097009 | 1.181e-09 | 0.00097009 | 1.181e-09
[120 empty] | 7.3.3.17.5 (Remote Grid) Updates to grid topology to minimize risk of ignition in HFTDs Remote GridWLDFREquipment / facility failureAggregated | WLDFR | HFTD - Distribution - Tier 2 - 5QU CoRE ¦ 4QU LoRE | Non-Red Flag Warning - Large Fires | Equipment / facility failure | Aggregated | 2054 | 1.2174e-06 | 347.2658 | 0.00042275 | 2054 | Mitigation | 0.95 | 45 | 0 | esc | 0.00097009 | 1.181e-09 | 0.00097009 | 1.181e-09
[120 empty] | 7.3.3.17.5 (Remote Grid) Updates to grid topology to minimize risk of ignition in HFTDs Remote GridWLDFREquipment / facility failureAggregated | WLDFR | HFTD - Distribution - Tier 2 - 5QU CoRE ¦ 4QU LoRE | Non-Red Flag Warning - Large Fires | Equipment / facility failure | Aggregated | 2055 | 1.2174e-06 | 347.2658 | 0.00042275 | 2055 | Mitigation | 0.95 | 45 | 0 | esc | 0.00097009 | 1.181e-09 | 0.00097009 | 1.181e-09
[120 empty] | 7.3.3.17.5 (Remote Grid) Updates to grid topology to minimize risk of ignition in HFTDs Remote GridWLDFREquipment / facility failureAggregated | WLDFR | HFTD - Distribution - Tier 2 - 5QU CoRE ¦ 4QU LoRE | Non-Red Flag Warning - Large Fires | Equipment / facility failure | Aggregated | 2056 | 1.2174e-06 | 347.2658 | 0.00042275 | 2056 | Mitigation | 0.95 | 45 | 0 | esc | 0.00097009 | 1.181e-09 | 0.00097009 | 1.181e-09
[120 empty] | 7.3.3.17.5 (Remote Grid) Updates to grid topology to minimize risk of ignition in HFTDs Remote GridWLDFREquipment / facility failureAggregated | WLDFR | HFTD - Distribution - Tier 2 - 5QU CoRE ¦ 4QU LoRE | Non-Red Flag Warning - Large Fires | Equipment / facility failure | Aggregated | 2057 | 1.2174e-06 | 347.2658 | 0.00042275 | 2057 | Mitigation | 0.95 | 45 | 0 | esc | 0.00097009 | 1.181e-09 | 0.00097009 | 1.181e-09
[120 empty] | 7.3.3.17.5 (Remote Grid) Updates to grid topology to minimize risk of ignition in HFTDs Remote GridWLDFREquipment / facility failureAggregated | WLDFR | HFTD - Distribution - Tier 2 - 5QU CoRE ¦ 4QU LoRE | Non-Red Flag Warning - Large Fires | Equipment / facility failure | Aggregated | 2058 | 1.2174e-06 | 347.2658 | 0.00042275 | 2058 | Mitigation | 0.95 | 45 | 0 | esc | 0.00097009 | 1.181e-09 | 0.00097009 | 1.181e-09
[120 empty] | 7.3.3.17.5 (Remote Grid) Updates to grid topology to minimize risk of ignition in HFTDs Remote GridWLDFREquipment / facility failureAggregated | WLDFR | HFTD - Distribution - Tier 2 - 5QU CoRE ¦ 4QU LoRE | Non-Red Flag Warning - Large Fires | Equipment / facility failure | Aggregated | 2059 | 1.2174e-06 | 347.2658 | 0.00042275 | 2059 | Mitigation | 0.95 | 45 | 0 | esc | 0.00097009 | 1.181e-09 | 0.00097009 | 1.181e-09
[120 empty] | 7.3.3.17.5 (Remote Grid) Updates to grid topology to minimize risk of ignition in HFTDs Remote GridWLDFREquipment / facility failureAggregated | WLDFR | HFTD - Distribution - Tier 2 - 5QU CoRE ¦ 4QU LoRE | Non-Red Flag Warning - Large Fires | Equipment / facility failure | Aggregated | 2060 | 1.2174e-06 | 347.2658 | 0.00042275 | 2060 | Mitigation | 0.95 | 45 | 0 | esc | 0.00097009 | 1.181e-09 | 0.00097009 | 1.181e-09
[120 empty] | 7.3.3.17.5 (Remote Grid) Updates to grid topology to minimize risk of ignition in HFTDs Remote GridWLDFREquipment / facility failureAggregated | WLDFR | HFTD - Distribution - Tier 2 - 5QU CoRE ¦ 4QU LoRE | Non-Red Flag Warning - Large Fires | Equipment / facility failure | Aggregated | 2061 | 1.2174e-06 | 347.2658 | 0.00042275 | 2061 | Mitigation | 0.95 | 45 | 0 | esc | 0.00097009 | 1.181e-09 | 0.00097009 | 1.181e-09
[120 empty] | 7.3.3.17.5 (Remote Grid) Updates to grid topology to minimize risk of ignition in HFTDs Remote GridWLDFREquipment / facility failureAggregated | WLDFR | HFTD - Distribution - Tier 2 - 5QU CoRE ¦ 4QU LoRE | Non-Red Flag Warning - Large Fires | Equipment / facility failure | Aggregated | 2062 | 1.2174e-06 | 347.2658 | 0.00042275 | 2062 | Mitigation | 0.95 | 45 | 0 | esc | 0.00097009 | 1.181e-09 | 0.00097009 | 1.181e-09
[120 empty] | 7.3.3.17.5 (Remote Grid) Updates to grid topology to minimize risk of ignition in HFTDs Remote GridWLDFREquipment / facility failureAggregated | WLDFR | HFTD - Distribution - Tier 2 - 5QU CoRE ¦ 4QU LoRE | Non-Red Flag Warning - Large Fires | Equipment / facility failure | Aggregated | 2063 | 1.2174e-06 | 347.2658 | 0.00042275 | 2063 | Mitigation | 0.95 | 45 | 0 | esc | 0.00097009 | 1.181e-09 | 0.00097009 | 1.181e-09
[120 empty] | 7.3.3.17.5 (Remote Grid) Updates to grid topology to minimize risk of ignition in HFTDs Remote GridWLDFREquipment / facility failureAggregated | WLDFR | HFTD - Distribution - Tier 2 - 5QU CoRE ¦ 4QU LoRE | Non-Red Flag Warning - Large Fires | Equipment / facility failure | Aggregated | 2064 | 1.2174e-06 | 347.2658 | 0.00042275 | 2064 | Mitigation | 0.95 | 45 | 0 | esc | 0.00097009 | 1.181e-09 | 0.00097009 | 1.181e-09
[120 empty] | 7.3.3.17.5 (Remote Grid) Updates to grid topology to minimize risk of ignition in HFTDs Remote GridWLDFREquipment / facility failureAggregated | WLDFR | HFTD - Distribution - Tier 2 - 5QU CoRE ¦ 4QU LoRE | Non-Red Flag Warning - Large Fires | Equipment / facility failure | Aggregated | 2065 | 1.2174e-06 | 347.2658 | 0.00042275 | 2065 | Mitigation | 0.95 | 45 | 0 | esc | 0.00097009 | 1.181e-09 | 0.00097009 | 1.181e-09
[120 empty] | 7.3.3.17.5 (Remote Grid) Updates to grid topology to minimize risk of ignition in HFTDs Remote GridWLDFREquipment / facility failureAggregated | WLDFR | HFTD - Distribution - Tier 2 - 5QU CoRE ¦ 4QU LoRE | Non-Red Flag Warning - Large Fires | Equipment / facility failure | Aggregated | 2066 | 1.2174e-06 | 347.2658 | 0.00042275 | 2066 | Mitigation | 0.95 | 45 | 0 | esc | 0.00097009 | 1.181e-09 | 0.00097009 | 1.181e-09
[120 empty] | 7.3.3.17.5 (Remote Grid) Updates to grid topology to minimize risk of ignition in HFTDs Remote GridWLDFREquipment / facility failureAggregated | WLDFR | HFTD - Distribution - Tier 2 - 5QU CoRE ¦ 4QU LoRE | Non-Red Flag Warning - Large Fires | Equipment / facility failure | Aggregated | 2067 | 1.2174e-06 | 347.2658 | 0.00042275 | 2067 | Mitigation | 0.95 | 45 | 0 | esc | 0 | 0 | 0.00097009 | 1.181e-09
[120 empty] | 7.3.3.17.5 (Remote Grid) Updates to grid topology to minimize risk of ignition in HFTDs Remote GridWLDFRVegetation ContactAggregated | WLDFR | HFTD - Distribution - Tier 2 - 5QU CoRE ¦ 4QU LoRE | Non-Red Flag Warning - Large Fires | Vegetation Contact | Aggregated | 2022 | 3.4833e-06 | 347.2658 | 0.0012096 | 2022 | Mitigation | 0.95 | 45 | 0 | esc | 0.00097009 | 3.3791e-09 | 0 | 0
[120 empty] | 7.3.3.17.5 (Remote Grid) Updates to grid topology to minimize risk of ignition in HFTDs Remote GridWLDFRVegetation ContactAggregated | WLDFR | HFTD - Distribution - Tier 2 - 5QU CoRE ¦ 4QU LoRE | Non-Red Flag Warning - Large Fires | Vegetation Contact | Aggregated | 2023 | 3.4833e-06 | 347.2658 | 0.0012096 | 2023 | Mitigation | 0.95 | 45 | 0 | esc | 0.00097009 | 3.3791e-09 | 0.00097009 | 3.3791e-09
[120 empty] | 7.3.3.17.5 (Remote Grid) Updates to grid topology to minimize risk of ignition in HFTDs Remote GridWLDFRVegetation ContactAggregated | WLDFR | HFTD - Distribution - Tier 2 - 5QU CoRE ¦ 4QU LoRE | Non-Red Flag Warning - Large Fires | Vegetation Contact | Aggregated | 2024 | 3.4833e-06 | 347.2658 | 0.0012096 | 2024 | Mitigation | 0.95 | 45 | 0 | esc | 0.00097009 | 3.3791e-09 | 0.00097009 | 3.3791e-09
[120 empty] | 7.3.3.17.5 (Remote Grid) Updates to grid topology to minimize risk of ignition in HFTDs Remote GridWLDFRVegetation ContactAggregated | WLDFR | HFTD - Distribution - Tier 2 - 5QU CoRE ¦ 4QU LoRE | Non-Red Flag Warning - Large Fires | Vegetation Contact | Aggregated | 2025 | 3.4833e-06 | 347.2658 | 0.0012096 | 2025 | Mitigation | 0.95 | 45 | 0 | esc | 0.00097009 | 3.3791e-09 | 0.00097009 | 3.3791e-09
[120 empty] | 7.3.3.17.5 (Remote Grid) Updates to grid topology to minimize risk of ignition in HFTDs Remote GridWLDFRVegetation ContactAggregated | WLDFR | HFTD - Distribution - Tier 2 - 5QU CoRE ¦ 4QU LoRE | Non-Red Flag Warning - Large Fires | Vegetation Contact | Aggregated | 2026 | 3.4833e-06 | 347.2658 | 0.0012096 | 2026 | Mitigation | 0.95 | 45 | 0 | esc | 0.00097009 | 3.3791e-09 | 0.00097009 | 3.3791e-09
[120 empty] | 7.3.3.17.5 (Remote Grid) Updates to grid topology to minimize risk of ignition in HFTDs Remote GridWLDFRVegetation ContactAggregated | WLDFR | HFTD - Distribution - Tier 2 - 5QU CoRE ¦ 4QU LoRE | Non-Red Flag Warning - Large Fires | Vegetation Contact | Aggregated | 2027 | 3.4833e-06 | 347.2658 | 0.0012096 | 2027 | Mitigation | 0.95 | 45 | 0 | esc | 0.00097009 | 3.3791e-09 | 0.00097009 | 3.3791e-09
[120 empty] | 7.3.3.17.5 (Remote Grid) Updates to grid topology to minimize risk of ignition in HFTDs Remote GridWLDFRVegetation ContactAggregated | WLDFR | HFTD - Distribution - Tier 2 - 5QU CoRE ¦ 4QU LoRE | Non-Red Flag Warning - Large Fires | Vegetation Contact | Aggregated | 2028 | 3.4833e-06 | 347.2658 | 0.0012096 | 2028 | Mitigation | 0.95 | 45 | 0 | esc | 0.00097009 | 3.3791e-09 | 0.00097009 | 3.3791e-09
[120 empty] | 7.3.3.17.5 (Remote Grid) Updates to grid topology to minimize risk of ignition in HFTDs Remote GridWLDFRVegetation ContactAggregated | WLDFR | HFTD - Distribution - Tier 2 - 5QU CoRE ¦ 4QU LoRE | Non-Red Flag Warning - Large Fires | Vegetation Contact | Aggregated | 2029 | 3.4833e-06 | 347.2658 | 0.0012096 | 2029 | Mitigation | 0.95 | 45 | 0 | esc | 0.00097009 | 3.3791e-09 | 0.00097009 | 3.3791e-09
[120 empty] | 7.3.3.17.5 (Remote Grid) Updates to grid topology to minimize risk of ignition in HFTDs Remote GridWLDFRVegetation ContactAggregated | WLDFR | HFTD - Distribution - Tier 2 - 5QU CoRE ¦ 4QU LoRE | Non-Red Flag Warning - Large Fires | Vegetation Contact | Aggregated | 2030 | 3.4833e-06 | 347.2658 | 0.0012096 | 2030 | Mitigation | 0.95 | 45 | 0 | esc | 0.00097009 | 3.3791e-09 | 0.00097009 | 3.3791e-09
[120 empty] | 7.3.3.17.5 (Remote Grid) Updates to grid topology to minimize risk of ignition in HFTDs Remote GridWLDFRVegetation ContactAggregated | WLDFR | HFTD - Distribution - Tier 2 - 5QU CoRE ¦ 4QU LoRE | Non-Red Flag Warning - Large Fires | Vegetation Contact | Aggregated | 2031 | 3.4833e-06 | 347.2658 | 0.0012096 | 2031 | Mitigation | 0.95 | 45 | 0 | esc | 0.00097009 | 3.3791e-09 | 0.00097009 | 3.3791e-09
[120 empty] | 7.3.3.17.5 (Remote Grid) Updates to grid topology to minimize risk of ignition in HFTDs Remote GridWLDFRVegetation ContactAggregated | WLDFR | HFTD - Distribution - Tier 2 - 5QU CoRE ¦ 4QU LoRE | Non-Red Flag Warning - Large Fires | Vegetation Contact | Aggregated | 2032 | 3.4833e-06 | 347.2658 | 0.0012096 | 2032 | Mitigation | 0.95 | 45 | 0 | esc | 0.00097009 | 3.3791e-09 | 0.00097009 | 3.3791e-09
[120 empty] | 7.3.3.17.5 (Remote Grid) Updates to grid topology to minimize risk of ignition in HFTDs Remote GridWLDFRVegetation ContactAggregated | WLDFR | HFTD - Distribution - Tier 2 - 5QU CoRE ¦ 4QU LoRE | Non-Red Flag Warning - Large Fires | Vegetation Contact | Aggregated | 2033 | 3.4833e-06 | 347.2658 | 0.0012096 | 2033 | Mitigation | 0.95 | 45 | 0 | esc | 0.00097009 | 3.3791e-09 | 0.00097009 | 3.3791e-09
[120 empty] | 7.3.3.17.5 (Remote Grid) Updates to grid topology to minimize risk of ignition in HFTDs Remote GridWLDFRVegetation ContactAggregated | WLDFR | HFTD - Distribution - Tier 2 - 5QU CoRE ¦ 4QU LoRE | Non-Red Flag Warning - Large Fires | Vegetation Contact | Aggregated | 2034 | 3.4833e-06 | 347.2658 | 0.0012096 | 2034 | Mitigation | 0.95 | 45 | 0 | esc | 0.00097009 | 3.3791e-09 | 0.00097009 | 3.3791e-09
[120 empty] | 7.3.3.17.5 (Remote Grid) Updates to grid topology to minimize risk of ignition in HFTDs Remote GridWLDFRVegetation ContactAggregated | WLDFR | HFTD - Distribution - Tier 2 - 5QU CoRE ¦ 4QU LoRE | Non-Red Flag Warning - Large Fires | Vegetation Contact | Aggregated | 2035 | 3.4833e-06 | 347.2658 | 0.0012096 | 2035 | Mitigation | 0.95 | 45 | 0 | esc | 0.00097009 | 3.3791e-09 | 0.00097009 | 3.3791e-09
[120 empty] | 7.3.3.17.5 (Remote Grid) Updates to grid topology to minimize risk of ignition in HFTDs Remote GridWLDFRVegetation ContactAggregated | WLDFR | HFTD - Distribution - Tier 2 - 5QU CoRE ¦ 4QU LoRE | Non-Red Flag Warning - Large Fires | Vegetation Contact | Aggregated | 2036 | 3.4833e-06 | 347.2658 | 0.0012096 | 2036 | Mitigation | 0.95 | 45 | 0 | esc | 0.00097009 | 3.3791e-09 | 0.00097009 | 3.3791e-09
[120 empty] | 7.3.3.17.5 (Remote Grid) Updates to grid topology to minimize risk of ignition in HFTDs Remote GridWLDFRVegetation ContactAggregated | WLDFR | HFTD - Distribution - Tier 2 - 5QU CoRE ¦ 4QU LoRE | Non-Red Flag Warning - Large Fires | Vegetation Contact | Aggregated | 2037 | 3.4833e-06 | 347.2658 | 0.0012096 | 2037 | Mitigation | 0.95 | 45 | 0 | esc | 0.00097009 | 3.3791e-09 | 0.00097009 | 3.3791e-09
[120 empty] | 7.3.3.17.5 (Remote Grid) Updates to grid topology to minimize risk of ignition in HFTDs Remote GridWLDFRVegetation ContactAggregated | WLDFR | HFTD - Distribution - Tier 2 - 5QU CoRE ¦ 4QU LoRE | Non-Red Flag Warning - Large Fires | Vegetation Contact | Aggregated | 2038 | 3.4833e-06 | 347.2658 | 0.0012096 | 2038 | Mitigation | 0.95 | 45 | 0 | esc | 0.00097009 | 3.3791e-09 | 0.00097009 | 3.3791e-09
[120 empty] | 7.3.3.17.5 (Remote Grid) Updates to grid topology to minimize risk of ignition in HFTDs Remote GridWLDFRVegetation ContactAggregated | WLDFR | HFTD - Distribution - Tier 2 - 5QU CoRE ¦ 4QU LoRE | Non-Red Flag Warning - Large Fires | Vegetation Contact | Aggregated | 2039 | 3.4833e-06 | 347.2658 | 0.0012096 | 2039 | Mitigation | 0.95 | 45 | 0 | esc | 0.00097009 | 3.3791e-09 | 0.00097009 | 3.3791e-09
[120 empty] | 7.3.3.17.5 (Remote Grid) Updates to grid topology to minimize risk of ignition in HFTDs Remote GridWLDFRVegetation ContactAggregated | WLDFR | HFTD - Distribution - Tier 2 - 5QU CoRE ¦ 4QU LoRE | Non-Red Flag Warning - Large Fires | Vegetation Contact | Aggregated | 2040 | 3.4833e-06 | 347.2658 | 0.0012096 | 2040 | Mitigation | 0.95 | 45 | 0 | esc | 0.00097009 | 3.3791e-09 | 0.00097009 | 3.3791e-09
[120 empty] | 7.3.3.17.5 (Remote Grid) Updates to grid topology to minimize risk of ignition in HFTDs Remote GridWLDFRVegetation ContactAggregated | WLDFR | HFTD - Distribution - Tier 2 - 5QU CoRE ¦ 4QU LoRE | Non-Red Flag Warning - Large Fires | Vegetation Contact | Aggregated | 2041 | 3.4833e-06 | 347.2658 | 0.0012096 | 2041 | Mitigation | 0.95 | 45 | 0 | esc | 0.00097009 | 3.3791e-09 | 0.00097009 | 3.3791e-09
[120 empty] | 7.3.3.17.5 (Remote Grid) Updates to grid topology to minimize risk of ignition in HFTDs Remote GridWLDFRVegetation ContactAggregated | WLDFR | HFTD - Distribution - Tier 2 - 5QU CoRE ¦ 4QU LoRE | Non-Red Flag Warning - Large Fires | Vegetation Contact | Aggregated | 2042 | 3.4833e-06 | 347.2658 | 0.0012096 | 2042 | Mitigation | 0.95 | 45 | 0 | esc | 0.00097009 | 3.3791e-09 | 0.00097009 | 3.3791e-09
[120 empty] | 7.3.3.17.5 (Remote Grid) Updates to grid topology to minimize risk of ignition in HFTDs Remote GridWLDFRVegetation ContactAggregated | WLDFR | HFTD - Distribution - Tier 2 - 5QU CoRE ¦ 4QU LoRE | Non-Red Flag Warning - Large Fires | Vegetation Contact | Aggregated | 2043 | 3.4833e-06 | 347.2658 | 0.0012096 | 2043 | Mitigation | 0.95 | 45 | 0 | esc | 0.00097009 | 3.3791e-09 | 0.00097009 | 3.3791e-09
[120 empty] | 7.3.3.17.5 (Remote Grid) Updates to grid topology to minimize risk of ignition in HFTDs Remote GridWLDFRVegetation ContactAggregated | WLDFR | HFTD - Distribution - Tier 2 - 5QU CoRE ¦ 4QU LoRE | Non-Red Flag Warning - Large Fires | Vegetation Contact | Aggregated | 2044 | 3.4833e-06 | 347.2658 | 0.0012096 | 2044 | Mitigation | 0.95 | 45 | 0 | esc | 0.00097009 | 3.3791e-09 | 0.00097009 | 3.3791e-09
[120 empty] | 7.3.3.17.5 (Remote Grid) Updates to grid topology to minimize risk of ignition in HFTDs Remote GridWLDFRVegetation ContactAggregated | WLDFR | HFTD - Distribution - Tier 2 - 5QU CoRE ¦ 4QU LoRE | Non-Red Flag Warning - Large Fires | Vegetation Contact | Aggregated | 2045 | 3.4833e-06 | 347.2658 | 0.0012096 | 2045 | Mitigation | 0.95 | 45 | 0 | esc | 0.00097009 | 3.3791e-09 | 0.00097009 | 3.3791e-09
[120 empty] | 7.3.3.17.5 (Remote Grid) Updates to grid topology to minimize risk of ignition in HFTDs Remote GridWLDFRVegetation ContactAggregated | WLDFR | HFTD - Distribution - Tier 2 - 5QU CoRE ¦ 4QU LoRE | Non-Red Flag Warning - Large Fires | Vegetation Contact | Aggregated | 2046 | 3.4833e-06 | 347.2658 | 0.0012096 | 2046 | Mitigation | 0.95 | 45 | 0 | esc | 0.00097009 | 3.3791e-09 | 0.00097009 | 3.3791e-09
[120 empty] | 7.3.3.17.5 (Remote Grid) Updates to grid topology to minimize risk of ignition in HFTDs Remote GridWLDFRVegetation ContactAggregated | WLDFR | HFTD - Distribution - Tier 2 - 5QU CoRE ¦ 4QU LoRE | Non-Red Flag Warning - Large Fires | Vegetation Contact | Aggregated | 2047 | 3.4833e-06 | 347.2658 | 0.0012096 | 2047 | Mitigation | 0.95 | 45 | 0 | esc | 0.00097009 | 3.3791e-09 | 0.00097009 | 3.3791e-09
[120 empty] | 7.3.3.17.5 (Remote Grid) Updates to grid topology to minimize risk of ignition in HFTDs Remote GridWLDFRVegetation ContactAggregated | WLDFR | HFTD - Distribution - Tier 2 - 5QU CoRE ¦ 4QU LoRE | Non-Red Flag Warning - Large Fires | Vegetation Contact | Aggregated | 2048 | 3.4833e-06 | 347.2658 | 0.0012096 | 2048 | Mitigation | 0.95 | 45 | 0 | esc | 0.00097009 | 3.3791e-09 | 0.00097009 | 3.3791e-09
[120 empty] | 7.3.3.17.5 (Remote Grid) Updates to grid topology to minimize risk of ignition in HFTDs Remote GridWLDFRVegetation ContactAggregated | WLDFR | HFTD - Distribution - Tier 2 - 5QU CoRE ¦ 4QU LoRE | Non-Red Flag Warning - Large Fires | Vegetation Contact | Aggregated | 2049 | 3.4833e-06 | 347.2658 | 0.0012096 | 2049 | Mitigation | 0.95 | 45 | 0 | esc | 0.00097009 | 3.3791e-09 | 0.00097009 | 3.3791e-09
[120 empty] | 7.3.3.17.5 (Remote Grid) Updates to grid topology to minimize risk of ignition in HFTDs Remote GridWLDFRVegetation ContactAggregated | WLDFR | HFTD - Distribution - Tier 2 - 5QU CoRE ¦ 4QU LoRE | Non-Red Flag Warning - Large Fires | Vegetation Contact | Aggregated | 2050 | 3.4833e-06 | 347.2658 | 0.0012096 | 2050 | Mitigation | 0.95 | 45 | 0 | esc | 0.00097009 | 3.3791e-09 | 0.00097009 | 3.3791e-09
[120 empty] | 7.3.3.17.5 (Remote Grid) Updates to grid topology to minimize risk of ignition in HFTDs Remote GridWLDFRVegetation ContactAggregated | WLDFR | HFTD - Distribution - Tier 2 - 5QU CoRE ¦ 4QU LoRE | Non-Red Flag Warning - Large Fires | Vegetation Contact | Aggregated | 2051 | 3.4833e-06 | 347.2658 | 0.0012096 | 2051 | Mitigation | 0.95 | 45 | 0 | esc | 0.00097009 | 3.3791e-09 | 0.00097009 | 3.3791e-09
[120 empty] | 7.3.3.17.5 (Remote Grid) Updates to grid topology to minimize risk of ignition in HFTDs Remote GridWLDFRVegetation ContactAggregated | WLDFR | HFTD - Distribution - Tier 2 - 5QU CoRE ¦ 4QU LoRE | Non-Red Flag Warning - Large Fires | Vegetation Contact | Aggregated | 2052 | 3.4833e-06 | 347.2658 | 0.0012096 | 2052 | Mitigation | 0.95 | 45 | 0 | esc | 0.00097009 | 3.3791e-09 | 0.00097009 | 3.3791e-09
[120 empty] | 7.3.3.17.5 (Remote Grid) Updates to grid topology to minimize risk of ignition in HFTDs Remote GridWLDFRVegetation ContactAggregated | WLDFR | HFTD - Distribution - Tier 2 - 5QU CoRE ¦ 4QU LoRE | Non-Red Flag Warning - Large Fires | Vegetation Contact | Aggregated | 2053 | 3.4833e-06 | 347.2658 | 0.0012096 | 2053 | Mitigation | 0.95 | 45 | 0 | esc | 0.00097009 | 3.3791e-09 | 0.00097009 | 3.3791e-09
[120 empty] | 7.3.3.17.5 (Remote Grid) Updates to grid topology to minimize risk of ignition in HFTDs Remote GridWLDFRVegetation ContactAggregated | WLDFR | HFTD - Distribution - Tier 2 - 5QU CoRE ¦ 4QU LoRE | Non-Red Flag Warning - Large Fires | Vegetation Contact | Aggregated | 2054 | 3.4833e-06 | 347.2658 | 0.0012096 | 2054 | Mitigation | 0.95 | 45 | 0 | esc | 0.00097009 | 3.3791e-09 | 0.00097009 | 3.3791e-09
[120 empty] | 7.3.3.17.5 (Remote Grid) Updates to grid topology to minimize risk of ignition in HFTDs Remote GridWLDFRVegetation ContactAggregated | WLDFR | HFTD - Distribution - Tier 2 - 5QU CoRE ¦ 4QU LoRE | Non-Red Flag Warning - Large Fires | Vegetation Contact | Aggregated | 2055 | 3.4833e-06 | 347.2658 | 0.0012096 | 2055 | Mitigation | 0.95 | 45 | 0 | esc | 0.00097009 | 3.3791e-09 | 0.00097009 | 3.3791e-09
[120 empty] | 7.3.3.17.5 (Remote Grid) Updates to grid topology to minimize risk of ignition in HFTDs Remote GridWLDFRVegetation ContactAggregated | WLDFR | HFTD - Distribution - Tier 2 - 5QU CoRE ¦ 4QU LoRE | Non-Red Flag Warning - Large Fires | Vegetation Contact | Aggregated | 2056 | 3.4833e-06 | 347.2658 | 0.0012096 | 2056 | Mitigation | 0.95 | 45 | 0 | esc | 0.00097009 | 3.3791e-09 | 0.00097009 | 3.3791e-09
[120 empty] | 7.3.3.17.5 (Remote Grid) Updates to grid topology to minimize risk of ignition in HFTDs Remote GridWLDFRVegetation ContactAggregated | WLDFR | HFTD - Distribution - Tier 2 - 5QU CoRE ¦ 4QU LoRE | Non-Red Flag Warning - Large Fires | Vegetation Contact | Aggregated | 2057 | 3.4833e-06 | 347.2658 | 0.0012096 | 2057 | Mitigation | 0.95 | 45 | 0 | esc | 0.00097009 | 3.3791e-09 | 0.00097009 | 3.3791e-09
[120 empty] | 7.3.3.17.5 (Remote Grid) Updates to grid topology to minimize risk of ignition in HFTDs Remote GridWLDFRVegetation ContactAggregated | WLDFR | HFTD - Distribution - Tier 2 - 5QU CoRE ¦ 4QU LoRE | Non-Red Flag Warning - Large Fires | Vegetation Contact | Aggregated | 2058 | 3.4833e-06 | 347.2658 | 0.0012096 | 2058 | Mitigation | 0.95 | 45 | 0 | esc | 0.00097009 | 3.3791e-09 | 0.00097009 | 3.3791e-09
[120 empty] | 7.3.3.17.5 (Remote Grid) Updates to grid topology to minimize risk of ignition in HFTDs Remote GridWLDFRVegetation ContactAggregated | WLDFR | HFTD - Distribution - Tier 2 - 5QU CoRE ¦ 4QU LoRE | Non-Red Flag Warning - Large Fires | Vegetation Contact | Aggregated | 2059 | 3.4833e-06 | 347.2658 | 0.0012096 | 2059 | Mitigation | 0.95 | 45 | 0 | esc | 0.00097009 | 3.3791e-09 | 0.00097009 | 3.3791e-09
[120 empty] | 7.3.3.17.5 (Remote Grid) Updates to grid topology to minimize risk of ignition in HFTDs Remote GridWLDFRVegetation ContactAggregated | WLDFR | HFTD - Distribution - Tier 2 - 5QU CoRE ¦ 4QU LoRE | Non-Red Flag Warning - Large Fires | Vegetation Contact | Aggregated | 2060 | 3.4833e-06 | 347.2658 | 0.0012096 | 2060 | Mitigation | 0.95 | 45 | 0 | esc | 0.00097009 | 3.3791e-09 | 0.00097009 | 3.3791e-09
[120 empty] | 7.3.3.17.5 (Remote Grid) Updates to grid topology to minimize risk of ignition in HFTDs Remote GridWLDFRVegetation ContactAggregated | WLDFR | HFTD - Distribution - Tier 2 - 5QU CoRE ¦ 4QU LoRE | Non-Red Flag Warning - Large Fires | Vegetation Contact | Aggregated | 2061 | 3.4833e-06 | 347.2658 | 0.0012096 | 2061 | Mitigation | 0.95 | 45 | 0 | esc | 0.00097009 | 3.3791e-09 | 0.00097009 | 3.3791e-09
[120 empty] | 7.3.3.17.5 (Remote Grid) Updates to grid topology to minimize risk of ignition in HFTDs Remote GridWLDFRVegetation ContactAggregated | WLDFR | HFTD - Distribution - Tier 2 - 5QU CoRE ¦ 4QU LoRE | Non-Red Flag Warning - Large Fires | Vegetation Contact | Aggregated | 2062 | 3.4833e-06 | 347.2658 | 0.0012096 | 2062 | Mitigation | 0.95 | 45 | 0 | esc | 0.00097009 | 3.3791e-09 | 0.00097009 | 3.3791e-09
[120 empty] | 7.3.3.17.5 (Remote Grid) Updates to grid topology to minimize risk of ignition in HFTDs Remote GridWLDFRVegetation ContactAggregated | WLDFR | HFTD - Distribution - Tier 2 - 5QU CoRE ¦ 4QU LoRE | Non-Red Flag Warning - Large Fires | Vegetation Contact | Aggregated | 2063 | 3.4833e-06 | 347.2658 | 0.0012096 | 2063 | Mitigation | 0.95 | 45 | 0 | esc | 0.00097009 | 3.3791e-09 | 0.00097009 | 3.3791e-09
[120 empty] | 7.3.3.17.5 (Remote Grid) Updates to grid topology to minimize risk of ignition in HFTDs Remote GridWLDFRVegetation ContactAggregated | WLDFR | HFTD - Distribution - Tier 2 - 5QU CoRE ¦ 4QU LoRE | Non-Red Flag Warning - Large Fires | Vegetation Contact | Aggregated | 2064 | 3.4833e-06 | 347.2658 | 0.0012096 | 2064 | Mitigation | 0.95 | 45 | 0 | esc | 0.00097009 | 3.3791e-09 | 0.00097009 | 3.3791e-09
[120 empty] | 7.3.3.17.5 (Remote Grid) Updates to grid topology to minimize risk of ignition in HFTDs Remote GridWLDFRVegetation ContactAggregated | WLDFR | HFTD - Distribution - Tier 2 - 5QU CoRE ¦ 4QU LoRE | Non-Red Flag Warning - Large Fires | Vegetation Contact | Aggregated | 2065 | 3.4833e-06 | 347.2658 | 0.0012096 | 2065 | Mitigation | 0.95 | 45 | 0 | esc | 0.00097009 | 3.3791e-09 | 0.00097009 | 3.3791e-09
[120 empty] | 7.3.3.17.5 (Remote Grid) Updates to grid topology to minimize risk of ignition in HFTDs Remote GridWLDFRVegetation ContactAggregated | WLDFR | HFTD - Distribution - Tier 2 - 5QU CoRE ¦ 4QU LoRE | Non-Red Flag Warning - Large Fires | Vegetation Contact | Aggregated | 2066 | 3.4833e-06 | 347.2658 | 0.0012096 | 2066 | Mitigation | 0.95 | 45 | 0 | esc | 0.00097009 | 3.3791e-09 | 0.00097009 | 3.3791e-09
[120 empty] | 7.3.3.17.5 (Remote Grid) Updates to grid topology to minimize risk of ignition in HFTDs Remote GridWLDFRVegetation ContactAggregated | WLDFR | HFTD - Distribution - Tier 2 - 5QU CoRE ¦ 4QU LoRE | Non-Red Flag Warning - Large Fires | Vegetation Contact | Aggregated | 2067 | 3.4833e-06 | 347.2658 | 0.0012096 | 2067 | Mitigation | 0.95 | 45 | 0 | esc | 0 | 0 | 0.00097009 | 3.3791e-09
[120 empty] | 7.3.3.17.5 (Remote Grid) Updates to grid topology to minimize risk of ignition in HFTDs Remote GridWLDFRWire-to-wire contactAggregated | WLDFR | HFTD - Distribution - Tier 2 - 5QU CoRE ¦ 4QU LoRE | Non-Red Flag Warning - Large Fires | Wire-to-wire contact | Aggregated | 2022 | 9.5621e-07 | 347.2658 | 0.00033206 | 2022 | Mitigation | 0.95 | 45 | 0 | esc | 0.00097009 | 9.276e-10 | 0 | 0
[120 empty] | 7.3.3.17.5 (Remote Grid) Updates to grid topology to minimize risk of ignition in HFTDs Remote GridWLDFRWire-to-wire contactAggregated | WLDFR | HFTD - Distribution - Tier 2 - 5QU CoRE ¦ 4QU LoRE | Non-Red Flag Warning - Large Fires | Wire-to-wire contact | Aggregated | 2023 | 9.5621e-07 | 347.2658 | 0.00033206 | 2023 | Mitigation | 0.95 | 45 | 0 | esc | 0.00097009 | 9.276e-10 | 0.00097009 | 9.276e-10
[120 empty] | 7.3.3.17.5 (Remote Grid) Updates to grid topology to minimize risk of ignition in HFTDs Remote GridWLDFRWire-to-wire contactAggregated | WLDFR | HFTD - Distribution - Tier 2 - 5QU CoRE ¦ 4QU LoRE | Non-Red Flag Warning - Large Fires | Wire-to-wire contact | Aggregated | 2024 | 9.5621e-07 | 347.2658 | 0.00033206 | 2024 | Mitigation | 0.95 | 45 | 0 | esc | 0.00097009 | 9.276e-10 | 0.00097009 | 9.276e-10
[120 empty] | 7.3.3.17.5 (Remote Grid) Updates to grid topology to minimize risk of ignition in HFTDs Remote GridWLDFRWire-to-wire contactAggregated | WLDFR | HFTD - Distribution - Tier 2 - 5QU CoRE ¦ 4QU LoRE | Non-Red Flag Warning - Large Fires | Wire-to-wire contact | Aggregated | 2025 | 9.5621e-07 | 347.2658 | 0.00033206 | 2025 | Mitigation | 0.95 | 45 | 0 | esc | 0.00097009 | 9.276e-10 | 0.00097009 | 9.276e-10
[120 empty] | 7.3.3.17.5 (Remote Grid) Updates to grid topology to minimize risk of ignition in HFTDs Remote GridWLDFRWire-to-wire contactAggregated | WLDFR | HFTD - Distribution - Tier 2 - 5QU CoRE ¦ 4QU LoRE | Non-Red Flag Warning - Large Fires | Wire-to-wire contact | Aggregated | 2026 | 9.5621e-07 | 347.2658 | 0.00033206 | 2026 | Mitigation | 0.95 | 45 | 0 | esc | 0.00097009 | 9.276e-10 | 0.00097009 | 9.276e-10
[120 empty] | 7.3.3.17.5 (Remote Grid) Updates to grid topology to minimize risk of ignition in HFTDs Remote GridWLDFRWire-to-wire contactAggregated | WLDFR | HFTD - Distribution - Tier 2 - 5QU CoRE ¦ 4QU LoRE | Non-Red Flag Warning - Large Fires | Wire-to-wire contact | Aggregated | 2027 | 9.5621e-07 | 347.2658 | 0.00033206 | 2027 | Mitigation | 0.95 | 45 | 0 | esc | 0.00097009 | 9.276e-10 | 0.00097009 | 9.276e-10
[120 empty] | 7.3.3.17.5 (Remote Grid) Updates to grid topology to minimize risk of ignition in HFTDs Remote GridWLDFRWire-to-wire contactAggregated | WLDFR | HFTD - Distribution - Tier 2 - 5QU CoRE ¦ 4QU LoRE | Non-Red Flag Warning - Large Fires | Wire-to-wire contact | Aggregated | 2028 | 9.5621e-07 | 347.2658 | 0.00033206 | 2028 | Mitigation | 0.95 | 45 | 0 | esc | 0.00097009 | 9.276e-10 | 0.00097009 | 9.276e-10
[120 empty] | 7.3.3.17.5 (Remote Grid) Updates to grid topology to minimize risk of ignition in HFTDs Remote GridWLDFRWire-to-wire contactAggregated | WLDFR | HFTD - Distribution - Tier 2 - 5QU CoRE ¦ 4QU LoRE | Non-Red Flag Warning - Large Fires | Wire-to-wire contact | Aggregated | 2029 | 9.5621e-07 | 347.2658 | 0.00033206 | 2029 | Mitigation | 0.95 | 45 | 0 | esc | 0.00097009 | 9.276e-10 | 0.00097009 | 9.276e-10
[120 empty] | 7.3.3.17.5 (Remote Grid) Updates to grid topology to minimize risk of ignition in HFTDs Remote GridWLDFRWire-to-wire contactAggregated | WLDFR | HFTD - Distribution - Tier 2 - 5QU CoRE ¦ 4QU LoRE | Non-Red Flag Warning - Large Fires | Wire-to-wire contact | Aggregated | 2030 | 9.5621e-07 | 347.2658 | 0.00033206 | 2030 | Mitigation | 0.95 | 45 | 0 | esc | 0.00097009 | 9.276e-10 | 0.00097009 | 9.276e-10
[120 empty] | 7.3.3.17.5 (Remote Grid) Updates to grid topology to minimize risk of ignition in HFTDs Remote GridWLDFRWire-to-wire contactAggregated | WLDFR | HFTD - Distribution - Tier 2 - 5QU CoRE ¦ 4QU LoRE | Non-Red Flag Warning - Large Fires | Wire-to-wire contact | Aggregated | 2031 | 9.5621e-07 | 347.2658 | 0.00033206 | 2031 | Mitigation | 0.95 | 45 | 0 | esc | 0.00097009 | 9.276e-10 | 0.00097009 | 9.276e-10
[120 empty] | 7.3.3.17.5 (Remote Grid) Updates to grid topology to minimize risk of ignition in HFTDs Remote GridWLDFRWire-to-wire contactAggregated | WLDFR | HFTD - Distribution - Tier 2 - 5QU CoRE ¦ 4QU LoRE | Non-Red Flag Warning - Large Fires | Wire-to-wire contact | Aggregated | 2032 | 9.5621e-07 | 347.2658 | 0.00033206 | 2032 | Mitigation | 0.95 | 45 | 0 | esc | 0.00097009 | 9.276e-10 | 0.00097009 | 9.276e-10
[120 empty] | 7.3.3.17.5 (Remote Grid) Updates to grid topology to minimize risk of ignition in HFTDs Remote GridWLDFRWire-to-wire contactAggregated | WLDFR | HFTD - Distribution - Tier 2 - 5QU CoRE ¦ 4QU LoRE | Non-Red Flag Warning - Large Fires | Wire-to-wire contact | Aggregated | 2033 | 9.5621e-07 | 347.2658 | 0.00033206 | 2033 | Mitigation | 0.95 | 45 | 0 | esc | 0.00097009 | 9.276e-10 | 0.00097009 | 9.276e-10
[120 empty] | 7.3.3.17.5 (Remote Grid) Updates to grid topology to minimize risk of ignition in HFTDs Remote GridWLDFRWire-to-wire contactAggregated | WLDFR | HFTD - Distribution - Tier 2 - 5QU CoRE ¦ 4QU LoRE | Non-Red Flag Warning - Large Fires | Wire-to-wire contact | Aggregated | 2034 | 9.5621e-07 | 347.2658 | 0.00033206 | 2034 | Mitigation | 0.95 | 45 | 0 | esc | 0.00097009 | 9.276e-10 | 0.00097009 | 9.276e-10
[120 empty] | 7.3.3.17.5 (Remote Grid) Updates to grid topology to minimize risk of ignition in HFTDs Remote GridWLDFRWire-to-wire contactAggregated | WLDFR | HFTD - Distribution - Tier 2 - 5QU CoRE ¦ 4QU LoRE | Non-Red Flag Warning - Large Fires | Wire-to-wire contact | Aggregated | 2035 | 9.5621e-07 | 347.2658 | 0.00033206 | 2035 | Mitigation | 0.95 | 45 | 0 | esc | 0.00097009 | 9.276e-10 | 0.00097009 | 9.276e-10
[120 empty] | 7.3.3.17.5 (Remote Grid) Updates to grid topology to minimize risk of ignition in HFTDs Remote GridWLDFRWire-to-wire contactAggregated | WLDFR | HFTD - Distribution - Tier 2 - 5QU CoRE ¦ 4QU LoRE | Non-Red Flag Warning - Large Fires | Wire-to-wire contact | Aggregated | 2036 | 9.5621e-07 | 347.2658 | 0.00033206 | 2036 | Mitigation | 0.95 | 45 | 0 | esc | 0.00097009 | 9.276e-10 | 0.00097009 | 9.276e-10
[120 empty] | 7.3.3.17.5 (Remote Grid) Updates to grid topology to minimize risk of ignition in HFTDs Remote GridWLDFRWire-to-wire contactAggregated | WLDFR | HFTD - Distribution - Tier 2 - 5QU CoRE ¦ 4QU LoRE | Non-Red Flag Warning - Large Fires | Wire-to-wire contact | Aggregated | 2037 | 9.5621e-07 | 347.2658 | 0.00033206 | 2037 | Mitigation | 0.95 | 45 | 0 | esc | 0.00097009 | 9.276e-10 | 0.00097009 | 9.276e-10
[120 empty] | 7.3.3.17.5 (Remote Grid) Updates to grid topology to minimize risk of ignition in HFTDs Remote GridWLDFRWire-to-wire contactAggregated | WLDFR | HFTD - Distribution - Tier 2 - 5QU CoRE ¦ 4QU LoRE | Non-Red Flag Warning - Large Fires | Wire-to-wire contact | Aggregated | 2038 | 9.5621e-07 | 347.2658 | 0.00033206 | 2038 | Mitigation | 0.95 | 45 | 0 | esc | 0.00097009 | 9.276e-10 | 0.00097009 | 9.276e-10
[120 empty] | 7.3.3.17.5 (Remote Grid) Updates to grid topology to minimize risk of ignition in HFTDs Remote GridWLDFRWire-to-wire contactAggregated | WLDFR | HFTD - Distribution - Tier 2 - 5QU CoRE ¦ 4QU LoRE | Non-Red Flag Warning - Large Fires | Wire-to-wire contact | Aggregated | 2039 | 9.5621e-07 | 347.2658 | 0.00033206 | 2039 | Mitigation | 0.95 | 45 | 0 | esc | 0.00097009 | 9.276e-10 | 0.00097009 | 9.276e-10
[120 empty] | 7.3.3.17.5 (Remote Grid) Updates to grid topology to minimize risk of ignition in HFTDs Remote GridWLDFRWire-to-wire contactAggregated | WLDFR | HFTD - Distribution - Tier 2 - 5QU CoRE ¦ 4QU LoRE | Non-Red Flag Warning - Large Fires | Wire-to-wire contact | Aggregated | 2040 | 9.5621e-07 | 347.2658 | 0.00033206 | 2040 | Mitigation | 0.95 | 45 | 0 | esc | 0.00097009 | 9.276e-10 | 0.00097009 | 9.276e-10
[120 empty] | 7.3.3.17.5 (Remote Grid) Updates to grid topology to minimize risk of ignition in HFTDs Remote GridWLDFRWire-to-wire contactAggregated | WLDFR | HFTD - Distribution - Tier 2 - 5QU CoRE ¦ 4QU LoRE | Non-Red Flag Warning - Large Fires | Wire-to-wire contact | Aggregated | 2041 | 9.5621e-07 | 347.2658 | 0.00033206 | 2041 | Mitigation | 0.95 | 45 | 0 | esc | 0.00097009 | 9.276e-10 | 0.00097009 | 9.276e-10
[120 empty] | 7.3.3.17.5 (Remote Grid) Updates to grid topology to minimize risk of ignition in HFTDs Remote GridWLDFRWire-to-wire contactAggregated | WLDFR | HFTD - Distribution - Tier 2 - 5QU CoRE ¦ 4QU LoRE | Non-Red Flag Warning - Large Fires | Wire-to-wire contact | Aggregated | 2042 | 9.5621e-07 | 347.2658 | 0.00033206 | 2042 | Mitigation | 0.95 | 45 | 0 | esc | 0.00097009 | 9.276e-10 | 0.00097009 | 9.276e-10
[120 empty] | 7.3.3.17.5 (Remote Grid) Updates to grid topology to minimize risk of ignition in HFTDs Remote GridWLDFRWire-to-wire contactAggregated | WLDFR | HFTD - Distribution - Tier 2 - 5QU CoRE ¦ 4QU LoRE | Non-Red Flag Warning - Large Fires | Wire-to-wire contact | Aggregated | 2043 | 9.5621e-07 | 347.2658 | 0.00033206 | 2043 | Mitigation | 0.95 | 45 | 0 | esc | 0.00097009 | 9.276e-10 | 0.00097009 | 9.276e-10
[120 empty] | 7.3.3.17.5 (Remote Grid) Updates to grid topology to minimize risk of ignition in HFTDs Remote GridWLDFRWire-to-wire contactAggregated | WLDFR | HFTD - Distribution - Tier 2 - 5QU CoRE ¦ 4QU LoRE | Non-Red Flag Warning - Large Fires | Wire-to-wire contact | Aggregated | 2044 | 9.5621e-07 | 347.2658 | 0.00033206 | 2044 | Mitigation | 0.95 | 45 | 0 | esc | 0.00097009 | 9.276e-10 | 0.00097009 | 9.276e-10
[120 empty] | 7.3.3.17.5 (Remote Grid) Updates to grid topology to minimize risk of ignition in HFTDs Remote GridWLDFRWire-to-wire contactAggregated | WLDFR | HFTD - Distribution - Tier 2 - 5QU CoRE ¦ 4QU LoRE | Non-Red Flag Warning - Large Fires | Wire-to-wire contact | Aggregated | 2045 | 9.5621e-07 | 347.2658 | 0.00033206 | 2045 | Mitigation | 0.95 | 45 | 0 | esc | 0.00097009 | 9.276e-10 | 0.00097009 | 9.276e-10
[120 empty] | 7.3.3.17.5 (Remote Grid) Updates to grid topology to minimize risk of ignition in HFTDs Remote GridWLDFRWire-to-wire contactAggregated | WLDFR | HFTD - Distribution - Tier 2 - 5QU CoRE ¦ 4QU LoRE | Non-Red Flag Warning - Large Fires | Wire-to-wire contact | Aggregated | 2046 | 9.5621e-07 | 347.2658 | 0.00033206 | 2046 | Mitigation | 0.95 | 45 | 0 | esc | 0.00097009 | 9.276e-10 | 0.00097009 | 9.276e-10
[120 empty] | 7.3.3.17.5 (Remote Grid) Updates to grid topology to minimize risk of ignition in HFTDs Remote GridWLDFRWire-to-wire contactAggregated | WLDFR | HFTD - Distribution - Tier 2 - 5QU CoRE ¦ 4QU LoRE | Non-Red Flag Warning - Large Fires | Wire-to-wire contact | Aggregated | 2047 | 9.5621e-07 | 347.2658 | 0.00033206 | 2047 | Mitigation | 0.95 | 45 | 0 | esc | 0.00097009 | 9.276e-10 | 0.00097009 | 9.276e-10
[120 empty] | 7.3.3.17.5 (Remote Grid) Updates to grid topology to minimize risk of ignition in HFTDs Remote GridWLDFRWire-to-wire contactAggregated | WLDFR | HFTD - Distribution - Tier 2 - 5QU CoRE ¦ 4QU LoRE | Non-Red Flag Warning - Large Fires | Wire-to-wire contact | Aggregated | 2048 | 9.5621e-07 | 347.2658 | 0.00033206 | 2048 | Mitigation | 0.95 | 45 | 0 | esc | 0.00097009 | 9.276e-10 | 0.00097009 | 9.276e-10
[120 empty] | 7.3.3.17.5 (Remote Grid) Updates to grid topology to minimize risk of ignition in HFTDs Remote GridWLDFRWire-to-wire contactAggregated | WLDFR | HFTD - Distribution - Tier 2 - 5QU CoRE ¦ 4QU LoRE | Non-Red Flag Warning - Large Fires | Wire-to-wire contact | Aggregated | 2049 | 9.5621e-07 | 347.2658 | 0.00033206 | 2049 | Mitigation | 0.95 | 45 | 0 | esc | 0.00097009 | 9.276e-10 | 0.00097009 | 9.276e-10
[120 empty] | 7.3.3.17.5 (Remote Grid) Updates to grid topology to minimize risk of ignition in HFTDs Remote GridWLDFRWire-to-wire contactAggregated | WLDFR | HFTD - Distribution - Tier 2 - 5QU CoRE ¦ 4QU LoRE | Non-Red Flag Warning - Large Fires | Wire-to-wire contact | Aggregated | 2050 | 9.5621e-07 | 347.2658 | 0.00033206 | 2050 | Mitigation | 0.95 | 45 | 0 | esc | 0.00097009 | 9.276e-10 | 0.00097009 | 9.276e-10
[120 empty] | 7.3.3.17.5 (Remote Grid) Updates to grid topology to minimize risk of ignition in HFTDs Remote GridWLDFRWire-to-wire contactAggregated | WLDFR | HFTD - Distribution - Tier 2 - 5QU CoRE ¦ 4QU LoRE | Non-Red Flag Warning - Large Fires | Wire-to-wire contact | Aggregated | 2051 | 9.5621e-07 | 347.2658 | 0.00033206 | 2051 | Mitigation | 0.95 | 45 | 0 | esc | 0.00097009 | 9.276e-10 | 0.00097009 | 9.276e-10
[120 empty] | 7.3.3.17.5 (Remote Grid) Updates to grid topology to minimize risk of ignition in HFTDs Remote GridWLDFRWire-to-wire contactAggregated | WLDFR | HFTD - Distribution - Tier 2 - 5QU CoRE ¦ 4QU LoRE | Non-Red Flag Warning - Large Fires | Wire-to-wire contact | Aggregated | 2052 | 9.5621e-07 | 347.2658 | 0.00033206 | 2052 | Mitigation | 0.95 | 45 | 0 | esc | 0.00097009 | 9.276e-10 | 0.00097009 | 9.276e-10
[120 empty] | 7.3.3.17.5 (Remote Grid) Updates to grid topology to minimize risk of ignition in HFTDs Remote GridWLDFRWire-to-wire contactAggregated | WLDFR | HFTD - Distribution - Tier 2 - 5QU CoRE ¦ 4QU LoRE | Non-Red Flag Warning - Large Fires | Wire-to-wire contact | Aggregated | 2053 | 9.5621e-07 | 347.2658 | 0.00033206 | 2053 | Mitigation | 0.95 | 45 | 0 | esc | 0.00097009 | 9.276e-10 | 0.00097009 | 9.276e-10
[120 empty] | 7.3.3.17.5 (Remote Grid) Updates to grid topology to minimize risk of ignition in HFTDs Remote GridWLDFRWire-to-wire contactAggregated | WLDFR | HFTD - Distribution - Tier 2 - 5QU CoRE ¦ 4QU LoRE | Non-Red Flag Warning - Large Fires | Wire-to-wire contact | Aggregated | 2054 | 9.5621e-07 | 347.2658 | 0.00033206 | 2054 | Mitigation | 0.95 | 45 | 0 | esc | 0.00097009 | 9.276e-10 | 0.00097009 | 9.276e-10
[120 empty] | 7.3.3.17.5 (Remote Grid) Updates to grid topology to minimize risk of ignition in HFTDs Remote GridWLDFRWire-to-wire contactAggregated | WLDFR | HFTD - Distribution - Tier 2 - 5QU CoRE ¦ 4QU LoRE | Non-Red Flag Warning - Large Fires | Wire-to-wire contact | Aggregated | 2055 | 9.5621e-07 | 347.2658 | 0.00033206 | 2055 | Mitigation | 0.95 | 45 | 0 | esc | 0.00097009 | 9.276e-10 | 0.00097009 | 9.276e-10
[120 empty] | 7.3.3.17.5 (Remote Grid) Updates to grid topology to minimize risk of ignition in HFTDs Remote GridWLDFRWire-to-wire contactAggregated | WLDFR | HFTD - Distribution - Tier 2 - 5QU CoRE ¦ 4QU LoRE | Non-Red Flag Warning - Large Fires | Wire-to-wire contact | Aggregated | 2056 | 9.5621e-07 | 347.2658 | 0.00033206 | 2056 | Mitigation | 0.95 | 45 | 0 | esc | 0.00097009 | 9.276e-10 | 0.00097009 | 9.276e-10
[120 empty] | 7.3.3.17.5 (Remote Grid) Updates to grid topology to minimize risk of ignition in HFTDs Remote GridWLDFRWire-to-wire contactAggregated | WLDFR | HFTD - Distribution - Tier 2 - 5QU CoRE ¦ 4QU LoRE | Non-Red Flag Warning - Large Fires | Wire-to-wire contact | Aggregated | 2057 | 9.5621e-07 | 347.2658 | 0.00033206 | 2057 | Mitigation | 0.95 | 45 | 0 | esc | 0.00097009 | 9.276e-10 | 0.00097009 | 9.276e-10
[120 empty] | 7.3.3.17.5 (Remote Grid) Updates to grid topology to minimize risk of ignition in HFTDs Remote GridWLDFRWire-to-wire contactAggregated | WLDFR | HFTD - Distribution - Tier 2 - 5QU CoRE ¦ 4QU LoRE | Non-Red Flag Warning - Large Fires | Wire-to-wire contact | Aggregated | 2058 | 9.5621e-07 | 347.2658 | 0.00033206 | 2058 | Mitigation | 0.95 | 45 | 0 | esc | 0.00097009 | 9.276e-10 | 0.00097009 | 9.276e-10
[120 empty] | 7.3.3.17.5 (Remote Grid) Updates to grid topology to minimize risk of ignition in HFTDs Remote GridWLDFRWire-to-wire contactAggregated | WLDFR | HFTD - Distribution - Tier 2 - 5QU CoRE ¦ 4QU LoRE | Non-Red Flag Warning - Large Fires | Wire-to-wire contact | Aggregated | 2059 | 9.5621e-07 | 347.2658 | 0.00033206 | 2059 | Mitigation | 0.95 | 45 | 0 | esc | 0.00097009 | 9.276e-10 | 0.00097009 | 9.276e-10
[120 empty] | 7.3.3.17.5 (Remote Grid) Updates to grid topology to minimize risk of ignition in HFTDs Remote GridWLDFRWire-to-wire contactAggregated | WLDFR | HFTD - Distribution - Tier 2 - 5QU CoRE ¦ 4QU LoRE | Non-Red Flag Warning - Large Fires | Wire-to-wire contact | Aggregated | 2060 | 9.5621e-07 | 347.2658 | 0.00033206 | 2060 | Mitigation | 0.95 | 45 | 0 | esc | 0.00097009 | 9.276e-10 | 0.00097009 | 9.276e-10
[120 empty] | 7.3.3.17.5 (Remote Grid) Updates to grid topology to minimize risk of ignition in HFTDs Remote GridWLDFRWire-to-wire contactAggregated | WLDFR | HFTD - Distribution - Tier 2 - 5QU CoRE ¦ 4QU LoRE | Non-Red Flag Warning - Large Fires | Wire-to-wire contact | Aggregated | 2061 | 9.5621e-07 | 347.2658 | 0.00033206 | 2061 | Mitigation | 0.95 | 45 | 0 | esc | 0.00097009 | 9.276e-10 | 0.00097009 | 9.276e-10
[120 empty] | 7.3.3.17.5 (Remote Grid) Updates to grid topology to minimize risk of ignition in HFTDs Remote GridWLDFRWire-to-wire contactAggregated | WLDFR | HFTD - Distribution - Tier 2 - 5QU CoRE ¦ 4QU LoRE | Non-Red Flag Warning - Large Fires | Wire-to-wire contact | Aggregated | 2062 | 9.5621e-07 | 347.2658 | 0.00033206 | 2062 | Mitigation | 0.95 | 45 | 0 | esc | 0.00097009 | 9.276e-10 | 0.00097009 | 9.276e-10
[120 empty] | 7.3.3.17.5 (Remote Grid) Updates to grid topology to minimize risk of ignition in HFTDs Remote GridWLDFRWire-to-wire contactAggregated | WLDFR | HFTD - Distribution - Tier 2 - 5QU CoRE ¦ 4QU LoRE | Non-Red Flag Warning - Large Fires | Wire-to-wire contact | Aggregated | 2063 | 9.5621e-07 | 347.2658 | 0.00033206 | 2063 | Mitigation | 0.95 | 45 | 0 | esc | 0.00097009 | 9.276e-10 | 0.00097009 | 9.276e-10
[120 empty] | 7.3.3.17.5 (Remote Grid) Updates to grid topology to minimize risk of ignition in HFTDs Remote GridWLDFRWire-to-wire contactAggregated | WLDFR | HFTD - Distribution - Tier 2 - 5QU CoRE ¦ 4QU LoRE | Non-Red Flag Warning - Large Fires | Wire-to-wire contact | Aggregated | 2064 | 9.5621e-07 | 347.2658 | 0.00033206 | 2064 | Mitigation | 0.95 | 45 | 0 | esc | 0.00097009 | 9.276e-10 | 0.00097009 | 9.276e-10
[120 empty] | 7.3.3.17.5 (Remote Grid) Updates to grid topology to minimize risk of ignition in HFTDs Remote GridWLDFRWire-to-wire contactAggregated | WLDFR | HFTD - Distribution - Tier 2 - 5QU CoRE ¦ 4QU LoRE | Non-Red Flag Warning - Large Fires | Wire-to-wire contact | Aggregated | 2065 | 9.5621e-07 | 347.2658 | 0.00033206 | 2065 | Mitigation | 0.95 | 45 | 0 | esc | 0.00097009 | 9.276e-10 | 0.00097009 | 9.276e-10
[120 empty] | 7.3.3.17.5 (Remote Grid) Updates to grid topology to minimize risk of ignition in HFTDs Remote GridWLDFRWire-to-wire contactAggregated | WLDFR | HFTD - Distribution - Tier 2 - 5QU CoRE ¦ 4QU LoRE | Non-Red Flag Warning - Large Fires | Wire-to-wire contact | Aggregated | 2066 | 9.5621e-07 | 347.2658 | 0.00033206 | 2066 | Mitigation | 0.95 | 45 | 0 | esc | 0.00097009 | 9.276e-10 | 0.00097009 | 9.276e-10
[120 empty] | 7.3.3.17.5 (Remote Grid) Updates to grid topology to minimize risk of ignition in HFTDs Remote GridWLDFRWire-to-wire contactAggregated | WLDFR | HFTD - Distribution - Tier 2 - 5QU CoRE ¦ 4QU LoRE | Non-Red Flag Warning - Large Fires | Wire-to-wire contact | Aggregated | 2067 | 9.5621e-07 | 347.2658 | 0.00033206 | 2067 | Mitigation | 0.95 | 45 | 0 | esc | 0 | 0 | 0.00097009 | 9.276e-10
[120 empty] | 7.3.3.17.5 (Remote Grid) Updates to grid topology to minimize risk of ignition in HFTDs Remote GridWLDFRContact from objectAggregated | WLDFR | HFTD - Distribution - Tier 2 - 5QU CoRE ¦ 4QU LoRE | Non-Red Flag Warning - Small Fires | Contact from object | Aggregated | 2022 | 0.00065018 | 347.2658 | 0.22578 | 2022 | Mitigation | 0.95 | 45 | 0 | esc | 0.00097009 | 6.3073e-07 | 0 | 0
[120 empty] | 7.3.3.17.5 (Remote Grid) Updates to grid topology to minimize risk of ignition in HFTDs Remote GridWLDFRContact from objectAggregated | WLDFR | HFTD - Distribution - Tier 2 - 5QU CoRE ¦ 4QU LoRE | Non-Red Flag Warning - Small Fires | Contact from object | Aggregated | 2023 | 0.00065018 | 347.2658 | 0.22578 | 2023 | Mitigation | 0.95 | 45 | 0 | esc | 0.00097009 | 6.3073e-07 | 0.00097009 | 6.3073e-07
[120 empty] | 7.3.3.17.5 (Remote Grid) Updates to grid topology to minimize risk of ignition in HFTDs Remote GridWLDFRContact from objectAggregated | WLDFR | HFTD - Distribution - Tier 2 - 5QU CoRE ¦ 4QU LoRE | Non-Red Flag Warning - Small Fires | Contact from object | Aggregated | 2024 | 0.00065018 | 347.2658 | 0.22578 | 2024 | Mitigation | 0.95 | 45 | 0 | esc | 0.00097009 | 6.3073e-07 | 0.00097009 | 6.3073e-07
[120 empty] | 7.3.3.17.5 (Remote Grid) Updates to grid topology to minimize risk of ignition in HFTDs Remote GridWLDFRContact from objectAggregated | WLDFR | HFTD - Distribution - Tier 2 - 5QU CoRE ¦ 4QU LoRE | Non-Red Flag Warning - Small Fires | Contact from object | Aggregated | 2025 | 0.00065018 | 347.2658 | 0.22578 | 2025 | Mitigation | 0.95 | 45 | 0 | esc | 0.00097009 | 6.3073e-07 | 0.00097009 | 6.3073e-07
[120 empty] | 7.3.3.17.5 (Remote Grid) Updates to grid topology to minimize risk of ignition in HFTDs Remote GridWLDFRContact from objectAggregated | WLDFR | HFTD - Distribution - Tier 2 - 5QU CoRE ¦ 4QU LoRE | Non-Red Flag Warning - Small Fires | Contact from object | Aggregated | 2026 | 0.00065018 | 347.2658 | 0.22578 | 2026 | Mitigation | 0.95 | 45 | 0 | esc | 0.00097009 | 6.3073e-07 | 0.00097009 | 6.3073e-07
[120 empty] | 7.3.3.17.5 (Remote Grid) Updates to grid topology to minimize risk of ignition in HFTDs Remote GridWLDFRContact from objectAggregated | WLDFR | HFTD - Distribution - Tier 2 - 5QU CoRE ¦ 4QU LoRE | Non-Red Flag Warning - Small Fires | Contact from object | Aggregated | 2027 | 0.00065018 | 347.2658 | 0.22578 | 2027 | Mitigation | 0.95 | 45 | 0 | esc | 0.00097009 | 6.3073e-07 | 0.00097009 | 6.3073e-07
[120 empty] | 7.3.3.17.5 (Remote Grid) Updates to grid topology to minimize risk of ignition in HFTDs Remote GridWLDFRContact from objectAggregated | WLDFR | HFTD - Distribution - Tier 2 - 5QU CoRE ¦ 4QU LoRE | Non-Red Flag Warning - Small Fires | Contact from object | Aggregated | 2028 | 0.00065018 | 347.2658 | 0.22578 | 2028 | Mitigation | 0.95 | 45 | 0 | esc | 0.00097009 | 6.3073e-07 | 0.00097009 | 6.3073e-07
[120 empty] | 7.3.3.17.5 (Remote Grid) Updates to grid topology to minimize risk of ignition in HFTDs Remote GridWLDFRContact from objectAggregated | WLDFR | HFTD - Distribution - Tier 2 - 5QU CoRE ¦ 4QU LoRE | Non-Red Flag Warning - Small Fires | Contact from object | Aggregated | 2029 | 0.00065018 | 347.2658 | 0.22578 | 2029 | Mitigation | 0.95 | 45 | 0 | esc | 0.00097009 | 6.3073e-07 | 0.00097009 | 6.3073e-07
[120 empty] | 7.3.3.17.5 (Remote Grid) Updates to grid topology to minimize risk of ignition in HFTDs Remote GridWLDFRContact from objectAggregated | WLDFR | HFTD - Distribution - Tier 2 - 5QU CoRE ¦ 4QU LoRE | Non-Red Flag Warning - Small Fires | Contact from object | Aggregated | 2030 | 0.00065018 | 347.2658 | 0.22578 | 2030 | Mitigation | 0.95 | 45 | 0 | esc | 0.00097009 | 6.3073e-07 | 0.00097009 | 6.3073e-07
[120 empty] | 7.3.3.17.5 (Remote Grid) Updates to grid topology to minimize risk of ignition in HFTDs Remote GridWLDFRContact from objectAggregated | WLDFR | HFTD - Distribution - Tier 2 - 5QU CoRE ¦ 4QU LoRE | Non-Red Flag Warning - Small Fires | Contact from object | Aggregated | 2031 | 0.00065018 | 347.2658 | 0.22578 | 2031 | Mitigation | 0.95 | 45 | 0 | esc | 0.00097009 | 6.3073e-07 | 0.00097009 | 6.3073e-07
[120 empty] | 7.3.3.17.5 (Remote Grid) Updates to grid topology to minimize risk of ignition in HFTDs Remote GridWLDFRContact from objectAggregated | WLDFR | HFTD - Distribution - Tier 2 - 5QU CoRE ¦ 4QU LoRE | Non-Red Flag Warning - Small Fires | Contact from object | Aggregated | 2032 | 0.00065018 | 347.2658 | 0.22578 | 2032 | Mitigation | 0.95 | 45 | 0 | esc | 0.00097009 | 6.3073e-07 | 0.00097009 | 6.3073e-07
[120 empty] | 7.3.3.17.5 (Remote Grid) Updates to grid topology to minimize risk of ignition in HFTDs Remote GridWLDFRContact from objectAggregated | WLDFR | HFTD - Distribution - Tier 2 - 5QU CoRE ¦ 4QU LoRE | Non-Red Flag Warning - Small Fires | Contact from object | Aggregated | 2033 | 0.00065018 | 347.2658 | 0.22578 | 2033 | Mitigation | 0.95 | 45 | 0 | esc | 0.00097009 | 6.3073e-07 | 0.00097009 | 6.3073e-07
[120 empty] | 7.3.3.17.5 (Remote Grid) Updates to grid topology to minimize risk of ignition in HFTDs Remote GridWLDFRContact from objectAggregated | WLDFR | HFTD - Distribution - Tier 2 - 5QU CoRE ¦ 4QU LoRE | Non-Red Flag Warning - Small Fires | Contact from object | Aggregated | 2034 | 0.00065018 | 347.2658 | 0.22578 | 2034 | Mitigation | 0.95 | 45 | 0 | esc | 0.00097009 | 6.3073e-07 | 0.00097009 | 6.3073e-07
[120 empty] | 7.3.3.17.5 (Remote Grid) Updates to grid topology to minimize risk of ignition in HFTDs Remote GridWLDFRContact from objectAggregated | WLDFR | HFTD - Distribution - Tier 2 - 5QU CoRE ¦ 4QU LoRE | Non-Red Flag Warning - Small Fires | Contact from object | Aggregated | 2035 | 0.00065018 | 347.2658 | 0.22578 | 2035 | Mitigation | 0.95 | 45 | 0 | esc | 0.00097009 | 6.3073e-07 | 0.00097009 | 6.3073e-07
[120 empty] | 7.3.3.17.5 (Remote Grid) Updates to grid topology to minimize risk of ignition in HFTDs Remote GridWLDFRContact from objectAggregated | WLDFR | HFTD - Distribution - Tier 2 - 5QU CoRE ¦ 4QU LoRE | Non-Red Flag Warning - Small Fires | Contact from object | Aggregated | 2036 | 0.00065018 | 347.2658 | 0.22578 | 2036 | Mitigation | 0.95 | 45 | 0 | esc | 0.00097009 | 6.3073e-07 | 0.00097009 | 6.3073e-07
[120 empty] | 7.3.3.17.5 (Remote Grid) Updates to grid topology to minimize risk of ignition in HFTDs Remote GridWLDFRContact from objectAggregated | WLDFR | HFTD - Distribution - Tier 2 - 5QU CoRE ¦ 4QU LoRE | Non-Red Flag Warning - Small Fires | Contact from object | Aggregated | 2037 | 0.00065018 | 347.2658 | 0.22578 | 2037 | Mitigation | 0.95 | 45 | 0 | esc | 0.00097009 | 6.3073e-07 | 0.00097009 | 6.3073e-07
[120 empty] | 7.3.3.17.5 (Remote Grid) Updates to grid topology to minimize risk of ignition in HFTDs Remote GridWLDFRContact from objectAggregated | WLDFR | HFTD - Distribution - Tier 2 - 5QU CoRE ¦ 4QU LoRE | Non-Red Flag Warning - Small Fires | Contact from object | Aggregated | 2038 | 0.00065018 | 347.2658 | 0.22578 | 2038 | Mitigation | 0.95 | 45 | 0 | esc | 0.00097009 | 6.3073e-07 | 0.00097009 | 6.3073e-07
[120 empty] | 7.3.3.17.5 (Remote Grid) Updates to grid topology to minimize risk of ignition in HFTDs Remote GridWLDFRContact from objectAggregated | WLDFR | HFTD - Distribution - Tier 2 - 5QU CoRE ¦ 4QU LoRE | Non-Red Flag Warning - Small Fires | Contact from object | Aggregated | 2039 | 0.00065018 | 347.2658 | 0.22578 | 2039 | Mitigation | 0.95 | 45 | 0 | esc | 0.00097009 | 6.3073e-07 | 0.00097009 | 6.3073e-07
[120 empty] | 7.3.3.17.5 (Remote Grid) Updates to grid topology to minimize risk of ignition in HFTDs Remote GridWLDFRContact from objectAggregated | WLDFR | HFTD - Distribution - Tier 2 - 5QU CoRE ¦ 4QU LoRE | Non-Red Flag Warning - Small Fires | Contact from object | Aggregated | 2040 | 0.00065018 | 347.2658 | 0.22578 | 2040 | Mitigation | 0.95 | 45 | 0 | esc | 0.00097009 | 6.3073e-07 | 0.00097009 | 6.3073e-07
[120 empty] | 7.3.3.17.5 (Remote Grid) Updates to grid topology to minimize risk of ignition in HFTDs Remote GridWLDFRContact from objectAggregated | WLDFR | HFTD - Distribution - Tier 2 - 5QU CoRE ¦ 4QU LoRE | Non-Red Flag Warning - Small Fires | Contact from object | Aggregated | 2041 | 0.00065018 | 347.2658 | 0.22578 | 2041 | Mitigation | 0.95 | 45 | 0 | esc | 0.00097009 | 6.3073e-07 | 0.00097009 | 6.3073e-07
[120 empty] | 7.3.3.17.5 (Remote Grid) Updates to grid topology to minimize risk of ignition in HFTDs Remote GridWLDFRContact from objectAggregated | WLDFR | HFTD - Distribution - Tier 2 - 5QU CoRE ¦ 4QU LoRE | Non-Red Flag Warning - Small Fires | Contact from object | Aggregated | 2042 | 0.00065018 | 347.2658 | 0.22578 | 2042 | Mitigation | 0.95 | 45 | 0 | esc | 0.00097009 | 6.3073e-07 | 0.00097009 | 6.3073e-07
[120 empty] | 7.3.3.17.5 (Remote Grid) Updates to grid topology to minimize risk of ignition in HFTDs Remote GridWLDFRContact from objectAggregated | WLDFR | HFTD - Distribution - Tier 2 - 5QU CoRE ¦ 4QU LoRE | Non-Red Flag Warning - Small Fires | Contact from object | Aggregated | 2043 | 0.00065018 | 347.2658 | 0.22578 | 2043 | Mitigation | 0.95 | 45 | 0 | esc | 0.00097009 | 6.3073e-07 | 0.00097009 | 6.3073e-07
[120 empty] | 7.3.3.17.5 (Remote Grid) Updates to grid topology to minimize risk of ignition in HFTDs Remote GridWLDFRContact from objectAggregated | WLDFR | HFTD - Distribution - Tier 2 - 5QU CoRE ¦ 4QU LoRE | Non-Red Flag Warning - Small Fires | Contact from object | Aggregated | 2044 | 0.00065018 | 347.2658 | 0.22578 | 2044 | Mitigation | 0.95 | 45 | 0 | esc | 0.00097009 | 6.3073e-07 | 0.00097009 | 6.3073e-07
[120 empty] | 7.3.3.17.5 (Remote Grid) Updates to grid topology to minimize risk of ignition in HFTDs Remote GridWLDFRContact from objectAggregated | WLDFR | HFTD - Distribution - Tier 2 - 5QU CoRE ¦ 4QU LoRE | Non-Red Flag Warning - Small Fires | Contact from object | Aggregated | 2045 | 0.00065018 | 347.2658 | 0.22578 | 2045 | Mitigation | 0.95 | 45 | 0 | esc | 0.00097009 | 6.3073e-07 | 0.00097009 | 6.3073e-07
[120 empty] | 7.3.3.17.5 (Remote Grid) Updates to grid topology to minimize risk of ignition in HFTDs Remote GridWLDFRContact from objectAggregated | WLDFR | HFTD - Distribution - Tier 2 - 5QU CoRE ¦ 4QU LoRE | Non-Red Flag Warning - Small Fires | Contact from object | Aggregated | 2046 | 0.00065018 | 347.2658 | 0.22578 | 2046 | Mitigation | 0.95 | 45 | 0 | esc | 0.00097009 | 6.3073e-07 | 0.00097009 | 6.3073e-07
[120 empty] | 7.3.3.17.5 (Remote Grid) Updates to grid topology to minimize risk of ignition in HFTDs Remote GridWLDFRContact from objectAggregated | WLDFR | HFTD - Distribution - Tier 2 - 5QU CoRE ¦ 4QU LoRE | Non-Red Flag Warning - Small Fires | Contact from object | Aggregated | 2047 | 0.00065018 | 347.2658 | 0.22578 | 2047 | Mitigation | 0.95 | 45 | 0 | esc | 0.00097009 | 6.3073e-07 | 0.00097009 | 6.3073e-07
[120 empty] | 7.3.3.17.5 (Remote Grid) Updates to grid topology to minimize risk of ignition in HFTDs Remote GridWLDFRContact from objectAggregated | WLDFR | HFTD - Distribution - Tier 2 - 5QU CoRE ¦ 4QU LoRE | Non-Red Flag Warning - Small Fires | Contact from object | Aggregated | 2048 | 0.00065018 | 347.2658 | 0.22578 | 2048 | Mitigation | 0.95 | 45 | 0 | esc | 0.00097009 | 6.3073e-07 | 0.00097009 | 6.3073e-07
[120 empty] | 7.3.3.17.5 (Remote Grid) Updates to grid topology to minimize risk of ignition in HFTDs Remote GridWLDFRContact from objectAggregated | WLDFR | HFTD - Distribution - Tier 2 - 5QU CoRE ¦ 4QU LoRE | Non-Red Flag Warning - Small Fires | Contact from object | Aggregated | 2049 | 0.00065018 | 347.2658 | 0.22578 | 2049 | Mitigation | 0.95 | 45 | 0 | esc | 0.00097009 | 6.3073e-07 | 0.00097009 | 6.3073e-07
[120 empty] | 7.3.3.17.5 (Remote Grid) Updates to grid topology to minimize risk of ignition in HFTDs Remote GridWLDFRContact from objectAggregated | WLDFR | HFTD - Distribution - Tier 2 - 5QU CoRE ¦ 4QU LoRE | Non-Red Flag Warning - Small Fires | Contact from object | Aggregated | 2050 | 0.00065018 | 347.2658 | 0.22578 | 2050 | Mitigation | 0.95 | 45 | 0 | esc | 0.00097009 | 6.3073e-07 | 0.00097009 | 6.3073e-07
[120 empty] | 7.3.3.17.5 (Remote Grid) Updates to grid topology to minimize risk of ignition in HFTDs Remote GridWLDFRContact from objectAggregated | WLDFR | HFTD - Distribution - Tier 2 - 5QU CoRE ¦ 4QU LoRE | Non-Red Flag Warning - Small Fires | Contact from object | Aggregated | 2051 | 0.00065018 | 347.2658 | 0.22578 | 2051 | Mitigation | 0.95 | 45 | 0 | esc | 0.00097009 | 6.3073e-07 | 0.00097009 | 6.3073e-07
[120 empty] | 7.3.3.17.5 (Remote Grid) Updates to grid topology to minimize risk of ignition in HFTDs Remote GridWLDFRContact from objectAggregated | WLDFR | HFTD - Distribution - Tier 2 - 5QU CoRE ¦ 4QU LoRE | Non-Red Flag Warning - Small Fires | Contact from object | Aggregated | 2052 | 0.00065018 | 347.2658 | 0.22578 | 2052 | Mitigation | 0.95 | 45 | 0 | esc | 0.00097009 | 6.3073e-07 | 0.00097009 | 6.3073e-07
[120 empty] | 7.3.3.17.5 (Remote Grid) Updates to grid topology to minimize risk of ignition in HFTDs Remote GridWLDFRContact from objectAggregated | WLDFR | HFTD - Distribution - Tier 2 - 5QU CoRE ¦ 4QU LoRE | Non-Red Flag Warning - Small Fires | Contact from object | Aggregated | 2053 | 0.00065018 | 347.2658 | 0.22578 | 2053 | Mitigation | 0.95 | 45 | 0 | esc | 0.00097009 | 6.3073e-07 | 0.00097009 | 6.3073e-07
[120 empty] | 7.3.3.17.5 (Remote Grid) Updates to grid topology to minimize risk of ignition in HFTDs Remote GridWLDFRContact from objectAggregated | WLDFR | HFTD - Distribution - Tier 2 - 5QU CoRE ¦ 4QU LoRE | Non-Red Flag Warning - Small Fires | Contact from object | Aggregated | 2054 | 0.00065018 | 347.2658 | 0.22578 | 2054 | Mitigation | 0.95 | 45 | 0 | esc | 0.00097009 | 6.3073e-07 | 0.00097009 | 6.3073e-07
[120 empty] | 7.3.3.17.5 (Remote Grid) Updates to grid topology to minimize risk of ignition in HFTDs Remote GridWLDFRContact from objectAggregated | WLDFR | HFTD - Distribution - Tier 2 - 5QU CoRE ¦ 4QU LoRE | Non-Red Flag Warning - Small Fires | Contact from object | Aggregated | 2055 | 0.00065018 | 347.2658 | 0.22578 | 2055 | Mitigation | 0.95 | 45 | 0 | esc | 0.00097009 | 6.3073e-07 | 0.00097009 | 6.3073e-07
[120 empty] | 7.3.3.17.5 (Remote Grid) Updates to grid topology to minimize risk of ignition in HFTDs Remote GridWLDFRContact from objectAggregated | WLDFR | HFTD - Distribution - Tier 2 - 5QU CoRE ¦ 4QU LoRE | Non-Red Flag Warning - Small Fires | Contact from object | Aggregated | 2056 | 0.00065018 | 347.2658 | 0.22578 | 2056 | Mitigation | 0.95 | 45 | 0 | esc | 0.00097009 | 6.3073e-07 | 0.00097009 | 6.3073e-07
[120 empty] | 7.3.3.17.5 (Remote Grid) Updates to grid topology to minimize risk of ignition in HFTDs Remote GridWLDFRContact from objectAggregated | WLDFR | HFTD - Distribution - Tier 2 - 5QU CoRE ¦ 4QU LoRE | Non-Red Flag Warning - Small Fires | Contact from object | Aggregated | 2057 | 0.00065018 | 347.2658 | 0.22578 | 2057 | Mitigation | 0.95 | 45 | 0 | esc | 0.00097009 | 6.3073e-07 | 0.00097009 | 6.3073e-07
[120 empty] | 7.3.3.17.5 (Remote Grid) Updates to grid topology to minimize risk of ignition in HFTDs Remote GridWLDFRContact from objectAggregated | WLDFR | HFTD - Distribution - Tier 2 - 5QU CoRE ¦ 4QU LoRE | Non-Red Flag Warning - Small Fires | Contact from object | Aggregated | 2058 | 0.00065018 | 347.2658 | 0.22578 | 2058 | Mitigation | 0.95 | 45 | 0 | esc | 0.00097009 | 6.3073e-07 | 0.00097009 | 6.3073e-07
[120 empty] | 7.3.3.17.5 (Remote Grid) Updates to grid topology to minimize risk of ignition in HFTDs Remote GridWLDFRContact from objectAggregated | WLDFR | HFTD - Distribution - Tier 2 - 5QU CoRE ¦ 4QU LoRE | Non-Red Flag Warning - Small Fires | Contact from object | Aggregated | 2059 | 0.00065018 | 347.2658 | 0.22578 | 2059 | Mitigation | 0.95 | 45 | 0 | esc | 0.00097009 | 6.3073e-07 | 0.00097009 | 6.3073e-07
[120 empty] | 7.3.3.17.5 (Remote Grid) Updates to grid topology to minimize risk of ignition in HFTDs Remote GridWLDFRContact from objectAggregated | WLDFR | HFTD - Distribution - Tier 2 - 5QU CoRE ¦ 4QU LoRE | Non-Red Flag Warning - Small Fires | Contact from object | Aggregated | 2060 | 0.00065018 | 347.2658 | 0.22578 | 2060 | Mitigation | 0.95 | 45 | 0 | esc | 0.00097009 | 6.3073e-07 | 0.00097009 | 6.3073e-07
[120 empty] | 7.3.3.17.5 (Remote Grid) Updates to grid topology to minimize risk of ignition in HFTDs Remote GridWLDFRContact from objectAggregated | WLDFR | HFTD - Distribution - Tier 2 - 5QU CoRE ¦ 4QU LoRE | Non-Red Flag Warning - Small Fires | Contact from object | Aggregated | 2061 | 0.00065018 | 347.2658 | 0.22578 | 2061 | Mitigation | 0.95 | 45 | 0 | esc | 0.00097009 | 6.3073e-07 | 0.00097009 | 6.3073e-07
[120 empty] | 7.3.3.17.5 (Remote Grid) Updates to grid topology to minimize risk of ignition in HFTDs Remote GridWLDFRContact from objectAggregated | WLDFR | HFTD - Distribution - Tier 2 - 5QU CoRE ¦ 4QU LoRE | Non-Red Flag Warning - Small Fires | Contact from object | Aggregated | 2062 | 0.00065018 | 347.2658 | 0.22578 | 2062 | Mitigation | 0.95 | 45 | 0 | esc | 0.00097009 | 6.3073e-07 | 0.00097009 | 6.3073e-07
[120 empty] | 7.3.3.17.5 (Remote Grid) Updates to grid topology to minimize risk of ignition in HFTDs Remote GridWLDFRContact from objectAggregated | WLDFR | HFTD - Distribution - Tier 2 - 5QU CoRE ¦ 4QU LoRE | Non-Red Flag Warning - Small Fires | Contact from object | Aggregated | 2063 | 0.00065018 | 347.2658 | 0.22578 | 2063 | Mitigation | 0.95 | 45 | 0 | esc | 0.00097009 | 6.3073e-07 | 0.00097009 | 6.3073e-07
[120 empty] | 7.3.3.17.5 (Remote Grid) Updates to grid topology to minimize risk of ignition in HFTDs Remote GridWLDFRContact from objectAggregated | WLDFR | HFTD - Distribution - Tier 2 - 5QU CoRE ¦ 4QU LoRE | Non-Red Flag Warning - Small Fires | Contact from object | Aggregated | 2064 | 0.00065018 | 347.2658 | 0.22578 | 2064 | Mitigation | 0.95 | 45 | 0 | esc | 0.00097009 | 6.3073e-07 | 0.00097009 | 6.3073e-07
[120 empty] | 7.3.3.17.5 (Remote Grid) Updates to grid topology to minimize risk of ignition in HFTDs Remote GridWLDFRContact from objectAggregated | WLDFR | HFTD - Distribution - Tier 2 - 5QU CoRE ¦ 4QU LoRE | Non-Red Flag Warning - Small Fires | Contact from object | Aggregated | 2065 | 0.00065018 | 347.2658 | 0.22578 | 2065 | Mitigation | 0.95 | 45 | 0 | esc | 0.00097009 | 6.3073e-07 | 0.00097009 | 6.3073e-07
[120 empty] | 7.3.3.17.5 (Remote Grid) Updates to grid topology to minimize risk of ignition in HFTDs Remote GridWLDFRContact from objectAggregated | WLDFR | HFTD - Distribution - Tier 2 - 5QU CoRE ¦ 4QU LoRE | Non-Red Flag Warning - Small Fires | Contact from object | Aggregated | 2066 | 0.00065018 | 347.2658 | 0.22578 | 2066 | Mitigation | 0.95 | 45 | 0 | esc | 0.00097009 | 6.3073e-07 | 0.00097009 | 6.3073e-07
[120 empty] | 7.3.3.17.5 (Remote Grid) Updates to grid topology to minimize risk of ignition in HFTDs Remote GridWLDFRContact from objectAggregated | WLDFR | HFTD - Distribution - Tier 2 - 5QU CoRE ¦ 4QU LoRE | Non-Red Flag Warning - Small Fires | Contact from object | Aggregated | 2067 | 0.00065018 | 347.2658 | 0.22578 | 2067 | Mitigation | 0.95 | 45 | 0 | esc | 0 | 0 | 0.00097009 | 6.3073e-07
[120 empty] | 7.3.3.17.5 (Remote Grid) Updates to grid topology to minimize risk of ignition in HFTDs Remote GridWLDFRContaminationAggregated | WLDFR | HFTD - Distribution - Tier 2 - 5QU CoRE ¦ 4QU LoRE | Non-Red Flag Warning - Small Fires | Contamination | Aggregated | 2022 | 1.8391e-05 | 347.2658 | 0.0063865 | 2022 | Mitigation | 0.95 | 45 | 0 | esc | 0.00097009 | 1.7841e-08 | 0 | 0
[120 empty] | 7.3.3.17.5 (Remote Grid) Updates to grid topology to minimize risk of ignition in HFTDs Remote GridWLDFRContaminationAggregated | WLDFR | HFTD - Distribution - Tier 2 - 5QU CoRE ¦ 4QU LoRE | Non-Red Flag Warning - Small Fires | Contamination | Aggregated | 2023 | 1.8391e-05 | 347.2658 | 0.0063865 | 2023 | Mitigation | 0.95 | 45 | 0 | esc | 0.00097009 | 1.7841e-08 | 0.00097009 | 1.7841e-08
[120 empty] | 7.3.3.17.5 (Remote Grid) Updates to grid topology to minimize risk of ignition in HFTDs Remote GridWLDFRContaminationAggregated | WLDFR | HFTD - Distribution - Tier 2 - 5QU CoRE ¦ 4QU LoRE | Non-Red Flag Warning - Small Fires | Contamination | Aggregated | 2024 | 1.8391e-05 | 347.2658 | 0.0063865 | 2024 | Mitigation | 0.95 | 45 | 0 | esc | 0.00097009 | 1.7841e-08 | 0.00097009 | 1.7841e-08
[120 empty] | 7.3.3.17.5 (Remote Grid) Updates to grid topology to minimize risk of ignition in HFTDs Remote GridWLDFRContaminationAggregated | WLDFR | HFTD - Distribution - Tier 2 - 5QU CoRE ¦ 4QU LoRE | Non-Red Flag Warning - Small Fires | Contamination | Aggregated | 2025 | 1.8391e-05 | 347.2658 | 0.0063865 | 2025 | Mitigation | 0.95 | 45 | 0 | esc | 0.00097009 | 1.7841e-08 | 0.00097009 | 1.7841e-08
[120 empty] | 7.3.3.17.5 (Remote Grid) Updates to grid topology to minimize risk of ignition in HFTDs Remote GridWLDFRContaminationAggregated | WLDFR | HFTD - Distribution - Tier 2 - 5QU CoRE ¦ 4QU LoRE | Non-Red Flag Warning - Small Fires | Contamination | Aggregated | 2026 | 1.8391e-05 | 347.2658 | 0.0063865 | 2026 | Mitigation | 0.95 | 45 | 0 | esc | 0.00097009 | 1.7841e-08 | 0.00097009 | 1.7841e-08
[120 empty] | 7.3.3.17.5 (Remote Grid) Updates to grid topology to minimize risk of ignition in HFTDs Remote GridWLDFRContaminationAggregated | WLDFR | HFTD - Distribution - Tier 2 - 5QU CoRE ¦ 4QU LoRE | Non-Red Flag Warning - Small Fires | Contamination | Aggregated | 2027 | 1.8391e-05 | 347.2658 | 0.0063865 | 2027 | Mitigation | 0.95 | 45 | 0 | esc | 0.00097009 | 1.7841e-08 | 0.00097009 | 1.7841e-08
[120 empty] | 7.3.3.17.5 (Remote Grid) Updates to grid topology to minimize risk of ignition in HFTDs Remote GridWLDFRContaminationAggregated | WLDFR | HFTD - Distribution - Tier 2 - 5QU CoRE ¦ 4QU LoRE | Non-Red Flag Warning - Small Fires | Contamination | Aggregated | 2028 | 1.8391e-05 | 347.2658 | 0.0063865 | 2028 | Mitigation | 0.95 | 45 | 0 | esc | 0.00097009 | 1.7841e-08 | 0.00097009 | 1.7841e-08
[120 empty] | 7.3.3.17.5 (Remote Grid) Updates to grid topology to minimize risk of ignition in HFTDs Remote GridWLDFRContaminationAggregated | WLDFR | HFTD - Distribution - Tier 2 - 5QU CoRE ¦ 4QU LoRE | Non-Red Flag Warning - Small Fires | Contamination | Aggregated | 2029 | 1.8391e-05 | 347.2658 | 0.0063865 | 2029 | Mitigation | 0.95 | 45 | 0 | esc | 0.00097009 | 1.7841e-08 | 0.00097009 | 1.7841e-08
[120 empty] | 7.3.3.17.5 (Remote Grid) Updates to grid topology to minimize risk of ignition in HFTDs Remote GridWLDFRContaminationAggregated | WLDFR | HFTD - Distribution - Tier 2 - 5QU CoRE ¦ 4QU LoRE | Non-Red Flag Warning - Small Fires | Contamination | Aggregated | 2030 | 1.8391e-05 | 347.2658 | 0.0063865 | 2030 | Mitigation | 0.95 | 45 | 0 | esc | 0.00097009 | 1.7841e-08 | 0.00097009 | 1.7841e-08
[120 empty] | 7.3.3.17.5 (Remote Grid) Updates to grid topology to minimize risk of ignition in HFTDs Remote GridWLDFRContaminationAggregated | WLDFR | HFTD - Distribution - Tier 2 - 5QU CoRE ¦ 4QU LoRE | Non-Red Flag Warning - Small Fires | Contamination | Aggregated | 2031 | 1.8391e-05 | 347.2658 | 0.0063865 | 2031 | Mitigation | 0.95 | 45 | 0 | esc | 0.00097009 | 1.7841e-08 | 0.00097009 | 1.7841e-08
[120 empty] | 7.3.3.17.5 (Remote Grid) Updates to grid topology to minimize risk of ignition in HFTDs Remote GridWLDFRContaminationAggregated | WLDFR | HFTD - Distribution - Tier 2 - 5QU CoRE ¦ 4QU LoRE | Non-Red Flag Warning - Small Fires | Contamination | Aggregated | 2032 | 1.8391e-05 | 347.2658 | 0.0063865 | 2032 | Mitigation | 0.95 | 45 | 0 | esc | 0.00097009 | 1.7841e-08 | 0.00097009 | 1.7841e-08
[120 empty] | 7.3.3.17.5 (Remote Grid) Updates to grid topology to minimize risk of ignition in HFTDs Remote GridWLDFRContaminationAggregated | WLDFR | HFTD - Distribution - Tier 2 - 5QU CoRE ¦ 4QU LoRE | Non-Red Flag Warning - Small Fires | Contamination | Aggregated | 2033 | 1.8391e-05 | 347.2658 | 0.0063865 | 2033 | Mitigation | 0.95 | 45 | 0 | esc | 0.00097009 | 1.7841e-08 | 0.00097009 | 1.7841e-08
[120 empty] | 7.3.3.17.5 (Remote Grid) Updates to grid topology to minimize risk of ignition in HFTDs Remote GridWLDFRContaminationAggregated | WLDFR | HFTD - Distribution - Tier 2 - 5QU CoRE ¦ 4QU LoRE | Non-Red Flag Warning - Small Fires | Contamination | Aggregated | 2034 | 1.8391e-05 | 347.2658 | 0.0063865 | 2034 | Mitigation | 0.95 | 45 | 0 | esc | 0.00097009 | 1.7841e-08 | 0.00097009 | 1.7841e-08
[120 empty] | 7.3.3.17.5 (Remote Grid) Updates to grid topology to minimize risk of ignition in HFTDs Remote GridWLDFRContaminationAggregated | WLDFR | HFTD - Distribution - Tier 2 - 5QU CoRE ¦ 4QU LoRE | Non-Red Flag Warning - Small Fires | Contamination | Aggregated | 2035 | 1.8391e-05 | 347.2658 | 0.0063865 | 2035 | Mitigation | 0.95 | 45 | 0 | esc | 0.00097009 | 1.7841e-08 | 0.00097009 | 1.7841e-08
[120 empty] | 7.3.3.17.5 (Remote Grid) Updates to grid topology to minimize risk of ignition in HFTDs Remote GridWLDFRContaminationAggregated | WLDFR | HFTD - Distribution - Tier 2 - 5QU CoRE ¦ 4QU LoRE | Non-Red Flag Warning - Small Fires | Contamination | Aggregated | 2036 | 1.8391e-05 | 347.2658 | 0.0063865 | 2036 | Mitigation | 0.95 | 45 | 0 | esc | 0.00097009 | 1.7841e-08 | 0.00097009 | 1.7841e-08
[120 empty] | 7.3.3.17.5 (Remote Grid) Updates to grid topology to minimize risk of ignition in HFTDs Remote GridWLDFRContaminationAggregated | WLDFR | HFTD - Distribution - Tier 2 - 5QU CoRE ¦ 4QU LoRE | Non-Red Flag Warning - Small Fires | Contamination | Aggregated | 2037 | 1.8391e-05 | 347.2658 | 0.0063865 | 2037 | Mitigation | 0.95 | 45 | 0 | esc | 0.00097009 | 1.7841e-08 | 0.00097009 | 1.7841e-08
[120 empty] | 7.3.3.17.5 (Remote Grid) Updates to grid topology to minimize risk of ignition in HFTDs Remote GridWLDFRContaminationAggregated | WLDFR | HFTD - Distribution - Tier 2 - 5QU CoRE ¦ 4QU LoRE | Non-Red Flag Warning - Small Fires | Contamination | Aggregated | 2038 | 1.8391e-05 | 347.2658 | 0.0063865 | 2038 | Mitigation | 0.95 | 45 | 0 | esc | 0.00097009 | 1.7841e-08 | 0.00097009 | 1.7841e-08
[120 empty] | 7.3.3.17.5 (Remote Grid) Updates to grid topology to minimize risk of ignition in HFTDs Remote GridWLDFRContaminationAggregated | WLDFR | HFTD - Distribution - Tier 2 - 5QU CoRE ¦ 4QU LoRE | Non-Red Flag Warning - Small Fires | Contamination | Aggregated | 2039 | 1.8391e-05 | 347.2658 | 0.0063865 | 2039 | Mitigation | 0.95 | 45 | 0 | esc | 0.00097009 | 1.7841e-08 | 0.00097009 | 1.7841e-08
[120 empty] | 7.3.3.17.5 (Remote Grid) Updates to grid topology to minimize risk of ignition in HFTDs Remote GridWLDFRContaminationAggregated | WLDFR | HFTD - Distribution - Tier 2 - 5QU CoRE ¦ 4QU LoRE | Non-Red Flag Warning - Small Fires | Contamination | Aggregated | 2040 | 1.8391e-05 | 347.2658 | 0.0063865 | 2040 | Mitigation | 0.95 | 45 | 0 | esc | 0.00097009 | 1.7841e-08 | 0.00097009 | 1.7841e-08
[120 empty] | 7.3.3.17.5 (Remote Grid) Updates to grid topology to minimize risk of ignition in HFTDs Remote GridWLDFRContaminationAggregated | WLDFR | HFTD - Distribution - Tier 2 - 5QU CoRE ¦ 4QU LoRE | Non-Red Flag Warning - Small Fires | Contamination | Aggregated | 2041 | 1.8391e-05 | 347.2658 | 0.0063865 | 2041 | Mitigation | 0.95 | 45 | 0 | esc | 0.00097009 | 1.7841e-08 | 0.00097009 | 1.7841e-08
[120 empty] | 7.3.3.17.5 (Remote Grid) Updates to grid topology to minimize risk of ignition in HFTDs Remote GridWLDFRContaminationAggregated | WLDFR | HFTD - Distribution - Tier 2 - 5QU CoRE ¦ 4QU LoRE | Non-Red Flag Warning - Small Fires | Contamination | Aggregated | 2042 | 1.8391e-05 | 347.2658 | 0.0063865 | 2042 | Mitigation | 0.95 | 45 | 0 | esc | 0.00097009 | 1.7841e-08 | 0.00097009 | 1.7841e-08
[120 empty] | 7.3.3.17.5 (Remote Grid) Updates to grid topology to minimize risk of ignition in HFTDs Remote GridWLDFRContaminationAggregated | WLDFR | HFTD - Distribution - Tier 2 - 5QU CoRE ¦ 4QU LoRE | Non-Red Flag Warning - Small Fires | Contamination | Aggregated | 2043 | 1.8391e-05 | 347.2658 | 0.0063865 | 2043 | Mitigation | 0.95 | 45 | 0 | esc | 0.00097009 | 1.7841e-08 | 0.00097009 | 1.7841e-08
[120 empty] | 7.3.3.17.5 (Remote Grid) Updates to grid topology to minimize risk of ignition in HFTDs Remote GridWLDFRContaminationAggregated | WLDFR | HFTD - Distribution - Tier 2 - 5QU CoRE ¦ 4QU LoRE | Non-Red Flag Warning - Small Fires | Contamination | Aggregated | 2044 | 1.8391e-05 | 347.2658 | 0.0063865 | 2044 | Mitigation | 0.95 | 45 | 0 | esc | 0.00097009 | 1.7841e-08 | 0.00097009 | 1.7841e-08
[120 empty] | 7.3.3.17.5 (Remote Grid) Updates to grid topology to minimize risk of ignition in HFTDs Remote GridWLDFRContaminationAggregated | WLDFR | HFTD - Distribution - Tier 2 - 5QU CoRE ¦ 4QU LoRE | Non-Red Flag Warning - Small Fires | Contamination | Aggregated | 2045 | 1.8391e-05 | 347.2658 | 0.0063865 | 2045 | Mitigation | 0.95 | 45 | 0 | esc | 0.00097009 | 1.7841e-08 | 0.00097009 | 1.7841e-08
[120 empty] | 7.3.3.17.5 (Remote Grid) Updates to grid topology to minimize risk of ignition in HFTDs Remote GridWLDFRContaminationAggregated | WLDFR | HFTD - Distribution - Tier 2 - 5QU CoRE ¦ 4QU LoRE | Non-Red Flag Warning - Small Fires | Contamination | Aggregated | 2046 | 1.8391e-05 | 347.2658 | 0.0063865 | 2046 | Mitigation | 0.95 | 45 | 0 | esc | 0.00097009 | 1.7841e-08 | 0.00097009 | 1.7841e-08
[120 empty] | 7.3.3.17.5 (Remote Grid) Updates to grid topology to minimize risk of ignition in HFTDs Remote GridWLDFRContaminationAggregated | WLDFR | HFTD - Distribution - Tier 2 - 5QU CoRE ¦ 4QU LoRE | Non-Red Flag Warning - Small Fires | Contamination | Aggregated | 2047 | 1.8391e-05 | 347.2658 | 0.0063865 | 2047 | Mitigation | 0.95 | 45 | 0 | esc | 0.00097009 | 1.7841e-08 | 0.00097009 | 1.7841e-08
[120 empty] | 7.3.3.17.5 (Remote Grid) Updates to grid topology to minimize risk of ignition in HFTDs Remote GridWLDFRContaminationAggregated | WLDFR | HFTD - Distribution - Tier 2 - 5QU CoRE ¦ 4QU LoRE | Non-Red Flag Warning - Small Fires | Contamination | Aggregated | 2048 | 1.8391e-05 | 347.2658 | 0.0063865 | 2048 | Mitigation | 0.95 | 45 | 0 | esc | 0.00097009 | 1.7841e-08 | 0.00097009 | 1.7841e-08
[120 empty] | 7.3.3.17.5 (Remote Grid) Updates to grid topology to minimize risk of ignition in HFTDs Remote GridWLDFRContaminationAggregated | WLDFR | HFTD - Distribution - Tier 2 - 5QU CoRE ¦ 4QU LoRE | Non-Red Flag Warning - Small Fires | Contamination | Aggregated | 2049 | 1.8391e-05 | 347.2658 | 0.0063865 | 2049 | Mitigation | 0.95 | 45 | 0 | esc | 0.00097009 | 1.7841e-08 | 0.00097009 | 1.7841e-08
[120 empty] | 7.3.3.17.5 (Remote Grid) Updates to grid topology to minimize risk of ignition in HFTDs Remote GridWLDFRContaminationAggregated | WLDFR | HFTD - Distribution - Tier 2 - 5QU CoRE ¦ 4QU LoRE | Non-Red Flag Warning - Small Fires | Contamination | Aggregated | 2050 | 1.8391e-05 | 347.2658 | 0.0063865 | 2050 | Mitigation | 0.95 | 45 | 0 | esc | 0.00097009 | 1.7841e-08 | 0.00097009 | 1.7841e-08
[120 empty] | 7.3.3.17.5 (Remote Grid) Updates to grid topology to minimize risk of ignition in HFTDs Remote GridWLDFRContaminationAggregated | WLDFR | HFTD - Distribution - Tier 2 - 5QU CoRE ¦ 4QU LoRE | Non-Red Flag Warning - Small Fires | Contamination | Aggregated | 2051 | 1.8391e-05 | 347.2658 | 0.0063865 | 2051 | Mitigation | 0.95 | 45 | 0 | esc | 0.00097009 | 1.7841e-08 | 0.00097009 | 1.7841e-08
[120 empty] | 7.3.3.17.5 (Remote Grid) Updates to grid topology to minimize risk of ignition in HFTDs Remote GridWLDFRContaminationAggregated | WLDFR | HFTD - Distribution - Tier 2 - 5QU CoRE ¦ 4QU LoRE | Non-Red Flag Warning - Small Fires | Contamination | Aggregated | 2052 | 1.8391e-05 | 347.2658 | 0.0063865 | 2052 | Mitigation | 0.95 | 45 | 0 | esc | 0.00097009 | 1.7841e-08 | 0.00097009 | 1.7841e-08
[120 empty] | 7.3.3.17.5 (Remote Grid) Updates to grid topology to minimize risk of ignition in HFTDs Remote GridWLDFRContaminationAggregated | WLDFR | HFTD - Distribution - Tier 2 - 5QU CoRE ¦ 4QU LoRE | Non-Red Flag Warning - Small Fires | Contamination | Aggregated | 2053 | 1.8391e-05 | 347.2658 | 0.0063865 | 2053 | Mitigation | 0.95 | 45 | 0 | esc | 0.00097009 | 1.7841e-08 | 0.00097009 | 1.7841e-08
[120 empty] | 7.3.3.17.5 (Remote Grid) Updates to grid topology to minimize risk of ignition in HFTDs Remote GridWLDFRContaminationAggregated | WLDFR | HFTD - Distribution - Tier 2 - 5QU CoRE ¦ 4QU LoRE | Non-Red Flag Warning - Small Fires | Contamination | Aggregated | 2054 | 1.8391e-05 | 347.2658 | 0.0063865 | 2054 | Mitigation | 0.95 | 45 | 0 | esc | 0.00097009 | 1.7841e-08 | 0.00097009 | 1.7841e-08
[120 empty] | 7.3.3.17.5 (Remote Grid) Updates to grid topology to minimize risk of ignition in HFTDs Remote GridWLDFRContaminationAggregated | WLDFR | HFTD - Distribution - Tier 2 - 5QU CoRE ¦ 4QU LoRE | Non-Red Flag Warning - Small Fires | Contamination | Aggregated | 2055 | 1.8391e-05 | 347.2658 | 0.0063865 | 2055 | Mitigation | 0.95 | 45 | 0 | esc | 0.00097009 | 1.7841e-08 | 0.00097009 | 1.7841e-08
[120 empty] | 7.3.3.17.5 (Remote Grid) Updates to grid topology to minimize risk of ignition in HFTDs Remote GridWLDFRContaminationAggregated | WLDFR | HFTD - Distribution - Tier 2 - 5QU CoRE ¦ 4QU LoRE | Non-Red Flag Warning - Small Fires | Contamination | Aggregated | 2056 | 1.8391e-05 | 347.2658 | 0.0063865 | 2056 | Mitigation | 0.95 | 45 | 0 | esc | 0.00097009 | 1.7841e-08 | 0.00097009 | 1.7841e-08
[120 empty] | 7.3.3.17.5 (Remote Grid) Updates to grid topology to minimize risk of ignition in HFTDs Remote GridWLDFRContaminationAggregated | WLDFR | HFTD - Distribution - Tier 2 - 5QU CoRE ¦ 4QU LoRE | Non-Red Flag Warning - Small Fires | Contamination | Aggregated | 2057 | 1.8391e-05 | 347.2658 | 0.0063865 | 2057 | Mitigation | 0.95 | 45 | 0 | esc | 0.00097009 | 1.7841e-08 | 0.00097009 | 1.7841e-08
[120 empty] | 7.3.3.17.5 (Remote Grid) Updates to grid topology to minimize risk of ignition in HFTDs Remote GridWLDFRContaminationAggregated | WLDFR | HFTD - Distribution - Tier 2 - 5QU CoRE ¦ 4QU LoRE | Non-Red Flag Warning - Small Fires | Contamination | Aggregated | 2058 | 1.8391e-05 | 347.2658 | 0.0063865 | 2058 | Mitigation | 0.95 | 45 | 0 | esc | 0.00097009 | 1.7841e-08 | 0.00097009 | 1.7841e-08
[120 empty] | 7.3.3.17.5 (Remote Grid) Updates to grid topology to minimize risk of ignition in HFTDs Remote GridWLDFRContaminationAggregated | WLDFR | HFTD - Distribution - Tier 2 - 5QU CoRE ¦ 4QU LoRE | Non-Red Flag Warning - Small Fires | Contamination | Aggregated | 2059 | 1.8391e-05 | 347.2658 | 0.0063865 | 2059 | Mitigation | 0.95 | 45 | 0 | esc | 0.00097009 | 1.7841e-08 | 0.00097009 | 1.7841e-08
[120 empty] | 7.3.3.17.5 (Remote Grid) Updates to grid topology to minimize risk of ignition in HFTDs Remote GridWLDFRContaminationAggregated | WLDFR | HFTD - Distribution - Tier 2 - 5QU CoRE ¦ 4QU LoRE | Non-Red Flag Warning - Small Fires | Contamination | Aggregated | 2060 | 1.8391e-05 | 347.2658 | 0.0063865 | 2060 | Mitigation | 0.95 | 45 | 0 | esc | 0.00097009 | 1.7841e-08 | 0.00097009 | 1.7841e-08
[120 empty] | 7.3.3.17.5 (Remote Grid) Updates to grid topology to minimize risk of ignition in HFTDs Remote GridWLDFRContaminationAggregated | WLDFR | HFTD - Distribution - Tier 2 - 5QU CoRE ¦ 4QU LoRE | Non-Red Flag Warning - Small Fires | Contamination | Aggregated | 2061 | 1.8391e-05 | 347.2658 | 0.0063865 | 2061 | Mitigation | 0.95 | 45 | 0 | esc | 0.00097009 | 1.7841e-08 | 0.00097009 | 1.7841e-08
[120 empty] | 7.3.3.17.5 (Remote Grid) Updates to grid topology to minimize risk of ignition in HFTDs Remote GridWLDFRContaminationAggregated | WLDFR | HFTD - Distribution - Tier 2 - 5QU CoRE ¦ 4QU LoRE | Non-Red Flag Warning - Small Fires | Contamination | Aggregated | 2062 | 1.8391e-05 | 347.2658 | 0.0063865 | 2062 | Mitigation | 0.95 | 45 | 0 | esc | 0.00097009 | 1.7841e-08 | 0.00097009 | 1.7841e-08
[120 empty] | 7.3.3.17.5 (Remote Grid) Updates to grid topology to minimize risk of ignition in HFTDs Remote GridWLDFRContaminationAggregated | WLDFR | HFTD - Distribution - Tier 2 - 5QU CoRE ¦ 4QU LoRE | Non-Red Flag Warning - Small Fires | Contamination | Aggregated | 2063 | 1.8391e-05 | 347.2658 | 0.0063865 | 2063 | Mitigation | 0.95 | 45 | 0 | esc | 0.00097009 | 1.7841e-08 | 0.00097009 | 1.7841e-08
[120 empty] | 7.3.3.17.5 (Remote Grid) Updates to grid topology to minimize risk of ignition in HFTDs Remote GridWLDFRContaminationAggregated | WLDFR | HFTD - Distribution - Tier 2 - 5QU CoRE ¦ 4QU LoRE | Non-Red Flag Warning - Small Fires | Contamination | Aggregated | 2064 | 1.8391e-05 | 347.2658 | 0.0063865 | 2064 | Mitigation | 0.95 | 45 | 0 | esc | 0.00097009 | 1.7841e-08 | 0.00097009 | 1.7841e-08
[120 empty] | 7.3.3.17.5 (Remote Grid) Updates to grid topology to minimize risk of ignition in HFTDs Remote GridWLDFRContaminationAggregated | WLDFR | HFTD - Distribution - Tier 2 - 5QU CoRE ¦ 4QU LoRE | Non-Red Flag Warning - Small Fires | Contamination | Aggregated | 2065 | 1.8391e-05 | 347.2658 | 0.0063865 | 2065 | Mitigation | 0.95 | 45 | 0 | esc | 0.00097009 | 1.7841e-08 | 0.00097009 | 1.7841e-08
[120 empty] | 7.3.3.17.5 (Remote Grid) Updates to grid topology to minimize risk of ignition in HFTDs Remote GridWLDFRContaminationAggregated | WLDFR | HFTD - Distribution - Tier 2 - 5QU CoRE ¦ 4QU LoRE | Non-Red Flag Warning - Small Fires | Contamination | Aggregated | 2066 | 1.8391e-05 | 347.2658 | 0.0063865 | 2066 | Mitigation | 0.95 | 45 | 0 | esc | 0.00097009 | 1.7841e-08 | 0.00097009 | 1.7841e-08
[120 empty] | 7.3.3.17.5 (Remote Grid) Updates to grid topology to minimize risk of ignition in HFTDs Remote GridWLDFRContaminationAggregated | WLDFR | HFTD - Distribution - Tier 2 - 5QU CoRE ¦ 4QU LoRE | Non-Red Flag Warning - Small Fires | Contamination | Aggregated | 2067 | 1.8391e-05 | 347.2658 | 0.0063865 | 2067 | Mitigation | 0.95 | 45 | 0 | esc | 0 | 0 | 0.00097009 | 1.7841e-08
[120 empty] | 7.3.3.17.5 (Remote Grid) Updates to grid topology to minimize risk of ignition in HFTDs Remote GridWLDFREquipment / facility failureAggregated | WLDFR | HFTD - Distribution - Tier 2 - 5QU CoRE ¦ 4QU LoRE | Non-Red Flag Warning - Small Fires | Equipment / facility failure | Aggregated | 2022 | 0.00090314 | 347.2658 | 0.31363 | 2022 | Mitigation | 0.95 | 45 | 0 | esc | 0.00097009 | 8.7613e-07 | 0 | 0
[120 empty] | 7.3.3.17.5 (Remote Grid) Updates to grid topology to minimize risk of ignition in HFTDs Remote GridWLDFREquipment / facility failureAggregated | WLDFR | HFTD - Distribution - Tier 2 - 5QU CoRE ¦ 4QU LoRE | Non-Red Flag Warning - Small Fires | Equipment / facility failure | Aggregated | 2023 | 0.00090314 | 347.2658 | 0.31363 | 2023 | Mitigation | 0.95 | 45 | 0 | esc | 0.00097009 | 8.7613e-07 | 0.00097009 | 8.7613e-07
[120 empty] | 7.3.3.17.5 (Remote Grid) Updates to grid topology to minimize risk of ignition in HFTDs Remote GridWLDFREquipment / facility failureAggregated | WLDFR | HFTD - Distribution - Tier 2 - 5QU CoRE ¦ 4QU LoRE | Non-Red Flag Warning - Small Fires | Equipment / facility failure | Aggregated | 2024 | 0.00090314 | 347.2658 | 0.31363 | 2024 | Mitigation | 0.95 | 45 | 0 | esc | 0.00097009 | 8.7613e-07 | 0.00097009 | 8.7613e-07
[120 empty] | 7.3.3.17.5 (Remote Grid) Updates to grid topology to minimize risk of ignition in HFTDs Remote GridWLDFREquipment / facility failureAggregated | WLDFR | HFTD - Distribution - Tier 2 - 5QU CoRE ¦ 4QU LoRE | Non-Red Flag Warning - Small Fires | Equipment / facility failure | Aggregated | 2025 | 0.00090314 | 347.2658 | 0.31363 | 2025 | Mitigation | 0.95 | 45 | 0 | esc | 0.00097009 | 8.7613e-07 | 0.00097009 | 8.7613e-07
[120 empty] | 7.3.3.17.5 (Remote Grid) Updates to grid topology to minimize risk of ignition in HFTDs Remote GridWLDFREquipment / facility failureAggregated | WLDFR | HFTD - Distribution - Tier 2 - 5QU CoRE ¦ 4QU LoRE | Non-Red Flag Warning - Small Fires | Equipment / facility failure | Aggregated | 2026 | 0.00090314 | 347.2658 | 0.31363 | 2026 | Mitigation | 0.95 | 45 | 0 | esc | 0.00097009 | 8.7613e-07 | 0.00097009 | 8.7613e-07
[120 empty] | 7.3.3.17.5 (Remote Grid) Updates to grid topology to minimize risk of ignition in HFTDs Remote GridWLDFREquipment / facility failureAggregated | WLDFR | HFTD - Distribution - Tier 2 - 5QU CoRE ¦ 4QU LoRE | Non-Red Flag Warning - Small Fires | Equipment / facility failure | Aggregated | 2027 | 0.00090314 | 347.2658 | 0.31363 | 2027 | Mitigation | 0.95 | 45 | 0 | esc | 0.00097009 | 8.7613e-07 | 0.00097009 | 8.7613e-07
[120 empty] | 7.3.3.17.5 (Remote Grid) Updates to grid topology to minimize risk of ignition in HFTDs Remote GridWLDFREquipment / facility failureAggregated | WLDFR | HFTD - Distribution - Tier 2 - 5QU CoRE ¦ 4QU LoRE | Non-Red Flag Warning - Small Fires | Equipment / facility failure | Aggregated | 2028 | 0.00090314 | 347.2658 | 0.31363 | 2028 | Mitigation | 0.95 | 45 | 0 | esc | 0.00097009 | 8.7613e-07 | 0.00097009 | 8.7613e-07
[120 empty] | 7.3.3.17.5 (Remote Grid) Updates to grid topology to minimize risk of ignition in HFTDs Remote GridWLDFREquipment / facility failureAggregated | WLDFR | HFTD - Distribution - Tier 2 - 5QU CoRE ¦ 4QU LoRE | Non-Red Flag Warning - Small Fires | Equipment / facility failure | Aggregated | 2029 | 0.00090314 | 347.2658 | 0.31363 | 2029 | Mitigation | 0.95 | 45 | 0 | esc | 0.00097009 | 8.7613e-07 | 0.00097009 | 8.7613e-07
[120 empty] | 7.3.3.17.5 (Remote Grid) Updates to grid topology to minimize risk of ignition in HFTDs Remote GridWLDFREquipment / facility failureAggregated | WLDFR | HFTD - Distribution - Tier 2 - 5QU CoRE ¦ 4QU LoRE | Non-Red Flag Warning - Small Fires | Equipment / facility failure | Aggregated | 2030 | 0.00090314 | 347.2658 | 0.31363 | 2030 | Mitigation | 0.95 | 45 | 0 | esc | 0.00097009 | 8.7613e-07 | 0.00097009 | 8.7613e-07
[120 empty] | 7.3.3.17.5 (Remote Grid) Updates to grid topology to minimize risk of ignition in HFTDs Remote GridWLDFREquipment / facility failureAggregated | WLDFR | HFTD - Distribution - Tier 2 - 5QU CoRE ¦ 4QU LoRE | Non-Red Flag Warning - Small Fires | Equipment / facility failure | Aggregated | 2031 | 0.00090314 | 347.2658 | 0.31363 | 2031 | Mitigation | 0.95 | 45 | 0 | esc | 0.00097009 | 8.7613e-07 | 0.00097009 | 8.7613e-07
[120 empty] | 7.3.3.17.5 (Remote Grid) Updates to grid topology to minimize risk of ignition in HFTDs Remote GridWLDFREquipment / facility failureAggregated | WLDFR | HFTD - Distribution - Tier 2 - 5QU CoRE ¦ 4QU LoRE | Non-Red Flag Warning - Small Fires | Equipment / facility failure | Aggregated | 2032 | 0.00090314 | 347.2658 | 0.31363 | 2032 | Mitigation | 0.95 | 45 | 0 | esc | 0.00097009 | 8.7613e-07 | 0.00097009 | 8.7613e-07
[120 empty] | 7.3.3.17.5 (Remote Grid) Updates to grid topology to minimize risk of ignition in HFTDs Remote GridWLDFREquipment / facility failureAggregated | WLDFR | HFTD - Distribution - Tier 2 - 5QU CoRE ¦ 4QU LoRE | Non-Red Flag Warning - Small Fires | Equipment / facility failure | Aggregated | 2033 | 0.00090314 | 347.2658 | 0.31363 | 2033 | Mitigation | 0.95 | 45 | 0 | esc | 0.00097009 | 8.7613e-07 | 0.00097009 | 8.7613e-07
[120 empty] | 7.3.3.17.5 (Remote Grid) Updates to grid topology to minimize risk of ignition in HFTDs Remote GridWLDFREquipment / facility failureAggregated | WLDFR | HFTD - Distribution - Tier 2 - 5QU CoRE ¦ 4QU LoRE | Non-Red Flag Warning - Small Fires | Equipment / facility failure | Aggregated | 2034 | 0.00090314 | 347.2658 | 0.31363 | 2034 | Mitigation | 0.95 | 45 | 0 | esc | 0.00097009 | 8.7613e-07 | 0.00097009 | 8.7613e-07
[120 empty] | 7.3.3.17.5 (Remote Grid) Updates to grid topology to minimize risk of ignition in HFTDs Remote GridWLDFREquipment / facility failureAggregated | WLDFR | HFTD - Distribution - Tier 2 - 5QU CoRE ¦ 4QU LoRE | Non-Red Flag Warning - Small Fires | Equipment / facility failure | Aggregated | 2035 | 0.00090314 | 347.2658 | 0.31363 | 2035 | Mitigation | 0.95 | 45 | 0 | esc | 0.00097009 | 8.7613e-07 | 0.00097009 | 8.7613e-07
[120 empty] | 7.3.3.17.5 (Remote Grid) Updates to grid topology to minimize risk of ignition in HFTDs Remote GridWLDFREquipment / facility failureAggregated | WLDFR | HFTD - Distribution - Tier 2 - 5QU CoRE ¦ 4QU LoRE | Non-Red Flag Warning - Small Fires | Equipment / facility failure | Aggregated | 2036 | 0.00090314 | 347.2658 | 0.31363 | 2036 | Mitigation | 0.95 | 45 | 0 | esc | 0.00097009 | 8.7613e-07 | 0.00097009 | 8.7613e-07
[120 empty] | 7.3.3.17.5 (Remote Grid) Updates to grid topology to minimize risk of ignition in HFTDs Remote GridWLDFREquipment / facility failureAggregated | WLDFR | HFTD - Distribution - Tier 2 - 5QU CoRE ¦ 4QU LoRE | Non-Red Flag Warning - Small Fires | Equipment / facility failure | Aggregated | 2037 | 0.00090314 | 347.2658 | 0.31363 | 2037 | Mitigation | 0.95 | 45 | 0 | esc | 0.00097009 | 8.7613e-07 | 0.00097009 | 8.7613e-07
[120 empty] | 7.3.3.17.5 (Remote Grid) Updates to grid topology to minimize risk of ignition in HFTDs Remote GridWLDFREquipment / facility failureAggregated | WLDFR | HFTD - Distribution - Tier 2 - 5QU CoRE ¦ 4QU LoRE | Non-Red Flag Warning - Small Fires | Equipment / facility failure | Aggregated | 2038 | 0.00090314 | 347.2658 | 0.31363 | 2038 | Mitigation | 0.95 | 45 | 0 | esc | 0.00097009 | 8.7613e-07 | 0.00097009 | 8.7613e-07
[120 empty] | 7.3.3.17.5 (Remote Grid) Updates to grid topology to minimize risk of ignition in HFTDs Remote GridWLDFREquipment / facility failureAggregated | WLDFR | HFTD - Distribution - Tier 2 - 5QU CoRE ¦ 4QU LoRE | Non-Red Flag Warning - Small Fires | Equipment / facility failure | Aggregated | 2039 | 0.00090314 | 347.2658 | 0.31363 | 2039 | Mitigation | 0.95 | 45 | 0 | esc | 0.00097009 | 8.7613e-07 | 0.00097009 | 8.7613e-07
[120 empty] | 7.3.3.17.5 (Remote Grid) Updates to grid topology to minimize risk of ignition in HFTDs Remote GridWLDFREquipment / facility failureAggregated | WLDFR | HFTD - Distribution - Tier 2 - 5QU CoRE ¦ 4QU LoRE | Non-Red Flag Warning - Small Fires | Equipment / facility failure | Aggregated | 2040 | 0.00090314 | 347.2658 | 0.31363 | 2040 | Mitigation | 0.95 | 45 | 0 | esc | 0.00097009 | 8.7613e-07 | 0.00097009 | 8.7613e-07
[120 empty] | 7.3.3.17.5 (Remote Grid) Updates to grid topology to minimize risk of ignition in HFTDs Remote GridWLDFREquipment / facility failureAggregated | WLDFR | HFTD - Distribution - Tier 2 - 5QU CoRE ¦ 4QU LoRE | Non-Red Flag Warning - Small Fires | Equipment / facility failure | Aggregated | 2041 | 0.00090314 | 347.2658 | 0.31363 | 2041 | Mitigation | 0.95 | 45 | 0 | esc | 0.00097009 | 8.7613e-07 | 0.00097009 | 8.7613e-07
[120 empty] | 7.3.3.17.5 (Remote Grid) Updates to grid topology to minimize risk of ignition in HFTDs Remote GridWLDFREquipment / facility failureAggregated | WLDFR | HFTD - Distribution - Tier 2 - 5QU CoRE ¦ 4QU LoRE | Non-Red Flag Warning - Small Fires | Equipment / facility failure | Aggregated | 2042 | 0.00090314 | 347.2658 | 0.31363 | 2042 | Mitigation | 0.95 | 45 | 0 | esc | 0.00097009 | 8.7613e-07 | 0.00097009 | 8.7613e-07
[120 empty] | 7.3.3.17.5 (Remote Grid) Updates to grid topology to minimize risk of ignition in HFTDs Remote GridWLDFREquipment / facility failureAggregated | WLDFR | HFTD - Distribution - Tier 2 - 5QU CoRE ¦ 4QU LoRE | Non-Red Flag Warning - Small Fires | Equipment / facility failure | Aggregated | 2043 | 0.00090314 | 347.2658 | 0.31363 | 2043 | Mitigation | 0.95 | 45 | 0 | esc | 0.00097009 | 8.7613e-07 | 0.00097009 | 8.7613e-07
[120 empty] | 7.3.3.17.5 (Remote Grid) Updates to grid topology to minimize risk of ignition in HFTDs Remote GridWLDFREquipment / facility failureAggregated | WLDFR | HFTD - Distribution - Tier 2 - 5QU CoRE ¦ 4QU LoRE | Non-Red Flag Warning - Small Fires | Equipment / facility failure | Aggregated | 2044 | 0.00090314 | 347.2658 | 0.31363 | 2044 | Mitigation | 0.95 | 45 | 0 | esc | 0.00097009 | 8.7613e-07 | 0.00097009 | 8.7613e-07
[120 empty] | 7.3.3.17.5 (Remote Grid) Updates to grid topology to minimize risk of ignition in HFTDs Remote GridWLDFREquipment / facility failureAggregated | WLDFR | HFTD - Distribution - Tier 2 - 5QU CoRE ¦ 4QU LoRE | Non-Red Flag Warning - Small Fires | Equipment / facility failure | Aggregated | 2045 | 0.00090314 | 347.2658 | 0.31363 | 2045 | Mitigation | 0.95 | 45 | 0 | esc | 0.00097009 | 8.7613e-07 | 0.00097009 | 8.7613e-07
[120 empty] | 7.3.3.17.5 (Remote Grid) Updates to grid topology to minimize risk of ignition in HFTDs Remote GridWLDFREquipment / facility failureAggregated | WLDFR | HFTD - Distribution - Tier 2 - 5QU CoRE ¦ 4QU LoRE | Non-Red Flag Warning - Small Fires | Equipment / facility failure | Aggregated | 2046 | 0.00090314 | 347.2658 | 0.31363 | 2046 | Mitigation | 0.95 | 45 | 0 | esc | 0.00097009 | 8.7613e-07 | 0.00097009 | 8.7613e-07
[120 empty] | 7.3.3.17.5 (Remote Grid) Updates to grid topology to minimize risk of ignition in HFTDs Remote GridWLDFREquipment / facility failureAggregated | WLDFR | HFTD - Distribution - Tier 2 - 5QU CoRE ¦ 4QU LoRE | Non-Red Flag Warning - Small Fires | Equipment / facility failure | Aggregated | 2047 | 0.00090314 | 347.2658 | 0.31363 | 2047 | Mitigation | 0.95 | 45 | 0 | esc | 0.00097009 | 8.7613e-07 | 0.00097009 | 8.7613e-07
[120 empty] | 7.3.3.17.5 (Remote Grid) Updates to grid topology to minimize risk of ignition in HFTDs Remote GridWLDFREquipment / facility failureAggregated | WLDFR | HFTD - Distribution - Tier 2 - 5QU CoRE ¦ 4QU LoRE | Non-Red Flag Warning - Small Fires | Equipment / facility failure | Aggregated | 2048 | 0.00090314 | 347.2658 | 0.31363 | 2048 | Mitigation | 0.95 | 45 | 0 | esc | 0.00097009 | 8.7613e-07 | 0.00097009 | 8.7613e-07
[120 empty] | 7.3.3.17.5 (Remote Grid) Updates to grid topology to minimize risk of ignition in HFTDs Remote GridWLDFREquipment / facility failureAggregated | WLDFR | HFTD - Distribution - Tier 2 - 5QU CoRE ¦ 4QU LoRE | Non-Red Flag Warning - Small Fires | Equipment / facility failure | Aggregated | 2049 | 0.00090314 | 347.2658 | 0.31363 | 2049 | Mitigation | 0.95 | 45 | 0 | esc | 0.00097009 | 8.7613e-07 | 0.00097009 | 8.7613e-07
[120 empty] | 7.3.3.17.5 (Remote Grid) Updates to grid topology to minimize risk of ignition in HFTDs Remote GridWLDFREquipment / facility failureAggregated | WLDFR | HFTD - Distribution - Tier 2 - 5QU CoRE ¦ 4QU LoRE | Non-Red Flag Warning - Small Fires | Equipment / facility failure | Aggregated | 2050 | 0.00090314 | 347.2658 | 0.31363 | 2050 | Mitigation | 0.95 | 45 | 0 | esc | 0.00097009 | 8.7613e-07 | 0.00097009 | 8.7613e-07
[120 empty] | 7.3.3.17.5 (Remote Grid) Updates to grid topology to minimize risk of ignition in HFTDs Remote GridWLDFREquipment / facility failureAggregated | WLDFR | HFTD - Distribution - Tier 2 - 5QU CoRE ¦ 4QU LoRE | Non-Red Flag Warning - Small Fires | Equipment / facility failure | Aggregated | 2051 | 0.00090314 | 347.2658 | 0.31363 | 2051 | Mitigation | 0.95 | 45 | 0 | esc | 0.00097009 | 8.7613e-07 | 0.00097009 | 8.7613e-07
[120 empty] | 7.3.3.17.5 (Remote Grid) Updates to grid topology to minimize risk of ignition in HFTDs Remote GridWLDFREquipment / facility failureAggregated | WLDFR | HFTD - Distribution - Tier 2 - 5QU CoRE ¦ 4QU LoRE | Non-Red Flag Warning - Small Fires | Equipment / facility failure | Aggregated | 2052 | 0.00090314 | 347.2658 | 0.31363 | 2052 | Mitigation | 0.95 | 45 | 0 | esc | 0.00097009 | 8.7613e-07 | 0.00097009 | 8.7613e-07
[120 empty] | 7.3.3.17.5 (Remote Grid) Updates to grid topology to minimize risk of ignition in HFTDs Remote GridWLDFREquipment / facility failureAggregated | WLDFR | HFTD - Distribution - Tier 2 - 5QU CoRE ¦ 4QU LoRE | Non-Red Flag Warning - Small Fires | Equipment / facility failure | Aggregated | 2053 | 0.00090314 | 347.2658 | 0.31363 | 2053 | Mitigation | 0.95 | 45 | 0 | esc | 0.00097009 | 8.7613e-07 | 0.00097009 | 8.7613e-07
[120 empty] | 7.3.3.17.5 (Remote Grid) Updates to grid topology to minimize risk of ignition in HFTDs Remote GridWLDFREquipment / facility failureAggregated | WLDFR | HFTD - Distribution - Tier 2 - 5QU CoRE ¦ 4QU LoRE | Non-Red Flag Warning - Small Fires | Equipment / facility failure | Aggregated | 2054 | 0.00090314 | 347.2658 | 0.31363 | 2054 | Mitigation | 0.95 | 45 | 0 | esc | 0.00097009 | 8.7613e-07 | 0.00097009 | 8.7613e-07
[120 empty] | 7.3.3.17.5 (Remote Grid) Updates to grid topology to minimize risk of ignition in HFTDs Remote GridWLDFREquipment / facility failureAggregated | WLDFR | HFTD - Distribution - Tier 2 - 5QU CoRE ¦ 4QU LoRE | Non-Red Flag Warning - Small Fires | Equipment / facility failure | Aggregated | 2055 | 0.00090314 | 347.2658 | 0.31363 | 2055 | Mitigation | 0.95 | 45 | 0 | esc | 0.00097009 | 8.7613e-07 | 0.00097009 | 8.7613e-07
[120 empty] | 7.3.3.17.5 (Remote Grid) Updates to grid topology to minimize risk of ignition in HFTDs Remote GridWLDFREquipment / facility failureAggregated | WLDFR | HFTD - Distribution - Tier 2 - 5QU CoRE ¦ 4QU LoRE | Non-Red Flag Warning - Small Fires | Equipment / facility failure | Aggregated | 2056 | 0.00090314 | 347.2658 | 0.31363 | 2056 | Mitigation | 0.95 | 45 | 0 | esc | 0.00097009 | 8.7613e-07 | 0.00097009 | 8.7613e-07
[120 empty] | 7.3.3.17.5 (Remote Grid) Updates to grid topology to minimize risk of ignition in HFTDs Remote GridWLDFREquipment / facility failureAggregated | WLDFR | HFTD - Distribution - Tier 2 - 5QU CoRE ¦ 4QU LoRE | Non-Red Flag Warning - Small Fires | Equipment / facility failure | Aggregated | 2057 | 0.00090314 | 347.2658 | 0.31363 | 2057 | Mitigation | 0.95 | 45 | 0 | esc | 0.00097009 | 8.7613e-07 | 0.00097009 | 8.7613e-07
[120 empty] | 7.3.3.17.5 (Remote Grid) Updates to grid topology to minimize risk of ignition in HFTDs Remote GridWLDFREquipment / facility failureAggregated | WLDFR | HFTD - Distribution - Tier 2 - 5QU CoRE ¦ 4QU LoRE | Non-Red Flag Warning - Small Fires | Equipment / facility failure | Aggregated | 2058 | 0.00090314 | 347.2658 | 0.31363 | 2058 | Mitigation | 0.95 | 45 | 0 | esc | 0.00097009 | 8.7613e-07 | 0.00097009 | 8.7613e-07
[120 empty] | 7.3.3.17.5 (Remote Grid) Updates to grid topology to minimize risk of ignition in HFTDs Remote GridWLDFREquipment / facility failureAggregated | WLDFR | HFTD - Distribution - Tier 2 - 5QU CoRE ¦ 4QU LoRE | Non-Red Flag Warning - Small Fires | Equipment / facility failure | Aggregated | 2059 | 0.00090314 | 347.2658 | 0.31363 | 2059 | Mitigation | 0.95 | 45 | 0 | esc | 0.00097009 | 8.7613e-07 | 0.00097009 | 8.7613e-07
[120 empty] | 7.3.3.17.5 (Remote Grid) Updates to grid topology to minimize risk of ignition in HFTDs Remote GridWLDFREquipment / facility failureAggregated | WLDFR | HFTD - Distribution - Tier 2 - 5QU CoRE ¦ 4QU LoRE | Non-Red Flag Warning - Small Fires | Equipment / facility failure | Aggregated | 2060 | 0.00090314 | 347.2658 | 0.31363 | 2060 | Mitigation | 0.95 | 45 | 0 | esc | 0.00097009 | 8.7613e-07 | 0.00097009 | 8.7613e-07
[120 empty] | 7.3.3.17.5 (Remote Grid) Updates to grid topology to minimize risk of ignition in HFTDs Remote GridWLDFREquipment / facility failureAggregated | WLDFR | HFTD - Distribution - Tier 2 - 5QU CoRE ¦ 4QU LoRE | Non-Red Flag Warning - Small Fires | Equipment / facility failure | Aggregated | 2061 | 0.00090314 | 347.2658 | 0.31363 | 2061 | Mitigation | 0.95 | 45 | 0 | esc | 0.00097009 | 8.7613e-07 | 0.00097009 | 8.7613e-07
[120 empty] | 7.3.3.17.5 (Remote Grid) Updates to grid topology to minimize risk of ignition in HFTDs Remote GridWLDFREquipment / facility failureAggregated | WLDFR | HFTD - Distribution - Tier 2 - 5QU CoRE ¦ 4QU LoRE | Non-Red Flag Warning - Small Fires | Equipment / facility failure | Aggregated | 2062 | 0.00090314 | 347.2658 | 0.31363 | 2062 | Mitigation | 0.95 | 45 | 0 | esc | 0.00097009 | 8.7613e-07 | 0.00097009 | 8.7613e-07
[120 empty] | 7.3.3.17.5 (Remote Grid) Updates to grid topology to minimize risk of ignition in HFTDs Remote GridWLDFREquipment / facility failureAggregated | WLDFR | HFTD - Distribution - Tier 2 - 5QU CoRE ¦ 4QU LoRE | Non-Red Flag Warning - Small Fires | Equipment / facility failure | Aggregated | 2063 | 0.00090314 | 347.2658 | 0.31363 | 2063 | Mitigation | 0.95 | 45 | 0 | esc | 0.00097009 | 8.7613e-07 | 0.00097009 | 8.7613e-07
[120 empty] | 7.3.3.17.5 (Remote Grid) Updates to grid topology to minimize risk of ignition in HFTDs Remote GridWLDFREquipment / facility failureAggregated | WLDFR | HFTD - Distribution - Tier 2 - 5QU CoRE ¦ 4QU LoRE | Non-Red Flag Warning - Small Fires | Equipment / facility failure | Aggregated | 2064 | 0.00090314 | 347.2658 | 0.31363 | 2064 | Mitigation | 0.95 | 45 | 0 | esc | 0.00097009 | 8.7613e-07 | 0.00097009 | 8.7613e-07
[120 empty] | 7.3.3.17.5 (Remote Grid) Updates to grid topology to minimize risk of ignition in HFTDs Remote GridWLDFREquipment / facility failureAggregated | WLDFR | HFTD - Distribution - Tier 2 - 5QU CoRE ¦ 4QU LoRE | Non-Red Flag Warning - Small Fires | Equipment / facility failure | Aggregated | 2065 | 0.00090314 | 347.2658 | 0.31363 | 2065 | Mitigation | 0.95 | 45 | 0 | esc | 0.00097009 | 8.7613e-07 | 0.00097009 | 8.7613e-07
[120 empty] | 7.3.3.17.5 (Remote Grid) Updates to grid topology to minimize risk of ignition in HFTDs Remote GridWLDFREquipment / facility failureAggregated | WLDFR | HFTD - Distribution - Tier 2 - 5QU CoRE ¦ 4QU LoRE | Non-Red Flag Warning - Small Fires | Equipment / facility failure | Aggregated | 2066 | 0.00090314 | 347.2658 | 0.31363 | 2066 | Mitigation | 0.95 | 45 | 0 | esc | 0.00097009 | 8.7613e-07 | 0.00097009 | 8.7613e-07
[120 empty] | 7.3.3.17.5 (Remote Grid) Updates to grid topology to minimize risk of ignition in HFTDs Remote GridWLDFREquipment / facility failureAggregated | WLDFR | HFTD - Distribution - Tier 2 - 5QU CoRE ¦ 4QU LoRE | Non-Red Flag Warning - Small Fires | Equipment / facility failure | Aggregated | 2067 | 0.00090314 | 347.2658 | 0.31363 | 2067 | Mitigation | 0.95 | 45 | 0 | esc | 0 | 0 | 0.00097009 | 8.7613e-07
[120 empty] | 7.3.3.17.5 (Remote Grid) Updates to grid topology to minimize risk of ignition in HFTDs Remote GridWLDFRVegetation ContactAggregated | WLDFR | HFTD - Distribution - Tier 2 - 5QU CoRE ¦ 4QU LoRE | Non-Red Flag Warning - Small Fires | Vegetation Contact | Aggregated | 2022 | 0.0013277 | 347.2658 | 0.46106 | 2022 | Mitigation | 0.95 | 45 | 0 | esc | 0.00097009 | 1.288e-06 | 0 | 0
[120 empty] | 7.3.3.17.5 (Remote Grid) Updates to grid topology to minimize risk of ignition in HFTDs Remote GridWLDFRVegetation ContactAggregated | WLDFR | HFTD - Distribution - Tier 2 - 5QU CoRE ¦ 4QU LoRE | Non-Red Flag Warning - Small Fires | Vegetation Contact | Aggregated | 2023 | 0.0013277 | 347.2658 | 0.46106 | 2023 | Mitigation | 0.95 | 45 | 0 | esc | 0.00097009 | 1.288e-06 | 0.00097009 | 1.288e-06
[120 empty] | 7.3.3.17.5 (Remote Grid) Updates to grid topology to minimize risk of ignition in HFTDs Remote GridWLDFRVegetation ContactAggregated | WLDFR | HFTD - Distribution - Tier 2 - 5QU CoRE ¦ 4QU LoRE | Non-Red Flag Warning - Small Fires | Vegetation Contact | Aggregated | 2024 | 0.0013277 | 347.2658 | 0.46106 | 2024 | Mitigation | 0.95 | 45 | 0 | esc | 0.00097009 | 1.288e-06 | 0.00097009 | 1.288e-06
[120 empty] | 7.3.3.17.5 (Remote Grid) Updates to grid topology to minimize risk of ignition in HFTDs Remote GridWLDFRVegetation ContactAggregated | WLDFR | HFTD - Distribution - Tier 2 - 5QU CoRE ¦ 4QU LoRE | Non-Red Flag Warning - Small Fires | Vegetation Contact | Aggregated | 2025 | 0.0013277 | 347.2658 | 0.46106 | 2025 | Mitigation | 0.95 | 45 | 0 | esc | 0.00097009 | 1.288e-06 | 0.00097009 | 1.288e-06
[120 empty] | 7.3.3.17.5 (Remote Grid) Updates to grid topology to minimize risk of ignition in HFTDs Remote GridWLDFRVegetation ContactAggregated | WLDFR | HFTD - Distribution - Tier 2 - 5QU CoRE ¦ 4QU LoRE | Non-Red Flag Warning - Small Fires | Vegetation Contact | Aggregated | 2026 | 0.0013277 | 347.2658 | 0.46106 | 2026 | Mitigation | 0.95 | 45 | 0 | esc | 0.00097009 | 1.288e-06 | 0.00097009 | 1.288e-06
[120 empty] | 7.3.3.17.5 (Remote Grid) Updates to grid topology to minimize risk of ignition in HFTDs Remote GridWLDFRVegetation ContactAggregated | WLDFR | HFTD - Distribution - Tier 2 - 5QU CoRE ¦ 4QU LoRE | Non-Red Flag Warning - Small Fires | Vegetation Contact | Aggregated | 2027 | 0.0013277 | 347.2658 | 0.46106 | 2027 | Mitigation | 0.95 | 45 | 0 | esc | 0.00097009 | 1.288e-06 | 0.00097009 | 1.288e-06
[120 empty] | 7.3.3.17.5 (Remote Grid) Updates to grid topology to minimize risk of ignition in HFTDs Remote GridWLDFRVegetation ContactAggregated | WLDFR | HFTD - Distribution - Tier 2 - 5QU CoRE ¦ 4QU LoRE | Non-Red Flag Warning - Small Fires | Vegetation Contact | Aggregated | 2028 | 0.0013277 | 347.2658 | 0.46106 | 2028 | Mitigation | 0.95 | 45 | 0 | esc | 0.00097009 | 1.288e-06 | 0.00097009 | 1.288e-06
[120 empty] | 7.3.3.17.5 (Remote Grid) Updates to grid topology to minimize risk of ignition in HFTDs Remote GridWLDFRVegetation ContactAggregated | WLDFR | HFTD - Distribution - Tier 2 - 5QU CoRE ¦ 4QU LoRE | Non-Red Flag Warning - Small Fires | Vegetation Contact | Aggregated | 2029 | 0.0013277 | 347.2658 | 0.46106 | 2029 | Mitigation | 0.95 | 45 | 0 | esc | 0.00097009 | 1.288e-06 | 0.00097009 | 1.288e-06
[120 empty] | 7.3.3.17.5 (Remote Grid) Updates to grid topology to minimize risk of ignition in HFTDs Remote GridWLDFRVegetation ContactAggregated | WLDFR | HFTD - Distribution - Tier 2 - 5QU CoRE ¦ 4QU LoRE | Non-Red Flag Warning - Small Fires | Vegetation Contact | Aggregated | 2030 | 0.0013277 | 347.2658 | 0.46106 | 2030 | Mitigation | 0.95 | 45 | 0 | esc | 0.00097009 | 1.288e-06 | 0.00097009 | 1.288e-06
[120 empty] | 7.3.3.17.5 (Remote Grid) Updates to grid topology to minimize risk of ignition in HFTDs Remote GridWLDFRVegetation ContactAggregated | WLDFR | HFTD - Distribution - Tier 2 - 5QU CoRE ¦ 4QU LoRE | Non-Red Flag Warning - Small Fires | Vegetation Contact | Aggregated | 2031 | 0.0013277 | 347.2658 | 0.46106 | 2031 | Mitigation | 0.95 | 45 | 0 | esc | 0.00097009 | 1.288e-06 | 0.00097009 | 1.288e-06
[120 empty] | 7.3.3.17.5 (Remote Grid) Updates to grid topology to minimize risk of ignition in HFTDs Remote GridWLDFRVegetation ContactAggregated | WLDFR | HFTD - Distribution - Tier 2 - 5QU CoRE ¦ 4QU LoRE | Non-Red Flag Warning - Small Fires | Vegetation Contact | Aggregated | 2032 | 0.0013277 | 347.2658 | 0.46106 | 2032 | Mitigation | 0.95 | 45 | 0 | esc | 0.00097009 | 1.288e-06 | 0.00097009 | 1.288e-06
[120 empty] | 7.3.3.17.5 (Remote Grid) Updates to grid topology to minimize risk of ignition in HFTDs Remote GridWLDFRVegetation ContactAggregated | WLDFR | HFTD - Distribution - Tier 2 - 5QU CoRE ¦ 4QU LoRE | Non-Red Flag Warning - Small Fires | Vegetation Contact | Aggregated | 2033 | 0.0013277 | 347.2658 | 0.46106 | 2033 | Mitigation | 0.95 | 45 | 0 | esc | 0.00097009 | 1.288e-06 | 0.00097009 | 1.288e-06
[120 empty] | 7.3.3.17.5 (Remote Grid) Updates to grid topology to minimize risk of ignition in HFTDs Remote GridWLDFRVegetation ContactAggregated | WLDFR | HFTD - Distribution - Tier 2 - 5QU CoRE ¦ 4QU LoRE | Non-Red Flag Warning - Small Fires | Vegetation Contact | Aggregated | 2034 | 0.0013277 | 347.2658 | 0.46106 | 2034 | Mitigation | 0.95 | 45 | 0 | esc | 0.00097009 | 1.288e-06 | 0.00097009 | 1.288e-06
[120 empty] | 7.3.3.17.5 (Remote Grid) Updates to grid topology to minimize risk of ignition in HFTDs Remote GridWLDFRVegetation ContactAggregated | WLDFR | HFTD - Distribution - Tier 2 - 5QU CoRE ¦ 4QU LoRE | Non-Red Flag Warning - Small Fires | Vegetation Contact | Aggregated | 2035 | 0.0013277 | 347.2658 | 0.46106 | 2035 | Mitigation | 0.95 | 45 | 0 | esc | 0.00097009 | 1.288e-06 | 0.00097009 | 1.288e-06
[120 empty] | 7.3.3.17.5 (Remote Grid) Updates to grid topology to minimize risk of ignition in HFTDs Remote GridWLDFRVegetation ContactAggregated | WLDFR | HFTD - Distribution - Tier 2 - 5QU CoRE ¦ 4QU LoRE | Non-Red Flag Warning - Small Fires | Vegetation Contact | Aggregated | 2036 | 0.0013277 | 347.2658 | 0.46106 | 2036 | Mitigation | 0.95 | 45 | 0 | esc | 0.00097009 | 1.288e-06 | 0.00097009 | 1.288e-06
[120 empty] | 7.3.3.17.5 (Remote Grid) Updates to grid topology to minimize risk of ignition in HFTDs Remote GridWLDFRVegetation ContactAggregated | WLDFR | HFTD - Distribution - Tier 2 - 5QU CoRE ¦ 4QU LoRE | Non-Red Flag Warning - Small Fires | Vegetation Contact | Aggregated | 2037 | 0.0013277 | 347.2658 | 0.46106 | 2037 | Mitigation | 0.95 | 45 | 0 | esc | 0.00097009 | 1.288e-06 | 0.00097009 | 1.288e-06
[120 empty] | 7.3.3.17.5 (Remote Grid) Updates to grid topology to minimize risk of ignition in HFTDs Remote GridWLDFRVegetation ContactAggregated | WLDFR | HFTD - Distribution - Tier 2 - 5QU CoRE ¦ 4QU LoRE | Non-Red Flag Warning - Small Fires | Vegetation Contact | Aggregated | 2038 | 0.0013277 | 347.2658 | 0.46106 | 2038 | Mitigation | 0.95 | 45 | 0 | esc | 0.00097009 | 1.288e-06 | 0.00097009 | 1.288e-06
[120 empty] | 7.3.3.17.5 (Remote Grid) Updates to grid topology to minimize risk of ignition in HFTDs Remote GridWLDFRVegetation ContactAggregated | WLDFR | HFTD - Distribution - Tier 2 - 5QU CoRE ¦ 4QU LoRE | Non-Red Flag Warning - Small Fires | Vegetation Contact | Aggregated | 2039 | 0.0013277 | 347.2658 | 0.46106 | 2039 | Mitigation | 0.95 | 45 | 0 | esc | 0.00097009 | 1.288e-06 | 0.00097009 | 1.288e-06
[120 empty] | 7.3.3.17.5 (Remote Grid) Updates to grid topology to minimize risk of ignition in HFTDs Remote GridWLDFRVegetation ContactAggregated | WLDFR | HFTD - Distribution - Tier 2 - 5QU CoRE ¦ 4QU LoRE | Non-Red Flag Warning - Small Fires | Vegetation Contact | Aggregated | 2040 | 0.0013277 | 347.2658 | 0.46106 | 2040 | Mitigation | 0.95 | 45 | 0 | esc | 0.00097009 | 1.288e-06 | 0.00097009 | 1.288e-06
[120 empty] | 7.3.3.17.5 (Remote Grid) Updates to grid topology to minimize risk of ignition in HFTDs Remote GridWLDFRVegetation ContactAggregated | WLDFR | HFTD - Distribution - Tier 2 - 5QU CoRE ¦ 4QU LoRE | Non-Red Flag Warning - Small Fires | Vegetation Contact | Aggregated | 2041 | 0.0013277 | 347.2658 | 0.46106 | 2041 | Mitigation | 0.95 | 45 | 0 | esc | 0.00097009 | 1.288e-06 | 0.00097009 | 1.288e-06
[120 empty] | 7.3.3.17.5 (Remote Grid) Updates to grid topology to minimize risk of ignition in HFTDs Remote GridWLDFRVegetation ContactAggregated | WLDFR | HFTD - Distribution - Tier 2 - 5QU CoRE ¦ 4QU LoRE | Non-Red Flag Warning - Small Fires | Vegetation Contact | Aggregated | 2042 | 0.0013277 | 347.2658 | 0.46106 | 2042 | Mitigation | 0.95 | 45 | 0 | esc | 0.00097009 | 1.288e-06 | 0.00097009 | 1.288e-06
[120 empty] | 7.3.3.17.5 (Remote Grid) Updates to grid topology to minimize risk of ignition in HFTDs Remote GridWLDFRVegetation ContactAggregated | WLDFR | HFTD - Distribution - Tier 2 - 5QU CoRE ¦ 4QU LoRE | Non-Red Flag Warning - Small Fires | Vegetation Contact | Aggregated | 2043 | 0.0013277 | 347.2658 | 0.46106 | 2043 | Mitigation | 0.95 | 45 | 0 | esc | 0.00097009 | 1.288e-06 | 0.00097009 | 1.288e-06
[120 empty] | 7.3.3.17.5 (Remote Grid) Updates to grid topology to minimize risk of ignition in HFTDs Remote GridWLDFRVegetation ContactAggregated | WLDFR | HFTD - Distribution - Tier 2 - 5QU CoRE ¦ 4QU LoRE | Non-Red Flag Warning - Small Fires | Vegetation Contact | Aggregated | 2044 | 0.0013277 | 347.2658 | 0.46106 | 2044 | Mitigation | 0.95 | 45 | 0 | esc | 0.00097009 | 1.288e-06 | 0.00097009 | 1.288e-06
[120 empty] | 7.3.3.17.5 (Remote Grid) Updates to grid topology to minimize risk of ignition in HFTDs Remote GridWLDFRVegetation ContactAggregated | WLDFR | HFTD - Distribution - Tier 2 - 5QU CoRE ¦ 4QU LoRE | Non-Red Flag Warning - Small Fires | Vegetation Contact | Aggregated | 2045 | 0.0013277 | 347.2658 | 0.46106 | 2045 | Mitigation | 0.95 | 45 | 0 | esc | 0.00097009 | 1.288e-06 | 0.00097009 | 1.288e-06
[120 empty] | 7.3.3.17.5 (Remote Grid) Updates to grid topology to minimize risk of ignition in HFTDs Remote GridWLDFRVegetation ContactAggregated | WLDFR | HFTD - Distribution - Tier 2 - 5QU CoRE ¦ 4QU LoRE | Non-Red Flag Warning - Small Fires | Vegetation Contact | Aggregated | 2046 | 0.0013277 | 347.2658 | 0.46106 | 2046 | Mitigation | 0.95 | 45 | 0 | esc | 0.00097009 | 1.288e-06 | 0.00097009 | 1.288e-06
[120 empty] | 7.3.3.17.5 (Remote Grid) Updates to grid topology to minimize risk of ignition in HFTDs Remote GridWLDFRVegetation ContactAggregated | WLDFR | HFTD - Distribution - Tier 2 - 5QU CoRE ¦ 4QU LoRE | Non-Red Flag Warning - Small Fires | Vegetation Contact | Aggregated | 2047 | 0.0013277 | 347.2658 | 0.46106 | 2047 | Mitigation | 0.95 | 45 | 0 | esc | 0.00097009 | 1.288e-06 | 0.00097009 | 1.288e-06
[120 empty] | 7.3.3.17.5 (Remote Grid) Updates to grid topology to minimize risk of ignition in HFTDs Remote GridWLDFRVegetation ContactAggregated | WLDFR | HFTD - Distribution - Tier 2 - 5QU CoRE ¦ 4QU LoRE | Non-Red Flag Warning - Small Fires | Vegetation Contact | Aggregated | 2048 | 0.0013277 | 347.2658 | 0.46106 | 2048 | Mitigation | 0.95 | 45 | 0 | esc | 0.00097009 | 1.288e-06 | 0.00097009 | 1.288e-06
[120 empty] | 7.3.3.17.5 (Remote Grid) Updates to grid topology to minimize risk of ignition in HFTDs Remote GridWLDFRVegetation ContactAggregated | WLDFR | HFTD - Distribution - Tier 2 - 5QU CoRE ¦ 4QU LoRE | Non-Red Flag Warning - Small Fires | Vegetation Contact | Aggregated | 2049 | 0.0013277 | 347.2658 | 0.46106 | 2049 | Mitigation | 0.95 | 45 | 0 | esc | 0.00097009 | 1.288e-06 | 0.00097009 | 1.288e-06
[120 empty] | 7.3.3.17.5 (Remote Grid) Updates to grid topology to minimize risk of ignition in HFTDs Remote GridWLDFRVegetation ContactAggregated | WLDFR | HFTD - Distribution - Tier 2 - 5QU CoRE ¦ 4QU LoRE | Non-Red Flag Warning - Small Fires | Vegetation Contact | Aggregated | 2050 | 0.0013277 | 347.2658 | 0.46106 | 2050 | Mitigation | 0.95 | 45 | 0 | esc | 0.00097009 | 1.288e-06 | 0.00097009 | 1.288e-06
[120 empty] | 7.3.3.17.5 (Remote Grid) Updates to grid topology to minimize risk of ignition in HFTDs Remote GridWLDFRVegetation ContactAggregated | WLDFR | HFTD - Distribution - Tier 2 - 5QU CoRE ¦ 4QU LoRE | Non-Red Flag Warning - Small Fires | Vegetation Contact | Aggregated | 2051 | 0.0013277 | 347.2658 | 0.46106 | 2051 | Mitigation | 0.95 | 45 | 0 | esc | 0.00097009 | 1.288e-06 | 0.00097009 | 1.288e-06
[120 empty] | 7.3.3.17.5 (Remote Grid) Updates to grid topology to minimize risk of ignition in HFTDs Remote GridWLDFRVegetation ContactAggregated | WLDFR | HFTD - Distribution - Tier 2 - 5QU CoRE ¦ 4QU LoRE | Non-Red Flag Warning - Small Fires | Vegetation Contact | Aggregated | 2052 | 0.0013277 | 347.2658 | 0.46106 | 2052 | Mitigation | 0.95 | 45 | 0 | esc | 0.00097009 | 1.288e-06 | 0.00097009 | 1.288e-06
[120 empty] | 7.3.3.17.5 (Remote Grid) Updates to grid topology to minimize risk of ignition in HFTDs Remote GridWLDFRVegetation ContactAggregated | WLDFR | HFTD - Distribution - Tier 2 - 5QU CoRE ¦ 4QU LoRE | Non-Red Flag Warning - Small Fires | Vegetation Contact | Aggregated | 2053 | 0.0013277 | 347.2658 | 0.46106 | 2053 | Mitigation | 0.95 | 45 | 0 | esc | 0.00097009 | 1.288e-06 | 0.00097009 | 1.288e-06
[120 empty] | 7.3.3.17.5 (Remote Grid) Updates to grid topology to minimize risk of ignition in HFTDs Remote GridWLDFRVegetation ContactAggregated | WLDFR | HFTD - Distribution - Tier 2 - 5QU CoRE ¦ 4QU LoRE | Non-Red Flag Warning - Small Fires | Vegetation Contact | Aggregated | 2054 | 0.0013277 | 347.2658 | 0.46106 | 2054 | Mitigation | 0.95 | 45 | 0 | esc | 0.00097009 | 1.288e-06 | 0.00097009 | 1.288e-06
[120 empty] | 7.3.3.17.5 (Remote Grid) Updates to grid topology to minimize risk of ignition in HFTDs Remote GridWLDFRVegetation ContactAggregated | WLDFR | HFTD - Distribution - Tier 2 - 5QU CoRE ¦ 4QU LoRE | Non-Red Flag Warning - Small Fires | Vegetation Contact | Aggregated | 2055 | 0.0013277 | 347.2658 | 0.46106 | 2055 | Mitigation | 0.95 | 45 | 0 | esc | 0.00097009 | 1.288e-06 | 0.00097009 | 1.288e-06
[120 empty] | 7.3.3.17.5 (Remote Grid) Updates to grid topology to minimize risk of ignition in HFTDs Remote GridWLDFRVegetation ContactAggregated | WLDFR | HFTD - Distribution - Tier 2 - 5QU CoRE ¦ 4QU LoRE | Non-Red Flag Warning - Small Fires | Vegetation Contact | Aggregated | 2056 | 0.0013277 | 347.2658 | 0.46106 | 2056 | Mitigation | 0.95 | 45 | 0 | esc | 0.00097009 | 1.288e-06 | 0.00097009 | 1.288e-06
[120 empty] | 7.3.3.17.5 (Remote Grid) Updates to grid topology to minimize risk of ignition in HFTDs Remote GridWLDFRVegetation ContactAggregated | WLDFR | HFTD - Distribution - Tier 2 - 5QU CoRE ¦ 4QU LoRE | Non-Red Flag Warning - Small Fires | Vegetation Contact | Aggregated | 2057 | 0.0013277 | 347.2658 | 0.46106 | 2057 | Mitigation | 0.95 | 45 | 0 | esc | 0.00097009 | 1.288e-06 | 0.00097009 | 1.288e-06
[120 empty] | 7.3.3.17.5 (Remote Grid) Updates to grid topology to minimize risk of ignition in HFTDs Remote GridWLDFRVegetation ContactAggregated | WLDFR | HFTD - Distribution - Tier 2 - 5QU CoRE ¦ 4QU LoRE | Non-Red Flag Warning - Small Fires | Vegetation Contact | Aggregated | 2058 | 0.0013277 | 347.2658 | 0.46106 | 2058 | Mitigation | 0.95 | 45 | 0 | esc | 0.00097009 | 1.288e-06 | 0.00097009 | 1.288e-06
[120 empty] | 7.3.3.17.5 (Remote Grid) Updates to grid topology to minimize risk of ignition in HFTDs Remote GridWLDFRVegetation ContactAggregated | WLDFR | HFTD - Distribution - Tier 2 - 5QU CoRE ¦ 4QU LoRE | Non-Red Flag Warning - Small Fires | Vegetation Contact | Aggregated | 2059 | 0.0013277 | 347.2658 | 0.46106 | 2059 | Mitigation | 0.95 | 45 | 0 | esc | 0.00097009 | 1.288e-06 | 0.00097009 | 1.288e-06
[120 empty] | 7.3.3.17.5 (Remote Grid) Updates to grid topology to minimize risk of ignition in HFTDs Remote GridWLDFRVegetation ContactAggregated | WLDFR | HFTD - Distribution - Tier 2 - 5QU CoRE ¦ 4QU LoRE | Non-Red Flag Warning - Small Fires | Vegetation Contact | Aggregated | 2060 | 0.0013277 | 347.2658 | 0.46106 | 2060 | Mitigation | 0.95 | 45 | 0 | esc | 0.00097009 | 1.288e-06 | 0.00097009 | 1.288e-06
[120 empty] | 7.3.3.17.5 (Remote Grid) Updates to grid topology to minimize risk of ignition in HFTDs Remote GridWLDFRVegetation ContactAggregated | WLDFR | HFTD - Distribution - Tier 2 - 5QU CoRE ¦ 4QU LoRE | Non-Red Flag Warning - Small Fires | Vegetation Contact | Aggregated | 2061 | 0.0013277 | 347.2658 | 0.46106 | 2061 | Mitigation | 0.95 | 45 | 0 | esc | 0.00097009 | 1.288e-06 | 0.00097009 | 1.288e-06
[120 empty] | 7.3.3.17.5 (Remote Grid) Updates to grid topology to minimize risk of ignition in HFTDs Remote GridWLDFRVegetation ContactAggregated | WLDFR | HFTD - Distribution - Tier 2 - 5QU CoRE ¦ 4QU LoRE | Non-Red Flag Warning - Small Fires | Vegetation Contact | Aggregated | 2062 | 0.0013277 | 347.2658 | 0.46106 | 2062 | Mitigation | 0.95 | 45 | 0 | esc | 0.00097009 | 1.288e-06 | 0.00097009 | 1.288e-06
[120 empty] | 7.3.3.17.5 (Remote Grid) Updates to grid topology to minimize risk of ignition in HFTDs Remote GridWLDFRVegetation ContactAggregated | WLDFR | HFTD - Distribution - Tier 2 - 5QU CoRE ¦ 4QU LoRE | Non-Red Flag Warning - Small Fires | Vegetation Contact | Aggregated | 2063 | 0.0013277 | 347.2658 | 0.46106 | 2063 | Mitigation | 0.95 | 45 | 0 | esc | 0.00097009 | 1.288e-06 | 0.00097009 | 1.288e-06
[120 empty] | 7.3.3.17.5 (Remote Grid) Updates to grid topology to minimize risk of ignition in HFTDs Remote GridWLDFRVegetation ContactAggregated | WLDFR | HFTD - Distribution - Tier 2 - 5QU CoRE ¦ 4QU LoRE | Non-Red Flag Warning - Small Fires | Vegetation Contact | Aggregated | 2064 | 0.0013277 | 347.2658 | 0.46106 | 2064 | Mitigation | 0.95 | 45 | 0 | esc | 0.00097009 | 1.288e-06 | 0.00097009 | 1.288e-06
[120 empty] | 7.3.3.17.5 (Remote Grid) Updates to grid topology to minimize risk of ignition in HFTDs Remote GridWLDFRVegetation ContactAggregated | WLDFR | HFTD - Distribution - Tier 2 - 5QU CoRE ¦ 4QU LoRE | Non-Red Flag Warning - Small Fires | Vegetation Contact | Aggregated | 2065 | 0.0013277 | 347.2658 | 0.46106 | 2065 | Mitigation | 0.95 | 45 | 0 | esc | 0.00097009 | 1.288e-06 | 0.00097009 | 1.288e-06
[120 empty] | 7.3.3.17.5 (Remote Grid) Updates to grid topology to minimize risk of ignition in HFTDs Remote GridWLDFRVegetation ContactAggregated | WLDFR | HFTD - Distribution - Tier 2 - 5QU CoRE ¦ 4QU LoRE | Non-Red Flag Warning - Small Fires | Vegetation Contact | Aggregated | 2066 | 0.0013277 | 347.2658 | 0.46106 | 2066 | Mitigation | 0.95 | 45 | 0 | esc | 0.00097009 | 1.288e-06 | 0.00097009 | 1.288e-06
[120 empty] | 7.3.3.17.5 (Remote Grid) Updates to grid topology to minimize risk of ignition in HFTDs Remote GridWLDFRVegetation ContactAggregated | WLDFR | HFTD - Distribution - Tier 2 - 5QU CoRE ¦ 4QU LoRE | Non-Red Flag Warning - Small Fires | Vegetation Contact | Aggregated | 2067 | 0.0013277 | 347.2658 | 0.46106 | 2067 | Mitigation | 0.95 | 45 | 0 | esc | 0 | 0 | 0.00097009 | 1.288e-06
[120 empty] | 7.3.3.17.5 (Remote Grid) Updates to grid topology to minimize risk of ignition in HFTDs Remote GridWLDFRWire-to-wire contactAggregated | WLDFR | HFTD - Distribution - Tier 2 - 5QU CoRE ¦ 4QU LoRE | Non-Red Flag Warning - Small Fires | Wire-to-wire contact | Aggregated | 2022 | 0.00021221 | 347.2658 | 0.073693 | 2022 | Mitigation | 0.95 | 45 | 0 | esc | 0.00097009 | 2.0586e-07 | 0 | 0
[120 empty] | 7.3.3.17.5 (Remote Grid) Updates to grid topology to minimize risk of ignition in HFTDs Remote GridWLDFRWire-to-wire contactAggregated | WLDFR | HFTD - Distribution - Tier 2 - 5QU CoRE ¦ 4QU LoRE | Non-Red Flag Warning - Small Fires | Wire-to-wire contact | Aggregated | 2023 | 0.00021221 | 347.2658 | 0.073693 | 2023 | Mitigation | 0.95 | 45 | 0 | esc | 0.00097009 | 2.0586e-07 | 0.00097009 | 2.0586e-07
[120 empty] | 7.3.3.17.5 (Remote Grid) Updates to grid topology to minimize risk of ignition in HFTDs Remote GridWLDFRWire-to-wire contactAggregated | WLDFR | HFTD - Distribution - Tier 2 - 5QU CoRE ¦ 4QU LoRE | Non-Red Flag Warning - Small Fires | Wire-to-wire contact | Aggregated | 2024 | 0.00021221 | 347.2658 | 0.073693 | 2024 | Mitigation | 0.95 | 45 | 0 | esc | 0.00097009 | 2.0586e-07 | 0.00097009 | 2.0586e-07
[120 empty] | 7.3.3.17.5 (Remote Grid) Updates to grid topology to minimize risk of ignition in HFTDs Remote GridWLDFRWire-to-wire contactAggregated | WLDFR | HFTD - Distribution - Tier 2 - 5QU CoRE ¦ 4QU LoRE | Non-Red Flag Warning - Small Fires | Wire-to-wire contact | Aggregated | 2025 | 0.00021221 | 347.2658 | 0.073693 | 2025 | Mitigation | 0.95 | 45 | 0 | esc | 0.00097009 | 2.0586e-07 | 0.00097009 | 2.0586e-07
[120 empty] | 7.3.3.17.5 (Remote Grid) Updates to grid topology to minimize risk of ignition in HFTDs Remote GridWLDFRWire-to-wire contactAggregated | WLDFR | HFTD - Distribution - Tier 2 - 5QU CoRE ¦ 4QU LoRE | Non-Red Flag Warning - Small Fires | Wire-to-wire contact | Aggregated | 2026 | 0.00021221 | 347.2658 | 0.073693 | 2026 | Mitigation | 0.95 | 45 | 0 | esc | 0.00097009 | 2.0586e-07 | 0.00097009 | 2.0586e-07
[120 empty] | 7.3.3.17.5 (Remote Grid) Updates to grid topology to minimize risk of ignition in HFTDs Remote GridWLDFRWire-to-wire contactAggregated | WLDFR | HFTD - Distribution - Tier 2 - 5QU CoRE ¦ 4QU LoRE | Non-Red Flag Warning - Small Fires | Wire-to-wire contact | Aggregated | 2027 | 0.00021221 | 347.2658 | 0.073693 | 2027 | Mitigation | 0.95 | 45 | 0 | esc | 0.00097009 | 2.0586e-07 | 0.00097009 | 2.0586e-07
[120 empty] | 7.3.3.17.5 (Remote Grid) Updates to grid topology to minimize risk of ignition in HFTDs Remote GridWLDFRWire-to-wire contactAggregated | WLDFR | HFTD - Distribution - Tier 2 - 5QU CoRE ¦ 4QU LoRE | Non-Red Flag Warning - Small Fires | Wire-to-wire contact | Aggregated | 2028 | 0.00021221 | 347.2658 | 0.073693 | 2028 | Mitigation | 0.95 | 45 | 0 | esc | 0.00097009 | 2.0586e-07 | 0.00097009 | 2.0586e-07
[120 empty] | 7.3.3.17.5 (Remote Grid) Updates to grid topology to minimize risk of ignition in HFTDs Remote GridWLDFRWire-to-wire contactAggregated | WLDFR | HFTD - Distribution - Tier 2 - 5QU CoRE ¦ 4QU LoRE | Non-Red Flag Warning - Small Fires | Wire-to-wire contact | Aggregated | 2029 | 0.00021221 | 347.2658 | 0.073693 | 2029 | Mitigation | 0.95 | 45 | 0 | esc | 0.00097009 | 2.0586e-07 | 0.00097009 | 2.0586e-07
[120 empty] | 7.3.3.17.5 (Remote Grid) Updates to grid topology to minimize risk of ignition in HFTDs Remote GridWLDFRWire-to-wire contactAggregated | WLDFR | HFTD - Distribution - Tier 2 - 5QU CoRE ¦ 4QU LoRE | Non-Red Flag Warning - Small Fires | Wire-to-wire contact | Aggregated | 2030 | 0.00021221 | 347.2658 | 0.073693 | 2030 | Mitigation | 0.95 | 45 | 0 | esc | 0.00097009 | 2.0586e-07 | 0.00097009 | 2.0586e-07
[120 empty] | 7.3.3.17.5 (Remote Grid) Updates to grid topology to minimize risk of ignition in HFTDs Remote GridWLDFRWire-to-wire contactAggregated | WLDFR | HFTD - Distribution - Tier 2 - 5QU CoRE ¦ 4QU LoRE | Non-Red Flag Warning - Small Fires | Wire-to-wire contact | Aggregated | 2031 | 0.00021221 | 347.2658 | 0.073693 | 2031 | Mitigation | 0.95 | 45 | 0 | esc | 0.00097009 | 2.0586e-07 | 0.00097009 | 2.0586e-07
[120 empty] | 7.3.3.17.5 (Remote Grid) Updates to grid topology to minimize risk of ignition in HFTDs Remote GridWLDFRWire-to-wire contactAggregated | WLDFR | HFTD - Distribution - Tier 2 - 5QU CoRE ¦ 4QU LoRE | Non-Red Flag Warning - Small Fires | Wire-to-wire contact | Aggregated | 2032 | 0.00021221 | 347.2658 | 0.073693 | 2032 | Mitigation | 0.95 | 45 | 0 | esc | 0.00097009 | 2.0586e-07 | 0.00097009 | 2.0586e-07
[120 empty] | 7.3.3.17.5 (Remote Grid) Updates to grid topology to minimize risk of ignition in HFTDs Remote GridWLDFRWire-to-wire contactAggregated | WLDFR | HFTD - Distribution - Tier 2 - 5QU CoRE ¦ 4QU LoRE | Non-Red Flag Warning - Small Fires | Wire-to-wire contact | Aggregated | 2033 | 0.00021221 | 347.2658 | 0.073693 | 2033 | Mitigation | 0.95 | 45 | 0 | esc | 0.00097009 | 2.0586e-07 | 0.00097009 | 2.0586e-07
[120 empty] | 7.3.3.17.5 (Remote Grid) Updates to grid topology to minimize risk of ignition in HFTDs Remote GridWLDFRWire-to-wire contactAggregated | WLDFR | HFTD - Distribution - Tier 2 - 5QU CoRE ¦ 4QU LoRE | Non-Red Flag Warning - Small Fires | Wire-to-wire contact | Aggregated | 2034 | 0.00021221 | 347.2658 | 0.073693 | 2034 | Mitigation | 0.95 | 45 | 0 | esc | 0.00097009 | 2.0586e-07 | 0.00097009 | 2.0586e-07
[120 empty] | 7.3.3.17.5 (Remote Grid) Updates to grid topology to minimize risk of ignition in HFTDs Remote GridWLDFRWire-to-wire contactAggregated | WLDFR | HFTD - Distribution - Tier 2 - 5QU CoRE ¦ 4QU LoRE | Non-Red Flag Warning - Small Fires | Wire-to-wire contact | Aggregated | 2035 | 0.00021221 | 347.2658 | 0.073693 | 2035 | Mitigation | 0.95 | 45 | 0 | esc | 0.00097009 | 2.0586e-07 | 0.00097009 | 2.0586e-07
[120 empty] | 7.3.3.17.5 (Remote Grid) Updates to grid topology to minimize risk of ignition in HFTDs Remote GridWLDFRWire-to-wire contactAggregated | WLDFR | HFTD - Distribution - Tier 2 - 5QU CoRE ¦ 4QU LoRE | Non-Red Flag Warning - Small Fires | Wire-to-wire contact | Aggregated | 2036 | 0.00021221 | 347.2658 | 0.073693 | 2036 | Mitigation | 0.95 | 45 | 0 | esc | 0.00097009 | 2.0586e-07 | 0.00097009 | 2.0586e-07
[120 empty] | 7.3.3.17.5 (Remote Grid) Updates to grid topology to minimize risk of ignition in HFTDs Remote GridWLDFRWire-to-wire contactAggregated | WLDFR | HFTD - Distribution - Tier 2 - 5QU CoRE ¦ 4QU LoRE | Non-Red Flag Warning - Small Fires | Wire-to-wire contact | Aggregated | 2037 | 0.00021221 | 347.2658 | 0.073693 | 2037 | Mitigation | 0.95 | 45 | 0 | esc | 0.00097009 | 2.0586e-07 | 0.00097009 | 2.0586e-07
[120 empty] | 7.3.3.17.5 (Remote Grid) Updates to grid topology to minimize risk of ignition in HFTDs Remote GridWLDFRWire-to-wire contactAggregated | WLDFR | HFTD - Distribution - Tier 2 - 5QU CoRE ¦ 4QU LoRE | Non-Red Flag Warning - Small Fires | Wire-to-wire contact | Aggregated | 2038 | 0.00021221 | 347.2658 | 0.073693 | 2038 | Mitigation | 0.95 | 45 | 0 | esc | 0.00097009 | 2.0586e-07 | 0.00097009 | 2.0586e-07
[120 empty] | 7.3.3.17.5 (Remote Grid) Updates to grid topology to minimize risk of ignition in HFTDs Remote GridWLDFRWire-to-wire contactAggregated | WLDFR | HFTD - Distribution - Tier 2 - 5QU CoRE ¦ 4QU LoRE | Non-Red Flag Warning - Small Fires | Wire-to-wire contact | Aggregated | 2039 | 0.00021221 | 347.2658 | 0.073693 | 2039 | Mitigation | 0.95 | 45 | 0 | esc | 0.00097009 | 2.0586e-07 | 0.00097009 | 2.0586e-07
[120 empty] | 7.3.3.17.5 (Remote Grid) Updates to grid topology to minimize risk of ignition in HFTDs Remote GridWLDFRWire-to-wire contactAggregated | WLDFR | HFTD - Distribution - Tier 2 - 5QU CoRE ¦ 4QU LoRE | Non-Red Flag Warning - Small Fires | Wire-to-wire contact | Aggregated | 2040 | 0.00021221 | 347.2658 | 0.073693 | 2040 | Mitigation | 0.95 | 45 | 0 | esc | 0.00097009 | 2.0586e-07 | 0.00097009 | 2.0586e-07
[120 empty] | 7.3.3.17.5 (Remote Grid) Updates to grid topology to minimize risk of ignition in HFTDs Remote GridWLDFRWire-to-wire contactAggregated | WLDFR | HFTD - Distribution - Tier 2 - 5QU CoRE ¦ 4QU LoRE | Non-Red Flag Warning - Small Fires | Wire-to-wire contact | Aggregated | 2041 | 0.00021221 | 347.2658 | 0.073693 | 2041 | Mitigation | 0.95 | 45 | 0 | esc | 0.00097009 | 2.0586e-07 | 0.00097009 | 2.0586e-07
[120 empty] | 7.3.3.17.5 (Remote Grid) Updates to grid topology to minimize risk of ignition in HFTDs Remote GridWLDFRWire-to-wire contactAggregated | WLDFR | HFTD - Distribution - Tier 2 - 5QU CoRE ¦ 4QU LoRE | Non-Red Flag Warning - Small Fires | Wire-to-wire contact | Aggregated | 2042 | 0.00021221 | 347.2658 | 0.073693 | 2042 | Mitigation | 0.95 | 45 | 0 | esc | 0.00097009 | 2.0586e-07 | 0.00097009 | 2.0586e-07
[120 empty] | 7.3.3.17.5 (Remote Grid) Updates to grid topology to minimize risk of ignition in HFTDs Remote GridWLDFRWire-to-wire contactAggregated | WLDFR | HFTD - Distribution - Tier 2 - 5QU CoRE ¦ 4QU LoRE | Non-Red Flag Warning - Small Fires | Wire-to-wire contact | Aggregated | 2043 | 0.00021221 | 347.2658 | 0.073693 | 2043 | Mitigation | 0.95 | 45 | 0 | esc | 0.00097009 | 2.0586e-07 | 0.00097009 | 2.0586e-07
[120 empty] | 7.3.3.17.5 (Remote Grid) Updates to grid topology to minimize risk of ignition in HFTDs Remote GridWLDFRWire-to-wire contactAggregated | WLDFR | HFTD - Distribution - Tier 2 - 5QU CoRE ¦ 4QU LoRE | Non-Red Flag Warning - Small Fires | Wire-to-wire contact | Aggregated | 2044 | 0.00021221 | 347.2658 | 0.073693 | 2044 | Mitigation | 0.95 | 45 | 0 | esc | 0.00097009 | 2.0586e-07 | 0.00097009 | 2.0586e-07
[120 empty] | 7.3.3.17.5 (Remote Grid) Updates to grid topology to minimize risk of ignition in HFTDs Remote GridWLDFRWire-to-wire contactAggregated | WLDFR | HFTD - Distribution - Tier 2 - 5QU CoRE ¦ 4QU LoRE | Non-Red Flag Warning - Small Fires | Wire-to-wire contact | Aggregated | 2045 | 0.00021221 | 347.2658 | 0.073693 | 2045 | Mitigation | 0.95 | 45 | 0 | esc | 0.00097009 | 2.0586e-07 | 0.00097009 | 2.0586e-07
[120 empty] | 7.3.3.17.5 (Remote Grid) Updates to grid topology to minimize risk of ignition in HFTDs Remote GridWLDFRWire-to-wire contactAggregated | WLDFR | HFTD - Distribution - Tier 2 - 5QU CoRE ¦ 4QU LoRE | Non-Red Flag Warning - Small Fires | Wire-to-wire contact | Aggregated | 2046 | 0.00021221 | 347.2658 | 0.073693 | 2046 | Mitigation | 0.95 | 45 | 0 | esc | 0.00097009 | 2.0586e-07 | 0.00097009 | 2.0586e-07
[120 empty] | 7.3.3.17.5 (Remote Grid) Updates to grid topology to minimize risk of ignition in HFTDs Remote GridWLDFRWire-to-wire contactAggregated | WLDFR | HFTD - Distribution - Tier 2 - 5QU CoRE ¦ 4QU LoRE | Non-Red Flag Warning - Small Fires | Wire-to-wire contact | Aggregated | 2047 | 0.00021221 | 347.2658 | 0.073693 | 2047 | Mitigation | 0.95 | 45 | 0 | esc | 0.00097009 | 2.0586e-07 | 0.00097009 | 2.0586e-07
[120 empty] | 7.3.3.17.5 (Remote Grid) Updates to grid topology to minimize risk of ignition in HFTDs Remote GridWLDFRWire-to-wire contactAggregated | WLDFR | HFTD - Distribution - Tier 2 - 5QU CoRE ¦ 4QU LoRE | Non-Red Flag Warning - Small Fires | Wire-to-wire contact | Aggregated | 2048 | 0.00021221 | 347.2658 | 0.073693 | 2048 | Mitigation | 0.95 | 45 | 0 | esc | 0.00097009 | 2.0586e-07 | 0.00097009 | 2.0586e-07
[120 empty] | 7.3.3.17.5 (Remote Grid) Updates to grid topology to minimize risk of ignition in HFTDs Remote GridWLDFRWire-to-wire contactAggregated | WLDFR | HFTD - Distribution - Tier 2 - 5QU CoRE ¦ 4QU LoRE | Non-Red Flag Warning - Small Fires | Wire-to-wire contact | Aggregated | 2049 | 0.00021221 | 347.2658 | 0.073693 | 2049 | Mitigation | 0.95 | 45 | 0 | esc | 0.00097009 | 2.0586e-07 | 0.00097009 | 2.0586e-07
[120 empty] | 7.3.3.17.5 (Remote Grid) Updates to grid topology to minimize risk of ignition in HFTDs Remote GridWLDFRWire-to-wire contactAggregated | WLDFR | HFTD - Distribution - Tier 2 - 5QU CoRE ¦ 4QU LoRE | Non-Red Flag Warning - Small Fires | Wire-to-wire contact | Aggregated | 2050 | 0.00021221 | 347.2658 | 0.073693 | 2050 | Mitigation | 0.95 | 45 | 0 | esc | 0.00097009 | 2.0586e-07 | 0.00097009 | 2.0586e-07
[120 empty] | 7.3.3.17.5 (Remote Grid) Updates to grid topology to minimize risk of ignition in HFTDs Remote GridWLDFRWire-to-wire contactAggregated | WLDFR | HFTD - Distribution - Tier 2 - 5QU CoRE ¦ 4QU LoRE | Non-Red Flag Warning - Small Fires | Wire-to-wire contact | Aggregated | 2051 | 0.00021221 | 347.2658 | 0.073693 | 2051 | Mitigation | 0.95 | 45 | 0 | esc | 0.00097009 | 2.0586e-07 | 0.00097009 | 2.0586e-07
[120 empty] | 7.3.3.17.5 (Remote Grid) Updates to grid topology to minimize risk of ignition in HFTDs Remote GridWLDFRWire-to-wire contactAggregated | WLDFR | HFTD - Distribution - Tier 2 - 5QU CoRE ¦ 4QU LoRE | Non-Red Flag Warning - Small Fires | Wire-to-wire contact | Aggregated | 2052 | 0.00021221 | 347.2658 | 0.073693 | 2052 | Mitigation | 0.95 | 45 | 0 | esc | 0.00097009 | 2.0586e-07 | 0.00097009 | 2.0586e-07
[120 empty] | 7.3.3.17.5 (Remote Grid) Updates to grid topology to minimize risk of ignition in HFTDs Remote GridWLDFRWire-to-wire contactAggregated | WLDFR | HFTD - Distribution - Tier 2 - 5QU CoRE ¦ 4QU LoRE | Non-Red Flag Warning - Small Fires | Wire-to-wire contact | Aggregated | 2053 | 0.00021221 | 347.2658 | 0.073693 | 2053 | Mitigation | 0.95 | 45 | 0 | esc | 0.00097009 | 2.0586e-07 | 0.00097009 | 2.0586e-07
[120 empty] | 7.3.3.17.5 (Remote Grid) Updates to grid topology to minimize risk of ignition in HFTDs Remote GridWLDFRWire-to-wire contactAggregated | WLDFR | HFTD - Distribution - Tier 2 - 5QU CoRE ¦ 4QU LoRE | Non-Red Flag Warning - Small Fires | Wire-to-wire contact | Aggregated | 2054 | 0.00021221 | 347.2658 | 0.073693 | 2054 | Mitigation | 0.95 | 45 | 0 | esc | 0.00097009 | 2.0586e-07 | 0.00097009 | 2.0586e-07
[120 empty] | 7.3.3.17.5 (Remote Grid) Updates to grid topology to minimize risk of ignition in HFTDs Remote GridWLDFRWire-to-wire contactAggregated | WLDFR | HFTD - Distribution - Tier 2 - 5QU CoRE ¦ 4QU LoRE | Non-Red Flag Warning - Small Fires | Wire-to-wire contact | Aggregated | 2055 | 0.00021221 | 347.2658 | 0.073693 | 2055 | Mitigation | 0.95 | 45 | 0 | esc | 0.00097009 | 2.0586e-07 | 0.00097009 | 2.0586e-07
[120 empty] | 7.3.3.17.5 (Remote Grid) Updates to grid topology to minimize risk of ignition in HFTDs Remote GridWLDFRWire-to-wire contactAggregated | WLDFR | HFTD - Distribution - Tier 2 - 5QU CoRE ¦ 4QU LoRE | Non-Red Flag Warning - Small Fires | Wire-to-wire contact | Aggregated | 2056 | 0.00021221 | 347.2658 | 0.073693 | 2056 | Mitigation | 0.95 | 45 | 0 | esc | 0.00097009 | 2.0586e-07 | 0.00097009 | 2.0586e-07
[120 empty] | 7.3.3.17.5 (Remote Grid) Updates to grid topology to minimize risk of ignition in HFTDs Remote GridWLDFRWire-to-wire contactAggregated | WLDFR | HFTD - Distribution - Tier 2 - 5QU CoRE ¦ 4QU LoRE | Non-Red Flag Warning - Small Fires | Wire-to-wire contact | Aggregated | 2057 | 0.00021221 | 347.2658 | 0.073693 | 2057 | Mitigation | 0.95 | 45 | 0 | esc | 0.00097009 | 2.0586e-07 | 0.00097009 | 2.0586e-07
[120 empty] | 7.3.3.17.5 (Remote Grid) Updates to grid topology to minimize risk of ignition in HFTDs Remote GridWLDFRWire-to-wire contactAggregated | WLDFR | HFTD - Distribution - Tier 2 - 5QU CoRE ¦ 4QU LoRE | Non-Red Flag Warning - Small Fires | Wire-to-wire contact | Aggregated | 2058 | 0.00021221 | 347.2658 | 0.073693 | 2058 | Mitigation | 0.95 | 45 | 0 | esc | 0.00097009 | 2.0586e-07 | 0.00097009 | 2.0586e-07
[120 empty] | 7.3.3.17.5 (Remote Grid) Updates to grid topology to minimize risk of ignition in HFTDs Remote GridWLDFRWire-to-wire contactAggregated | WLDFR | HFTD - Distribution - Tier 2 - 5QU CoRE ¦ 4QU LoRE | Non-Red Flag Warning - Small Fires | Wire-to-wire contact | Aggregated | 2059 | 0.00021221 | 347.2658 | 0.073693 | 2059 | Mitigation | 0.95 | 45 | 0 | esc | 0.00097009 | 2.0586e-07 | 0.00097009 | 2.0586e-07
[120 empty] | 7.3.3.17.5 (Remote Grid) Updates to grid topology to minimize risk of ignition in HFTDs Remote GridWLDFRWire-to-wire contactAggregated | WLDFR | HFTD - Distribution - Tier 2 - 5QU CoRE ¦ 4QU LoRE | Non-Red Flag Warning - Small Fires | Wire-to-wire contact | Aggregated | 2060 | 0.00021221 | 347.2658 | 0.073693 | 2060 | Mitigation | 0.95 | 45 | 0 | esc | 0.00097009 | 2.0586e-07 | 0.00097009 | 2.0586e-07
[120 empty] | 7.3.3.17.5 (Remote Grid) Updates to grid topology to minimize risk of ignition in HFTDs Remote GridWLDFRWire-to-wire contactAggregated | WLDFR | HFTD - Distribution - Tier 2 - 5QU CoRE ¦ 4QU LoRE | Non-Red Flag Warning - Small Fires | Wire-to-wire contact | Aggregated | 2061 | 0.00021221 | 347.2658 | 0.073693 | 2061 | Mitigation | 0.95 | 45 | 0 | esc | 0.00097009 | 2.0586e-07 | 0.00097009 | 2.0586e-07
[120 empty] | 7.3.3.17.5 (Remote Grid) Updates to grid topology to minimize risk of ignition in HFTDs Remote GridWLDFRWire-to-wire contactAggregated | WLDFR | HFTD - Distribution - Tier 2 - 5QU CoRE ¦ 4QU LoRE | Non-Red Flag Warning - Small Fires | Wire-to-wire contact | Aggregated | 2062 | 0.00021221 | 347.2658 | 0.073693 | 2062 | Mitigation | 0.95 | 45 | 0 | esc | 0.00097009 | 2.0586e-07 | 0.00097009 | 2.0586e-07
[120 empty] | 7.3.3.17.5 (Remote Grid) Updates to grid topology to minimize risk of ignition in HFTDs Remote GridWLDFRWire-to-wire contactAggregated | WLDFR | HFTD - Distribution - Tier 2 - 5QU CoRE ¦ 4QU LoRE | Non-Red Flag Warning - Small Fires | Wire-to-wire contact | Aggregated | 2063 | 0.00021221 | 347.2658 | 0.073693 | 2063 | Mitigation | 0.95 | 45 | 0 | esc | 0.00097009 | 2.0586e-07 | 0.00097009 | 2.0586e-07
[120 empty] | 7.3.3.17.5 (Remote Grid) Updates to grid topology to minimize risk of ignition in HFTDs Remote GridWLDFRWire-to-wire contactAggregated | WLDFR | HFTD - Distribution - Tier 2 - 5QU CoRE ¦ 4QU LoRE | Non-Red Flag Warning - Small Fires | Wire-to-wire contact | Aggregated | 2064 | 0.00021221 | 347.2658 | 0.073693 | 2064 | Mitigation | 0.95 | 45 | 0 | esc | 0.00097009 | 2.0586e-07 | 0.00097009 | 2.0586e-07
[120 empty] | 7.3.3.17.5 (Remote Grid) Updates to grid topology to minimize risk of ignition in HFTDs Remote GridWLDFRWire-to-wire contactAggregated | WLDFR | HFTD - Distribution - Tier 2 - 5QU CoRE ¦ 4QU LoRE | Non-Red Flag Warning - Small Fires | Wire-to-wire contact | Aggregated | 2065 | 0.00021221 | 347.2658 | 0.073693 | 2065 | Mitigation | 0.95 | 45 | 0 | esc | 0.00097009 | 2.0586e-07 | 0.00097009 | 2.0586e-07
[120 empty] | 7.3.3.17.5 (Remote Grid) Updates to grid topology to minimize risk of ignition in HFTDs Remote GridWLDFRWire-to-wire contactAggregated | WLDFR | HFTD - Distribution - Tier 2 - 5QU CoRE ¦ 4QU LoRE | Non-Red Flag Warning - Small Fires | Wire-to-wire contact | Aggregated | 2066 | 0.00021221 | 347.2658 | 0.073693 | 2066 | Mitigation | 0.95 | 45 | 0 | esc | 0.00097009 | 2.0586e-07 | 0.00097009 | 2.0586e-07
[120 empty] | 7.3.3.17.5 (Remote Grid) Updates to grid topology to minimize risk of ignition in HFTDs Remote GridWLDFRWire-to-wire contactAggregated | WLDFR | HFTD - Distribution - Tier 2 - 5QU CoRE ¦ 4QU LoRE | Non-Red Flag Warning - Small Fires | Wire-to-wire contact | Aggregated | 2067 | 0.00021221 | 347.2658 | 0.073693 | 2067 | Mitigation | 0.95 | 45 | 0 | esc | 0 | 0 | 0.00097009 | 2.0586e-07
[120 empty] | 7.3.3.17.5 (Remote Grid) Updates to grid topology to minimize risk of ignition in HFTDs Remote GridWLDFREquipment / facility failureAggregated | WLDFR | HFTD - Distribution - Tier 2 - 5QU CoRE ¦ 4QU LoRE | Red Flag Warning - Catastrophic Fires | Equipment / facility failure | Aggregated | 2022 | 4.5271e-07 | 347.2658 | 0.00015721 | 2022 | Mitigation | 0.95 | 45 | 0 | esc | 0.00097009 | 4.3916e-10 | 0 | 0
[120 empty] | 7.3.3.17.5 (Remote Grid) Updates to grid topology to minimize risk of ignition in HFTDs Remote GridWLDFREquipment / facility failureAggregated | WLDFR | HFTD - Distribution - Tier 2 - 5QU CoRE ¦ 4QU LoRE | Red Flag Warning - Catastrophic Fires | Equipment / facility failure | Aggregated | 2023 | 4.5271e-07 | 347.2658 | 0.00015721 | 2023 | Mitigation | 0.95 | 45 | 0 | esc | 0.00097009 | 4.3916e-10 | 0.00097009 | 4.3916e-10
[120 empty] | 7.3.3.17.5 (Remote Grid) Updates to grid topology to minimize risk of ignition in HFTDs Remote GridWLDFREquipment / facility failureAggregated | WLDFR | HFTD - Distribution - Tier 2 - 5QU CoRE ¦ 4QU LoRE | Red Flag Warning - Catastrophic Fires | Equipment / facility failure | Aggregated | 2024 | 4.5271e-07 | 347.2658 | 0.00015721 | 2024 | Mitigation | 0.95 | 45 | 0 | esc | 0.00097009 | 4.3916e-10 | 0.00097009 | 4.3916e-10
[120 empty] | 7.3.3.17.5 (Remote Grid) Updates to grid topology to minimize risk of ignition in HFTDs Remote GridWLDFREquipment / facility failureAggregated | WLDFR | HFTD - Distribution - Tier 2 - 5QU CoRE ¦ 4QU LoRE | Red Flag Warning - Catastrophic Fires | Equipment / facility failure | Aggregated | 2025 | 4.5271e-07 | 347.2658 | 0.00015721 | 2025 | Mitigation | 0.95 | 45 | 0 | esc | 0.00097009 | 4.3916e-10 | 0.00097009 | 4.3916e-10
[120 empty] | 7.3.3.17.5 (Remote Grid) Updates to grid topology to minimize risk of ignition in HFTDs Remote GridWLDFREquipment / facility failureAggregated | WLDFR | HFTD - Distribution - Tier 2 - 5QU CoRE ¦ 4QU LoRE | Red Flag Warning - Catastrophic Fires | Equipment / facility failure | Aggregated | 2026 | 4.5271e-07 | 347.2658 | 0.00015721 | 2026 | Mitigation | 0.95 | 45 | 0 | esc | 0.00097009 | 4.3916e-10 | 0.00097009 | 4.3916e-10
[120 empty] | 7.3.3.17.5 (Remote Grid) Updates to grid topology to minimize risk of ignition in HFTDs Remote GridWLDFREquipment / facility failureAggregated | WLDFR | HFTD - Distribution - Tier 2 - 5QU CoRE ¦ 4QU LoRE | Red Flag Warning - Catastrophic Fires | Equipment / facility failure | Aggregated | 2027 | 4.5271e-07 | 347.2658 | 0.00015721 | 2027 | Mitigation | 0.95 | 45 | 0 | esc | 0.00097009 | 4.3916e-10 | 0.00097009 | 4.3916e-10
[120 empty] | 7.3.3.17.5 (Remote Grid) Updates to grid topology to minimize risk of ignition in HFTDs Remote GridWLDFREquipment / facility failureAggregated | WLDFR | HFTD - Distribution - Tier 2 - 5QU CoRE ¦ 4QU LoRE | Red Flag Warning - Catastrophic Fires | Equipment / facility failure | Aggregated | 2028 | 4.5271e-07 | 347.2658 | 0.00015721 | 2028 | Mitigation | 0.95 | 45 | 0 | esc | 0.00097009 | 4.3916e-10 | 0.00097009 | 4.3916e-10
[120 empty] | 7.3.3.17.5 (Remote Grid) Updates to grid topology to minimize risk of ignition in HFTDs Remote GridWLDFREquipment / facility failureAggregated | WLDFR | HFTD - Distribution - Tier 2 - 5QU CoRE ¦ 4QU LoRE | Red Flag Warning - Catastrophic Fires | Equipment / facility failure | Aggregated | 2029 | 4.5271e-07 | 347.2658 | 0.00015721 | 2029 | Mitigation | 0.95 | 45 | 0 | esc | 0.00097009 | 4.3916e-10 | 0.00097009 | 4.3916e-10
[120 empty] | 7.3.3.17.5 (Remote Grid) Updates to grid topology to minimize risk of ignition in HFTDs Remote GridWLDFREquipment / facility failureAggregated | WLDFR | HFTD - Distribution - Tier 2 - 5QU CoRE ¦ 4QU LoRE | Red Flag Warning - Catastrophic Fires | Equipment / facility failure | Aggregated | 2030 | 4.5271e-07 | 347.2658 | 0.00015721 | 2030 | Mitigation | 0.95 | 45 | 0 | esc | 0.00097009 | 4.3916e-10 | 0.00097009 | 4.3916e-10
[120 empty] | 7.3.3.17.5 (Remote Grid) Updates to grid topology to minimize risk of ignition in HFTDs Remote GridWLDFREquipment / facility failureAggregated | WLDFR | HFTD - Distribution - Tier 2 - 5QU CoRE ¦ 4QU LoRE | Red Flag Warning - Catastrophic Fires | Equipment / facility failure | Aggregated | 2031 | 4.5271e-07 | 347.2658 | 0.00015721 | 2031 | Mitigation | 0.95 | 45 | 0 | esc | 0.00097009 | 4.3916e-10 | 0.00097009 | 4.3916e-10
[120 empty] | 7.3.3.17.5 (Remote Grid) Updates to grid topology to minimize risk of ignition in HFTDs Remote GridWLDFREquipment / facility failureAggregated | WLDFR | HFTD - Distribution - Tier 2 - 5QU CoRE ¦ 4QU LoRE | Red Flag Warning - Catastrophic Fires | Equipment / facility failure | Aggregated | 2032 | 4.5271e-07 | 347.2658 | 0.00015721 | 2032 | Mitigation | 0.95 | 45 | 0 | esc | 0.00097009 | 4.3916e-10 | 0.00097009 | 4.3916e-10
[120 empty] | 7.3.3.17.5 (Remote Grid) Updates to grid topology to minimize risk of ignition in HFTDs Remote GridWLDFREquipment / facility failureAggregated | WLDFR | HFTD - Distribution - Tier 2 - 5QU CoRE ¦ 4QU LoRE | Red Flag Warning - Catastrophic Fires | Equipment / facility failure | Aggregated | 2033 | 4.5271e-07 | 347.2658 | 0.00015721 | 2033 | Mitigation | 0.95 | 45 | 0 | esc | 0.00097009 | 4.3916e-10 | 0.00097009 | 4.3916e-10
[120 empty] | 7.3.3.17.5 (Remote Grid) Updates to grid topology to minimize risk of ignition in HFTDs Remote GridWLDFREquipment / facility failureAggregated | WLDFR | HFTD - Distribution - Tier 2 - 5QU CoRE ¦ 4QU LoRE | Red Flag Warning - Catastrophic Fires | Equipment / facility failure | Aggregated | 2034 | 4.5271e-07 | 347.2658 | 0.00015721 | 2034 | Mitigation | 0.95 | 45 | 0 | esc | 0.00097009 | 4.3916e-10 | 0.00097009 | 4.3916e-10
[120 empty] | 7.3.3.17.5 (Remote Grid) Updates to grid topology to minimize risk of ignition in HFTDs Remote GridWLDFREquipment / facility failureAggregated | WLDFR | HFTD - Distribution - Tier 2 - 5QU CoRE ¦ 4QU LoRE | Red Flag Warning - Catastrophic Fires | Equipment / facility failure | Aggregated | 2035 | 4.5271e-07 | 347.2658 | 0.00015721 | 2035 | Mitigation | 0.95 | 45 | 0 | esc | 0.00097009 | 4.3916e-10 | 0.00097009 | 4.3916e-10
[120 empty] | 7.3.3.17.5 (Remote Grid) Updates to grid topology to minimize risk of ignition in HFTDs Remote GridWLDFREquipment / facility failureAggregated | WLDFR | HFTD - Distribution - Tier 2 - 5QU CoRE ¦ 4QU LoRE | Red Flag Warning - Catastrophic Fires | Equipment / facility failure | Aggregated | 2036 | 4.5271e-07 | 347.2658 | 0.00015721 | 2036 | Mitigation | 0.95 | 45 | 0 | esc | 0.00097009 | 4.3916e-10 | 0.00097009 | 4.3916e-10
[120 empty] | 7.3.3.17.5 (Remote Grid) Updates to grid topology to minimize risk of ignition in HFTDs Remote GridWLDFREquipment / facility failureAggregated | WLDFR | HFTD - Distribution - Tier 2 - 5QU CoRE ¦ 4QU LoRE | Red Flag Warning - Catastrophic Fires | Equipment / facility failure | Aggregated | 2037 | 4.5271e-07 | 347.2658 | 0.00015721 | 2037 | Mitigation | 0.95 | 45 | 0 | esc | 0.00097009 | 4.3916e-10 | 0.00097009 | 4.3916e-10
[120 empty] | 7.3.3.17.5 (Remote Grid) Updates to grid topology to minimize risk of ignition in HFTDs Remote GridWLDFREquipment / facility failureAggregated | WLDFR | HFTD - Distribution - Tier 2 - 5QU CoRE ¦ 4QU LoRE | Red Flag Warning - Catastrophic Fires | Equipment / facility failure | Aggregated | 2038 | 4.5271e-07 | 347.2658 | 0.00015721 | 2038 | Mitigation | 0.95 | 45 | 0 | esc | 0.00097009 | 4.3916e-10 | 0.00097009 | 4.3916e-10
[120 empty] | 7.3.3.17.5 (Remote Grid) Updates to grid topology to minimize risk of ignition in HFTDs Remote GridWLDFREquipment / facility failureAggregated | WLDFR | HFTD - Distribution - Tier 2 - 5QU CoRE ¦ 4QU LoRE | Red Flag Warning - Catastrophic Fires | Equipment / facility failure | Aggregated | 2039 | 4.5271e-07 | 347.2658 | 0.00015721 | 2039 | Mitigation | 0.95 | 45 | 0 | esc | 0.00097009 | 4.3916e-10 | 0.00097009 | 4.3916e-10
[120 empty] | 7.3.3.17.5 (Remote Grid) Updates to grid topology to minimize risk of ignition in HFTDs Remote GridWLDFREquipment / facility failureAggregated | WLDFR | HFTD - Distribution - Tier 2 - 5QU CoRE ¦ 4QU LoRE | Red Flag Warning - Catastrophic Fires | Equipment / facility failure | Aggregated | 2040 | 4.5271e-07 | 347.2658 | 0.00015721 | 2040 | Mitigation | 0.95 | 45 | 0 | esc | 0.00097009 | 4.3916e-10 | 0.00097009 | 4.3916e-10
[120 empty] | 7.3.3.17.5 (Remote Grid) Updates to grid topology to minimize risk of ignition in HFTDs Remote GridWLDFREquipment / facility failureAggregated | WLDFR | HFTD - Distribution - Tier 2 - 5QU CoRE ¦ 4QU LoRE | Red Flag Warning - Catastrophic Fires | Equipment / facility failure | Aggregated | 2041 | 4.5271e-07 | 347.2658 | 0.00015721 | 2041 | Mitigation | 0.95 | 45 | 0 | esc | 0.00097009 | 4.3916e-10 | 0.00097009 | 4.3916e-10
[120 empty] | 7.3.3.17.5 (Remote Grid) Updates to grid topology to minimize risk of ignition in HFTDs Remote GridWLDFREquipment / facility failureAggregated | WLDFR | HFTD - Distribution - Tier 2 - 5QU CoRE ¦ 4QU LoRE | Red Flag Warning - Catastrophic Fires | Equipment / facility failure | Aggregated | 2042 | 4.5271e-07 | 347.2658 | 0.00015721 | 2042 | Mitigation | 0.95 | 45 | 0 | esc | 0.00097009 | 4.3916e-10 | 0.00097009 | 4.3916e-10
[120 empty] | 7.3.3.17.5 (Remote Grid) Updates to grid topology to minimize risk of ignition in HFTDs Remote GridWLDFREquipment / facility failureAggregated | WLDFR | HFTD - Distribution - Tier 2 - 5QU CoRE ¦ 4QU LoRE | Red Flag Warning - Catastrophic Fires | Equipment / facility failure | Aggregated | 2043 | 4.5271e-07 | 347.2658 | 0.00015721 | 2043 | Mitigation | 0.95 | 45 | 0 | esc | 0.00097009 | 4.3916e-10 | 0.00097009 | 4.3916e-10
[120 empty] | 7.3.3.17.5 (Remote Grid) Updates to grid topology to minimize risk of ignition in HFTDs Remote GridWLDFREquipment / facility failureAggregated | WLDFR | HFTD - Distribution - Tier 2 - 5QU CoRE ¦ 4QU LoRE | Red Flag Warning - Catastrophic Fires | Equipment / facility failure | Aggregated | 2044 | 4.5271e-07 | 347.2658 | 0.00015721 | 2044 | Mitigation | 0.95 | 45 | 0 | esc | 0.00097009 | 4.3916e-10 | 0.00097009 | 4.3916e-10
[120 empty] | 7.3.3.17.5 (Remote Grid) Updates to grid topology to minimize risk of ignition in HFTDs Remote GridWLDFREquipment / facility failureAggregated | WLDFR | HFTD - Distribution - Tier 2 - 5QU CoRE ¦ 4QU LoRE | Red Flag Warning - Catastrophic Fires | Equipment / facility failure | Aggregated | 2045 | 4.5271e-07 | 347.2658 | 0.00015721 | 2045 | Mitigation | 0.95 | 45 | 0 | esc | 0.00097009 | 4.3916e-10 | 0.00097009 | 4.3916e-10
[120 empty] | 7.3.3.17.5 (Remote Grid) Updates to grid topology to minimize risk of ignition in HFTDs Remote GridWLDFREquipment / facility failureAggregated | WLDFR | HFTD - Distribution - Tier 2 - 5QU CoRE ¦ 4QU LoRE | Red Flag Warning - Catastrophic Fires | Equipment / facility failure | Aggregated | 2046 | 4.5271e-07 | 347.2658 | 0.00015721 | 2046 | Mitigation | 0.95 | 45 | 0 | esc | 0.00097009 | 4.3916e-10 | 0.00097009 | 4.3916e-10
[120 empty] | 7.3.3.17.5 (Remote Grid) Updates to grid topology to minimize risk of ignition in HFTDs Remote GridWLDFREquipment / facility failureAggregated | WLDFR | HFTD - Distribution - Tier 2 - 5QU CoRE ¦ 4QU LoRE | Red Flag Warning - Catastrophic Fires | Equipment / facility failure | Aggregated | 2047 | 4.5271e-07 | 347.2658 | 0.00015721 | 2047 | Mitigation | 0.95 | 45 | 0 | esc | 0.00097009 | 4.3916e-10 | 0.00097009 | 4.3916e-10
[120 empty] | 7.3.3.17.5 (Remote Grid) Updates to grid topology to minimize risk of ignition in HFTDs Remote GridWLDFREquipment / facility failureAggregated | WLDFR | HFTD - Distribution - Tier 2 - 5QU CoRE ¦ 4QU LoRE | Red Flag Warning - Catastrophic Fires | Equipment / facility failure | Aggregated | 2048 | 4.5271e-07 | 347.2658 | 0.00015721 | 2048 | Mitigation | 0.95 | 45 | 0 | esc | 0.00097009 | 4.3916e-10 | 0.00097009 | 4.3916e-10
[120 empty] | 7.3.3.17.5 (Remote Grid) Updates to grid topology to minimize risk of ignition in HFTDs Remote GridWLDFREquipment / facility failureAggregated | WLDFR | HFTD - Distribution - Tier 2 - 5QU CoRE ¦ 4QU LoRE | Red Flag Warning - Catastrophic Fires | Equipment / facility failure | Aggregated | 2049 | 4.5271e-07 | 347.2658 | 0.00015721 | 2049 | Mitigation | 0.95 | 45 | 0 | esc | 0.00097009 | 4.3916e-10 | 0.00097009 | 4.3916e-10
[120 empty] | 7.3.3.17.5 (Remote Grid) Updates to grid topology to minimize risk of ignition in HFTDs Remote GridWLDFREquipment / facility failureAggregated | WLDFR | HFTD - Distribution - Tier 2 - 5QU CoRE ¦ 4QU LoRE | Red Flag Warning - Catastrophic Fires | Equipment / facility failure | Aggregated | 2050 | 4.5271e-07 | 347.2658 | 0.00015721 | 2050 | Mitigation | 0.95 | 45 | 0 | esc | 0.00097009 | 4.3916e-10 | 0.00097009 | 4.3916e-10
[120 empty] | 7.3.3.17.5 (Remote Grid) Updates to grid topology to minimize risk of ignition in HFTDs Remote GridWLDFREquipment / facility failureAggregated | WLDFR | HFTD - Distribution - Tier 2 - 5QU CoRE ¦ 4QU LoRE | Red Flag Warning - Catastrophic Fires | Equipment / facility failure | Aggregated | 2051 | 4.5271e-07 | 347.2658 | 0.00015721 | 2051 | Mitigation | 0.95 | 45 | 0 | esc | 0.00097009 | 4.3916e-10 | 0.00097009 | 4.3916e-10
[120 empty] | 7.3.3.17.5 (Remote Grid) Updates to grid topology to minimize risk of ignition in HFTDs Remote GridWLDFREquipment / facility failureAggregated | WLDFR | HFTD - Distribution - Tier 2 - 5QU CoRE ¦ 4QU LoRE | Red Flag Warning - Catastrophic Fires | Equipment / facility failure | Aggregated | 2052 | 4.5271e-07 | 347.2658 | 0.00015721 | 2052 | Mitigation | 0.95 | 45 | 0 | esc | 0.00097009 | 4.3916e-10 | 0.00097009 | 4.3916e-10
[120 empty] | 7.3.3.17.5 (Remote Grid) Updates to grid topology to minimize risk of ignition in HFTDs Remote GridWLDFREquipment / facility failureAggregated | WLDFR | HFTD - Distribution - Tier 2 - 5QU CoRE ¦ 4QU LoRE | Red Flag Warning - Catastrophic Fires | Equipment / facility failure | Aggregated | 2053 | 4.5271e-07 | 347.2658 | 0.00015721 | 2053 | Mitigation | 0.95 | 45 | 0 | esc | 0.00097009 | 4.3916e-10 | 0.00097009 | 4.3916e-10
[120 empty] | 7.3.3.17.5 (Remote Grid) Updates to grid topology to minimize risk of ignition in HFTDs Remote GridWLDFREquipment / facility failureAggregated | WLDFR | HFTD - Distribution - Tier 2 - 5QU CoRE ¦ 4QU LoRE | Red Flag Warning - Catastrophic Fires | Equipment / facility failure | Aggregated | 2054 | 4.5271e-07 | 347.2658 | 0.00015721 | 2054 | Mitigation | 0.95 | 45 | 0 | esc | 0.00097009 | 4.3916e-10 | 0.00097009 | 4.3916e-10
[120 empty] | 7.3.3.17.5 (Remote Grid) Updates to grid topology to minimize risk of ignition in HFTDs Remote GridWLDFREquipment / facility failureAggregated | WLDFR | HFTD - Distribution - Tier 2 - 5QU CoRE ¦ 4QU LoRE | Red Flag Warning - Catastrophic Fires | Equipment / facility failure | Aggregated | 2055 | 4.5271e-07 | 347.2658 | 0.00015721 | 2055 | Mitigation | 0.95 | 45 | 0 | esc | 0.00097009 | 4.3916e-10 | 0.00097009 | 4.3916e-10
[120 empty] | 7.3.3.17.5 (Remote Grid) Updates to grid topology to minimize risk of ignition in HFTDs Remote GridWLDFREquipment / facility failureAggregated | WLDFR | HFTD - Distribution - Tier 2 - 5QU CoRE ¦ 4QU LoRE | Red Flag Warning - Catastrophic Fires | Equipment / facility failure | Aggregated | 2056 | 4.5271e-07 | 347.2658 | 0.00015721 | 2056 | Mitigation | 0.95 | 45 | 0 | esc | 0.00097009 | 4.3916e-10 | 0.00097009 | 4.3916e-10
[120 empty] | 7.3.3.17.5 (Remote Grid) Updates to grid topology to minimize risk of ignition in HFTDs Remote GridWLDFREquipment / facility failureAggregated | WLDFR | HFTD - Distribution - Tier 2 - 5QU CoRE ¦ 4QU LoRE | Red Flag Warning - Catastrophic Fires | Equipment / facility failure | Aggregated | 2057 | 4.5271e-07 | 347.2658 | 0.00015721 | 2057 | Mitigation | 0.95 | 45 | 0 | esc | 0.00097009 | 4.3916e-10 | 0.00097009 | 4.3916e-10
[120 empty] | 7.3.3.17.5 (Remote Grid) Updates to grid topology to minimize risk of ignition in HFTDs Remote GridWLDFREquipment / facility failureAggregated | WLDFR | HFTD - Distribution - Tier 2 - 5QU CoRE ¦ 4QU LoRE | Red Flag Warning - Catastrophic Fires | Equipment / facility failure | Aggregated | 2058 | 4.5271e-07 | 347.2658 | 0.00015721 | 2058 | Mitigation | 0.95 | 45 | 0 | esc | 0.00097009 | 4.3916e-10 | 0.00097009 | 4.3916e-10
[120 empty] | 7.3.3.17.5 (Remote Grid) Updates to grid topology to minimize risk of ignition in HFTDs Remote GridWLDFREquipment / facility failureAggregated | WLDFR | HFTD - Distribution - Tier 2 - 5QU CoRE ¦ 4QU LoRE | Red Flag Warning - Catastrophic Fires | Equipment / facility failure | Aggregated | 2059 | 4.5271e-07 | 347.2658 | 0.00015721 | 2059 | Mitigation | 0.95 | 45 | 0 | esc | 0.00097009 | 4.3916e-10 | 0.00097009 | 4.3916e-10
[120 empty] | 7.3.3.17.5 (Remote Grid) Updates to grid topology to minimize risk of ignition in HFTDs Remote GridWLDFREquipment / facility failureAggregated | WLDFR | HFTD - Distribution - Tier 2 - 5QU CoRE ¦ 4QU LoRE | Red Flag Warning - Catastrophic Fires | Equipment / facility failure | Aggregated | 2060 | 4.5271e-07 | 347.2658 | 0.00015721 | 2060 | Mitigation | 0.95 | 45 | 0 | esc | 0.00097009 | 4.3916e-10 | 0.00097009 | 4.3916e-10
[120 empty] | 7.3.3.17.5 (Remote Grid) Updates to grid topology to minimize risk of ignition in HFTDs Remote GridWLDFREquipment / facility failureAggregated | WLDFR | HFTD - Distribution - Tier 2 - 5QU CoRE ¦ 4QU LoRE | Red Flag Warning - Catastrophic Fires | Equipment / facility failure | Aggregated | 2061 | 4.5271e-07 | 347.2658 | 0.00015721 | 2061 | Mitigation | 0.95 | 45 | 0 | esc | 0.00097009 | 4.3916e-10 | 0.00097009 | 4.3916e-10
[120 empty] | 7.3.3.17.5 (Remote Grid) Updates to grid topology to minimize risk of ignition in HFTDs Remote GridWLDFREquipment / facility failureAggregated | WLDFR | HFTD - Distribution - Tier 2 - 5QU CoRE ¦ 4QU LoRE | Red Flag Warning - Catastrophic Fires | Equipment / facility failure | Aggregated | 2062 | 4.5271e-07 | 347.2658 | 0.00015721 | 2062 | Mitigation | 0.95 | 45 | 0 | esc | 0.00097009 | 4.3916e-10 | 0.00097009 | 4.3916e-10
[120 empty] | 7.3.3.17.5 (Remote Grid) Updates to grid topology to minimize risk of ignition in HFTDs Remote GridWLDFREquipment / facility failureAggregated | WLDFR | HFTD - Distribution - Tier 2 - 5QU CoRE ¦ 4QU LoRE | Red Flag Warning - Catastrophic Fires | Equipment / facility failure | Aggregated | 2063 | 4.5271e-07 | 347.2658 | 0.00015721 | 2063 | Mitigation | 0.95 | 45 | 0 | esc | 0.00097009 | 4.3916e-10 | 0.00097009 | 4.3916e-10
[120 empty] | 7.3.3.17.5 (Remote Grid) Updates to grid topology to minimize risk of ignition in HFTDs Remote GridWLDFREquipment / facility failureAggregated | WLDFR | HFTD - Distribution - Tier 2 - 5QU CoRE ¦ 4QU LoRE | Red Flag Warning - Catastrophic Fires | Equipment / facility failure | Aggregated | 2064 | 4.5271e-07 | 347.2658 | 0.00015721 | 2064 | Mitigation | 0.95 | 45 | 0 | esc | 0.00097009 | 4.3916e-10 | 0.00097009 | 4.3916e-10
[120 empty] | 7.3.3.17.5 (Remote Grid) Updates to grid topology to minimize risk of ignition in HFTDs Remote GridWLDFREquipment / facility failureAggregated | WLDFR | HFTD - Distribution - Tier 2 - 5QU CoRE ¦ 4QU LoRE | Red Flag Warning - Catastrophic Fires | Equipment / facility failure | Aggregated | 2065 | 4.5271e-07 | 347.2658 | 0.00015721 | 2065 | Mitigation | 0.95 | 45 | 0 | esc | 0.00097009 | 4.3916e-10 | 0.00097009 | 4.3916e-10
[120 empty] | 7.3.3.17.5 (Remote Grid) Updates to grid topology to minimize risk of ignition in HFTDs Remote GridWLDFREquipment / facility failureAggregated | WLDFR | HFTD - Distribution - Tier 2 - 5QU CoRE ¦ 4QU LoRE | Red Flag Warning - Catastrophic Fires | Equipment / facility failure | Aggregated | 2066 | 4.5271e-07 | 347.2658 | 0.00015721 | 2066 | Mitigation | 0.95 | 45 | 0 | esc | 0.00097009 | 4.3916e-10 | 0.00097009 | 4.3916e-10
[120 empty] | 7.3.3.17.5 (Remote Grid) Updates to grid topology to minimize risk of ignition in HFTDs Remote GridWLDFREquipment / facility failureAggregated | WLDFR | HFTD - Distribution - Tier 2 - 5QU CoRE ¦ 4QU LoRE | Red Flag Warning - Catastrophic Fires | Equipment / facility failure | Aggregated | 2067 | 4.5271e-07 | 347.2658 | 0.00015721 | 2067 | Mitigation | 0.95 | 45 | 0 | esc | 0 | 0 | 0.00097009 | 4.3916e-10
[120 empty] | 7.3.3.17.5 (Remote Grid) Updates to grid topology to minimize risk of ignition in HFTDs Remote GridWLDFRVegetation ContactAggregated | WLDFR | HFTD - Distribution - Tier 2 - 5QU CoRE ¦ 4QU LoRE | Red Flag Warning - Catastrophic Fires | Vegetation Contact | Aggregated | 2022 | 8.1506e-07 | 347.2658 | 0.00028304 | 2022 | Mitigation | 0.95 | 45 | 0 | esc | 0.00097009 | 7.9068e-10 | 0 | 0
[120 empty] | 7.3.3.17.5 (Remote Grid) Updates to grid topology to minimize risk of ignition in HFTDs Remote GridWLDFRVegetation ContactAggregated | WLDFR | HFTD - Distribution - Tier 2 - 5QU CoRE ¦ 4QU LoRE | Red Flag Warning - Catastrophic Fires | Vegetation Contact | Aggregated | 2023 | 8.1506e-07 | 347.2658 | 0.00028304 | 2023 | Mitigation | 0.95 | 45 | 0 | esc | 0.00097009 | 7.9068e-10 | 0.00097009 | 7.9068e-10
[120 empty] | 7.3.3.17.5 (Remote Grid) Updates to grid topology to minimize risk of ignition in HFTDs Remote GridWLDFRVegetation ContactAggregated | WLDFR | HFTD - Distribution - Tier 2 - 5QU CoRE ¦ 4QU LoRE | Red Flag Warning - Catastrophic Fires | Vegetation Contact | Aggregated | 2024 | 8.1506e-07 | 347.2658 | 0.00028304 | 2024 | Mitigation | 0.95 | 45 | 0 | esc | 0.00097009 | 7.9068e-10 | 0.00097009 | 7.9068e-10
[120 empty] | 7.3.3.17.5 (Remote Grid) Updates to grid topology to minimize risk of ignition in HFTDs Remote GridWLDFRVegetation ContactAggregated | WLDFR | HFTD - Distribution - Tier 2 - 5QU CoRE ¦ 4QU LoRE | Red Flag Warning - Catastrophic Fires | Vegetation Contact | Aggregated | 2025 | 8.1506e-07 | 347.2658 | 0.00028304 | 2025 | Mitigation | 0.95 | 45 | 0 | esc | 0.00097009 | 7.9068e-10 | 0.00097009 | 7.9068e-10
[120 empty] | 7.3.3.17.5 (Remote Grid) Updates to grid topology to minimize risk of ignition in HFTDs Remote GridWLDFRVegetation ContactAggregated | WLDFR | HFTD - Distribution - Tier 2 - 5QU CoRE ¦ 4QU LoRE | Red Flag Warning - Catastrophic Fires | Vegetation Contact | Aggregated | 2026 | 8.1506e-07 | 347.2658 | 0.00028304 | 2026 | Mitigation | 0.95 | 45 | 0 | esc | 0.00097009 | 7.9068e-10 | 0.00097009 | 7.9068e-10
[120 empty] | 7.3.3.17.5 (Remote Grid) Updates to grid topology to minimize risk of ignition in HFTDs Remote GridWLDFRVegetation ContactAggregated | WLDFR | HFTD - Distribution - Tier 2 - 5QU CoRE ¦ 4QU LoRE | Red Flag Warning - Catastrophic Fires | Vegetation Contact | Aggregated | 2027 | 8.1506e-07 | 347.2658 | 0.00028304 | 2027 | Mitigation | 0.95 | 45 | 0 | esc | 0.00097009 | 7.9068e-10 | 0.00097009 | 7.9068e-10
[120 empty] | 7.3.3.17.5 (Remote Grid) Updates to grid topology to minimize risk of ignition in HFTDs Remote GridWLDFRVegetation ContactAggregated | WLDFR | HFTD - Distribution - Tier 2 - 5QU CoRE ¦ 4QU LoRE | Red Flag Warning - Catastrophic Fires | Vegetation Contact | Aggregated | 2028 | 8.1506e-07 | 347.2658 | 0.00028304 | 2028 | Mitigation | 0.95 | 45 | 0 | esc | 0.00097009 | 7.9068e-10 | 0.00097009 | 7.9068e-10
[120 empty] | 7.3.3.17.5 (Remote Grid) Updates to grid topology to minimize risk of ignition in HFTDs Remote GridWLDFRVegetation ContactAggregated | WLDFR | HFTD - Distribution - Tier 2 - 5QU CoRE ¦ 4QU LoRE | Red Flag Warning - Catastrophic Fires | Vegetation Contact | Aggregated | 2029 | 8.1506e-07 | 347.2658 | 0.00028304 | 2029 | Mitigation | 0.95 | 45 | 0 | esc | 0.00097009 | 7.9068e-10 | 0.00097009 | 7.9068e-10
[120 empty] | 7.3.3.17.5 (Remote Grid) Updates to grid topology to minimize risk of ignition in HFTDs Remote GridWLDFRVegetation ContactAggregated | WLDFR | HFTD - Distribution - Tier 2 - 5QU CoRE ¦ 4QU LoRE | Red Flag Warning - Catastrophic Fires | Vegetation Contact | Aggregated | 2030 | 8.1506e-07 | 347.2658 | 0.00028304 | 2030 | Mitigation | 0.95 | 45 | 0 | esc | 0.00097009 | 7.9068e-10 | 0.00097009 | 7.9068e-10
[120 empty] | 7.3.3.17.5 (Remote Grid) Updates to grid topology to minimize risk of ignition in HFTDs Remote GridWLDFRVegetation ContactAggregated | WLDFR | HFTD - Distribution - Tier 2 - 5QU CoRE ¦ 4QU LoRE | Red Flag Warning - Catastrophic Fires | Vegetation Contact | Aggregated | 2031 | 8.1506e-07 | 347.2658 | 0.00028304 | 2031 | Mitigation | 0.95 | 45 | 0 | esc | 0.00097009 | 7.9068e-10 | 0.00097009 | 7.9068e-10
[120 empty] | 7.3.3.17.5 (Remote Grid) Updates to grid topology to minimize risk of ignition in HFTDs Remote GridWLDFRVegetation ContactAggregated | WLDFR | HFTD - Distribution - Tier 2 - 5QU CoRE ¦ 4QU LoRE | Red Flag Warning - Catastrophic Fires | Vegetation Contact | Aggregated | 2032 | 8.1506e-07 | 347.2658 | 0.00028304 | 2032 | Mitigation | 0.95 | 45 | 0 | esc | 0.00097009 | 7.9068e-10 | 0.00097009 | 7.9068e-10
[120 empty] | 7.3.3.17.5 (Remote Grid) Updates to grid topology to minimize risk of ignition in HFTDs Remote GridWLDFRVegetation ContactAggregated | WLDFR | HFTD - Distribution - Tier 2 - 5QU CoRE ¦ 4QU LoRE | Red Flag Warning - Catastrophic Fires | Vegetation Contact | Aggregated | 2033 | 8.1506e-07 | 347.2658 | 0.00028304 | 2033 | Mitigation | 0.95 | 45 | 0 | esc | 0.00097009 | 7.9068e-10 | 0.00097009 | 7.9068e-10
[120 empty] | 7.3.3.17.5 (Remote Grid) Updates to grid topology to minimize risk of ignition in HFTDs Remote GridWLDFRVegetation ContactAggregated | WLDFR | HFTD - Distribution - Tier 2 - 5QU CoRE ¦ 4QU LoRE | Red Flag Warning - Catastrophic Fires | Vegetation Contact | Aggregated | 2034 | 8.1506e-07 | 347.2658 | 0.00028304 | 2034 | Mitigation | 0.95 | 45 | 0 | esc | 0.00097009 | 7.9068e-10 | 0.00097009 | 7.9068e-10
[120 empty] | 7.3.3.17.5 (Remote Grid) Updates to grid topology to minimize risk of ignition in HFTDs Remote GridWLDFRVegetation ContactAggregated | WLDFR | HFTD - Distribution - Tier 2 - 5QU CoRE ¦ 4QU LoRE | Red Flag Warning - Catastrophic Fires | Vegetation Contact | Aggregated | 2035 | 8.1506e-07 | 347.2658 | 0.00028304 | 2035 | Mitigation | 0.95 | 45 | 0 | esc | 0.00097009 | 7.9068e-10 | 0.00097009 | 7.9068e-10
[120 empty] | 7.3.3.17.5 (Remote Grid) Updates to grid topology to minimize risk of ignition in HFTDs Remote GridWLDFRVegetation ContactAggregated | WLDFR | HFTD - Distribution - Tier 2 - 5QU CoRE ¦ 4QU LoRE | Red Flag Warning - Catastrophic Fires | Vegetation Contact | Aggregated | 2036 | 8.1506e-07 | 347.2658 | 0.00028304 | 2036 | Mitigation | 0.95 | 45 | 0 | esc | 0.00097009 | 7.9068e-10 | 0.00097009 | 7.9068e-10
[120 empty] | 7.3.3.17.5 (Remote Grid) Updates to grid topology to minimize risk of ignition in HFTDs Remote GridWLDFRVegetation ContactAggregated | WLDFR | HFTD - Distribution - Tier 2 - 5QU CoRE ¦ 4QU LoRE | Red Flag Warning - Catastrophic Fires | Vegetation Contact | Aggregated | 2037 | 8.1506e-07 | 347.2658 | 0.00028304 | 2037 | Mitigation | 0.95 | 45 | 0 | esc | 0.00097009 | 7.9068e-10 | 0.00097009 | 7.9068e-10
[120 empty] | 7.3.3.17.5 (Remote Grid) Updates to grid topology to minimize risk of ignition in HFTDs Remote GridWLDFRVegetation ContactAggregated | WLDFR | HFTD - Distribution - Tier 2 - 5QU CoRE ¦ 4QU LoRE | Red Flag Warning - Catastrophic Fires | Vegetation Contact | Aggregated | 2038 | 8.1506e-07 | 347.2658 | 0.00028304 | 2038 | Mitigation | 0.95 | 45 | 0 | esc | 0.00097009 | 7.9068e-10 | 0.00097009 | 7.9068e-10
[120 empty] | 7.3.3.17.5 (Remote Grid) Updates to grid topology to minimize risk of ignition in HFTDs Remote GridWLDFRVegetation ContactAggregated | WLDFR | HFTD - Distribution - Tier 2 - 5QU CoRE ¦ 4QU LoRE | Red Flag Warning - Catastrophic Fires | Vegetation Contact | Aggregated | 2039 | 8.1506e-07 | 347.2658 | 0.00028304 | 2039 | Mitigation | 0.95 | 45 | 0 | esc | 0.00097009 | 7.9068e-10 | 0.00097009 | 7.9068e-10
[120 empty] | 7.3.3.17.5 (Remote Grid) Updates to grid topology to minimize risk of ignition in HFTDs Remote GridWLDFRVegetation ContactAggregated | WLDFR | HFTD - Distribution - Tier 2 - 5QU CoRE ¦ 4QU LoRE | Red Flag Warning - Catastrophic Fires | Vegetation Contact | Aggregated | 2040 | 8.1506e-07 | 347.2658 | 0.00028304 | 2040 | Mitigation | 0.95 | 45 | 0 | esc | 0.00097009 | 7.9068e-10 | 0.00097009 | 7.9068e-10
[120 empty] | 7.3.3.17.5 (Remote Grid) Updates to grid topology to minimize risk of ignition in HFTDs Remote GridWLDFRVegetation ContactAggregated | WLDFR | HFTD - Distribution - Tier 2 - 5QU CoRE ¦ 4QU LoRE | Red Flag Warning - Catastrophic Fires | Vegetation Contact | Aggregated | 2041 | 8.1506e-07 | 347.2658 | 0.00028304 | 2041 | Mitigation | 0.95 | 45 | 0 | esc | 0.00097009 | 7.9068e-10 | 0.00097009 | 7.9068e-10
[120 empty] | 7.3.3.17.5 (Remote Grid) Updates to grid topology to minimize risk of ignition in HFTDs Remote GridWLDFRVegetation ContactAggregated | WLDFR | HFTD - Distribution - Tier 2 - 5QU CoRE ¦ 4QU LoRE | Red Flag Warning - Catastrophic Fires | Vegetation Contact | Aggregated | 2042 | 8.1506e-07 | 347.2658 | 0.00028304 | 2042 | Mitigation | 0.95 | 45 | 0 | esc | 0.00097009 | 7.9068e-10 | 0.00097009 | 7.9068e-10
[120 empty] | 7.3.3.17.5 (Remote Grid) Updates to grid topology to minimize risk of ignition in HFTDs Remote GridWLDFRVegetation ContactAggregated | WLDFR | HFTD - Distribution - Tier 2 - 5QU CoRE ¦ 4QU LoRE | Red Flag Warning - Catastrophic Fires | Vegetation Contact | Aggregated | 2043 | 8.1506e-07 | 347.2658 | 0.00028304 | 2043 | Mitigation | 0.95 | 45 | 0 | esc | 0.00097009 | 7.9068e-10 | 0.00097009 | 7.9068e-10
[120 empty] | 7.3.3.17.5 (Remote Grid) Updates to grid topology to minimize risk of ignition in HFTDs Remote GridWLDFRVegetation ContactAggregated | WLDFR | HFTD - Distribution - Tier 2 - 5QU CoRE ¦ 4QU LoRE | Red Flag Warning - Catastrophic Fires | Vegetation Contact | Aggregated | 2044 | 8.1506e-07 | 347.2658 | 0.00028304 | 2044 | Mitigation | 0.95 | 45 | 0 | esc | 0.00097009 | 7.9068e-10 | 0.00097009 | 7.9068e-10
[120 empty] | 7.3.3.17.5 (Remote Grid) Updates to grid topology to minimize risk of ignition in HFTDs Remote GridWLDFRVegetation ContactAggregated | WLDFR | HFTD - Distribution - Tier 2 - 5QU CoRE ¦ 4QU LoRE | Red Flag Warning - Catastrophic Fires | Vegetation Contact | Aggregated | 2045 | 8.1506e-07 | 347.2658 | 0.00028304 | 2045 | Mitigation | 0.95 | 45 | 0 | esc | 0.00097009 | 7.9068e-10 | 0.00097009 | 7.9068e-10
[120 empty] | 7.3.3.17.5 (Remote Grid) Updates to grid topology to minimize risk of ignition in HFTDs Remote GridWLDFRVegetation ContactAggregated | WLDFR | HFTD - Distribution - Tier 2 - 5QU CoRE ¦ 4QU LoRE | Red Flag Warning - Catastrophic Fires | Vegetation Contact | Aggregated | 2046 | 8.1506e-07 | 347.2658 | 0.00028304 | 2046 | Mitigation | 0.95 | 45 | 0 | esc | 0.00097009 | 7.9068e-10 | 0.00097009 | 7.9068e-10
[120 empty] | 7.3.3.17.5 (Remote Grid) Updates to grid topology to minimize risk of ignition in HFTDs Remote GridWLDFRVegetation ContactAggregated | WLDFR | HFTD - Distribution - Tier 2 - 5QU CoRE ¦ 4QU LoRE | Red Flag Warning - Catastrophic Fires | Vegetation Contact | Aggregated | 2047 | 8.1506e-07 | 347.2658 | 0.00028304 | 2047 | Mitigation | 0.95 | 45 | 0 | esc | 0.00097009 | 7.9068e-10 | 0.00097009 | 7.9068e-10
[120 empty] | 7.3.3.17.5 (Remote Grid) Updates to grid topology to minimize risk of ignition in HFTDs Remote GridWLDFRVegetation ContactAggregated | WLDFR | HFTD - Distribution - Tier 2 - 5QU CoRE ¦ 4QU LoRE | Red Flag Warning - Catastrophic Fires | Vegetation Contact | Aggregated | 2048 | 8.1506e-07 | 347.2658 | 0.00028304 | 2048 | Mitigation | 0.95 | 45 | 0 | esc | 0.00097009 | 7.9068e-10 | 0.00097009 | 7.9068e-10
[120 empty] | 7.3.3.17.5 (Remote Grid) Updates to grid topology to minimize risk of ignition in HFTDs Remote GridWLDFRVegetation ContactAggregated | WLDFR | HFTD - Distribution - Tier 2 - 5QU CoRE ¦ 4QU LoRE | Red Flag Warning - Catastrophic Fires | Vegetation Contact | Aggregated | 2049 | 8.1506e-07 | 347.2658 | 0.00028304 | 2049 | Mitigation | 0.95 | 45 | 0 | esc | 0.00097009 | 7.9068e-10 | 0.00097009 | 7.9068e-10
[120 empty] | 7.3.3.17.5 (Remote Grid) Updates to grid topology to minimize risk of ignition in HFTDs Remote GridWLDFRVegetation ContactAggregated | WLDFR | HFTD - Distribution - Tier 2 - 5QU CoRE ¦ 4QU LoRE | Red Flag Warning - Catastrophic Fires | Vegetation Contact | Aggregated | 2050 | 8.1506e-07 | 347.2658 | 0.00028304 | 2050 | Mitigation | 0.95 | 45 | 0 | esc | 0.00097009 | 7.9068e-10 | 0.00097009 | 7.9068e-10
[120 empty] | 7.3.3.17.5 (Remote Grid) Updates to grid topology to minimize risk of ignition in HFTDs Remote GridWLDFRVegetation ContactAggregated | WLDFR | HFTD - Distribution - Tier 2 - 5QU CoRE ¦ 4QU LoRE | Red Flag Warning - Catastrophic Fires | Vegetation Contact | Aggregated | 2051 | 8.1506e-07 | 347.2658 | 0.00028304 | 2051 | Mitigation | 0.95 | 45 | 0 | esc | 0.00097009 | 7.9068e-10 | 0.00097009 | 7.9068e-10
[120 empty] | 7.3.3.17.5 (Remote Grid) Updates to grid topology to minimize risk of ignition in HFTDs Remote GridWLDFRVegetation ContactAggregated | WLDFR | HFTD - Distribution - Tier 2 - 5QU CoRE ¦ 4QU LoRE | Red Flag Warning - Catastrophic Fires | Vegetation Contact | Aggregated | 2052 | 8.1506e-07 | 347.2658 | 0.00028304 | 2052 | Mitigation | 0.95 | 45 | 0 | esc | 0.00097009 | 7.9068e-10 | 0.00097009 | 7.9068e-10
[120 empty] | 7.3.3.17.5 (Remote Grid) Updates to grid topology to minimize risk of ignition in HFTDs Remote GridWLDFRVegetation ContactAggregated | WLDFR | HFTD - Distribution - Tier 2 - 5QU CoRE ¦ 4QU LoRE | Red Flag Warning - Catastrophic Fires | Vegetation Contact | Aggregated | 2053 | 8.1506e-07 | 347.2658 | 0.00028304 | 2053 | Mitigation | 0.95 | 45 | 0 | esc | 0.00097009 | 7.9068e-10 | 0.00097009 | 7.9068e-10
[120 empty] | 7.3.3.17.5 (Remote Grid) Updates to grid topology to minimize risk of ignition in HFTDs Remote GridWLDFRVegetation ContactAggregated | WLDFR | HFTD - Distribution - Tier 2 - 5QU CoRE ¦ 4QU LoRE | Red Flag Warning - Catastrophic Fires | Vegetation Contact | Aggregated | 2054 | 8.1506e-07 | 347.2658 | 0.00028304 | 2054 | Mitigation | 0.95 | 45 | 0 | esc | 0.00097009 | 7.9068e-10 | 0.00097009 | 7.9068e-10
[120 empty] | 7.3.3.17.5 (Remote Grid) Updates to grid topology to minimize risk of ignition in HFTDs Remote GridWLDFRVegetation ContactAggregated | WLDFR | HFTD - Distribution - Tier 2 - 5QU CoRE ¦ 4QU LoRE | Red Flag Warning - Catastrophic Fires | Vegetation Contact | Aggregated | 2055 | 8.1506e-07 | 347.2658 | 0.00028304 | 2055 | Mitigation | 0.95 | 45 | 0 | esc | 0.00097009 | 7.9068e-10 | 0.00097009 | 7.9068e-10
[120 empty] | 7.3.3.17.5 (Remote Grid) Updates to grid topology to minimize risk of ignition in HFTDs Remote GridWLDFRVegetation ContactAggregated | WLDFR | HFTD - Distribution - Tier 2 - 5QU CoRE ¦ 4QU LoRE | Red Flag Warning - Catastrophic Fires | Vegetation Contact | Aggregated | 2056 | 8.1506e-07 | 347.2658 | 0.00028304 | 2056 | Mitigation | 0.95 | 45 | 0 | esc | 0.00097009 | 7.9068e-10 | 0.00097009 | 7.9068e-10
[120 empty] | 7.3.3.17.5 (Remote Grid) Updates to grid topology to minimize risk of ignition in HFTDs Remote GridWLDFRVegetation ContactAggregated | WLDFR | HFTD - Distribution - Tier 2 - 5QU CoRE ¦ 4QU LoRE | Red Flag Warning - Catastrophic Fires | Vegetation Contact | Aggregated | 2057 | 8.1506e-07 | 347.2658 | 0.00028304 | 2057 | Mitigation | 0.95 | 45 | 0 | esc | 0.00097009 | 7.9068e-10 | 0.00097009 | 7.9068e-10
[120 empty] | 7.3.3.17.5 (Remote Grid) Updates to grid topology to minimize risk of ignition in HFTDs Remote GridWLDFRVegetation ContactAggregated | WLDFR | HFTD - Distribution - Tier 2 - 5QU CoRE ¦ 4QU LoRE | Red Flag Warning - Catastrophic Fires | Vegetation Contact | Aggregated | 2058 | 8.1506e-07 | 347.2658 | 0.00028304 | 2058 | Mitigation | 0.95 | 45 | 0 | esc | 0.00097009 | 7.9068e-10 | 0.00097009 | 7.9068e-10
[120 empty] | 7.3.3.17.5 (Remote Grid) Updates to grid topology to minimize risk of ignition in HFTDs Remote GridWLDFRVegetation ContactAggregated | WLDFR | HFTD - Distribution - Tier 2 - 5QU CoRE ¦ 4QU LoRE | Red Flag Warning - Catastrophic Fires | Vegetation Contact | Aggregated | 2059 | 8.1506e-07 | 347.2658 | 0.00028304 | 2059 | Mitigation | 0.95 | 45 | 0 | esc | 0.00097009 | 7.9068e-10 | 0.00097009 | 7.9068e-10
[120 empty] | 7.3.3.17.5 (Remote Grid) Updates to grid topology to minimize risk of ignition in HFTDs Remote GridWLDFRVegetation ContactAggregated | WLDFR | HFTD - Distribution - Tier 2 - 5QU CoRE ¦ 4QU LoRE | Red Flag Warning - Catastrophic Fires | Vegetation Contact | Aggregated | 2060 | 8.1506e-07 | 347.2658 | 0.00028304 | 2060 | Mitigation | 0.95 | 45 | 0 | esc | 0.00097009 | 7.9068e-10 | 0.00097009 | 7.9068e-10
[120 empty] | 7.3.3.17.5 (Remote Grid) Updates to grid topology to minimize risk of ignition in HFTDs Remote GridWLDFRVegetation ContactAggregated | WLDFR | HFTD - Distribution - Tier 2 - 5QU CoRE ¦ 4QU LoRE | Red Flag Warning - Catastrophic Fires | Vegetation Contact | Aggregated | 2061 | 8.1506e-07 | 347.2658 | 0.00028304 | 2061 | Mitigation | 0.95 | 45 | 0 | esc | 0.00097009 | 7.9068e-10 | 0.00097009 | 7.9068e-10
[120 empty] | 7.3.3.17.5 (Remote Grid) Updates to grid topology to minimize risk of ignition in HFTDs Remote GridWLDFRVegetation ContactAggregated | WLDFR | HFTD - Distribution - Tier 2 - 5QU CoRE ¦ 4QU LoRE | Red Flag Warning - Catastrophic Fires | Vegetation Contact | Aggregated | 2062 | 8.1506e-07 | 347.2658 | 0.00028304 | 2062 | Mitigation | 0.95 | 45 | 0 | esc | 0.00097009 | 7.9068e-10 | 0.00097009 | 7.9068e-10
[120 empty] | 7.3.3.17.5 (Remote Grid) Updates to grid topology to minimize risk of ignition in HFTDs Remote GridWLDFRVegetation ContactAggregated | WLDFR | HFTD - Distribution - Tier 2 - 5QU CoRE ¦ 4QU LoRE | Red Flag Warning - Catastrophic Fires | Vegetation Contact | Aggregated | 2063 | 8.1506e-07 | 347.2658 | 0.00028304 | 2063 | Mitigation | 0.95 | 45 | 0 | esc | 0.00097009 | 7.9068e-10 | 0.00097009 | 7.9068e-10
[120 empty] | 7.3.3.17.5 (Remote Grid) Updates to grid topology to minimize risk of ignition in HFTDs Remote GridWLDFRVegetation ContactAggregated | WLDFR | HFTD - Distribution - Tier 2 - 5QU CoRE ¦ 4QU LoRE | Red Flag Warning - Catastrophic Fires | Vegetation Contact | Aggregated | 2064 | 8.1506e-07 | 347.2658 | 0.00028304 | 2064 | Mitigation | 0.95 | 45 | 0 | esc | 0.00097009 | 7.9068e-10 | 0.00097009 | 7.9068e-10
[120 empty] | 7.3.3.17.5 (Remote Grid) Updates to grid topology to minimize risk of ignition in HFTDs Remote GridWLDFRVegetation ContactAggregated | WLDFR | HFTD - Distribution - Tier 2 - 5QU CoRE ¦ 4QU LoRE | Red Flag Warning - Catastrophic Fires | Vegetation Contact | Aggregated | 2065 | 8.1506e-07 | 347.2658 | 0.00028304 | 2065 | Mitigation | 0.95 | 45 | 0 | esc | 0.00097009 | 7.9068e-10 | 0.00097009 | 7.9068e-10
[120 empty] | 7.3.3.17.5 (Remote Grid) Updates to grid topology to minimize risk of ignition in HFTDs Remote GridWLDFRVegetation ContactAggregated | WLDFR | HFTD - Distribution - Tier 2 - 5QU CoRE ¦ 4QU LoRE | Red Flag Warning - Catastrophic Fires | Vegetation Contact | Aggregated | 2066 | 8.1506e-07 | 347.2658 | 0.00028304 | 2066 | Mitigation | 0.95 | 45 | 0 | esc | 0.00097009 | 7.9068e-10 | 0.00097009 | 7.9068e-10
[120 empty] | 7.3.3.17.5 (Remote Grid) Updates to grid topology to minimize risk of ignition in HFTDs Remote GridWLDFRVegetation ContactAggregated | WLDFR | HFTD - Distribution - Tier 2 - 5QU CoRE ¦ 4QU LoRE | Red Flag Warning - Catastrophic Fires | Vegetation Contact | Aggregated | 2067 | 8.1506e-07 | 347.2658 | 0.00028304 | 2067 | Mitigation | 0.95 | 45 | 0 | esc | 0 | 0 | 0.00097009 | 7.9068e-10
[120 empty] | 7.3.3.17.5 (Remote Grid) Updates to grid topology to minimize risk of ignition in HFTDs Remote GridWLDFREquipment / facility failureAggregated | WLDFR | HFTD - Distribution - Tier 2 - 5QU CoRE ¦ 4QU LoRE | Red Flag Warning - Destructive Fires | Equipment / facility failure | Aggregated | 2022 | 9.6173e-08 | 347.2658 | 3.3397e-05 | 2022 | Mitigation | 0.95 | 45 | 0 | esc | 0.00097009 | 9.3296e-11 | 0 | 0
[120 empty] | 7.3.3.17.5 (Remote Grid) Updates to grid topology to minimize risk of ignition in HFTDs Remote GridWLDFREquipment / facility failureAggregated | WLDFR | HFTD - Distribution - Tier 2 - 5QU CoRE ¦ 4QU LoRE | Red Flag Warning - Destructive Fires | Equipment / facility failure | Aggregated | 2023 | 9.6173e-08 | 347.2658 | 3.3397e-05 | 2023 | Mitigation | 0.95 | 45 | 0 | esc | 0.00097009 | 9.3296e-11 | 0.00097009 | 9.3296e-11
[120 empty] | 7.3.3.17.5 (Remote Grid) Updates to grid topology to minimize risk of ignition in HFTDs Remote GridWLDFREquipment / facility failureAggregated | WLDFR | HFTD - Distribution - Tier 2 - 5QU CoRE ¦ 4QU LoRE | Red Flag Warning - Destructive Fires | Equipment / facility failure | Aggregated | 2024 | 9.6173e-08 | 347.2658 | 3.3397e-05 | 2024 | Mitigation | 0.95 | 45 | 0 | esc | 0.00097009 | 9.3296e-11 | 0.00097009 | 9.3296e-11
[120 empty] | 7.3.3.17.5 (Remote Grid) Updates to grid topology to minimize risk of ignition in HFTDs Remote GridWLDFREquipment / facility failureAggregated | WLDFR | HFTD - Distribution - Tier 2 - 5QU CoRE ¦ 4QU LoRE | Red Flag Warning - Destructive Fires | Equipment / facility failure | Aggregated | 2025 | 9.6173e-08 | 347.2658 | 3.3397e-05 | 2025 | Mitigation | 0.95 | 45 | 0 | esc | 0.00097009 | 9.3296e-11 | 0.00097009 | 9.3296e-11
[120 empty] | 7.3.3.17.5 (Remote Grid) Updates to grid topology to minimize risk of ignition in HFTDs Remote GridWLDFREquipment / facility failureAggregated | WLDFR | HFTD - Distribution - Tier 2 - 5QU CoRE ¦ 4QU LoRE | Red Flag Warning - Destructive Fires | Equipment / facility failure | Aggregated | 2026 | 9.6173e-08 | 347.2658 | 3.3397e-05 | 2026 | Mitigation | 0.95 | 45 | 0 | esc | 0.00097009 | 9.3296e-11 | 0.00097009 | 9.3296e-11
[120 empty] | 7.3.3.17.5 (Remote Grid) Updates to grid topology to minimize risk of ignition in HFTDs Remote GridWLDFREquipment / facility failureAggregated | WLDFR | HFTD - Distribution - Tier 2 - 5QU CoRE ¦ 4QU LoRE | Red Flag Warning - Destructive Fires | Equipment / facility failure | Aggregated | 2027 | 9.6173e-08 | 347.2658 | 3.3397e-05 | 2027 | Mitigation | 0.95 | 45 | 0 | esc | 0.00097009 | 9.3296e-11 | 0.00097009 | 9.3296e-11
[120 empty] | 7.3.3.17.5 (Remote Grid) Updates to grid topology to minimize risk of ignition in HFTDs Remote GridWLDFREquipment / facility failureAggregated | WLDFR | HFTD - Distribution - Tier 2 - 5QU CoRE ¦ 4QU LoRE | Red Flag Warning - Destructive Fires | Equipment / facility failure | Aggregated | 2028 | 9.6173e-08 | 347.2658 | 3.3397e-05 | 2028 | Mitigation | 0.95 | 45 | 0 | esc | 0.00097009 | 9.3296e-11 | 0.00097009 | 9.3296e-11
[120 empty] | 7.3.3.17.5 (Remote Grid) Updates to grid topology to minimize risk of ignition in HFTDs Remote GridWLDFREquipment / facility failureAggregated | WLDFR | HFTD - Distribution - Tier 2 - 5QU CoRE ¦ 4QU LoRE | Red Flag Warning - Destructive Fires | Equipment / facility failure | Aggregated | 2029 | 9.6173e-08 | 347.2658 | 3.3397e-05 | 2029 | Mitigation | 0.95 | 45 | 0 | esc | 0.00097009 | 9.3296e-11 | 0.00097009 | 9.3296e-11
[120 empty] | 7.3.3.17.5 (Remote Grid) Updates to grid topology to minimize risk of ignition in HFTDs Remote GridWLDFREquipment / facility failureAggregated | WLDFR | HFTD - Distribution - Tier 2 - 5QU CoRE ¦ 4QU LoRE | Red Flag Warning - Destructive Fires | Equipment / facility failure | Aggregated | 2030 | 9.6173e-08 | 347.2658 | 3.3397e-05 | 2030 | Mitigation | 0.95 | 45 | 0 | esc | 0.00097009 | 9.3296e-11 | 0.00097009 | 9.3296e-11
[120 empty] | 7.3.3.17.5 (Remote Grid) Updates to grid topology to minimize risk of ignition in HFTDs Remote GridWLDFREquipment / facility failureAggregated | WLDFR | HFTD - Distribution - Tier 2 - 5QU CoRE ¦ 4QU LoRE | Red Flag Warning - Destructive Fires | Equipment / facility failure | Aggregated | 2031 | 9.6173e-08 | 347.2658 | 3.3397e-05 | 2031 | Mitigation | 0.95 | 45 | 0 | esc | 0.00097009 | 9.3296e-11 | 0.00097009 | 9.3296e-11
[120 empty] | 7.3.3.17.5 (Remote Grid) Updates to grid topology to minimize risk of ignition in HFTDs Remote GridWLDFREquipment / facility failureAggregated | WLDFR | HFTD - Distribution - Tier 2 - 5QU CoRE ¦ 4QU LoRE | Red Flag Warning - Destructive Fires | Equipment / facility failure | Aggregated | 2032 | 9.6173e-08 | 347.2658 | 3.3397e-05 | 2032 | Mitigation | 0.95 | 45 | 0 | esc | 0.00097009 | 9.3296e-11 | 0.00097009 | 9.3296e-11
[120 empty] | 7.3.3.17.5 (Remote Grid) Updates to grid topology to minimize risk of ignition in HFTDs Remote GridWLDFREquipment / facility failureAggregated | WLDFR | HFTD - Distribution - Tier 2 - 5QU CoRE ¦ 4QU LoRE | Red Flag Warning - Destructive Fires | Equipment / facility failure | Aggregated | 2033 | 9.6173e-08 | 347.2658 | 3.3397e-05 | 2033 | Mitigation | 0.95 | 45 | 0 | esc | 0.00097009 | 9.3296e-11 | 0.00097009 | 9.3296e-11
[120 empty] | 7.3.3.17.5 (Remote Grid) Updates to grid topology to minimize risk of ignition in HFTDs Remote GridWLDFREquipment / facility failureAggregated | WLDFR | HFTD - Distribution - Tier 2 - 5QU CoRE ¦ 4QU LoRE | Red Flag Warning - Destructive Fires | Equipment / facility failure | Aggregated | 2034 | 9.6173e-08 | 347.2658 | 3.3397e-05 | 2034 | Mitigation | 0.95 | 45 | 0 | esc | 0.00097009 | 9.3296e-11 | 0.00097009 | 9.3296e-11
[120 empty] | 7.3.3.17.5 (Remote Grid) Updates to grid topology to minimize risk of ignition in HFTDs Remote GridWLDFREquipment / facility failureAggregated | WLDFR | HFTD - Distribution - Tier 2 - 5QU CoRE ¦ 4QU LoRE | Red Flag Warning - Destructive Fires | Equipment / facility failure | Aggregated | 2035 | 9.6173e-08 | 347.2658 | 3.3397e-05 | 2035 | Mitigation | 0.95 | 45 | 0 | esc | 0.00097009 | 9.3296e-11 | 0.00097009 | 9.3296e-11
[120 empty] | 7.3.3.17.5 (Remote Grid) Updates to grid topology to minimize risk of ignition in HFTDs Remote GridWLDFREquipment / facility failureAggregated | WLDFR | HFTD - Distribution - Tier 2 - 5QU CoRE ¦ 4QU LoRE | Red Flag Warning - Destructive Fires | Equipment / facility failure | Aggregated | 2036 | 9.6173e-08 | 347.2658 | 3.3397e-05 | 2036 | Mitigation | 0.95 | 45 | 0 | esc | 0.00097009 | 9.3296e-11 | 0.00097009 | 9.3296e-11
[120 empty] | 7.3.3.17.5 (Remote Grid) Updates to grid topology to minimize risk of ignition in HFTDs Remote GridWLDFREquipment / facility failureAggregated | WLDFR | HFTD - Distribution - Tier 2 - 5QU CoRE ¦ 4QU LoRE | Red Flag Warning - Destructive Fires | Equipment / facility failure | Aggregated | 2037 | 9.6173e-08 | 347.2658 | 3.3397e-05 | 2037 | Mitigation | 0.95 | 45 | 0 | esc | 0.00097009 | 9.3296e-11 | 0.00097009 | 9.3296e-11
[120 empty] | 7.3.3.17.5 (Remote Grid) Updates to grid topology to minimize risk of ignition in HFTDs Remote GridWLDFREquipment / facility failureAggregated | WLDFR | HFTD - Distribution - Tier 2 - 5QU CoRE ¦ 4QU LoRE | Red Flag Warning - Destructive Fires | Equipment / facility failure | Aggregated | 2038 | 9.6173e-08 | 347.2658 | 3.3397e-05 | 2038 | Mitigation | 0.95 | 45 | 0 | esc | 0.00097009 | 9.3296e-11 | 0.00097009 | 9.3296e-11
[120 empty] | 7.3.3.17.5 (Remote Grid) Updates to grid topology to minimize risk of ignition in HFTDs Remote GridWLDFREquipment / facility failureAggregated | WLDFR | HFTD - Distribution - Tier 2 - 5QU CoRE ¦ 4QU LoRE | Red Flag Warning - Destructive Fires | Equipment / facility failure | Aggregated | 2039 | 9.6173e-08 | 347.2658 | 3.3397e-05 | 2039 | Mitigation | 0.95 | 45 | 0 | esc | 0.00097009 | 9.3296e-11 | 0.00097009 | 9.3296e-11
[120 empty] | 7.3.3.17.5 (Remote Grid) Updates to grid topology to minimize risk of ignition in HFTDs Remote GridWLDFREquipment / facility failureAggregated | WLDFR | HFTD - Distribution - Tier 2 - 5QU CoRE ¦ 4QU LoRE | Red Flag Warning - Destructive Fires | Equipment / facility failure | Aggregated | 2040 | 9.6173e-08 | 347.2658 | 3.3397e-05 | 2040 | Mitigation | 0.95 | 45 | 0 | esc | 0.00097009 | 9.3296e-11 | 0.00097009 | 9.3296e-11
[120 empty] | 7.3.3.17.5 (Remote Grid) Updates to grid topology to minimize risk of ignition in HFTDs Remote GridWLDFREquipment / facility failureAggregated | WLDFR | HFTD - Distribution - Tier 2 - 5QU CoRE ¦ 4QU LoRE | Red Flag Warning - Destructive Fires | Equipment / facility failure | Aggregated | 2041 | 9.6173e-08 | 347.2658 | 3.3397e-05 | 2041 | Mitigation | 0.95 | 45 | 0 | esc | 0.00097009 | 9.3296e-11 | 0.00097009 | 9.3296e-11
[120 empty] | 7.3.3.17.5 (Remote Grid) Updates to grid topology to minimize risk of ignition in HFTDs Remote GridWLDFREquipment / facility failureAggregated | WLDFR | HFTD - Distribution - Tier 2 - 5QU CoRE ¦ 4QU LoRE | Red Flag Warning - Destructive Fires | Equipment / facility failure | Aggregated | 2042 | 9.6173e-08 | 347.2658 | 3.3397e-05 | 2042 | Mitigation | 0.95 | 45 | 0 | esc | 0.00097009 | 9.3296e-11 | 0.00097009 | 9.3296e-11
[120 empty] | 7.3.3.17.5 (Remote Grid) Updates to grid topology to minimize risk of ignition in HFTDs Remote GridWLDFREquipment / facility failureAggregated | WLDFR | HFTD - Distribution - Tier 2 - 5QU CoRE ¦ 4QU LoRE | Red Flag Warning - Destructive Fires | Equipment / facility failure | Aggregated | 2043 | 9.6173e-08 | 347.2658 | 3.3397e-05 | 2043 | Mitigation | 0.95 | 45 | 0 | esc | 0.00097009 | 9.3296e-11 | 0.00097009 | 9.3296e-11
[120 empty] | 7.3.3.17.5 (Remote Grid) Updates to grid topology to minimize risk of ignition in HFTDs Remote GridWLDFREquipment / facility failureAggregated | WLDFR | HFTD - Distribution - Tier 2 - 5QU CoRE ¦ 4QU LoRE | Red Flag Warning - Destructive Fires | Equipment / facility failure | Aggregated | 2044 | 9.6173e-08 | 347.2658 | 3.3397e-05 | 2044 | Mitigation | 0.95 | 45 | 0 | esc | 0.00097009 | 9.3296e-11 | 0.00097009 | 9.3296e-11
[120 empty] | 7.3.3.17.5 (Remote Grid) Updates to grid topology to minimize risk of ignition in HFTDs Remote GridWLDFREquipment / facility failureAggregated | WLDFR | HFTD - Distribution - Tier 2 - 5QU CoRE ¦ 4QU LoRE | Red Flag Warning - Destructive Fires | Equipment / facility failure | Aggregated | 2045 | 9.6173e-08 | 347.2658 | 3.3397e-05 | 2045 | Mitigation | 0.95 | 45 | 0 | esc | 0.00097009 | 9.3296e-11 | 0.00097009 | 9.3296e-11
[120 empty] | 7.3.3.17.5 (Remote Grid) Updates to grid topology to minimize risk of ignition in HFTDs Remote GridWLDFREquipment / facility failureAggregated | WLDFR | HFTD - Distribution - Tier 2 - 5QU CoRE ¦ 4QU LoRE | Red Flag Warning - Destructive Fires | Equipment / facility failure | Aggregated | 2046 | 9.6173e-08 | 347.2658 | 3.3397e-05 | 2046 | Mitigation | 0.95 | 45 | 0 | esc | 0.00097009 | 9.3296e-11 | 0.00097009 | 9.3296e-11
[120 empty] | 7.3.3.17.5 (Remote Grid) Updates to grid topology to minimize risk of ignition in HFTDs Remote GridWLDFREquipment / facility failureAggregated | WLDFR | HFTD - Distribution - Tier 2 - 5QU CoRE ¦ 4QU LoRE | Red Flag Warning - Destructive Fires | Equipment / facility failure | Aggregated | 2047 | 9.6173e-08 | 347.2658 | 3.3397e-05 | 2047 | Mitigation | 0.95 | 45 | 0 | esc | 0.00097009 | 9.3296e-11 | 0.00097009 | 9.3296e-11
[120 empty] | 7.3.3.17.5 (Remote Grid) Updates to grid topology to minimize risk of ignition in HFTDs Remote GridWLDFREquipment / facility failureAggregated | WLDFR | HFTD - Distribution - Tier 2 - 5QU CoRE ¦ 4QU LoRE | Red Flag Warning - Destructive Fires | Equipment / facility failure | Aggregated | 2048 | 9.6173e-08 | 347.2658 | 3.3397e-05 | 2048 | Mitigation | 0.95 | 45 | 0 | esc | 0.00097009 | 9.3296e-11 | 0.00097009 | 9.3296e-11
[120 empty] | 7.3.3.17.5 (Remote Grid) Updates to grid topology to minimize risk of ignition in HFTDs Remote GridWLDFREquipment / facility failureAggregated | WLDFR | HFTD - Distribution - Tier 2 - 5QU CoRE ¦ 4QU LoRE | Red Flag Warning - Destructive Fires | Equipment / facility failure | Aggregated | 2049 | 9.6173e-08 | 347.2658 | 3.3397e-05 | 2049 | Mitigation | 0.95 | 45 | 0 | esc | 0.00097009 | 9.3296e-11 | 0.00097009 | 9.3296e-11
[120 empty] | 7.3.3.17.5 (Remote Grid) Updates to grid topology to minimize risk of ignition in HFTDs Remote GridWLDFREquipment / facility failureAggregated | WLDFR | HFTD - Distribution - Tier 2 - 5QU CoRE ¦ 4QU LoRE | Red Flag Warning - Destructive Fires | Equipment / facility failure | Aggregated | 2050 | 9.6173e-08 | 347.2658 | 3.3397e-05 | 2050 | Mitigation | 0.95 | 45 | 0 | esc | 0.00097009 | 9.3296e-11 | 0.00097009 | 9.3296e-11
[120 empty] | 7.3.3.17.5 (Remote Grid) Updates to grid topology to minimize risk of ignition in HFTDs Remote GridWLDFREquipment / facility failureAggregated | WLDFR | HFTD - Distribution - Tier 2 - 5QU CoRE ¦ 4QU LoRE | Red Flag Warning - Destructive Fires | Equipment / facility failure | Aggregated | 2051 | 9.6173e-08 | 347.2658 | 3.3397e-05 | 2051 | Mitigation | 0.95 | 45 | 0 | esc | 0.00097009 | 9.3296e-11 | 0.00097009 | 9.3296e-11
[120 empty] | 7.3.3.17.5 (Remote Grid) Updates to grid topology to minimize risk of ignition in HFTDs Remote GridWLDFREquipment / facility failureAggregated | WLDFR | HFTD - Distribution - Tier 2 - 5QU CoRE ¦ 4QU LoRE | Red Flag Warning - Destructive Fires | Equipment / facility failure | Aggregated | 2052 | 9.6173e-08 | 347.2658 | 3.3397e-05 | 2052 | Mitigation | 0.95 | 45 | 0 | esc | 0.00097009 | 9.3296e-11 | 0.00097009 | 9.3296e-11
[120 empty] | 7.3.3.17.5 (Remote Grid) Updates to grid topology to minimize risk of ignition in HFTDs Remote GridWLDFREquipment / facility failureAggregated | WLDFR | HFTD - Distribution - Tier 2 - 5QU CoRE ¦ 4QU LoRE | Red Flag Warning - Destructive Fires | Equipment / facility failure | Aggregated | 2053 | 9.6173e-08 | 347.2658 | 3.3397e-05 | 2053 | Mitigation | 0.95 | 45 | 0 | esc | 0.00097009 | 9.3296e-11 | 0.00097009 | 9.3296e-11
[120 empty] | 7.3.3.17.5 (Remote Grid) Updates to grid topology to minimize risk of ignition in HFTDs Remote GridWLDFREquipment / facility failureAggregated | WLDFR | HFTD - Distribution - Tier 2 - 5QU CoRE ¦ 4QU LoRE | Red Flag Warning - Destructive Fires | Equipment / facility failure | Aggregated | 2054 | 9.6173e-08 | 347.2658 | 3.3397e-05 | 2054 | Mitigation | 0.95 | 45 | 0 | esc | 0.00097009 | 9.3296e-11 | 0.00097009 | 9.3296e-11
[120 empty] | 7.3.3.17.5 (Remote Grid) Updates to grid topology to minimize risk of ignition in HFTDs Remote GridWLDFREquipment / facility failureAggregated | WLDFR | HFTD - Distribution - Tier 2 - 5QU CoRE ¦ 4QU LoRE | Red Flag Warning - Destructive Fires | Equipment / facility failure | Aggregated | 2055 | 9.6173e-08 | 347.2658 | 3.3397e-05 | 2055 | Mitigation | 0.95 | 45 | 0 | esc | 0.00097009 | 9.3296e-11 | 0.00097009 | 9.3296e-11
[120 empty] | 7.3.3.17.5 (Remote Grid) Updates to grid topology to minimize risk of ignition in HFTDs Remote GridWLDFREquipment / facility failureAggregated | WLDFR | HFTD - Distribution - Tier 2 - 5QU CoRE ¦ 4QU LoRE | Red Flag Warning - Destructive Fires | Equipment / facility failure | Aggregated | 2056 | 9.6173e-08 | 347.2658 | 3.3397e-05 | 2056 | Mitigation | 0.95 | 45 | 0 | esc | 0.00097009 | 9.3296e-11 | 0.00097009 | 9.3296e-11
[120 empty] | 7.3.3.17.5 (Remote Grid) Updates to grid topology to minimize risk of ignition in HFTDs Remote GridWLDFREquipment / facility failureAggregated | WLDFR | HFTD - Distribution - Tier 2 - 5QU CoRE ¦ 4QU LoRE | Red Flag Warning - Destructive Fires | Equipment / facility failure | Aggregated | 2057 | 9.6173e-08 | 347.2658 | 3.3397e-05 | 2057 | Mitigation | 0.95 | 45 | 0 | esc | 0.00097009 | 9.3296e-11 | 0.00097009 | 9.3296e-11
[120 empty] | 7.3.3.17.5 (Remote Grid) Updates to grid topology to minimize risk of ignition in HFTDs Remote GridWLDFREquipment / facility failureAggregated | WLDFR | HFTD - Distribution - Tier 2 - 5QU CoRE ¦ 4QU LoRE | Red Flag Warning - Destructive Fires | Equipment / facility failure | Aggregated | 2058 | 9.6173e-08 | 347.2658 | 3.3397e-05 | 2058 | Mitigation | 0.95 | 45 | 0 | esc | 0.00097009 | 9.3296e-11 | 0.00097009 | 9.3296e-11
[120 empty] | 7.3.3.17.5 (Remote Grid) Updates to grid topology to minimize risk of ignition in HFTDs Remote GridWLDFREquipment / facility failureAggregated | WLDFR | HFTD - Distribution - Tier 2 - 5QU CoRE ¦ 4QU LoRE | Red Flag Warning - Destructive Fires | Equipment / facility failure | Aggregated | 2059 | 9.6173e-08 | 347.2658 | 3.3397e-05 | 2059 | Mitigation | 0.95 | 45 | 0 | esc | 0.00097009 | 9.3296e-11 | 0.00097009 | 9.3296e-11
[120 empty] | 7.3.3.17.5 (Remote Grid) Updates to grid topology to minimize risk of ignition in HFTDs Remote GridWLDFREquipment / facility failureAggregated | WLDFR | HFTD - Distribution - Tier 2 - 5QU CoRE ¦ 4QU LoRE | Red Flag Warning - Destructive Fires | Equipment / facility failure | Aggregated | 2060 | 9.6173e-08 | 347.2658 | 3.3397e-05 | 2060 | Mitigation | 0.95 | 45 | 0 | esc | 0.00097009 | 9.3296e-11 | 0.00097009 | 9.3296e-11
[120 empty] | 7.3.3.17.5 (Remote Grid) Updates to grid topology to minimize risk of ignition in HFTDs Remote GridWLDFREquipment / facility failureAggregated | WLDFR | HFTD - Distribution - Tier 2 - 5QU CoRE ¦ 4QU LoRE | Red Flag Warning - Destructive Fires | Equipment / facility failure | Aggregated | 2061 | 9.6173e-08 | 347.2658 | 3.3397e-05 | 2061 | Mitigation | 0.95 | 45 | 0 | esc | 0.00097009 | 9.3296e-11 | 0.00097009 | 9.3296e-11
[120 empty] | 7.3.3.17.5 (Remote Grid) Updates to grid topology to minimize risk of ignition in HFTDs Remote GridWLDFREquipment / facility failureAggregated | WLDFR | HFTD - Distribution - Tier 2 - 5QU CoRE ¦ 4QU LoRE | Red Flag Warning - Destructive Fires | Equipment / facility failure | Aggregated | 2062 | 9.6173e-08 | 347.2658 | 3.3397e-05 | 2062 | Mitigation | 0.95 | 45 | 0 | esc | 0.00097009 | 9.3296e-11 | 0.00097009 | 9.3296e-11
[120 empty] | 7.3.3.17.5 (Remote Grid) Updates to grid topology to minimize risk of ignition in HFTDs Remote GridWLDFREquipment / facility failureAggregated | WLDFR | HFTD - Distribution - Tier 2 - 5QU CoRE ¦ 4QU LoRE | Red Flag Warning - Destructive Fires | Equipment / facility failure | Aggregated | 2063 | 9.6173e-08 | 347.2658 | 3.3397e-05 | 2063 | Mitigation | 0.95 | 45 | 0 | esc | 0.00097009 | 9.3296e-11 | 0.00097009 | 9.3296e-11
[120 empty] | 7.3.3.17.5 (Remote Grid) Updates to grid topology to minimize risk of ignition in HFTDs Remote GridWLDFREquipment / facility failureAggregated | WLDFR | HFTD - Distribution - Tier 2 - 5QU CoRE ¦ 4QU LoRE | Red Flag Warning - Destructive Fires | Equipment / facility failure | Aggregated | 2064 | 9.6173e-08 | 347.2658 | 3.3397e-05 | 2064 | Mitigation | 0.95 | 45 | 0 | esc | 0.00097009 | 9.3296e-11 | 0.00097009 | 9.3296e-11
[120 empty] | 7.3.3.17.5 (Remote Grid) Updates to grid topology to minimize risk of ignition in HFTDs Remote GridWLDFREquipment / facility failureAggregated | WLDFR | HFTD - Distribution - Tier 2 - 5QU CoRE ¦ 4QU LoRE | Red Flag Warning - Destructive Fires | Equipment / facility failure | Aggregated | 2065 | 9.6173e-08 | 347.2658 | 3.3397e-05 | 2065 | Mitigation | 0.95 | 45 | 0 | esc | 0.00097009 | 9.3296e-11 | 0.00097009 | 9.3296e-11
[120 empty] | 7.3.3.17.5 (Remote Grid) Updates to grid topology to minimize risk of ignition in HFTDs Remote GridWLDFREquipment / facility failureAggregated | WLDFR | HFTD - Distribution - Tier 2 - 5QU CoRE ¦ 4QU LoRE | Red Flag Warning - Destructive Fires | Equipment / facility failure | Aggregated | 2066 | 9.6173e-08 | 347.2658 | 3.3397e-05 | 2066 | Mitigation | 0.95 | 45 | 0 | esc | 0.00097009 | 9.3296e-11 | 0.00097009 | 9.3296e-11
[120 empty] | 7.3.3.17.5 (Remote Grid) Updates to grid topology to minimize risk of ignition in HFTDs Remote GridWLDFREquipment / facility failureAggregated | WLDFR | HFTD - Distribution - Tier 2 - 5QU CoRE ¦ 4QU LoRE | Red Flag Warning - Destructive Fires | Equipment / facility failure | Aggregated | 2067 | 9.6173e-08 | 347.2658 | 3.3397e-05 | 2067 | Mitigation | 0.95 | 45 | 0 | esc | 0 | 0 | 0.00097009 | 9.3296e-11
[120 empty] | 7.3.3.17.5 (Remote Grid) Updates to grid topology to minimize risk of ignition in HFTDs Remote GridWLDFRVegetation ContactAggregated | WLDFR | HFTD - Distribution - Tier 2 - 5QU CoRE ¦ 4QU LoRE | Red Flag Warning - Destructive Fires | Vegetation Contact | Aggregated | 2022 | 1.2013e-07 | 347.2658 | 4.1718e-05 | 2022 | Mitigation | 0.95 | 45 | 0 | esc | 0.00097009 | 1.1654e-10 | 0 | 0
[120 empty] | 7.3.3.17.5 (Remote Grid) Updates to grid topology to minimize risk of ignition in HFTDs Remote GridWLDFRVegetation ContactAggregated | WLDFR | HFTD - Distribution - Tier 2 - 5QU CoRE ¦ 4QU LoRE | Red Flag Warning - Destructive Fires | Vegetation Contact | Aggregated | 2023 | 1.2013e-07 | 347.2658 | 4.1718e-05 | 2023 | Mitigation | 0.95 | 45 | 0 | esc | 0.00097009 | 1.1654e-10 | 0.00097009 | 1.1654e-10
[120 empty] | 7.3.3.17.5 (Remote Grid) Updates to grid topology to minimize risk of ignition in HFTDs Remote GridWLDFRVegetation ContactAggregated | WLDFR | HFTD - Distribution - Tier 2 - 5QU CoRE ¦ 4QU LoRE | Red Flag Warning - Destructive Fires | Vegetation Contact | Aggregated | 2024 | 1.2013e-07 | 347.2658 | 4.1718e-05 | 2024 | Mitigation | 0.95 | 45 | 0 | esc | 0.00097009 | 1.1654e-10 | 0.00097009 | 1.1654e-10
[120 empty] | 7.3.3.17.5 (Remote Grid) Updates to grid topology to minimize risk of ignition in HFTDs Remote GridWLDFRVegetation ContactAggregated | WLDFR | HFTD - Distribution - Tier 2 - 5QU CoRE ¦ 4QU LoRE | Red Flag Warning - Destructive Fires | Vegetation Contact | Aggregated | 2025 | 1.2013e-07 | 347.2658 | 4.1718e-05 | 2025 | Mitigation | 0.95 | 45 | 0 | esc | 0.00097009 | 1.1654e-10 | 0.00097009 | 1.1654e-10
[120 empty] | 7.3.3.17.5 (Remote Grid) Updates to grid topology to minimize risk of ignition in HFTDs Remote GridWLDFRVegetation ContactAggregated | WLDFR | HFTD - Distribution - Tier 2 - 5QU CoRE ¦ 4QU LoRE | Red Flag Warning - Destructive Fires | Vegetation Contact | Aggregated | 2026 | 1.2013e-07 | 347.2658 | 4.1718e-05 | 2026 | Mitigation | 0.95 | 45 | 0 | esc | 0.00097009 | 1.1654e-10 | 0.00097009 | 1.1654e-10
[120 empty] | 7.3.3.17.5 (Remote Grid) Updates to grid topology to minimize risk of ignition in HFTDs Remote GridWLDFRVegetation ContactAggregated | WLDFR | HFTD - Distribution - Tier 2 - 5QU CoRE ¦ 4QU LoRE | Red Flag Warning - Destructive Fires | Vegetation Contact | Aggregated | 2027 | 1.2013e-07 | 347.2658 | 4.1718e-05 | 2027 | Mitigation | 0.95 | 45 | 0 | esc | 0.00097009 | 1.1654e-10 | 0.00097009 | 1.1654e-10
[120 empty] | 7.3.3.17.5 (Remote Grid) Updates to grid topology to minimize risk of ignition in HFTDs Remote GridWLDFRVegetation ContactAggregated | WLDFR | HFTD - Distribution - Tier 2 - 5QU CoRE ¦ 4QU LoRE | Red Flag Warning - Destructive Fires | Vegetation Contact | Aggregated | 2028 | 1.2013e-07 | 347.2658 | 4.1718e-05 | 2028 | Mitigation | 0.95 | 45 | 0 | esc | 0.00097009 | 1.1654e-10 | 0.00097009 | 1.1654e-10
[120 empty] | 7.3.3.17.5 (Remote Grid) Updates to grid topology to minimize risk of ignition in HFTDs Remote GridWLDFRVegetation ContactAggregated | WLDFR | HFTD - Distribution - Tier 2 - 5QU CoRE ¦ 4QU LoRE | Red Flag Warning - Destructive Fires | Vegetation Contact | Aggregated | 2029 | 1.2013e-07 | 347.2658 | 4.1718e-05 | 2029 | Mitigation | 0.95 | 45 | 0 | esc | 0.00097009 | 1.1654e-10 | 0.00097009 | 1.1654e-10
[120 empty] | 7.3.3.17.5 (Remote Grid) Updates to grid topology to minimize risk of ignition in HFTDs Remote GridWLDFRVegetation ContactAggregated | WLDFR | HFTD - Distribution - Tier 2 - 5QU CoRE ¦ 4QU LoRE | Red Flag Warning - Destructive Fires | Vegetation Contact | Aggregated | 2030 | 1.2013e-07 | 347.2658 | 4.1718e-05 | 2030 | Mitigation | 0.95 | 45 | 0 | esc | 0.00097009 | 1.1654e-10 | 0.00097009 | 1.1654e-10
[120 empty] | 7.3.3.17.5 (Remote Grid) Updates to grid topology to minimize risk of ignition in HFTDs Remote GridWLDFRVegetation ContactAggregated | WLDFR | HFTD - Distribution - Tier 2 - 5QU CoRE ¦ 4QU LoRE | Red Flag Warning - Destructive Fires | Vegetation Contact | Aggregated | 2031 | 1.2013e-07 | 347.2658 | 4.1718e-05 | 2031 | Mitigation | 0.95 | 45 | 0 | esc | 0.00097009 | 1.1654e-10 | 0.00097009 | 1.1654e-10
[120 empty] | 7.3.3.17.5 (Remote Grid) Updates to grid topology to minimize risk of ignition in HFTDs Remote GridWLDFRVegetation ContactAggregated | WLDFR | HFTD - Distribution - Tier 2 - 5QU CoRE ¦ 4QU LoRE | Red Flag Warning - Destructive Fires | Vegetation Contact | Aggregated | 2032 | 1.2013e-07 | 347.2658 | 4.1718e-05 | 2032 | Mitigation | 0.95 | 45 | 0 | esc | 0.00097009 | 1.1654e-10 | 0.00097009 | 1.1654e-10
[120 empty] | 7.3.3.17.5 (Remote Grid) Updates to grid topology to minimize risk of ignition in HFTDs Remote GridWLDFRVegetation ContactAggregated | WLDFR | HFTD - Distribution - Tier 2 - 5QU CoRE ¦ 4QU LoRE | Red Flag Warning - Destructive Fires | Vegetation Contact | Aggregated | 2033 | 1.2013e-07 | 347.2658 | 4.1718e-05 | 2033 | Mitigation | 0.95 | 45 | 0 | esc | 0.00097009 | 1.1654e-10 | 0.00097009 | 1.1654e-10
[120 empty] | 7.3.3.17.5 (Remote Grid) Updates to grid topology to minimize risk of ignition in HFTDs Remote GridWLDFRVegetation ContactAggregated | WLDFR | HFTD - Distribution - Tier 2 - 5QU CoRE ¦ 4QU LoRE | Red Flag Warning - Destructive Fires | Vegetation Contact | Aggregated | 2034 | 1.2013e-07 | 347.2658 | 4.1718e-05 | 2034 | Mitigation | 0.95 | 45 | 0 | esc | 0.00097009 | 1.1654e-10 | 0.00097009 | 1.1654e-10
[120 empty] | 7.3.3.17.5 (Remote Grid) Updates to grid topology to minimize risk of ignition in HFTDs Remote GridWLDFRVegetation ContactAggregated | WLDFR | HFTD - Distribution - Tier 2 - 5QU CoRE ¦ 4QU LoRE | Red Flag Warning - Destructive Fires | Vegetation Contact | Aggregated | 2035 | 1.2013e-07 | 347.2658 | 4.1718e-05 | 2035 | Mitigation | 0.95 | 45 | 0 | esc | 0.00097009 | 1.1654e-10 | 0.00097009 | 1.1654e-10
[120 empty] | 7.3.3.17.5 (Remote Grid) Updates to grid topology to minimize risk of ignition in HFTDs Remote GridWLDFRVegetation ContactAggregated | WLDFR | HFTD - Distribution - Tier 2 - 5QU CoRE ¦ 4QU LoRE | Red Flag Warning - Destructive Fires | Vegetation Contact | Aggregated | 2036 | 1.2013e-07 | 347.2658 | 4.1718e-05 | 2036 | Mitigation | 0.95 | 45 | 0 | esc | 0.00097009 | 1.1654e-10 | 0.00097009 | 1.1654e-10
[120 empty] | 7.3.3.17.5 (Remote Grid) Updates to grid topology to minimize risk of ignition in HFTDs Remote GridWLDFRVegetation ContactAggregated | WLDFR | HFTD - Distribution - Tier 2 - 5QU CoRE ¦ 4QU LoRE | Red Flag Warning - Destructive Fires | Vegetation Contact | Aggregated | 2037 | 1.2013e-07 | 347.2658 | 4.1718e-05 | 2037 | Mitigation | 0.95 | 45 | 0 | esc | 0.00097009 | 1.1654e-10 | 0.00097009 | 1.1654e-10
[120 empty] | 7.3.3.17.5 (Remote Grid) Updates to grid topology to minimize risk of ignition in HFTDs Remote GridWLDFRVegetation ContactAggregated | WLDFR | HFTD - Distribution - Tier 2 - 5QU CoRE ¦ 4QU LoRE | Red Flag Warning - Destructive Fires | Vegetation Contact | Aggregated | 2038 | 1.2013e-07 | 347.2658 | 4.1718e-05 | 2038 | Mitigation | 0.95 | 45 | 0 | esc | 0.00097009 | 1.1654e-10 | 0.00097009 | 1.1654e-10
[120 empty] | 7.3.3.17.5 (Remote Grid) Updates to grid topology to minimize risk of ignition in HFTDs Remote GridWLDFRVegetation ContactAggregated | WLDFR | HFTD - Distribution - Tier 2 - 5QU CoRE ¦ 4QU LoRE | Red Flag Warning - Destructive Fires | Vegetation Contact | Aggregated | 2039 | 1.2013e-07 | 347.2658 | 4.1718e-05 | 2039 | Mitigation | 0.95 | 45 | 0 | esc | 0.00097009 | 1.1654e-10 | 0.00097009 | 1.1654e-10
[120 empty] | 7.3.3.17.5 (Remote Grid) Updates to grid topology to minimize risk of ignition in HFTDs Remote GridWLDFRVegetation ContactAggregated | WLDFR | HFTD - Distribution - Tier 2 - 5QU CoRE ¦ 4QU LoRE | Red Flag Warning - Destructive Fires | Vegetation Contact | Aggregated | 2040 | 1.2013e-07 | 347.2658 | 4.1718e-05 | 2040 | Mitigation | 0.95 | 45 | 0 | esc | 0.00097009 | 1.1654e-10 | 0.00097009 | 1.1654e-10
[120 empty] | 7.3.3.17.5 (Remote Grid) Updates to grid topology to minimize risk of ignition in HFTDs Remote GridWLDFRVegetation ContactAggregated | WLDFR | HFTD - Distribution - Tier 2 - 5QU CoRE ¦ 4QU LoRE | Red Flag Warning - Destructive Fires | Vegetation Contact | Aggregated | 2041 | 1.2013e-07 | 347.2658 | 4.1718e-05 | 2041 | Mitigation | 0.95 | 45 | 0 | esc | 0.00097009 | 1.1654e-10 | 0.00097009 | 1.1654e-10
[120 empty] | 7.3.3.17.5 (Remote Grid) Updates to grid topology to minimize risk of ignition in HFTDs Remote GridWLDFRVegetation ContactAggregated | WLDFR | HFTD - Distribution - Tier 2 - 5QU CoRE ¦ 4QU LoRE | Red Flag Warning - Destructive Fires | Vegetation Contact | Aggregated | 2042 | 1.2013e-07 | 347.2658 | 4.1718e-05 | 2042 | Mitigation | 0.95 | 45 | 0 | esc | 0.00097009 | 1.1654e-10 | 0.00097009 | 1.1654e-10
[120 empty] | 7.3.3.17.5 (Remote Grid) Updates to grid topology to minimize risk of ignition in HFTDs Remote GridWLDFRVegetation ContactAggregated | WLDFR | HFTD - Distribution - Tier 2 - 5QU CoRE ¦ 4QU LoRE | Red Flag Warning - Destructive Fires | Vegetation Contact | Aggregated | 2043 | 1.2013e-07 | 347.2658 | 4.1718e-05 | 2043 | Mitigation | 0.95 | 45 | 0 | esc | 0.00097009 | 1.1654e-10 | 0.00097009 | 1.1654e-10
[120 empty] | 7.3.3.17.5 (Remote Grid) Updates to grid topology to minimize risk of ignition in HFTDs Remote GridWLDFRVegetation ContactAggregated | WLDFR | HFTD - Distribution - Tier 2 - 5QU CoRE ¦ 4QU LoRE | Red Flag Warning - Destructive Fires | Vegetation Contact | Aggregated | 2044 | 1.2013e-07 | 347.2658 | 4.1718e-05 | 2044 | Mitigation | 0.95 | 45 | 0 | esc | 0.00097009 | 1.1654e-10 | 0.00097009 | 1.1654e-10
[120 empty] | 7.3.3.17.5 (Remote Grid) Updates to grid topology to minimize risk of ignition in HFTDs Remote GridWLDFRVegetation ContactAggregated | WLDFR | HFTD - Distribution - Tier 2 - 5QU CoRE ¦ 4QU LoRE | Red Flag Warning - Destructive Fires | Vegetation Contact | Aggregated | 2045 | 1.2013e-07 | 347.2658 | 4.1718e-05 | 2045 | Mitigation | 0.95 | 45 | 0 | esc | 0.00097009 | 1.1654e-10 | 0.00097009 | 1.1654e-10
[120 empty] | 7.3.3.17.5 (Remote Grid) Updates to grid topology to minimize risk of ignition in HFTDs Remote GridWLDFRVegetation ContactAggregated | WLDFR | HFTD - Distribution - Tier 2 - 5QU CoRE ¦ 4QU LoRE | Red Flag Warning - Destructive Fires | Vegetation Contact | Aggregated | 2046 | 1.2013e-07 | 347.2658 | 4.1718e-05 | 2046 | Mitigation | 0.95 | 45 | 0 | esc | 0.00097009 | 1.1654e-10 | 0.00097009 | 1.1654e-10
[120 empty] | 7.3.3.17.5 (Remote Grid) Updates to grid topology to minimize risk of ignition in HFTDs Remote GridWLDFRVegetation ContactAggregated | WLDFR | HFTD - Distribution - Tier 2 - 5QU CoRE ¦ 4QU LoRE | Red Flag Warning - Destructive Fires | Vegetation Contact | Aggregated | 2047 | 1.2013e-07 | 347.2658 | 4.1718e-05 | 2047 | Mitigation | 0.95 | 45 | 0 | esc | 0.00097009 | 1.1654e-10 | 0.00097009 | 1.1654e-10
[120 empty] | 7.3.3.17.5 (Remote Grid) Updates to grid topology to minimize risk of ignition in HFTDs Remote GridWLDFRVegetation ContactAggregated | WLDFR | HFTD - Distribution - Tier 2 - 5QU CoRE ¦ 4QU LoRE | Red Flag Warning - Destructive Fires | Vegetation Contact | Aggregated | 2048 | 1.2013e-07 | 347.2658 | 4.1718e-05 | 2048 | Mitigation | 0.95 | 45 | 0 | esc | 0.00097009 | 1.1654e-10 | 0.00097009 | 1.1654e-10
[120 empty] | 7.3.3.17.5 (Remote Grid) Updates to grid topology to minimize risk of ignition in HFTDs Remote GridWLDFRVegetation ContactAggregated | WLDFR | HFTD - Distribution - Tier 2 - 5QU CoRE ¦ 4QU LoRE | Red Flag Warning - Destructive Fires | Vegetation Contact | Aggregated | 2049 | 1.2013e-07 | 347.2658 | 4.1718e-05 | 2049 | Mitigation | 0.95 | 45 | 0 | esc | 0.00097009 | 1.1654e-10 | 0.00097009 | 1.1654e-10
[120 empty] | 7.3.3.17.5 (Remote Grid) Updates to grid topology to minimize risk of ignition in HFTDs Remote GridWLDFRVegetation ContactAggregated | WLDFR | HFTD - Distribution - Tier 2 - 5QU CoRE ¦ 4QU LoRE | Red Flag Warning - Destructive Fires | Vegetation Contact | Aggregated | 2050 | 1.2013e-07 | 347.2658 | 4.1718e-05 | 2050 | Mitigation | 0.95 | 45 | 0 | esc | 0.00097009 | 1.1654e-10 | 0.00097009 | 1.1654e-10
[120 empty] | 7.3.3.17.5 (Remote Grid) Updates to grid topology to minimize risk of ignition in HFTDs Remote GridWLDFRVegetation ContactAggregated | WLDFR | HFTD - Distribution - Tier 2 - 5QU CoRE ¦ 4QU LoRE | Red Flag Warning - Destructive Fires | Vegetation Contact | Aggregated | 2051 | 1.2013e-07 | 347.2658 | 4.1718e-05 | 2051 | Mitigation | 0.95 | 45 | 0 | esc | 0.00097009 | 1.1654e-10 | 0.00097009 | 1.1654e-10
[120 empty] | 7.3.3.17.5 (Remote Grid) Updates to grid topology to minimize risk of ignition in HFTDs Remote GridWLDFRVegetation ContactAggregated | WLDFR | HFTD - Distribution - Tier 2 - 5QU CoRE ¦ 4QU LoRE | Red Flag Warning - Destructive Fires | Vegetation Contact | Aggregated | 2052 | 1.2013e-07 | 347.2658 | 4.1718e-05 | 2052 | Mitigation | 0.95 | 45 | 0 | esc | 0.00097009 | 1.1654e-10 | 0.00097009 | 1.1654e-10
[120 empty] | 7.3.3.17.5 (Remote Grid) Updates to grid topology to minimize risk of ignition in HFTDs Remote GridWLDFRVegetation ContactAggregated | WLDFR | HFTD - Distribution - Tier 2 - 5QU CoRE ¦ 4QU LoRE | Red Flag Warning - Destructive Fires | Vegetation Contact | Aggregated | 2053 | 1.2013e-07 | 347.2658 | 4.1718e-05 | 2053 | Mitigation | 0.95 | 45 | 0 | esc | 0.00097009 | 1.1654e-10 | 0.00097009 | 1.1654e-10
[120 empty] | 7.3.3.17.5 (Remote Grid) Updates to grid topology to minimize risk of ignition in HFTDs Remote GridWLDFRVegetation ContactAggregated | WLDFR | HFTD - Distribution - Tier 2 - 5QU CoRE ¦ 4QU LoRE | Red Flag Warning - Destructive Fires | Vegetation Contact | Aggregated | 2054 | 1.2013e-07 | 347.2658 | 4.1718e-05 | 2054 | Mitigation | 0.95 | 45 | 0 | esc | 0.00097009 | 1.1654e-10 | 0.00097009 | 1.1654e-10
[120 empty] | 7.3.3.17.5 (Remote Grid) Updates to grid topology to minimize risk of ignition in HFTDs Remote GridWLDFRVegetation ContactAggregated | WLDFR | HFTD - Distribution - Tier 2 - 5QU CoRE ¦ 4QU LoRE | Red Flag Warning - Destructive Fires | Vegetation Contact | Aggregated | 2055 | 1.2013e-07 | 347.2658 | 4.1718e-05 | 2055 | Mitigation | 0.95 | 45 | 0 | esc | 0.00097009 | 1.1654e-10 | 0.00097009 | 1.1654e-10
[120 empty] | 7.3.3.17.5 (Remote Grid) Updates to grid topology to minimize risk of ignition in HFTDs Remote GridWLDFRVegetation ContactAggregated | WLDFR | HFTD - Distribution - Tier 2 - 5QU CoRE ¦ 4QU LoRE | Red Flag Warning - Destructive Fires | Vegetation Contact | Aggregated | 2056 | 1.2013e-07 | 347.2658 | 4.1718e-05 | 2056 | Mitigation | 0.95 | 45 | 0 | esc | 0.00097009 | 1.1654e-10 | 0.00097009 | 1.1654e-10
[120 empty] | 7.3.3.17.5 (Remote Grid) Updates to grid topology to minimize risk of ignition in HFTDs Remote GridWLDFRVegetation ContactAggregated | WLDFR | HFTD - Distribution - Tier 2 - 5QU CoRE ¦ 4QU LoRE | Red Flag Warning - Destructive Fires | Vegetation Contact | Aggregated | 2057 | 1.2013e-07 | 347.2658 | 4.1718e-05 | 2057 | Mitigation | 0.95 | 45 | 0 | esc | 0.00097009 | 1.1654e-10 | 0.00097009 | 1.1654e-10
[120 empty] | 7.3.3.17.5 (Remote Grid) Updates to grid topology to minimize risk of ignition in HFTDs Remote GridWLDFRVegetation ContactAggregated | WLDFR | HFTD - Distribution - Tier 2 - 5QU CoRE ¦ 4QU LoRE | Red Flag Warning - Destructive Fires | Vegetation Contact | Aggregated | 2058 | 1.2013e-07 | 347.2658 | 4.1718e-05 | 2058 | Mitigation | 0.95 | 45 | 0 | esc | 0.00097009 | 1.1654e-10 | 0.00097009 | 1.1654e-10
[120 empty] | 7.3.3.17.5 (Remote Grid) Updates to grid topology to minimize risk of ignition in HFTDs Remote GridWLDFRVegetation ContactAggregated | WLDFR | HFTD - Distribution - Tier 2 - 5QU CoRE ¦ 4QU LoRE | Red Flag Warning - Destructive Fires | Vegetation Contact | Aggregated | 2059 | 1.2013e-07 | 347.2658 | 4.1718e-05 | 2059 | Mitigation | 0.95 | 45 | 0 | esc | 0.00097009 | 1.1654e-10 | 0.00097009 | 1.1654e-10
[120 empty] | 7.3.3.17.5 (Remote Grid) Updates to grid topology to minimize risk of ignition in HFTDs Remote GridWLDFRVegetation ContactAggregated | WLDFR | HFTD - Distribution - Tier 2 - 5QU CoRE ¦ 4QU LoRE | Red Flag Warning - Destructive Fires | Vegetation Contact | Aggregated | 2060 | 1.2013e-07 | 347.2658 | 4.1718e-05 | 2060 | Mitigation | 0.95 | 45 | 0 | esc | 0.00097009 | 1.1654e-10 | 0.00097009 | 1.1654e-10
[120 empty] | 7.3.3.17.5 (Remote Grid) Updates to grid topology to minimize risk of ignition in HFTDs Remote GridWLDFRVegetation ContactAggregated | WLDFR | HFTD - Distribution - Tier 2 - 5QU CoRE ¦ 4QU LoRE | Red Flag Warning - Destructive Fires | Vegetation Contact | Aggregated | 2061 | 1.2013e-07 | 347.2658 | 4.1718e-05 | 2061 | Mitigation | 0.95 | 45 | 0 | esc | 0.00097009 | 1.1654e-10 | 0.00097009 | 1.1654e-10
[120 empty] | 7.3.3.17.5 (Remote Grid) Updates to grid topology to minimize risk of ignition in HFTDs Remote GridWLDFRVegetation ContactAggregated | WLDFR | HFTD - Distribution - Tier 2 - 5QU CoRE ¦ 4QU LoRE | Red Flag Warning - Destructive Fires | Vegetation Contact | Aggregated | 2062 | 1.2013e-07 | 347.2658 | 4.1718e-05 | 2062 | Mitigation | 0.95 | 45 | 0 | esc | 0.00097009 | 1.1654e-10 | 0.00097009 | 1.1654e-10
[120 empty] | 7.3.3.17.5 (Remote Grid) Updates to grid topology to minimize risk of ignition in HFTDs Remote GridWLDFRVegetation ContactAggregated | WLDFR | HFTD - Distribution - Tier 2 - 5QU CoRE ¦ 4QU LoRE | Red Flag Warning - Destructive Fires | Vegetation Contact | Aggregated | 2063 | 1.2013e-07 | 347.2658 | 4.1718e-05 | 2063 | Mitigation | 0.95 | 45 | 0 | esc | 0.00097009 | 1.1654e-10 | 0.00097009 | 1.1654e-10
[120 empty] | 7.3.3.17.5 (Remote Grid) Updates to grid topology to minimize risk of ignition in HFTDs Remote GridWLDFRVegetation ContactAggregated | WLDFR | HFTD - Distribution - Tier 2 - 5QU CoRE ¦ 4QU LoRE | Red Flag Warning - Destructive Fires | Vegetation Contact | Aggregated | 2064 | 1.2013e-07 | 347.2658 | 4.1718e-05 | 2064 | Mitigation | 0.95 | 45 | 0 | esc | 0.00097009 | 1.1654e-10 | 0.00097009 | 1.1654e-10
[120 empty] | 7.3.3.17.5 (Remote Grid) Updates to grid topology to minimize risk of ignition in HFTDs Remote GridWLDFRVegetation ContactAggregated | WLDFR | HFTD - Distribution - Tier 2 - 5QU CoRE ¦ 4QU LoRE | Red Flag Warning - Destructive Fires | Vegetation Contact | Aggregated | 2065 | 1.2013e-07 | 347.2658 | 4.1718e-05 | 2065 | Mitigation | 0.95 | 45 | 0 | esc | 0.00097009 | 1.1654e-10 | 0.00097009 | 1.1654e-10
[120 empty] | 7.3.3.17.5 (Remote Grid) Updates to grid topology to minimize risk of ignition in HFTDs Remote GridWLDFRVegetation ContactAggregated | WLDFR | HFTD - Distribution - Tier 2 - 5QU CoRE ¦ 4QU LoRE | Red Flag Warning - Destructive Fires | Vegetation Contact | Aggregated | 2066 | 1.2013e-07 | 347.2658 | 4.1718e-05 | 2066 | Mitigation | 0.95 | 45 | 0 | esc | 0.00097009 | 1.1654e-10 | 0.00097009 | 1.1654e-10
[120 empty] | 7.3.3.17.5 (Remote Grid) Updates to grid topology to minimize risk of ignition in HFTDs Remote GridWLDFRVegetation ContactAggregated | WLDFR | HFTD - Distribution - Tier 2 - 5QU CoRE ¦ 4QU LoRE | Red Flag Warning - Destructive Fires | Vegetation Contact | Aggregated | 2067 | 1.2013e-07 | 347.2658 | 4.1718e-05 | 2067 | Mitigation | 0.95 | 45 | 0 | esc | 0 | 0 | 0.00097009 | 1.1654e-10
[120 empty] | 7.3.3.17.5 (Remote Grid) Updates to grid topology to minimize risk of ignition in HFTDs Remote GridWLDFREquipment / facility failureAggregated | WLDFR | HFTD - Distribution - Tier 2 - 5QU CoRE ¦ 4QU LoRE | Red Flag Warning - Large Fires | Equipment / facility failure | Aggregated | 2022 | 8.6781e-06 | 347.2658 | 0.0030136 | 2022 | Mitigation | 0.95 | 45 | 0 | esc | 0.00097009 | 8.4185e-09 | 0 | 0
[120 empty] | 7.3.3.17.5 (Remote Grid) Updates to grid topology to minimize risk of ignition in HFTDs Remote GridWLDFREquipment / facility failureAggregated | WLDFR | HFTD - Distribution - Tier 2 - 5QU CoRE ¦ 4QU LoRE | Red Flag Warning - Large Fires | Equipment / facility failure | Aggregated | 2023 | 8.6781e-06 | 347.2658 | 0.0030136 | 2023 | Mitigation | 0.95 | 45 | 0 | esc | 0.00097009 | 8.4185e-09 | 0.00097009 | 8.4185e-09
[120 empty] | 7.3.3.17.5 (Remote Grid) Updates to grid topology to minimize risk of ignition in HFTDs Remote GridWLDFREquipment / facility failureAggregated | WLDFR | HFTD - Distribution - Tier 2 - 5QU CoRE ¦ 4QU LoRE | Red Flag Warning - Large Fires | Equipment / facility failure | Aggregated | 2024 | 8.6781e-06 | 347.2658 | 0.0030136 | 2024 | Mitigation | 0.95 | 45 | 0 | esc | 0.00097009 | 8.4185e-09 | 0.00097009 | 8.4185e-09
[120 empty] | 7.3.3.17.5 (Remote Grid) Updates to grid topology to minimize risk of ignition in HFTDs Remote GridWLDFREquipment / facility failureAggregated | WLDFR | HFTD - Distribution - Tier 2 - 5QU CoRE ¦ 4QU LoRE | Red Flag Warning - Large Fires | Equipment / facility failure | Aggregated | 2025 | 8.6781e-06 | 347.2658 | 0.0030136 | 2025 | Mitigation | 0.95 | 45 | 0 | esc | 0.00097009 | 8.4185e-09 | 0.00097009 | 8.4185e-09
[120 empty] | 7.3.3.17.5 (Remote Grid) Updates to grid topology to minimize risk of ignition in HFTDs Remote GridWLDFREquipment / facility failureAggregated | WLDFR | HFTD - Distribution - Tier 2 - 5QU CoRE ¦ 4QU LoRE | Red Flag Warning - Large Fires | Equipment / facility failure | Aggregated | 2026 | 8.6781e-06 | 347.2658 | 0.0030136 | 2026 | Mitigation | 0.95 | 45 | 0 | esc | 0.00097009 | 8.4185e-09 | 0.00097009 | 8.4185e-09
[120 empty] | 7.3.3.17.5 (Remote Grid) Updates to grid topology to minimize risk of ignition in HFTDs Remote GridWLDFREquipment / facility failureAggregated | WLDFR | HFTD - Distribution - Tier 2 - 5QU CoRE ¦ 4QU LoRE | Red Flag Warning - Large Fires | Equipment / facility failure | Aggregated | 2027 | 8.6781e-06 | 347.2658 | 0.0030136 | 2027 | Mitigation | 0.95 | 45 | 0 | esc | 0.00097009 | 8.4185e-09 | 0.00097009 | 8.4185e-09
[120 empty] | 7.3.3.17.5 (Remote Grid) Updates to grid topology to minimize risk of ignition in HFTDs Remote GridWLDFREquipment / facility failureAggregated | WLDFR | HFTD - Distribution - Tier 2 - 5QU CoRE ¦ 4QU LoRE | Red Flag Warning - Large Fires | Equipment / facility failure | Aggregated | 2028 | 8.6781e-06 | 347.2658 | 0.0030136 | 2028 | Mitigation | 0.95 | 45 | 0 | esc | 0.00097009 | 8.4185e-09 | 0.00097009 | 8.4185e-09
[120 empty] | 7.3.3.17.5 (Remote Grid) Updates to grid topology to minimize risk of ignition in HFTDs Remote GridWLDFREquipment / facility failureAggregated | WLDFR | HFTD - Distribution - Tier 2 - 5QU CoRE ¦ 4QU LoRE | Red Flag Warning - Large Fires | Equipment / facility failure | Aggregated | 2029 | 8.6781e-06 | 347.2658 | 0.0030136 | 2029 | Mitigation | 0.95 | 45 | 0 | esc | 0.00097009 | 8.4185e-09 | 0.00097009 | 8.4185e-09
[120 empty] | 7.3.3.17.5 (Remote Grid) Updates to grid topology to minimize risk of ignition in HFTDs Remote GridWLDFREquipment / facility failureAggregated | WLDFR | HFTD - Distribution - Tier 2 - 5QU CoRE ¦ 4QU LoRE | Red Flag Warning - Large Fires | Equipment / facility failure | Aggregated | 2030 | 8.6781e-06 | 347.2658 | 0.0030136 | 2030 | Mitigation | 0.95 | 45 | 0 | esc | 0.00097009 | 8.4185e-09 | 0.00097009 | 8.4185e-09
[120 empty] | 7.3.3.17.5 (Remote Grid) Updates to grid topology to minimize risk of ignition in HFTDs Remote GridWLDFREquipment / facility failureAggregated | WLDFR | HFTD - Distribution - Tier 2 - 5QU CoRE ¦ 4QU LoRE | Red Flag Warning - Large Fires | Equipment / facility failure | Aggregated | 2031 | 8.6781e-06 | 347.2658 | 0.0030136 | 2031 | Mitigation | 0.95 | 45 | 0 | esc | 0.00097009 | 8.4185e-09 | 0.00097009 | 8.4185e-09
[120 empty] | 7.3.3.17.5 (Remote Grid) Updates to grid topology to minimize risk of ignition in HFTDs Remote GridWLDFREquipment / facility failureAggregated | WLDFR | HFTD - Distribution - Tier 2 - 5QU CoRE ¦ 4QU LoRE | Red Flag Warning - Large Fires | Equipment / facility failure | Aggregated | 2032 | 8.6781e-06 | 347.2658 | 0.0030136 | 2032 | Mitigation | 0.95 | 45 | 0 | esc | 0.00097009 | 8.4185e-09 | 0.00097009 | 8.4185e-09
[120 empty] | 7.3.3.17.5 (Remote Grid) Updates to grid topology to minimize risk of ignition in HFTDs Remote GridWLDFREquipment / facility failureAggregated | WLDFR | HFTD - Distribution - Tier 2 - 5QU CoRE ¦ 4QU LoRE | Red Flag Warning - Large Fires | Equipment / facility failure | Aggregated | 2033 | 8.6781e-06 | 347.2658 | 0.0030136 | 2033 | Mitigation | 0.95 | 45 | 0 | esc | 0.00097009 | 8.4185e-09 | 0.00097009 | 8.4185e-09
[120 empty] | 7.3.3.17.5 (Remote Grid) Updates to grid topology to minimize risk of ignition in HFTDs Remote GridWLDFREquipment / facility failureAggregated | WLDFR | HFTD - Distribution - Tier 2 - 5QU CoRE ¦ 4QU LoRE | Red Flag Warning - Large Fires | Equipment / facility failure | Aggregated | 2034 | 8.6781e-06 | 347.2658 | 0.0030136 | 2034 | Mitigation | 0.95 | 45 | 0 | esc | 0.00097009 | 8.4185e-09 | 0.00097009 | 8.4185e-09
[120 empty] | 7.3.3.17.5 (Remote Grid) Updates to grid topology to minimize risk of ignition in HFTDs Remote GridWLDFREquipment / facility failureAggregated | WLDFR | HFTD - Distribution - Tier 2 - 5QU CoRE ¦ 4QU LoRE | Red Flag Warning - Large Fires | Equipment / facility failure | Aggregated | 2035 | 8.6781e-06 | 347.2658 | 0.0030136 | 2035 | Mitigation | 0.95 | 45 | 0 | esc | 0.00097009 | 8.4185e-09 | 0.00097009 | 8.4185e-09
[120 empty] | 7.3.3.17.5 (Remote Grid) Updates to grid topology to minimize risk of ignition in HFTDs Remote GridWLDFREquipment / facility failureAggregated | WLDFR | HFTD - Distribution - Tier 2 - 5QU CoRE ¦ 4QU LoRE | Red Flag Warning - Large Fires | Equipment / facility failure | Aggregated | 2036 | 8.6781e-06 | 347.2658 | 0.0030136 | 2036 | Mitigation | 0.95 | 45 | 0 | esc | 0.00097009 | 8.4185e-09 | 0.00097009 | 8.4185e-09
[120 empty] | 7.3.3.17.5 (Remote Grid) Updates to grid topology to minimize risk of ignition in HFTDs Remote GridWLDFREquipment / facility failureAggregated | WLDFR | HFTD - Distribution - Tier 2 - 5QU CoRE ¦ 4QU LoRE | Red Flag Warning - Large Fires | Equipment / facility failure | Aggregated | 2037 | 8.6781e-06 | 347.2658 | 0.0030136 | 2037 | Mitigation | 0.95 | 45 | 0 | esc | 0.00097009 | 8.4185e-09 | 0.00097009 | 8.4185e-09
[120 empty] | 7.3.3.17.5 (Remote Grid) Updates to grid topology to minimize risk of ignition in HFTDs Remote GridWLDFREquipment / facility failureAggregated | WLDFR | HFTD - Distribution - Tier 2 - 5QU CoRE ¦ 4QU LoRE | Red Flag Warning - Large Fires | Equipment / facility failure | Aggregated | 2038 | 8.6781e-06 | 347.2658 | 0.0030136 | 2038 | Mitigation | 0.95 | 45 | 0 | esc | 0.00097009 | 8.4185e-09 | 0.00097009 | 8.4185e-09
[120 empty] | 7.3.3.17.5 (Remote Grid) Updates to grid topology to minimize risk of ignition in HFTDs Remote GridWLDFREquipment / facility failureAggregated | WLDFR | HFTD - Distribution - Tier 2 - 5QU CoRE ¦ 4QU LoRE | Red Flag Warning - Large Fires | Equipment / facility failure | Aggregated | 2039 | 8.6781e-06 | 347.2658 | 0.0030136 | 2039 | Mitigation | 0.95 | 45 | 0 | esc | 0.00097009 | 8.4185e-09 | 0.00097009 | 8.4185e-09
[120 empty] | 7.3.3.17.5 (Remote Grid) Updates to grid topology to minimize risk of ignition in HFTDs Remote GridWLDFREquipment / facility failureAggregated | WLDFR | HFTD - Distribution - Tier 2 - 5QU CoRE ¦ 4QU LoRE | Red Flag Warning - Large Fires | Equipment / facility failure | Aggregated | 2040 | 8.6781e-06 | 347.2658 | 0.0030136 | 2040 | Mitigation | 0.95 | 45 | 0 | esc | 0.00097009 | 8.4185e-09 | 0.00097009 | 8.4185e-09
[120 empty] | 7.3.3.17.5 (Remote Grid) Updates to grid topology to minimize risk of ignition in HFTDs Remote GridWLDFREquipment / facility failureAggregated | WLDFR | HFTD - Distribution - Tier 2 - 5QU CoRE ¦ 4QU LoRE | Red Flag Warning - Large Fires | Equipment / facility failure | Aggregated | 2041 | 8.6781e-06 | 347.2658 | 0.0030136 | 2041 | Mitigation | 0.95 | 45 | 0 | esc | 0.00097009 | 8.4185e-09 | 0.00097009 | 8.4185e-09
[120 empty] | 7.3.3.17.5 (Remote Grid) Updates to grid topology to minimize risk of ignition in HFTDs Remote GridWLDFREquipment / facility failureAggregated | WLDFR | HFTD - Distribution - Tier 2 - 5QU CoRE ¦ 4QU LoRE | Red Flag Warning - Large Fires | Equipment / facility failure | Aggregated | 2042 | 8.6781e-06 | 347.2658 | 0.0030136 | 2042 | Mitigation | 0.95 | 45 | 0 | esc | 0.00097009 | 8.4185e-09 | 0.00097009 | 8.4185e-09
[120 empty] | 7.3.3.17.5 (Remote Grid) Updates to grid topology to minimize risk of ignition in HFTDs Remote GridWLDFREquipment / facility failureAggregated | WLDFR | HFTD - Distribution - Tier 2 - 5QU CoRE ¦ 4QU LoRE | Red Flag Warning - Large Fires | Equipment / facility failure | Aggregated | 2043 | 8.6781e-06 | 347.2658 | 0.0030136 | 2043 | Mitigation | 0.95 | 45 | 0 | esc | 0.00097009 | 8.4185e-09 | 0.00097009 | 8.4185e-09
[120 empty] | 7.3.3.17.5 (Remote Grid) Updates to grid topology to minimize risk of ignition in HFTDs Remote GridWLDFREquipment / facility failureAggregated | WLDFR | HFTD - Distribution - Tier 2 - 5QU CoRE ¦ 4QU LoRE | Red Flag Warning - Large Fires | Equipment / facility failure | Aggregated | 2044 | 8.6781e-06 | 347.2658 | 0.0030136 | 2044 | Mitigation | 0.95 | 45 | 0 | esc | 0.00097009 | 8.4185e-09 | 0.00097009 | 8.4185e-09
[120 empty] | 7.3.3.17.5 (Remote Grid) Updates to grid topology to minimize risk of ignition in HFTDs Remote GridWLDFREquipment / facility failureAggregated | WLDFR | HFTD - Distribution - Tier 2 - 5QU CoRE ¦ 4QU LoRE | Red Flag Warning - Large Fires | Equipment / facility failure | Aggregated | 2045 | 8.6781e-06 | 347.2658 | 0.0030136 | 2045 | Mitigation | 0.95 | 45 | 0 | esc | 0.00097009 | 8.4185e-09 | 0.00097009 | 8.4185e-09
[120 empty] | 7.3.3.17.5 (Remote Grid) Updates to grid topology to minimize risk of ignition in HFTDs Remote GridWLDFREquipment / facility failureAggregated | WLDFR | HFTD - Distribution - Tier 2 - 5QU CoRE ¦ 4QU LoRE | Red Flag Warning - Large Fires | Equipment / facility failure | Aggregated | 2046 | 8.6781e-06 | 347.2658 | 0.0030136 | 2046 | Mitigation | 0.95 | 45 | 0 | esc | 0.00097009 | 8.4185e-09 | 0.00097009 | 8.4185e-09
[120 empty] | 7.3.3.17.5 (Remote Grid) Updates to grid topology to minimize risk of ignition in HFTDs Remote GridWLDFREquipment / facility failureAggregated | WLDFR | HFTD - Distribution - Tier 2 - 5QU CoRE ¦ 4QU LoRE | Red Flag Warning - Large Fires | Equipment / facility failure | Aggregated | 2047 | 8.6781e-06 | 347.2658 | 0.0030136 | 2047 | Mitigation | 0.95 | 45 | 0 | esc | 0.00097009 | 8.4185e-09 | 0.00097009 | 8.4185e-09
[120 empty] | 7.3.3.17.5 (Remote Grid) Updates to grid topology to minimize risk of ignition in HFTDs Remote GridWLDFREquipment / facility failureAggregated | WLDFR | HFTD - Distribution - Tier 2 - 5QU CoRE ¦ 4QU LoRE | Red Flag Warning - Large Fires | Equipment / facility failure | Aggregated | 2048 | 8.6781e-06 | 347.2658 | 0.0030136 | 2048 | Mitigation | 0.95 | 45 | 0 | esc | 0.00097009 | 8.4185e-09 | 0.00097009 | 8.4185e-09
[120 empty] | 7.3.3.17.5 (Remote Grid) Updates to grid topology to minimize risk of ignition in HFTDs Remote GridWLDFREquipment / facility failureAggregated | WLDFR | HFTD - Distribution - Tier 2 - 5QU CoRE ¦ 4QU LoRE | Red Flag Warning - Large Fires | Equipment / facility failure | Aggregated | 2049 | 8.6781e-06 | 347.2658 | 0.0030136 | 2049 | Mitigation | 0.95 | 45 | 0 | esc | 0.00097009 | 8.4185e-09 | 0.00097009 | 8.4185e-09
[120 empty] | 7.3.3.17.5 (Remote Grid) Updates to grid topology to minimize risk of ignition in HFTDs Remote GridWLDFREquipment / facility failureAggregated | WLDFR | HFTD - Distribution - Tier 2 - 5QU CoRE ¦ 4QU LoRE | Red Flag Warning - Large Fires | Equipment / facility failure | Aggregated | 2050 | 8.6781e-06 | 347.2658 | 0.0030136 | 2050 | Mitigation | 0.95 | 45 | 0 | esc | 0.00097009 | 8.4185e-09 | 0.00097009 | 8.4185e-09
[120 empty] | 7.3.3.17.5 (Remote Grid) Updates to grid topology to minimize risk of ignition in HFTDs Remote GridWLDFREquipment / facility failureAggregated | WLDFR | HFTD - Distribution - Tier 2 - 5QU CoRE ¦ 4QU LoRE | Red Flag Warning - Large Fires | Equipment / facility failure | Aggregated | 2051 | 8.6781e-06 | 347.2658 | 0.0030136 | 2051 | Mitigation | 0.95 | 45 | 0 | esc | 0.00097009 | 8.4185e-09 | 0.00097009 | 8.4185e-09
[120 empty] | 7.3.3.17.5 (Remote Grid) Updates to grid topology to minimize risk of ignition in HFTDs Remote GridWLDFREquipment / facility failureAggregated | WLDFR | HFTD - Distribution - Tier 2 - 5QU CoRE ¦ 4QU LoRE | Red Flag Warning - Large Fires | Equipment / facility failure | Aggregated | 2052 | 8.6781e-06 | 347.2658 | 0.0030136 | 2052 | Mitigation | 0.95 | 45 | 0 | esc | 0.00097009 | 8.4185e-09 | 0.00097009 | 8.4185e-09
[120 empty] | 7.3.3.17.5 (Remote Grid) Updates to grid topology to minimize risk of ignition in HFTDs Remote GridWLDFREquipment / facility failureAggregated | WLDFR | HFTD - Distribution - Tier 2 - 5QU CoRE ¦ 4QU LoRE | Red Flag Warning - Large Fires | Equipment / facility failure | Aggregated | 2053 | 8.6781e-06 | 347.2658 | 0.0030136 | 2053 | Mitigation | 0.95 | 45 | 0 | esc | 0.00097009 | 8.4185e-09 | 0.00097009 | 8.4185e-09
[120 empty] | 7.3.3.17.5 (Remote Grid) Updates to grid topology to minimize risk of ignition in HFTDs Remote GridWLDFREquipment / facility failureAggregated | WLDFR | HFTD - Distribution - Tier 2 - 5QU CoRE ¦ 4QU LoRE | Red Flag Warning - Large Fires | Equipment / facility failure | Aggregated | 2054 | 8.6781e-06 | 347.2658 | 0.0030136 | 2054 | Mitigation | 0.95 | 45 | 0 | esc | 0.00097009 | 8.4185e-09 | 0.00097009 | 8.4185e-09
[120 empty] | 7.3.3.17.5 (Remote Grid) Updates to grid topology to minimize risk of ignition in HFTDs Remote GridWLDFREquipment / facility failureAggregated | WLDFR | HFTD - Distribution - Tier 2 - 5QU CoRE ¦ 4QU LoRE | Red Flag Warning - Large Fires | Equipment / facility failure | Aggregated | 2055 | 8.6781e-06 | 347.2658 | 0.0030136 | 2055 | Mitigation | 0.95 | 45 | 0 | esc | 0.00097009 | 8.4185e-09 | 0.00097009 | 8.4185e-09
[120 empty] | 7.3.3.17.5 (Remote Grid) Updates to grid topology to minimize risk of ignition in HFTDs Remote GridWLDFREquipment / facility failureAggregated | WLDFR | HFTD - Distribution - Tier 2 - 5QU CoRE ¦ 4QU LoRE | Red Flag Warning - Large Fires | Equipment / facility failure | Aggregated | 2056 | 8.6781e-06 | 347.2658 | 0.0030136 | 2056 | Mitigation | 0.95 | 45 | 0 | esc | 0.00097009 | 8.4185e-09 | 0.00097009 | 8.4185e-09
[120 empty] | 7.3.3.17.5 (Remote Grid) Updates to grid topology to minimize risk of ignition in HFTDs Remote GridWLDFREquipment / facility failureAggregated | WLDFR | HFTD - Distribution - Tier 2 - 5QU CoRE ¦ 4QU LoRE | Red Flag Warning - Large Fires | Equipment / facility failure | Aggregated | 2057 | 8.6781e-06 | 347.2658 | 0.0030136 | 2057 | Mitigation | 0.95 | 45 | 0 | esc | 0.00097009 | 8.4185e-09 | 0.00097009 | 8.4185e-09
[120 empty] | 7.3.3.17.5 (Remote Grid) Updates to grid topology to minimize risk of ignition in HFTDs Remote GridWLDFREquipment / facility failureAggregated | WLDFR | HFTD - Distribution - Tier 2 - 5QU CoRE ¦ 4QU LoRE | Red Flag Warning - Large Fires | Equipment / facility failure | Aggregated | 2058 | 8.6781e-06 | 347.2658 | 0.0030136 | 2058 | Mitigation | 0.95 | 45 | 0 | esc | 0.00097009 | 8.4185e-09 | 0.00097009 | 8.4185e-09
[120 empty] | 7.3.3.17.5 (Remote Grid) Updates to grid topology to minimize risk of ignition in HFTDs Remote GridWLDFREquipment / facility failureAggregated | WLDFR | HFTD - Distribution - Tier 2 - 5QU CoRE ¦ 4QU LoRE | Red Flag Warning - Large Fires | Equipment / facility failure | Aggregated | 2059 | 8.6781e-06 | 347.2658 | 0.0030136 | 2059 | Mitigation | 0.95 | 45 | 0 | esc | 0.00097009 | 8.4185e-09 | 0.00097009 | 8.4185e-09
[120 empty] | 7.3.3.17.5 (Remote Grid) Updates to grid topology to minimize risk of ignition in HFTDs Remote GridWLDFREquipment / facility failureAggregated | WLDFR | HFTD - Distribution - Tier 2 - 5QU CoRE ¦ 4QU LoRE | Red Flag Warning - Large Fires | Equipment / facility failure | Aggregated | 2060 | 8.6781e-06 | 347.2658 | 0.0030136 | 2060 | Mitigation | 0.95 | 45 | 0 | esc | 0.00097009 | 8.4185e-09 | 0.00097009 | 8.4185e-09
[120 empty] | 7.3.3.17.5 (Remote Grid) Updates to grid topology to minimize risk of ignition in HFTDs Remote GridWLDFREquipment / facility failureAggregated | WLDFR | HFTD - Distribution - Tier 2 - 5QU CoRE ¦ 4QU LoRE | Red Flag Warning - Large Fires | Equipment / facility failure | Aggregated | 2061 | 8.6781e-06 | 347.2658 | 0.0030136 | 2061 | Mitigation | 0.95 | 45 | 0 | esc | 0.00097009 | 8.4185e-09 | 0.00097009 | 8.4185e-09
[120 empty] | 7.3.3.17.5 (Remote Grid) Updates to grid topology to minimize risk of ignition in HFTDs Remote GridWLDFREquipment / facility failureAggregated | WLDFR | HFTD - Distribution - Tier 2 - 5QU CoRE ¦ 4QU LoRE | Red Flag Warning - Large Fires | Equipment / facility failure | Aggregated | 2062 | 8.6781e-06 | 347.2658 | 0.0030136 | 2062 | Mitigation | 0.95 | 45 | 0 | esc | 0.00097009 | 8.4185e-09 | 0.00097009 | 8.4185e-09
[120 empty] | 7.3.3.17.5 (Remote Grid) Updates to grid topology to minimize risk of ignition in HFTDs Remote GridWLDFREquipment / facility failureAggregated | WLDFR | HFTD - Distribution - Tier 2 - 5QU CoRE ¦ 4QU LoRE | Red Flag Warning - Large Fires | Equipment / facility failure | Aggregated | 2063 | 8.6781e-06 | 347.2658 | 0.0030136 | 2063 | Mitigation | 0.95 | 45 | 0 | esc | 0.00097009 | 8.4185e-09 | 0.00097009 | 8.4185e-09
[120 empty] | 7.3.3.17.5 (Remote Grid) Updates to grid topology to minimize risk of ignition in HFTDs Remote GridWLDFREquipment / facility failureAggregated | WLDFR | HFTD - Distribution - Tier 2 - 5QU CoRE ¦ 4QU LoRE | Red Flag Warning - Large Fires | Equipment / facility failure | Aggregated | 2064 | 8.6781e-06 | 347.2658 | 0.0030136 | 2064 | Mitigation | 0.95 | 45 | 0 | esc | 0.00097009 | 8.4185e-09 | 0.00097009 | 8.4185e-09
[120 empty] | 7.3.3.17.5 (Remote Grid) Updates to grid topology to minimize risk of ignition in HFTDs Remote GridWLDFREquipment / facility failureAggregated | WLDFR | HFTD - Distribution - Tier 2 - 5QU CoRE ¦ 4QU LoRE | Red Flag Warning - Large Fires | Equipment / facility failure | Aggregated | 2065 | 8.6781e-06 | 347.2658 | 0.0030136 | 2065 | Mitigation | 0.95 | 45 | 0 | esc | 0.00097009 | 8.4185e-09 | 0.00097009 | 8.4185e-09
[120 empty] | 7.3.3.17.5 (Remote Grid) Updates to grid topology to minimize risk of ignition in HFTDs Remote GridWLDFREquipment / facility failureAggregated | WLDFR | HFTD - Distribution - Tier 2 - 5QU CoRE ¦ 4QU LoRE | Red Flag Warning - Large Fires | Equipment / facility failure | Aggregated | 2066 | 8.6781e-06 | 347.2658 | 0.0030136 | 2066 | Mitigation | 0.95 | 45 | 0 | esc | 0.00097009 | 8.4185e-09 | 0.00097009 | 8.4185e-09
[120 empty] | 7.3.3.17.5 (Remote Grid) Updates to grid topology to minimize risk of ignition in HFTDs Remote GridWLDFREquipment / facility failureAggregated | WLDFR | HFTD - Distribution - Tier 2 - 5QU CoRE ¦ 4QU LoRE | Red Flag Warning - Large Fires | Equipment / facility failure | Aggregated | 2067 | 8.6781e-06 | 347.2658 | 0.0030136 | 2067 | Mitigation | 0.95 | 45 | 0 | esc | 0 | 0 | 0.00097009 | 8.4185e-09
[120 empty] | 7.3.3.17.5 (Remote Grid) Updates to grid topology to minimize risk of ignition in HFTDs Remote GridWLDFRVegetation ContactAggregated | WLDFR | HFTD - Distribution - Tier 2 - 5QU CoRE ¦ 4QU LoRE | Red Flag Warning - Large Fires | Vegetation Contact | Aggregated | 2022 | 7.7811e-06 | 347.2658 | 0.0027021 | 2022 | Mitigation | 0.95 | 45 | 0 | esc | 0.00097009 | 7.5483e-09 | 0 | 0
[120 empty] | 7.3.3.17.5 (Remote Grid) Updates to grid topology to minimize risk of ignition in HFTDs Remote GridWLDFRVegetation ContactAggregated | WLDFR | HFTD - Distribution - Tier 2 - 5QU CoRE ¦ 4QU LoRE | Red Flag Warning - Large Fires | Vegetation Contact | Aggregated | 2023 | 7.7811e-06 | 347.2658 | 0.0027021 | 2023 | Mitigation | 0.95 | 45 | 0 | esc | 0.00097009 | 7.5483e-09 | 0.00097009 | 7.5483e-09
[120 empty] | 7.3.3.17.5 (Remote Grid) Updates to grid topology to minimize risk of ignition in HFTDs Remote GridWLDFRVegetation ContactAggregated | WLDFR | HFTD - Distribution - Tier 2 - 5QU CoRE ¦ 4QU LoRE | Red Flag Warning - Large Fires | Vegetation Contact | Aggregated | 2024 | 7.7811e-06 | 347.2658 | 0.0027021 | 2024 | Mitigation | 0.95 | 45 | 0 | esc | 0.00097009 | 7.5483e-09 | 0.00097009 | 7.5483e-09
[120 empty] | 7.3.3.17.5 (Remote Grid) Updates to grid topology to minimize risk of ignition in HFTDs Remote GridWLDFRVegetation ContactAggregated | WLDFR | HFTD - Distribution - Tier 2 - 5QU CoRE ¦ 4QU LoRE | Red Flag Warning - Large Fires | Vegetation Contact | Aggregated | 2025 | 7.7811e-06 | 347.2658 | 0.0027021 | 2025 | Mitigation | 0.95 | 45 | 0 | esc | 0.00097009 | 7.5483e-09 | 0.00097009 | 7.5483e-09
[120 empty] | 7.3.3.17.5 (Remote Grid) Updates to grid topology to minimize risk of ignition in HFTDs Remote GridWLDFRVegetation ContactAggregated | WLDFR | HFTD - Distribution - Tier 2 - 5QU CoRE ¦ 4QU LoRE | Red Flag Warning - Large Fires | Vegetation Contact | Aggregated | 2026 | 7.7811e-06 | 347.2658 | 0.0027021 | 2026 | Mitigation | 0.95 | 45 | 0 | esc | 0.00097009 | 7.5483e-09 | 0.00097009 | 7.5483e-09
[120 empty] | 7.3.3.17.5 (Remote Grid) Updates to grid topology to minimize risk of ignition in HFTDs Remote GridWLDFRVegetation ContactAggregated | WLDFR | HFTD - Distribution - Tier 2 - 5QU CoRE ¦ 4QU LoRE | Red Flag Warning - Large Fires | Vegetation Contact | Aggregated | 2027 | 7.7811e-06 | 347.2658 | 0.0027021 | 2027 | Mitigation | 0.95 | 45 | 0 | esc | 0.00097009 | 7.5483e-09 | 0.00097009 | 7.5483e-09
[120 empty] | 7.3.3.17.5 (Remote Grid) Updates to grid topology to minimize risk of ignition in HFTDs Remote GridWLDFRVegetation ContactAggregated | WLDFR | HFTD - Distribution - Tier 2 - 5QU CoRE ¦ 4QU LoRE | Red Flag Warning - Large Fires | Vegetation Contact | Aggregated | 2028 | 7.7811e-06 | 347.2658 | 0.0027021 | 2028 | Mitigation | 0.95 | 45 | 0 | esc | 0.00097009 | 7.5483e-09 | 0.00097009 | 7.5483e-09
[120 empty] | 7.3.3.17.5 (Remote Grid) Updates to grid topology to minimize risk of ignition in HFTDs Remote GridWLDFRVegetation ContactAggregated | WLDFR | HFTD - Distribution - Tier 2 - 5QU CoRE ¦ 4QU LoRE | Red Flag Warning - Large Fires | Vegetation Contact | Aggregated | 2029 | 7.7811e-06 | 347.2658 | 0.0027021 | 2029 | Mitigation | 0.95 | 45 | 0 | esc | 0.00097009 | 7.5483e-09 | 0.00097009 | 7.5483e-09
[120 empty] | 7.3.3.17.5 (Remote Grid) Updates to grid topology to minimize risk of ignition in HFTDs Remote GridWLDFRVegetation ContactAggregated | WLDFR | HFTD - Distribution - Tier 2 - 5QU CoRE ¦ 4QU LoRE | Red Flag Warning - Large Fires | Vegetation Contact | Aggregated | 2030 | 7.7811e-06 | 347.2658 | 0.0027021 | 2030 | Mitigation | 0.95 | 45 | 0 | esc | 0.00097009 | 7.5483e-09 | 0.00097009 | 7.5483e-09
[120 empty] | 7.3.3.17.5 (Remote Grid) Updates to grid topology to minimize risk of ignition in HFTDs Remote GridWLDFRVegetation ContactAggregated | WLDFR | HFTD - Distribution - Tier 2 - 5QU CoRE ¦ 4QU LoRE | Red Flag Warning - Large Fires | Vegetation Contact | Aggregated | 2031 | 7.7811e-06 | 347.2658 | 0.0027021 | 2031 | Mitigation | 0.95 | 45 | 0 | esc | 0.00097009 | 7.5483e-09 | 0.00097009 | 7.5483e-09
[120 empty] | 7.3.3.17.5 (Remote Grid) Updates to grid topology to minimize risk of ignition in HFTDs Remote GridWLDFRVegetation ContactAggregated | WLDFR | HFTD - Distribution - Tier 2 - 5QU CoRE ¦ 4QU LoRE | Red Flag Warning - Large Fires | Vegetation Contact | Aggregated | 2032 | 7.7811e-06 | 347.2658 | 0.0027021 | 2032 | Mitigation | 0.95 | 45 | 0 | esc | 0.00097009 | 7.5483e-09 | 0.00097009 | 7.5483e-09
[120 empty] | 7.3.3.17.5 (Remote Grid) Updates to grid topology to minimize risk of ignition in HFTDs Remote GridWLDFRVegetation ContactAggregated | WLDFR | HFTD - Distribution - Tier 2 - 5QU CoRE ¦ 4QU LoRE | Red Flag Warning - Large Fires | Vegetation Contact | Aggregated | 2033 | 7.7811e-06 | 347.2658 | 0.0027021 | 2033 | Mitigation | 0.95 | 45 | 0 | esc | 0.00097009 | 7.5483e-09 | 0.00097009 | 7.5483e-09
[120 empty] | 7.3.3.17.5 (Remote Grid) Updates to grid topology to minimize risk of ignition in HFTDs Remote GridWLDFRVegetation ContactAggregated | WLDFR | HFTD - Distribution - Tier 2 - 5QU CoRE ¦ 4QU LoRE | Red Flag Warning - Large Fires | Vegetation Contact | Aggregated | 2034 | 7.7811e-06 | 347.2658 | 0.0027021 | 2034 | Mitigation | 0.95 | 45 | 0 | esc | 0.00097009 | 7.5483e-09 | 0.00097009 | 7.5483e-09
[120 empty] | 7.3.3.17.5 (Remote Grid) Updates to grid topology to minimize risk of ignition in HFTDs Remote GridWLDFRVegetation ContactAggregated | WLDFR | HFTD - Distribution - Tier 2 - 5QU CoRE ¦ 4QU LoRE | Red Flag Warning - Large Fires | Vegetation Contact | Aggregated | 2035 | 7.7811e-06 | 347.2658 | 0.0027021 | 2035 | Mitigation | 0.95 | 45 | 0 | esc | 0.00097009 | 7.5483e-09 | 0.00097009 | 7.5483e-09
[120 empty] | 7.3.3.17.5 (Remote Grid) Updates to grid topology to minimize risk of ignition in HFTDs Remote GridWLDFRVegetation ContactAggregated | WLDFR | HFTD - Distribution - Tier 2 - 5QU CoRE ¦ 4QU LoRE | Red Flag Warning - Large Fires | Vegetation Contact | Aggregated | 2036 | 7.7811e-06 | 347.2658 | 0.0027021 | 2036 | Mitigation | 0.95 | 45 | 0 | esc | 0.00097009 | 7.5483e-09 | 0.00097009 | 7.5483e-09
[120 empty] | 7.3.3.17.5 (Remote Grid) Updates to grid topology to minimize risk of ignition in HFTDs Remote GridWLDFRVegetation ContactAggregated | WLDFR | HFTD - Distribution - Tier 2 - 5QU CoRE ¦ 4QU LoRE | Red Flag Warning - Large Fires | Vegetation Contact | Aggregated | 2037 | 7.7811e-06 | 347.2658 | 0.0027021 | 2037 | Mitigation | 0.95 | 45 | 0 | esc | 0.00097009 | 7.5483e-09 | 0.00097009 | 7.5483e-09
[120 empty] | 7.3.3.17.5 (Remote Grid) Updates to grid topology to minimize risk of ignition in HFTDs Remote GridWLDFRVegetation ContactAggregated | WLDFR | HFTD - Distribution - Tier 2 - 5QU CoRE ¦ 4QU LoRE | Red Flag Warning - Large Fires | Vegetation Contact | Aggregated | 2038 | 7.7811e-06 | 347.2658 | 0.0027021 | 2038 | Mitigation | 0.95 | 45 | 0 | esc | 0.00097009 | 7.5483e-09 | 0.00097009 | 7.5483e-09
[120 empty] | 7.3.3.17.5 (Remote Grid) Updates to grid topology to minimize risk of ignition in HFTDs Remote GridWLDFRVegetation ContactAggregated | WLDFR | HFTD - Distribution - Tier 2 - 5QU CoRE ¦ 4QU LoRE | Red Flag Warning - Large Fires | Vegetation Contact | Aggregated | 2039 | 7.7811e-06 | 347.2658 | 0.0027021 | 2039 | Mitigation | 0.95 | 45 | 0 | esc | 0.00097009 | 7.5483e-09 | 0.00097009 | 7.5483e-09
[120 empty] | 7.3.3.17.5 (Remote Grid) Updates to grid topology to minimize risk of ignition in HFTDs Remote GridWLDFRVegetation ContactAggregated | WLDFR | HFTD - Distribution - Tier 2 - 5QU CoRE ¦ 4QU LoRE | Red Flag Warning - Large Fires | Vegetation Contact | Aggregated | 2040 | 7.7811e-06 | 347.2658 | 0.0027021 | 2040 | Mitigation | 0.95 | 45 | 0 | esc | 0.00097009 | 7.5483e-09 | 0.00097009 | 7.5483e-09
[120 empty] | 7.3.3.17.5 (Remote Grid) Updates to grid topology to minimize risk of ignition in HFTDs Remote GridWLDFRVegetation ContactAggregated | WLDFR | HFTD - Distribution - Tier 2 - 5QU CoRE ¦ 4QU LoRE | Red Flag Warning - Large Fires | Vegetation Contact | Aggregated | 2041 | 7.7811e-06 | 347.2658 | 0.0027021 | 2041 | Mitigation | 0.95 | 45 | 0 | esc | 0.00097009 | 7.5483e-09 | 0.00097009 | 7.5483e-09
[120 empty] | 7.3.3.17.5 (Remote Grid) Updates to grid topology to minimize risk of ignition in HFTDs Remote GridWLDFRVegetation ContactAggregated | WLDFR | HFTD - Distribution - Tier 2 - 5QU CoRE ¦ 4QU LoRE | Red Flag Warning - Large Fires | Vegetation Contact | Aggregated | 2042 | 7.7811e-06 | 347.2658 | 0.0027021 | 2042 | Mitigation | 0.95 | 45 | 0 | esc | 0.00097009 | 7.5483e-09 | 0.00097009 | 7.5483e-09
[120 empty] | 7.3.3.17.5 (Remote Grid) Updates to grid topology to minimize risk of ignition in HFTDs Remote GridWLDFRVegetation ContactAggregated | WLDFR | HFTD - Distribution - Tier 2 - 5QU CoRE ¦ 4QU LoRE | Red Flag Warning - Large Fires | Vegetation Contact | Aggregated | 2043 | 7.7811e-06 | 347.2658 | 0.0027021 | 2043 | Mitigation | 0.95 | 45 | 0 | esc | 0.00097009 | 7.5483e-09 | 0.00097009 | 7.5483e-09
[120 empty] | 7.3.3.17.5 (Remote Grid) Updates to grid topology to minimize risk of ignition in HFTDs Remote GridWLDFRVegetation ContactAggregated | WLDFR | HFTD - Distribution - Tier 2 - 5QU CoRE ¦ 4QU LoRE | Red Flag Warning - Large Fires | Vegetation Contact | Aggregated | 2044 | 7.7811e-06 | 347.2658 | 0.0027021 | 2044 | Mitigation | 0.95 | 45 | 0 | esc | 0.00097009 | 7.5483e-09 | 0.00097009 | 7.5483e-09
[120 empty] | 7.3.3.17.5 (Remote Grid) Updates to grid topology to minimize risk of ignition in HFTDs Remote GridWLDFRVegetation ContactAggregated | WLDFR | HFTD - Distribution - Tier 2 - 5QU CoRE ¦ 4QU LoRE | Red Flag Warning - Large Fires | Vegetation Contact | Aggregated | 2045 | 7.7811e-06 | 347.2658 | 0.0027021 | 2045 | Mitigation | 0.95 | 45 | 0 | esc | 0.00097009 | 7.5483e-09 | 0.00097009 | 7.5483e-09
[120 empty] | 7.3.3.17.5 (Remote Grid) Updates to grid topology to minimize risk of ignition in HFTDs Remote GridWLDFRVegetation ContactAggregated | WLDFR | HFTD - Distribution - Tier 2 - 5QU CoRE ¦ 4QU LoRE | Red Flag Warning - Large Fires | Vegetation Contact | Aggregated | 2046 | 7.7811e-06 | 347.2658 | 0.0027021 | 2046 | Mitigation | 0.95 | 45 | 0 | esc | 0.00097009 | 7.5483e-09 | 0.00097009 | 7.5483e-09
[120 empty] | 7.3.3.17.5 (Remote Grid) Updates to grid topology to minimize risk of ignition in HFTDs Remote GridWLDFRVegetation ContactAggregated | WLDFR | HFTD - Distribution - Tier 2 - 5QU CoRE ¦ 4QU LoRE | Red Flag Warning - Large Fires | Vegetation Contact | Aggregated | 2047 | 7.7811e-06 | 347.2658 | 0.0027021 | 2047 | Mitigation | 0.95 | 45 | 0 | esc | 0.00097009 | 7.5483e-09 | 0.00097009 | 7.5483e-09
[120 empty] | 7.3.3.17.5 (Remote Grid) Updates to grid topology to minimize risk of ignition in HFTDs Remote GridWLDFRVegetation ContactAggregated | WLDFR | HFTD - Distribution - Tier 2 - 5QU CoRE ¦ 4QU LoRE | Red Flag Warning - Large Fires | Vegetation Contact | Aggregated | 2048 | 7.7811e-06 | 347.2658 | 0.0027021 | 2048 | Mitigation | 0.95 | 45 | 0 | esc | 0.00097009 | 7.5483e-09 | 0.00097009 | 7.5483e-09
[120 empty] | 7.3.3.17.5 (Remote Grid) Updates to grid topology to minimize risk of ignition in HFTDs Remote GridWLDFRVegetation ContactAggregated | WLDFR | HFTD - Distribution - Tier 2 - 5QU CoRE ¦ 4QU LoRE | Red Flag Warning - Large Fires | Vegetation Contact | Aggregated | 2049 | 7.7811e-06 | 347.2658 | 0.0027021 | 2049 | Mitigation | 0.95 | 45 | 0 | esc | 0.00097009 | 7.5483e-09 | 0.00097009 | 7.5483e-09
[120 empty] | 7.3.3.17.5 (Remote Grid) Updates to grid topology to minimize risk of ignition in HFTDs Remote GridWLDFRVegetation ContactAggregated | WLDFR | HFTD - Distribution - Tier 2 - 5QU CoRE ¦ 4QU LoRE | Red Flag Warning - Large Fires | Vegetation Contact | Aggregated | 2050 | 7.7811e-06 | 347.2658 | 0.0027021 | 2050 | Mitigation | 0.95 | 45 | 0 | esc | 0.00097009 | 7.5483e-09 | 0.00097009 | 7.5483e-09
[120 empty] | 7.3.3.17.5 (Remote Grid) Updates to grid topology to minimize risk of ignition in HFTDs Remote GridWLDFRVegetation ContactAggregated | WLDFR | HFTD - Distribution - Tier 2 - 5QU CoRE ¦ 4QU LoRE | Red Flag Warning - Large Fires | Vegetation Contact | Aggregated | 2051 | 7.7811e-06 | 347.2658 | 0.0027021 | 2051 | Mitigation | 0.95 | 45 | 0 | esc | 0.00097009 | 7.5483e-09 | 0.00097009 | 7.5483e-09
[120 empty] | 7.3.3.17.5 (Remote Grid) Updates to grid topology to minimize risk of ignition in HFTDs Remote GridWLDFRVegetation ContactAggregated | WLDFR | HFTD - Distribution - Tier 2 - 5QU CoRE ¦ 4QU LoRE | Red Flag Warning - Large Fires | Vegetation Contact | Aggregated | 2052 | 7.7811e-06 | 347.2658 | 0.0027021 | 2052 | Mitigation | 0.95 | 45 | 0 | esc | 0.00097009 | 7.5483e-09 | 0.00097009 | 7.5483e-09
[120 empty] | 7.3.3.17.5 (Remote Grid) Updates to grid topology to minimize risk of ignition in HFTDs Remote GridWLDFRVegetation ContactAggregated | WLDFR | HFTD - Distribution - Tier 2 - 5QU CoRE ¦ 4QU LoRE | Red Flag Warning - Large Fires | Vegetation Contact | Aggregated | 2053 | 7.7811e-06 | 347.2658 | 0.0027021 | 2053 | Mitigation | 0.95 | 45 | 0 | esc | 0.00097009 | 7.5483e-09 | 0.00097009 | 7.5483e-09
[120 empty] | 7.3.3.17.5 (Remote Grid) Updates to grid topology to minimize risk of ignition in HFTDs Remote GridWLDFRVegetation ContactAggregated | WLDFR | HFTD - Distribution - Tier 2 - 5QU CoRE ¦ 4QU LoRE | Red Flag Warning - Large Fires | Vegetation Contact | Aggregated | 2054 | 7.7811e-06 | 347.2658 | 0.0027021 | 2054 | Mitigation | 0.95 | 45 | 0 | esc | 0.00097009 | 7.5483e-09 | 0.00097009 | 7.5483e-09
[120 empty] | 7.3.3.17.5 (Remote Grid) Updates to grid topology to minimize risk of ignition in HFTDs Remote GridWLDFRVegetation ContactAggregated | WLDFR | HFTD - Distribution - Tier 2 - 5QU CoRE ¦ 4QU LoRE | Red Flag Warning - Large Fires | Vegetation Contact | Aggregated | 2055 | 7.7811e-06 | 347.2658 | 0.0027021 | 2055 | Mitigation | 0.95 | 45 | 0 | esc | 0.00097009 | 7.5483e-09 | 0.00097009 | 7.5483e-09
[120 empty] | 7.3.3.17.5 (Remote Grid) Updates to grid topology to minimize risk of ignition in HFTDs Remote GridWLDFRVegetation ContactAggregated | WLDFR | HFTD - Distribution - Tier 2 - 5QU CoRE ¦ 4QU LoRE | Red Flag Warning - Large Fires | Vegetation Contact | Aggregated | 2056 | 7.7811e-06 | 347.2658 | 0.0027021 | 2056 | Mitigation | 0.95 | 45 | 0 | esc | 0.00097009 | 7.5483e-09 | 0.00097009 | 7.5483e-09
[120 empty] | 7.3.3.17.5 (Remote Grid) Updates to grid topology to minimize risk of ignition in HFTDs Remote GridWLDFRVegetation ContactAggregated | WLDFR | HFTD - Distribution - Tier 2 - 5QU CoRE ¦ 4QU LoRE | Red Flag Warning - Large Fires | Vegetation Contact | Aggregated | 2057 | 7.7811e-06 | 347.2658 | 0.0027021 | 2057 | Mitigation | 0.95 | 45 | 0 | esc | 0.00097009 | 7.5483e-09 | 0.00097009 | 7.5483e-09
[120 empty] | 7.3.3.17.5 (Remote Grid) Updates to grid topology to minimize risk of ignition in HFTDs Remote GridWLDFRVegetation ContactAggregated | WLDFR | HFTD - Distribution - Tier 2 - 5QU CoRE ¦ 4QU LoRE | Red Flag Warning - Large Fires | Vegetation Contact | Aggregated | 2058 | 7.7811e-06 | 347.2658 | 0.0027021 | 2058 | Mitigation | 0.95 | 45 | 0 | esc | 0.00097009 | 7.5483e-09 | 0.00097009 | 7.5483e-09
[120 empty] | 7.3.3.17.5 (Remote Grid) Updates to grid topology to minimize risk of ignition in HFTDs Remote GridWLDFRVegetation ContactAggregated | WLDFR | HFTD - Distribution - Tier 2 - 5QU CoRE ¦ 4QU LoRE | Red Flag Warning - Large Fires | Vegetation Contact | Aggregated | 2059 | 7.7811e-06 | 347.2658 | 0.0027021 | 2059 | Mitigation | 0.95 | 45 | 0 | esc | 0.00097009 | 7.5483e-09 | 0.00097009 | 7.5483e-09
[120 empty] | 7.3.3.17.5 (Remote Grid) Updates to grid topology to minimize risk of ignition in HFTDs Remote GridWLDFRVegetation ContactAggregated | WLDFR | HFTD - Distribution - Tier 2 - 5QU CoRE ¦ 4QU LoRE | Red Flag Warning - Large Fires | Vegetation Contact | Aggregated | 2060 | 7.7811e-06 | 347.2658 | 0.0027021 | 2060 | Mitigation | 0.95 | 45 | 0 | esc | 0.00097009 | 7.5483e-09 | 0.00097009 | 7.5483e-09
[120 empty] | 7.3.3.17.5 (Remote Grid) Updates to grid topology to minimize risk of ignition in HFTDs Remote GridWLDFRVegetation ContactAggregated | WLDFR | HFTD - Distribution - Tier 2 - 5QU CoRE ¦ 4QU LoRE | Red Flag Warning - Large Fires | Vegetation Contact | Aggregated | 2061 | 7.7811e-06 | 347.2658 | 0.0027021 | 2061 | Mitigation | 0.95 | 45 | 0 | esc | 0.00097009 | 7.5483e-09 | 0.00097009 | 7.5483e-09
[120 empty] | 7.3.3.17.5 (Remote Grid) Updates to grid topology to minimize risk of ignition in HFTDs Remote GridWLDFRVegetation ContactAggregated | WLDFR | HFTD - Distribution - Tier 2 - 5QU CoRE ¦ 4QU LoRE | Red Flag Warning - Large Fires | Vegetation Contact | Aggregated | 2062 | 7.7811e-06 | 347.2658 | 0.0027021 | 2062 | Mitigation | 0.95 | 45 | 0 | esc | 0.00097009 | 7.5483e-09 | 0.00097009 | 7.5483e-09
[120 empty] | 7.3.3.17.5 (Remote Grid) Updates to grid topology to minimize risk of ignition in HFTDs Remote GridWLDFRVegetation ContactAggregated | WLDFR | HFTD - Distribution - Tier 2 - 5QU CoRE ¦ 4QU LoRE | Red Flag Warning - Large Fires | Vegetation Contact | Aggregated | 2063 | 7.7811e-06 | 347.2658 | 0.0027021 | 2063 | Mitigation | 0.95 | 45 | 0 | esc | 0.00097009 | 7.5483e-09 | 0.00097009 | 7.5483e-09
[120 empty] | 7.3.3.17.5 (Remote Grid) Updates to grid topology to minimize risk of ignition in HFTDs Remote GridWLDFRVegetation ContactAggregated | WLDFR | HFTD - Distribution - Tier 2 - 5QU CoRE ¦ 4QU LoRE | Red Flag Warning - Large Fires | Vegetation Contact | Aggregated | 2064 | 7.7811e-06 | 347.2658 | 0.0027021 | 2064 | Mitigation | 0.95 | 45 | 0 | esc | 0.00097009 | 7.5483e-09 | 0.00097009 | 7.5483e-09
[120 empty] | 7.3.3.17.5 (Remote Grid) Updates to grid topology to minimize risk of ignition in HFTDs Remote GridWLDFRVegetation ContactAggregated | WLDFR | HFTD - Distribution - Tier 2 - 5QU CoRE ¦ 4QU LoRE | Red Flag Warning - Large Fires | Vegetation Contact | Aggregated | 2065 | 7.7811e-06 | 347.2658 | 0.0027021 | 2065 | Mitigation | 0.95 | 45 | 0 | esc | 0.00097009 | 7.5483e-09 | 0.00097009 | 7.5483e-09
[120 empty] | 7.3.3.17.5 (Remote Grid) Updates to grid topology to minimize risk of ignition in HFTDs Remote GridWLDFRVegetation ContactAggregated | WLDFR | HFTD - Distribution - Tier 2 - 5QU CoRE ¦ 4QU LoRE | Red Flag Warning - Large Fires | Vegetation Contact | Aggregated | 2066 | 7.7811e-06 | 347.2658 | 0.0027021 | 2066 | Mitigation | 0.95 | 45 | 0 | esc | 0.00097009 | 7.5483e-09 | 0.00097009 | 7.5483e-09
[120 empty] | 7.3.3.17.5 (Remote Grid) Updates to grid topology to minimize risk of ignition in HFTDs Remote GridWLDFRVegetation ContactAggregated | WLDFR | HFTD - Distribution - Tier 2 - 5QU CoRE ¦ 4QU LoRE | Red Flag Warning - Large Fires | Vegetation Contact | Aggregated | 2067 | 7.7811e-06 | 347.2658 | 0.0027021 | 2067 | Mitigation | 0.95 | 45 | 0 | esc | 0 | 0 | 0.00097009 | 7.5483e-09
[120 empty] | 7.3.3.17.5 (Remote Grid) Updates to grid topology to minimize risk of ignition in HFTDs Remote GridWLDFRContact from objectAggregated | WLDFR | HFTD - Distribution - Tier 2 - 5QU CoRE ¦ 4QU LoRE | Red Flag Warning - Small Fires | Contact from object | Aggregated | 2022 | 2.0166e-05 | 347.2658 | 0.0070028 | 2022 | Mitigation | 0.95 | 45 | 0 | esc | 0.00097009 | 1.9562e-08 | 0 | 0
[120 empty] | 7.3.3.17.5 (Remote Grid) Updates to grid topology to minimize risk of ignition in HFTDs Remote GridWLDFRContact from objectAggregated | WLDFR | HFTD - Distribution - Tier 2 - 5QU CoRE ¦ 4QU LoRE | Red Flag Warning - Small Fires | Contact from object | Aggregated | 2023 | 2.0166e-05 | 347.2658 | 0.0070028 | 2023 | Mitigation | 0.95 | 45 | 0 | esc | 0.00097009 | 1.9562e-08 | 0.00097009 | 1.9562e-08
[120 empty] | 7.3.3.17.5 (Remote Grid) Updates to grid topology to minimize risk of ignition in HFTDs Remote GridWLDFRContact from objectAggregated | WLDFR | HFTD - Distribution - Tier 2 - 5QU CoRE ¦ 4QU LoRE | Red Flag Warning - Small Fires | Contact from object | Aggregated | 2024 | 2.0166e-05 | 347.2658 | 0.0070028 | 2024 | Mitigation | 0.95 | 45 | 0 | esc | 0.00097009 | 1.9562e-08 | 0.00097009 | 1.9562e-08
[120 empty] | 7.3.3.17.5 (Remote Grid) Updates to grid topology to minimize risk of ignition in HFTDs Remote GridWLDFRContact from objectAggregated | WLDFR | HFTD - Distribution - Tier 2 - 5QU CoRE ¦ 4QU LoRE | Red Flag Warning - Small Fires | Contact from object | Aggregated | 2025 | 2.0166e-05 | 347.2658 | 0.0070028 | 2025 | Mitigation | 0.95 | 45 | 0 | esc | 0.00097009 | 1.9562e-08 | 0.00097009 | 1.9562e-08
[120 empty] | 7.3.3.17.5 (Remote Grid) Updates to grid topology to minimize risk of ignition in HFTDs Remote GridWLDFRContact from objectAggregated | WLDFR | HFTD - Distribution - Tier 2 - 5QU CoRE ¦ 4QU LoRE | Red Flag Warning - Small Fires | Contact from object | Aggregated | 2026 | 2.0166e-05 | 347.2658 | 0.0070028 | 2026 | Mitigation | 0.95 | 45 | 0 | esc | 0.00097009 | 1.9562e-08 | 0.00097009 | 1.9562e-08
[120 empty] | 7.3.3.17.5 (Remote Grid) Updates to grid topology to minimize risk of ignition in HFTDs Remote GridWLDFRContact from objectAggregated | WLDFR | HFTD - Distribution - Tier 2 - 5QU CoRE ¦ 4QU LoRE | Red Flag Warning - Small Fires | Contact from object | Aggregated | 2027 | 2.0166e-05 | 347.2658 | 0.0070028 | 2027 | Mitigation | 0.95 | 45 | 0 | esc | 0.00097009 | 1.9562e-08 | 0.00097009 | 1.9562e-08
[120 empty] | 7.3.3.17.5 (Remote Grid) Updates to grid topology to minimize risk of ignition in HFTDs Remote GridWLDFRContact from objectAggregated | WLDFR | HFTD - Distribution - Tier 2 - 5QU CoRE ¦ 4QU LoRE | Red Flag Warning - Small Fires | Contact from object | Aggregated | 2028 | 2.0166e-05 | 347.2658 | 0.0070028 | 2028 | Mitigation | 0.95 | 45 | 0 | esc | 0.00097009 | 1.9562e-08 | 0.00097009 | 1.9562e-08
[120 empty] | 7.3.3.17.5 (Remote Grid) Updates to grid topology to minimize risk of ignition in HFTDs Remote GridWLDFRContact from objectAggregated | WLDFR | HFTD - Distribution - Tier 2 - 5QU CoRE ¦ 4QU LoRE | Red Flag Warning - Small Fires | Contact from object | Aggregated | 2029 | 2.0166e-05 | 347.2658 | 0.0070028 | 2029 | Mitigation | 0.95 | 45 | 0 | esc | 0.00097009 | 1.9562e-08 | 0.00097009 | 1.9562e-08
[120 empty] | 7.3.3.17.5 (Remote Grid) Updates to grid topology to minimize risk of ignition in HFTDs Remote GridWLDFRContact from objectAggregated | WLDFR | HFTD - Distribution - Tier 2 - 5QU CoRE ¦ 4QU LoRE | Red Flag Warning - Small Fires | Contact from object | Aggregated | 2030 | 2.0166e-05 | 347.2658 | 0.0070028 | 2030 | Mitigation | 0.95 | 45 | 0 | esc | 0.00097009 | 1.9562e-08 | 0.00097009 | 1.9562e-08
[120 empty] | 7.3.3.17.5 (Remote Grid) Updates to grid topology to minimize risk of ignition in HFTDs Remote GridWLDFRContact from objectAggregated | WLDFR | HFTD - Distribution - Tier 2 - 5QU CoRE ¦ 4QU LoRE | Red Flag Warning - Small Fires | Contact from object | Aggregated | 2031 | 2.0166e-05 | 347.2658 | 0.0070028 | 2031 | Mitigation | 0.95 | 45 | 0 | esc | 0.00097009 | 1.9562e-08 | 0.00097009 | 1.9562e-08
[120 empty] | 7.3.3.17.5 (Remote Grid) Updates to grid topology to minimize risk of ignition in HFTDs Remote GridWLDFRContact from objectAggregated | WLDFR | HFTD - Distribution - Tier 2 - 5QU CoRE ¦ 4QU LoRE | Red Flag Warning - Small Fires | Contact from object | Aggregated | 2032 | 2.0166e-05 | 347.2658 | 0.0070028 | 2032 | Mitigation | 0.95 | 45 | 0 | esc | 0.00097009 | 1.9562e-08 | 0.00097009 | 1.9562e-08
[120 empty] | 7.3.3.17.5 (Remote Grid) Updates to grid topology to minimize risk of ignition in HFTDs Remote GridWLDFRContact from objectAggregated | WLDFR | HFTD - Distribution - Tier 2 - 5QU CoRE ¦ 4QU LoRE | Red Flag Warning - Small Fires | Contact from object | Aggregated | 2033 | 2.0166e-05 | 347.2658 | 0.0070028 | 2033 | Mitigation | 0.95 | 45 | 0 | esc | 0.00097009 | 1.9562e-08 | 0.00097009 | 1.9562e-08
[120 empty] | 7.3.3.17.5 (Remote Grid) Updates to grid topology to minimize risk of ignition in HFTDs Remote GridWLDFRContact from objectAggregated | WLDFR | HFTD - Distribution - Tier 2 - 5QU CoRE ¦ 4QU LoRE | Red Flag Warning - Small Fires | Contact from object | Aggregated | 2034 | 2.0166e-05 | 347.2658 | 0.0070028 | 2034 | Mitigation | 0.95 | 45 | 0 | esc | 0.00097009 | 1.9562e-08 | 0.00097009 | 1.9562e-08
[120 empty] | 7.3.3.17.5 (Remote Grid) Updates to grid topology to minimize risk of ignition in HFTDs Remote GridWLDFRContact from objectAggregated | WLDFR | HFTD - Distribution - Tier 2 - 5QU CoRE ¦ 4QU LoRE | Red Flag Warning - Small Fires | Contact from object | Aggregated | 2035 | 2.0166e-05 | 347.2658 | 0.0070028 | 2035 | Mitigation | 0.95 | 45 | 0 | esc | 0.00097009 | 1.9562e-08 | 0.00097009 | 1.9562e-08
[120 empty] | 7.3.3.17.5 (Remote Grid) Updates to grid topology to minimize risk of ignition in HFTDs Remote GridWLDFRContact from objectAggregated | WLDFR | HFTD - Distribution - Tier 2 - 5QU CoRE ¦ 4QU LoRE | Red Flag Warning - Small Fires | Contact from object | Aggregated | 2036 | 2.0166e-05 | 347.2658 | 0.0070028 | 2036 | Mitigation | 0.95 | 45 | 0 | esc | 0.00097009 | 1.9562e-08 | 0.00097009 | 1.9562e-08
[120 empty] | 7.3.3.17.5 (Remote Grid) Updates to grid topology to minimize risk of ignition in HFTDs Remote GridWLDFRContact from objectAggregated | WLDFR | HFTD - Distribution - Tier 2 - 5QU CoRE ¦ 4QU LoRE | Red Flag Warning - Small Fires | Contact from object | Aggregated | 2037 | 2.0166e-05 | 347.2658 | 0.0070028 | 2037 | Mitigation | 0.95 | 45 | 0 | esc | 0.00097009 | 1.9562e-08 | 0.00097009 | 1.9562e-08
[120 empty] | 7.3.3.17.5 (Remote Grid) Updates to grid topology to minimize risk of ignition in HFTDs Remote GridWLDFRContact from objectAggregated | WLDFR | HFTD - Distribution - Tier 2 - 5QU CoRE ¦ 4QU LoRE | Red Flag Warning - Small Fires | Contact from object | Aggregated | 2038 | 2.0166e-05 | 347.2658 | 0.0070028 | 2038 | Mitigation | 0.95 | 45 | 0 | esc | 0.00097009 | 1.9562e-08 | 0.00097009 | 1.9562e-08
[120 empty] | 7.3.3.17.5 (Remote Grid) Updates to grid topology to minimize risk of ignition in HFTDs Remote GridWLDFRContact from objectAggregated | WLDFR | HFTD - Distribution - Tier 2 - 5QU CoRE ¦ 4QU LoRE | Red Flag Warning - Small Fires | Contact from object | Aggregated | 2039 | 2.0166e-05 | 347.2658 | 0.0070028 | 2039 | Mitigation | 0.95 | 45 | 0 | esc | 0.00097009 | 1.9562e-08 | 0.00097009 | 1.9562e-08
[120 empty] | 7.3.3.17.5 (Remote Grid) Updates to grid topology to minimize risk of ignition in HFTDs Remote GridWLDFRContact from objectAggregated | WLDFR | HFTD - Distribution - Tier 2 - 5QU CoRE ¦ 4QU LoRE | Red Flag Warning - Small Fires | Contact from object | Aggregated | 2040 | 2.0166e-05 | 347.2658 | 0.0070028 | 2040 | Mitigation | 0.95 | 45 | 0 | esc | 0.00097009 | 1.9562e-08 | 0.00097009 | 1.9562e-08
[120 empty] | 7.3.3.17.5 (Remote Grid) Updates to grid topology to minimize risk of ignition in HFTDs Remote GridWLDFRContact from objectAggregated | WLDFR | HFTD - Distribution - Tier 2 - 5QU CoRE ¦ 4QU LoRE | Red Flag Warning - Small Fires | Contact from object | Aggregated | 2041 | 2.0166e-05 | 347.2658 | 0.0070028 | 2041 | Mitigation | 0.95 | 45 | 0 | esc | 0.00097009 | 1.9562e-08 | 0.00097009 | 1.9562e-08
[120 empty] | 7.3.3.17.5 (Remote Grid) Updates to grid topology to minimize risk of ignition in HFTDs Remote GridWLDFRContact from objectAggregated | WLDFR | HFTD - Distribution - Tier 2 - 5QU CoRE ¦ 4QU LoRE | Red Flag Warning - Small Fires | Contact from object | Aggregated | 2042 | 2.0166e-05 | 347.2658 | 0.0070028 | 2042 | Mitigation | 0.95 | 45 | 0 | esc | 0.00097009 | 1.9562e-08 | 0.00097009 | 1.9562e-08
[120 empty] | 7.3.3.17.5 (Remote Grid) Updates to grid topology to minimize risk of ignition in HFTDs Remote GridWLDFRContact from objectAggregated | WLDFR | HFTD - Distribution - Tier 2 - 5QU CoRE ¦ 4QU LoRE | Red Flag Warning - Small Fires | Contact from object | Aggregated | 2043 | 2.0166e-05 | 347.2658 | 0.0070028 | 2043 | Mitigation | 0.95 | 45 | 0 | esc | 0.00097009 | 1.9562e-08 | 0.00097009 | 1.9562e-08
[120 empty] | 7.3.3.17.5 (Remote Grid) Updates to grid topology to minimize risk of ignition in HFTDs Remote GridWLDFRContact from objectAggregated | WLDFR | HFTD - Distribution - Tier 2 - 5QU CoRE ¦ 4QU LoRE | Red Flag Warning - Small Fires | Contact from object | Aggregated | 2044 | 2.0166e-05 | 347.2658 | 0.0070028 | 2044 | Mitigation | 0.95 | 45 | 0 | esc | 0.00097009 | 1.9562e-08 | 0.00097009 | 1.9562e-08
[120 empty] | 7.3.3.17.5 (Remote Grid) Updates to grid topology to minimize risk of ignition in HFTDs Remote GridWLDFRContact from objectAggregated | WLDFR | HFTD - Distribution - Tier 2 - 5QU CoRE ¦ 4QU LoRE | Red Flag Warning - Small Fires | Contact from object | Aggregated | 2045 | 2.0166e-05 | 347.2658 | 0.0070028 | 2045 | Mitigation | 0.95 | 45 | 0 | esc | 0.00097009 | 1.9562e-08 | 0.00097009 | 1.9562e-08
[120 empty] | 7.3.3.17.5 (Remote Grid) Updates to grid topology to minimize risk of ignition in HFTDs Remote GridWLDFRContact from objectAggregated | WLDFR | HFTD - Distribution - Tier 2 - 5QU CoRE ¦ 4QU LoRE | Red Flag Warning - Small Fires | Contact from object | Aggregated | 2046 | 2.0166e-05 | 347.2658 | 0.0070028 | 2046 | Mitigation | 0.95 | 45 | 0 | esc | 0.00097009 | 1.9562e-08 | 0.00097009 | 1.9562e-08
[120 empty] | 7.3.3.17.5 (Remote Grid) Updates to grid topology to minimize risk of ignition in HFTDs Remote GridWLDFRContact from objectAggregated | WLDFR | HFTD - Distribution - Tier 2 - 5QU CoRE ¦ 4QU LoRE | Red Flag Warning - Small Fires | Contact from object | Aggregated | 2047 | 2.0166e-05 | 347.2658 | 0.0070028 | 2047 | Mitigation | 0.95 | 45 | 0 | esc | 0.00097009 | 1.9562e-08 | 0.00097009 | 1.9562e-08
[120 empty] | 7.3.3.17.5 (Remote Grid) Updates to grid topology to minimize risk of ignition in HFTDs Remote GridWLDFRContact from objectAggregated | WLDFR | HFTD - Distribution - Tier 2 - 5QU CoRE ¦ 4QU LoRE | Red Flag Warning - Small Fires | Contact from object | Aggregated | 2048 | 2.0166e-05 | 347.2658 | 0.0070028 | 2048 | Mitigation | 0.95 | 45 | 0 | esc | 0.00097009 | 1.9562e-08 | 0.00097009 | 1.9562e-08
[120 empty] | 7.3.3.17.5 (Remote Grid) Updates to grid topology to minimize risk of ignition in HFTDs Remote GridWLDFRContact from objectAggregated | WLDFR | HFTD - Distribution - Tier 2 - 5QU CoRE ¦ 4QU LoRE | Red Flag Warning - Small Fires | Contact from object | Aggregated | 2049 | 2.0166e-05 | 347.2658 | 0.0070028 | 2049 | Mitigation | 0.95 | 45 | 0 | esc | 0.00097009 | 1.9562e-08 | 0.00097009 | 1.9562e-08
[120 empty] | 7.3.3.17.5 (Remote Grid) Updates to grid topology to minimize risk of ignition in HFTDs Remote GridWLDFRContact from objectAggregated | WLDFR | HFTD - Distribution - Tier 2 - 5QU CoRE ¦ 4QU LoRE | Red Flag Warning - Small Fires | Contact from object | Aggregated | 2050 | 2.0166e-05 | 347.2658 | 0.0070028 | 2050 | Mitigation | 0.95 | 45 | 0 | esc | 0.00097009 | 1.9562e-08 | 0.00097009 | 1.9562e-08
[120 empty] | 7.3.3.17.5 (Remote Grid) Updates to grid topology to minimize risk of ignition in HFTDs Remote GridWLDFRContact from objectAggregated | WLDFR | HFTD - Distribution - Tier 2 - 5QU CoRE ¦ 4QU LoRE | Red Flag Warning - Small Fires | Contact from object | Aggregated | 2051 | 2.0166e-05 | 347.2658 | 0.0070028 | 2051 | Mitigation | 0.95 | 45 | 0 | esc | 0.00097009 | 1.9562e-08 | 0.00097009 | 1.9562e-08
[120 empty] | 7.3.3.17.5 (Remote Grid) Updates to grid topology to minimize risk of ignition in HFTDs Remote GridWLDFRContact from objectAggregated | WLDFR | HFTD - Distribution - Tier 2 - 5QU CoRE ¦ 4QU LoRE | Red Flag Warning - Small Fires | Contact from object | Aggregated | 2052 | 2.0166e-05 | 347.2658 | 0.0070028 | 2052 | Mitigation | 0.95 | 45 | 0 | esc | 0.00097009 | 1.9562e-08 | 0.00097009 | 1.9562e-08
[120 empty] | 7.3.3.17.5 (Remote Grid) Updates to grid topology to minimize risk of ignition in HFTDs Remote GridWLDFRContact from objectAggregated | WLDFR | HFTD - Distribution - Tier 2 - 5QU CoRE ¦ 4QU LoRE | Red Flag Warning - Small Fires | Contact from object | Aggregated | 2053 | 2.0166e-05 | 347.2658 | 0.0070028 | 2053 | Mitigation | 0.95 | 45 | 0 | esc | 0.00097009 | 1.9562e-08 | 0.00097009 | 1.9562e-08
[120 empty] | 7.3.3.17.5 (Remote Grid) Updates to grid topology to minimize risk of ignition in HFTDs Remote GridWLDFRContact from objectAggregated | WLDFR | HFTD - Distribution - Tier 2 - 5QU CoRE ¦ 4QU LoRE | Red Flag Warning - Small Fires | Contact from object | Aggregated | 2054 | 2.0166e-05 | 347.2658 | 0.0070028 | 2054 | Mitigation | 0.95 | 45 | 0 | esc | 0.00097009 | 1.9562e-08 | 0.00097009 | 1.9562e-08
[120 empty] | 7.3.3.17.5 (Remote Grid) Updates to grid topology to minimize risk of ignition in HFTDs Remote GridWLDFRContact from objectAggregated | WLDFR | HFTD - Distribution - Tier 2 - 5QU CoRE ¦ 4QU LoRE | Red Flag Warning - Small Fires | Contact from object | Aggregated | 2055 | 2.0166e-05 | 347.2658 | 0.0070028 | 2055 | Mitigation | 0.95 | 45 | 0 | esc | 0.00097009 | 1.9562e-08 | 0.00097009 | 1.9562e-08
[120 empty] | 7.3.3.17.5 (Remote Grid) Updates to grid topology to minimize risk of ignition in HFTDs Remote GridWLDFRContact from objectAggregated | WLDFR | HFTD - Distribution - Tier 2 - 5QU CoRE ¦ 4QU LoRE | Red Flag Warning - Small Fires | Contact from object | Aggregated | 2056 | 2.0166e-05 | 347.2658 | 0.0070028 | 2056 | Mitigation | 0.95 | 45 | 0 | esc | 0.00097009 | 1.9562e-08 | 0.00097009 | 1.9562e-08
[120 empty] | 7.3.3.17.5 (Remote Grid) Updates to grid topology to minimize risk of ignition in HFTDs Remote GridWLDFRContact from objectAggregated | WLDFR | HFTD - Distribution - Tier 2 - 5QU CoRE ¦ 4QU LoRE | Red Flag Warning - Small Fires | Contact from object | Aggregated | 2057 | 2.0166e-05 | 347.2658 | 0.0070028 | 2057 | Mitigation | 0.95 | 45 | 0 | esc | 0.00097009 | 1.9562e-08 | 0.00097009 | 1.9562e-08
[120 empty] | 7.3.3.17.5 (Remote Grid) Updates to grid topology to minimize risk of ignition in HFTDs Remote GridWLDFRContact from objectAggregated | WLDFR | HFTD - Distribution - Tier 2 - 5QU CoRE ¦ 4QU LoRE | Red Flag Warning - Small Fires | Contact from object | Aggregated | 2058 | 2.0166e-05 | 347.2658 | 0.0070028 | 2058 | Mitigation | 0.95 | 45 | 0 | esc | 0.00097009 | 1.9562e-08 | 0.00097009 | 1.9562e-08
[120 empty] | 7.3.3.17.5 (Remote Grid) Updates to grid topology to minimize risk of ignition in HFTDs Remote GridWLDFRContact from objectAggregated | WLDFR | HFTD - Distribution - Tier 2 - 5QU CoRE ¦ 4QU LoRE | Red Flag Warning - Small Fires | Contact from object | Aggregated | 2059 | 2.0166e-05 | 347.2658 | 0.0070028 | 2059 | Mitigation | 0.95 | 45 | 0 | esc | 0.00097009 | 1.9562e-08 | 0.00097009 | 1.9562e-08
[120 empty] | 7.3.3.17.5 (Remote Grid) Updates to grid topology to minimize risk of ignition in HFTDs Remote GridWLDFRContact from objectAggregated | WLDFR | HFTD - Distribution - Tier 2 - 5QU CoRE ¦ 4QU LoRE | Red Flag Warning - Small Fires | Contact from object | Aggregated | 2060 | 2.0166e-05 | 347.2658 | 0.0070028 | 2060 | Mitigation | 0.95 | 45 | 0 | esc | 0.00097009 | 1.9562e-08 | 0.00097009 | 1.9562e-08
[120 empty] | 7.3.3.17.5 (Remote Grid) Updates to grid topology to minimize risk of ignition in HFTDs Remote GridWLDFRContact from objectAggregated | WLDFR | HFTD - Distribution - Tier 2 - 5QU CoRE ¦ 4QU LoRE | Red Flag Warning - Small Fires | Contact from object | Aggregated | 2061 | 2.0166e-05 | 347.2658 | 0.0070028 | 2061 | Mitigation | 0.95 | 45 | 0 | esc | 0.00097009 | 1.9562e-08 | 0.00097009 | 1.9562e-08
[120 empty] | 7.3.3.17.5 (Remote Grid) Updates to grid topology to minimize risk of ignition in HFTDs Remote GridWLDFRContact from objectAggregated | WLDFR | HFTD - Distribution - Tier 2 - 5QU CoRE ¦ 4QU LoRE | Red Flag Warning - Small Fires | Contact from object | Aggregated | 2062 | 2.0166e-05 | 347.2658 | 0.0070028 | 2062 | Mitigation | 0.95 | 45 | 0 | esc | 0.00097009 | 1.9562e-08 | 0.00097009 | 1.9562e-08
[120 empty] | 7.3.3.17.5 (Remote Grid) Updates to grid topology to minimize risk of ignition in HFTDs Remote GridWLDFRContact from objectAggregated | WLDFR | HFTD - Distribution - Tier 2 - 5QU CoRE ¦ 4QU LoRE | Red Flag Warning - Small Fires | Contact from object | Aggregated | 2063 | 2.0166e-05 | 347.2658 | 0.0070028 | 2063 | Mitigation | 0.95 | 45 | 0 | esc | 0.00097009 | 1.9562e-08 | 0.00097009 | 1.9562e-08
[120 empty] | 7.3.3.17.5 (Remote Grid) Updates to grid topology to minimize risk of ignition in HFTDs Remote GridWLDFRContact from objectAggregated | WLDFR | HFTD - Distribution - Tier 2 - 5QU CoRE ¦ 4QU LoRE | Red Flag Warning - Small Fires | Contact from object | Aggregated | 2064 | 2.0166e-05 | 347.2658 | 0.0070028 | 2064 | Mitigation | 0.95 | 45 | 0 | esc | 0.00097009 | 1.9562e-08 | 0.00097009 | 1.9562e-08
[120 empty] | 7.3.3.17.5 (Remote Grid) Updates to grid topology to minimize risk of ignition in HFTDs Remote GridWLDFRContact from objectAggregated | WLDFR | HFTD - Distribution - Tier 2 - 5QU CoRE ¦ 4QU LoRE | Red Flag Warning - Small Fires | Contact from object | Aggregated | 2065 | 2.0166e-05 | 347.2658 | 0.0070028 | 2065 | Mitigation | 0.95 | 45 | 0 | esc | 0.00097009 | 1.9562e-08 | 0.00097009 | 1.9562e-08
[120 empty] | 7.3.3.17.5 (Remote Grid) Updates to grid topology to minimize risk of ignition in HFTDs Remote GridWLDFRContact from objectAggregated | WLDFR | HFTD - Distribution - Tier 2 - 5QU CoRE ¦ 4QU LoRE | Red Flag Warning - Small Fires | Contact from object | Aggregated | 2066 | 2.0166e-05 | 347.2658 | 0.0070028 | 2066 | Mitigation | 0.95 | 45 | 0 | esc | 0.00097009 | 1.9562e-08 | 0.00097009 | 1.9562e-08
[120 empty] | 7.3.3.17.5 (Remote Grid) Updates to grid topology to minimize risk of ignition in HFTDs Remote GridWLDFRContact from objectAggregated | WLDFR | HFTD - Distribution - Tier 2 - 5QU CoRE ¦ 4QU LoRE | Red Flag Warning - Small Fires | Contact from object | Aggregated | 2067 | 2.0166e-05 | 347.2658 | 0.0070028 | 2067 | Mitigation | 0.95 | 45 | 0 | esc | 0 | 0 | 0.00097009 | 1.9562e-08
[120 empty] | 7.3.3.17.5 (Remote Grid) Updates to grid topology to minimize risk of ignition in HFTDs Remote GridWLDFRContaminationAggregated | WLDFR | HFTD - Distribution - Tier 2 - 5QU CoRE ¦ 4QU LoRE | Red Flag Warning - Small Fires | Contamination | Aggregated | 2022 | 1.9334e-07 | 347.2658 | 6.7141e-05 | 2022 | Mitigation | 0.95 | 45 | 0 | esc | 0.00097009 | 1.8756e-10 | 0 | 0
[120 empty] | 7.3.3.17.5 (Remote Grid) Updates to grid topology to minimize risk of ignition in HFTDs Remote GridWLDFRContaminationAggregated | WLDFR | HFTD - Distribution - Tier 2 - 5QU CoRE ¦ 4QU LoRE | Red Flag Warning - Small Fires | Contamination | Aggregated | 2023 | 1.9334e-07 | 347.2658 | 6.7141e-05 | 2023 | Mitigation | 0.95 | 45 | 0 | esc | 0.00097009 | 1.8756e-10 | 0.00097009 | 1.8756e-10
[120 empty] | 7.3.3.17.5 (Remote Grid) Updates to grid topology to minimize risk of ignition in HFTDs Remote GridWLDFRContaminationAggregated | WLDFR | HFTD - Distribution - Tier 2 - 5QU CoRE ¦ 4QU LoRE | Red Flag Warning - Small Fires | Contamination | Aggregated | 2024 | 1.9334e-07 | 347.2658 | 6.7141e-05 | 2024 | Mitigation | 0.95 | 45 | 0 | esc | 0.00097009 | 1.8756e-10 | 0.00097009 | 1.8756e-10
[120 empty] | 7.3.3.17.5 (Remote Grid) Updates to grid topology to minimize risk of ignition in HFTDs Remote GridWLDFRContaminationAggregated | WLDFR | HFTD - Distribution - Tier 2 - 5QU CoRE ¦ 4QU LoRE | Red Flag Warning - Small Fires | Contamination | Aggregated | 2025 | 1.9334e-07 | 347.2658 | 6.7141e-05 | 2025 | Mitigation | 0.95 | 45 | 0 | esc | 0.00097009 | 1.8756e-10 | 0.00097009 | 1.8756e-10
[120 empty] | 7.3.3.17.5 (Remote Grid) Updates to grid topology to minimize risk of ignition in HFTDs Remote GridWLDFRContaminationAggregated | WLDFR | HFTD - Distribution - Tier 2 - 5QU CoRE ¦ 4QU LoRE | Red Flag Warning - Small Fires | Contamination | Aggregated | 2026 | 1.9334e-07 | 347.2658 | 6.7141e-05 | 2026 | Mitigation | 0.95 | 45 | 0 | esc | 0.00097009 | 1.8756e-10 | 0.00097009 | 1.8756e-10
[120 empty] | 7.3.3.17.5 (Remote Grid) Updates to grid topology to minimize risk of ignition in HFTDs Remote GridWLDFRContaminationAggregated | WLDFR | HFTD - Distribution - Tier 2 - 5QU CoRE ¦ 4QU LoRE | Red Flag Warning - Small Fires | Contamination | Aggregated | 2027 | 1.9334e-07 | 347.2658 | 6.7141e-05 | 2027 | Mitigation | 0.95 | 45 | 0 | esc | 0.00097009 | 1.8756e-10 | 0.00097009 | 1.8756e-10
[120 empty] | 7.3.3.17.5 (Remote Grid) Updates to grid topology to minimize risk of ignition in HFTDs Remote GridWLDFRContaminationAggregated | WLDFR | HFTD - Distribution - Tier 2 - 5QU CoRE ¦ 4QU LoRE | Red Flag Warning - Small Fires | Contamination | Aggregated | 2028 | 1.9334e-07 | 347.2658 | 6.7141e-05 | 2028 | Mitigation | 0.95 | 45 | 0 | esc | 0.00097009 | 1.8756e-10 | 0.00097009 | 1.8756e-10
[120 empty] | 7.3.3.17.5 (Remote Grid) Updates to grid topology to minimize risk of ignition in HFTDs Remote GridWLDFRContaminationAggregated | WLDFR | HFTD - Distribution - Tier 2 - 5QU CoRE ¦ 4QU LoRE | Red Flag Warning - Small Fires | Contamination | Aggregated | 2029 | 1.9334e-07 | 347.2658 | 6.7141e-05 | 2029 | Mitigation | 0.95 | 45 | 0 | esc | 0.00097009 | 1.8756e-10 | 0.00097009 | 1.8756e-10
[120 empty] | 7.3.3.17.5 (Remote Grid) Updates to grid topology to minimize risk of ignition in HFTDs Remote GridWLDFRContaminationAggregated | WLDFR | HFTD - Distribution - Tier 2 - 5QU CoRE ¦ 4QU LoRE | Red Flag Warning - Small Fires | Contamination | Aggregated | 2030 | 1.9334e-07 | 347.2658 | 6.7141e-05 | 2030 | Mitigation | 0.95 | 45 | 0 | esc | 0.00097009 | 1.8756e-10 | 0.00097009 | 1.8756e-10
[120 empty] | 7.3.3.17.5 (Remote Grid) Updates to grid topology to minimize risk of ignition in HFTDs Remote GridWLDFRContaminationAggregated | WLDFR | HFTD - Distribution - Tier 2 - 5QU CoRE ¦ 4QU LoRE | Red Flag Warning - Small Fires | Contamination | Aggregated | 2031 | 1.9334e-07 | 347.2658 | 6.7141e-05 | 2031 | Mitigation | 0.95 | 45 | 0 | esc | 0.00097009 | 1.8756e-10 | 0.00097009 | 1.8756e-10
[120 empty] | 7.3.3.17.5 (Remote Grid) Updates to grid topology to minimize risk of ignition in HFTDs Remote GridWLDFRContaminationAggregated | WLDFR | HFTD - Distribution - Tier 2 - 5QU CoRE ¦ 4QU LoRE | Red Flag Warning - Small Fires | Contamination | Aggregated | 2032 | 1.9334e-07 | 347.2658 | 6.7141e-05 | 2032 | Mitigation | 0.95 | 45 | 0 | esc | 0.00097009 | 1.8756e-10 | 0.00097009 | 1.8756e-10
[120 empty] | 7.3.3.17.5 (Remote Grid) Updates to grid topology to minimize risk of ignition in HFTDs Remote GridWLDFRContaminationAggregated | WLDFR | HFTD - Distribution - Tier 2 - 5QU CoRE ¦ 4QU LoRE | Red Flag Warning - Small Fires | Contamination | Aggregated | 2033 | 1.9334e-07 | 347.2658 | 6.7141e-05 | 2033 | Mitigation | 0.95 | 45 | 0 | esc | 0.00097009 | 1.8756e-10 | 0.00097009 | 1.8756e-10
[120 empty] | 7.3.3.17.5 (Remote Grid) Updates to grid topology to minimize risk of ignition in HFTDs Remote GridWLDFRContaminationAggregated | WLDFR | HFTD - Distribution - Tier 2 - 5QU CoRE ¦ 4QU LoRE | Red Flag Warning - Small Fires | Contamination | Aggregated | 2034 | 1.9334e-07 | 347.2658 | 6.7141e-05 | 2034 | Mitigation | 0.95 | 45 | 0 | esc | 0.00097009 | 1.8756e-10 | 0.00097009 | 1.8756e-10
[120 empty] | 7.3.3.17.5 (Remote Grid) Updates to grid topology to minimize risk of ignition in HFTDs Remote GridWLDFRContaminationAggregated | WLDFR | HFTD - Distribution - Tier 2 - 5QU CoRE ¦ 4QU LoRE | Red Flag Warning - Small Fires | Contamination | Aggregated | 2035 | 1.9334e-07 | 347.2658 | 6.7141e-05 | 2035 | Mitigation | 0.95 | 45 | 0 | esc | 0.00097009 | 1.8756e-10 | 0.00097009 | 1.8756e-10
[120 empty] | 7.3.3.17.5 (Remote Grid) Updates to grid topology to minimize risk of ignition in HFTDs Remote GridWLDFRContaminationAggregated | WLDFR | HFTD - Distribution - Tier 2 - 5QU CoRE ¦ 4QU LoRE | Red Flag Warning - Small Fires | Contamination | Aggregated | 2036 | 1.9334e-07 | 347.2658 | 6.7141e-05 | 2036 | Mitigation | 0.95 | 45 | 0 | esc | 0.00097009 | 1.8756e-10 | 0.00097009 | 1.8756e-10
[120 empty] | 7.3.3.17.5 (Remote Grid) Updates to grid topology to minimize risk of ignition in HFTDs Remote GridWLDFRContaminationAggregated | WLDFR | HFTD - Distribution - Tier 2 - 5QU CoRE ¦ 4QU LoRE | Red Flag Warning - Small Fires | Contamination | Aggregated | 2037 | 1.9334e-07 | 347.2658 | 6.7141e-05 | 2037 | Mitigation | 0.95 | 45 | 0 | esc | 0.00097009 | 1.8756e-10 | 0.00097009 | 1.8756e-10
[120 empty] | 7.3.3.17.5 (Remote Grid) Updates to grid topology to minimize risk of ignition in HFTDs Remote GridWLDFRContaminationAggregated | WLDFR | HFTD - Distribution - Tier 2 - 5QU CoRE ¦ 4QU LoRE | Red Flag Warning - Small Fires | Contamination | Aggregated | 2038 | 1.9334e-07 | 347.2658 | 6.7141e-05 | 2038 | Mitigation | 0.95 | 45 | 0 | esc | 0.00097009 | 1.8756e-10 | 0.00097009 | 1.8756e-10
[120 empty] | 7.3.3.17.5 (Remote Grid) Updates to grid topology to minimize risk of ignition in HFTDs Remote GridWLDFRContaminationAggregated | WLDFR | HFTD - Distribution - Tier 2 - 5QU CoRE ¦ 4QU LoRE | Red Flag Warning - Small Fires | Contamination | Aggregated | 2039 | 1.9334e-07 | 347.2658 | 6.7141e-05 | 2039 | Mitigation | 0.95 | 45 | 0 | esc | 0.00097009 | 1.8756e-10 | 0.00097009 | 1.8756e-10
[120 empty] | 7.3.3.17.5 (Remote Grid) Updates to grid topology to minimize risk of ignition in HFTDs Remote GridWLDFRContaminationAggregated | WLDFR | HFTD - Distribution - Tier 2 - 5QU CoRE ¦ 4QU LoRE | Red Flag Warning - Small Fires | Contamination | Aggregated | 2040 | 1.9334e-07 | 347.2658 | 6.7141e-05 | 2040 | Mitigation | 0.95 | 45 | 0 | esc | 0.00097009 | 1.8756e-10 | 0.00097009 | 1.8756e-10
[120 empty] | 7.3.3.17.5 (Remote Grid) Updates to grid topology to minimize risk of ignition in HFTDs Remote GridWLDFRContaminationAggregated | WLDFR | HFTD - Distribution - Tier 2 - 5QU CoRE ¦ 4QU LoRE | Red Flag Warning - Small Fires | Contamination | Aggregated | 2041 | 1.9334e-07 | 347.2658 | 6.7141e-05 | 2041 | Mitigation | 0.95 | 45 | 0 | esc | 0.00097009 | 1.8756e-10 | 0.00097009 | 1.8756e-10
[120 empty] | 7.3.3.17.5 (Remote Grid) Updates to grid topology to minimize risk of ignition in HFTDs Remote GridWLDFRContaminationAggregated | WLDFR | HFTD - Distribution - Tier 2 - 5QU CoRE ¦ 4QU LoRE | Red Flag Warning - Small Fires | Contamination | Aggregated | 2042 | 1.9334e-07 | 347.2658 | 6.7141e-05 | 2042 | Mitigation | 0.95 | 45 | 0 | esc | 0.00097009 | 1.8756e-10 | 0.00097009 | 1.8756e-10
[120 empty] | 7.3.3.17.5 (Remote Grid) Updates to grid topology to minimize risk of ignition in HFTDs Remote GridWLDFRContaminationAggregated | WLDFR | HFTD - Distribution - Tier 2 - 5QU CoRE ¦ 4QU LoRE | Red Flag Warning - Small Fires | Contamination | Aggregated | 2043 | 1.9334e-07 | 347.2658 | 6.7141e-05 | 2043 | Mitigation | 0.95 | 45 | 0 | esc | 0.00097009 | 1.8756e-10 | 0.00097009 | 1.8756e-10
[120 empty] | 7.3.3.17.5 (Remote Grid) Updates to grid topology to minimize risk of ignition in HFTDs Remote GridWLDFRContaminationAggregated | WLDFR | HFTD - Distribution - Tier 2 - 5QU CoRE ¦ 4QU LoRE | Red Flag Warning - Small Fires | Contamination | Aggregated | 2044 | 1.9334e-07 | 347.2658 | 6.7141e-05 | 2044 | Mitigation | 0.95 | 45 | 0 | esc | 0.00097009 | 1.8756e-10 | 0.00097009 | 1.8756e-10
[120 empty] | 7.3.3.17.5 (Remote Grid) Updates to grid topology to minimize risk of ignition in HFTDs Remote GridWLDFRContaminationAggregated | WLDFR | HFTD - Distribution - Tier 2 - 5QU CoRE ¦ 4QU LoRE | Red Flag Warning - Small Fires | Contamination | Aggregated | 2045 | 1.9334e-07 | 347.2658 | 6.7141e-05 | 2045 | Mitigation | 0.95 | 45 | 0 | esc | 0.00097009 | 1.8756e-10 | 0.00097009 | 1.8756e-10
[120 empty] | 7.3.3.17.5 (Remote Grid) Updates to grid topology to minimize risk of ignition in HFTDs Remote GridWLDFRContaminationAggregated | WLDFR | HFTD - Distribution - Tier 2 - 5QU CoRE ¦ 4QU LoRE | Red Flag Warning - Small Fires | Contamination | Aggregated | 2046 | 1.9334e-07 | 347.2658 | 6.7141e-05 | 2046 | Mitigation | 0.95 | 45 | 0 | esc | 0.00097009 | 1.8756e-10 | 0.00097009 | 1.8756e-10
[120 empty] | 7.3.3.17.5 (Remote Grid) Updates to grid topology to minimize risk of ignition in HFTDs Remote GridWLDFRContaminationAggregated | WLDFR | HFTD - Distribution - Tier 2 - 5QU CoRE ¦ 4QU LoRE | Red Flag Warning - Small Fires | Contamination | Aggregated | 2047 | 1.9334e-07 | 347.2658 | 6.7141e-05 | 2047 | Mitigation | 0.95 | 45 | 0 | esc | 0.00097009 | 1.8756e-10 | 0.00097009 | 1.8756e-10
[120 empty] | 7.3.3.17.5 (Remote Grid) Updates to grid topology to minimize risk of ignition in HFTDs Remote GridWLDFRContaminationAggregated | WLDFR | HFTD - Distribution - Tier 2 - 5QU CoRE ¦ 4QU LoRE | Red Flag Warning - Small Fires | Contamination | Aggregated | 2048 | 1.9334e-07 | 347.2658 | 6.7141e-05 | 2048 | Mitigation | 0.95 | 45 | 0 | esc | 0.00097009 | 1.8756e-10 | 0.00097009 | 1.8756e-10
[120 empty] | 7.3.3.17.5 (Remote Grid) Updates to grid topology to minimize risk of ignition in HFTDs Remote GridWLDFRContaminationAggregated | WLDFR | HFTD - Distribution - Tier 2 - 5QU CoRE ¦ 4QU LoRE | Red Flag Warning - Small Fires | Contamination | Aggregated | 2049 | 1.9334e-07 | 347.2658 | 6.7141e-05 | 2049 | Mitigation | 0.95 | 45 | 0 | esc | 0.00097009 | 1.8756e-10 | 0.00097009 | 1.8756e-10
[120 empty] | 7.3.3.17.5 (Remote Grid) Updates to grid topology to minimize risk of ignition in HFTDs Remote GridWLDFRContaminationAggregated | WLDFR | HFTD - Distribution - Tier 2 - 5QU CoRE ¦ 4QU LoRE | Red Flag Warning - Small Fires | Contamination | Aggregated | 2050 | 1.9334e-07 | 347.2658 | 6.7141e-05 | 2050 | Mitigation | 0.95 | 45 | 0 | esc | 0.00097009 | 1.8756e-10 | 0.00097009 | 1.8756e-10
[120 empty] | 7.3.3.17.5 (Remote Grid) Updates to grid topology to minimize risk of ignition in HFTDs Remote GridWLDFRContaminationAggregated | WLDFR | HFTD - Distribution - Tier 2 - 5QU CoRE ¦ 4QU LoRE | Red Flag Warning - Small Fires | Contamination | Aggregated | 2051 | 1.9334e-07 | 347.2658 | 6.7141e-05 | 2051 | Mitigation | 0.95 | 45 | 0 | esc | 0.00097009 | 1.8756e-10 | 0.00097009 | 1.8756e-10
[120 empty] | 7.3.3.17.5 (Remote Grid) Updates to grid topology to minimize risk of ignition in HFTDs Remote GridWLDFRContaminationAggregated | WLDFR | HFTD - Distribution - Tier 2 - 5QU CoRE ¦ 4QU LoRE | Red Flag Warning - Small Fires | Contamination | Aggregated | 2052 | 1.9334e-07 | 347.2658 | 6.7141e-05 | 2052 | Mitigation | 0.95 | 45 | 0 | esc | 0.00097009 | 1.8756e-10 | 0.00097009 | 1.8756e-10
[120 empty] | 7.3.3.17.5 (Remote Grid) Updates to grid topology to minimize risk of ignition in HFTDs Remote GridWLDFRContaminationAggregated | WLDFR | HFTD - Distribution - Tier 2 - 5QU CoRE ¦ 4QU LoRE | Red Flag Warning - Small Fires | Contamination | Aggregated | 2053 | 1.9334e-07 | 347.2658 | 6.7141e-05 | 2053 | Mitigation | 0.95 | 45 | 0 | esc | 0.00097009 | 1.8756e-10 | 0.00097009 | 1.8756e-10
[120 empty] | 7.3.3.17.5 (Remote Grid) Updates to grid topology to minimize risk of ignition in HFTDs Remote GridWLDFRContaminationAggregated | WLDFR | HFTD - Distribution - Tier 2 - 5QU CoRE ¦ 4QU LoRE | Red Flag Warning - Small Fires | Contamination | Aggregated | 2054 | 1.9334e-07 | 347.2658 | 6.7141e-05 | 2054 | Mitigation | 0.95 | 45 | 0 | esc | 0.00097009 | 1.8756e-10 | 0.00097009 | 1.8756e-10
[120 empty] | 7.3.3.17.5 (Remote Grid) Updates to grid topology to minimize risk of ignition in HFTDs Remote GridWLDFRContaminationAggregated | WLDFR | HFTD - Distribution - Tier 2 - 5QU CoRE ¦ 4QU LoRE | Red Flag Warning - Small Fires | Contamination | Aggregated | 2055 | 1.9334e-07 | 347.2658 | 6.7141e-05 | 2055 | Mitigation | 0.95 | 45 | 0 | esc | 0.00097009 | 1.8756e-10 | 0.00097009 | 1.8756e-10
[120 empty] | 7.3.3.17.5 (Remote Grid) Updates to grid topology to minimize risk of ignition in HFTDs Remote GridWLDFRContaminationAggregated | WLDFR | HFTD - Distribution - Tier 2 - 5QU CoRE ¦ 4QU LoRE | Red Flag Warning - Small Fires | Contamination | Aggregated | 2056 | 1.9334e-07 | 347.2658 | 6.7141e-05 | 2056 | Mitigation | 0.95 | 45 | 0 | esc | 0.00097009 | 1.8756e-10 | 0.00097009 | 1.8756e-10
[120 empty] | 7.3.3.17.5 (Remote Grid) Updates to grid topology to minimize risk of ignition in HFTDs Remote GridWLDFRContaminationAggregated | WLDFR | HFTD - Distribution - Tier 2 - 5QU CoRE ¦ 4QU LoRE | Red Flag Warning - Small Fires | Contamination | Aggregated | 2057 | 1.9334e-07 | 347.2658 | 6.7141e-05 | 2057 | Mitigation | 0.95 | 45 | 0 | esc | 0.00097009 | 1.8756e-10 | 0.00097009 | 1.8756e-10
[120 empty] | 7.3.3.17.5 (Remote Grid) Updates to grid topology to minimize risk of ignition in HFTDs Remote GridWLDFRContaminationAggregated | WLDFR | HFTD - Distribution - Tier 2 - 5QU CoRE ¦ 4QU LoRE | Red Flag Warning - Small Fires | Contamination | Aggregated | 2058 | 1.9334e-07 | 347.2658 | 6.7141e-05 | 2058 | Mitigation | 0.95 | 45 | 0 | esc | 0.00097009 | 1.8756e-10 | 0.00097009 | 1.8756e-10
[120 empty] | 7.3.3.17.5 (Remote Grid) Updates to grid topology to minimize risk of ignition in HFTDs Remote GridWLDFRContaminationAggregated | WLDFR | HFTD - Distribution - Tier 2 - 5QU CoRE ¦ 4QU LoRE | Red Flag Warning - Small Fires | Contamination | Aggregated | 2059 | 1.9334e-07 | 347.2658 | 6.7141e-05 | 2059 | Mitigation | 0.95 | 45 | 0 | esc | 0.00097009 | 1.8756e-10 | 0.00097009 | 1.8756e-10
[120 empty] | 7.3.3.17.5 (Remote Grid) Updates to grid topology to minimize risk of ignition in HFTDs Remote GridWLDFRContaminationAggregated | WLDFR | HFTD - Distribution - Tier 2 - 5QU CoRE ¦ 4QU LoRE | Red Flag Warning - Small Fires | Contamination | Aggregated | 2060 | 1.9334e-07 | 347.2658 | 6.7141e-05 | 2060 | Mitigation | 0.95 | 45 | 0 | esc | 0.00097009 | 1.8756e-10 | 0.00097009 | 1.8756e-10
[120 empty] | 7.3.3.17.5 (Remote Grid) Updates to grid topology to minimize risk of ignition in HFTDs Remote GridWLDFRContaminationAggregated | WLDFR | HFTD - Distribution - Tier 2 - 5QU CoRE ¦ 4QU LoRE | Red Flag Warning - Small Fires | Contamination | Aggregated | 2061 | 1.9334e-07 | 347.2658 | 6.7141e-05 | 2061 | Mitigation | 0.95 | 45 | 0 | esc | 0.00097009 | 1.8756e-10 | 0.00097009 | 1.8756e-10
[120 empty] | 7.3.3.17.5 (Remote Grid) Updates to grid topology to minimize risk of ignition in HFTDs Remote GridWLDFRContaminationAggregated | WLDFR | HFTD - Distribution - Tier 2 - 5QU CoRE ¦ 4QU LoRE | Red Flag Warning - Small Fires | Contamination | Aggregated | 2062 | 1.9334e-07 | 347.2658 | 6.7141e-05 | 2062 | Mitigation | 0.95 | 45 | 0 | esc | 0.00097009 | 1.8756e-10 | 0.00097009 | 1.8756e-10
[120 empty] | 7.3.3.17.5 (Remote Grid) Updates to grid topology to minimize risk of ignition in HFTDs Remote GridWLDFRContaminationAggregated | WLDFR | HFTD - Distribution - Tier 2 - 5QU CoRE ¦ 4QU LoRE | Red Flag Warning - Small Fires | Contamination | Aggregated | 2063 | 1.9334e-07 | 347.2658 | 6.7141e-05 | 2063 | Mitigation | 0.95 | 45 | 0 | esc | 0.00097009 | 1.8756e-10 | 0.00097009 | 1.8756e-10
[120 empty] | 7.3.3.17.5 (Remote Grid) Updates to grid topology to minimize risk of ignition in HFTDs Remote GridWLDFRContaminationAggregated | WLDFR | HFTD - Distribution - Tier 2 - 5QU CoRE ¦ 4QU LoRE | Red Flag Warning - Small Fires | Contamination | Aggregated | 2064 | 1.9334e-07 | 347.2658 | 6.7141e-05 | 2064 | Mitigation | 0.95 | 45 | 0 | esc | 0.00097009 | 1.8756e-10 | 0.00097009 | 1.8756e-10
[120 empty] | 7.3.3.17.5 (Remote Grid) Updates to grid topology to minimize risk of ignition in HFTDs Remote GridWLDFRContaminationAggregated | WLDFR | HFTD - Distribution - Tier 2 - 5QU CoRE ¦ 4QU LoRE | Red Flag Warning - Small Fires | Contamination | Aggregated | 2065 | 1.9334e-07 | 347.2658 | 6.7141e-05 | 2065 | Mitigation | 0.95 | 45 | 0 | esc | 0.00097009 | 1.8756e-10 | 0.00097009 | 1.8756e-10
[120 empty] | 7.3.3.17.5 (Remote Grid) Updates to grid topology to minimize risk of ignition in HFTDs Remote GridWLDFRContaminationAggregated | WLDFR | HFTD - Distribution - Tier 2 - 5QU CoRE ¦ 4QU LoRE | Red Flag Warning - Small Fires | Contamination | Aggregated | 2066 | 1.9334e-07 | 347.2658 | 6.7141e-05 | 2066 | Mitigation | 0.95 | 45 | 0 | esc | 0.00097009 | 1.8756e-10 | 0.00097009 | 1.8756e-10
[120 empty] | 7.3.3.17.5 (Remote Grid) Updates to grid topology to minimize risk of ignition in HFTDs Remote GridWLDFRContaminationAggregated | WLDFR | HFTD - Distribution - Tier 2 - 5QU CoRE ¦ 4QU LoRE | Red Flag Warning - Small Fires | Contamination | Aggregated | 2067 | 1.9334e-07 | 347.2658 | 6.7141e-05 | 2067 | Mitigation | 0.95 | 45 | 0 | esc | 0 | 0 | 0.00097009 | 1.8756e-10
[120 empty] | 7.3.3.17.5 (Remote Grid) Updates to grid topology to minimize risk of ignition in HFTDs Remote GridWLDFREquipment / facility failureAggregated | WLDFR | HFTD - Distribution - Tier 2 - 5QU CoRE ¦ 4QU LoRE | Red Flag Warning - Small Fires | Equipment / facility failure | Aggregated | 2022 | 0.00010247 | 347.2658 | 0.035583 | 2022 | Mitigation | 0.95 | 45 | 0 | esc | 0.00097009 | 9.9402e-08 | 0 | 0
[120 empty] | 7.3.3.17.5 (Remote Grid) Updates to grid topology to minimize risk of ignition in HFTDs Remote GridWLDFREquipment / facility failureAggregated | WLDFR | HFTD - Distribution - Tier 2 - 5QU CoRE ¦ 4QU LoRE | Red Flag Warning - Small Fires | Equipment / facility failure | Aggregated | 2023 | 0.00010247 | 347.2658 | 0.035583 | 2023 | Mitigation | 0.95 | 45 | 0 | esc | 0.00097009 | 9.9402e-08 | 0.00097009 | 9.9402e-08
[120 empty] | 7.3.3.17.5 (Remote Grid) Updates to grid topology to minimize risk of ignition in HFTDs Remote GridWLDFREquipment / facility failureAggregated | WLDFR | HFTD - Distribution - Tier 2 - 5QU CoRE ¦ 4QU LoRE | Red Flag Warning - Small Fires | Equipment / facility failure | Aggregated | 2024 | 0.00010247 | 347.2658 | 0.035583 | 2024 | Mitigation | 0.95 | 45 | 0 | esc | 0.00097009 | 9.9402e-08 | 0.00097009 | 9.9402e-08
[120 empty] | 7.3.3.17.5 (Remote Grid) Updates to grid topology to minimize risk of ignition in HFTDs Remote GridWLDFREquipment / facility failureAggregated | WLDFR | HFTD - Distribution - Tier 2 - 5QU CoRE ¦ 4QU LoRE | Red Flag Warning - Small Fires | Equipment / facility failure | Aggregated | 2025 | 0.00010247 | 347.2658 | 0.035583 | 2025 | Mitigation | 0.95 | 45 | 0 | esc | 0.00097009 | 9.9402e-08 | 0.00097009 | 9.9402e-08
[120 empty] | 7.3.3.17.5 (Remote Grid) Updates to grid topology to minimize risk of ignition in HFTDs Remote GridWLDFREquipment / facility failureAggregated | WLDFR | HFTD - Distribution - Tier 2 - 5QU CoRE ¦ 4QU LoRE | Red Flag Warning - Small Fires | Equipment / facility failure | Aggregated | 2026 | 0.00010247 | 347.2658 | 0.035583 | 2026 | Mitigation | 0.95 | 45 | 0 | esc | 0.00097009 | 9.9402e-08 | 0.00097009 | 9.9402e-08
[120 empty] | 7.3.3.17.5 (Remote Grid) Updates to grid topology to minimize risk of ignition in HFTDs Remote GridWLDFREquipment / facility failureAggregated | WLDFR | HFTD - Distribution - Tier 2 - 5QU CoRE ¦ 4QU LoRE | Red Flag Warning - Small Fires | Equipment / facility failure | Aggregated | 2027 | 0.00010247 | 347.2658 | 0.035583 | 2027 | Mitigation | 0.95 | 45 | 0 | esc | 0.00097009 | 9.9402e-08 | 0.00097009 | 9.9402e-08
[120 empty] | 7.3.3.17.5 (Remote Grid) Updates to grid topology to minimize risk of ignition in HFTDs Remote GridWLDFREquipment / facility failureAggregated | WLDFR | HFTD - Distribution - Tier 2 - 5QU CoRE ¦ 4QU LoRE | Red Flag Warning - Small Fires | Equipment / facility failure | Aggregated | 2028 | 0.00010247 | 347.2658 | 0.035583 | 2028 | Mitigation | 0.95 | 45 | 0 | esc | 0.00097009 | 9.9402e-08 | 0.00097009 | 9.9402e-08
[120 empty] | 7.3.3.17.5 (Remote Grid) Updates to grid topology to minimize risk of ignition in HFTDs Remote GridWLDFREquipment / facility failureAggregated | WLDFR | HFTD - Distribution - Tier 2 - 5QU CoRE ¦ 4QU LoRE | Red Flag Warning - Small Fires | Equipment / facility failure | Aggregated | 2029 | 0.00010247 | 347.2658 | 0.035583 | 2029 | Mitigation | 0.95 | 45 | 0 | esc | 0.00097009 | 9.9402e-08 | 0.00097009 | 9.9402e-08
[120 empty] | 7.3.3.17.5 (Remote Grid) Updates to grid topology to minimize risk of ignition in HFTDs Remote GridWLDFREquipment / facility failureAggregated | WLDFR | HFTD - Distribution - Tier 2 - 5QU CoRE ¦ 4QU LoRE | Red Flag Warning - Small Fires | Equipment / facility failure | Aggregated | 2030 | 0.00010247 | 347.2658 | 0.035583 | 2030 | Mitigation | 0.95 | 45 | 0 | esc | 0.00097009 | 9.9402e-08 | 0.00097009 | 9.9402e-08
[120 empty] | 7.3.3.17.5 (Remote Grid) Updates to grid topology to minimize risk of ignition in HFTDs Remote GridWLDFREquipment / facility failureAggregated | WLDFR | HFTD - Distribution - Tier 2 - 5QU CoRE ¦ 4QU LoRE | Red Flag Warning - Small Fires | Equipment / facility failure | Aggregated | 2031 | 0.00010247 | 347.2658 | 0.035583 | 2031 | Mitigation | 0.95 | 45 | 0 | esc | 0.00097009 | 9.9402e-08 | 0.00097009 | 9.9402e-08
[120 empty] | 7.3.3.17.5 (Remote Grid) Updates to grid topology to minimize risk of ignition in HFTDs Remote GridWLDFREquipment / facility failureAggregated | WLDFR | HFTD - Distribution - Tier 2 - 5QU CoRE ¦ 4QU LoRE | Red Flag Warning - Small Fires | Equipment / facility failure | Aggregated | 2032 | 0.00010247 | 347.2658 | 0.035583 | 2032 | Mitigation | 0.95 | 45 | 0 | esc | 0.00097009 | 9.9402e-08 | 0.00097009 | 9.9402e-08
[120 empty] | 7.3.3.17.5 (Remote Grid) Updates to grid topology to minimize risk of ignition in HFTDs Remote GridWLDFREquipment / facility failureAggregated | WLDFR | HFTD - Distribution - Tier 2 - 5QU CoRE ¦ 4QU LoRE | Red Flag Warning - Small Fires | Equipment / facility failure | Aggregated | 2033 | 0.00010247 | 347.2658 | 0.035583 | 2033 | Mitigation | 0.95 | 45 | 0 | esc | 0.00097009 | 9.9402e-08 | 0.00097009 | 9.9402e-08
[120 empty] | 7.3.3.17.5 (Remote Grid) Updates to grid topology to minimize risk of ignition in HFTDs Remote GridWLDFREquipment / facility failureAggregated | WLDFR | HFTD - Distribution - Tier 2 - 5QU CoRE ¦ 4QU LoRE | Red Flag Warning - Small Fires | Equipment / facility failure | Aggregated | 2034 | 0.00010247 | 347.2658 | 0.035583 | 2034 | Mitigation | 0.95 | 45 | 0 | esc | 0.00097009 | 9.9402e-08 | 0.00097009 | 9.9402e-08
[120 empty] | 7.3.3.17.5 (Remote Grid) Updates to grid topology to minimize risk of ignition in HFTDs Remote GridWLDFREquipment / facility failureAggregated | WLDFR | HFTD - Distribution - Tier 2 - 5QU CoRE ¦ 4QU LoRE | Red Flag Warning - Small Fires | Equipment / facility failure | Aggregated | 2035 | 0.00010247 | 347.2658 | 0.035583 | 2035 | Mitigation | 0.95 | 45 | 0 | esc | 0.00097009 | 9.9402e-08 | 0.00097009 | 9.9402e-08
[120 empty] | 7.3.3.17.5 (Remote Grid) Updates to grid topology to minimize risk of ignition in HFTDs Remote GridWLDFREquipment / facility failureAggregated | WLDFR | HFTD - Distribution - Tier 2 - 5QU CoRE ¦ 4QU LoRE | Red Flag Warning - Small Fires | Equipment / facility failure | Aggregated | 2036 | 0.00010247 | 347.2658 | 0.035583 | 2036 | Mitigation | 0.95 | 45 | 0 | esc | 0.00097009 | 9.9402e-08 | 0.00097009 | 9.9402e-08
[120 empty] | 7.3.3.17.5 (Remote Grid) Updates to grid topology to minimize risk of ignition in HFTDs Remote GridWLDFREquipment / facility failureAggregated | WLDFR | HFTD - Distribution - Tier 2 - 5QU CoRE ¦ 4QU LoRE | Red Flag Warning - Small Fires | Equipment / facility failure | Aggregated | 2037 | 0.00010247 | 347.2658 | 0.035583 | 2037 | Mitigation | 0.95 | 45 | 0 | esc | 0.00097009 | 9.9402e-08 | 0.00097009 | 9.9402e-08
[120 empty] | 7.3.3.17.5 (Remote Grid) Updates to grid topology to minimize risk of ignition in HFTDs Remote GridWLDFREquipment / facility failureAggregated | WLDFR | HFTD - Distribution - Tier 2 - 5QU CoRE ¦ 4QU LoRE | Red Flag Warning - Small Fires | Equipment / facility failure | Aggregated | 2038 | 0.00010247 | 347.2658 | 0.035583 | 2038 | Mitigation | 0.95 | 45 | 0 | esc | 0.00097009 | 9.9402e-08 | 0.00097009 | 9.9402e-08
[120 empty] | 7.3.3.17.5 (Remote Grid) Updates to grid topology to minimize risk of ignition in HFTDs Remote GridWLDFREquipment / facility failureAggregated | WLDFR | HFTD - Distribution - Tier 2 - 5QU CoRE ¦ 4QU LoRE | Red Flag Warning - Small Fires | Equipment / facility failure | Aggregated | 2039 | 0.00010247 | 347.2658 | 0.035583 | 2039 | Mitigation | 0.95 | 45 | 0 | esc | 0.00097009 | 9.9402e-08 | 0.00097009 | 9.9402e-08
[120 empty] | 7.3.3.17.5 (Remote Grid) Updates to grid topology to minimize risk of ignition in HFTDs Remote GridWLDFREquipment / facility failureAggregated | WLDFR | HFTD - Distribution - Tier 2 - 5QU CoRE ¦ 4QU LoRE | Red Flag Warning - Small Fires | Equipment / facility failure | Aggregated | 2040 | 0.00010247 | 347.2658 | 0.035583 | 2040 | Mitigation | 0.95 | 45 | 0 | esc | 0.00097009 | 9.9402e-08 | 0.00097009 | 9.9402e-08
[120 empty] | 7.3.3.17.5 (Remote Grid) Updates to grid topology to minimize risk of ignition in HFTDs Remote GridWLDFREquipment / facility failureAggregated | WLDFR | HFTD - Distribution - Tier 2 - 5QU CoRE ¦ 4QU LoRE | Red Flag Warning - Small Fires | Equipment / facility failure | Aggregated | 2041 | 0.00010247 | 347.2658 | 0.035583 | 2041 | Mitigation | 0.95 | 45 | 0 | esc | 0.00097009 | 9.9402e-08 | 0.00097009 | 9.9402e-08
[120 empty] | 7.3.3.17.5 (Remote Grid) Updates to grid topology to minimize risk of ignition in HFTDs Remote GridWLDFREquipment / facility failureAggregated | WLDFR | HFTD - Distribution - Tier 2 - 5QU CoRE ¦ 4QU LoRE | Red Flag Warning - Small Fires | Equipment / facility failure | Aggregated | 2042 | 0.00010247 | 347.2658 | 0.035583 | 2042 | Mitigation | 0.95 | 45 | 0 | esc | 0.00097009 | 9.9402e-08 | 0.00097009 | 9.9402e-08
[120 empty] | 7.3.3.17.5 (Remote Grid) Updates to grid topology to minimize risk of ignition in HFTDs Remote GridWLDFREquipment / facility failureAggregated | WLDFR | HFTD - Distribution - Tier 2 - 5QU CoRE ¦ 4QU LoRE | Red Flag Warning - Small Fires | Equipment / facility failure | Aggregated | 2043 | 0.00010247 | 347.2658 | 0.035583 | 2043 | Mitigation | 0.95 | 45 | 0 | esc | 0.00097009 | 9.9402e-08 | 0.00097009 | 9.9402e-08
[120 empty] | 7.3.3.17.5 (Remote Grid) Updates to grid topology to minimize risk of ignition in HFTDs Remote GridWLDFREquipment / facility failureAggregated | WLDFR | HFTD - Distribution - Tier 2 - 5QU CoRE ¦ 4QU LoRE | Red Flag Warning - Small Fires | Equipment / facility failure | Aggregated | 2044 | 0.00010247 | 347.2658 | 0.035583 | 2044 | Mitigation | 0.95 | 45 | 0 | esc | 0.00097009 | 9.9402e-08 | 0.00097009 | 9.9402e-08
[120 empty] | 7.3.3.17.5 (Remote Grid) Updates to grid topology to minimize risk of ignition in HFTDs Remote GridWLDFREquipment / facility failureAggregated | WLDFR | HFTD - Distribution - Tier 2 - 5QU CoRE ¦ 4QU LoRE | Red Flag Warning - Small Fires | Equipment / facility failure | Aggregated | 2045 | 0.00010247 | 347.2658 | 0.035583 | 2045 | Mitigation | 0.95 | 45 | 0 | esc | 0.00097009 | 9.9402e-08 | 0.00097009 | 9.9402e-08
[120 empty] | 7.3.3.17.5 (Remote Grid) Updates to grid topology to minimize risk of ignition in HFTDs Remote GridWLDFREquipment / facility failureAggregated | WLDFR | HFTD - Distribution - Tier 2 - 5QU CoRE ¦ 4QU LoRE | Red Flag Warning - Small Fires | Equipment / facility failure | Aggregated | 2046 | 0.00010247 | 347.2658 | 0.035583 | 2046 | Mitigation | 0.95 | 45 | 0 | esc | 0.00097009 | 9.9402e-08 | 0.00097009 | 9.9402e-08
[120 empty] | 7.3.3.17.5 (Remote Grid) Updates to grid topology to minimize risk of ignition in HFTDs Remote GridWLDFREquipment / facility failureAggregated | WLDFR | HFTD - Distribution - Tier 2 - 5QU CoRE ¦ 4QU LoRE | Red Flag Warning - Small Fires | Equipment / facility failure | Aggregated | 2047 | 0.00010247 | 347.2658 | 0.035583 | 2047 | Mitigation | 0.95 | 45 | 0 | esc | 0.00097009 | 9.9402e-08 | 0.00097009 | 9.9402e-08
[120 empty] | 7.3.3.17.5 (Remote Grid) Updates to grid topology to minimize risk of ignition in HFTDs Remote GridWLDFREquipment / facility failureAggregated | WLDFR | HFTD - Distribution - Tier 2 - 5QU CoRE ¦ 4QU LoRE | Red Flag Warning - Small Fires | Equipment / facility failure | Aggregated | 2048 | 0.00010247 | 347.2658 | 0.035583 | 2048 | Mitigation | 0.95 | 45 | 0 | esc | 0.00097009 | 9.9402e-08 | 0.00097009 | 9.9402e-08
[120 empty] | 7.3.3.17.5 (Remote Grid) Updates to grid topology to minimize risk of ignition in HFTDs Remote GridWLDFREquipment / facility failureAggregated | WLDFR | HFTD - Distribution - Tier 2 - 5QU CoRE ¦ 4QU LoRE | Red Flag Warning - Small Fires | Equipment / facility failure | Aggregated | 2049 | 0.00010247 | 347.2658 | 0.035583 | 2049 | Mitigation | 0.95 | 45 | 0 | esc | 0.00097009 | 9.9402e-08 | 0.00097009 | 9.9402e-08
[120 empty] | 7.3.3.17.5 (Remote Grid) Updates to grid topology to minimize risk of ignition in HFTDs Remote GridWLDFREquipment / facility failureAggregated | WLDFR | HFTD - Distribution - Tier 2 - 5QU CoRE ¦ 4QU LoRE | Red Flag Warning - Small Fires | Equipment / facility failure | Aggregated | 2050 | 0.00010247 | 347.2658 | 0.035583 | 2050 | Mitigation | 0.95 | 45 | 0 | esc | 0.00097009 | 9.9402e-08 | 0.00097009 | 9.9402e-08
[120 empty] | 7.3.3.17.5 (Remote Grid) Updates to grid topology to minimize risk of ignition in HFTDs Remote GridWLDFREquipment / facility failureAggregated | WLDFR | HFTD - Distribution - Tier 2 - 5QU CoRE ¦ 4QU LoRE | Red Flag Warning - Small Fires | Equipment / facility failure | Aggregated | 2051 | 0.00010247 | 347.2658 | 0.035583 | 2051 | Mitigation | 0.95 | 45 | 0 | esc | 0.00097009 | 9.9402e-08 | 0.00097009 | 9.9402e-08
[120 empty] | 7.3.3.17.5 (Remote Grid) Updates to grid topology to minimize risk of ignition in HFTDs Remote GridWLDFREquipment / facility failureAggregated | WLDFR | HFTD - Distribution - Tier 2 - 5QU CoRE ¦ 4QU LoRE | Red Flag Warning - Small Fires | Equipment / facility failure | Aggregated | 2052 | 0.00010247 | 347.2658 | 0.035583 | 2052 | Mitigation | 0.95 | 45 | 0 | esc | 0.00097009 | 9.9402e-08 | 0.00097009 | 9.9402e-08
[120 empty] | 7.3.3.17.5 (Remote Grid) Updates to grid topology to minimize risk of ignition in HFTDs Remote GridWLDFREquipment / facility failureAggregated | WLDFR | HFTD - Distribution - Tier 2 - 5QU CoRE ¦ 4QU LoRE | Red Flag Warning - Small Fires | Equipment / facility failure | Aggregated | 2053 | 0.00010247 | 347.2658 | 0.035583 | 2053 | Mitigation | 0.95 | 45 | 0 | esc | 0.00097009 | 9.9402e-08 | 0.00097009 | 9.9402e-08
[120 empty] | 7.3.3.17.5 (Remote Grid) Updates to grid topology to minimize risk of ignition in HFTDs Remote GridWLDFREquipment / facility failureAggregated | WLDFR | HFTD - Distribution - Tier 2 - 5QU CoRE ¦ 4QU LoRE | Red Flag Warning - Small Fires | Equipment / facility failure | Aggregated | 2054 | 0.00010247 | 347.2658 | 0.035583 | 2054 | Mitigation | 0.95 | 45 | 0 | esc | 0.00097009 | 9.9402e-08 | 0.00097009 | 9.9402e-08
[120 empty] | 7.3.3.17.5 (Remote Grid) Updates to grid topology to minimize risk of ignition in HFTDs Remote GridWLDFREquipment / facility failureAggregated | WLDFR | HFTD - Distribution - Tier 2 - 5QU CoRE ¦ 4QU LoRE | Red Flag Warning - Small Fires | Equipment / facility failure | Aggregated | 2055 | 0.00010247 | 347.2658 | 0.035583 | 2055 | Mitigation | 0.95 | 45 | 0 | esc | 0.00097009 | 9.9402e-08 | 0.00097009 | 9.9402e-08
[120 empty] | 7.3.3.17.5 (Remote Grid) Updates to grid topology to minimize risk of ignition in HFTDs Remote GridWLDFREquipment / facility failureAggregated | WLDFR | HFTD - Distribution - Tier 2 - 5QU CoRE ¦ 4QU LoRE | Red Flag Warning - Small Fires | Equipment / facility failure | Aggregated | 2056 | 0.00010247 | 347.2658 | 0.035583 | 2056 | Mitigation | 0.95 | 45 | 0 | esc | 0.00097009 | 9.9402e-08 | 0.00097009 | 9.9402e-08
[120 empty] | 7.3.3.17.5 (Remote Grid) Updates to grid topology to minimize risk of ignition in HFTDs Remote GridWLDFREquipment / facility failureAggregated | WLDFR | HFTD - Distribution - Tier 2 - 5QU CoRE ¦ 4QU LoRE | Red Flag Warning - Small Fires | Equipment / facility failure | Aggregated | 2057 | 0.00010247 | 347.2658 | 0.035583 | 2057 | Mitigation | 0.95 | 45 | 0 | esc | 0.00097009 | 9.9402e-08 | 0.00097009 | 9.9402e-08
[120 empty] | 7.3.3.17.5 (Remote Grid) Updates to grid topology to minimize risk of ignition in HFTDs Remote GridWLDFREquipment / facility failureAggregated | WLDFR | HFTD - Distribution - Tier 2 - 5QU CoRE ¦ 4QU LoRE | Red Flag Warning - Small Fires | Equipment / facility failure | Aggregated | 2058 | 0.00010247 | 347.2658 | 0.035583 | 2058 | Mitigation | 0.95 | 45 | 0 | esc | 0.00097009 | 9.9402e-08 | 0.00097009 | 9.9402e-08
[120 empty] | 7.3.3.17.5 (Remote Grid) Updates to grid topology to minimize risk of ignition in HFTDs Remote GridWLDFREquipment / facility failureAggregated | WLDFR | HFTD - Distribution - Tier 2 - 5QU CoRE ¦ 4QU LoRE | Red Flag Warning - Small Fires | Equipment / facility failure | Aggregated | 2059 | 0.00010247 | 347.2658 | 0.035583 | 2059 | Mitigation | 0.95 | 45 | 0 | esc | 0.00097009 | 9.9402e-08 | 0.00097009 | 9.9402e-08
[120 empty] | 7.3.3.17.5 (Remote Grid) Updates to grid topology to minimize risk of ignition in HFTDs Remote GridWLDFREquipment / facility failureAggregated | WLDFR | HFTD - Distribution - Tier 2 - 5QU CoRE ¦ 4QU LoRE | Red Flag Warning - Small Fires | Equipment / facility failure | Aggregated | 2060 | 0.00010247 | 347.2658 | 0.035583 | 2060 | Mitigation | 0.95 | 45 | 0 | esc | 0.00097009 | 9.9402e-08 | 0.00097009 | 9.9402e-08
[120 empty] | 7.3.3.17.5 (Remote Grid) Updates to grid topology to minimize risk of ignition in HFTDs Remote GridWLDFREquipment / facility failureAggregated | WLDFR | HFTD - Distribution - Tier 2 - 5QU CoRE ¦ 4QU LoRE | Red Flag Warning - Small Fires | Equipment / facility failure | Aggregated | 2061 | 0.00010247 | 347.2658 | 0.035583 | 2061 | Mitigation | 0.95 | 45 | 0 | esc | 0.00097009 | 9.9402e-08 | 0.00097009 | 9.9402e-08
[120 empty] | 7.3.3.17.5 (Remote Grid) Updates to grid topology to minimize risk of ignition in HFTDs Remote GridWLDFREquipment / facility failureAggregated | WLDFR | HFTD - Distribution - Tier 2 - 5QU CoRE ¦ 4QU LoRE | Red Flag Warning - Small Fires | Equipment / facility failure | Aggregated | 2062 | 0.00010247 | 347.2658 | 0.035583 | 2062 | Mitigation | 0.95 | 45 | 0 | esc | 0.00097009 | 9.9402e-08 | 0.00097009 | 9.9402e-08
[120 empty] | 7.3.3.17.5 (Remote Grid) Updates to grid topology to minimize risk of ignition in HFTDs Remote GridWLDFREquipment / facility failureAggregated | WLDFR | HFTD - Distribution - Tier 2 - 5QU CoRE ¦ 4QU LoRE | Red Flag Warning - Small Fires | Equipment / facility failure | Aggregated | 2063 | 0.00010247 | 347.2658 | 0.035583 | 2063 | Mitigation | 0.95 | 45 | 0 | esc | 0.00097009 | 9.9402e-08 | 0.00097009 | 9.9402e-08
[120 empty] | 7.3.3.17.5 (Remote Grid) Updates to grid topology to minimize risk of ignition in HFTDs Remote GridWLDFREquipment / facility failureAggregated | WLDFR | HFTD - Distribution - Tier 2 - 5QU CoRE ¦ 4QU LoRE | Red Flag Warning - Small Fires | Equipment / facility failure | Aggregated | 2064 | 0.00010247 | 347.2658 | 0.035583 | 2064 | Mitigation | 0.95 | 45 | 0 | esc | 0.00097009 | 9.9402e-08 | 0.00097009 | 9.9402e-08
[120 empty] | 7.3.3.17.5 (Remote Grid) Updates to grid topology to minimize risk of ignition in HFTDs Remote GridWLDFREquipment / facility failureAggregated | WLDFR | HFTD - Distribution - Tier 2 - 5QU CoRE ¦ 4QU LoRE | Red Flag Warning - Small Fires | Equipment / facility failure | Aggregated | 2065 | 0.00010247 | 347.2658 | 0.035583 | 2065 | Mitigation | 0.95 | 45 | 0 | esc | 0.00097009 | 9.9402e-08 | 0.00097009 | 9.9402e-08
[120 empty] | 7.3.3.17.5 (Remote Grid) Updates to grid topology to minimize risk of ignition in HFTDs Remote GridWLDFREquipment / facility failureAggregated | WLDFR | HFTD - Distribution - Tier 2 - 5QU CoRE ¦ 4QU LoRE | Red Flag Warning - Small Fires | Equipment / facility failure | Aggregated | 2066 | 0.00010247 | 347.2658 | 0.035583 | 2066 | Mitigation | 0.95 | 45 | 0 | esc | 0.00097009 | 9.9402e-08 | 0.00097009 | 9.9402e-08
[120 empty] | 7.3.3.17.5 (Remote Grid) Updates to grid topology to minimize risk of ignition in HFTDs Remote GridWLDFREquipment / facility failureAggregated | WLDFR | HFTD - Distribution - Tier 2 - 5QU CoRE ¦ 4QU LoRE | Red Flag Warning - Small Fires | Equipment / facility failure | Aggregated | 2067 | 0.00010247 | 347.2658 | 0.035583 | 2067 | Mitigation | 0.95 | 45 | 0 | esc | 0 | 0 | 0.00097009 | 9.9402e-08
[120 empty] | 7.3.3.17.5 (Remote Grid) Updates to grid topology to minimize risk of ignition in HFTDs Remote GridWLDFRVegetation ContactAggregated | WLDFR | HFTD - Distribution - Tier 2 - 5QU CoRE ¦ 4QU LoRE | Red Flag Warning - Small Fires | Vegetation Contact | Aggregated | 2022 | 0.0002686 | 347.2658 | 0.093274 | 2022 | Mitigation | 0.95 | 45 | 0 | esc | 0.00097009 | 2.6056e-07 | 0 | 0
[120 empty] | 7.3.3.17.5 (Remote Grid) Updates to grid topology to minimize risk of ignition in HFTDs Remote GridWLDFRVegetation ContactAggregated | WLDFR | HFTD - Distribution - Tier 2 - 5QU CoRE ¦ 4QU LoRE | Red Flag Warning - Small Fires | Vegetation Contact | Aggregated | 2023 | 0.0002686 | 347.2658 | 0.093274 | 2023 | Mitigation | 0.95 | 45 | 0 | esc | 0.00097009 | 2.6056e-07 | 0.00097009 | 2.6056e-07
[120 empty] | 7.3.3.17.5 (Remote Grid) Updates to grid topology to minimize risk of ignition in HFTDs Remote GridWLDFRVegetation ContactAggregated | WLDFR | HFTD - Distribution - Tier 2 - 5QU CoRE ¦ 4QU LoRE | Red Flag Warning - Small Fires | Vegetation Contact | Aggregated | 2024 | 0.0002686 | 347.2658 | 0.093274 | 2024 | Mitigation | 0.95 | 45 | 0 | esc | 0.00097009 | 2.6056e-07 | 0.00097009 | 2.6056e-07
[120 empty] | 7.3.3.17.5 (Remote Grid) Updates to grid topology to minimize risk of ignition in HFTDs Remote GridWLDFRVegetation ContactAggregated | WLDFR | HFTD - Distribution - Tier 2 - 5QU CoRE ¦ 4QU LoRE | Red Flag Warning - Small Fires | Vegetation Contact | Aggregated | 2025 | 0.0002686 | 347.2658 | 0.093274 | 2025 | Mitigation | 0.95 | 45 | 0 | esc | 0.00097009 | 2.6056e-07 | 0.00097009 | 2.6056e-07
[120 empty] | 7.3.3.17.5 (Remote Grid) Updates to grid topology to minimize risk of ignition in HFTDs Remote GridWLDFRVegetation ContactAggregated | WLDFR | HFTD - Distribution - Tier 2 - 5QU CoRE ¦ 4QU LoRE | Red Flag Warning - Small Fires | Vegetation Contact | Aggregated | 2026 | 0.0002686 | 347.2658 | 0.093274 | 2026 | Mitigation | 0.95 | 45 | 0 | esc | 0.00097009 | 2.6056e-07 | 0.00097009 | 2.6056e-07
[120 empty] | 7.3.3.17.5 (Remote Grid) Updates to grid topology to minimize risk of ignition in HFTDs Remote GridWLDFRVegetation ContactAggregated | WLDFR | HFTD - Distribution - Tier 2 - 5QU CoRE ¦ 4QU LoRE | Red Flag Warning - Small Fires | Vegetation Contact | Aggregated | 2027 | 0.0002686 | 347.2658 | 0.093274 | 2027 | Mitigation | 0.95 | 45 | 0 | esc | 0.00097009 | 2.6056e-07 | 0.00097009 | 2.6056e-07
[120 empty] | 7.3.3.17.5 (Remote Grid) Updates to grid topology to minimize risk of ignition in HFTDs Remote GridWLDFRVegetation ContactAggregated | WLDFR | HFTD - Distribution - Tier 2 - 5QU CoRE ¦ 4QU LoRE | Red Flag Warning - Small Fires | Vegetation Contact | Aggregated | 2028 | 0.0002686 | 347.2658 | 0.093274 | 2028 | Mitigation | 0.95 | 45 | 0 | esc | 0.00097009 | 2.6056e-07 | 0.00097009 | 2.6056e-07
[120 empty] | 7.3.3.17.5 (Remote Grid) Updates to grid topology to minimize risk of ignition in HFTDs Remote GridWLDFRVegetation ContactAggregated | WLDFR | HFTD - Distribution - Tier 2 - 5QU CoRE ¦ 4QU LoRE | Red Flag Warning - Small Fires | Vegetation Contact | Aggregated | 2029 | 0.0002686 | 347.2658 | 0.093274 | 2029 | Mitigation | 0.95 | 45 | 0 | esc | 0.00097009 | 2.6056e-07 | 0.00097009 | 2.6056e-07
[120 empty] | 7.3.3.17.5 (Remote Grid) Updates to grid topology to minimize risk of ignition in HFTDs Remote GridWLDFRVegetation ContactAggregated | WLDFR | HFTD - Distribution - Tier 2 - 5QU CoRE ¦ 4QU LoRE | Red Flag Warning - Small Fires | Vegetation Contact | Aggregated | 2030 | 0.0002686 | 347.2658 | 0.093274 | 2030 | Mitigation | 0.95 | 45 | 0 | esc | 0.00097009 | 2.6056e-07 | 0.00097009 | 2.6056e-07
[120 empty] | 7.3.3.17.5 (Remote Grid) Updates to grid topology to minimize risk of ignition in HFTDs Remote GridWLDFRVegetation ContactAggregated | WLDFR | HFTD - Distribution - Tier 2 - 5QU CoRE ¦ 4QU LoRE | Red Flag Warning - Small Fires | Vegetation Contact | Aggregated | 2031 | 0.0002686 | 347.2658 | 0.093274 | 2031 | Mitigation | 0.95 | 45 | 0 | esc | 0.00097009 | 2.6056e-07 | 0.00097009 | 2.6056e-07
[120 empty] | 7.3.3.17.5 (Remote Grid) Updates to grid topology to minimize risk of ignition in HFTDs Remote GridWLDFRVegetation ContactAggregated | WLDFR | HFTD - Distribution - Tier 2 - 5QU CoRE ¦ 4QU LoRE | Red Flag Warning - Small Fires | Vegetation Contact | Aggregated | 2032 | 0.0002686 | 347.2658 | 0.093274 | 2032 | Mitigation | 0.95 | 45 | 0 | esc | 0.00097009 | 2.6056e-07 | 0.00097009 | 2.6056e-07
[120 empty] | 7.3.3.17.5 (Remote Grid) Updates to grid topology to minimize risk of ignition in HFTDs Remote GridWLDFRVegetation ContactAggregated | WLDFR | HFTD - Distribution - Tier 2 - 5QU CoRE ¦ 4QU LoRE | Red Flag Warning - Small Fires | Vegetation Contact | Aggregated | 2033 | 0.0002686 | 347.2658 | 0.093274 | 2033 | Mitigation | 0.95 | 45 | 0 | esc | 0.00097009 | 2.6056e-07 | 0.00097009 | 2.6056e-07
[120 empty] | 7.3.3.17.5 (Remote Grid) Updates to grid topology to minimize risk of ignition in HFTDs Remote GridWLDFRVegetation ContactAggregated | WLDFR | HFTD - Distribution - Tier 2 - 5QU CoRE ¦ 4QU LoRE | Red Flag Warning - Small Fires | Vegetation Contact | Aggregated | 2034 | 0.0002686 | 347.2658 | 0.093274 | 2034 | Mitigation | 0.95 | 45 | 0 | esc | 0.00097009 | 2.6056e-07 | 0.00097009 | 2.6056e-07
[120 empty] | 7.3.3.17.5 (Remote Grid) Updates to grid topology to minimize risk of ignition in HFTDs Remote GridWLDFRVegetation ContactAggregated | WLDFR | HFTD - Distribution - Tier 2 - 5QU CoRE ¦ 4QU LoRE | Red Flag Warning - Small Fires | Vegetation Contact | Aggregated | 2035 | 0.0002686 | 347.2658 | 0.093274 | 2035 | Mitigation | 0.95 | 45 | 0 | esc | 0.00097009 | 2.6056e-07 | 0.00097009 | 2.6056e-07
[120 empty] | 7.3.3.17.5 (Remote Grid) Updates to grid topology to minimize risk of ignition in HFTDs Remote GridWLDFRVegetation ContactAggregated | WLDFR | HFTD - Distribution - Tier 2 - 5QU CoRE ¦ 4QU LoRE | Red Flag Warning - Small Fires | Vegetation Contact | Aggregated | 2036 | 0.0002686 | 347.2658 | 0.093274 | 2036 | Mitigation | 0.95 | 45 | 0 | esc | 0.00097009 | 2.6056e-07 | 0.00097009 | 2.6056e-07
[120 empty] | 7.3.3.17.5 (Remote Grid) Updates to grid topology to minimize risk of ignition in HFTDs Remote GridWLDFRVegetation ContactAggregated | WLDFR | HFTD - Distribution - Tier 2 - 5QU CoRE ¦ 4QU LoRE | Red Flag Warning - Small Fires | Vegetation Contact | Aggregated | 2037 | 0.0002686 | 347.2658 | 0.093274 | 2037 | Mitigation | 0.95 | 45 | 0 | esc | 0.00097009 | 2.6056e-07 | 0.00097009 | 2.6056e-07
[120 empty] | 7.3.3.17.5 (Remote Grid) Updates to grid topology to minimize risk of ignition in HFTDs Remote GridWLDFRVegetation ContactAggregated | WLDFR | HFTD - Distribution - Tier 2 - 5QU CoRE ¦ 4QU LoRE | Red Flag Warning - Small Fires | Vegetation Contact | Aggregated | 2038 | 0.0002686 | 347.2658 | 0.093274 | 2038 | Mitigation | 0.95 | 45 | 0 | esc | 0.00097009 | 2.6056e-07 | 0.00097009 | 2.6056e-07
[120 empty] | 7.3.3.17.5 (Remote Grid) Updates to grid topology to minimize risk of ignition in HFTDs Remote GridWLDFRVegetation ContactAggregated | WLDFR | HFTD - Distribution - Tier 2 - 5QU CoRE ¦ 4QU LoRE | Red Flag Warning - Small Fires | Vegetation Contact | Aggregated | 2039 | 0.0002686 | 347.2658 | 0.093274 | 2039 | Mitigation | 0.95 | 45 | 0 | esc | 0.00097009 | 2.6056e-07 | 0.00097009 | 2.6056e-07
[120 empty] | 7.3.3.17.5 (Remote Grid) Updates to grid topology to minimize risk of ignition in HFTDs Remote GridWLDFRVegetation ContactAggregated | WLDFR | HFTD - Distribution - Tier 2 - 5QU CoRE ¦ 4QU LoRE | Red Flag Warning - Small Fires | Vegetation Contact | Aggregated | 2040 | 0.0002686 | 347.2658 | 0.093274 | 2040 | Mitigation | 0.95 | 45 | 0 | esc | 0.00097009 | 2.6056e-07 | 0.00097009 | 2.6056e-07
[120 empty] | 7.3.3.17.5 (Remote Grid) Updates to grid topology to minimize risk of ignition in HFTDs Remote GridWLDFRVegetation ContactAggregated | WLDFR | HFTD - Distribution - Tier 2 - 5QU CoRE ¦ 4QU LoRE | Red Flag Warning - Small Fires | Vegetation Contact | Aggregated | 2041 | 0.0002686 | 347.2658 | 0.093274 | 2041 | Mitigation | 0.95 | 45 | 0 | esc | 0.00097009 | 2.6056e-07 | 0.00097009 | 2.6056e-07
[120 empty] | 7.3.3.17.5 (Remote Grid) Updates to grid topology to minimize risk of ignition in HFTDs Remote GridWLDFRVegetation ContactAggregated | WLDFR | HFTD - Distribution - Tier 2 - 5QU CoRE ¦ 4QU LoRE | Red Flag Warning - Small Fires | Vegetation Contact | Aggregated | 2042 | 0.0002686 | 347.2658 | 0.093274 | 2042 | Mitigation | 0.95 | 45 | 0 | esc | 0.00097009 | 2.6056e-07 | 0.00097009 | 2.6056e-07
[120 empty] | 7.3.3.17.5 (Remote Grid) Updates to grid topology to minimize risk of ignition in HFTDs Remote GridWLDFRVegetation ContactAggregated | WLDFR | HFTD - Distribution - Tier 2 - 5QU CoRE ¦ 4QU LoRE | Red Flag Warning - Small Fires | Vegetation Contact | Aggregated | 2043 | 0.0002686 | 347.2658 | 0.093274 | 2043 | Mitigation | 0.95 | 45 | 0 | esc | 0.00097009 | 2.6056e-07 | 0.00097009 | 2.6056e-07
[120 empty] | 7.3.3.17.5 (Remote Grid) Updates to grid topology to minimize risk of ignition in HFTDs Remote GridWLDFRVegetation ContactAggregated | WLDFR | HFTD - Distribution - Tier 2 - 5QU CoRE ¦ 4QU LoRE | Red Flag Warning - Small Fires | Vegetation Contact | Aggregated | 2044 | 0.0002686 | 347.2658 | 0.093274 | 2044 | Mitigation | 0.95 | 45 | 0 | esc | 0.00097009 | 2.6056e-07 | 0.00097009 | 2.6056e-07
[120 empty] | 7.3.3.17.5 (Remote Grid) Updates to grid topology to minimize risk of ignition in HFTDs Remote GridWLDFRVegetation ContactAggregated | WLDFR | HFTD - Distribution - Tier 2 - 5QU CoRE ¦ 4QU LoRE | Red Flag Warning - Small Fires | Vegetation Contact | Aggregated | 2045 | 0.0002686 | 347.2658 | 0.093274 | 2045 | Mitigation | 0.95 | 45 | 0 | esc | 0.00097009 | 2.6056e-07 | 0.00097009 | 2.6056e-07
[120 empty] | 7.3.3.17.5 (Remote Grid) Updates to grid topology to minimize risk of ignition in HFTDs Remote GridWLDFRVegetation ContactAggregated | WLDFR | HFTD - Distribution - Tier 2 - 5QU CoRE ¦ 4QU LoRE | Red Flag Warning - Small Fires | Vegetation Contact | Aggregated | 2046 | 0.0002686 | 347.2658 | 0.093274 | 2046 | Mitigation | 0.95 | 45 | 0 | esc | 0.00097009 | 2.6056e-07 | 0.00097009 | 2.6056e-07
[120 empty] | 7.3.3.17.5 (Remote Grid) Updates to grid topology to minimize risk of ignition in HFTDs Remote GridWLDFRVegetation ContactAggregated | WLDFR | HFTD - Distribution - Tier 2 - 5QU CoRE ¦ 4QU LoRE | Red Flag Warning - Small Fires | Vegetation Contact | Aggregated | 2047 | 0.0002686 | 347.2658 | 0.093274 | 2047 | Mitigation | 0.95 | 45 | 0 | esc | 0.00097009 | 2.6056e-07 | 0.00097009 | 2.6056e-07
[120 empty] | 7.3.3.17.5 (Remote Grid) Updates to grid topology to minimize risk of ignition in HFTDs Remote GridWLDFRVegetation ContactAggregated | WLDFR | HFTD - Distribution - Tier 2 - 5QU CoRE ¦ 4QU LoRE | Red Flag Warning - Small Fires | Vegetation Contact | Aggregated | 2048 | 0.0002686 | 347.2658 | 0.093274 | 2048 | Mitigation | 0.95 | 45 | 0 | esc | 0.00097009 | 2.6056e-07 | 0.00097009 | 2.6056e-07
[120 empty] | 7.3.3.17.5 (Remote Grid) Updates to grid topology to minimize risk of ignition in HFTDs Remote GridWLDFRVegetation ContactAggregated | WLDFR | HFTD - Distribution - Tier 2 - 5QU CoRE ¦ 4QU LoRE | Red Flag Warning - Small Fires | Vegetation Contact | Aggregated | 2049 | 0.0002686 | 347.2658 | 0.093274 | 2049 | Mitigation | 0.95 | 45 | 0 | esc | 0.00097009 | 2.6056e-07 | 0.00097009 | 2.6056e-07
[120 empty] | 7.3.3.17.5 (Remote Grid) Updates to grid topology to minimize risk of ignition in HFTDs Remote GridWLDFRVegetation ContactAggregated | WLDFR | HFTD - Distribution - Tier 2 - 5QU CoRE ¦ 4QU LoRE | Red Flag Warning - Small Fires | Vegetation Contact | Aggregated | 2050 | 0.0002686 | 347.2658 | 0.093274 | 2050 | Mitigation | 0.95 | 45 | 0 | esc | 0.00097009 | 2.6056e-07 | 0.00097009 | 2.6056e-07
[120 empty] | 7.3.3.17.5 (Remote Grid) Updates to grid topology to minimize risk of ignition in HFTDs Remote GridWLDFRVegetation ContactAggregated | WLDFR | HFTD - Distribution - Tier 2 - 5QU CoRE ¦ 4QU LoRE | Red Flag Warning - Small Fires | Vegetation Contact | Aggregated | 2051 | 0.0002686 | 347.2658 | 0.093274 | 2051 | Mitigation | 0.95 | 45 | 0 | esc | 0.00097009 | 2.6056e-07 | 0.00097009 | 2.6056e-07
[120 empty] | 7.3.3.17.5 (Remote Grid) Updates to grid topology to minimize risk of ignition in HFTDs Remote GridWLDFRVegetation ContactAggregated | WLDFR | HFTD - Distribution - Tier 2 - 5QU CoRE ¦ 4QU LoRE | Red Flag Warning - Small Fires | Vegetation Contact | Aggregated | 2052 | 0.0002686 | 347.2658 | 0.093274 | 2052 | Mitigation | 0.95 | 45 | 0 | esc | 0.00097009 | 2.6056e-07 | 0.00097009 | 2.6056e-07
[120 empty] | 7.3.3.17.5 (Remote Grid) Updates to grid topology to minimize risk of ignition in HFTDs Remote GridWLDFRVegetation ContactAggregated | WLDFR | HFTD - Distribution - Tier 2 - 5QU CoRE ¦ 4QU LoRE | Red Flag Warning - Small Fires | Vegetation Contact | Aggregated | 2053 | 0.0002686 | 347.2658 | 0.093274 | 2053 | Mitigation | 0.95 | 45 | 0 | esc | 0.00097009 | 2.6056e-07 | 0.00097009 | 2.6056e-07
[120 empty] | 7.3.3.17.5 (Remote Grid) Updates to grid topology to minimize risk of ignition in HFTDs Remote GridWLDFRVegetation ContactAggregated | WLDFR | HFTD - Distribution - Tier 2 - 5QU CoRE ¦ 4QU LoRE | Red Flag Warning - Small Fires | Vegetation Contact | Aggregated | 2054 | 0.0002686 | 347.2658 | 0.093274 | 2054 | Mitigation | 0.95 | 45 | 0 | esc | 0.00097009 | 2.6056e-07 | 0.00097009 | 2.6056e-07
[120 empty] | 7.3.3.17.5 (Remote Grid) Updates to grid topology to minimize risk of ignition in HFTDs Remote GridWLDFRVegetation ContactAggregated | WLDFR | HFTD - Distribution - Tier 2 - 5QU CoRE ¦ 4QU LoRE | Red Flag Warning - Small Fires | Vegetation Contact | Aggregated | 2055 | 0.0002686 | 347.2658 | 0.093274 | 2055 | Mitigation | 0.95 | 45 | 0 | esc | 0.00097009 | 2.6056e-07 | 0.00097009 | 2.6056e-07
[120 empty] | 7.3.3.17.5 (Remote Grid) Updates to grid topology to minimize risk of ignition in HFTDs Remote GridWLDFRVegetation ContactAggregated | WLDFR | HFTD - Distribution - Tier 2 - 5QU CoRE ¦ 4QU LoRE | Red Flag Warning - Small Fires | Vegetation Contact | Aggregated | 2056 | 0.0002686 | 347.2658 | 0.093274 | 2056 | Mitigation | 0.95 | 45 | 0 | esc | 0.00097009 | 2.6056e-07 | 0.00097009 | 2.6056e-07
[120 empty] | 7.3.3.17.5 (Remote Grid) Updates to grid topology to minimize risk of ignition in HFTDs Remote GridWLDFRVegetation ContactAggregated | WLDFR | HFTD - Distribution - Tier 2 - 5QU CoRE ¦ 4QU LoRE | Red Flag Warning - Small Fires | Vegetation Contact | Aggregated | 2057 | 0.0002686 | 347.2658 | 0.093274 | 2057 | Mitigation | 0.95 | 45 | 0 | esc | 0.00097009 | 2.6056e-07 | 0.00097009 | 2.6056e-07
[120 empty] | 7.3.3.17.5 (Remote Grid) Updates to grid topology to minimize risk of ignition in HFTDs Remote GridWLDFRVegetation ContactAggregated | WLDFR | HFTD - Distribution - Tier 2 - 5QU CoRE ¦ 4QU LoRE | Red Flag Warning - Small Fires | Vegetation Contact | Aggregated | 2058 | 0.0002686 | 347.2658 | 0.093274 | 2058 | Mitigation | 0.95 | 45 | 0 | esc | 0.00097009 | 2.6056e-07 | 0.00097009 | 2.6056e-07
[120 empty] | 7.3.3.17.5 (Remote Grid) Updates to grid topology to minimize risk of ignition in HFTDs Remote GridWLDFRVegetation ContactAggregated | WLDFR | HFTD - Distribution - Tier 2 - 5QU CoRE ¦ 4QU LoRE | Red Flag Warning - Small Fires | Vegetation Contact | Aggregated | 2059 | 0.0002686 | 347.2658 | 0.093274 | 2059 | Mitigation | 0.95 | 45 | 0 | esc | 0.00097009 | 2.6056e-07 | 0.00097009 | 2.6056e-07
[120 empty] | 7.3.3.17.5 (Remote Grid) Updates to grid topology to minimize risk of ignition in HFTDs Remote GridWLDFRVegetation ContactAggregated | WLDFR | HFTD - Distribution - Tier 2 - 5QU CoRE ¦ 4QU LoRE | Red Flag Warning - Small Fires | Vegetation Contact | Aggregated | 2060 | 0.0002686 | 347.2658 | 0.093274 | 2060 | Mitigation | 0.95 | 45 | 0 | esc | 0.00097009 | 2.6056e-07 | 0.00097009 | 2.6056e-07
[120 empty] | 7.3.3.17.5 (Remote Grid) Updates to grid topology to minimize risk of ignition in HFTDs Remote GridWLDFRVegetation ContactAggregated | WLDFR | HFTD - Distribution - Tier 2 - 5QU CoRE ¦ 4QU LoRE | Red Flag Warning - Small Fires | Vegetation Contact | Aggregated | 2061 | 0.0002686 | 347.2658 | 0.093274 | 2061 | Mitigation | 0.95 | 45 | 0 | esc | 0.00097009 | 2.6056e-07 | 0.00097009 | 2.6056e-07
[120 empty] | 7.3.3.17.5 (Remote Grid) Updates to grid topology to minimize risk of ignition in HFTDs Remote GridWLDFRVegetation ContactAggregated | WLDFR | HFTD - Distribution - Tier 2 - 5QU CoRE ¦ 4QU LoRE | Red Flag Warning - Small Fires | Vegetation Contact | Aggregated | 2062 | 0.0002686 | 347.2658 | 0.093274 | 2062 | Mitigation | 0.95 | 45 | 0 | esc | 0.00097009 | 2.6056e-07 | 0.00097009 | 2.6056e-07
[120 empty] | 7.3.3.17.5 (Remote Grid) Updates to grid topology to minimize risk of ignition in HFTDs Remote GridWLDFRVegetation ContactAggregated | WLDFR | HFTD - Distribution - Tier 2 - 5QU CoRE ¦ 4QU LoRE | Red Flag Warning - Small Fires | Vegetation Contact | Aggregated | 2063 | 0.0002686 | 347.2658 | 0.093274 | 2063 | Mitigation | 0.95 | 45 | 0 | esc | 0.00097009 | 2.6056e-07 | 0.00097009 | 2.6056e-07
[120 empty] | 7.3.3.17.5 (Remote Grid) Updates to grid topology to minimize risk of ignition in HFTDs Remote GridWLDFRVegetation ContactAggregated | WLDFR | HFTD - Distribution - Tier 2 - 5QU CoRE ¦ 4QU LoRE | Red Flag Warning - Small Fires | Vegetation Contact | Aggregated | 2064 | 0.0002686 | 347.2658 | 0.093274 | 2064 | Mitigation | 0.95 | 45 | 0 | esc | 0.00097009 | 2.6056e-07 | 0.00097009 | 2.6056e-07
[120 empty] | 7.3.3.17.5 (Remote Grid) Updates to grid topology to minimize risk of ignition in HFTDs Remote GridWLDFRVegetation ContactAggregated | WLDFR | HFTD - Distribution - Tier 2 - 5QU CoRE ¦ 4QU LoRE | Red Flag Warning - Small Fires | Vegetation Contact | Aggregated | 2065 | 0.0002686 | 347.2658 | 0.093274 | 2065 | Mitigation | 0.95 | 45 | 0 | esc | 0.00097009 | 2.6056e-07 | 0.00097009 | 2.6056e-07
[120 empty] | 7.3.3.17.5 (Remote Grid) Updates to grid topology to minimize risk of ignition in HFTDs Remote GridWLDFRVegetation ContactAggregated | WLDFR | HFTD - Distribution - Tier 2 - 5QU CoRE ¦ 4QU LoRE | Red Flag Warning - Small Fires | Vegetation Contact | Aggregated | 2066 | 0.0002686 | 347.2658 | 0.093274 | 2066 | Mitigation | 0.95 | 45 | 0 | esc | 0.00097009 | 2.6056e-07 | 0.00097009 | 2.6056e-07
[120 empty] | 7.3.3.17.5 (Remote Grid) Updates to grid topology to minimize risk of ignition in HFTDs Remote GridWLDFRVegetation ContactAggregated | WLDFR | HFTD - Distribution - Tier 2 - 5QU CoRE ¦ 4QU LoRE | Red Flag Warning - Small Fires | Vegetation Contact | Aggregated | 2067 | 0.0002686 | 347.2658 | 0.093274 | 2067 | Mitigation | 0.95 | 45 | 0 | esc | 0 | 0 | 0.00097009 | 2.6056e-07
[120 empty] | 7.3.3.17.5 (Remote Grid) Updates to grid topology to minimize risk of ignition in HFTDs Remote GridWLDFRWire-to-wire contactAggregated | WLDFR | HFTD - Distribution - Tier 2 - 5QU CoRE ¦ 4QU LoRE | Red Flag Warning - Small Fires | Wire-to-wire contact | Aggregated | 2022 | 7.0845e-06 | 347.2658 | 0.0024602 | 2022 | Mitigation | 0.95 | 45 | 0 | esc | 0.00097009 | 6.8726e-09 | 0 | 0
[120 empty] | 7.3.3.17.5 (Remote Grid) Updates to grid topology to minimize risk of ignition in HFTDs Remote GridWLDFRWire-to-wire contactAggregated | WLDFR | HFTD - Distribution - Tier 2 - 5QU CoRE ¦ 4QU LoRE | Red Flag Warning - Small Fires | Wire-to-wire contact | Aggregated | 2023 | 7.0845e-06 | 347.2658 | 0.0024602 | 2023 | Mitigation | 0.95 | 45 | 0 | esc | 0.00097009 | 6.8726e-09 | 0.00097009 | 6.8726e-09
[120 empty] | 7.3.3.17.5 (Remote Grid) Updates to grid topology to minimize risk of ignition in HFTDs Remote GridWLDFRWire-to-wire contactAggregated | WLDFR | HFTD - Distribution - Tier 2 - 5QU CoRE ¦ 4QU LoRE | Red Flag Warning - Small Fires | Wire-to-wire contact | Aggregated | 2024 | 7.0845e-06 | 347.2658 | 0.0024602 | 2024 | Mitigation | 0.95 | 45 | 0 | esc | 0.00097009 | 6.8726e-09 | 0.00097009 | 6.8726e-09
[120 empty] | 7.3.3.17.5 (Remote Grid) Updates to grid topology to minimize risk of ignition in HFTDs Remote GridWLDFRWire-to-wire contactAggregated | WLDFR | HFTD - Distribution - Tier 2 - 5QU CoRE ¦ 4QU LoRE | Red Flag Warning - Small Fires | Wire-to-wire contact | Aggregated | 2025 | 7.0845e-06 | 347.2658 | 0.0024602 | 2025 | Mitigation | 0.95 | 45 | 0 | esc | 0.00097009 | 6.8726e-09 | 0.00097009 | 6.8726e-09
[120 empty] | 7.3.3.17.5 (Remote Grid) Updates to grid topology to minimize risk of ignition in HFTDs Remote GridWLDFRWire-to-wire contactAggregated | WLDFR | HFTD - Distribution - Tier 2 - 5QU CoRE ¦ 4QU LoRE | Red Flag Warning - Small Fires | Wire-to-wire contact | Aggregated | 2026 | 7.0845e-06 | 347.2658 | 0.0024602 | 2026 | Mitigation | 0.95 | 45 | 0 | esc | 0.00097009 | 6.8726e-09 | 0.00097009 | 6.8726e-09
[120 empty] | 7.3.3.17.5 (Remote Grid) Updates to grid topology to minimize risk of ignition in HFTDs Remote GridWLDFRWire-to-wire contactAggregated | WLDFR | HFTD - Distribution - Tier 2 - 5QU CoRE ¦ 4QU LoRE | Red Flag Warning - Small Fires | Wire-to-wire contact | Aggregated | 2027 | 7.0845e-06 | 347.2658 | 0.0024602 | 2027 | Mitigation | 0.95 | 45 | 0 | esc | 0.00097009 | 6.8726e-09 | 0.00097009 | 6.8726e-09
[120 empty] | 7.3.3.17.5 (Remote Grid) Updates to grid topology to minimize risk of ignition in HFTDs Remote GridWLDFRWire-to-wire contactAggregated | WLDFR | HFTD - Distribution - Tier 2 - 5QU CoRE ¦ 4QU LoRE | Red Flag Warning - Small Fires | Wire-to-wire contact | Aggregated | 2028 | 7.0845e-06 | 347.2658 | 0.0024602 | 2028 | Mitigation | 0.95 | 45 | 0 | esc | 0.00097009 | 6.8726e-09 | 0.00097009 | 6.8726e-09
[120 empty] | 7.3.3.17.5 (Remote Grid) Updates to grid topology to minimize risk of ignition in HFTDs Remote GridWLDFRWire-to-wire contactAggregated | WLDFR | HFTD - Distribution - Tier 2 - 5QU CoRE ¦ 4QU LoRE | Red Flag Warning - Small Fires | Wire-to-wire contact | Aggregated | 2029 | 7.0845e-06 | 347.2658 | 0.0024602 | 2029 | Mitigation | 0.95 | 45 | 0 | esc | 0.00097009 | 6.8726e-09 | 0.00097009 | 6.8726e-09
[120 empty] | 7.3.3.17.5 (Remote Grid) Updates to grid topology to minimize risk of ignition in HFTDs Remote GridWLDFRWire-to-wire contactAggregated | WLDFR | HFTD - Distribution - Tier 2 - 5QU CoRE ¦ 4QU LoRE | Red Flag Warning - Small Fires | Wire-to-wire contact | Aggregated | 2030 | 7.0845e-06 | 347.2658 | 0.0024602 | 2030 | Mitigation | 0.95 | 45 | 0 | esc | 0.00097009 | 6.8726e-09 | 0.00097009 | 6.8726e-09
[120 empty] | 7.3.3.17.5 (Remote Grid) Updates to grid topology to minimize risk of ignition in HFTDs Remote GridWLDFRWire-to-wire contactAggregated | WLDFR | HFTD - Distribution - Tier 2 - 5QU CoRE ¦ 4QU LoRE | Red Flag Warning - Small Fires | Wire-to-wire contact | Aggregated | 2031 | 7.0845e-06 | 347.2658 | 0.0024602 | 2031 | Mitigation | 0.95 | 45 | 0 | esc | 0.00097009 | 6.8726e-09 | 0.00097009 | 6.8726e-09
[120 empty] | 7.3.3.17.5 (Remote Grid) Updates to grid topology to minimize risk of ignition in HFTDs Remote GridWLDFRWire-to-wire contactAggregated | WLDFR | HFTD - Distribution - Tier 2 - 5QU CoRE ¦ 4QU LoRE | Red Flag Warning - Small Fires | Wire-to-wire contact | Aggregated | 2032 | 7.0845e-06 | 347.2658 | 0.0024602 | 2032 | Mitigation | 0.95 | 45 | 0 | esc | 0.00097009 | 6.8726e-09 | 0.00097009 | 6.8726e-09
[120 empty] | 7.3.3.17.5 (Remote Grid) Updates to grid topology to minimize risk of ignition in HFTDs Remote GridWLDFRWire-to-wire contactAggregated | WLDFR | HFTD - Distribution - Tier 2 - 5QU CoRE ¦ 4QU LoRE | Red Flag Warning - Small Fires | Wire-to-wire contact | Aggregated | 2033 | 7.0845e-06 | 347.2658 | 0.0024602 | 2033 | Mitigation | 0.95 | 45 | 0 | esc | 0.00097009 | 6.8726e-09 | 0.00097009 | 6.8726e-09
[120 empty] | 7.3.3.17.5 (Remote Grid) Updates to grid topology to minimize risk of ignition in HFTDs Remote GridWLDFRWire-to-wire contactAggregated | WLDFR | HFTD - Distribution - Tier 2 - 5QU CoRE ¦ 4QU LoRE | Red Flag Warning - Small Fires | Wire-to-wire contact | Aggregated | 2034 | 7.0845e-06 | 347.2658 | 0.0024602 | 2034 | Mitigation | 0.95 | 45 | 0 | esc | 0.00097009 | 6.8726e-09 | 0.00097009 | 6.8726e-09
[120 empty] | 7.3.3.17.5 (Remote Grid) Updates to grid topology to minimize risk of ignition in HFTDs Remote GridWLDFRWire-to-wire contactAggregated | WLDFR | HFTD - Distribution - Tier 2 - 5QU CoRE ¦ 4QU LoRE | Red Flag Warning - Small Fires | Wire-to-wire contact | Aggregated | 2035 | 7.0845e-06 | 347.2658 | 0.0024602 | 2035 | Mitigation | 0.95 | 45 | 0 | esc | 0.00097009 | 6.8726e-09 | 0.00097009 | 6.8726e-09
[120 empty] | 7.3.3.17.5 (Remote Grid) Updates to grid topology to minimize risk of ignition in HFTDs Remote GridWLDFRWire-to-wire contactAggregated | WLDFR | HFTD - Distribution - Tier 2 - 5QU CoRE ¦ 4QU LoRE | Red Flag Warning - Small Fires | Wire-to-wire contact | Aggregated | 2036 | 7.0845e-06 | 347.2658 | 0.0024602 | 2036 | Mitigation | 0.95 | 45 | 0 | esc | 0.00097009 | 6.8726e-09 | 0.00097009 | 6.8726e-09
[120 empty] | 7.3.3.17.5 (Remote Grid) Updates to grid topology to minimize risk of ignition in HFTDs Remote GridWLDFRWire-to-wire contactAggregated | WLDFR | HFTD - Distribution - Tier 2 - 5QU CoRE ¦ 4QU LoRE | Red Flag Warning - Small Fires | Wire-to-wire contact | Aggregated | 2037 | 7.0845e-06 | 347.2658 | 0.0024602 | 2037 | Mitigation | 0.95 | 45 | 0 | esc | 0.00097009 | 6.8726e-09 | 0.00097009 | 6.8726e-09
[120 empty] | 7.3.3.17.5 (Remote Grid) Updates to grid topology to minimize risk of ignition in HFTDs Remote GridWLDFRWire-to-wire contactAggregated | WLDFR | HFTD - Distribution - Tier 2 - 5QU CoRE ¦ 4QU LoRE | Red Flag Warning - Small Fires | Wire-to-wire contact | Aggregated | 2038 | 7.0845e-06 | 347.2658 | 0.0024602 | 2038 | Mitigation | 0.95 | 45 | 0 | esc | 0.00097009 | 6.8726e-09 | 0.00097009 | 6.8726e-09
[120 empty] | 7.3.3.17.5 (Remote Grid) Updates to grid topology to minimize risk of ignition in HFTDs Remote GridWLDFRWire-to-wire contactAggregated | WLDFR | HFTD - Distribution - Tier 2 - 5QU CoRE ¦ 4QU LoRE | Red Flag Warning - Small Fires | Wire-to-wire contact | Aggregated | 2039 | 7.0845e-06 | 347.2658 | 0.0024602 | 2039 | Mitigation | 0.95 | 45 | 0 | esc | 0.00097009 | 6.8726e-09 | 0.00097009 | 6.8726e-09
[120 empty] | 7.3.3.17.5 (Remote Grid) Updates to grid topology to minimize risk of ignition in HFTDs Remote GridWLDFRWire-to-wire contactAggregated | WLDFR | HFTD - Distribution - Tier 2 - 5QU CoRE ¦ 4QU LoRE | Red Flag Warning - Small Fires | Wire-to-wire contact | Aggregated | 2040 | 7.0845e-06 | 347.2658 | 0.0024602 | 2040 | Mitigation | 0.95 | 45 | 0 | esc | 0.00097009 | 6.8726e-09 | 0.00097009 | 6.8726e-09
[120 empty] | 7.3.3.17.5 (Remote Grid) Updates to grid topology to minimize risk of ignition in HFTDs Remote GridWLDFRWire-to-wire contactAggregated | WLDFR | HFTD - Distribution - Tier 2 - 5QU CoRE ¦ 4QU LoRE | Red Flag Warning - Small Fires | Wire-to-wire contact | Aggregated | 2041 | 7.0845e-06 | 347.2658 | 0.0024602 | 2041 | Mitigation | 0.95 | 45 | 0 | esc | 0.00097009 | 6.8726e-09 | 0.00097009 | 6.8726e-09
[120 empty] | 7.3.3.17.5 (Remote Grid) Updates to grid topology to minimize risk of ignition in HFTDs Remote GridWLDFRWire-to-wire contactAggregated | WLDFR | HFTD - Distribution - Tier 2 - 5QU CoRE ¦ 4QU LoRE | Red Flag Warning - Small Fires | Wire-to-wire contact | Aggregated | 2042 | 7.0845e-06 | 347.2658 | 0.0024602 | 2042 | Mitigation | 0.95 | 45 | 0 | esc | 0.00097009 | 6.8726e-09 | 0.00097009 | 6.8726e-09
[120 empty] | 7.3.3.17.5 (Remote Grid) Updates to grid topology to minimize risk of ignition in HFTDs Remote GridWLDFRWire-to-wire contactAggregated | WLDFR | HFTD - Distribution - Tier 2 - 5QU CoRE ¦ 4QU LoRE | Red Flag Warning - Small Fires | Wire-to-wire contact | Aggregated | 2043 | 7.0845e-06 | 347.2658 | 0.0024602 | 2043 | Mitigation | 0.95 | 45 | 0 | esc | 0.00097009 | 6.8726e-09 | 0.00097009 | 6.8726e-09
[120 empty] | 7.3.3.17.5 (Remote Grid) Updates to grid topology to minimize risk of ignition in HFTDs Remote GridWLDFRWire-to-wire contactAggregated | WLDFR | HFTD - Distribution - Tier 2 - 5QU CoRE ¦ 4QU LoRE | Red Flag Warning - Small Fires | Wire-to-wire contact | Aggregated | 2044 | 7.0845e-06 | 347.2658 | 0.0024602 | 2044 | Mitigation | 0.95 | 45 | 0 | esc | 0.00097009 | 6.8726e-09 | 0.00097009 | 6.8726e-09
[120 empty] | 7.3.3.17.5 (Remote Grid) Updates to grid topology to minimize risk of ignition in HFTDs Remote GridWLDFRWire-to-wire contactAggregated | WLDFR | HFTD - Distribution - Tier 2 - 5QU CoRE ¦ 4QU LoRE | Red Flag Warning - Small Fires | Wire-to-wire contact | Aggregated | 2045 | 7.0845e-06 | 347.2658 | 0.0024602 | 2045 | Mitigation | 0.95 | 45 | 0 | esc | 0.00097009 | 6.8726e-09 | 0.00097009 | 6.8726e-09
[120 empty] | 7.3.3.17.5 (Remote Grid) Updates to grid topology to minimize risk of ignition in HFTDs Remote GridWLDFRWire-to-wire contactAggregated | WLDFR | HFTD - Distribution - Tier 2 - 5QU CoRE ¦ 4QU LoRE | Red Flag Warning - Small Fires | Wire-to-wire contact | Aggregated | 2046 | 7.0845e-06 | 347.2658 | 0.0024602 | 2046 | Mitigation | 0.95 | 45 | 0 | esc | 0.00097009 | 6.8726e-09 | 0.00097009 | 6.8726e-09
[120 empty] | 7.3.3.17.5 (Remote Grid) Updates to grid topology to minimize risk of ignition in HFTDs Remote GridWLDFRWire-to-wire contactAggregated | WLDFR | HFTD - Distribution - Tier 2 - 5QU CoRE ¦ 4QU LoRE | Red Flag Warning - Small Fires | Wire-to-wire contact | Aggregated | 2047 | 7.0845e-06 | 347.2658 | 0.0024602 | 2047 | Mitigation | 0.95 | 45 | 0 | esc | 0.00097009 | 6.8726e-09 | 0.00097009 | 6.8726e-09
[120 empty] | 7.3.3.17.5 (Remote Grid) Updates to grid topology to minimize risk of ignition in HFTDs Remote GridWLDFRWire-to-wire contactAggregated | WLDFR | HFTD - Distribution - Tier 2 - 5QU CoRE ¦ 4QU LoRE | Red Flag Warning - Small Fires | Wire-to-wire contact | Aggregated | 2048 | 7.0845e-06 | 347.2658 | 0.0024602 | 2048 | Mitigation | 0.95 | 45 | 0 | esc | 0.00097009 | 6.8726e-09 | 0.00097009 | 6.8726e-09
[120 empty] | 7.3.3.17.5 (Remote Grid) Updates to grid topology to minimize risk of ignition in HFTDs Remote GridWLDFRWire-to-wire contactAggregated | WLDFR | HFTD - Distribution - Tier 2 - 5QU CoRE ¦ 4QU LoRE | Red Flag Warning - Small Fires | Wire-to-wire contact | Aggregated | 2049 | 7.0845e-06 | 347.2658 | 0.0024602 | 2049 | Mitigation | 0.95 | 45 | 0 | esc | 0.00097009 | 6.8726e-09 | 0.00097009 | 6.8726e-09
[120 empty] | 7.3.3.17.5 (Remote Grid) Updates to grid topology to minimize risk of ignition in HFTDs Remote GridWLDFRWire-to-wire contactAggregated | WLDFR | HFTD - Distribution - Tier 2 - 5QU CoRE ¦ 4QU LoRE | Red Flag Warning - Small Fires | Wire-to-wire contact | Aggregated | 2050 | 7.0845e-06 | 347.2658 | 0.0024602 | 2050 | Mitigation | 0.95 | 45 | 0 | esc | 0.00097009 | 6.8726e-09 | 0.00097009 | 6.8726e-09
[120 empty] | 7.3.3.17.5 (Remote Grid) Updates to grid topology to minimize risk of ignition in HFTDs Remote GridWLDFRWire-to-wire contactAggregated | WLDFR | HFTD - Distribution - Tier 2 - 5QU CoRE ¦ 4QU LoRE | Red Flag Warning - Small Fires | Wire-to-wire contact | Aggregated | 2051 | 7.0845e-06 | 347.2658 | 0.0024602 | 2051 | Mitigation | 0.95 | 45 | 0 | esc | 0.00097009 | 6.8726e-09 | 0.00097009 | 6.8726e-09
[120 empty] | 7.3.3.17.5 (Remote Grid) Updates to grid topology to minimize risk of ignition in HFTDs Remote GridWLDFRWire-to-wire contactAggregated | WLDFR | HFTD - Distribution - Tier 2 - 5QU CoRE ¦ 4QU LoRE | Red Flag Warning - Small Fires | Wire-to-wire contact | Aggregated | 2052 | 7.0845e-06 | 347.2658 | 0.0024602 | 2052 | Mitigation | 0.95 | 45 | 0 | esc | 0.00097009 | 6.8726e-09 | 0.00097009 | 6.8726e-09
[120 empty] | 7.3.3.17.5 (Remote Grid) Updates to grid topology to minimize risk of ignition in HFTDs Remote GridWLDFRWire-to-wire contactAggregated | WLDFR | HFTD - Distribution - Tier 2 - 5QU CoRE ¦ 4QU LoRE | Red Flag Warning - Small Fires | Wire-to-wire contact | Aggregated | 2053 | 7.0845e-06 | 347.2658 | 0.0024602 | 2053 | Mitigation | 0.95 | 45 | 0 | esc | 0.00097009 | 6.8726e-09 | 0.00097009 | 6.8726e-09
[120 empty] | 7.3.3.17.5 (Remote Grid) Updates to grid topology to minimize risk of ignition in HFTDs Remote GridWLDFRWire-to-wire contactAggregated | WLDFR | HFTD - Distribution - Tier 2 - 5QU CoRE ¦ 4QU LoRE | Red Flag Warning - Small Fires | Wire-to-wire contact | Aggregated | 2054 | 7.0845e-06 | 347.2658 | 0.0024602 | 2054 | Mitigation | 0.95 | 45 | 0 | esc | 0.00097009 | 6.8726e-09 | 0.00097009 | 6.8726e-09
[120 empty] | 7.3.3.17.5 (Remote Grid) Updates to grid topology to minimize risk of ignition in HFTDs Remote GridWLDFRWire-to-wire contactAggregated | WLDFR | HFTD - Distribution - Tier 2 - 5QU CoRE ¦ 4QU LoRE | Red Flag Warning - Small Fires | Wire-to-wire contact | Aggregated | 2055 | 7.0845e-06 | 347.2658 | 0.0024602 | 2055 | Mitigation | 0.95 | 45 | 0 | esc | 0.00097009 | 6.8726e-09 | 0.00097009 | 6.8726e-09
[120 empty] | 7.3.3.17.5 (Remote Grid) Updates to grid topology to minimize risk of ignition in HFTDs Remote GridWLDFRWire-to-wire contactAggregated | WLDFR | HFTD - Distribution - Tier 2 - 5QU CoRE ¦ 4QU LoRE | Red Flag Warning - Small Fires | Wire-to-wire contact | Aggregated | 2056 | 7.0845e-06 | 347.2658 | 0.0024602 | 2056 | Mitigation | 0.95 | 45 | 0 | esc | 0.00097009 | 6.8726e-09 | 0.00097009 | 6.8726e-09
[120 empty] | 7.3.3.17.5 (Remote Grid) Updates to grid topology to minimize risk of ignition in HFTDs Remote GridWLDFRWire-to-wire contactAggregated | WLDFR | HFTD - Distribution - Tier 2 - 5QU CoRE ¦ 4QU LoRE | Red Flag Warning - Small Fires | Wire-to-wire contact | Aggregated | 2057 | 7.0845e-06 | 347.2658 | 0.0024602 | 2057 | Mitigation | 0.95 | 45 | 0 | esc | 0.00097009 | 6.8726e-09 | 0.00097009 | 6.8726e-09
[120 empty] | 7.3.3.17.5 (Remote Grid) Updates to grid topology to minimize risk of ignition in HFTDs Remote GridWLDFRWire-to-wire contactAggregated | WLDFR | HFTD - Distribution - Tier 2 - 5QU CoRE ¦ 4QU LoRE | Red Flag Warning - Small Fires | Wire-to-wire contact | Aggregated | 2058 | 7.0845e-06 | 347.2658 | 0.0024602 | 2058 | Mitigation | 0.95 | 45 | 0 | esc | 0.00097009 | 6.8726e-09 | 0.00097009 | 6.8726e-09
[120 empty] | 7.3.3.17.5 (Remote Grid) Updates to grid topology to minimize risk of ignition in HFTDs Remote GridWLDFRWire-to-wire contactAggregated | WLDFR | HFTD - Distribution - Tier 2 - 5QU CoRE ¦ 4QU LoRE | Red Flag Warning - Small Fires | Wire-to-wire contact | Aggregated | 2059 | 7.0845e-06 | 347.2658 | 0.0024602 | 2059 | Mitigation | 0.95 | 45 | 0 | esc | 0.00097009 | 6.8726e-09 | 0.00097009 | 6.8726e-09
[120 empty] | 7.3.3.17.5 (Remote Grid) Updates to grid topology to minimize risk of ignition in HFTDs Remote GridWLDFRWire-to-wire contactAggregated | WLDFR | HFTD - Distribution - Tier 2 - 5QU CoRE ¦ 4QU LoRE | Red Flag Warning - Small Fires | Wire-to-wire contact | Aggregated | 2060 | 7.0845e-06 | 347.2658 | 0.0024602 | 2060 | Mitigation | 0.95 | 45 | 0 | esc | 0.00097009 | 6.8726e-09 | 0.00097009 | 6.8726e-09
[120 empty] | 7.3.3.17.5 (Remote Grid) Updates to grid topology to minimize risk of ignition in HFTDs Remote GridWLDFRWire-to-wire contactAggregated | WLDFR | HFTD - Distribution - Tier 2 - 5QU CoRE ¦ 4QU LoRE | Red Flag Warning - Small Fires | Wire-to-wire contact | Aggregated | 2061 | 7.0845e-06 | 347.2658 | 0.0024602 | 2061 | Mitigation | 0.95 | 45 | 0 | esc | 0.00097009 | 6.8726e-09 | 0.00097009 | 6.8726e-09
[120 empty] | 7.3.3.17.5 (Remote Grid) Updates to grid topology to minimize risk of ignition in HFTDs Remote GridWLDFRWire-to-wire contactAggregated | WLDFR | HFTD - Distribution - Tier 2 - 5QU CoRE ¦ 4QU LoRE | Red Flag Warning - Small Fires | Wire-to-wire contact | Aggregated | 2062 | 7.0845e-06 | 347.2658 | 0.0024602 | 2062 | Mitigation | 0.95 | 45 | 0 | esc | 0.00097009 | 6.8726e-09 | 0.00097009 | 6.8726e-09
[120 empty] | 7.3.3.17.5 (Remote Grid) Updates to grid topology to minimize risk of ignition in HFTDs Remote GridWLDFRWire-to-wire contactAggregated | WLDFR | HFTD - Distribution - Tier 2 - 5QU CoRE ¦ 4QU LoRE | Red Flag Warning - Small Fires | Wire-to-wire contact | Aggregated | 2063 | 7.0845e-06 | 347.2658 | 0.0024602 | 2063 | Mitigation | 0.95 | 45 | 0 | esc | 0.00097009 | 6.8726e-09 | 0.00097009 | 6.8726e-09
[120 empty] | 7.3.3.17.5 (Remote Grid) Updates to grid topology to minimize risk of ignition in HFTDs Remote GridWLDFRWire-to-wire contactAggregated | WLDFR | HFTD - Distribution - Tier 2 - 5QU CoRE ¦ 4QU LoRE | Red Flag Warning - Small Fires | Wire-to-wire contact | Aggregated | 2064 | 7.0845e-06 | 347.2658 | 0.0024602 | 2064 | Mitigation | 0.95 | 45 | 0 | esc | 0.00097009 | 6.8726e-09 | 0.00097009 | 6.8726e-09
[120 empty] | 7.3.3.17.5 (Remote Grid) Updates to grid topology to minimize risk of ignition in HFTDs Remote GridWLDFRWire-to-wire contactAggregated | WLDFR | HFTD - Distribution - Tier 2 - 5QU CoRE ¦ 4QU LoRE | Red Flag Warning - Small Fires | Wire-to-wire contact | Aggregated | 2065 | 7.0845e-06 | 347.2658 | 0.0024602 | 2065 | Mitigation | 0.95 | 45 | 0 | esc | 0.00097009 | 6.8726e-09 | 0.00097009 | 6.8726e-09
[120 empty] | 7.3.3.17.5 (Remote Grid) Updates to grid topology to minimize risk of ignition in HFTDs Remote GridWLDFRWire-to-wire contactAggregated | WLDFR | HFTD - Distribution - Tier 2 - 5QU CoRE ¦ 4QU LoRE | Red Flag Warning - Small Fires | Wire-to-wire contact | Aggregated | 2066 | 7.0845e-06 | 347.2658 | 0.0024602 | 2066 | Mitigation | 0.95 | 45 | 0 | esc | 0.00097009 | 6.8726e-09 | 0.00097009 | 6.8726e-09
[120 empty] | 7.3.3.17.5 (Remote Grid) Updates to grid topology to minimize risk of ignition in HFTDs Remote GridWLDFRWire-to-wire contactAggregated | WLDFR | HFTD - Distribution - Tier 2 - 5QU CoRE ¦ 4QU LoRE | Red Flag Warning - Small Fires | Wire-to-wire contact | Aggregated | 2067 | 7.0845e-06 | 347.2658 | 0.0024602 | 2067 | Mitigation | 0.95 | 45 | 0 | esc | 0 | 0 | 0.00097009 | 6.8726e-09
[120 empty] | 7.3.3.17.5 (Remote Grid) Updates to grid topology to minimize risk of ignition in HFTDs Remote GridWLDFRContact from objectAggregated | WLDFR | HFTD - Distribution - Tier 2 - 5QU CoRE ¦ 5QU LoRE | Non-Red Flag Warning - Catastrophic Fires | Contact from object | Aggregated | 2022 | 2.7343e-08 | 406.8993 | 1.1126e-05 | 2022 | Mitigation | 0.95 | 45 | 0 | esc | 0.00097009 | 2.6525e-11 | 0 | 0
[120 empty] | 7.3.3.17.5 (Remote Grid) Updates to grid topology to minimize risk of ignition in HFTDs Remote GridWLDFRContact from objectAggregated | WLDFR | HFTD - Distribution - Tier 2 - 5QU CoRE ¦ 5QU LoRE | Non-Red Flag Warning - Catastrophic Fires | Contact from object | Aggregated | 2023 | 2.7343e-08 | 406.8993 | 1.1126e-05 | 2023 | Mitigation | 0.95 | 45 | 0 | esc | 0.00097009 | 2.6525e-11 | 0.00097009 | 2.6525e-11
[120 empty] | 7.3.3.17.5 (Remote Grid) Updates to grid topology to minimize risk of ignition in HFTDs Remote GridWLDFRContact from objectAggregated | WLDFR | HFTD - Distribution - Tier 2 - 5QU CoRE ¦ 5QU LoRE | Non-Red Flag Warning - Catastrophic Fires | Contact from object | Aggregated | 2024 | 2.7343e-08 | 406.8993 | 1.1126e-05 | 2024 | Mitigation | 0.95 | 45 | 0 | esc | 0.00097009 | 2.6525e-11 | 0.00097009 | 2.6525e-11
[120 empty] | 7.3.3.17.5 (Remote Grid) Updates to grid topology to minimize risk of ignition in HFTDs Remote GridWLDFRContact from objectAggregated | WLDFR | HFTD - Distribution - Tier 2 - 5QU CoRE ¦ 5QU LoRE | Non-Red Flag Warning - Catastrophic Fires | Contact from object | Aggregated | 2025 | 2.7343e-08 | 406.8993 | 1.1126e-05 | 2025 | Mitigation | 0.95 | 45 | 0 | esc | 0.00097009 | 2.6525e-11 | 0.00097009 | 2.6525e-11
[120 empty] | 7.3.3.17.5 (Remote Grid) Updates to grid topology to minimize risk of ignition in HFTDs Remote GridWLDFRContact from objectAggregated | WLDFR | HFTD - Distribution - Tier 2 - 5QU CoRE ¦ 5QU LoRE | Non-Red Flag Warning - Catastrophic Fires | Contact from object | Aggregated | 2026 | 2.7343e-08 | 406.8993 | 1.1126e-05 | 2026 | Mitigation | 0.95 | 45 | 0 | esc | 0.00097009 | 2.6525e-11 | 0.00097009 | 2.6525e-11
[120 empty] | 7.3.3.17.5 (Remote Grid) Updates to grid topology to minimize risk of ignition in HFTDs Remote GridWLDFRContact from objectAggregated | WLDFR | HFTD - Distribution - Tier 2 - 5QU CoRE ¦ 5QU LoRE | Non-Red Flag Warning - Catastrophic Fires | Contact from object | Aggregated | 2027 | 2.7343e-08 | 406.8993 | 1.1126e-05 | 2027 | Mitigation | 0.95 | 45 | 0 | esc | 0.00097009 | 2.6525e-11 | 0.00097009 | 2.6525e-11
[120 empty] | 7.3.3.17.5 (Remote Grid) Updates to grid topology to minimize risk of ignition in HFTDs Remote GridWLDFRContact from objectAggregated | WLDFR | HFTD - Distribution - Tier 2 - 5QU CoRE ¦ 5QU LoRE | Non-Red Flag Warning - Catastrophic Fires | Contact from object | Aggregated | 2028 | 2.7343e-08 | 406.8993 | 1.1126e-05 | 2028 | Mitigation | 0.95 | 45 | 0 | esc | 0.00097009 | 2.6525e-11 | 0.00097009 | 2.6525e-11
[120 empty] | 7.3.3.17.5 (Remote Grid) Updates to grid topology to minimize risk of ignition in HFTDs Remote GridWLDFRContact from objectAggregated | WLDFR | HFTD - Distribution - Tier 2 - 5QU CoRE ¦ 5QU LoRE | Non-Red Flag Warning - Catastrophic Fires | Contact from object | Aggregated | 2029 | 2.7343e-08 | 406.8993 | 1.1126e-05 | 2029 | Mitigation | 0.95 | 45 | 0 | esc | 0.00097009 | 2.6525e-11 | 0.00097009 | 2.6525e-11
[120 empty] | 7.3.3.17.5 (Remote Grid) Updates to grid topology to minimize risk of ignition in HFTDs Remote GridWLDFRContact from objectAggregated | WLDFR | HFTD - Distribution - Tier 2 - 5QU CoRE ¦ 5QU LoRE | Non-Red Flag Warning - Catastrophic Fires | Contact from object | Aggregated | 2030 | 2.7343e-08 | 406.8993 | 1.1126e-05 | 2030 | Mitigation | 0.95 | 45 | 0 | esc | 0.00097009 | 2.6525e-11 | 0.00097009 | 2.6525e-11
[120 empty] | 7.3.3.17.5 (Remote Grid) Updates to grid topology to minimize risk of ignition in HFTDs Remote GridWLDFRContact from objectAggregated | WLDFR | HFTD - Distribution - Tier 2 - 5QU CoRE ¦ 5QU LoRE | Non-Red Flag Warning - Catastrophic Fires | Contact from object | Aggregated | 2031 | 2.7343e-08 | 406.8993 | 1.1126e-05 | 2031 | Mitigation | 0.95 | 45 | 0 | esc | 0.00097009 | 2.6525e-11 | 0.00097009 | 2.6525e-11
[120 empty] | 7.3.3.17.5 (Remote Grid) Updates to grid topology to minimize risk of ignition in HFTDs Remote GridWLDFRContact from objectAggregated | WLDFR | HFTD - Distribution - Tier 2 - 5QU CoRE ¦ 5QU LoRE | Non-Red Flag Warning - Catastrophic Fires | Contact from object | Aggregated | 2032 | 2.7343e-08 | 406.8993 | 1.1126e-05 | 2032 | Mitigation | 0.95 | 45 | 0 | esc | 0.00097009 | 2.6525e-11 | 0.00097009 | 2.6525e-11
[120 empty] | 7.3.3.17.5 (Remote Grid) Updates to grid topology to minimize risk of ignition in HFTDs Remote GridWLDFRContact from objectAggregated | WLDFR | HFTD - Distribution - Tier 2 - 5QU CoRE ¦ 5QU LoRE | Non-Red Flag Warning - Catastrophic Fires | Contact from object | Aggregated | 2033 | 2.7343e-08 | 406.8993 | 1.1126e-05 | 2033 | Mitigation | 0.95 | 45 | 0 | esc | 0.00097009 | 2.6525e-11 | 0.00097009 | 2.6525e-11
[120 empty] | 7.3.3.17.5 (Remote Grid) Updates to grid topology to minimize risk of ignition in HFTDs Remote GridWLDFRContact from objectAggregated | WLDFR | HFTD - Distribution - Tier 2 - 5QU CoRE ¦ 5QU LoRE | Non-Red Flag Warning - Catastrophic Fires | Contact from object | Aggregated | 2034 | 2.7343e-08 | 406.8993 | 1.1126e-05 | 2034 | Mitigation | 0.95 | 45 | 0 | esc | 0.00097009 | 2.6525e-11 | 0.00097009 | 2.6525e-11
[120 empty] | 7.3.3.17.5 (Remote Grid) Updates to grid topology to minimize risk of ignition in HFTDs Remote GridWLDFRContact from objectAggregated | WLDFR | HFTD - Distribution - Tier 2 - 5QU CoRE ¦ 5QU LoRE | Non-Red Flag Warning - Catastrophic Fires | Contact from object | Aggregated | 2035 | 2.7343e-08 | 406.8993 | 1.1126e-05 | 2035 | Mitigation | 0.95 | 45 | 0 | esc | 0.00097009 | 2.6525e-11 | 0.00097009 | 2.6525e-11
[120 empty] | 7.3.3.17.5 (Remote Grid) Updates to grid topology to minimize risk of ignition in HFTDs Remote GridWLDFRContact from objectAggregated | WLDFR | HFTD - Distribution - Tier 2 - 5QU CoRE ¦ 5QU LoRE | Non-Red Flag Warning - Catastrophic Fires | Contact from object | Aggregated | 2036 | 2.7343e-08 | 406.8993 | 1.1126e-05 | 2036 | Mitigation | 0.95 | 45 | 0 | esc | 0.00097009 | 2.6525e-11 | 0.00097009 | 2.6525e-11
[120 empty] | 7.3.3.17.5 (Remote Grid) Updates to grid topology to minimize risk of ignition in HFTDs Remote GridWLDFRContact from objectAggregated | WLDFR | HFTD - Distribution - Tier 2 - 5QU CoRE ¦ 5QU LoRE | Non-Red Flag Warning - Catastrophic Fires | Contact from object | Aggregated | 2037 | 2.7343e-08 | 406.8993 | 1.1126e-05 | 2037 | Mitigation | 0.95 | 45 | 0 | esc | 0.00097009 | 2.6525e-11 | 0.00097009 | 2.6525e-11
[120 empty] | 7.3.3.17.5 (Remote Grid) Updates to grid topology to minimize risk of ignition in HFTDs Remote GridWLDFRContact from objectAggregated | WLDFR | HFTD - Distribution - Tier 2 - 5QU CoRE ¦ 5QU LoRE | Non-Red Flag Warning - Catastrophic Fires | Contact from object | Aggregated | 2038 | 2.7343e-08 | 406.8993 | 1.1126e-05 | 2038 | Mitigation | 0.95 | 45 | 0 | esc | 0.00097009 | 2.6525e-11 | 0.00097009 | 2.6525e-11
[120 empty] | 7.3.3.17.5 (Remote Grid) Updates to grid topology to minimize risk of ignition in HFTDs Remote GridWLDFRContact from objectAggregated | WLDFR | HFTD - Distribution - Tier 2 - 5QU CoRE ¦ 5QU LoRE | Non-Red Flag Warning - Catastrophic Fires | Contact from object | Aggregated | 2039 | 2.7343e-08 | 406.8993 | 1.1126e-05 | 2039 | Mitigation | 0.95 | 45 | 0 | esc | 0.00097009 | 2.6525e-11 | 0.00097009 | 2.6525e-11
[120 empty] | 7.3.3.17.5 (Remote Grid) Updates to grid topology to minimize risk of ignition in HFTDs Remote GridWLDFRContact from objectAggregated | WLDFR | HFTD - Distribution - Tier 2 - 5QU CoRE ¦ 5QU LoRE | Non-Red Flag Warning - Catastrophic Fires | Contact from object | Aggregated | 2040 | 2.7343e-08 | 406.8993 | 1.1126e-05 | 2040 | Mitigation | 0.95 | 45 | 0 | esc | 0.00097009 | 2.6525e-11 | 0.00097009 | 2.6525e-11
[120 empty] | 7.3.3.17.5 (Remote Grid) Updates to grid topology to minimize risk of ignition in HFTDs Remote GridWLDFRContact from objectAggregated | WLDFR | HFTD - Distribution - Tier 2 - 5QU CoRE ¦ 5QU LoRE | Non-Red Flag Warning - Catastrophic Fires | Contact from object | Aggregated | 2041 | 2.7343e-08 | 406.8993 | 1.1126e-05 | 2041 | Mitigation | 0.95 | 45 | 0 | esc | 0.00097009 | 2.6525e-11 | 0.00097009 | 2.6525e-11
[120 empty] | 7.3.3.17.5 (Remote Grid) Updates to grid topology to minimize risk of ignition in HFTDs Remote GridWLDFRContact from objectAggregated | WLDFR | HFTD - Distribution - Tier 2 - 5QU CoRE ¦ 5QU LoRE | Non-Red Flag Warning - Catastrophic Fires | Contact from object | Aggregated | 2042 | 2.7343e-08 | 406.8993 | 1.1126e-05 | 2042 | Mitigation | 0.95 | 45 | 0 | esc | 0.00097009 | 2.6525e-11 | 0.00097009 | 2.6525e-11
[120 empty] | 7.3.3.17.5 (Remote Grid) Updates to grid topology to minimize risk of ignition in HFTDs Remote GridWLDFRContact from objectAggregated | WLDFR | HFTD - Distribution - Tier 2 - 5QU CoRE ¦ 5QU LoRE | Non-Red Flag Warning - Catastrophic Fires | Contact from object | Aggregated | 2043 | 2.7343e-08 | 406.8993 | 1.1126e-05 | 2043 | Mitigation | 0.95 | 45 | 0 | esc | 0.00097009 | 2.6525e-11 | 0.00097009 | 2.6525e-11
[120 empty] | 7.3.3.17.5 (Remote Grid) Updates to grid topology to minimize risk of ignition in HFTDs Remote GridWLDFRContact from objectAggregated | WLDFR | HFTD - Distribution - Tier 2 - 5QU CoRE ¦ 5QU LoRE | Non-Red Flag Warning - Catastrophic Fires | Contact from object | Aggregated | 2044 | 2.7343e-08 | 406.8993 | 1.1126e-05 | 2044 | Mitigation | 0.95 | 45 | 0 | esc | 0.00097009 | 2.6525e-11 | 0.00097009 | 2.6525e-11
[120 empty] | 7.3.3.17.5 (Remote Grid) Updates to grid topology to minimize risk of ignition in HFTDs Remote GridWLDFRContact from objectAggregated | WLDFR | HFTD - Distribution - Tier 2 - 5QU CoRE ¦ 5QU LoRE | Non-Red Flag Warning - Catastrophic Fires | Contact from object | Aggregated | 2045 | 2.7343e-08 | 406.8993 | 1.1126e-05 | 2045 | Mitigation | 0.95 | 45 | 0 | esc | 0.00097009 | 2.6525e-11 | 0.00097009 | 2.6525e-11
[120 empty] | 7.3.3.17.5 (Remote Grid) Updates to grid topology to minimize risk of ignition in HFTDs Remote GridWLDFRContact from objectAggregated | WLDFR | HFTD - Distribution - Tier 2 - 5QU CoRE ¦ 5QU LoRE | Non-Red Flag Warning - Catastrophic Fires | Contact from object | Aggregated | 2046 | 2.7343e-08 | 406.8993 | 1.1126e-05 | 2046 | Mitigation | 0.95 | 45 | 0 | esc | 0.00097009 | 2.6525e-11 | 0.00097009 | 2.6525e-11
[120 empty] | 7.3.3.17.5 (Remote Grid) Updates to grid topology to minimize risk of ignition in HFTDs Remote GridWLDFRContact from objectAggregated | WLDFR | HFTD - Distribution - Tier 2 - 5QU CoRE ¦ 5QU LoRE | Non-Red Flag Warning - Catastrophic Fires | Contact from object | Aggregated | 2047 | 2.7343e-08 | 406.8993 | 1.1126e-05 | 2047 | Mitigation | 0.95 | 45 | 0 | esc | 0.00097009 | 2.6525e-11 | 0.00097009 | 2.6525e-11
[120 empty] | 7.3.3.17.5 (Remote Grid) Updates to grid topology to minimize risk of ignition in HFTDs Remote GridWLDFRContact from objectAggregated | WLDFR | HFTD - Distribution - Tier 2 - 5QU CoRE ¦ 5QU LoRE | Non-Red Flag Warning - Catastrophic Fires | Contact from object | Aggregated | 2048 | 2.7343e-08 | 406.8993 | 1.1126e-05 | 2048 | Mitigation | 0.95 | 45 | 0 | esc | 0.00097009 | 2.6525e-11 | 0.00097009 | 2.6525e-11
[120 empty] | 7.3.3.17.5 (Remote Grid) Updates to grid topology to minimize risk of ignition in HFTDs Remote GridWLDFRContact from objectAggregated | WLDFR | HFTD - Distribution - Tier 2 - 5QU CoRE ¦ 5QU LoRE | Non-Red Flag Warning - Catastrophic Fires | Contact from object | Aggregated | 2049 | 2.7343e-08 | 406.8993 | 1.1126e-05 | 2049 | Mitigation | 0.95 | 45 | 0 | esc | 0.00097009 | 2.6525e-11 | 0.00097009 | 2.6525e-11
[120 empty] | 7.3.3.17.5 (Remote Grid) Updates to grid topology to minimize risk of ignition in HFTDs Remote GridWLDFRContact from objectAggregated | WLDFR | HFTD - Distribution - Tier 2 - 5QU CoRE ¦ 5QU LoRE | Non-Red Flag Warning - Catastrophic Fires | Contact from object | Aggregated | 2050 | 2.7343e-08 | 406.8993 | 1.1126e-05 | 2050 | Mitigation | 0.95 | 45 | 0 | esc | 0.00097009 | 2.6525e-11 | 0.00097009 | 2.6525e-11
[120 empty] | 7.3.3.17.5 (Remote Grid) Updates to grid topology to minimize risk of ignition in HFTDs Remote GridWLDFRContact from objectAggregated | WLDFR | HFTD - Distribution - Tier 2 - 5QU CoRE ¦ 5QU LoRE | Non-Red Flag Warning - Catastrophic Fires | Contact from object | Aggregated | 2051 | 2.7343e-08 | 406.8993 | 1.1126e-05 | 2051 | Mitigation | 0.95 | 45 | 0 | esc | 0.00097009 | 2.6525e-11 | 0.00097009 | 2.6525e-11
[120 empty] | 7.3.3.17.5 (Remote Grid) Updates to grid topology to minimize risk of ignition in HFTDs Remote GridWLDFRContact from objectAggregated | WLDFR | HFTD - Distribution - Tier 2 - 5QU CoRE ¦ 5QU LoRE | Non-Red Flag Warning - Catastrophic Fires | Contact from object | Aggregated | 2052 | 2.7343e-08 | 406.8993 | 1.1126e-05 | 2052 | Mitigation | 0.95 | 45 | 0 | esc | 0.00097009 | 2.6525e-11 | 0.00097009 | 2.6525e-11
[120 empty] | 7.3.3.17.5 (Remote Grid) Updates to grid topology to minimize risk of ignition in HFTDs Remote GridWLDFRContact from objectAggregated | WLDFR | HFTD - Distribution - Tier 2 - 5QU CoRE ¦ 5QU LoRE | Non-Red Flag Warning - Catastrophic Fires | Contact from object | Aggregated | 2053 | 2.7343e-08 | 406.8993 | 1.1126e-05 | 2053 | Mitigation | 0.95 | 45 | 0 | esc | 0.00097009 | 2.6525e-11 | 0.00097009 | 2.6525e-11
[120 empty] | 7.3.3.17.5 (Remote Grid) Updates to grid topology to minimize risk of ignition in HFTDs Remote GridWLDFRContact from objectAggregated | WLDFR | HFTD - Distribution - Tier 2 - 5QU CoRE ¦ 5QU LoRE | Non-Red Flag Warning - Catastrophic Fires | Contact from object | Aggregated | 2054 | 2.7343e-08 | 406.8993 | 1.1126e-05 | 2054 | Mitigation | 0.95 | 45 | 0 | esc | 0.00097009 | 2.6525e-11 | 0.00097009 | 2.6525e-11
[120 empty] | 7.3.3.17.5 (Remote Grid) Updates to grid topology to minimize risk of ignition in HFTDs Remote GridWLDFRContact from objectAggregated | WLDFR | HFTD - Distribution - Tier 2 - 5QU CoRE ¦ 5QU LoRE | Non-Red Flag Warning - Catastrophic Fires | Contact from object | Aggregated | 2055 | 2.7343e-08 | 406.8993 | 1.1126e-05 | 2055 | Mitigation | 0.95 | 45 | 0 | esc | 0.00097009 | 2.6525e-11 | 0.00097009 | 2.6525e-11
[120 empty] | 7.3.3.17.5 (Remote Grid) Updates to grid topology to minimize risk of ignition in HFTDs Remote GridWLDFRContact from objectAggregated | WLDFR | HFTD - Distribution - Tier 2 - 5QU CoRE ¦ 5QU LoRE | Non-Red Flag Warning - Catastrophic Fires | Contact from object | Aggregated | 2056 | 2.7343e-08 | 406.8993 | 1.1126e-05 | 2056 | Mitigation | 0.95 | 45 | 0 | esc | 0.00097009 | 2.6525e-11 | 0.00097009 | 2.6525e-11
[120 empty] | 7.3.3.17.5 (Remote Grid) Updates to grid topology to minimize risk of ignition in HFTDs Remote GridWLDFRContact from objectAggregated | WLDFR | HFTD - Distribution - Tier 2 - 5QU CoRE ¦ 5QU LoRE | Non-Red Flag Warning - Catastrophic Fires | Contact from object | Aggregated | 2057 | 2.7343e-08 | 406.8993 | 1.1126e-05 | 2057 | Mitigation | 0.95 | 45 | 0 | esc | 0.00097009 | 2.6525e-11 | 0.00097009 | 2.6525e-11
[120 empty] | 7.3.3.17.5 (Remote Grid) Updates to grid topology to minimize risk of ignition in HFTDs Remote GridWLDFRContact from objectAggregated | WLDFR | HFTD - Distribution - Tier 2 - 5QU CoRE ¦ 5QU LoRE | Non-Red Flag Warning - Catastrophic Fires | Contact from object | Aggregated | 2058 | 2.7343e-08 | 406.8993 | 1.1126e-05 | 2058 | Mitigation | 0.95 | 45 | 0 | esc | 0.00097009 | 2.6525e-11 | 0.00097009 | 2.6525e-11
[120 empty] | 7.3.3.17.5 (Remote Grid) Updates to grid topology to minimize risk of ignition in HFTDs Remote GridWLDFRContact from objectAggregated | WLDFR | HFTD - Distribution - Tier 2 - 5QU CoRE ¦ 5QU LoRE | Non-Red Flag Warning - Catastrophic Fires | Contact from object | Aggregated | 2059 | 2.7343e-08 | 406.8993 | 1.1126e-05 | 2059 | Mitigation | 0.95 | 45 | 0 | esc | 0.00097009 | 2.6525e-11 | 0.00097009 | 2.6525e-11
[120 empty] | 7.3.3.17.5 (Remote Grid) Updates to grid topology to minimize risk of ignition in HFTDs Remote GridWLDFRContact from objectAggregated | WLDFR | HFTD - Distribution - Tier 2 - 5QU CoRE ¦ 5QU LoRE | Non-Red Flag Warning - Catastrophic Fires | Contact from object | Aggregated | 2060 | 2.7343e-08 | 406.8993 | 1.1126e-05 | 2060 | Mitigation | 0.95 | 45 | 0 | esc | 0.00097009 | 2.6525e-11 | 0.00097009 | 2.6525e-11
[120 empty] | 7.3.3.17.5 (Remote Grid) Updates to grid topology to minimize risk of ignition in HFTDs Remote GridWLDFRContact from objectAggregated | WLDFR | HFTD - Distribution - Tier 2 - 5QU CoRE ¦ 5QU LoRE | Non-Red Flag Warning - Catastrophic Fires | Contact from object | Aggregated | 2061 | 2.7343e-08 | 406.8993 | 1.1126e-05 | 2061 | Mitigation | 0.95 | 45 | 0 | esc | 0.00097009 | 2.6525e-11 | 0.00097009 | 2.6525e-11
[120 empty] | 7.3.3.17.5 (Remote Grid) Updates to grid topology to minimize risk of ignition in HFTDs Remote GridWLDFRContact from objectAggregated | WLDFR | HFTD - Distribution - Tier 2 - 5QU CoRE ¦ 5QU LoRE | Non-Red Flag Warning - Catastrophic Fires | Contact from object | Aggregated | 2062 | 2.7343e-08 | 406.8993 | 1.1126e-05 | 2062 | Mitigation | 0.95 | 45 | 0 | esc | 0.00097009 | 2.6525e-11 | 0.00097009 | 2.6525e-11
[120 empty] | 7.3.3.17.5 (Remote Grid) Updates to grid topology to minimize risk of ignition in HFTDs Remote GridWLDFRContact from objectAggregated | WLDFR | HFTD - Distribution - Tier 2 - 5QU CoRE ¦ 5QU LoRE | Non-Red Flag Warning - Catastrophic Fires | Contact from object | Aggregated | 2063 | 2.7343e-08 | 406.8993 | 1.1126e-05 | 2063 | Mitigation | 0.95 | 45 | 0 | esc | 0.00097009 | 2.6525e-11 | 0.00097009 | 2.6525e-11
[120 empty] | 7.3.3.17.5 (Remote Grid) Updates to grid topology to minimize risk of ignition in HFTDs Remote GridWLDFRContact from objectAggregated | WLDFR | HFTD - Distribution - Tier 2 - 5QU CoRE ¦ 5QU LoRE | Non-Red Flag Warning - Catastrophic Fires | Contact from object | Aggregated | 2064 | 2.7343e-08 | 406.8993 | 1.1126e-05 | 2064 | Mitigation | 0.95 | 45 | 0 | esc | 0.00097009 | 2.6525e-11 | 0.00097009 | 2.6525e-11
[120 empty] | 7.3.3.17.5 (Remote Grid) Updates to grid topology to minimize risk of ignition in HFTDs Remote GridWLDFRContact from objectAggregated | WLDFR | HFTD - Distribution - Tier 2 - 5QU CoRE ¦ 5QU LoRE | Non-Red Flag Warning - Catastrophic Fires | Contact from object | Aggregated | 2065 | 2.7343e-08 | 406.8993 | 1.1126e-05 | 2065 | Mitigation | 0.95 | 45 | 0 | esc | 0.00097009 | 2.6525e-11 | 0.00097009 | 2.6525e-11
[120 empty] | 7.3.3.17.5 (Remote Grid) Updates to grid topology to minimize risk of ignition in HFTDs Remote GridWLDFRContact from objectAggregated | WLDFR | HFTD - Distribution - Tier 2 - 5QU CoRE ¦ 5QU LoRE | Non-Red Flag Warning - Catastrophic Fires | Contact from object | Aggregated | 2066 | 2.7343e-08 | 406.8993 | 1.1126e-05 | 2066 | Mitigation | 0.95 | 45 | 0 | esc | 0.00097009 | 2.6525e-11 | 0.00097009 | 2.6525e-11
[120 empty] | 7.3.3.17.5 (Remote Grid) Updates to grid topology to minimize risk of ignition in HFTDs Remote GridWLDFRContact from objectAggregated | WLDFR | HFTD - Distribution - Tier 2 - 5QU CoRE ¦ 5QU LoRE | Non-Red Flag Warning - Catastrophic Fires | Contact from object | Aggregated | 2067 | 2.7343e-08 | 406.8993 | 1.1126e-05 | 2067 | Mitigation | 0.95 | 45 | 0 | esc | 0 | 0 | 0.00097009 | 2.6525e-11
[120 empty] | 7.3.3.17.5 (Remote Grid) Updates to grid topology to minimize risk of ignition in HFTDs Remote GridWLDFRContaminationAggregated | WLDFR | HFTD - Distribution - Tier 2 - 5QU CoRE ¦ 5QU LoRE | Non-Red Flag Warning - Catastrophic Fires | Contamination | Aggregated | 2022 | 6.1325e-10 | 406.8993 | 2.4953e-07 | 2022 | Mitigation | 0.95 | 45 | 0 | esc | 0.00097009 | 5.949e-13 | 0 | 0
[120 empty] | 7.3.3.17.5 (Remote Grid) Updates to grid topology to minimize risk of ignition in HFTDs Remote GridWLDFRContaminationAggregated | WLDFR | HFTD - Distribution - Tier 2 - 5QU CoRE ¦ 5QU LoRE | Non-Red Flag Warning - Catastrophic Fires | Contamination | Aggregated | 2023 | 6.1325e-10 | 406.8993 | 2.4953e-07 | 2023 | Mitigation | 0.95 | 45 | 0 | esc | 0.00097009 | 5.949e-13 | 0.00097009 | 5.949e-13
[120 empty] | 7.3.3.17.5 (Remote Grid) Updates to grid topology to minimize risk of ignition in HFTDs Remote GridWLDFRContaminationAggregated | WLDFR | HFTD - Distribution - Tier 2 - 5QU CoRE ¦ 5QU LoRE | Non-Red Flag Warning - Catastrophic Fires | Contamination | Aggregated | 2024 | 6.1325e-10 | 406.8993 | 2.4953e-07 | 2024 | Mitigation | 0.95 | 45 | 0 | esc | 0.00097009 | 5.949e-13 | 0.00097009 | 5.949e-13
[120 empty] | 7.3.3.17.5 (Remote Grid) Updates to grid topology to minimize risk of ignition in HFTDs Remote GridWLDFRContaminationAggregated | WLDFR | HFTD - Distribution - Tier 2 - 5QU CoRE ¦ 5QU LoRE | Non-Red Flag Warning - Catastrophic Fires | Contamination | Aggregated | 2025 | 6.1325e-10 | 406.8993 | 2.4953e-07 | 2025 | Mitigation | 0.95 | 45 | 0 | esc | 0.00097009 | 5.949e-13 | 0.00097009 | 5.949e-13
[120 empty] | 7.3.3.17.5 (Remote Grid) Updates to grid topology to minimize risk of ignition in HFTDs Remote GridWLDFRContaminationAggregated | WLDFR | HFTD - Distribution - Tier 2 - 5QU CoRE ¦ 5QU LoRE | Non-Red Flag Warning - Catastrophic Fires | Contamination | Aggregated | 2026 | 6.1325e-10 | 406.8993 | 2.4953e-07 | 2026 | Mitigation | 0.95 | 45 | 0 | esc | 0.00097009 | 5.949e-13 | 0.00097009 | 5.949e-13
[120 empty] | 7.3.3.17.5 (Remote Grid) Updates to grid topology to minimize risk of ignition in HFTDs Remote GridWLDFRContaminationAggregated | WLDFR | HFTD - Distribution - Tier 2 - 5QU CoRE ¦ 5QU LoRE | Non-Red Flag Warning - Catastrophic Fires | Contamination | Aggregated | 2027 | 6.1325e-10 | 406.8993 | 2.4953e-07 | 2027 | Mitigation | 0.95 | 45 | 0 | esc | 0.00097009 | 5.949e-13 | 0.00097009 | 5.949e-13
[120 empty] | 7.3.3.17.5 (Remote Grid) Updates to grid topology to minimize risk of ignition in HFTDs Remote GridWLDFRContaminationAggregated | WLDFR | HFTD - Distribution - Tier 2 - 5QU CoRE ¦ 5QU LoRE | Non-Red Flag Warning - Catastrophic Fires | Contamination | Aggregated | 2028 | 6.1325e-10 | 406.8993 | 2.4953e-07 | 2028 | Mitigation | 0.95 | 45 | 0 | esc | 0.00097009 | 5.949e-13 | 0.00097009 | 5.949e-13
[120 empty] | 7.3.3.17.5 (Remote Grid) Updates to grid topology to minimize risk of ignition in HFTDs Remote GridWLDFRContaminationAggregated | WLDFR | HFTD - Distribution - Tier 2 - 5QU CoRE ¦ 5QU LoRE | Non-Red Flag Warning - Catastrophic Fires | Contamination | Aggregated | 2029 | 6.1325e-10 | 406.8993 | 2.4953e-07 | 2029 | Mitigation | 0.95 | 45 | 0 | esc | 0.00097009 | 5.949e-13 | 0.00097009 | 5.949e-13
[120 empty] | 7.3.3.17.5 (Remote Grid) Updates to grid topology to minimize risk of ignition in HFTDs Remote GridWLDFRContaminationAggregated | WLDFR | HFTD - Distribution - Tier 2 - 5QU CoRE ¦ 5QU LoRE | Non-Red Flag Warning - Catastrophic Fires | Contamination | Aggregated | 2030 | 6.1325e-10 | 406.8993 | 2.4953e-07 | 2030 | Mitigation | 0.95 | 45 | 0 | esc | 0.00097009 | 5.949e-13 | 0.00097009 | 5.949e-13
[120 empty] | 7.3.3.17.5 (Remote Grid) Updates to grid topology to minimize risk of ignition in HFTDs Remote GridWLDFRContaminationAggregated | WLDFR | HFTD - Distribution - Tier 2 - 5QU CoRE ¦ 5QU LoRE | Non-Red Flag Warning - Catastrophic Fires | Contamination | Aggregated | 2031 | 6.1325e-10 | 406.8993 | 2.4953e-07 | 2031 | Mitigation | 0.95 | 45 | 0 | esc | 0.00097009 | 5.949e-13 | 0.00097009 | 5.949e-13
[120 empty] | 7.3.3.17.5 (Remote Grid) Updates to grid topology to minimize risk of ignition in HFTDs Remote GridWLDFRContaminationAggregated | WLDFR | HFTD - Distribution - Tier 2 - 5QU CoRE ¦ 5QU LoRE | Non-Red Flag Warning - Catastrophic Fires | Contamination | Aggregated | 2032 | 6.1325e-10 | 406.8993 | 2.4953e-07 | 2032 | Mitigation | 0.95 | 45 | 0 | esc | 0.00097009 | 5.949e-13 | 0.00097009 | 5.949e-13
[120 empty] | 7.3.3.17.5 (Remote Grid) Updates to grid topology to minimize risk of ignition in HFTDs Remote GridWLDFRContaminationAggregated | WLDFR | HFTD - Distribution - Tier 2 - 5QU CoRE ¦ 5QU LoRE | Non-Red Flag Warning - Catastrophic Fires | Contamination | Aggregated | 2033 | 6.1325e-10 | 406.8993 | 2.4953e-07 | 2033 | Mitigation | 0.95 | 45 | 0 | esc | 0.00097009 | 5.949e-13 | 0.00097009 | 5.949e-13
[120 empty] | 7.3.3.17.5 (Remote Grid) Updates to grid topology to minimize risk of ignition in HFTDs Remote GridWLDFRContaminationAggregated | WLDFR | HFTD - Distribution - Tier 2 - 5QU CoRE ¦ 5QU LoRE | Non-Red Flag Warning - Catastrophic Fires | Contamination | Aggregated | 2034 | 6.1325e-10 | 406.8993 | 2.4953e-07 | 2034 | Mitigation | 0.95 | 45 | 0 | esc | 0.00097009 | 5.949e-13 | 0.00097009 | 5.949e-13
[120 empty] | 7.3.3.17.5 (Remote Grid) Updates to grid topology to minimize risk of ignition in HFTDs Remote GridWLDFRContaminationAggregated | WLDFR | HFTD - Distribution - Tier 2 - 5QU CoRE ¦ 5QU LoRE | Non-Red Flag Warning - Catastrophic Fires | Contamination | Aggregated | 2035 | 6.1325e-10 | 406.8993 | 2.4953e-07 | 2035 | Mitigation | 0.95 | 45 | 0 | esc | 0.00097009 | 5.949e-13 | 0.00097009 | 5.949e-13
[120 empty] | 7.3.3.17.5 (Remote Grid) Updates to grid topology to minimize risk of ignition in HFTDs Remote GridWLDFRContaminationAggregated | WLDFR | HFTD - Distribution - Tier 2 - 5QU CoRE ¦ 5QU LoRE | Non-Red Flag Warning - Catastrophic Fires | Contamination | Aggregated | 2036 | 6.1325e-10 | 406.8993 | 2.4953e-07 | 2036 | Mitigation | 0.95 | 45 | 0 | esc | 0.00097009 | 5.949e-13 | 0.00097009 | 5.949e-13
[120 empty] | 7.3.3.17.5 (Remote Grid) Updates to grid topology to minimize risk of ignition in HFTDs Remote GridWLDFRContaminationAggregated | WLDFR | HFTD - Distribution - Tier 2 - 5QU CoRE ¦ 5QU LoRE | Non-Red Flag Warning - Catastrophic Fires | Contamination | Aggregated | 2037 | 6.1325e-10 | 406.8993 | 2.4953e-07 | 2037 | Mitigation | 0.95 | 45 | 0 | esc | 0.00097009 | 5.949e-13 | 0.00097009 | 5.949e-13
[120 empty] | 7.3.3.17.5 (Remote Grid) Updates to grid topology to minimize risk of ignition in HFTDs Remote GridWLDFRContaminationAggregated | WLDFR | HFTD - Distribution - Tier 2 - 5QU CoRE ¦ 5QU LoRE | Non-Red Flag Warning - Catastrophic Fires | Contamination | Aggregated | 2038 | 6.1325e-10 | 406.8993 | 2.4953e-07 | 2038 | Mitigation | 0.95 | 45 | 0 | esc | 0.00097009 | 5.949e-13 | 0.00097009 | 5.949e-13
[120 empty] | 7.3.3.17.5 (Remote Grid) Updates to grid topology to minimize risk of ignition in HFTDs Remote GridWLDFRContaminationAggregated | WLDFR | HFTD - Distribution - Tier 2 - 5QU CoRE ¦ 5QU LoRE | Non-Red Flag Warning - Catastrophic Fires | Contamination | Aggregated | 2039 | 6.1325e-10 | 406.8993 | 2.4953e-07 | 2039 | Mitigation | 0.95 | 45 | 0 | esc | 0.00097009 | 5.949e-13 | 0.00097009 | 5.949e-13
[120 empty] | 7.3.3.17.5 (Remote Grid) Updates to grid topology to minimize risk of ignition in HFTDs Remote GridWLDFRContaminationAggregated | WLDFR | HFTD - Distribution - Tier 2 - 5QU CoRE ¦ 5QU LoRE | Non-Red Flag Warning - Catastrophic Fires | Contamination | Aggregated | 2040 | 6.1325e-10 | 406.8993 | 2.4953e-07 | 2040 | Mitigation | 0.95 | 45 | 0 | esc | 0.00097009 | 5.949e-13 | 0.00097009 | 5.949e-13
[120 empty] | 7.3.3.17.5 (Remote Grid) Updates to grid topology to minimize risk of ignition in HFTDs Remote GridWLDFRContaminationAggregated | WLDFR | HFTD - Distribution - Tier 2 - 5QU CoRE ¦ 5QU LoRE | Non-Red Flag Warning - Catastrophic Fires | Contamination | Aggregated | 2041 | 6.1325e-10 | 406.8993 | 2.4953e-07 | 2041 | Mitigation | 0.95 | 45 | 0 | esc | 0.00097009 | 5.949e-13 | 0.00097009 | 5.949e-13
[120 empty] | 7.3.3.17.5 (Remote Grid) Updates to grid topology to minimize risk of ignition in HFTDs Remote GridWLDFRContaminationAggregated | WLDFR | HFTD - Distribution - Tier 2 - 5QU CoRE ¦ 5QU LoRE | Non-Red Flag Warning - Catastrophic Fires | Contamination | Aggregated | 2042 | 6.1325e-10 | 406.8993 | 2.4953e-07 | 2042 | Mitigation | 0.95 | 45 | 0 | esc | 0.00097009 | 5.949e-13 | 0.00097009 | 5.949e-13
[120 empty] | 7.3.3.17.5 (Remote Grid) Updates to grid topology to minimize risk of ignition in HFTDs Remote GridWLDFRContaminationAggregated | WLDFR | HFTD - Distribution - Tier 2 - 5QU CoRE ¦ 5QU LoRE | Non-Red Flag Warning - Catastrophic Fires | Contamination | Aggregated | 2043 | 6.1325e-10 | 406.8993 | 2.4953e-07 | 2043 | Mitigation | 0.95 | 45 | 0 | esc | 0.00097009 | 5.949e-13 | 0.00097009 | 5.949e-13
[120 empty] | 7.3.3.17.5 (Remote Grid) Updates to grid topology to minimize risk of ignition in HFTDs Remote GridWLDFRContaminationAggregated | WLDFR | HFTD - Distribution - Tier 2 - 5QU CoRE ¦ 5QU LoRE | Non-Red Flag Warning - Catastrophic Fires | Contamination | Aggregated | 2044 | 6.1325e-10 | 406.8993 | 2.4953e-07 | 2044 | Mitigation | 0.95 | 45 | 0 | esc | 0.00097009 | 5.949e-13 | 0.00097009 | 5.949e-13
[120 empty] | 7.3.3.17.5 (Remote Grid) Updates to grid topology to minimize risk of ignition in HFTDs Remote GridWLDFRContaminationAggregated | WLDFR | HFTD - Distribution - Tier 2 - 5QU CoRE ¦ 5QU LoRE | Non-Red Flag Warning - Catastrophic Fires | Contamination | Aggregated | 2045 | 6.1325e-10 | 406.8993 | 2.4953e-07 | 2045 | Mitigation | 0.95 | 45 | 0 | esc | 0.00097009 | 5.949e-13 | 0.00097009 | 5.949e-13
[120 empty] | 7.3.3.17.5 (Remote Grid) Updates to grid topology to minimize risk of ignition in HFTDs Remote GridWLDFRContaminationAggregated | WLDFR | HFTD - Distribution - Tier 2 - 5QU CoRE ¦ 5QU LoRE | Non-Red Flag Warning - Catastrophic Fires | Contamination | Aggregated | 2046 | 6.1325e-10 | 406.8993 | 2.4953e-07 | 2046 | Mitigation | 0.95 | 45 | 0 | esc | 0.00097009 | 5.949e-13 | 0.00097009 | 5.949e-13
[120 empty] | 7.3.3.17.5 (Remote Grid) Updates to grid topology to minimize risk of ignition in HFTDs Remote GridWLDFRContaminationAggregated | WLDFR | HFTD - Distribution - Tier 2 - 5QU CoRE ¦ 5QU LoRE | Non-Red Flag Warning - Catastrophic Fires | Contamination | Aggregated | 2047 | 6.1325e-10 | 406.8993 | 2.4953e-07 | 2047 | Mitigation | 0.95 | 45 | 0 | esc | 0.00097009 | 5.949e-13 | 0.00097009 | 5.949e-13
[120 empty] | 7.3.3.17.5 (Remote Grid) Updates to grid topology to minimize risk of ignition in HFTDs Remote GridWLDFRContaminationAggregated | WLDFR | HFTD - Distribution - Tier 2 - 5QU CoRE ¦ 5QU LoRE | Non-Red Flag Warning - Catastrophic Fires | Contamination | Aggregated | 2048 | 6.1325e-10 | 406.8993 | 2.4953e-07 | 2048 | Mitigation | 0.95 | 45 | 0 | esc | 0.00097009 | 5.949e-13 | 0.00097009 | 5.949e-13
[120 empty] | 7.3.3.17.5 (Remote Grid) Updates to grid topology to minimize risk of ignition in HFTDs Remote GridWLDFRContaminationAggregated | WLDFR | HFTD - Distribution - Tier 2 - 5QU CoRE ¦ 5QU LoRE | Non-Red Flag Warning - Catastrophic Fires | Contamination | Aggregated | 2049 | 6.1325e-10 | 406.8993 | 2.4953e-07 | 2049 | Mitigation | 0.95 | 45 | 0 | esc | 0.00097009 | 5.949e-13 | 0.00097009 | 5.949e-13
[120 empty] | 7.3.3.17.5 (Remote Grid) Updates to grid topology to minimize risk of ignition in HFTDs Remote GridWLDFRContaminationAggregated | WLDFR | HFTD - Distribution - Tier 2 - 5QU CoRE ¦ 5QU LoRE | Non-Red Flag Warning - Catastrophic Fires | Contamination | Aggregated | 2050 | 6.1325e-10 | 406.8993 | 2.4953e-07 | 2050 | Mitigation | 0.95 | 45 | 0 | esc | 0.00097009 | 5.949e-13 | 0.00097009 | 5.949e-13
[120 empty] | 7.3.3.17.5 (Remote Grid) Updates to grid topology to minimize risk of ignition in HFTDs Remote GridWLDFRContaminationAggregated | WLDFR | HFTD - Distribution - Tier 2 - 5QU CoRE ¦ 5QU LoRE | Non-Red Flag Warning - Catastrophic Fires | Contamination | Aggregated | 2051 | 6.1325e-10 | 406.8993 | 2.4953e-07 | 2051 | Mitigation | 0.95 | 45 | 0 | esc | 0.00097009 | 5.949e-13 | 0.00097009 | 5.949e-13
[120 empty] | 7.3.3.17.5 (Remote Grid) Updates to grid topology to minimize risk of ignition in HFTDs Remote GridWLDFRContaminationAggregated | WLDFR | HFTD - Distribution - Tier 2 - 5QU CoRE ¦ 5QU LoRE | Non-Red Flag Warning - Catastrophic Fires | Contamination | Aggregated | 2052 | 6.1325e-10 | 406.8993 | 2.4953e-07 | 2052 | Mitigation | 0.95 | 45 | 0 | esc | 0.00097009 | 5.949e-13 | 0.00097009 | 5.949e-13
[120 empty] | 7.3.3.17.5 (Remote Grid) Updates to grid topology to minimize risk of ignition in HFTDs Remote GridWLDFRContaminationAggregated | WLDFR | HFTD - Distribution - Tier 2 - 5QU CoRE ¦ 5QU LoRE | Non-Red Flag Warning - Catastrophic Fires | Contamination | Aggregated | 2053 | 6.1325e-10 | 406.8993 | 2.4953e-07 | 2053 | Mitigation | 0.95 | 45 | 0 | esc | 0.00097009 | 5.949e-13 | 0.00097009 | 5.949e-13
[120 empty] | 7.3.3.17.5 (Remote Grid) Updates to grid topology to minimize risk of ignition in HFTDs Remote GridWLDFRContaminationAggregated | WLDFR | HFTD - Distribution - Tier 2 - 5QU CoRE ¦ 5QU LoRE | Non-Red Flag Warning - Catastrophic Fires | Contamination | Aggregated | 2054 | 6.1325e-10 | 406.8993 | 2.4953e-07 | 2054 | Mitigation | 0.95 | 45 | 0 | esc | 0.00097009 | 5.949e-13 | 0.00097009 | 5.949e-13
[120 empty] | 7.3.3.17.5 (Remote Grid) Updates to grid topology to minimize risk of ignition in HFTDs Remote GridWLDFRContaminationAggregated | WLDFR | HFTD - Distribution - Tier 2 - 5QU CoRE ¦ 5QU LoRE | Non-Red Flag Warning - Catastrophic Fires | Contamination | Aggregated | 2055 | 6.1325e-10 | 406.8993 | 2.4953e-07 | 2055 | Mitigation | 0.95 | 45 | 0 | esc | 0.00097009 | 5.949e-13 | 0.00097009 | 5.949e-13
[120 empty] | 7.3.3.17.5 (Remote Grid) Updates to grid topology to minimize risk of ignition in HFTDs Remote GridWLDFRContaminationAggregated | WLDFR | HFTD - Distribution - Tier 2 - 5QU CoRE ¦ 5QU LoRE | Non-Red Flag Warning - Catastrophic Fires | Contamination | Aggregated | 2056 | 6.1325e-10 | 406.8993 | 2.4953e-07 | 2056 | Mitigation | 0.95 | 45 | 0 | esc | 0.00097009 | 5.949e-13 | 0.00097009 | 5.949e-13
[120 empty] | 7.3.3.17.5 (Remote Grid) Updates to grid topology to minimize risk of ignition in HFTDs Remote GridWLDFRContaminationAggregated | WLDFR | HFTD - Distribution - Tier 2 - 5QU CoRE ¦ 5QU LoRE | Non-Red Flag Warning - Catastrophic Fires | Contamination | Aggregated | 2057 | 6.1325e-10 | 406.8993 | 2.4953e-07 | 2057 | Mitigation | 0.95 | 45 | 0 | esc | 0.00097009 | 5.949e-13 | 0.00097009 | 5.949e-13
[120 empty] | 7.3.3.17.5 (Remote Grid) Updates to grid topology to minimize risk of ignition in HFTDs Remote GridWLDFRContaminationAggregated | WLDFR | HFTD - Distribution - Tier 2 - 5QU CoRE ¦ 5QU LoRE | Non-Red Flag Warning - Catastrophic Fires | Contamination | Aggregated | 2058 | 6.1325e-10 | 406.8993 | 2.4953e-07 | 2058 | Mitigation | 0.95 | 45 | 0 | esc | 0.00097009 | 5.949e-13 | 0.00097009 | 5.949e-13
[120 empty] | 7.3.3.17.5 (Remote Grid) Updates to grid topology to minimize risk of ignition in HFTDs Remote GridWLDFRContaminationAggregated | WLDFR | HFTD - Distribution - Tier 2 - 5QU CoRE ¦ 5QU LoRE | Non-Red Flag Warning - Catastrophic Fires | Contamination | Aggregated | 2059 | 6.1325e-10 | 406.8993 | 2.4953e-07 | 2059 | Mitigation | 0.95 | 45 | 0 | esc | 0.00097009 | 5.949e-13 | 0.00097009 | 5.949e-13
[120 empty] | 7.3.3.17.5 (Remote Grid) Updates to grid topology to minimize risk of ignition in HFTDs Remote GridWLDFRContaminationAggregated | WLDFR | HFTD - Distribution - Tier 2 - 5QU CoRE ¦ 5QU LoRE | Non-Red Flag Warning - Catastrophic Fires | Contamination | Aggregated | 2060 | 6.1325e-10 | 406.8993 | 2.4953e-07 | 2060 | Mitigation | 0.95 | 45 | 0 | esc | 0.00097009 | 5.949e-13 | 0.00097009 | 5.949e-13
[120 empty] | 7.3.3.17.5 (Remote Grid) Updates to grid topology to minimize risk of ignition in HFTDs Remote GridWLDFRContaminationAggregated | WLDFR | HFTD - Distribution - Tier 2 - 5QU CoRE ¦ 5QU LoRE | Non-Red Flag Warning - Catastrophic Fires | Contamination | Aggregated | 2061 | 6.1325e-10 | 406.8993 | 2.4953e-07 | 2061 | Mitigation | 0.95 | 45 | 0 | esc | 0.00097009 | 5.949e-13 | 0.00097009 | 5.949e-13
[120 empty] | 7.3.3.17.5 (Remote Grid) Updates to grid topology to minimize risk of ignition in HFTDs Remote GridWLDFRContaminationAggregated | WLDFR | HFTD - Distribution - Tier 2 - 5QU CoRE ¦ 5QU LoRE | Non-Red Flag Warning - Catastrophic Fires | Contamination | Aggregated | 2062 | 6.1325e-10 | 406.8993 | 2.4953e-07 | 2062 | Mitigation | 0.95 | 45 | 0 | esc | 0.00097009 | 5.949e-13 | 0.00097009 | 5.949e-13
[120 empty] | 7.3.3.17.5 (Remote Grid) Updates to grid topology to minimize risk of ignition in HFTDs Remote GridWLDFRContaminationAggregated | WLDFR | HFTD - Distribution - Tier 2 - 5QU CoRE ¦ 5QU LoRE | Non-Red Flag Warning - Catastrophic Fires | Contamination | Aggregated | 2063 | 6.1325e-10 | 406.8993 | 2.4953e-07 | 2063 | Mitigation | 0.95 | 45 | 0 | esc | 0.00097009 | 5.949e-13 | 0.00097009 | 5.949e-13
[120 empty] | 7.3.3.17.5 (Remote Grid) Updates to grid topology to minimize risk of ignition in HFTDs Remote GridWLDFRContaminationAggregated | WLDFR | HFTD - Distribution - Tier 2 - 5QU CoRE ¦ 5QU LoRE | Non-Red Flag Warning - Catastrophic Fires | Contamination | Aggregated | 2064 | 6.1325e-10 | 406.8993 | 2.4953e-07 | 2064 | Mitigation | 0.95 | 45 | 0 | esc | 0.00097009 | 5.949e-13 | 0.00097009 | 5.949e-13
[120 empty] | 7.3.3.17.5 (Remote Grid) Updates to grid topology to minimize risk of ignition in HFTDs Remote GridWLDFRContaminationAggregated | WLDFR | HFTD - Distribution - Tier 2 - 5QU CoRE ¦ 5QU LoRE | Non-Red Flag Warning - Catastrophic Fires | Contamination | Aggregated | 2065 | 6.1325e-10 | 406.8993 | 2.4953e-07 | 2065 | Mitigation | 0.95 | 45 | 0 | esc | 0.00097009 | 5.949e-13 | 0.00097009 | 5.949e-13
[120 empty] | 7.3.3.17.5 (Remote Grid) Updates to grid topology to minimize risk of ignition in HFTDs Remote GridWLDFRContaminationAggregated | WLDFR | HFTD - Distribution - Tier 2 - 5QU CoRE ¦ 5QU LoRE | Non-Red Flag Warning - Catastrophic Fires | Contamination | Aggregated | 2066 | 6.1325e-10 | 406.8993 | 2.4953e-07 | 2066 | Mitigation | 0.95 | 45 | 0 | esc | 0.00097009 | 5.949e-13 | 0.00097009 | 5.949e-13
[120 empty] | 7.3.3.17.5 (Remote Grid) Updates to grid topology to minimize risk of ignition in HFTDs Remote GridWLDFRContaminationAggregated | WLDFR | HFTD - Distribution - Tier 2 - 5QU CoRE ¦ 5QU LoRE | Non-Red Flag Warning - Catastrophic Fires | Contamination | Aggregated | 2067 | 6.1325e-10 | 406.8993 | 2.4953e-07 | 2067 | Mitigation | 0.95 | 45 | 0 | esc | 0 | 0 | 0.00097009 | 5.949e-13
[120 empty] | 7.3.3.17.5 (Remote Grid) Updates to grid topology to minimize risk of ignition in HFTDs Remote GridWLDFREquipment / facility failureAggregated | WLDFR | HFTD - Distribution - Tier 2 - 5QU CoRE ¦ 5QU LoRE | Non-Red Flag Warning - Catastrophic Fires | Equipment / facility failure | Aggregated | 2022 | 1.0128e-09 | 406.8993 | 4.121e-07 | 2022 | Mitigation | 0.95 | 45 | 0 | esc | 0.00097009 | 9.8248e-13 | 0 | 0
[120 empty] | 7.3.3.17.5 (Remote Grid) Updates to grid topology to minimize risk of ignition in HFTDs Remote GridWLDFREquipment / facility failureAggregated | WLDFR | HFTD - Distribution - Tier 2 - 5QU CoRE ¦ 5QU LoRE | Non-Red Flag Warning - Catastrophic Fires | Equipment / facility failure | Aggregated | 2023 | 1.0128e-09 | 406.8993 | 4.121e-07 | 2023 | Mitigation | 0.95 | 45 | 0 | esc | 0.00097009 | 9.8248e-13 | 0.00097009 | 9.8248e-13
[120 empty] | 7.3.3.17.5 (Remote Grid) Updates to grid topology to minimize risk of ignition in HFTDs Remote GridWLDFREquipment / facility failureAggregated | WLDFR | HFTD - Distribution - Tier 2 - 5QU CoRE ¦ 5QU LoRE | Non-Red Flag Warning - Catastrophic Fires | Equipment / facility failure | Aggregated | 2024 | 1.0128e-09 | 406.8993 | 4.121e-07 | 2024 | Mitigation | 0.95 | 45 | 0 | esc | 0.00097009 | 9.8248e-13 | 0.00097009 | 9.8248e-13
[120 empty] | 7.3.3.17.5 (Remote Grid) Updates to grid topology to minimize risk of ignition in HFTDs Remote GridWLDFREquipment / facility failureAggregated | WLDFR | HFTD - Distribution - Tier 2 - 5QU CoRE ¦ 5QU LoRE | Non-Red Flag Warning - Catastrophic Fires | Equipment / facility failure | Aggregated | 2025 | 1.0128e-09 | 406.8993 | 4.121e-07 | 2025 | Mitigation | 0.95 | 45 | 0 | esc | 0.00097009 | 9.8248e-13 | 0.00097009 | 9.8248e-13
[120 empty] | 7.3.3.17.5 (Remote Grid) Updates to grid topology to minimize risk of ignition in HFTDs Remote GridWLDFREquipment / facility failureAggregated | WLDFR | HFTD - Distribution - Tier 2 - 5QU CoRE ¦ 5QU LoRE | Non-Red Flag Warning - Catastrophic Fires | Equipment / facility failure | Aggregated | 2026 | 1.0128e-09 | 406.8993 | 4.121e-07 | 2026 | Mitigation | 0.95 | 45 | 0 | esc | 0.00097009 | 9.8248e-13 | 0.00097009 | 9.8248e-13
[120 empty] | 7.3.3.17.5 (Remote Grid) Updates to grid topology to minimize risk of ignition in HFTDs Remote GridWLDFREquipment / facility failureAggregated | WLDFR | HFTD - Distribution - Tier 2 - 5QU CoRE ¦ 5QU LoRE | Non-Red Flag Warning - Catastrophic Fires | Equipment / facility failure | Aggregated | 2027 | 1.0128e-09 | 406.8993 | 4.121e-07 | 2027 | Mitigation | 0.95 | 45 | 0 | esc | 0.00097009 | 9.8248e-13 | 0.00097009 | 9.8248e-13
[120 empty] | 7.3.3.17.5 (Remote Grid) Updates to grid topology to minimize risk of ignition in HFTDs Remote GridWLDFREquipment / facility failureAggregated | WLDFR | HFTD - Distribution - Tier 2 - 5QU CoRE ¦ 5QU LoRE | Non-Red Flag Warning - Catastrophic Fires | Equipment / facility failure | Aggregated | 2028 | 1.0128e-09 | 406.8993 | 4.121e-07 | 2028 | Mitigation | 0.95 | 45 | 0 | esc | 0.00097009 | 9.8248e-13 | 0.00097009 | 9.8248e-13
[120 empty] | 7.3.3.17.5 (Remote Grid) Updates to grid topology to minimize risk of ignition in HFTDs Remote GridWLDFREquipment / facility failureAggregated | WLDFR | HFTD - Distribution - Tier 2 - 5QU CoRE ¦ 5QU LoRE | Non-Red Flag Warning - Catastrophic Fires | Equipment / facility failure | Aggregated | 2029 | 1.0128e-09 | 406.8993 | 4.121e-07 | 2029 | Mitigation | 0.95 | 45 | 0 | esc | 0.00097009 | 9.8248e-13 | 0.00097009 | 9.8248e-13
[120 empty] | 7.3.3.17.5 (Remote Grid) Updates to grid topology to minimize risk of ignition in HFTDs Remote GridWLDFREquipment / facility failureAggregated | WLDFR | HFTD - Distribution - Tier 2 - 5QU CoRE ¦ 5QU LoRE | Non-Red Flag Warning - Catastrophic Fires | Equipment / facility failure | Aggregated | 2030 | 1.0128e-09 | 406.8993 | 4.121e-07 | 2030 | Mitigation | 0.95 | 45 | 0 | esc | 0.00097009 | 9.8248e-13 | 0.00097009 | 9.8248e-13
[120 empty] | 7.3.3.17.5 (Remote Grid) Updates to grid topology to minimize risk of ignition in HFTDs Remote GridWLDFREquipment / facility failureAggregated | WLDFR | HFTD - Distribution - Tier 2 - 5QU CoRE ¦ 5QU LoRE | Non-Red Flag Warning - Catastrophic Fires | Equipment / facility failure | Aggregated | 2031 | 1.0128e-09 | 406.8993 | 4.121e-07 | 2031 | Mitigation | 0.95 | 45 | 0 | esc | 0.00097009 | 9.8248e-13 | 0.00097009 | 9.8248e-13
[120 empty] | 7.3.3.17.5 (Remote Grid) Updates to grid topology to minimize risk of ignition in HFTDs Remote GridWLDFREquipment / facility failureAggregated | WLDFR | HFTD - Distribution - Tier 2 - 5QU CoRE ¦ 5QU LoRE | Non-Red Flag Warning - Catastrophic Fires | Equipment / facility failure | Aggregated | 2032 | 1.0128e-09 | 406.8993 | 4.121e-07 | 2032 | Mitigation | 0.95 | 45 | 0 | esc | 0.00097009 | 9.8248e-13 | 0.00097009 | 9.8248e-13
[120 empty] | 7.3.3.17.5 (Remote Grid) Updates to grid topology to minimize risk of ignition in HFTDs Remote GridWLDFREquipment / facility failureAggregated | WLDFR | HFTD - Distribution - Tier 2 - 5QU CoRE ¦ 5QU LoRE | Non-Red Flag Warning - Catastrophic Fires | Equipment / facility failure | Aggregated | 2033 | 1.0128e-09 | 406.8993 | 4.121e-07 | 2033 | Mitigation | 0.95 | 45 | 0 | esc | 0.00097009 | 9.8248e-13 | 0.00097009 | 9.8248e-13
[120 empty] | 7.3.3.17.5 (Remote Grid) Updates to grid topology to minimize risk of ignition in HFTDs Remote GridWLDFREquipment / facility failureAggregated | WLDFR | HFTD - Distribution - Tier 2 - 5QU CoRE ¦ 5QU LoRE | Non-Red Flag Warning - Catastrophic Fires | Equipment / facility failure | Aggregated | 2034 | 1.0128e-09 | 406.8993 | 4.121e-07 | 2034 | Mitigation | 0.95 | 45 | 0 | esc | 0.00097009 | 9.8248e-13 | 0.00097009 | 9.8248e-13
[120 empty] | 7.3.3.17.5 (Remote Grid) Updates to grid topology to minimize risk of ignition in HFTDs Remote GridWLDFREquipment / facility failureAggregated | WLDFR | HFTD - Distribution - Tier 2 - 5QU CoRE ¦ 5QU LoRE | Non-Red Flag Warning - Catastrophic Fires | Equipment / facility failure | Aggregated | 2035 | 1.0128e-09 | 406.8993 | 4.121e-07 | 2035 | Mitigation | 0.95 | 45 | 0 | esc | 0.00097009 | 9.8248e-13 | 0.00097009 | 9.8248e-13
[120 empty] | 7.3.3.17.5 (Remote Grid) Updates to grid topology to minimize risk of ignition in HFTDs Remote GridWLDFREquipment / facility failureAggregated | WLDFR | HFTD - Distribution - Tier 2 - 5QU CoRE ¦ 5QU LoRE | Non-Red Flag Warning - Catastrophic Fires | Equipment / facility failure | Aggregated | 2036 | 1.0128e-09 | 406.8993 | 4.121e-07 | 2036 | Mitigation | 0.95 | 45 | 0 | esc | 0.00097009 | 9.8248e-13 | 0.00097009 | 9.8248e-13
[120 empty] | 7.3.3.17.5 (Remote Grid) Updates to grid topology to minimize risk of ignition in HFTDs Remote GridWLDFREquipment / facility failureAggregated | WLDFR | HFTD - Distribution - Tier 2 - 5QU CoRE ¦ 5QU LoRE | Non-Red Flag Warning - Catastrophic Fires | Equipment / facility failure | Aggregated | 2037 | 1.0128e-09 | 406.8993 | 4.121e-07 | 2037 | Mitigation | 0.95 | 45 | 0 | esc | 0.00097009 | 9.8248e-13 | 0.00097009 | 9.8248e-13
[120 empty] | 7.3.3.17.5 (Remote Grid) Updates to grid topology to minimize risk of ignition in HFTDs Remote GridWLDFREquipment / facility failureAggregated | WLDFR | HFTD - Distribution - Tier 2 - 5QU CoRE ¦ 5QU LoRE | Non-Red Flag Warning - Catastrophic Fires | Equipment / facility failure | Aggregated | 2038 | 1.0128e-09 | 406.8993 | 4.121e-07 | 2038 | Mitigation | 0.95 | 45 | 0 | esc | 0.00097009 | 9.8248e-13 | 0.00097009 | 9.8248e-13
[120 empty] | 7.3.3.17.5 (Remote Grid) Updates to grid topology to minimize risk of ignition in HFTDs Remote GridWLDFREquipment / facility failureAggregated | WLDFR | HFTD - Distribution - Tier 2 - 5QU CoRE ¦ 5QU LoRE | Non-Red Flag Warning - Catastrophic Fires | Equipment / facility failure | Aggregated | 2039 | 1.0128e-09 | 406.8993 | 4.121e-07 | 2039 | Mitigation | 0.95 | 45 | 0 | esc | 0.00097009 | 9.8248e-13 | 0.00097009 | 9.8248e-13
[120 empty] | 7.3.3.17.5 (Remote Grid) Updates to grid topology to minimize risk of ignition in HFTDs Remote GridWLDFREquipment / facility failureAggregated | WLDFR | HFTD - Distribution - Tier 2 - 5QU CoRE ¦ 5QU LoRE | Non-Red Flag Warning - Catastrophic Fires | Equipment / facility failure | Aggregated | 2040 | 1.0128e-09 | 406.8993 | 4.121e-07 | 2040 | Mitigation | 0.95 | 45 | 0 | esc | 0.00097009 | 9.8248e-13 | 0.00097009 | 9.8248e-13
[120 empty] | 7.3.3.17.5 (Remote Grid) Updates to grid topology to minimize risk of ignition in HFTDs Remote GridWLDFREquipment / facility failureAggregated | WLDFR | HFTD - Distribution - Tier 2 - 5QU CoRE ¦ 5QU LoRE | Non-Red Flag Warning - Catastrophic Fires | Equipment / facility failure | Aggregated | 2041 | 1.0128e-09 | 406.8993 | 4.121e-07 | 2041 | Mitigation | 0.95 | 45 | 0 | esc | 0.00097009 | 9.8248e-13 | 0.00097009 | 9.8248e-13
[120 empty] | 7.3.3.17.5 (Remote Grid) Updates to grid topology to minimize risk of ignition in HFTDs Remote GridWLDFREquipment / facility failureAggregated | WLDFR | HFTD - Distribution - Tier 2 - 5QU CoRE ¦ 5QU LoRE | Non-Red Flag Warning - Catastrophic Fires | Equipment / facility failure | Aggregated | 2042 | 1.0128e-09 | 406.8993 | 4.121e-07 | 2042 | Mitigation | 0.95 | 45 | 0 | esc | 0.00097009 | 9.8248e-13 | 0.00097009 | 9.8248e-13
[120 empty] | 7.3.3.17.5 (Remote Grid) Updates to grid topology to minimize risk of ignition in HFTDs Remote GridWLDFREquipment / facility failureAggregated | WLDFR | HFTD - Distribution - Tier 2 - 5QU CoRE ¦ 5QU LoRE | Non-Red Flag Warning - Catastrophic Fires | Equipment / facility failure | Aggregated | 2043 | 1.0128e-09 | 406.8993 | 4.121e-07 | 2043 | Mitigation | 0.95 | 45 | 0 | esc | 0.00097009 | 9.8248e-13 | 0.00097009 | 9.8248e-13
[120 empty] | 7.3.3.17.5 (Remote Grid) Updates to grid topology to minimize risk of ignition in HFTDs Remote GridWLDFREquipment / facility failureAggregated | WLDFR | HFTD - Distribution - Tier 2 - 5QU CoRE ¦ 5QU LoRE | Non-Red Flag Warning - Catastrophic Fires | Equipment / facility failure | Aggregated | 2044 | 1.0128e-09 | 406.8993 | 4.121e-07 | 2044 | Mitigation | 0.95 | 45 | 0 | esc | 0.00097009 | 9.8248e-13 | 0.00097009 | 9.8248e-13
[120 empty] | 7.3.3.17.5 (Remote Grid) Updates to grid topology to minimize risk of ignition in HFTDs Remote GridWLDFREquipment / facility failureAggregated | WLDFR | HFTD - Distribution - Tier 2 - 5QU CoRE ¦ 5QU LoRE | Non-Red Flag Warning - Catastrophic Fires | Equipment / facility failure | Aggregated | 2045 | 1.0128e-09 | 406.8993 | 4.121e-07 | 2045 | Mitigation | 0.95 | 45 | 0 | esc | 0.00097009 | 9.8248e-13 | 0.00097009 | 9.8248e-13
[120 empty] | 7.3.3.17.5 (Remote Grid) Updates to grid topology to minimize risk of ignition in HFTDs Remote GridWLDFREquipment / facility failureAggregated | WLDFR | HFTD - Distribution - Tier 2 - 5QU CoRE ¦ 5QU LoRE | Non-Red Flag Warning - Catastrophic Fires | Equipment / facility failure | Aggregated | 2046 | 1.0128e-09 | 406.8993 | 4.121e-07 | 2046 | Mitigation | 0.95 | 45 | 0 | esc | 0.00097009 | 9.8248e-13 | 0.00097009 | 9.8248e-13
[120 empty] | 7.3.3.17.5 (Remote Grid) Updates to grid topology to minimize risk of ignition in HFTDs Remote GridWLDFREquipment / facility failureAggregated | WLDFR | HFTD - Distribution - Tier 2 - 5QU CoRE ¦ 5QU LoRE | Non-Red Flag Warning - Catastrophic Fires | Equipment / facility failure | Aggregated | 2047 | 1.0128e-09 | 406.8993 | 4.121e-07 | 2047 | Mitigation | 0.95 | 45 | 0 | esc | 0.00097009 | 9.8248e-13 | 0.00097009 | 9.8248e-13
[120 empty] | 7.3.3.17.5 (Remote Grid) Updates to grid topology to minimize risk of ignition in HFTDs Remote GridWLDFREquipment / facility failureAggregated | WLDFR | HFTD - Distribution - Tier 2 - 5QU CoRE ¦ 5QU LoRE | Non-Red Flag Warning - Catastrophic Fires | Equipment / facility failure | Aggregated | 2048 | 1.0128e-09 | 406.8993 | 4.121e-07 | 2048 | Mitigation | 0.95 | 45 | 0 | esc | 0.00097009 | 9.8248e-13 | 0.00097009 | 9.8248e-13
[120 empty] | 7.3.3.17.5 (Remote Grid) Updates to grid topology to minimize risk of ignition in HFTDs Remote GridWLDFREquipment / facility failureAggregated | WLDFR | HFTD - Distribution - Tier 2 - 5QU CoRE ¦ 5QU LoRE | Non-Red Flag Warning - Catastrophic Fires | Equipment / facility failure | Aggregated | 2049 | 1.0128e-09 | 406.8993 | 4.121e-07 | 2049 | Mitigation | 0.95 | 45 | 0 | esc | 0.00097009 | 9.8248e-13 | 0.00097009 | 9.8248e-13
[120 empty] | 7.3.3.17.5 (Remote Grid) Updates to grid topology to minimize risk of ignition in HFTDs Remote GridWLDFREquipment / facility failureAggregated | WLDFR | HFTD - Distribution - Tier 2 - 5QU CoRE ¦ 5QU LoRE | Non-Red Flag Warning - Catastrophic Fires | Equipment / facility failure | Aggregated | 2050 | 1.0128e-09 | 406.8993 | 4.121e-07 | 2050 | Mitigation | 0.95 | 45 | 0 | esc | 0.00097009 | 9.8248e-13 | 0.00097009 | 9.8248e-13
[120 empty] | 7.3.3.17.5 (Remote Grid) Updates to grid topology to minimize risk of ignition in HFTDs Remote GridWLDFREquipment / facility failureAggregated | WLDFR | HFTD - Distribution - Tier 2 - 5QU CoRE ¦ 5QU LoRE | Non-Red Flag Warning - Catastrophic Fires | Equipment / facility failure | Aggregated | 2051 | 1.0128e-09 | 406.8993 | 4.121e-07 | 2051 | Mitigation | 0.95 | 45 | 0 | esc | 0.00097009 | 9.8248e-13 | 0.00097009 | 9.8248e-13
[120 empty] | 7.3.3.17.5 (Remote Grid) Updates to grid topology to minimize risk of ignition in HFTDs Remote GridWLDFREquipment / facility failureAggregated | WLDFR | HFTD - Distribution - Tier 2 - 5QU CoRE ¦ 5QU LoRE | Non-Red Flag Warning - Catastrophic Fires | Equipment / facility failure | Aggregated | 2052 | 1.0128e-09 | 406.8993 | 4.121e-07 | 2052 | Mitigation | 0.95 | 45 | 0 | esc | 0.00097009 | 9.8248e-13 | 0.00097009 | 9.8248e-13
[120 empty] | 7.3.3.17.5 (Remote Grid) Updates to grid topology to minimize risk of ignition in HFTDs Remote GridWLDFREquipment / facility failureAggregated | WLDFR | HFTD - Distribution - Tier 2 - 5QU CoRE ¦ 5QU LoRE | Non-Red Flag Warning - Catastrophic Fires | Equipment / facility failure | Aggregated | 2053 | 1.0128e-09 | 406.8993 | 4.121e-07 | 2053 | Mitigation | 0.95 | 45 | 0 | esc | 0.00097009 | 9.8248e-13 | 0.00097009 | 9.8248e-13
[120 empty] | 7.3.3.17.5 (Remote Grid) Updates to grid topology to minimize risk of ignition in HFTDs Remote GridWLDFREquipment / facility failureAggregated | WLDFR | HFTD - Distribution - Tier 2 - 5QU CoRE ¦ 5QU LoRE | Non-Red Flag Warning - Catastrophic Fires | Equipment / facility failure | Aggregated | 2054 | 1.0128e-09 | 406.8993 | 4.121e-07 | 2054 | Mitigation | 0.95 | 45 | 0 | esc | 0.00097009 | 9.8248e-13 | 0.00097009 | 9.8248e-13
[120 empty] | 7.3.3.17.5 (Remote Grid) Updates to grid topology to minimize risk of ignition in HFTDs Remote GridWLDFREquipment / facility failureAggregated | WLDFR | HFTD - Distribution - Tier 2 - 5QU CoRE ¦ 5QU LoRE | Non-Red Flag Warning - Catastrophic Fires | Equipment / facility failure | Aggregated | 2055 | 1.0128e-09 | 406.8993 | 4.121e-07 | 2055 | Mitigation | 0.95 | 45 | 0 | esc | 0.00097009 | 9.8248e-13 | 0.00097009 | 9.8248e-13
[120 empty] | 7.3.3.17.5 (Remote Grid) Updates to grid topology to minimize risk of ignition in HFTDs Remote GridWLDFREquipment / facility failureAggregated | WLDFR | HFTD - Distribution - Tier 2 - 5QU CoRE ¦ 5QU LoRE | Non-Red Flag Warning - Catastrophic Fires | Equipment / facility failure | Aggregated | 2056 | 1.0128e-09 | 406.8993 | 4.121e-07 | 2056 | Mitigation | 0.95 | 45 | 0 | esc | 0.00097009 | 9.8248e-13 | 0.00097009 | 9.8248e-13
[120 empty] | 7.3.3.17.5 (Remote Grid) Updates to grid topology to minimize risk of ignition in HFTDs Remote GridWLDFREquipment / facility failureAggregated | WLDFR | HFTD - Distribution - Tier 2 - 5QU CoRE ¦ 5QU LoRE | Non-Red Flag Warning - Catastrophic Fires | Equipment / facility failure | Aggregated | 2057 | 1.0128e-09 | 406.8993 | 4.121e-07 | 2057 | Mitigation | 0.95 | 45 | 0 | esc | 0.00097009 | 9.8248e-13 | 0.00097009 | 9.8248e-13
[120 empty] | 7.3.3.17.5 (Remote Grid) Updates to grid topology to minimize risk of ignition in HFTDs Remote GridWLDFREquipment / facility failureAggregated | WLDFR | HFTD - Distribution - Tier 2 - 5QU CoRE ¦ 5QU LoRE | Non-Red Flag Warning - Catastrophic Fires | Equipment / facility failure | Aggregated | 2058 | 1.0128e-09 | 406.8993 | 4.121e-07 | 2058 | Mitigation | 0.95 | 45 | 0 | esc | 0.00097009 | 9.8248e-13 | 0.00097009 | 9.8248e-13
[120 empty] | 7.3.3.17.5 (Remote Grid) Updates to grid topology to minimize risk of ignition in HFTDs Remote GridWLDFREquipment / facility failureAggregated | WLDFR | HFTD - Distribution - Tier 2 - 5QU CoRE ¦ 5QU LoRE | Non-Red Flag Warning - Catastrophic Fires | Equipment / facility failure | Aggregated | 2059 | 1.0128e-09 | 406.8993 | 4.121e-07 | 2059 | Mitigation | 0.95 | 45 | 0 | esc | 0.00097009 | 9.8248e-13 | 0.00097009 | 9.8248e-13
[120 empty] | 7.3.3.17.5 (Remote Grid) Updates to grid topology to minimize risk of ignition in HFTDs Remote GridWLDFREquipment / facility failureAggregated | WLDFR | HFTD - Distribution - Tier 2 - 5QU CoRE ¦ 5QU LoRE | Non-Red Flag Warning - Catastrophic Fires | Equipment / facility failure | Aggregated | 2060 | 1.0128e-09 | 406.8993 | 4.121e-07 | 2060 | Mitigation | 0.95 | 45 | 0 | esc | 0.00097009 | 9.8248e-13 | 0.00097009 | 9.8248e-13
[120 empty] | 7.3.3.17.5 (Remote Grid) Updates to grid topology to minimize risk of ignition in HFTDs Remote GridWLDFREquipment / facility failureAggregated | WLDFR | HFTD - Distribution - Tier 2 - 5QU CoRE ¦ 5QU LoRE | Non-Red Flag Warning - Catastrophic Fires | Equipment / facility failure | Aggregated | 2061 | 1.0128e-09 | 406.8993 | 4.121e-07 | 2061 | Mitigation | 0.95 | 45 | 0 | esc | 0.00097009 | 9.8248e-13 | 0.00097009 | 9.8248e-13
[120 empty] | 7.3.3.17.5 (Remote Grid) Updates to grid topology to minimize risk of ignition in HFTDs Remote GridWLDFREquipment / facility failureAggregated | WLDFR | HFTD - Distribution - Tier 2 - 5QU CoRE ¦ 5QU LoRE | Non-Red Flag Warning - Catastrophic Fires | Equipment / facility failure | Aggregated | 2062 | 1.0128e-09 | 406.8993 | 4.121e-07 | 2062 | Mitigation | 0.95 | 45 | 0 | esc | 0.00097009 | 9.8248e-13 | 0.00097009 | 9.8248e-13
[120 empty] | 7.3.3.17.5 (Remote Grid) Updates to grid topology to minimize risk of ignition in HFTDs Remote GridWLDFREquipment / facility failureAggregated | WLDFR | HFTD - Distribution - Tier 2 - 5QU CoRE ¦ 5QU LoRE | Non-Red Flag Warning - Catastrophic Fires | Equipment / facility failure | Aggregated | 2063 | 1.0128e-09 | 406.8993 | 4.121e-07 | 2063 | Mitigation | 0.95 | 45 | 0 | esc | 0.00097009 | 9.8248e-13 | 0.00097009 | 9.8248e-13
[120 empty] | 7.3.3.17.5 (Remote Grid) Updates to grid topology to minimize risk of ignition in HFTDs Remote GridWLDFREquipment / facility failureAggregated | WLDFR | HFTD - Distribution - Tier 2 - 5QU CoRE ¦ 5QU LoRE | Non-Red Flag Warning - Catastrophic Fires | Equipment / facility failure | Aggregated | 2064 | 1.0128e-09 | 406.8993 | 4.121e-07 | 2064 | Mitigation | 0.95 | 45 | 0 | esc | 0.00097009 | 9.8248e-13 | 0.00097009 | 9.8248e-13
[120 empty] | 7.3.3.17.5 (Remote Grid) Updates to grid topology to minimize risk of ignition in HFTDs Remote GridWLDFREquipment / facility failureAggregated | WLDFR | HFTD - Distribution - Tier 2 - 5QU CoRE ¦ 5QU LoRE | Non-Red Flag Warning - Catastrophic Fires | Equipment / facility failure | Aggregated | 2065 | 1.0128e-09 | 406.8993 | 4.121e-07 | 2065 | Mitigation | 0.95 | 45 | 0 | esc | 0.00097009 | 9.8248e-13 | 0.00097009 | 9.8248e-13
[120 empty] | 7.3.3.17.5 (Remote Grid) Updates to grid topology to minimize risk of ignition in HFTDs Remote GridWLDFREquipment / facility failureAggregated | WLDFR | HFTD - Distribution - Tier 2 - 5QU CoRE ¦ 5QU LoRE | Non-Red Flag Warning - Catastrophic Fires | Equipment / facility failure | Aggregated | 2066 | 1.0128e-09 | 406.8993 | 4.121e-07 | 2066 | Mitigation | 0.95 | 45 | 0 | esc | 0.00097009 | 9.8248e-13 | 0.00097009 | 9.8248e-13
[120 empty] | 7.3.3.17.5 (Remote Grid) Updates to grid topology to minimize risk of ignition in HFTDs Remote GridWLDFREquipment / facility failureAggregated | WLDFR | HFTD - Distribution - Tier 2 - 5QU CoRE ¦ 5QU LoRE | Non-Red Flag Warning - Catastrophic Fires | Equipment / facility failure | Aggregated | 2067 | 1.0128e-09 | 406.8993 | 4.121e-07 | 2067 | Mitigation | 0.95 | 45 | 0 | esc | 0 | 0 | 0.00097009 | 9.8248e-13
[120 empty] | 7.3.3.17.5 (Remote Grid) Updates to grid topology to minimize risk of ignition in HFTDs Remote GridWLDFRVegetation ContactAggregated | WLDFR | HFTD - Distribution - Tier 2 - 5QU CoRE ¦ 5QU LoRE | Non-Red Flag Warning - Catastrophic Fires | Vegetation Contact | Aggregated | 2022 | 3.7145e-09 | 406.8993 | 1.5114e-06 | 2022 | Mitigation | 0.95 | 45 | 0 | esc | 0.00097009 | 3.6034e-12 | 0 | 0
[120 empty] | 7.3.3.17.5 (Remote Grid) Updates to grid topology to minimize risk of ignition in HFTDs Remote GridWLDFRVegetation ContactAggregated | WLDFR | HFTD - Distribution - Tier 2 - 5QU CoRE ¦ 5QU LoRE | Non-Red Flag Warning - Catastrophic Fires | Vegetation Contact | Aggregated | 2023 | 3.7145e-09 | 406.8993 | 1.5114e-06 | 2023 | Mitigation | 0.95 | 45 | 0 | esc | 0.00097009 | 3.6034e-12 | 0.00097009 | 3.6034e-12
[120 empty] | 7.3.3.17.5 (Remote Grid) Updates to grid topology to minimize risk of ignition in HFTDs Remote GridWLDFRVegetation ContactAggregated | WLDFR | HFTD - Distribution - Tier 2 - 5QU CoRE ¦ 5QU LoRE | Non-Red Flag Warning - Catastrophic Fires | Vegetation Contact | Aggregated | 2024 | 3.7145e-09 | 406.8993 | 1.5114e-06 | 2024 | Mitigation | 0.95 | 45 | 0 | esc | 0.00097009 | 3.6034e-12 | 0.00097009 | 3.6034e-12
[120 empty] | 7.3.3.17.5 (Remote Grid) Updates to grid topology to minimize risk of ignition in HFTDs Remote GridWLDFRVegetation ContactAggregated | WLDFR | HFTD - Distribution - Tier 2 - 5QU CoRE ¦ 5QU LoRE | Non-Red Flag Warning - Catastrophic Fires | Vegetation Contact | Aggregated | 2025 | 3.7145e-09 | 406.8993 | 1.5114e-06 | 2025 | Mitigation | 0.95 | 45 | 0 | esc | 0.00097009 | 3.6034e-12 | 0.00097009 | 3.6034e-12
[120 empty] | 7.3.3.17.5 (Remote Grid) Updates to grid topology to minimize risk of ignition in HFTDs Remote GridWLDFRVegetation ContactAggregated | WLDFR | HFTD - Distribution - Tier 2 - 5QU CoRE ¦ 5QU LoRE | Non-Red Flag Warning - Catastrophic Fires | Vegetation Contact | Aggregated | 2026 | 3.7145e-09 | 406.8993 | 1.5114e-06 | 2026 | Mitigation | 0.95 | 45 | 0 | esc | 0.00097009 | 3.6034e-12 | 0.00097009 | 3.6034e-12
[120 empty] | 7.3.3.17.5 (Remote Grid) Updates to grid topology to minimize risk of ignition in HFTDs Remote GridWLDFRVegetation ContactAggregated | WLDFR | HFTD - Distribution - Tier 2 - 5QU CoRE ¦ 5QU LoRE | Non-Red Flag Warning - Catastrophic Fires | Vegetation Contact | Aggregated | 2027 | 3.7145e-09 | 406.8993 | 1.5114e-06 | 2027 | Mitigation | 0.95 | 45 | 0 | esc | 0.00097009 | 3.6034e-12 | 0.00097009 | 3.6034e-12
[120 empty] | 7.3.3.17.5 (Remote Grid) Updates to grid topology to minimize risk of ignition in HFTDs Remote GridWLDFRVegetation ContactAggregated | WLDFR | HFTD - Distribution - Tier 2 - 5QU CoRE ¦ 5QU LoRE | Non-Red Flag Warning - Catastrophic Fires | Vegetation Contact | Aggregated | 2028 | 3.7145e-09 | 406.8993 | 1.5114e-06 | 2028 | Mitigation | 0.95 | 45 | 0 | esc | 0.00097009 | 3.6034e-12 | 0.00097009 | 3.6034e-12
[120 empty] | 7.3.3.17.5 (Remote Grid) Updates to grid topology to minimize risk of ignition in HFTDs Remote GridWLDFRVegetation ContactAggregated | WLDFR | HFTD - Distribution - Tier 2 - 5QU CoRE ¦ 5QU LoRE | Non-Red Flag Warning - Catastrophic Fires | Vegetation Contact | Aggregated | 2029 | 3.7145e-09 | 406.8993 | 1.5114e-06 | 2029 | Mitigation | 0.95 | 45 | 0 | esc | 0.00097009 | 3.6034e-12 | 0.00097009 | 3.6034e-12
[120 empty] | 7.3.3.17.5 (Remote Grid) Updates to grid topology to minimize risk of ignition in HFTDs Remote GridWLDFRVegetation ContactAggregated | WLDFR | HFTD - Distribution - Tier 2 - 5QU CoRE ¦ 5QU LoRE | Non-Red Flag Warning - Catastrophic Fires | Vegetation Contact | Aggregated | 2030 | 3.7145e-09 | 406.8993 | 1.5114e-06 | 2030 | Mitigation | 0.95 | 45 | 0 | esc | 0.00097009 | 3.6034e-12 | 0.00097009 | 3.6034e-12
[120 empty] | 7.3.3.17.5 (Remote Grid) Updates to grid topology to minimize risk of ignition in HFTDs Remote GridWLDFRVegetation ContactAggregated | WLDFR | HFTD - Distribution - Tier 2 - 5QU CoRE ¦ 5QU LoRE | Non-Red Flag Warning - Catastrophic Fires | Vegetation Contact | Aggregated | 2031 | 3.7145e-09 | 406.8993 | 1.5114e-06 | 2031 | Mitigation | 0.95 | 45 | 0 | esc | 0.00097009 | 3.6034e-12 | 0.00097009 | 3.6034e-12
[120 empty] | 7.3.3.17.5 (Remote Grid) Updates to grid topology to minimize risk of ignition in HFTDs Remote GridWLDFRVegetation ContactAggregated | WLDFR | HFTD - Distribution - Tier 2 - 5QU CoRE ¦ 5QU LoRE | Non-Red Flag Warning - Catastrophic Fires | Vegetation Contact | Aggregated | 2032 | 3.7145e-09 | 406.8993 | 1.5114e-06 | 2032 | Mitigation | 0.95 | 45 | 0 | esc | 0.00097009 | 3.6034e-12 | 0.00097009 | 3.6034e-12
[120 empty] | 7.3.3.17.5 (Remote Grid) Updates to grid topology to minimize risk of ignition in HFTDs Remote GridWLDFRVegetation ContactAggregated | WLDFR | HFTD - Distribution - Tier 2 - 5QU CoRE ¦ 5QU LoRE | Non-Red Flag Warning - Catastrophic Fires | Vegetation Contact | Aggregated | 2033 | 3.7145e-09 | 406.8993 | 1.5114e-06 | 2033 | Mitigation | 0.95 | 45 | 0 | esc | 0.00097009 | 3.6034e-12 | 0.00097009 | 3.6034e-12
[120 empty] | 7.3.3.17.5 (Remote Grid) Updates to grid topology to minimize risk of ignition in HFTDs Remote GridWLDFRVegetation ContactAggregated | WLDFR | HFTD - Distribution - Tier 2 - 5QU CoRE ¦ 5QU LoRE | Non-Red Flag Warning - Catastrophic Fires | Vegetation Contact | Aggregated | 2034 | 3.7145e-09 | 406.8993 | 1.5114e-06 | 2034 | Mitigation | 0.95 | 45 | 0 | esc | 0.00097009 | 3.6034e-12 | 0.00097009 | 3.6034e-12
[120 empty] | 7.3.3.17.5 (Remote Grid) Updates to grid topology to minimize risk of ignition in HFTDs Remote GridWLDFRVegetation ContactAggregated | WLDFR | HFTD - Distribution - Tier 2 - 5QU CoRE ¦ 5QU LoRE | Non-Red Flag Warning - Catastrophic Fires | Vegetation Contact | Aggregated | 2035 | 3.7145e-09 | 406.8993 | 1.5114e-06 | 2035 | Mitigation | 0.95 | 45 | 0 | esc | 0.00097009 | 3.6034e-12 | 0.00097009 | 3.6034e-12
[120 empty] | 7.3.3.17.5 (Remote Grid) Updates to grid topology to minimize risk of ignition in HFTDs Remote GridWLDFRVegetation ContactAggregated | WLDFR | HFTD - Distribution - Tier 2 - 5QU CoRE ¦ 5QU LoRE | Non-Red Flag Warning - Catastrophic Fires | Vegetation Contact | Aggregated | 2036 | 3.7145e-09 | 406.8993 | 1.5114e-06 | 2036 | Mitigation | 0.95 | 45 | 0 | esc | 0.00097009 | 3.6034e-12 | 0.00097009 | 3.6034e-12
[120 empty] | 7.3.3.17.5 (Remote Grid) Updates to grid topology to minimize risk of ignition in HFTDs Remote GridWLDFRVegetation ContactAggregated | WLDFR | HFTD - Distribution - Tier 2 - 5QU CoRE ¦ 5QU LoRE | Non-Red Flag Warning - Catastrophic Fires | Vegetation Contact | Aggregated | 2037 | 3.7145e-09 | 406.8993 | 1.5114e-06 | 2037 | Mitigation | 0.95 | 45 | 0 | esc | 0.00097009 | 3.6034e-12 | 0.00097009 | 3.6034e-12
[120 empty] | 7.3.3.17.5 (Remote Grid) Updates to grid topology to minimize risk of ignition in HFTDs Remote GridWLDFRVegetation ContactAggregated | WLDFR | HFTD - Distribution - Tier 2 - 5QU CoRE ¦ 5QU LoRE | Non-Red Flag Warning - Catastrophic Fires | Vegetation Contact | Aggregated | 2038 | 3.7145e-09 | 406.8993 | 1.5114e-06 | 2038 | Mitigation | 0.95 | 45 | 0 | esc | 0.00097009 | 3.6034e-12 | 0.00097009 | 3.6034e-12
[120 empty] | 7.3.3.17.5 (Remote Grid) Updates to grid topology to minimize risk of ignition in HFTDs Remote GridWLDFRVegetation ContactAggregated | WLDFR | HFTD - Distribution - Tier 2 - 5QU CoRE ¦ 5QU LoRE | Non-Red Flag Warning - Catastrophic Fires | Vegetation Contact | Aggregated | 2039 | 3.7145e-09 | 406.8993 | 1.5114e-06 | 2039 | Mitigation | 0.95 | 45 | 0 | esc | 0.00097009 | 3.6034e-12 | 0.00097009 | 3.6034e-12
[120 empty] | 7.3.3.17.5 (Remote Grid) Updates to grid topology to minimize risk of ignition in HFTDs Remote GridWLDFRVegetation ContactAggregated | WLDFR | HFTD - Distribution - Tier 2 - 5QU CoRE ¦ 5QU LoRE | Non-Red Flag Warning - Catastrophic Fires | Vegetation Contact | Aggregated | 2040 | 3.7145e-09 | 406.8993 | 1.5114e-06 | 2040 | Mitigation | 0.95 | 45 | 0 | esc | 0.00097009 | 3.6034e-12 | 0.00097009 | 3.6034e-12
[120 empty] | 7.3.3.17.5 (Remote Grid) Updates to grid topology to minimize risk of ignition in HFTDs Remote GridWLDFRVegetation ContactAggregated | WLDFR | HFTD - Distribution - Tier 2 - 5QU CoRE ¦ 5QU LoRE | Non-Red Flag Warning - Catastrophic Fires | Vegetation Contact | Aggregated | 2041 | 3.7145e-09 | 406.8993 | 1.5114e-06 | 2041 | Mitigation | 0.95 | 45 | 0 | esc | 0.00097009 | 3.6034e-12 | 0.00097009 | 3.6034e-12
[120 empty] | 7.3.3.17.5 (Remote Grid) Updates to grid topology to minimize risk of ignition in HFTDs Remote GridWLDFRVegetation ContactAggregated | WLDFR | HFTD - Distribution - Tier 2 - 5QU CoRE ¦ 5QU LoRE | Non-Red Flag Warning - Catastrophic Fires | Vegetation Contact | Aggregated | 2042 | 3.7145e-09 | 406.8993 | 1.5114e-06 | 2042 | Mitigation | 0.95 | 45 | 0 | esc | 0.00097009 | 3.6034e-12 | 0.00097009 | 3.6034e-12
[120 empty] | 7.3.3.17.5 (Remote Grid) Updates to grid topology to minimize risk of ignition in HFTDs Remote GridWLDFRVegetation ContactAggregated | WLDFR | HFTD - Distribution - Tier 2 - 5QU CoRE ¦ 5QU LoRE | Non-Red Flag Warning - Catastrophic Fires | Vegetation Contact | Aggregated | 2043 | 3.7145e-09 | 406.8993 | 1.5114e-06 | 2043 | Mitigation | 0.95 | 45 | 0 | esc | 0.00097009 | 3.6034e-12 | 0.00097009 | 3.6034e-12
[120 empty] | 7.3.3.17.5 (Remote Grid) Updates to grid topology to minimize risk of ignition in HFTDs Remote GridWLDFRVegetation ContactAggregated | WLDFR | HFTD - Distribution - Tier 2 - 5QU CoRE ¦ 5QU LoRE | Non-Red Flag Warning - Catastrophic Fires | Vegetation Contact | Aggregated | 2044 | 3.7145e-09 | 406.8993 | 1.5114e-06 | 2044 | Mitigation | 0.95 | 45 | 0 | esc | 0.00097009 | 3.6034e-12 | 0.00097009 | 3.6034e-12
[120 empty] | 7.3.3.17.5 (Remote Grid) Updates to grid topology to minimize risk of ignition in HFTDs Remote GridWLDFRVegetation ContactAggregated | WLDFR | HFTD - Distribution - Tier 2 - 5QU CoRE ¦ 5QU LoRE | Non-Red Flag Warning - Catastrophic Fires | Vegetation Contact | Aggregated | 2045 | 3.7145e-09 | 406.8993 | 1.5114e-06 | 2045 | Mitigation | 0.95 | 45 | 0 | esc | 0.00097009 | 3.6034e-12 | 0.00097009 | 3.6034e-12
[120 empty] | 7.3.3.17.5 (Remote Grid) Updates to grid topology to minimize risk of ignition in HFTDs Remote GridWLDFRVegetation ContactAggregated | WLDFR | HFTD - Distribution - Tier 2 - 5QU CoRE ¦ 5QU LoRE | Non-Red Flag Warning - Catastrophic Fires | Vegetation Contact | Aggregated | 2046 | 3.7145e-09 | 406.8993 | 1.5114e-06 | 2046 | Mitigation | 0.95 | 45 | 0 | esc | 0.00097009 | 3.6034e-12 | 0.00097009 | 3.6034e-12
[120 empty] | 7.3.3.17.5 (Remote Grid) Updates to grid topology to minimize risk of ignition in HFTDs Remote GridWLDFRVegetation ContactAggregated | WLDFR | HFTD - Distribution - Tier 2 - 5QU CoRE ¦ 5QU LoRE | Non-Red Flag Warning - Catastrophic Fires | Vegetation Contact | Aggregated | 2047 | 3.7145e-09 | 406.8993 | 1.5114e-06 | 2047 | Mitigation | 0.95 | 45 | 0 | esc | 0.00097009 | 3.6034e-12 | 0.00097009 | 3.6034e-12
[120 empty] | 7.3.3.17.5 (Remote Grid) Updates to grid topology to minimize risk of ignition in HFTDs Remote GridWLDFRVegetation ContactAggregated | WLDFR | HFTD - Distribution - Tier 2 - 5QU CoRE ¦ 5QU LoRE | Non-Red Flag Warning - Catastrophic Fires | Vegetation Contact | Aggregated | 2048 | 3.7145e-09 | 406.8993 | 1.5114e-06 | 2048 | Mitigation | 0.95 | 45 | 0 | esc | 0.00097009 | 3.6034e-12 | 0.00097009 | 3.6034e-12
[120 empty] | 7.3.3.17.5 (Remote Grid) Updates to grid topology to minimize risk of ignition in HFTDs Remote GridWLDFRVegetation ContactAggregated | WLDFR | HFTD - Distribution - Tier 2 - 5QU CoRE ¦ 5QU LoRE | Non-Red Flag Warning - Catastrophic Fires | Vegetation Contact | Aggregated | 2049 | 3.7145e-09 | 406.8993 | 1.5114e-06 | 2049 | Mitigation | 0.95 | 45 | 0 | esc | 0.00097009 | 3.6034e-12 | 0.00097009 | 3.6034e-12
[120 empty] | 7.3.3.17.5 (Remote Grid) Updates to grid topology to minimize risk of ignition in HFTDs Remote GridWLDFRVegetation ContactAggregated | WLDFR | HFTD - Distribution - Tier 2 - 5QU CoRE ¦ 5QU LoRE | Non-Red Flag Warning - Catastrophic Fires | Vegetation Contact | Aggregated | 2050 | 3.7145e-09 | 406.8993 | 1.5114e-06 | 2050 | Mitigation | 0.95 | 45 | 0 | esc | 0.00097009 | 3.6034e-12 | 0.00097009 | 3.6034e-12
[120 empty] | 7.3.3.17.5 (Remote Grid) Updates to grid topology to minimize risk of ignition in HFTDs Remote GridWLDFRVegetation ContactAggregated | WLDFR | HFTD - Distribution - Tier 2 - 5QU CoRE ¦ 5QU LoRE | Non-Red Flag Warning - Catastrophic Fires | Vegetation Contact | Aggregated | 2051 | 3.7145e-09 | 406.8993 | 1.5114e-06 | 2051 | Mitigation | 0.95 | 45 | 0 | esc | 0.00097009 | 3.6034e-12 | 0.00097009 | 3.6034e-12
[120 empty] | 7.3.3.17.5 (Remote Grid) Updates to grid topology to minimize risk of ignition in HFTDs Remote GridWLDFRVegetation ContactAggregated | WLDFR | HFTD - Distribution - Tier 2 - 5QU CoRE ¦ 5QU LoRE | Non-Red Flag Warning - Catastrophic Fires | Vegetation Contact | Aggregated | 2052 | 3.7145e-09 | 406.8993 | 1.5114e-06 | 2052 | Mitigation | 0.95 | 45 | 0 | esc | 0.00097009 | 3.6034e-12 | 0.00097009 | 3.6034e-12
[120 empty] | 7.3.3.17.5 (Remote Grid) Updates to grid topology to minimize risk of ignition in HFTDs Remote GridWLDFRVegetation ContactAggregated | WLDFR | HFTD - Distribution - Tier 2 - 5QU CoRE ¦ 5QU LoRE | Non-Red Flag Warning - Catastrophic Fires | Vegetation Contact | Aggregated | 2053 | 3.7145e-09 | 406.8993 | 1.5114e-06 | 2053 | Mitigation | 0.95 | 45 | 0 | esc | 0.00097009 | 3.6034e-12 | 0.00097009 | 3.6034e-12
[120 empty] | 7.3.3.17.5 (Remote Grid) Updates to grid topology to minimize risk of ignition in HFTDs Remote GridWLDFRVegetation ContactAggregated | WLDFR | HFTD - Distribution - Tier 2 - 5QU CoRE ¦ 5QU LoRE | Non-Red Flag Warning - Catastrophic Fires | Vegetation Contact | Aggregated | 2054 | 3.7145e-09 | 406.8993 | 1.5114e-06 | 2054 | Mitigation | 0.95 | 45 | 0 | esc | 0.00097009 | 3.6034e-12 | 0.00097009 | 3.6034e-12
[120 empty] | 7.3.3.17.5 (Remote Grid) Updates to grid topology to minimize risk of ignition in HFTDs Remote GridWLDFRVegetation ContactAggregated | WLDFR | HFTD - Distribution - Tier 2 - 5QU CoRE ¦ 5QU LoRE | Non-Red Flag Warning - Catastrophic Fires | Vegetation Contact | Aggregated | 2055 | 3.7145e-09 | 406.8993 | 1.5114e-06 | 2055 | Mitigation | 0.95 | 45 | 0 | esc | 0.00097009 | 3.6034e-12 | 0.00097009 | 3.6034e-12
[120 empty] | 7.3.3.17.5 (Remote Grid) Updates to grid topology to minimize risk of ignition in HFTDs Remote GridWLDFRVegetation ContactAggregated | WLDFR | HFTD - Distribution - Tier 2 - 5QU CoRE ¦ 5QU LoRE | Non-Red Flag Warning - Catastrophic Fires | Vegetation Contact | Aggregated | 2056 | 3.7145e-09 | 406.8993 | 1.5114e-06 | 2056 | Mitigation | 0.95 | 45 | 0 | esc | 0.00097009 | 3.6034e-12 | 0.00097009 | 3.6034e-12
[120 empty] | 7.3.3.17.5 (Remote Grid) Updates to grid topology to minimize risk of ignition in HFTDs Remote GridWLDFRVegetation ContactAggregated | WLDFR | HFTD - Distribution - Tier 2 - 5QU CoRE ¦ 5QU LoRE | Non-Red Flag Warning - Catastrophic Fires | Vegetation Contact | Aggregated | 2057 | 3.7145e-09 | 406.8993 | 1.5114e-06 | 2057 | Mitigation | 0.95 | 45 | 0 | esc | 0.00097009 | 3.6034e-12 | 0.00097009 | 3.6034e-12
[120 empty] | 7.3.3.17.5 (Remote Grid) Updates to grid topology to minimize risk of ignition in HFTDs Remote GridWLDFRVegetation ContactAggregated | WLDFR | HFTD - Distribution - Tier 2 - 5QU CoRE ¦ 5QU LoRE | Non-Red Flag Warning - Catastrophic Fires | Vegetation Contact | Aggregated | 2058 | 3.7145e-09 | 406.8993 | 1.5114e-06 | 2058 | Mitigation | 0.95 | 45 | 0 | esc | 0.00097009 | 3.6034e-12 | 0.00097009 | 3.6034e-12
[120 empty] | 7.3.3.17.5 (Remote Grid) Updates to grid topology to minimize risk of ignition in HFTDs Remote GridWLDFRVegetation ContactAggregated | WLDFR | HFTD - Distribution - Tier 2 - 5QU CoRE ¦ 5QU LoRE | Non-Red Flag Warning - Catastrophic Fires | Vegetation Contact | Aggregated | 2059 | 3.7145e-09 | 406.8993 | 1.5114e-06 | 2059 | Mitigation | 0.95 | 45 | 0 | esc | 0.00097009 | 3.6034e-12 | 0.00097009 | 3.6034e-12
[120 empty] | 7.3.3.17.5 (Remote Grid) Updates to grid topology to minimize risk of ignition in HFTDs Remote GridWLDFRVegetation ContactAggregated | WLDFR | HFTD - Distribution - Tier 2 - 5QU CoRE ¦ 5QU LoRE | Non-Red Flag Warning - Catastrophic Fires | Vegetation Contact | Aggregated | 2060 | 3.7145e-09 | 406.8993 | 1.5114e-06 | 2060 | Mitigation | 0.95 | 45 | 0 | esc | 0.00097009 | 3.6034e-12 | 0.00097009 | 3.6034e-12
[120 empty] | 7.3.3.17.5 (Remote Grid) Updates to grid topology to minimize risk of ignition in HFTDs Remote GridWLDFRVegetation ContactAggregated | WLDFR | HFTD - Distribution - Tier 2 - 5QU CoRE ¦ 5QU LoRE | Non-Red Flag Warning - Catastrophic Fires | Vegetation Contact | Aggregated | 2061 | 3.7145e-09 | 406.8993 | 1.5114e-06 | 2061 | Mitigation | 0.95 | 45 | 0 | esc | 0.00097009 | 3.6034e-12 | 0.00097009 | 3.6034e-12
[120 empty] | 7.3.3.17.5 (Remote Grid) Updates to grid topology to minimize risk of ignition in HFTDs Remote GridWLDFRVegetation ContactAggregated | WLDFR | HFTD - Distribution - Tier 2 - 5QU CoRE ¦ 5QU LoRE | Non-Red Flag Warning - Catastrophic Fires | Vegetation Contact | Aggregated | 2062 | 3.7145e-09 | 406.8993 | 1.5114e-06 | 2062 | Mitigation | 0.95 | 45 | 0 | esc | 0.00097009 | 3.6034e-12 | 0.00097009 | 3.6034e-12
[120 empty] | 7.3.3.17.5 (Remote Grid) Updates to grid topology to minimize risk of ignition in HFTDs Remote GridWLDFRVegetation ContactAggregated | WLDFR | HFTD - Distribution - Tier 2 - 5QU CoRE ¦ 5QU LoRE | Non-Red Flag Warning - Catastrophic Fires | Vegetation Contact | Aggregated | 2063 | 3.7145e-09 | 406.8993 | 1.5114e-06 | 2063 | Mitigation | 0.95 | 45 | 0 | esc | 0.00097009 | 3.6034e-12 | 0.00097009 | 3.6034e-12
[120 empty] | 7.3.3.17.5 (Remote Grid) Updates to grid topology to minimize risk of ignition in HFTDs Remote GridWLDFRVegetation ContactAggregated | WLDFR | HFTD - Distribution - Tier 2 - 5QU CoRE ¦ 5QU LoRE | Non-Red Flag Warning - Catastrophic Fires | Vegetation Contact | Aggregated | 2064 | 3.7145e-09 | 406.8993 | 1.5114e-06 | 2064 | Mitigation | 0.95 | 45 | 0 | esc | 0.00097009 | 3.6034e-12 | 0.00097009 | 3.6034e-12
[120 empty] | 7.3.3.17.5 (Remote Grid) Updates to grid topology to minimize risk of ignition in HFTDs Remote GridWLDFRVegetation ContactAggregated | WLDFR | HFTD - Distribution - Tier 2 - 5QU CoRE ¦ 5QU LoRE | Non-Red Flag Warning - Catastrophic Fires | Vegetation Contact | Aggregated | 2065 | 3.7145e-09 | 406.8993 | 1.5114e-06 | 2065 | Mitigation | 0.95 | 45 | 0 | esc | 0.00097009 | 3.6034e-12 | 0.00097009 | 3.6034e-12
[120 empty] | 7.3.3.17.5 (Remote Grid) Updates to grid topology to minimize risk of ignition in HFTDs Remote GridWLDFRVegetation ContactAggregated | WLDFR | HFTD - Distribution - Tier 2 - 5QU CoRE ¦ 5QU LoRE | Non-Red Flag Warning - Catastrophic Fires | Vegetation Contact | Aggregated | 2066 | 3.7145e-09 | 406.8993 | 1.5114e-06 | 2066 | Mitigation | 0.95 | 45 | 0 | esc | 0.00097009 | 3.6034e-12 | 0.00097009 | 3.6034e-12
[120 empty] | 7.3.3.17.5 (Remote Grid) Updates to grid topology to minimize risk of ignition in HFTDs Remote GridWLDFRVegetation ContactAggregated | WLDFR | HFTD - Distribution - Tier 2 - 5QU CoRE ¦ 5QU LoRE | Non-Red Flag Warning - Catastrophic Fires | Vegetation Contact | Aggregated | 2067 | 3.7145e-09 | 406.8993 | 1.5114e-06 | 2067 | Mitigation | 0.95 | 45 | 0 | esc | 0 | 0 | 0.00097009 | 3.6034e-12
[120 empty] | 7.3.3.17.5 (Remote Grid) Updates to grid topology to minimize risk of ignition in HFTDs Remote GridWLDFRWire-to-wire contactAggregated | WLDFR | HFTD - Distribution - Tier 2 - 5QU CoRE ¦ 5QU LoRE | Non-Red Flag Warning - Catastrophic Fires | Wire-to-wire contact | Aggregated | 2022 | 9.6075e-09 | 406.8993 | 3.9093e-06 | 2022 | Mitigation | 0.95 | 45 | 0 | esc | 0.00097009 | 9.3201e-12 | 0 | 0
[120 empty] | 7.3.3.17.5 (Remote Grid) Updates to grid topology to minimize risk of ignition in HFTDs Remote GridWLDFRWire-to-wire contactAggregated | WLDFR | HFTD - Distribution - Tier 2 - 5QU CoRE ¦ 5QU LoRE | Non-Red Flag Warning - Catastrophic Fires | Wire-to-wire contact | Aggregated | 2023 | 9.6075e-09 | 406.8993 | 3.9093e-06 | 2023 | Mitigation | 0.95 | 45 | 0 | esc | 0.00097009 | 9.3201e-12 | 0.00097009 | 9.3201e-12
[120 empty] | 7.3.3.17.5 (Remote Grid) Updates to grid topology to minimize risk of ignition in HFTDs Remote GridWLDFRWire-to-wire contactAggregated | WLDFR | HFTD - Distribution - Tier 2 - 5QU CoRE ¦ 5QU LoRE | Non-Red Flag Warning - Catastrophic Fires | Wire-to-wire contact | Aggregated | 2024 | 9.6075e-09 | 406.8993 | 3.9093e-06 | 2024 | Mitigation | 0.95 | 45 | 0 | esc | 0.00097009 | 9.3201e-12 | 0.00097009 | 9.3201e-12
[120 empty] | 7.3.3.17.5 (Remote Grid) Updates to grid topology to minimize risk of ignition in HFTDs Remote GridWLDFRWire-to-wire contactAggregated | WLDFR | HFTD - Distribution - Tier 2 - 5QU CoRE ¦ 5QU LoRE | Non-Red Flag Warning - Catastrophic Fires | Wire-to-wire contact | Aggregated | 2025 | 9.6075e-09 | 406.8993 | 3.9093e-06 | 2025 | Mitigation | 0.95 | 45 | 0 | esc | 0.00097009 | 9.3201e-12 | 0.00097009 | 9.3201e-12
[120 empty] | 7.3.3.17.5 (Remote Grid) Updates to grid topology to minimize risk of ignition in HFTDs Remote GridWLDFRWire-to-wire contactAggregated | WLDFR | HFTD - Distribution - Tier 2 - 5QU CoRE ¦ 5QU LoRE | Non-Red Flag Warning - Catastrophic Fires | Wire-to-wire contact | Aggregated | 2026 | 9.6075e-09 | 406.8993 | 3.9093e-06 | 2026 | Mitigation | 0.95 | 45 | 0 | esc | 0.00097009 | 9.3201e-12 | 0.00097009 | 9.3201e-12
[120 empty] | 7.3.3.17.5 (Remote Grid) Updates to grid topology to minimize risk of ignition in HFTDs Remote GridWLDFRWire-to-wire contactAggregated | WLDFR | HFTD - Distribution - Tier 2 - 5QU CoRE ¦ 5QU LoRE | Non-Red Flag Warning - Catastrophic Fires | Wire-to-wire contact | Aggregated | 2027 | 9.6075e-09 | 406.8993 | 3.9093e-06 | 2027 | Mitigation | 0.95 | 45 | 0 | esc | 0.00097009 | 9.3201e-12 | 0.00097009 | 9.3201e-12
[120 empty] | 7.3.3.17.5 (Remote Grid) Updates to grid topology to minimize risk of ignition in HFTDs Remote GridWLDFRWire-to-wire contactAggregated | WLDFR | HFTD - Distribution - Tier 2 - 5QU CoRE ¦ 5QU LoRE | Non-Red Flag Warning - Catastrophic Fires | Wire-to-wire contact | Aggregated | 2028 | 9.6075e-09 | 406.8993 | 3.9093e-06 | 2028 | Mitigation | 0.95 | 45 | 0 | esc | 0.00097009 | 9.3201e-12 | 0.00097009 | 9.3201e-12
[120 empty] | 7.3.3.17.5 (Remote Grid) Updates to grid topology to minimize risk of ignition in HFTDs Remote GridWLDFRWire-to-wire contactAggregated | WLDFR | HFTD - Distribution - Tier 2 - 5QU CoRE ¦ 5QU LoRE | Non-Red Flag Warning - Catastrophic Fires | Wire-to-wire contact | Aggregated | 2029 | 9.6075e-09 | 406.8993 | 3.9093e-06 | 2029 | Mitigation | 0.95 | 45 | 0 | esc | 0.00097009 | 9.3201e-12 | 0.00097009 | 9.3201e-12
[120 empty] | 7.3.3.17.5 (Remote Grid) Updates to grid topology to minimize risk of ignition in HFTDs Remote GridWLDFRWire-to-wire contactAggregated | WLDFR | HFTD - Distribution - Tier 2 - 5QU CoRE ¦ 5QU LoRE | Non-Red Flag Warning - Catastrophic Fires | Wire-to-wire contact | Aggregated | 2030 | 9.6075e-09 | 406.8993 | 3.9093e-06 | 2030 | Mitigation | 0.95 | 45 | 0 | esc | 0.00097009 | 9.3201e-12 | 0.00097009 | 9.3201e-12
[120 empty] | 7.3.3.17.5 (Remote Grid) Updates to grid topology to minimize risk of ignition in HFTDs Remote GridWLDFRWire-to-wire contactAggregated | WLDFR | HFTD - Distribution - Tier 2 - 5QU CoRE ¦ 5QU LoRE | Non-Red Flag Warning - Catastrophic Fires | Wire-to-wire contact | Aggregated | 2031 | 9.6075e-09 | 406.8993 | 3.9093e-06 | 2031 | Mitigation | 0.95 | 45 | 0 | esc | 0.00097009 | 9.3201e-12 | 0.00097009 | 9.3201e-12
[120 empty] | 7.3.3.17.5 (Remote Grid) Updates to grid topology to minimize risk of ignition in HFTDs Remote GridWLDFRWire-to-wire contactAggregated | WLDFR | HFTD - Distribution - Tier 2 - 5QU CoRE ¦ 5QU LoRE | Non-Red Flag Warning - Catastrophic Fires | Wire-to-wire contact | Aggregated | 2032 | 9.6075e-09 | 406.8993 | 3.9093e-06 | 2032 | Mitigation | 0.95 | 45 | 0 | esc | 0.00097009 | 9.3201e-12 | 0.00097009 | 9.3201e-12
[120 empty] | 7.3.3.17.5 (Remote Grid) Updates to grid topology to minimize risk of ignition in HFTDs Remote GridWLDFRWire-to-wire contactAggregated | WLDFR | HFTD - Distribution - Tier 2 - 5QU CoRE ¦ 5QU LoRE | Non-Red Flag Warning - Catastrophic Fires | Wire-to-wire contact | Aggregated | 2033 | 9.6075e-09 | 406.8993 | 3.9093e-06 | 2033 | Mitigation | 0.95 | 45 | 0 | esc | 0.00097009 | 9.3201e-12 | 0.00097009 | 9.3201e-12
[120 empty] | 7.3.3.17.5 (Remote Grid) Updates to grid topology to minimize risk of ignition in HFTDs Remote GridWLDFRWire-to-wire contactAggregated | WLDFR | HFTD - Distribution - Tier 2 - 5QU CoRE ¦ 5QU LoRE | Non-Red Flag Warning - Catastrophic Fires | Wire-to-wire contact | Aggregated | 2034 | 9.6075e-09 | 406.8993 | 3.9093e-06 | 2034 | Mitigation | 0.95 | 45 | 0 | esc | 0.00097009 | 9.3201e-12 | 0.00097009 | 9.3201e-12
[120 empty] | 7.3.3.17.5 (Remote Grid) Updates to grid topology to minimize risk of ignition in HFTDs Remote GridWLDFRWire-to-wire contactAggregated | WLDFR | HFTD - Distribution - Tier 2 - 5QU CoRE ¦ 5QU LoRE | Non-Red Flag Warning - Catastrophic Fires | Wire-to-wire contact | Aggregated | 2035 | 9.6075e-09 | 406.8993 | 3.9093e-06 | 2035 | Mitigation | 0.95 | 45 | 0 | esc | 0.00097009 | 9.3201e-12 | 0.00097009 | 9.3201e-12
[120 empty] | 7.3.3.17.5 (Remote Grid) Updates to grid topology to minimize risk of ignition in HFTDs Remote GridWLDFRWire-to-wire contactAggregated | WLDFR | HFTD - Distribution - Tier 2 - 5QU CoRE ¦ 5QU LoRE | Non-Red Flag Warning - Catastrophic Fires | Wire-to-wire contact | Aggregated | 2036 | 9.6075e-09 | 406.8993 | 3.9093e-06 | 2036 | Mitigation | 0.95 | 45 | 0 | esc | 0.00097009 | 9.3201e-12 | 0.00097009 | 9.3201e-12
[120 empty] | 7.3.3.17.5 (Remote Grid) Updates to grid topology to minimize risk of ignition in HFTDs Remote GridWLDFRWire-to-wire contactAggregated | WLDFR | HFTD - Distribution - Tier 2 - 5QU CoRE ¦ 5QU LoRE | Non-Red Flag Warning - Catastrophic Fires | Wire-to-wire contact | Aggregated | 2037 | 9.6075e-09 | 406.8993 | 3.9093e-06 | 2037 | Mitigation | 0.95 | 45 | 0 | esc | 0.00097009 | 9.3201e-12 | 0.00097009 | 9.3201e-12
[120 empty] | 7.3.3.17.5 (Remote Grid) Updates to grid topology to minimize risk of ignition in HFTDs Remote GridWLDFRWire-to-wire contactAggregated | WLDFR | HFTD - Distribution - Tier 2 - 5QU CoRE ¦ 5QU LoRE | Non-Red Flag Warning - Catastrophic Fires | Wire-to-wire contact | Aggregated | 2038 | 9.6075e-09 | 406.8993 | 3.9093e-06 | 2038 | Mitigation | 0.95 | 45 | 0 | esc | 0.00097009 | 9.3201e-12 | 0.00097009 | 9.3201e-12
[120 empty] | 7.3.3.17.5 (Remote Grid) Updates to grid topology to minimize risk of ignition in HFTDs Remote GridWLDFRWire-to-wire contactAggregated | WLDFR | HFTD - Distribution - Tier 2 - 5QU CoRE ¦ 5QU LoRE | Non-Red Flag Warning - Catastrophic Fires | Wire-to-wire contact | Aggregated | 2039 | 9.6075e-09 | 406.8993 | 3.9093e-06 | 2039 | Mitigation | 0.95 | 45 | 0 | esc | 0.00097009 | 9.3201e-12 | 0.00097009 | 9.3201e-12
[120 empty] | 7.3.3.17.5 (Remote Grid) Updates to grid topology to minimize risk of ignition in HFTDs Remote GridWLDFRWire-to-wire contactAggregated | WLDFR | HFTD - Distribution - Tier 2 - 5QU CoRE ¦ 5QU LoRE | Non-Red Flag Warning - Catastrophic Fires | Wire-to-wire contact | Aggregated | 2040 | 9.6075e-09 | 406.8993 | 3.9093e-06 | 2040 | Mitigation | 0.95 | 45 | 0 | esc | 0.00097009 | 9.3201e-12 | 0.00097009 | 9.3201e-12
[120 empty] | 7.3.3.17.5 (Remote Grid) Updates to grid topology to minimize risk of ignition in HFTDs Remote GridWLDFRWire-to-wire contactAggregated | WLDFR | HFTD - Distribution - Tier 2 - 5QU CoRE ¦ 5QU LoRE | Non-Red Flag Warning - Catastrophic Fires | Wire-to-wire contact | Aggregated | 2041 | 9.6075e-09 | 406.8993 | 3.9093e-06 | 2041 | Mitigation | 0.95 | 45 | 0 | esc | 0.00097009 | 9.3201e-12 | 0.00097009 | 9.3201e-12
[120 empty] | 7.3.3.17.5 (Remote Grid) Updates to grid topology to minimize risk of ignition in HFTDs Remote GridWLDFRWire-to-wire contactAggregated | WLDFR | HFTD - Distribution - Tier 2 - 5QU CoRE ¦ 5QU LoRE | Non-Red Flag Warning - Catastrophic Fires | Wire-to-wire contact | Aggregated | 2042 | 9.6075e-09 | 406.8993 | 3.9093e-06 | 2042 | Mitigation | 0.95 | 45 | 0 | esc | 0.00097009 | 9.3201e-12 | 0.00097009 | 9.3201e-12
[120 empty] | 7.3.3.17.5 (Remote Grid) Updates to grid topology to minimize risk of ignition in HFTDs Remote GridWLDFRWire-to-wire contactAggregated | WLDFR | HFTD - Distribution - Tier 2 - 5QU CoRE ¦ 5QU LoRE | Non-Red Flag Warning - Catastrophic Fires | Wire-to-wire contact | Aggregated | 2043 | 9.6075e-09 | 406.8993 | 3.9093e-06 | 2043 | Mitigation | 0.95 | 45 | 0 | esc | 0.00097009 | 9.3201e-12 | 0.00097009 | 9.3201e-12
[120 empty] | 7.3.3.17.5 (Remote Grid) Updates to grid topology to minimize risk of ignition in HFTDs Remote GridWLDFRWire-to-wire contactAggregated | WLDFR | HFTD - Distribution - Tier 2 - 5QU CoRE ¦ 5QU LoRE | Non-Red Flag Warning - Catastrophic Fires | Wire-to-wire contact | Aggregated | 2044 | 9.6075e-09 | 406.8993 | 3.9093e-06 | 2044 | Mitigation | 0.95 | 45 | 0 | esc | 0.00097009 | 9.3201e-12 | 0.00097009 | 9.3201e-12
[120 empty] | 7.3.3.17.5 (Remote Grid) Updates to grid topology to minimize risk of ignition in HFTDs Remote GridWLDFRWire-to-wire contactAggregated | WLDFR | HFTD - Distribution - Tier 2 - 5QU CoRE ¦ 5QU LoRE | Non-Red Flag Warning - Catastrophic Fires | Wire-to-wire contact | Aggregated | 2045 | 9.6075e-09 | 406.8993 | 3.9093e-06 | 2045 | Mitigation | 0.95 | 45 | 0 | esc | 0.00097009 | 9.3201e-12 | 0.00097009 | 9.3201e-12
[120 empty] | 7.3.3.17.5 (Remote Grid) Updates to grid topology to minimize risk of ignition in HFTDs Remote GridWLDFRWire-to-wire contactAggregated | WLDFR | HFTD - Distribution - Tier 2 - 5QU CoRE ¦ 5QU LoRE | Non-Red Flag Warning - Catastrophic Fires | Wire-to-wire contact | Aggregated | 2046 | 9.6075e-09 | 406.8993 | 3.9093e-06 | 2046 | Mitigation | 0.95 | 45 | 0 | esc | 0.00097009 | 9.3201e-12 | 0.00097009 | 9.3201e-12
[120 empty] | 7.3.3.17.5 (Remote Grid) Updates to grid topology to minimize risk of ignition in HFTDs Remote GridWLDFRWire-to-wire contactAggregated | WLDFR | HFTD - Distribution - Tier 2 - 5QU CoRE ¦ 5QU LoRE | Non-Red Flag Warning - Catastrophic Fires | Wire-to-wire contact | Aggregated | 2047 | 9.6075e-09 | 406.8993 | 3.9093e-06 | 2047 | Mitigation | 0.95 | 45 | 0 | esc | 0.00097009 | 9.3201e-12 | 0.00097009 | 9.3201e-12
[120 empty] | 7.3.3.17.5 (Remote Grid) Updates to grid topology to minimize risk of ignition in HFTDs Remote GridWLDFRWire-to-wire contactAggregated | WLDFR | HFTD - Distribution - Tier 2 - 5QU CoRE ¦ 5QU LoRE | Non-Red Flag Warning - Catastrophic Fires | Wire-to-wire contact | Aggregated | 2048 | 9.6075e-09 | 406.8993 | 3.9093e-06 | 2048 | Mitigation | 0.95 | 45 | 0 | esc | 0.00097009 | 9.3201e-12 | 0.00097009 | 9.3201e-12
[120 empty] | 7.3.3.17.5 (Remote Grid) Updates to grid topology to minimize risk of ignition in HFTDs Remote GridWLDFRWire-to-wire contactAggregated | WLDFR | HFTD - Distribution - Tier 2 - 5QU CoRE ¦ 5QU LoRE | Non-Red Flag Warning - Catastrophic Fires | Wire-to-wire contact | Aggregated | 2049 | 9.6075e-09 | 406.8993 | 3.9093e-06 | 2049 | Mitigation | 0.95 | 45 | 0 | esc | 0.00097009 | 9.3201e-12 | 0.00097009 | 9.3201e-12
[120 empty] | 7.3.3.17.5 (Remote Grid) Updates to grid topology to minimize risk of ignition in HFTDs Remote GridWLDFRWire-to-wire contactAggregated | WLDFR | HFTD - Distribution - Tier 2 - 5QU CoRE ¦ 5QU LoRE | Non-Red Flag Warning - Catastrophic Fires | Wire-to-wire contact | Aggregated | 2050 | 9.6075e-09 | 406.8993 | 3.9093e-06 | 2050 | Mitigation | 0.95 | 45 | 0 | esc | 0.00097009 | 9.3201e-12 | 0.00097009 | 9.3201e-12
[120 empty] | 7.3.3.17.5 (Remote Grid) Updates to grid topology to minimize risk of ignition in HFTDs Remote GridWLDFRWire-to-wire contactAggregated | WLDFR | HFTD - Distribution - Tier 2 - 5QU CoRE ¦ 5QU LoRE | Non-Red Flag Warning - Catastrophic Fires | Wire-to-wire contact | Aggregated | 2051 | 9.6075e-09 | 406.8993 | 3.9093e-06 | 2051 | Mitigation | 0.95 | 45 | 0 | esc | 0.00097009 | 9.3201e-12 | 0.00097009 | 9.3201e-12
[120 empty] | 7.3.3.17.5 (Remote Grid) Updates to grid topology to minimize risk of ignition in HFTDs Remote GridWLDFRWire-to-wire contactAggregated | WLDFR | HFTD - Distribution - Tier 2 - 5QU CoRE ¦ 5QU LoRE | Non-Red Flag Warning - Catastrophic Fires | Wire-to-wire contact | Aggregated | 2052 | 9.6075e-09 | 406.8993 | 3.9093e-06 | 2052 | Mitigation | 0.95 | 45 | 0 | esc | 0.00097009 | 9.3201e-12 | 0.00097009 | 9.3201e-12
[120 empty] | 7.3.3.17.5 (Remote Grid) Updates to grid topology to minimize risk of ignition in HFTDs Remote GridWLDFRWire-to-wire contactAggregated | WLDFR | HFTD - Distribution - Tier 2 - 5QU CoRE ¦ 5QU LoRE | Non-Red Flag Warning - Catastrophic Fires | Wire-to-wire contact | Aggregated | 2053 | 9.6075e-09 | 406.8993 | 3.9093e-06 | 2053 | Mitigation | 0.95 | 45 | 0 | esc | 0.00097009 | 9.3201e-12 | 0.00097009 | 9.3201e-12
[120 empty] | 7.3.3.17.5 (Remote Grid) Updates to grid topology to minimize risk of ignition in HFTDs Remote GridWLDFRWire-to-wire contactAggregated | WLDFR | HFTD - Distribution - Tier 2 - 5QU CoRE ¦ 5QU LoRE | Non-Red Flag Warning - Catastrophic Fires | Wire-to-wire contact | Aggregated | 2054 | 9.6075e-09 | 406.8993 | 3.9093e-06 | 2054 | Mitigation | 0.95 | 45 | 0 | esc | 0.00097009 | 9.3201e-12 | 0.00097009 | 9.3201e-12
[120 empty] | 7.3.3.17.5 (Remote Grid) Updates to grid topology to minimize risk of ignition in HFTDs Remote GridWLDFRWire-to-wire contactAggregated | WLDFR | HFTD - Distribution - Tier 2 - 5QU CoRE ¦ 5QU LoRE | Non-Red Flag Warning - Catastrophic Fires | Wire-to-wire contact | Aggregated | 2055 | 9.6075e-09 | 406.8993 | 3.9093e-06 | 2055 | Mitigation | 0.95 | 45 | 0 | esc | 0.00097009 | 9.3201e-12 | 0.00097009 | 9.3201e-12
[120 empty] | 7.3.3.17.5 (Remote Grid) Updates to grid topology to minimize risk of ignition in HFTDs Remote GridWLDFRWire-to-wire contactAggregated | WLDFR | HFTD - Distribution - Tier 2 - 5QU CoRE ¦ 5QU LoRE | Non-Red Flag Warning - Catastrophic Fires | Wire-to-wire contact | Aggregated | 2056 | 9.6075e-09 | 406.8993 | 3.9093e-06 | 2056 | Mitigation | 0.95 | 45 | 0 | esc | 0.00097009 | 9.3201e-12 | 0.00097009 | 9.3201e-12
[120 empty] | 7.3.3.17.5 (Remote Grid) Updates to grid topology to minimize risk of ignition in HFTDs Remote GridWLDFRWire-to-wire contactAggregated | WLDFR | HFTD - Distribution - Tier 2 - 5QU CoRE ¦ 5QU LoRE | Non-Red Flag Warning - Catastrophic Fires | Wire-to-wire contact | Aggregated | 2057 | 9.6075e-09 | 406.8993 | 3.9093e-06 | 2057 | Mitigation | 0.95 | 45 | 0 | esc | 0.00097009 | 9.3201e-12 | 0.00097009 | 9.3201e-12
[120 empty] | 7.3.3.17.5 (Remote Grid) Updates to grid topology to minimize risk of ignition in HFTDs Remote GridWLDFRWire-to-wire contactAggregated | WLDFR | HFTD - Distribution - Tier 2 - 5QU CoRE ¦ 5QU LoRE | Non-Red Flag Warning - Catastrophic Fires | Wire-to-wire contact | Aggregated | 2058 | 9.6075e-09 | 406.8993 | 3.9093e-06 | 2058 | Mitigation | 0.95 | 45 | 0 | esc | 0.00097009 | 9.3201e-12 | 0.00097009 | 9.3201e-12
[120 empty] | 7.3.3.17.5 (Remote Grid) Updates to grid topology to minimize risk of ignition in HFTDs Remote GridWLDFRWire-to-wire contactAggregated | WLDFR | HFTD - Distribution - Tier 2 - 5QU CoRE ¦ 5QU LoRE | Non-Red Flag Warning - Catastrophic Fires | Wire-to-wire contact | Aggregated | 2059 | 9.6075e-09 | 406.8993 | 3.9093e-06 | 2059 | Mitigation | 0.95 | 45 | 0 | esc | 0.00097009 | 9.3201e-12 | 0.00097009 | 9.3201e-12
[120 empty] | 7.3.3.17.5 (Remote Grid) Updates to grid topology to minimize risk of ignition in HFTDs Remote GridWLDFRWire-to-wire contactAggregated | WLDFR | HFTD - Distribution - Tier 2 - 5QU CoRE ¦ 5QU LoRE | Non-Red Flag Warning - Catastrophic Fires | Wire-to-wire contact | Aggregated | 2060 | 9.6075e-09 | 406.8993 | 3.9093e-06 | 2060 | Mitigation | 0.95 | 45 | 0 | esc | 0.00097009 | 9.3201e-12 | 0.00097009 | 9.3201e-12
[120 empty] | 7.3.3.17.5 (Remote Grid) Updates to grid topology to minimize risk of ignition in HFTDs Remote GridWLDFRWire-to-wire contactAggregated | WLDFR | HFTD - Distribution - Tier 2 - 5QU CoRE ¦ 5QU LoRE | Non-Red Flag Warning - Catastrophic Fires | Wire-to-wire contact | Aggregated | 2061 | 9.6075e-09 | 406.8993 | 3.9093e-06 | 2061 | Mitigation | 0.95 | 45 | 0 | esc | 0.00097009 | 9.3201e-12 | 0.00097009 | 9.3201e-12
[120 empty] | 7.3.3.17.5 (Remote Grid) Updates to grid topology to minimize risk of ignition in HFTDs Remote GridWLDFRWire-to-wire contactAggregated | WLDFR | HFTD - Distribution - Tier 2 - 5QU CoRE ¦ 5QU LoRE | Non-Red Flag Warning - Catastrophic Fires | Wire-to-wire contact | Aggregated | 2062 | 9.6075e-09 | 406.8993 | 3.9093e-06 | 2062 | Mitigation | 0.95 | 45 | 0 | esc | 0.00097009 | 9.3201e-12 | 0.00097009 | 9.3201e-12
[120 empty] | 7.3.3.17.5 (Remote Grid) Updates to grid topology to minimize risk of ignition in HFTDs Remote GridWLDFRWire-to-wire contactAggregated | WLDFR | HFTD - Distribution - Tier 2 - 5QU CoRE ¦ 5QU LoRE | Non-Red Flag Warning - Catastrophic Fires | Wire-to-wire contact | Aggregated | 2063 | 9.6075e-09 | 406.8993 | 3.9093e-06 | 2063 | Mitigation | 0.95 | 45 | 0 | esc | 0.00097009 | 9.3201e-12 | 0.00097009 | 9.3201e-12
[120 empty] | 7.3.3.17.5 (Remote Grid) Updates to grid topology to minimize risk of ignition in HFTDs Remote GridWLDFRWire-to-wire contactAggregated | WLDFR | HFTD - Distribution - Tier 2 - 5QU CoRE ¦ 5QU LoRE | Non-Red Flag Warning - Catastrophic Fires | Wire-to-wire contact | Aggregated | 2064 | 9.6075e-09 | 406.8993 | 3.9093e-06 | 2064 | Mitigation | 0.95 | 45 | 0 | esc | 0.00097009 | 9.3201e-12 | 0.00097009 | 9.3201e-12
[120 empty] | 7.3.3.17.5 (Remote Grid) Updates to grid topology to minimize risk of ignition in HFTDs Remote GridWLDFRWire-to-wire contactAggregated | WLDFR | HFTD - Distribution - Tier 2 - 5QU CoRE ¦ 5QU LoRE | Non-Red Flag Warning - Catastrophic Fires | Wire-to-wire contact | Aggregated | 2065 | 9.6075e-09 | 406.8993 | 3.9093e-06 | 2065 | Mitigation | 0.95 | 45 | 0 | esc | 0.00097009 | 9.3201e-12 | 0.00097009 | 9.3201e-12
[120 empty] | 7.3.3.17.5 (Remote Grid) Updates to grid topology to minimize risk of ignition in HFTDs Remote GridWLDFRWire-to-wire contactAggregated | WLDFR | HFTD - Distribution - Tier 2 - 5QU CoRE ¦ 5QU LoRE | Non-Red Flag Warning - Catastrophic Fires | Wire-to-wire contact | Aggregated | 2066 | 9.6075e-09 | 406.8993 | 3.9093e-06 | 2066 | Mitigation | 0.95 | 45 | 0 | esc | 0.00097009 | 9.3201e-12 | 0.00097009 | 9.3201e-12
[120 empty] | 7.3.3.17.5 (Remote Grid) Updates to grid topology to minimize risk of ignition in HFTDs Remote GridWLDFRWire-to-wire contactAggregated | WLDFR | HFTD - Distribution - Tier 2 - 5QU CoRE ¦ 5QU LoRE | Non-Red Flag Warning - Catastrophic Fires | Wire-to-wire contact | Aggregated | 2067 | 9.6075e-09 | 406.8993 | 3.9093e-06 | 2067 | Mitigation | 0.95 | 45 | 0 | esc | 0 | 0 | 0.00097009 | 9.3201e-12
[120 empty] | 7.3.3.17.5 (Remote Grid) Updates to grid topology to minimize risk of ignition in HFTDs Remote GridWLDFRContact from objectAggregated | WLDFR | HFTD - Distribution - Tier 2 - 5QU CoRE ¦ 5QU LoRE | Non-Red Flag Warning - Destructive Fires | Contact from object | Aggregated | 2022 | 2.0749e-08 | 406.8993 | 8.4428e-06 | 2022 | Mitigation | 0.95 | 45 | 0 | esc | 0.00097009 | 2.0129e-11 | 0 | 0
[120 empty] | 7.3.3.17.5 (Remote Grid) Updates to grid topology to minimize risk of ignition in HFTDs Remote GridWLDFRContact from objectAggregated | WLDFR | HFTD - Distribution - Tier 2 - 5QU CoRE ¦ 5QU LoRE | Non-Red Flag Warning - Destructive Fires | Contact from object | Aggregated | 2023 | 2.0749e-08 | 406.8993 | 8.4428e-06 | 2023 | Mitigation | 0.95 | 45 | 0 | esc | 0.00097009 | 2.0129e-11 | 0.00097009 | 2.0129e-11
[120 empty] | 7.3.3.17.5 (Remote Grid) Updates to grid topology to minimize risk of ignition in HFTDs Remote GridWLDFRContact from objectAggregated | WLDFR | HFTD - Distribution - Tier 2 - 5QU CoRE ¦ 5QU LoRE | Non-Red Flag Warning - Destructive Fires | Contact from object | Aggregated | 2024 | 2.0749e-08 | 406.8993 | 8.4428e-06 | 2024 | Mitigation | 0.95 | 45 | 0 | esc | 0.00097009 | 2.0129e-11 | 0.00097009 | 2.0129e-11
[120 empty] | 7.3.3.17.5 (Remote Grid) Updates to grid topology to minimize risk of ignition in HFTDs Remote GridWLDFRContact from objectAggregated | WLDFR | HFTD - Distribution - Tier 2 - 5QU CoRE ¦ 5QU LoRE | Non-Red Flag Warning - Destructive Fires | Contact from object | Aggregated | 2025 | 2.0749e-08 | 406.8993 | 8.4428e-06 | 2025 | Mitigation | 0.95 | 45 | 0 | esc | 0.00097009 | 2.0129e-11 | 0.00097009 | 2.0129e-11
[120 empty] | 7.3.3.17.5 (Remote Grid) Updates to grid topology to minimize risk of ignition in HFTDs Remote GridWLDFRContact from objectAggregated | WLDFR | HFTD - Distribution - Tier 2 - 5QU CoRE ¦ 5QU LoRE | Non-Red Flag Warning - Destructive Fires | Contact from object | Aggregated | 2026 | 2.0749e-08 | 406.8993 | 8.4428e-06 | 2026 | Mitigation | 0.95 | 45 | 0 | esc | 0.00097009 | 2.0129e-11 | 0.00097009 | 2.0129e-11
[120 empty] | 7.3.3.17.5 (Remote Grid) Updates to grid topology to minimize risk of ignition in HFTDs Remote GridWLDFRContact from objectAggregated | WLDFR | HFTD - Distribution - Tier 2 - 5QU CoRE ¦ 5QU LoRE | Non-Red Flag Warning - Destructive Fires | Contact from object | Aggregated | 2027 | 2.0749e-08 | 406.8993 | 8.4428e-06 | 2027 | Mitigation | 0.95 | 45 | 0 | esc | 0.00097009 | 2.0129e-11 | 0.00097009 | 2.0129e-11
[120 empty] | 7.3.3.17.5 (Remote Grid) Updates to grid topology to minimize risk of ignition in HFTDs Remote GridWLDFRContact from objectAggregated | WLDFR | HFTD - Distribution - Tier 2 - 5QU CoRE ¦ 5QU LoRE | Non-Red Flag Warning - Destructive Fires | Contact from object | Aggregated | 2028 | 2.0749e-08 | 406.8993 | 8.4428e-06 | 2028 | Mitigation | 0.95 | 45 | 0 | esc | 0.00097009 | 2.0129e-11 | 0.00097009 | 2.0129e-11
[120 empty] | 7.3.3.17.5 (Remote Grid) Updates to grid topology to minimize risk of ignition in HFTDs Remote GridWLDFRContact from objectAggregated | WLDFR | HFTD - Distribution - Tier 2 - 5QU CoRE ¦ 5QU LoRE | Non-Red Flag Warning - Destructive Fires | Contact from object | Aggregated | 2029 | 2.0749e-08 | 406.8993 | 8.4428e-06 | 2029 | Mitigation | 0.95 | 45 | 0 | esc | 0.00097009 | 2.0129e-11 | 0.00097009 | 2.0129e-11
[120 empty] | 7.3.3.17.5 (Remote Grid) Updates to grid topology to minimize risk of ignition in HFTDs Remote GridWLDFRContact from objectAggregated | WLDFR | HFTD - Distribution - Tier 2 - 5QU CoRE ¦ 5QU LoRE | Non-Red Flag Warning - Destructive Fires | Contact from object | Aggregated | 2030 | 2.0749e-08 | 406.8993 | 8.4428e-06 | 2030 | Mitigation | 0.95 | 45 | 0 | esc | 0.00097009 | 2.0129e-11 | 0.00097009 | 2.0129e-11
[120 empty] | 7.3.3.17.5 (Remote Grid) Updates to grid topology to minimize risk of ignition in HFTDs Remote GridWLDFRContact from objectAggregated | WLDFR | HFTD - Distribution - Tier 2 - 5QU CoRE ¦ 5QU LoRE | Non-Red Flag Warning - Destructive Fires | Contact from object | Aggregated | 2031 | 2.0749e-08 | 406.8993 | 8.4428e-06 | 2031 | Mitigation | 0.95 | 45 | 0 | esc | 0.00097009 | 2.0129e-11 | 0.00097009 | 2.0129e-11
[120 empty] | 7.3.3.17.5 (Remote Grid) Updates to grid topology to minimize risk of ignition in HFTDs Remote GridWLDFRContact from objectAggregated | WLDFR | HFTD - Distribution - Tier 2 - 5QU CoRE ¦ 5QU LoRE | Non-Red Flag Warning - Destructive Fires | Contact from object | Aggregated | 2032 | 2.0749e-08 | 406.8993 | 8.4428e-06 | 2032 | Mitigation | 0.95 | 45 | 0 | esc | 0.00097009 | 2.0129e-11 | 0.00097009 | 2.0129e-11
[120 empty] | 7.3.3.17.5 (Remote Grid) Updates to grid topology to minimize risk of ignition in HFTDs Remote GridWLDFRContact from objectAggregated | WLDFR | HFTD - Distribution - Tier 2 - 5QU CoRE ¦ 5QU LoRE | Non-Red Flag Warning - Destructive Fires | Contact from object | Aggregated | 2033 | 2.0749e-08 | 406.8993 | 8.4428e-06 | 2033 | Mitigation | 0.95 | 45 | 0 | esc | 0.00097009 | 2.0129e-11 | 0.00097009 | 2.0129e-11
[120 empty] | 7.3.3.17.5 (Remote Grid) Updates to grid topology to minimize risk of ignition in HFTDs Remote GridWLDFRContact from objectAggregated | WLDFR | HFTD - Distribution - Tier 2 - 5QU CoRE ¦ 5QU LoRE | Non-Red Flag Warning - Destructive Fires | Contact from object | Aggregated | 2034 | 2.0749e-08 | 406.8993 | 8.4428e-06 | 2034 | Mitigation | 0.95 | 45 | 0 | esc | 0.00097009 | 2.0129e-11 | 0.00097009 | 2.0129e-11
[120 empty] | 7.3.3.17.5 (Remote Grid) Updates to grid topology to minimize risk of ignition in HFTDs Remote GridWLDFRContact from objectAggregated | WLDFR | HFTD - Distribution - Tier 2 - 5QU CoRE ¦ 5QU LoRE | Non-Red Flag Warning - Destructive Fires | Contact from object | Aggregated | 2035 | 2.0749e-08 | 406.8993 | 8.4428e-06 | 2035 | Mitigation | 0.95 | 45 | 0 | esc | 0.00097009 | 2.0129e-11 | 0.00097009 | 2.0129e-11
[120 empty] | 7.3.3.17.5 (Remote Grid) Updates to grid topology to minimize risk of ignition in HFTDs Remote GridWLDFRContact from objectAggregated | WLDFR | HFTD - Distribution - Tier 2 - 5QU CoRE ¦ 5QU LoRE | Non-Red Flag Warning - Destructive Fires | Contact from object | Aggregated | 2036 | 2.0749e-08 | 406.8993 | 8.4428e-06 | 2036 | Mitigation | 0.95 | 45 | 0 | esc | 0.00097009 | 2.0129e-11 | 0.00097009 | 2.0129e-11
[120 empty] | 7.3.3.17.5 (Remote Grid) Updates to grid topology to minimize risk of ignition in HFTDs Remote GridWLDFRContact from objectAggregated | WLDFR | HFTD - Distribution - Tier 2 - 5QU CoRE ¦ 5QU LoRE | Non-Red Flag Warning - Destructive Fires | Contact from object | Aggregated | 2037 | 2.0749e-08 | 406.8993 | 8.4428e-06 | 2037 | Mitigation | 0.95 | 45 | 0 | esc | 0.00097009 | 2.0129e-11 | 0.00097009 | 2.0129e-11
[120 empty] | 7.3.3.17.5 (Remote Grid) Updates to grid topology to minimize risk of ignition in HFTDs Remote GridWLDFRContact from objectAggregated | WLDFR | HFTD - Distribution - Tier 2 - 5QU CoRE ¦ 5QU LoRE | Non-Red Flag Warning - Destructive Fires | Contact from object | Aggregated | 2038 | 2.0749e-08 | 406.8993 | 8.4428e-06 | 2038 | Mitigation | 0.95 | 45 | 0 | esc | 0.00097009 | 2.0129e-11 | 0.00097009 | 2.0129e-11
[120 empty] | 7.3.3.17.5 (Remote Grid) Updates to grid topology to minimize risk of ignition in HFTDs Remote GridWLDFRContact from objectAggregated | WLDFR | HFTD - Distribution - Tier 2 - 5QU CoRE ¦ 5QU LoRE | Non-Red Flag Warning - Destructive Fires | Contact from object | Aggregated | 2039 | 2.0749e-08 | 406.8993 | 8.4428e-06 | 2039 | Mitigation | 0.95 | 45 | 0 | esc | 0.00097009 | 2.0129e-11 | 0.00097009 | 2.0129e-11
[120 empty] | 7.3.3.17.5 (Remote Grid) Updates to grid topology to minimize risk of ignition in HFTDs Remote GridWLDFRContact from objectAggregated | WLDFR | HFTD - Distribution - Tier 2 - 5QU CoRE ¦ 5QU LoRE | Non-Red Flag Warning - Destructive Fires | Contact from object | Aggregated | 2040 | 2.0749e-08 | 406.8993 | 8.4428e-06 | 2040 | Mitigation | 0.95 | 45 | 0 | esc | 0.00097009 | 2.0129e-11 | 0.00097009 | 2.0129e-11
[120 empty] | 7.3.3.17.5 (Remote Grid) Updates to grid topology to minimize risk of ignition in HFTDs Remote GridWLDFRContact from objectAggregated | WLDFR | HFTD - Distribution - Tier 2 - 5QU CoRE ¦ 5QU LoRE | Non-Red Flag Warning - Destructive Fires | Contact from object | Aggregated | 2041 | 2.0749e-08 | 406.8993 | 8.4428e-06 | 2041 | Mitigation | 0.95 | 45 | 0 | esc | 0.00097009 | 2.0129e-11 | 0.00097009 | 2.0129e-11
[120 empty] | 7.3.3.17.5 (Remote Grid) Updates to grid topology to minimize risk of ignition in HFTDs Remote GridWLDFRContact from objectAggregated | WLDFR | HFTD - Distribution - Tier 2 - 5QU CoRE ¦ 5QU LoRE | Non-Red Flag Warning - Destructive Fires | Contact from object | Aggregated | 2042 | 2.0749e-08 | 406.8993 | 8.4428e-06 | 2042 | Mitigation | 0.95 | 45 | 0 | esc | 0.00097009 | 2.0129e-11 | 0.00097009 | 2.0129e-11
[120 empty] | 7.3.3.17.5 (Remote Grid) Updates to grid topology to minimize risk of ignition in HFTDs Remote GridWLDFRContact from objectAggregated | WLDFR | HFTD - Distribution - Tier 2 - 5QU CoRE ¦ 5QU LoRE | Non-Red Flag Warning - Destructive Fires | Contact from object | Aggregated | 2043 | 2.0749e-08 | 406.8993 | 8.4428e-06 | 2043 | Mitigation | 0.95 | 45 | 0 | esc | 0.00097009 | 2.0129e-11 | 0.00097009 | 2.0129e-11
[120 empty] | 7.3.3.17.5 (Remote Grid) Updates to grid topology to minimize risk of ignition in HFTDs Remote GridWLDFRContact from objectAggregated | WLDFR | HFTD - Distribution - Tier 2 - 5QU CoRE ¦ 5QU LoRE | Non-Red Flag Warning - Destructive Fires | Contact from object | Aggregated | 2044 | 2.0749e-08 | 406.8993 | 8.4428e-06 | 2044 | Mitigation | 0.95 | 45 | 0 | esc | 0.00097009 | 2.0129e-11 | 0.00097009 | 2.0129e-11
[120 empty] | 7.3.3.17.5 (Remote Grid) Updates to grid topology to minimize risk of ignition in HFTDs Remote GridWLDFRContact from objectAggregated | WLDFR | HFTD - Distribution - Tier 2 - 5QU CoRE ¦ 5QU LoRE | Non-Red Flag Warning - Destructive Fires | Contact from object | Aggregated | 2045 | 2.0749e-08 | 406.8993 | 8.4428e-06 | 2045 | Mitigation | 0.95 | 45 | 0 | esc | 0.00097009 | 2.0129e-11 | 0.00097009 | 2.0129e-11
[120 empty] | 7.3.3.17.5 (Remote Grid) Updates to grid topology to minimize risk of ignition in HFTDs Remote GridWLDFRContact from objectAggregated | WLDFR | HFTD - Distribution - Tier 2 - 5QU CoRE ¦ 5QU LoRE | Non-Red Flag Warning - Destructive Fires | Contact from object | Aggregated | 2046 | 2.0749e-08 | 406.8993 | 8.4428e-06 | 2046 | Mitigation | 0.95 | 45 | 0 | esc | 0.00097009 | 2.0129e-11 | 0.00097009 | 2.0129e-11
[120 empty] | 7.3.3.17.5 (Remote Grid) Updates to grid topology to minimize risk of ignition in HFTDs Remote GridWLDFRContact from objectAggregated | WLDFR | HFTD - Distribution - Tier 2 - 5QU CoRE ¦ 5QU LoRE | Non-Red Flag Warning - Destructive Fires | Contact from object | Aggregated | 2047 | 2.0749e-08 | 406.8993 | 8.4428e-06 | 2047 | Mitigation | 0.95 | 45 | 0 | esc | 0.00097009 | 2.0129e-11 | 0.00097009 | 2.0129e-11
[120 empty] | 7.3.3.17.5 (Remote Grid) Updates to grid topology to minimize risk of ignition in HFTDs Remote GridWLDFRContact from objectAggregated | WLDFR | HFTD - Distribution - Tier 2 - 5QU CoRE ¦ 5QU LoRE | Non-Red Flag Warning - Destructive Fires | Contact from object | Aggregated | 2048 | 2.0749e-08 | 406.8993 | 8.4428e-06 | 2048 | Mitigation | 0.95 | 45 | 0 | esc | 0.00097009 | 2.0129e-11 | 0.00097009 | 2.0129e-11
[120 empty] | 7.3.3.17.5 (Remote Grid) Updates to grid topology to minimize risk of ignition in HFTDs Remote GridWLDFRContact from objectAggregated | WLDFR | HFTD - Distribution - Tier 2 - 5QU CoRE ¦ 5QU LoRE | Non-Red Flag Warning - Destructive Fires | Contact from object | Aggregated | 2049 | 2.0749e-08 | 406.8993 | 8.4428e-06 | 2049 | Mitigation | 0.95 | 45 | 0 | esc | 0.00097009 | 2.0129e-11 | 0.00097009 | 2.0129e-11
[120 empty] | 7.3.3.17.5 (Remote Grid) Updates to grid topology to minimize risk of ignition in HFTDs Remote GridWLDFRContact from objectAggregated | WLDFR | HFTD - Distribution - Tier 2 - 5QU CoRE ¦ 5QU LoRE | Non-Red Flag Warning - Destructive Fires | Contact from object | Aggregated | 2050 | 2.0749e-08 | 406.8993 | 8.4428e-06 | 2050 | Mitigation | 0.95 | 45 | 0 | esc | 0.00097009 | 2.0129e-11 | 0.00097009 | 2.0129e-11
[120 empty] | 7.3.3.17.5 (Remote Grid) Updates to grid topology to minimize risk of ignition in HFTDs Remote GridWLDFRContact from objectAggregated | WLDFR | HFTD - Distribution - Tier 2 - 5QU CoRE ¦ 5QU LoRE | Non-Red Flag Warning - Destructive Fires | Contact from object | Aggregated | 2051 | 2.0749e-08 | 406.8993 | 8.4428e-06 | 2051 | Mitigation | 0.95 | 45 | 0 | esc | 0.00097009 | 2.0129e-11 | 0.00097009 | 2.0129e-11
[120 empty] | 7.3.3.17.5 (Remote Grid) Updates to grid topology to minimize risk of ignition in HFTDs Remote GridWLDFRContact from objectAggregated | WLDFR | HFTD - Distribution - Tier 2 - 5QU CoRE ¦ 5QU LoRE | Non-Red Flag Warning - Destructive Fires | Contact from object | Aggregated | 2052 | 2.0749e-08 | 406.8993 | 8.4428e-06 | 2052 | Mitigation | 0.95 | 45 | 0 | esc | 0.00097009 | 2.0129e-11 | 0.00097009 | 2.0129e-11
[120 empty] | 7.3.3.17.5 (Remote Grid) Updates to grid topology to minimize risk of ignition in HFTDs Remote GridWLDFRContact from objectAggregated | WLDFR | HFTD - Distribution - Tier 2 - 5QU CoRE ¦ 5QU LoRE | Non-Red Flag Warning - Destructive Fires | Contact from object | Aggregated | 2053 | 2.0749e-08 | 406.8993 | 8.4428e-06 | 2053 | Mitigation | 0.95 | 45 | 0 | esc | 0.00097009 | 2.0129e-11 | 0.00097009 | 2.0129e-11
[120 empty] | 7.3.3.17.5 (Remote Grid) Updates to grid topology to minimize risk of ignition in HFTDs Remote GridWLDFRContact from objectAggregated | WLDFR | HFTD - Distribution - Tier 2 - 5QU CoRE ¦ 5QU LoRE | Non-Red Flag Warning - Destructive Fires | Contact from object | Aggregated | 2054 | 2.0749e-08 | 406.8993 | 8.4428e-06 | 2054 | Mitigation | 0.95 | 45 | 0 | esc | 0.00097009 | 2.0129e-11 | 0.00097009 | 2.0129e-11
[120 empty] | 7.3.3.17.5 (Remote Grid) Updates to grid topology to minimize risk of ignition in HFTDs Remote GridWLDFRContact from objectAggregated | WLDFR | HFTD - Distribution - Tier 2 - 5QU CoRE ¦ 5QU LoRE | Non-Red Flag Warning - Destructive Fires | Contact from object | Aggregated | 2055 | 2.0749e-08 | 406.8993 | 8.4428e-06 | 2055 | Mitigation | 0.95 | 45 | 0 | esc | 0.00097009 | 2.0129e-11 | 0.00097009 | 2.0129e-11
[120 empty] | 7.3.3.17.5 (Remote Grid) Updates to grid topology to minimize risk of ignition in HFTDs Remote GridWLDFRContact from objectAggregated | WLDFR | HFTD - Distribution - Tier 2 - 5QU CoRE ¦ 5QU LoRE | Non-Red Flag Warning - Destructive Fires | Contact from object | Aggregated | 2056 | 2.0749e-08 | 406.8993 | 8.4428e-06 | 2056 | Mitigation | 0.95 | 45 | 0 | esc | 0.00097009 | 2.0129e-11 | 0.00097009 | 2.0129e-11
[120 empty] | 7.3.3.17.5 (Remote Grid) Updates to grid topology to minimize risk of ignition in HFTDs Remote GridWLDFRContact from objectAggregated | WLDFR | HFTD - Distribution - Tier 2 - 5QU CoRE ¦ 5QU LoRE | Non-Red Flag Warning - Destructive Fires | Contact from object | Aggregated | 2057 | 2.0749e-08 | 406.8993 | 8.4428e-06 | 2057 | Mitigation | 0.95 | 45 | 0 | esc | 0.00097009 | 2.0129e-11 | 0.00097009 | 2.0129e-11
[120 empty] | 7.3.3.17.5 (Remote Grid) Updates to grid topology to minimize risk of ignition in HFTDs Remote GridWLDFRContact from objectAggregated | WLDFR | HFTD - Distribution - Tier 2 - 5QU CoRE ¦ 5QU LoRE | Non-Red Flag Warning - Destructive Fires | Contact from object | Aggregated | 2058 | 2.0749e-08 | 406.8993 | 8.4428e-06 | 2058 | Mitigation | 0.95 | 45 | 0 | esc | 0.00097009 | 2.0129e-11 | 0.00097009 | 2.0129e-11
[120 empty] | 7.3.3.17.5 (Remote Grid) Updates to grid topology to minimize risk of ignition in HFTDs Remote GridWLDFRContact from objectAggregated | WLDFR | HFTD - Distribution - Tier 2 - 5QU CoRE ¦ 5QU LoRE | Non-Red Flag Warning - Destructive Fires | Contact from object | Aggregated | 2059 | 2.0749e-08 | 406.8993 | 8.4428e-06 | 2059 | Mitigation | 0.95 | 45 | 0 | esc | 0.00097009 | 2.0129e-11 | 0.00097009 | 2.0129e-11
[120 empty] | 7.3.3.17.5 (Remote Grid) Updates to grid topology to minimize risk of ignition in HFTDs Remote GridWLDFRContact from objectAggregated | WLDFR | HFTD - Distribution - Tier 2 - 5QU CoRE ¦ 5QU LoRE | Non-Red Flag Warning - Destructive Fires | Contact from object | Aggregated | 2060 | 2.0749e-08 | 406.8993 | 8.4428e-06 | 2060 | Mitigation | 0.95 | 45 | 0 | esc | 0.00097009 | 2.0129e-11 | 0.00097009 | 2.0129e-11
[120 empty] | 7.3.3.17.5 (Remote Grid) Updates to grid topology to minimize risk of ignition in HFTDs Remote GridWLDFRContact from objectAggregated | WLDFR | HFTD - Distribution - Tier 2 - 5QU CoRE ¦ 5QU LoRE | Non-Red Flag Warning - Destructive Fires | Contact from object | Aggregated | 2061 | 2.0749e-08 | 406.8993 | 8.4428e-06 | 2061 | Mitigation | 0.95 | 45 | 0 | esc | 0.00097009 | 2.0129e-11 | 0.00097009 | 2.0129e-11
[120 empty] | 7.3.3.17.5 (Remote Grid) Updates to grid topology to minimize risk of ignition in HFTDs Remote GridWLDFRContact from objectAggregated | WLDFR | HFTD - Distribution - Tier 2 - 5QU CoRE ¦ 5QU LoRE | Non-Red Flag Warning - Destructive Fires | Contact from object | Aggregated | 2062 | 2.0749e-08 | 406.8993 | 8.4428e-06 | 2062 | Mitigation | 0.95 | 45 | 0 | esc | 0.00097009 | 2.0129e-11 | 0.00097009 | 2.0129e-11
[120 empty] | 7.3.3.17.5 (Remote Grid) Updates to grid topology to minimize risk of ignition in HFTDs Remote GridWLDFRContact from objectAggregated | WLDFR | HFTD - Distribution - Tier 2 - 5QU CoRE ¦ 5QU LoRE | Non-Red Flag Warning - Destructive Fires | Contact from object | Aggregated | 2063 | 2.0749e-08 | 406.8993 | 8.4428e-06 | 2063 | Mitigation | 0.95 | 45 | 0 | esc | 0.00097009 | 2.0129e-11 | 0.00097009 | 2.0129e-11
[120 empty] | 7.3.3.17.5 (Remote Grid) Updates to grid topology to minimize risk of ignition in HFTDs Remote GridWLDFRContact from objectAggregated | WLDFR | HFTD - Distribution - Tier 2 - 5QU CoRE ¦ 5QU LoRE | Non-Red Flag Warning - Destructive Fires | Contact from object | Aggregated | 2064 | 2.0749e-08 | 406.8993 | 8.4428e-06 | 2064 | Mitigation | 0.95 | 45 | 0 | esc | 0.00097009 | 2.0129e-11 | 0.00097009 | 2.0129e-11
[120 empty] | 7.3.3.17.5 (Remote Grid) Updates to grid topology to minimize risk of ignition in HFTDs Remote GridWLDFRContact from objectAggregated | WLDFR | HFTD - Distribution - Tier 2 - 5QU CoRE ¦ 5QU LoRE | Non-Red Flag Warning - Destructive Fires | Contact from object | Aggregated | 2065 | 2.0749e-08 | 406.8993 | 8.4428e-06 | 2065 | Mitigation | 0.95 | 45 | 0 | esc | 0.00097009 | 2.0129e-11 | 0.00097009 | 2.0129e-11
[120 empty] | 7.3.3.17.5 (Remote Grid) Updates to grid topology to minimize risk of ignition in HFTDs Remote GridWLDFRContact from objectAggregated | WLDFR | HFTD - Distribution - Tier 2 - 5QU CoRE ¦ 5QU LoRE | Non-Red Flag Warning - Destructive Fires | Contact from object | Aggregated | 2066 | 2.0749e-08 | 406.8993 | 8.4428e-06 | 2066 | Mitigation | 0.95 | 45 | 0 | esc | 0.00097009 | 2.0129e-11 | 0.00097009 | 2.0129e-11
[120 empty] | 7.3.3.17.5 (Remote Grid) Updates to grid topology to minimize risk of ignition in HFTDs Remote GridWLDFRContact from objectAggregated | WLDFR | HFTD - Distribution - Tier 2 - 5QU CoRE ¦ 5QU LoRE | Non-Red Flag Warning - Destructive Fires | Contact from object | Aggregated | 2067 | 2.0749e-08 | 406.8993 | 8.4428e-06 | 2067 | Mitigation | 0.95 | 45 | 0 | esc | 0 | 0 | 0.00097009 | 2.0129e-11
[120 empty] | 7.3.3.17.5 (Remote Grid) Updates to grid topology to minimize risk of ignition in HFTDs Remote GridWLDFRContaminationAggregated | WLDFR | HFTD - Distribution - Tier 2 - 5QU CoRE ¦ 5QU LoRE | Non-Red Flag Warning - Destructive Fires | Contamination | Aggregated | 2022 | 4.745e-10 | 406.8993 | 1.9307e-07 | 2022 | Mitigation | 0.95 | 45 | 0 | esc | 0.00097009 | 4.6031e-13 | 0 | 0
[120 empty] | 7.3.3.17.5 (Remote Grid) Updates to grid topology to minimize risk of ignition in HFTDs Remote GridWLDFRContaminationAggregated | WLDFR | HFTD - Distribution - Tier 2 - 5QU CoRE ¦ 5QU LoRE | Non-Red Flag Warning - Destructive Fires | Contamination | Aggregated | 2023 | 4.745e-10 | 406.8993 | 1.9307e-07 | 2023 | Mitigation | 0.95 | 45 | 0 | esc | 0.00097009 | 4.6031e-13 | 0.00097009 | 4.6031e-13
[120 empty] | 7.3.3.17.5 (Remote Grid) Updates to grid topology to minimize risk of ignition in HFTDs Remote GridWLDFRContaminationAggregated | WLDFR | HFTD - Distribution - Tier 2 - 5QU CoRE ¦ 5QU LoRE | Non-Red Flag Warning - Destructive Fires | Contamination | Aggregated | 2024 | 4.745e-10 | 406.8993 | 1.9307e-07 | 2024 | Mitigation | 0.95 | 45 | 0 | esc | 0.00097009 | 4.6031e-13 | 0.00097009 | 4.6031e-13
[120 empty] | 7.3.3.17.5 (Remote Grid) Updates to grid topology to minimize risk of ignition in HFTDs Remote GridWLDFRContaminationAggregated | WLDFR | HFTD - Distribution - Tier 2 - 5QU CoRE ¦ 5QU LoRE | Non-Red Flag Warning - Destructive Fires | Contamination | Aggregated | 2025 | 4.745e-10 | 406.8993 | 1.9307e-07 | 2025 | Mitigation | 0.95 | 45 | 0 | esc | 0.00097009 | 4.6031e-13 | 0.00097009 | 4.6031e-13
[120 empty] | 7.3.3.17.5 (Remote Grid) Updates to grid topology to minimize risk of ignition in HFTDs Remote GridWLDFRContaminationAggregated | WLDFR | HFTD - Distribution - Tier 2 - 5QU CoRE ¦ 5QU LoRE | Non-Red Flag Warning - Destructive Fires | Contamination | Aggregated | 2026 | 4.745e-10 | 406.8993 | 1.9307e-07 | 2026 | Mitigation | 0.95 | 45 | 0 | esc | 0.00097009 | 4.6031e-13 | 0.00097009 | 4.6031e-13
[120 empty] | 7.3.3.17.5 (Remote Grid) Updates to grid topology to minimize risk of ignition in HFTDs Remote GridWLDFRContaminationAggregated | WLDFR | HFTD - Distribution - Tier 2 - 5QU CoRE ¦ 5QU LoRE | Non-Red Flag Warning - Destructive Fires | Contamination | Aggregated | 2027 | 4.745e-10 | 406.8993 | 1.9307e-07 | 2027 | Mitigation | 0.95 | 45 | 0 | esc | 0.00097009 | 4.6031e-13 | 0.00097009 | 4.6031e-13
[120 empty] | 7.3.3.17.5 (Remote Grid) Updates to grid topology to minimize risk of ignition in HFTDs Remote GridWLDFRContaminationAggregated | WLDFR | HFTD - Distribution - Tier 2 - 5QU CoRE ¦ 5QU LoRE | Non-Red Flag Warning - Destructive Fires | Contamination | Aggregated | 2028 | 4.745e-10 | 406.8993 | 1.9307e-07 | 2028 | Mitigation | 0.95 | 45 | 0 | esc | 0.00097009 | 4.6031e-13 | 0.00097009 | 4.6031e-13
[120 empty] | 7.3.3.17.5 (Remote Grid) Updates to grid topology to minimize risk of ignition in HFTDs Remote GridWLDFRContaminationAggregated | WLDFR | HFTD - Distribution - Tier 2 - 5QU CoRE ¦ 5QU LoRE | Non-Red Flag Warning - Destructive Fires | Contamination | Aggregated | 2029 | 4.745e-10 | 406.8993 | 1.9307e-07 | 2029 | Mitigation | 0.95 | 45 | 0 | esc | 0.00097009 | 4.6031e-13 | 0.00097009 | 4.6031e-13
[120 empty] | 7.3.3.17.5 (Remote Grid) Updates to grid topology to minimize risk of ignition in HFTDs Remote GridWLDFRContaminationAggregated | WLDFR | HFTD - Distribution - Tier 2 - 5QU CoRE ¦ 5QU LoRE | Non-Red Flag Warning - Destructive Fires | Contamination | Aggregated | 2030 | 4.745e-10 | 406.8993 | 1.9307e-07 | 2030 | Mitigation | 0.95 | 45 | 0 | esc | 0.00097009 | 4.6031e-13 | 0.00097009 | 4.6031e-13
[120 empty] | 7.3.3.17.5 (Remote Grid) Updates to grid topology to minimize risk of ignition in HFTDs Remote GridWLDFRContaminationAggregated | WLDFR | HFTD - Distribution - Tier 2 - 5QU CoRE ¦ 5QU LoRE | Non-Red Flag Warning - Destructive Fires | Contamination | Aggregated | 2031 | 4.745e-10 | 406.8993 | 1.9307e-07 | 2031 | Mitigation | 0.95 | 45 | 0 | esc | 0.00097009 | 4.6031e-13 | 0.00097009 | 4.6031e-13
[120 empty] | 7.3.3.17.5 (Remote Grid) Updates to grid topology to minimize risk of ignition in HFTDs Remote GridWLDFRContaminationAggregated | WLDFR | HFTD - Distribution - Tier 2 - 5QU CoRE ¦ 5QU LoRE | Non-Red Flag Warning - Destructive Fires | Contamination | Aggregated | 2032 | 4.745e-10 | 406.8993 | 1.9307e-07 | 2032 | Mitigation | 0.95 | 45 | 0 | esc | 0.00097009 | 4.6031e-13 | 0.00097009 | 4.6031e-13
[120 empty] | 7.3.3.17.5 (Remote Grid) Updates to grid topology to minimize risk of ignition in HFTDs Remote GridWLDFRContaminationAggregated | WLDFR | HFTD - Distribution - Tier 2 - 5QU CoRE ¦ 5QU LoRE | Non-Red Flag Warning - Destructive Fires | Contamination | Aggregated | 2033 | 4.745e-10 | 406.8993 | 1.9307e-07 | 2033 | Mitigation | 0.95 | 45 | 0 | esc | 0.00097009 | 4.6031e-13 | 0.00097009 | 4.6031e-13
[120 empty] | 7.3.3.17.5 (Remote Grid) Updates to grid topology to minimize risk of ignition in HFTDs Remote GridWLDFRContaminationAggregated | WLDFR | HFTD - Distribution - Tier 2 - 5QU CoRE ¦ 5QU LoRE | Non-Red Flag Warning - Destructive Fires | Contamination | Aggregated | 2034 | 4.745e-10 | 406.8993 | 1.9307e-07 | 2034 | Mitigation | 0.95 | 45 | 0 | esc | 0.00097009 | 4.6031e-13 | 0.00097009 | 4.6031e-13
[120 empty] | 7.3.3.17.5 (Remote Grid) Updates to grid topology to minimize risk of ignition in HFTDs Remote GridWLDFRContaminationAggregated | WLDFR | HFTD - Distribution - Tier 2 - 5QU CoRE ¦ 5QU LoRE | Non-Red Flag Warning - Destructive Fires | Contamination | Aggregated | 2035 | 4.745e-10 | 406.8993 | 1.9307e-07 | 2035 | Mitigation | 0.95 | 45 | 0 | esc | 0.00097009 | 4.6031e-13 | 0.00097009 | 4.6031e-13
[120 empty] | 7.3.3.17.5 (Remote Grid) Updates to grid topology to minimize risk of ignition in HFTDs Remote GridWLDFRContaminationAggregated | WLDFR | HFTD - Distribution - Tier 2 - 5QU CoRE ¦ 5QU LoRE | Non-Red Flag Warning - Destructive Fires | Contamination | Aggregated | 2036 | 4.745e-10 | 406.8993 | 1.9307e-07 | 2036 | Mitigation | 0.95 | 45 | 0 | esc | 0.00097009 | 4.6031e-13 | 0.00097009 | 4.6031e-13
[120 empty] | 7.3.3.17.5 (Remote Grid) Updates to grid topology to minimize risk of ignition in HFTDs Remote GridWLDFRContaminationAggregated | WLDFR | HFTD - Distribution - Tier 2 - 5QU CoRE ¦ 5QU LoRE | Non-Red Flag Warning - Destructive Fires | Contamination | Aggregated | 2037 | 4.745e-10 | 406.8993 | 1.9307e-07 | 2037 | Mitigation | 0.95 | 45 | 0 | esc | 0.00097009 | 4.6031e-13 | 0.00097009 | 4.6031e-13
[120 empty] | 7.3.3.17.5 (Remote Grid) Updates to grid topology to minimize risk of ignition in HFTDs Remote GridWLDFRContaminationAggregated | WLDFR | HFTD - Distribution - Tier 2 - 5QU CoRE ¦ 5QU LoRE | Non-Red Flag Warning - Destructive Fires | Contamination | Aggregated | 2038 | 4.745e-10 | 406.8993 | 1.9307e-07 | 2038 | Mitigation | 0.95 | 45 | 0 | esc | 0.00097009 | 4.6031e-13 | 0.00097009 | 4.6031e-13
[120 empty] | 7.3.3.17.5 (Remote Grid) Updates to grid topology to minimize risk of ignition in HFTDs Remote GridWLDFRContaminationAggregated | WLDFR | HFTD - Distribution - Tier 2 - 5QU CoRE ¦ 5QU LoRE | Non-Red Flag Warning - Destructive Fires | Contamination | Aggregated | 2039 | 4.745e-10 | 406.8993 | 1.9307e-07 | 2039 | Mitigation | 0.95 | 45 | 0 | esc | 0.00097009 | 4.6031e-13 | 0.00097009 | 4.6031e-13
[120 empty] | 7.3.3.17.5 (Remote Grid) Updates to grid topology to minimize risk of ignition in HFTDs Remote GridWLDFRContaminationAggregated | WLDFR | HFTD - Distribution - Tier 2 - 5QU CoRE ¦ 5QU LoRE | Non-Red Flag Warning - Destructive Fires | Contamination | Aggregated | 2040 | 4.745e-10 | 406.8993 | 1.9307e-07 | 2040 | Mitigation | 0.95 | 45 | 0 | esc | 0.00097009 | 4.6031e-13 | 0.00097009 | 4.6031e-13
[120 empty] | 7.3.3.17.5 (Remote Grid) Updates to grid topology to minimize risk of ignition in HFTDs Remote GridWLDFRContaminationAggregated | WLDFR | HFTD - Distribution - Tier 2 - 5QU CoRE ¦ 5QU LoRE | Non-Red Flag Warning - Destructive Fires | Contamination | Aggregated | 2041 | 4.745e-10 | 406.8993 | 1.9307e-07 | 2041 | Mitigation | 0.95 | 45 | 0 | esc | 0.00097009 | 4.6031e-13 | 0.00097009 | 4.6031e-13
[120 empty] | 7.3.3.17.5 (Remote Grid) Updates to grid topology to minimize risk of ignition in HFTDs Remote GridWLDFRContaminationAggregated | WLDFR | HFTD - Distribution - Tier 2 - 5QU CoRE ¦ 5QU LoRE | Non-Red Flag Warning - Destructive Fires | Contamination | Aggregated | 2042 | 4.745e-10 | 406.8993 | 1.9307e-07 | 2042 | Mitigation | 0.95 | 45 | 0 | esc | 0.00097009 | 4.6031e-13 | 0.00097009 | 4.6031e-13
[120 empty] | 7.3.3.17.5 (Remote Grid) Updates to grid topology to minimize risk of ignition in HFTDs Remote GridWLDFRContaminationAggregated | WLDFR | HFTD - Distribution - Tier 2 - 5QU CoRE ¦ 5QU LoRE | Non-Red Flag Warning - Destructive Fires | Contamination | Aggregated | 2043 | 4.745e-10 | 406.8993 | 1.9307e-07 | 2043 | Mitigation | 0.95 | 45 | 0 | esc | 0.00097009 | 4.6031e-13 | 0.00097009 | 4.6031e-13
[120 empty] | 7.3.3.17.5 (Remote Grid) Updates to grid topology to minimize risk of ignition in HFTDs Remote GridWLDFRContaminationAggregated | WLDFR | HFTD - Distribution - Tier 2 - 5QU CoRE ¦ 5QU LoRE | Non-Red Flag Warning - Destructive Fires | Contamination | Aggregated | 2044 | 4.745e-10 | 406.8993 | 1.9307e-07 | 2044 | Mitigation | 0.95 | 45 | 0 | esc | 0.00097009 | 4.6031e-13 | 0.00097009 | 4.6031e-13
[120 empty] | 7.3.3.17.5 (Remote Grid) Updates to grid topology to minimize risk of ignition in HFTDs Remote GridWLDFRContaminationAggregated | WLDFR | HFTD - Distribution - Tier 2 - 5QU CoRE ¦ 5QU LoRE | Non-Red Flag Warning - Destructive Fires | Contamination | Aggregated | 2045 | 4.745e-10 | 406.8993 | 1.9307e-07 | 2045 | Mitigation | 0.95 | 45 | 0 | esc | 0.00097009 | 4.6031e-13 | 0.00097009 | 4.6031e-13
[120 empty] | 7.3.3.17.5 (Remote Grid) Updates to grid topology to minimize risk of ignition in HFTDs Remote GridWLDFRContaminationAggregated | WLDFR | HFTD - Distribution - Tier 2 - 5QU CoRE ¦ 5QU LoRE | Non-Red Flag Warning - Destructive Fires | Contamination | Aggregated | 2046 | 4.745e-10 | 406.8993 | 1.9307e-07 | 2046 | Mitigation | 0.95 | 45 | 0 | esc | 0.00097009 | 4.6031e-13 | 0.00097009 | 4.6031e-13
[120 empty] | 7.3.3.17.5 (Remote Grid) Updates to grid topology to minimize risk of ignition in HFTDs Remote GridWLDFRContaminationAggregated | WLDFR | HFTD - Distribution - Tier 2 - 5QU CoRE ¦ 5QU LoRE | Non-Red Flag Warning - Destructive Fires | Contamination | Aggregated | 2047 | 4.745e-10 | 406.8993 | 1.9307e-07 | 2047 | Mitigation | 0.95 | 45 | 0 | esc | 0.00097009 | 4.6031e-13 | 0.00097009 | 4.6031e-13
[120 empty] | 7.3.3.17.5 (Remote Grid) Updates to grid topology to minimize risk of ignition in HFTDs Remote GridWLDFRContaminationAggregated | WLDFR | HFTD - Distribution - Tier 2 - 5QU CoRE ¦ 5QU LoRE | Non-Red Flag Warning - Destructive Fires | Contamination | Aggregated | 2048 | 4.745e-10 | 406.8993 | 1.9307e-07 | 2048 | Mitigation | 0.95 | 45 | 0 | esc | 0.00097009 | 4.6031e-13 | 0.00097009 | 4.6031e-13
[120 empty] | 7.3.3.17.5 (Remote Grid) Updates to grid topology to minimize risk of ignition in HFTDs Remote GridWLDFRContaminationAggregated | WLDFR | HFTD - Distribution - Tier 2 - 5QU CoRE ¦ 5QU LoRE | Non-Red Flag Warning - Destructive Fires | Contamination | Aggregated | 2049 | 4.745e-10 | 406.8993 | 1.9307e-07 | 2049 | Mitigation | 0.95 | 45 | 0 | esc | 0.00097009 | 4.6031e-13 | 0.00097009 | 4.6031e-13
[120 empty] | 7.3.3.17.5 (Remote Grid) Updates to grid topology to minimize risk of ignition in HFTDs Remote GridWLDFRContaminationAggregated | WLDFR | HFTD - Distribution - Tier 2 - 5QU CoRE ¦ 5QU LoRE | Non-Red Flag Warning - Destructive Fires | Contamination | Aggregated | 2050 | 4.745e-10 | 406.8993 | 1.9307e-07 | 2050 | Mitigation | 0.95 | 45 | 0 | esc | 0.00097009 | 4.6031e-13 | 0.00097009 | 4.6031e-13
[120 empty] | 7.3.3.17.5 (Remote Grid) Updates to grid topology to minimize risk of ignition in HFTDs Remote GridWLDFRContaminationAggregated | WLDFR | HFTD - Distribution - Tier 2 - 5QU CoRE ¦ 5QU LoRE | Non-Red Flag Warning - Destructive Fires | Contamination | Aggregated | 2051 | 4.745e-10 | 406.8993 | 1.9307e-07 | 2051 | Mitigation | 0.95 | 45 | 0 | esc | 0.00097009 | 4.6031e-13 | 0.00097009 | 4.6031e-13
[120 empty] | 7.3.3.17.5 (Remote Grid) Updates to grid topology to minimize risk of ignition in HFTDs Remote GridWLDFRContaminationAggregated | WLDFR | HFTD - Distribution - Tier 2 - 5QU CoRE ¦ 5QU LoRE | Non-Red Flag Warning - Destructive Fires | Contamination | Aggregated | 2052 | 4.745e-10 | 406.8993 | 1.9307e-07 | 2052 | Mitigation | 0.95 | 45 | 0 | esc | 0.00097009 | 4.6031e-13 | 0.00097009 | 4.6031e-13
[120 empty] | 7.3.3.17.5 (Remote Grid) Updates to grid topology to minimize risk of ignition in HFTDs Remote GridWLDFRContaminationAggregated | WLDFR | HFTD - Distribution - Tier 2 - 5QU CoRE ¦ 5QU LoRE | Non-Red Flag Warning - Destructive Fires | Contamination | Aggregated | 2053 | 4.745e-10 | 406.8993 | 1.9307e-07 | 2053 | Mitigation | 0.95 | 45 | 0 | esc | 0.00097009 | 4.6031e-13 | 0.00097009 | 4.6031e-13
[120 empty] | 7.3.3.17.5 (Remote Grid) Updates to grid topology to minimize risk of ignition in HFTDs Remote GridWLDFRContaminationAggregated | WLDFR | HFTD - Distribution - Tier 2 - 5QU CoRE ¦ 5QU LoRE | Non-Red Flag Warning - Destructive Fires | Contamination | Aggregated | 2054 | 4.745e-10 | 406.8993 | 1.9307e-07 | 2054 | Mitigation | 0.95 | 45 | 0 | esc | 0.00097009 | 4.6031e-13 | 0.00097009 | 4.6031e-13
[120 empty] | 7.3.3.17.5 (Remote Grid) Updates to grid topology to minimize risk of ignition in HFTDs Remote GridWLDFRContaminationAggregated | WLDFR | HFTD - Distribution - Tier 2 - 5QU CoRE ¦ 5QU LoRE | Non-Red Flag Warning - Destructive Fires | Contamination | Aggregated | 2055 | 4.745e-10 | 406.8993 | 1.9307e-07 | 2055 | Mitigation | 0.95 | 45 | 0 | esc | 0.00097009 | 4.6031e-13 | 0.00097009 | 4.6031e-13
[120 empty] | 7.3.3.17.5 (Remote Grid) Updates to grid topology to minimize risk of ignition in HFTDs Remote GridWLDFRContaminationAggregated | WLDFR | HFTD - Distribution - Tier 2 - 5QU CoRE ¦ 5QU LoRE | Non-Red Flag Warning - Destructive Fires | Contamination | Aggregated | 2056 | 4.745e-10 | 406.8993 | 1.9307e-07 | 2056 | Mitigation | 0.95 | 45 | 0 | esc | 0.00097009 | 4.6031e-13 | 0.00097009 | 4.6031e-13
[120 empty] | 7.3.3.17.5 (Remote Grid) Updates to grid topology to minimize risk of ignition in HFTDs Remote GridWLDFRContaminationAggregated | WLDFR | HFTD - Distribution - Tier 2 - 5QU CoRE ¦ 5QU LoRE | Non-Red Flag Warning - Destructive Fires | Contamination | Aggregated | 2057 | 4.745e-10 | 406.8993 | 1.9307e-07 | 2057 | Mitigation | 0.95 | 45 | 0 | esc | 0.00097009 | 4.6031e-13 | 0.00097009 | 4.6031e-13
[120 empty] | 7.3.3.17.5 (Remote Grid) Updates to grid topology to minimize risk of ignition in HFTDs Remote GridWLDFRContaminationAggregated | WLDFR | HFTD - Distribution - Tier 2 - 5QU CoRE ¦ 5QU LoRE | Non-Red Flag Warning - Destructive Fires | Contamination | Aggregated | 2058 | 4.745e-10 | 406.8993 | 1.9307e-07 | 2058 | Mitigation | 0.95 | 45 | 0 | esc | 0.00097009 | 4.6031e-13 | 0.00097009 | 4.6031e-13
[120 empty] | 7.3.3.17.5 (Remote Grid) Updates to grid topology to minimize risk of ignition in HFTDs Remote GridWLDFRContaminationAggregated | WLDFR | HFTD - Distribution - Tier 2 - 5QU CoRE ¦ 5QU LoRE | Non-Red Flag Warning - Destructive Fires | Contamination | Aggregated | 2059 | 4.745e-10 | 406.8993 | 1.9307e-07 | 2059 | Mitigation | 0.95 | 45 | 0 | esc | 0.00097009 | 4.6031e-13 | 0.00097009 | 4.6031e-13
[120 empty] | 7.3.3.17.5 (Remote Grid) Updates to grid topology to minimize risk of ignition in HFTDs Remote GridWLDFRContaminationAggregated | WLDFR | HFTD - Distribution - Tier 2 - 5QU CoRE ¦ 5QU LoRE | Non-Red Flag Warning - Destructive Fires | Contamination | Aggregated | 2060 | 4.745e-10 | 406.8993 | 1.9307e-07 | 2060 | Mitigation | 0.95 | 45 | 0 | esc | 0.00097009 | 4.6031e-13 | 0.00097009 | 4.6031e-13
[120 empty] | 7.3.3.17.5 (Remote Grid) Updates to grid topology to minimize risk of ignition in HFTDs Remote GridWLDFRContaminationAggregated | WLDFR | HFTD - Distribution - Tier 2 - 5QU CoRE ¦ 5QU LoRE | Non-Red Flag Warning - Destructive Fires | Contamination | Aggregated | 2061 | 4.745e-10 | 406.8993 | 1.9307e-07 | 2061 | Mitigation | 0.95 | 45 | 0 | esc | 0.00097009 | 4.6031e-13 | 0.00097009 | 4.6031e-13
[120 empty] | 7.3.3.17.5 (Remote Grid) Updates to grid topology to minimize risk of ignition in HFTDs Remote GridWLDFRContaminationAggregated | WLDFR | HFTD - Distribution - Tier 2 - 5QU CoRE ¦ 5QU LoRE | Non-Red Flag Warning - Destructive Fires | Contamination | Aggregated | 2062 | 4.745e-10 | 406.8993 | 1.9307e-07 | 2062 | Mitigation | 0.95 | 45 | 0 | esc | 0.00097009 | 4.6031e-13 | 0.00097009 | 4.6031e-13
[120 empty] | 7.3.3.17.5 (Remote Grid) Updates to grid topology to minimize risk of ignition in HFTDs Remote GridWLDFRContaminationAggregated | WLDFR | HFTD - Distribution - Tier 2 - 5QU CoRE ¦ 5QU LoRE | Non-Red Flag Warning - Destructive Fires | Contamination | Aggregated | 2063 | 4.745e-10 | 406.8993 | 1.9307e-07 | 2063 | Mitigation | 0.95 | 45 | 0 | esc | 0.00097009 | 4.6031e-13 | 0.00097009 | 4.6031e-13
[120 empty] | 7.3.3.17.5 (Remote Grid) Updates to grid topology to minimize risk of ignition in HFTDs Remote GridWLDFRContaminationAggregated | WLDFR | HFTD - Distribution - Tier 2 - 5QU CoRE ¦ 5QU LoRE | Non-Red Flag Warning - Destructive Fires | Contamination | Aggregated | 2064 | 4.745e-10 | 406.8993 | 1.9307e-07 | 2064 | Mitigation | 0.95 | 45 | 0 | esc | 0.00097009 | 4.6031e-13 | 0.00097009 | 4.6031e-13
[120 empty] | 7.3.3.17.5 (Remote Grid) Updates to grid topology to minimize risk of ignition in HFTDs Remote GridWLDFRContaminationAggregated | WLDFR | HFTD - Distribution - Tier 2 - 5QU CoRE ¦ 5QU LoRE | Non-Red Flag Warning - Destructive Fires | Contamination | Aggregated | 2065 | 4.745e-10 | 406.8993 | 1.9307e-07 | 2065 | Mitigation | 0.95 | 45 | 0 | esc | 0.00097009 | 4.6031e-13 | 0.00097009 | 4.6031e-13
[120 empty] | 7.3.3.17.5 (Remote Grid) Updates to grid topology to minimize risk of ignition in HFTDs Remote GridWLDFRContaminationAggregated | WLDFR | HFTD - Distribution - Tier 2 - 5QU CoRE ¦ 5QU LoRE | Non-Red Flag Warning - Destructive Fires | Contamination | Aggregated | 2066 | 4.745e-10 | 406.8993 | 1.9307e-07 | 2066 | Mitigation | 0.95 | 45 | 0 | esc | 0.00097009 | 4.6031e-13 | 0.00097009 | 4.6031e-13
[120 empty] | 7.3.3.17.5 (Remote Grid) Updates to grid topology to minimize risk of ignition in HFTDs Remote GridWLDFRContaminationAggregated | WLDFR | HFTD - Distribution - Tier 2 - 5QU CoRE ¦ 5QU LoRE | Non-Red Flag Warning - Destructive Fires | Contamination | Aggregated | 2067 | 4.745e-10 | 406.8993 | 1.9307e-07 | 2067 | Mitigation | 0.95 | 45 | 0 | esc | 0 | 0 | 0.00097009 | 4.6031e-13
[120 empty] | 7.3.3.17.5 (Remote Grid) Updates to grid topology to minimize risk of ignition in HFTDs Remote GridWLDFREquipment / facility failureAggregated | WLDFR | HFTD - Distribution - Tier 2 - 5QU CoRE ¦ 5QU LoRE | Non-Red Flag Warning - Destructive Fires | Equipment / facility failure | Aggregated | 2022 | 4.3149e-09 | 406.8993 | 1.7557e-06 | 2022 | Mitigation | 0.95 | 45 | 0 | esc | 0.00097009 | 4.1858e-12 | 0 | 0
[120 empty] | 7.3.3.17.5 (Remote Grid) Updates to grid topology to minimize risk of ignition in HFTDs Remote GridWLDFREquipment / facility failureAggregated | WLDFR | HFTD - Distribution - Tier 2 - 5QU CoRE ¦ 5QU LoRE | Non-Red Flag Warning - Destructive Fires | Equipment / facility failure | Aggregated | 2023 | 4.3149e-09 | 406.8993 | 1.7557e-06 | 2023 | Mitigation | 0.95 | 45 | 0 | esc | 0.00097009 | 4.1858e-12 | 0.00097009 | 4.1858e-12
[120 empty] | 7.3.3.17.5 (Remote Grid) Updates to grid topology to minimize risk of ignition in HFTDs Remote GridWLDFREquipment / facility failureAggregated | WLDFR | HFTD - Distribution - Tier 2 - 5QU CoRE ¦ 5QU LoRE | Non-Red Flag Warning - Destructive Fires | Equipment / facility failure | Aggregated | 2024 | 4.3149e-09 | 406.8993 | 1.7557e-06 | 2024 | Mitigation | 0.95 | 45 | 0 | esc | 0.00097009 | 4.1858e-12 | 0.00097009 | 4.1858e-12
[120 empty] | 7.3.3.17.5 (Remote Grid) Updates to grid topology to minimize risk of ignition in HFTDs Remote GridWLDFREquipment / facility failureAggregated | WLDFR | HFTD - Distribution - Tier 2 - 5QU CoRE ¦ 5QU LoRE | Non-Red Flag Warning - Destructive Fires | Equipment / facility failure | Aggregated | 2025 | 4.3149e-09 | 406.8993 | 1.7557e-06 | 2025 | Mitigation | 0.95 | 45 | 0 | esc | 0.00097009 | 4.1858e-12 | 0.00097009 | 4.1858e-12
[120 empty] | 7.3.3.17.5 (Remote Grid) Updates to grid topology to minimize risk of ignition in HFTDs Remote GridWLDFREquipment / facility failureAggregated | WLDFR | HFTD - Distribution - Tier 2 - 5QU CoRE ¦ 5QU LoRE | Non-Red Flag Warning - Destructive Fires | Equipment / facility failure | Aggregated | 2026 | 4.3149e-09 | 406.8993 | 1.7557e-06 | 2026 | Mitigation | 0.95 | 45 | 0 | esc | 0.00097009 | 4.1858e-12 | 0.00097009 | 4.1858e-12
[120 empty] | 7.3.3.17.5 (Remote Grid) Updates to grid topology to minimize risk of ignition in HFTDs Remote GridWLDFREquipment / facility failureAggregated | WLDFR | HFTD - Distribution - Tier 2 - 5QU CoRE ¦ 5QU LoRE | Non-Red Flag Warning - Destructive Fires | Equipment / facility failure | Aggregated | 2027 | 4.3149e-09 | 406.8993 | 1.7557e-06 | 2027 | Mitigation | 0.95 | 45 | 0 | esc | 0.00097009 | 4.1858e-12 | 0.00097009 | 4.1858e-12
[120 empty] | 7.3.3.17.5 (Remote Grid) Updates to grid topology to minimize risk of ignition in HFTDs Remote GridWLDFREquipment / facility failureAggregated | WLDFR | HFTD - Distribution - Tier 2 - 5QU CoRE ¦ 5QU LoRE | Non-Red Flag Warning - Destructive Fires | Equipment / facility failure | Aggregated | 2028 | 4.3149e-09 | 406.8993 | 1.7557e-06 | 2028 | Mitigation | 0.95 | 45 | 0 | esc | 0.00097009 | 4.1858e-12 | 0.00097009 | 4.1858e-12
[120 empty] | 7.3.3.17.5 (Remote Grid) Updates to grid topology to minimize risk of ignition in HFTDs Remote GridWLDFREquipment / facility failureAggregated | WLDFR | HFTD - Distribution - Tier 2 - 5QU CoRE ¦ 5QU LoRE | Non-Red Flag Warning - Destructive Fires | Equipment / facility failure | Aggregated | 2029 | 4.3149e-09 | 406.8993 | 1.7557e-06 | 2029 | Mitigation | 0.95 | 45 | 0 | esc | 0.00097009 | 4.1858e-12 | 0.00097009 | 4.1858e-12
[120 empty] | 7.3.3.17.5 (Remote Grid) Updates to grid topology to minimize risk of ignition in HFTDs Remote GridWLDFREquipment / facility failureAggregated | WLDFR | HFTD - Distribution - Tier 2 - 5QU CoRE ¦ 5QU LoRE | Non-Red Flag Warning - Destructive Fires | Equipment / facility failure | Aggregated | 2030 | 4.3149e-09 | 406.8993 | 1.7557e-06 | 2030 | Mitigation | 0.95 | 45 | 0 | esc | 0.00097009 | 4.1858e-12 | 0.00097009 | 4.1858e-12
[120 empty] | 7.3.3.17.5 (Remote Grid) Updates to grid topology to minimize risk of ignition in HFTDs Remote GridWLDFREquipment / facility failureAggregated | WLDFR | HFTD - Distribution - Tier 2 - 5QU CoRE ¦ 5QU LoRE | Non-Red Flag Warning - Destructive Fires | Equipment / facility failure | Aggregated | 2031 | 4.3149e-09 | 406.8993 | 1.7557e-06 | 2031 | Mitigation | 0.95 | 45 | 0 | esc | 0.00097009 | 4.1858e-12 | 0.00097009 | 4.1858e-12
[120 empty] | 7.3.3.17.5 (Remote Grid) Updates to grid topology to minimize risk of ignition in HFTDs Remote GridWLDFREquipment / facility failureAggregated | WLDFR | HFTD - Distribution - Tier 2 - 5QU CoRE ¦ 5QU LoRE | Non-Red Flag Warning - Destructive Fires | Equipment / facility failure | Aggregated | 2032 | 4.3149e-09 | 406.8993 | 1.7557e-06 | 2032 | Mitigation | 0.95 | 45 | 0 | esc | 0.00097009 | 4.1858e-12 | 0.00097009 | 4.1858e-12
[120 empty] | 7.3.3.17.5 (Remote Grid) Updates to grid topology to minimize risk of ignition in HFTDs Remote GridWLDFREquipment / facility failureAggregated | WLDFR | HFTD - Distribution - Tier 2 - 5QU CoRE ¦ 5QU LoRE | Non-Red Flag Warning - Destructive Fires | Equipment / facility failure | Aggregated | 2033 | 4.3149e-09 | 406.8993 | 1.7557e-06 | 2033 | Mitigation | 0.95 | 45 | 0 | esc | 0.00097009 | 4.1858e-12 | 0.00097009 | 4.1858e-12
[120 empty] | 7.3.3.17.5 (Remote Grid) Updates to grid topology to minimize risk of ignition in HFTDs Remote GridWLDFREquipment / facility failureAggregated | WLDFR | HFTD - Distribution - Tier 2 - 5QU CoRE ¦ 5QU LoRE | Non-Red Flag Warning - Destructive Fires | Equipment / facility failure | Aggregated | 2034 | 4.3149e-09 | 406.8993 | 1.7557e-06 | 2034 | Mitigation | 0.95 | 45 | 0 | esc | 0.00097009 | 4.1858e-12 | 0.00097009 | 4.1858e-12
[120 empty] | 7.3.3.17.5 (Remote Grid) Updates to grid topology to minimize risk of ignition in HFTDs Remote GridWLDFREquipment / facility failureAggregated | WLDFR | HFTD - Distribution - Tier 2 - 5QU CoRE ¦ 5QU LoRE | Non-Red Flag Warning - Destructive Fires | Equipment / facility failure | Aggregated | 2035 | 4.3149e-09 | 406.8993 | 1.7557e-06 | 2035 | Mitigation | 0.95 | 45 | 0 | esc | 0.00097009 | 4.1858e-12 | 0.00097009 | 4.1858e-12
[120 empty] | 7.3.3.17.5 (Remote Grid) Updates to grid topology to minimize risk of ignition in HFTDs Remote GridWLDFREquipment / facility failureAggregated | WLDFR | HFTD - Distribution - Tier 2 - 5QU CoRE ¦ 5QU LoRE | Non-Red Flag Warning - Destructive Fires | Equipment / facility failure | Aggregated | 2036 | 4.3149e-09 | 406.8993 | 1.7557e-06 | 2036 | Mitigation | 0.95 | 45 | 0 | esc | 0.00097009 | 4.1858e-12 | 0.00097009 | 4.1858e-12
[120 empty] | 7.3.3.17.5 (Remote Grid) Updates to grid topology to minimize risk of ignition in HFTDs Remote GridWLDFREquipment / facility failureAggregated | WLDFR | HFTD - Distribution - Tier 2 - 5QU CoRE ¦ 5QU LoRE | Non-Red Flag Warning - Destructive Fires | Equipment / facility failure | Aggregated | 2037 | 4.3149e-09 | 406.8993 | 1.7557e-06 | 2037 | Mitigation | 0.95 | 45 | 0 | esc | 0.00097009 | 4.1858e-12 | 0.00097009 | 4.1858e-12
[120 empty] | 7.3.3.17.5 (Remote Grid) Updates to grid topology to minimize risk of ignition in HFTDs Remote GridWLDFREquipment / facility failureAggregated | WLDFR | HFTD - Distribution - Tier 2 - 5QU CoRE ¦ 5QU LoRE | Non-Red Flag Warning - Destructive Fires | Equipment / facility failure | Aggregated | 2038 | 4.3149e-09 | 406.8993 | 1.7557e-06 | 2038 | Mitigation | 0.95 | 45 | 0 | esc | 0.00097009 | 4.1858e-12 | 0.00097009 | 4.1858e-12
[120 empty] | 7.3.3.17.5 (Remote Grid) Updates to grid topology to minimize risk of ignition in HFTDs Remote GridWLDFREquipment / facility failureAggregated | WLDFR | HFTD - Distribution - Tier 2 - 5QU CoRE ¦ 5QU LoRE | Non-Red Flag Warning - Destructive Fires | Equipment / facility failure | Aggregated | 2039 | 4.3149e-09 | 406.8993 | 1.7557e-06 | 2039 | Mitigation | 0.95 | 45 | 0 | esc | 0.00097009 | 4.1858e-12 | 0.00097009 | 4.1858e-12
[120 empty] | 7.3.3.17.5 (Remote Grid) Updates to grid topology to minimize risk of ignition in HFTDs Remote GridWLDFREquipment / facility failureAggregated | WLDFR | HFTD - Distribution - Tier 2 - 5QU CoRE ¦ 5QU LoRE | Non-Red Flag Warning - Destructive Fires | Equipment / facility failure | Aggregated | 2040 | 4.3149e-09 | 406.8993 | 1.7557e-06 | 2040 | Mitigation | 0.95 | 45 | 0 | esc | 0.00097009 | 4.1858e-12 | 0.00097009 | 4.1858e-12
[120 empty] | 7.3.3.17.5 (Remote Grid) Updates to grid topology to minimize risk of ignition in HFTDs Remote GridWLDFREquipment / facility failureAggregated | WLDFR | HFTD - Distribution - Tier 2 - 5QU CoRE ¦ 5QU LoRE | Non-Red Flag Warning - Destructive Fires | Equipment / facility failure | Aggregated | 2041 | 4.3149e-09 | 406.8993 | 1.7557e-06 | 2041 | Mitigation | 0.95 | 45 | 0 | esc | 0.00097009 | 4.1858e-12 | 0.00097009 | 4.1858e-12
[120 empty] | 7.3.3.17.5 (Remote Grid) Updates to grid topology to minimize risk of ignition in HFTDs Remote GridWLDFREquipment / facility failureAggregated | WLDFR | HFTD - Distribution - Tier 2 - 5QU CoRE ¦ 5QU LoRE | Non-Red Flag Warning - Destructive Fires | Equipment / facility failure | Aggregated | 2042 | 4.3149e-09 | 406.8993 | 1.7557e-06 | 2042 | Mitigation | 0.95 | 45 | 0 | esc | 0.00097009 | 4.1858e-12 | 0.00097009 | 4.1858e-12
[120 empty] | 7.3.3.17.5 (Remote Grid) Updates to grid topology to minimize risk of ignition in HFTDs Remote GridWLDFREquipment / facility failureAggregated | WLDFR | HFTD - Distribution - Tier 2 - 5QU CoRE ¦ 5QU LoRE | Non-Red Flag Warning - Destructive Fires | Equipment / facility failure | Aggregated | 2043 | 4.3149e-09 | 406.8993 | 1.7557e-06 | 2043 | Mitigation | 0.95 | 45 | 0 | esc | 0.00097009 | 4.1858e-12 | 0.00097009 | 4.1858e-12
[120 empty] | 7.3.3.17.5 (Remote Grid) Updates to grid topology to minimize risk of ignition in HFTDs Remote GridWLDFREquipment / facility failureAggregated | WLDFR | HFTD - Distribution - Tier 2 - 5QU CoRE ¦ 5QU LoRE | Non-Red Flag Warning - Destructive Fires | Equipment / facility failure | Aggregated | 2044 | 4.3149e-09 | 406.8993 | 1.7557e-06 | 2044 | Mitigation | 0.95 | 45 | 0 | esc | 0.00097009 | 4.1858e-12 | 0.00097009 | 4.1858e-12
[120 empty] | 7.3.3.17.5 (Remote Grid) Updates to grid topology to minimize risk of ignition in HFTDs Remote GridWLDFREquipment / facility failureAggregated | WLDFR | HFTD - Distribution - Tier 2 - 5QU CoRE ¦ 5QU LoRE | Non-Red Flag Warning - Destructive Fires | Equipment / facility failure | Aggregated | 2045 | 4.3149e-09 | 406.8993 | 1.7557e-06 | 2045 | Mitigation | 0.95 | 45 | 0 | esc | 0.00097009 | 4.1858e-12 | 0.00097009 | 4.1858e-12
[120 empty] | 7.3.3.17.5 (Remote Grid) Updates to grid topology to minimize risk of ignition in HFTDs Remote GridWLDFREquipment / facility failureAggregated | WLDFR | HFTD - Distribution - Tier 2 - 5QU CoRE ¦ 5QU LoRE | Non-Red Flag Warning - Destructive Fires | Equipment / facility failure | Aggregated | 2046 | 4.3149e-09 | 406.8993 | 1.7557e-06 | 2046 | Mitigation | 0.95 | 45 | 0 | esc | 0.00097009 | 4.1858e-12 | 0.00097009 | 4.1858e-12
[120 empty] | 7.3.3.17.5 (Remote Grid) Updates to grid topology to minimize risk of ignition in HFTDs Remote GridWLDFREquipment / facility failureAggregated | WLDFR | HFTD - Distribution - Tier 2 - 5QU CoRE ¦ 5QU LoRE | Non-Red Flag Warning - Destructive Fires | Equipment / facility failure | Aggregated | 2047 | 4.3149e-09 | 406.8993 | 1.7557e-06 | 2047 | Mitigation | 0.95 | 45 | 0 | esc | 0.00097009 | 4.1858e-12 | 0.00097009 | 4.1858e-12
[120 empty] | 7.3.3.17.5 (Remote Grid) Updates to grid topology to minimize risk of ignition in HFTDs Remote GridWLDFREquipment / facility failureAggregated | WLDFR | HFTD - Distribution - Tier 2 - 5QU CoRE ¦ 5QU LoRE | Non-Red Flag Warning - Destructive Fires | Equipment / facility failure | Aggregated | 2048 | 4.3149e-09 | 406.8993 | 1.7557e-06 | 2048 | Mitigation | 0.95 | 45 | 0 | esc | 0.00097009 | 4.1858e-12 | 0.00097009 | 4.1858e-12
[120 empty] | 7.3.3.17.5 (Remote Grid) Updates to grid topology to minimize risk of ignition in HFTDs Remote GridWLDFREquipment / facility failureAggregated | WLDFR | HFTD - Distribution - Tier 2 - 5QU CoRE ¦ 5QU LoRE | Non-Red Flag Warning - Destructive Fires | Equipment / facility failure | Aggregated | 2049 | 4.3149e-09 | 406.8993 | 1.7557e-06 | 2049 | Mitigation | 0.95 | 45 | 0 | esc | 0.00097009 | 4.1858e-12 | 0.00097009 | 4.1858e-12
[120 empty] | 7.3.3.17.5 (Remote Grid) Updates to grid topology to minimize risk of ignition in HFTDs Remote GridWLDFREquipment / facility failureAggregated | WLDFR | HFTD - Distribution - Tier 2 - 5QU CoRE ¦ 5QU LoRE | Non-Red Flag Warning - Destructive Fires | Equipment / facility failure | Aggregated | 2050 | 4.3149e-09 | 406.8993 | 1.7557e-06 | 2050 | Mitigation | 0.95 | 45 | 0 | esc | 0.00097009 | 4.1858e-12 | 0.00097009 | 4.1858e-12
[120 empty] | 7.3.3.17.5 (Remote Grid) Updates to grid topology to minimize risk of ignition in HFTDs Remote GridWLDFREquipment / facility failureAggregated | WLDFR | HFTD - Distribution - Tier 2 - 5QU CoRE ¦ 5QU LoRE | Non-Red Flag Warning - Destructive Fires | Equipment / facility failure | Aggregated | 2051 | 4.3149e-09 | 406.8993 | 1.7557e-06 | 2051 | Mitigation | 0.95 | 45 | 0 | esc | 0.00097009 | 4.1858e-12 | 0.00097009 | 4.1858e-12
[120 empty] | 7.3.3.17.5 (Remote Grid) Updates to grid topology to minimize risk of ignition in HFTDs Remote GridWLDFREquipment / facility failureAggregated | WLDFR | HFTD - Distribution - Tier 2 - 5QU CoRE ¦ 5QU LoRE | Non-Red Flag Warning - Destructive Fires | Equipment / facility failure | Aggregated | 2052 | 4.3149e-09 | 406.8993 | 1.7557e-06 | 2052 | Mitigation | 0.95 | 45 | 0 | esc | 0.00097009 | 4.1858e-12 | 0.00097009 | 4.1858e-12
[120 empty] | 7.3.3.17.5 (Remote Grid) Updates to grid topology to minimize risk of ignition in HFTDs Remote GridWLDFREquipment / facility failureAggregated | WLDFR | HFTD - Distribution - Tier 2 - 5QU CoRE ¦ 5QU LoRE | Non-Red Flag Warning - Destructive Fires | Equipment / facility failure | Aggregated | 2053 | 4.3149e-09 | 406.8993 | 1.7557e-06 | 2053 | Mitigation | 0.95 | 45 | 0 | esc | 0.00097009 | 4.1858e-12 | 0.00097009 | 4.1858e-12
[120 empty] | 7.3.3.17.5 (Remote Grid) Updates to grid topology to minimize risk of ignition in HFTDs Remote GridWLDFREquipment / facility failureAggregated | WLDFR | HFTD - Distribution - Tier 2 - 5QU CoRE ¦ 5QU LoRE | Non-Red Flag Warning - Destructive Fires | Equipment / facility failure | Aggregated | 2054 | 4.3149e-09 | 406.8993 | 1.7557e-06 | 2054 | Mitigation | 0.95 | 45 | 0 | esc | 0.00097009 | 4.1858e-12 | 0.00097009 | 4.1858e-12
[120 empty] | 7.3.3.17.5 (Remote Grid) Updates to grid topology to minimize risk of ignition in HFTDs Remote GridWLDFREquipment / facility failureAggregated | WLDFR | HFTD - Distribution - Tier 2 - 5QU CoRE ¦ 5QU LoRE | Non-Red Flag Warning - Destructive Fires | Equipment / facility failure | Aggregated | 2055 | 4.3149e-09 | 406.8993 | 1.7557e-06 | 2055 | Mitigation | 0.95 | 45 | 0 | esc | 0.00097009 | 4.1858e-12 | 0.00097009 | 4.1858e-12
[120 empty] | 7.3.3.17.5 (Remote Grid) Updates to grid topology to minimize risk of ignition in HFTDs Remote GridWLDFREquipment / facility failureAggregated | WLDFR | HFTD - Distribution - Tier 2 - 5QU CoRE ¦ 5QU LoRE | Non-Red Flag Warning - Destructive Fires | Equipment / facility failure | Aggregated | 2056 | 4.3149e-09 | 406.8993 | 1.7557e-06 | 2056 | Mitigation | 0.95 | 45 | 0 | esc | 0.00097009 | 4.1858e-12 | 0.00097009 | 4.1858e-12
[120 empty] | 7.3.3.17.5 (Remote Grid) Updates to grid topology to minimize risk of ignition in HFTDs Remote GridWLDFREquipment / facility failureAggregated | WLDFR | HFTD - Distribution - Tier 2 - 5QU CoRE ¦ 5QU LoRE | Non-Red Flag Warning - Destructive Fires | Equipment / facility failure | Aggregated | 2057 | 4.3149e-09 | 406.8993 | 1.7557e-06 | 2057 | Mitigation | 0.95 | 45 | 0 | esc | 0.00097009 | 4.1858e-12 | 0.00097009 | 4.1858e-12
[120 empty] | 7.3.3.17.5 (Remote Grid) Updates to grid topology to minimize risk of ignition in HFTDs Remote GridWLDFREquipment / facility failureAggregated | WLDFR | HFTD - Distribution - Tier 2 - 5QU CoRE ¦ 5QU LoRE | Non-Red Flag Warning - Destructive Fires | Equipment / facility failure | Aggregated | 2058 | 4.3149e-09 | 406.8993 | 1.7557e-06 | 2058 | Mitigation | 0.95 | 45 | 0 | esc | 0.00097009 | 4.1858e-12 | 0.00097009 | 4.1858e-12
[120 empty] | 7.3.3.17.5 (Remote Grid) Updates to grid topology to minimize risk of ignition in HFTDs Remote GridWLDFREquipment / facility failureAggregated | WLDFR | HFTD - Distribution - Tier 2 - 5QU CoRE ¦ 5QU LoRE | Non-Red Flag Warning - Destructive Fires | Equipment / facility failure | Aggregated | 2059 | 4.3149e-09 | 406.8993 | 1.7557e-06 | 2059 | Mitigation | 0.95 | 45 | 0 | esc | 0.00097009 | 4.1858e-12 | 0.00097009 | 4.1858e-12
[120 empty] | 7.3.3.17.5 (Remote Grid) Updates to grid topology to minimize risk of ignition in HFTDs Remote GridWLDFREquipment / facility failureAggregated | WLDFR | HFTD - Distribution - Tier 2 - 5QU CoRE ¦ 5QU LoRE | Non-Red Flag Warning - Destructive Fires | Equipment / facility failure | Aggregated | 2060 | 4.3149e-09 | 406.8993 | 1.7557e-06 | 2060 | Mitigation | 0.95 | 45 | 0 | esc | 0.00097009 | 4.1858e-12 | 0.00097009 | 4.1858e-12
[120 empty] | 7.3.3.17.5 (Remote Grid) Updates to grid topology to minimize risk of ignition in HFTDs Remote GridWLDFREquipment / facility failureAggregated | WLDFR | HFTD - Distribution - Tier 2 - 5QU CoRE ¦ 5QU LoRE | Non-Red Flag Warning - Destructive Fires | Equipment / facility failure | Aggregated | 2061 | 4.3149e-09 | 406.8993 | 1.7557e-06 | 2061 | Mitigation | 0.95 | 45 | 0 | esc | 0.00097009 | 4.1858e-12 | 0.00097009 | 4.1858e-12
[120 empty] | 7.3.3.17.5 (Remote Grid) Updates to grid topology to minimize risk of ignition in HFTDs Remote GridWLDFREquipment / facility failureAggregated | WLDFR | HFTD - Distribution - Tier 2 - 5QU CoRE ¦ 5QU LoRE | Non-Red Flag Warning - Destructive Fires | Equipment / facility failure | Aggregated | 2062 | 4.3149e-09 | 406.8993 | 1.7557e-06 | 2062 | Mitigation | 0.95 | 45 | 0 | esc | 0.00097009 | 4.1858e-12 | 0.00097009 | 4.1858e-12
[120 empty] | 7.3.3.17.5 (Remote Grid) Updates to grid topology to minimize risk of ignition in HFTDs Remote GridWLDFREquipment / facility failureAggregated | WLDFR | HFTD - Distribution - Tier 2 - 5QU CoRE ¦ 5QU LoRE | Non-Red Flag Warning - Destructive Fires | Equipment / facility failure | Aggregated | 2063 | 4.3149e-09 | 406.8993 | 1.7557e-06 | 2063 | Mitigation | 0.95 | 45 | 0 | esc | 0.00097009 | 4.1858e-12 | 0.00097009 | 4.1858e-12
[120 empty] | 7.3.3.17.5 (Remote Grid) Updates to grid topology to minimize risk of ignition in HFTDs Remote GridWLDFREquipment / facility failureAggregated | WLDFR | HFTD - Distribution - Tier 2 - 5QU CoRE ¦ 5QU LoRE | Non-Red Flag Warning - Destructive Fires | Equipment / facility failure | Aggregated | 2064 | 4.3149e-09 | 406.8993 | 1.7557e-06 | 2064 | Mitigation | 0.95 | 45 | 0 | esc | 0.00097009 | 4.1858e-12 | 0.00097009 | 4.1858e-12
[120 empty] | 7.3.3.17.5 (Remote Grid) Updates to grid topology to minimize risk of ignition in HFTDs Remote GridWLDFREquipment / facility failureAggregated | WLDFR | HFTD - Distribution - Tier 2 - 5QU CoRE ¦ 5QU LoRE | Non-Red Flag Warning - Destructive Fires | Equipment / facility failure | Aggregated | 2065 | 4.3149e-09 | 406.8993 | 1.7557e-06 | 2065 | Mitigation | 0.95 | 45 | 0 | esc | 0.00097009 | 4.1858e-12 | 0.00097009 | 4.1858e-12
[120 empty] | 7.3.3.17.5 (Remote Grid) Updates to grid topology to minimize risk of ignition in HFTDs Remote GridWLDFREquipment / facility failureAggregated | WLDFR | HFTD - Distribution - Tier 2 - 5QU CoRE ¦ 5QU LoRE | Non-Red Flag Warning - Destructive Fires | Equipment / facility failure | Aggregated | 2066 | 4.3149e-09 | 406.8993 | 1.7557e-06 | 2066 | Mitigation | 0.95 | 45 | 0 | esc | 0.00097009 | 4.1858e-12 | 0.00097009 | 4.1858e-12
[120 empty] | 7.3.3.17.5 (Remote Grid) Updates to grid topology to minimize risk of ignition in HFTDs Remote GridWLDFREquipment / facility failureAggregated | WLDFR | HFTD - Distribution - Tier 2 - 5QU CoRE ¦ 5QU LoRE | Non-Red Flag Warning - Destructive Fires | Equipment / facility failure | Aggregated | 2067 | 4.3149e-09 | 406.8993 | 1.7557e-06 | 2067 | Mitigation | 0.95 | 45 | 0 | esc | 0 | 0 | 0.00097009 | 4.1858e-12
[120 empty] | 7.3.3.17.5 (Remote Grid) Updates to grid topology to minimize risk of ignition in HFTDs Remote GridWLDFRVegetation ContactAggregated | WLDFR | HFTD - Distribution - Tier 2 - 5QU CoRE ¦ 5QU LoRE | Non-Red Flag Warning - Destructive Fires | Vegetation Contact | Aggregated | 2022 | 1.1167e-08 | 406.8993 | 4.5436e-06 | 2022 | Mitigation | 0.95 | 45 | 0 | esc | 0.00097009 | 1.0832e-11 | 0 | 0
[120 empty] | 7.3.3.17.5 (Remote Grid) Updates to grid topology to minimize risk of ignition in HFTDs Remote GridWLDFRVegetation ContactAggregated | WLDFR | HFTD - Distribution - Tier 2 - 5QU CoRE ¦ 5QU LoRE | Non-Red Flag Warning - Destructive Fires | Vegetation Contact | Aggregated | 2023 | 1.1167e-08 | 406.8993 | 4.5436e-06 | 2023 | Mitigation | 0.95 | 45 | 0 | esc | 0.00097009 | 1.0832e-11 | 0.00097009 | 1.0832e-11
[120 empty] | 7.3.3.17.5 (Remote Grid) Updates to grid topology to minimize risk of ignition in HFTDs Remote GridWLDFRVegetation ContactAggregated | WLDFR | HFTD - Distribution - Tier 2 - 5QU CoRE ¦ 5QU LoRE | Non-Red Flag Warning - Destructive Fires | Vegetation Contact | Aggregated | 2024 | 1.1167e-08 | 406.8993 | 4.5436e-06 | 2024 | Mitigation | 0.95 | 45 | 0 | esc | 0.00097009 | 1.0832e-11 | 0.00097009 | 1.0832e-11
[120 empty] | 7.3.3.17.5 (Remote Grid) Updates to grid topology to minimize risk of ignition in HFTDs Remote GridWLDFRVegetation ContactAggregated | WLDFR | HFTD - Distribution - Tier 2 - 5QU CoRE ¦ 5QU LoRE | Non-Red Flag Warning - Destructive Fires | Vegetation Contact | Aggregated | 2025 | 1.1167e-08 | 406.8993 | 4.5436e-06 | 2025 | Mitigation | 0.95 | 45 | 0 | esc | 0.00097009 | 1.0832e-11 | 0.00097009 | 1.0832e-11
[120 empty] | 7.3.3.17.5 (Remote Grid) Updates to grid topology to minimize risk of ignition in HFTDs Remote GridWLDFRVegetation ContactAggregated | WLDFR | HFTD - Distribution - Tier 2 - 5QU CoRE ¦ 5QU LoRE | Non-Red Flag Warning - Destructive Fires | Vegetation Contact | Aggregated | 2026 | 1.1167e-08 | 406.8993 | 4.5436e-06 | 2026 | Mitigation | 0.95 | 45 | 0 | esc | 0.00097009 | 1.0832e-11 | 0.00097009 | 1.0832e-11
[120 empty] | 7.3.3.17.5 (Remote Grid) Updates to grid topology to minimize risk of ignition in HFTDs Remote GridWLDFRVegetation ContactAggregated | WLDFR | HFTD - Distribution - Tier 2 - 5QU CoRE ¦ 5QU LoRE | Non-Red Flag Warning - Destructive Fires | Vegetation Contact | Aggregated | 2027 | 1.1167e-08 | 406.8993 | 4.5436e-06 | 2027 | Mitigation | 0.95 | 45 | 0 | esc | 0.00097009 | 1.0832e-11 | 0.00097009 | 1.0832e-11
[120 empty] | 7.3.3.17.5 (Remote Grid) Updates to grid topology to minimize risk of ignition in HFTDs Remote GridWLDFRVegetation ContactAggregated | WLDFR | HFTD - Distribution - Tier 2 - 5QU CoRE ¦ 5QU LoRE | Non-Red Flag Warning - Destructive Fires | Vegetation Contact | Aggregated | 2028 | 1.1167e-08 | 406.8993 | 4.5436e-06 | 2028 | Mitigation | 0.95 | 45 | 0 | esc | 0.00097009 | 1.0832e-11 | 0.00097009 | 1.0832e-11
[120 empty] | 7.3.3.17.5 (Remote Grid) Updates to grid topology to minimize risk of ignition in HFTDs Remote GridWLDFRVegetation ContactAggregated | WLDFR | HFTD - Distribution - Tier 2 - 5QU CoRE ¦ 5QU LoRE | Non-Red Flag Warning - Destructive Fires | Vegetation Contact | Aggregated | 2029 | 1.1167e-08 | 406.8993 | 4.5436e-06 | 2029 | Mitigation | 0.95 | 45 | 0 | esc | 0.00097009 | 1.0832e-11 | 0.00097009 | 1.0832e-11
[120 empty] | 7.3.3.17.5 (Remote Grid) Updates to grid topology to minimize risk of ignition in HFTDs Remote GridWLDFRVegetation ContactAggregated | WLDFR | HFTD - Distribution - Tier 2 - 5QU CoRE ¦ 5QU LoRE | Non-Red Flag Warning - Destructive Fires | Vegetation Contact | Aggregated | 2030 | 1.1167e-08 | 406.8993 | 4.5436e-06 | 2030 | Mitigation | 0.95 | 45 | 0 | esc | 0.00097009 | 1.0832e-11 | 0.00097009 | 1.0832e-11 | 0 | 0 | 0.0085129 | 8.116e-09
[120 empty] | 7.3.3.17.5 (Remote Grid) Updates to grid topology to minimize risk of ignition in HFTDs Remote GridWLDFRVegetation ContactAggregated | WLDFR | HFTD - Distribution - Tier 2 - 5QU CoRE ¦ 5QU LoRE | Non-Red Flag Warning - Destructive Fires | Vegetation Contact | Aggregated | 2031 | 1.1167e-08 | 406.8993 | 4.5436e-06 | 2031 | Mitigation | 0.95 | 45 | 0 | esc | 0.00097009 | 1.0832e-11 | 0.00097009 | 1.0832e-11 | 0.0032972 | 5.8728e-11 | 0.0085129 | 8.116e-09
[120 empty] | 7.3.3.17.5 (Remote Grid) Updates to grid topology to minimize risk of ignition in HFTDs Remote GridWLDFRVegetation ContactAggregated | WLDFR | HFTD - Distribution - Tier 2 - 5QU CoRE ¦ 5QU LoRE | Non-Red Flag Warning - Destructive Fires | Vegetation Contact | Aggregated | 2032 | 1.1167e-08 | 406.8993 | 4.5436e-06 | 2032 | Mitigation | 0.95 | 45 | 0 | esc | 0.00097009 | 1.0832e-11 | 0.00097009 | 1.0832e-11 | 0.0032972 | 5.8728e-11 | 0.0085129 | 8.116e-09
[120 empty] | 7.3.3.17.5 (Remote Grid) Updates to grid topology to minimize risk of ignition in HFTDs Remote GridWLDFRVegetation ContactAggregated | WLDFR | HFTD - Distribution - Tier 2 - 5QU CoRE ¦ 5QU LoRE | Non-Red Flag Warning - Destructive Fires | Vegetation Contact | Aggregated | 2033 | 1.1167e-08 | 406.8993 | 4.5436e-06 | 2033 | Mitigation | 0.95 | 45 | 0 | esc | 0.00097009 | 1.0832e-11 | 0.00097009 | 1.0832e-11 | 0.0032972 | 5.8728e-11 | 0.0085129 | 8.116e-09
[120 empty] | 7.3.3.17.5 (Remote Grid) Updates to grid topology to minimize risk of ignition in HFTDs Remote GridWLDFRVegetation ContactAggregated | WLDFR | HFTD - Distribution - Tier 2 - 5QU CoRE ¦ 5QU LoRE | Non-Red Flag Warning - Destructive Fires | Vegetation Contact | Aggregated | 2034 | 1.1167e-08 | 406.8993 | 4.5436e-06 | 2034 | Mitigation | 0.95 | 45 | 0 | esc | 0.00097009 | 1.0832e-11 | 0.00097009 | 1.0832e-11 | 0.0032972 | 5.8728e-11 | 0.0085129 | 8.116e-09
[120 empty] | 7.3.3.17.5 (Remote Grid) Updates to grid topology to minimize risk of ignition in HFTDs Remote GridWLDFRVegetation ContactAggregated | WLDFR | HFTD - Distribution - Tier 2 - 5QU CoRE ¦ 5QU LoRE | Non-Red Flag Warning - Destructive Fires | Vegetation Contact | Aggregated | 2035 | 1.1167e-08 | 406.8993 | 4.5436e-06 | 2035 | Mitigation | 0.95 | 45 | 0 | esc | 0.00097009 | 1.0832e-11 | 0.00097009 | 1.0832e-11 | 0.0032972 | 5.8728e-11 | 0.0085129 | 8.116e-09
[120 empty] | 7.3.3.17.5 (Remote Grid) Updates to grid topology to minimize risk of ignition in HFTDs Remote GridWLDFRVegetation ContactAggregated | WLDFR | HFTD - Distribution - Tier 2 - 5QU CoRE ¦ 5QU LoRE | Non-Red Flag Warning - Destructive Fires | Vegetation Contact | Aggregated | 2036 | 1.1167e-08 | 406.8993 | 4.5436e-06 | 2036 | Mitigation | 0.95 | 45 | 0 | esc | 0.00097009 | 1.0832e-11 | 0.00097009 | 1.0832e-11 | 0.0032972 | 5.8728e-11 | 0.0085129 | 8.116e-09
[120 empty] | 7.3.3.17.5 (Remote Grid) Updates to grid topology to minimize risk of ignition in HFTDs Remote GridWLDFRVegetation ContactAggregated | WLDFR | HFTD - Distribution - Tier 2 - 5QU CoRE ¦ 5QU LoRE | Non-Red Flag Warning - Destructive Fires | Vegetation Contact | Aggregated | 2037 | 1.1167e-08 | 406.8993 | 4.5436e-06 | 2037 | Mitigation | 0.95 | 45 | 0 | esc | 0.00097009 | 1.0832e-11 | 0.00097009 | 1.0832e-11 | 0.0032972 | 5.8728e-11 | 0.0085129 | 8.116e-09
[120 empty] | 7.3.3.17.5 (Remote Grid) Updates to grid topology to minimize risk of ignition in HFTDs Remote GridWLDFRVegetation ContactAggregated | WLDFR | HFTD - Distribution - Tier 2 - 5QU CoRE ¦ 5QU LoRE | Non-Red Flag Warning - Destructive Fires | Vegetation Contact | Aggregated | 2038 | 1.1167e-08 | 406.8993 | 4.5436e-06 | 2038 | Mitigation | 0.95 | 45 | 0 | esc | 0.00097009 | 1.0832e-11 | 0.00097009 | 1.0832e-11 | 0.0032972 | 5.8728e-11 | 0.0085129 | 8.116e-09
[120 empty] | 7.3.3.17.5 (Remote Grid) Updates to grid topology to minimize risk of ignition in HFTDs Remote GridWLDFRVegetation ContactAggregated | WLDFR | HFTD - Distribution - Tier 2 - 5QU CoRE ¦ 5QU LoRE | Non-Red Flag Warning - Destructive Fires | Vegetation Contact | Aggregated | 2039 | 1.1167e-08 | 406.8993 | 4.5436e-06 | 2039 | Mitigation | 0.95 | 45 | 0 | esc | 0.00097009 | 1.0832e-11 | 0.00097009 | 1.0832e-11 | 0.0032972 | 5.8728e-11 | 0.0085129 | 8.116e-09
[120 empty] | 7.3.3.17.5 (Remote Grid) Updates to grid topology to minimize risk of ignition in HFTDs Remote GridWLDFRVegetation ContactAggregated | WLDFR | HFTD - Distribution - Tier 2 - 5QU CoRE ¦ 5QU LoRE | Non-Red Flag Warning - Destructive Fires | Vegetation Contact | Aggregated | 2040 | 1.1167e-08 | 406.8993 | 4.5436e-06 | 2040 | Mitigation | 0.95 | 45 | 0 | esc | 0.00097009 | 1.0832e-11 | 0.00097009 | 1.0832e-11 | 0.0032972 | 5.8728e-11 | 0.0085129 | 8.116e-09
[120 empty] | 7.3.3.17.5 (Remote Grid) Updates to grid topology to minimize risk of ignition in HFTDs Remote GridWLDFRVegetation ContactAggregated | WLDFR | HFTD - Distribution - Tier 2 - 5QU CoRE ¦ 5QU LoRE | Non-Red Flag Warning - Destructive Fires | Vegetation Contact | Aggregated | 2041 | 1.1167e-08 | 406.8993 | 4.5436e-06 | 2041 | Mitigation | 0.95 | 45 | 0 | esc | 0.00097009 | 1.0832e-11 | 0.00097009 | 1.0832e-11 | 0.0032972 | 5.8728e-11 | 0.0085129 | 8.116e-09
[120 empty] | 7.3.3.17.5 (Remote Grid) Updates to grid topology to minimize risk of ignition in HFTDs Remote GridWLDFRVegetation ContactAggregated | WLDFR | HFTD - Distribution - Tier 2 - 5QU CoRE ¦ 5QU LoRE | Non-Red Flag Warning - Destructive Fires | Vegetation Contact | Aggregated | 2042 | 1.1167e-08 | 406.8993 | 4.5436e-06 | 2042 | Mitigation | 0.95 | 45 | 0 | esc | 0.00097009 | 1.0832e-11 | 0.00097009 | 1.0832e-11 | 0.0032972 | 5.8728e-11 | 0.0085129 | 8.116e-09
[120 empty] | 7.3.3.17.5 (Remote Grid) Updates to grid topology to minimize risk of ignition in HFTDs Remote GridWLDFRVegetation ContactAggregated | WLDFR | HFTD - Distribution - Tier 2 - 5QU CoRE ¦ 5QU LoRE | Non-Red Flag Warning - Destructive Fires | Vegetation Contact | Aggregated | 2043 | 1.1167e-08 | 406.8993 | 4.5436e-06 | 2043 | Mitigation | 0.95 | 45 | 0 | esc | 0.00097009 | 1.0832e-11 | 0.00097009 | 1.0832e-11 | 0.0032972 | 5.8728e-11 | 0.0085129 | 8.116e-09
[120 empty] | 7.3.3.17.5 (Remote Grid) Updates to grid topology to minimize risk of ignition in HFTDs Remote GridWLDFRVegetation ContactAggregated | WLDFR | HFTD - Distribution - Tier 2 - 5QU CoRE ¦ 5QU LoRE | Non-Red Flag Warning - Destructive Fires | Vegetation Contact | Aggregated | 2044 | 1.1167e-08 | 406.8993 | 4.5436e-06 | 2044 | Mitigation | 0.95 | 45 | 0 | esc | 0.00097009 | 1.0832e-11 | 0.00097009 | 1.0832e-11 | 0.0032972 | 5.8728e-11 | 0.0085129 | 8.116e-09
[120 empty] | 7.3.3.17.5 (Remote Grid) Updates to grid topology to minimize risk of ignition in HFTDs Remote GridWLDFRVegetation ContactAggregated | WLDFR | HFTD - Distribution - Tier 2 - 5QU CoRE ¦ 5QU LoRE | Non-Red Flag Warning - Destructive Fires | Vegetation Contact | Aggregated | 2045 | 1.1167e-08 | 406.8993 | 4.5436e-06 | 2045 | Mitigation | 0.95 | 45 | 0 | esc | 0.00097009 | 1.0832e-11 | 0.00097009 | 1.0832e-11 | 0.0032972 | 5.8728e-11 | 0.0085129 | 8.116e-09
[120 empty] | 7.3.3.17.5 (Remote Grid) Updates to grid topology to minimize risk of ignition in HFTDs Remote GridWLDFRVegetation ContactAggregated | WLDFR | HFTD - Distribution - Tier 2 - 5QU CoRE ¦ 5QU LoRE | Non-Red Flag Warning - Destructive Fires | Vegetation Contact | Aggregated | 2046 | 1.1167e-08 | 406.8993 | 4.5436e-06 | 2046 | Mitigation | 0.95 | 45 | 0 | esc | 0.00097009 | 1.0832e-11 | 0.00097009 | 1.0832e-11 | 0.0032972 | 5.8728e-11 | 0.0085129 | 8.116e-09
[120 empty] | 7.3.3.17.5 (Remote Grid) Updates to grid topology to minimize risk of ignition in HFTDs Remote GridWLDFRVegetation ContactAggregated | WLDFR | HFTD - Distribution - Tier 2 - 5QU CoRE ¦ 5QU LoRE | Non-Red Flag Warning - Destructive Fires | Vegetation Contact | Aggregated | 2047 | 1.1167e-08 | 406.8993 | 4.5436e-06 | 2047 | Mitigation | 0.95 | 45 | 0 | esc | 0.00097009 | 1.0832e-11 | 0.00097009 | 1.0832e-11 | 0.0032972 | 5.8728e-11 | 0.0085129 | 8.116e-09
[120 empty] | 7.3.3.17.5 (Remote Grid) Updates to grid topology to minimize risk of ignition in HFTDs Remote GridWLDFRVegetation ContactAggregated | WLDFR | HFTD - Distribution - Tier 2 - 5QU CoRE ¦ 5QU LoRE | Non-Red Flag Warning - Destructive Fires | Vegetation Contact | Aggregated | 2048 | 1.1167e-08 | 406.8993 | 4.5436e-06 | 2048 | Mitigation | 0.95 | 45 | 0 | esc | 0.00097009 | 1.0832e-11 | 0.00097009 | 1.0832e-11 | 0.0032972 | 5.8728e-11 | 0.0085129 | 8.116e-09
[120 empty] | 7.3.3.17.5 (Remote Grid) Updates to grid topology to minimize risk of ignition in HFTDs Remote GridWLDFRVegetation ContactAggregated | WLDFR | HFTD - Distribution - Tier 2 - 5QU CoRE ¦ 5QU LoRE | Non-Red Flag Warning - Destructive Fires | Vegetation Contact | Aggregated | 2049 | 1.1167e-08 | 406.8993 | 4.5436e-06 | 2049 | Mitigation | 0.95 | 45 | 0 | esc | 0.00097009 | 1.0832e-11 | 0.00097009 | 1.0832e-11 | 0.0032972 | 5.8728e-11 | 0.0085129 | 8.116e-09
[120 empty] | 7.3.3.17.5 (Remote Grid) Updates to grid topology to minimize risk of ignition in HFTDs Remote GridWLDFRVegetation ContactAggregated | WLDFR | HFTD - Distribution - Tier 2 - 5QU CoRE ¦ 5QU LoRE | Non-Red Flag Warning - Destructive Fires | Vegetation Contact | Aggregated | 2050 | 1.1167e-08 | 406.8993 | 4.5436e-06 | 2050 | Mitigation | 0.95 | 45 | 0 | esc | 0.00097009 | 1.0832e-11 | 0.00097009 | 1.0832e-11 | 0.0032972 | 5.8728e-11 | 0.0085129 | 8.116e-09
[120 empty] | 7.3.3.17.5 (Remote Grid) Updates to grid topology to minimize risk of ignition in HFTDs Remote GridWLDFRVegetation ContactAggregated | WLDFR | HFTD - Distribution - Tier 2 - 5QU CoRE ¦ 5QU LoRE | Non-Red Flag Warning - Destructive Fires | Vegetation Contact | Aggregated | 2051 | 1.1167e-08 | 406.8993 | 4.5436e-06 | 2051 | Mitigation | 0.95 | 45 | 0 | esc | 0.00097009 | 1.0832e-11 | 0.00097009 | 1.0832e-11 | 0.0032972 | 5.8728e-11 | 0.0085129 | 8.116e-09
[120 empty] | 7.3.3.17.5 (Remote Grid) Updates to grid topology to minimize risk of ignition in HFTDs Remote GridWLDFRVegetation ContactAggregated | WLDFR | HFTD - Distribution - Tier 2 - 5QU CoRE ¦ 5QU LoRE | Non-Red Flag Warning - Destructive Fires | Vegetation Contact | Aggregated | 2052 | 1.1167e-08 | 406.8993 | 4.5436e-06 | 2052 | Mitigation | 0.95 | 45 | 0 | esc | 0.00097009 | 1.0832e-11 | 0.00097009 | 1.0832e-11 | 0.0032972 | 5.8728e-11 | 0.0085129 | 8.116e-09
[120 empty] | 7.3.3.17.5 (Remote Grid) Updates to grid topology to minimize risk of ignition in HFTDs Remote GridWLDFRVegetation ContactAggregated | WLDFR | HFTD - Distribution - Tier 2 - 5QU CoRE ¦ 5QU LoRE | Non-Red Flag Warning - Destructive Fires | Vegetation Contact | Aggregated | 2053 | 1.1167e-08 | 406.8993 | 4.5436e-06 | 2053 | Mitigation | 0.95 | 45 | 0 | esc | 0.00097009 | 1.0832e-11 | 0.00097009 | 1.0832e-11 | 0.0032972 | 5.8728e-11 | 0.0085129 | 8.116e-09
[120 empty] | 7.3.3.17.5 (Remote Grid) Updates to grid topology to minimize risk of ignition in HFTDs Remote GridWLDFRVegetation ContactAggregated | WLDFR | HFTD - Distribution - Tier 2 - 5QU CoRE ¦ 5QU LoRE | Non-Red Flag Warning - Destructive Fires | Vegetation Contact | Aggregated | 2054 | 1.1167e-08 | 406.8993 | 4.5436e-06 | 2054 | Mitigation | 0.95 | 45 | 0 | esc | 0.00097009 | 1.0832e-11 | 0.00097009 | 1.0832e-11 | 0.0032972 | 5.8728e-11 | 0 | 0
[120 empty] | 7.3.3.17.5 (Remote Grid) Updates to grid topology to minimize risk of ignition in HFTDs Remote GridWLDFRVegetation ContactAggregated | WLDFR | HFTD - Distribution - Tier 2 - 5QU CoRE ¦ 5QU LoRE | Non-Red Flag Warning - Destructive Fires | Vegetation Contact | Aggregated | 2055 | 1.1167e-08 | 406.8993 | 4.5436e-06 | 2055 | Mitigation | 0.95 | 45 | 0 | esc | 0.00097009 | 1.0832e-11 | 0.00097009 | 1.0832e-11 | 0.0032972 | 5.8728e-11 | 0 | 0
[120 empty] | 7.3.3.17.5 (Remote Grid) Updates to grid topology to minimize risk of ignition in HFTDs Remote GridWLDFRVegetation ContactAggregated | WLDFR | HFTD - Distribution - Tier 2 - 5QU CoRE ¦ 5QU LoRE | Non-Red Flag Warning - Destructive Fires | Vegetation Contact | Aggregated | 2056 | 1.1167e-08 | 406.8993 | 4.5436e-06 | 2056 | Mitigation | 0.95 | 45 | 0 | esc | 0.00097009 | 1.0832e-11 | 0.00097009 | 1.0832e-11 | 0.0032972 | 5.8728e-11 | 0.0093087 | 5.2274e-08
[120 empty] | 7.3.3.17.5 (Remote Grid) Updates to grid topology to minimize risk of ignition in HFTDs Remote GridWLDFRVegetation ContactAggregated | WLDFR | HFTD - Distribution - Tier 2 - 5QU CoRE ¦ 5QU LoRE | Non-Red Flag Warning - Destructive Fires | Vegetation Contact | Aggregated | 2057 | 1.1167e-08 | 406.8993 | 4.5436e-06 | 2057 | Mitigation | 0.95 | 45 | 0 | esc | 0.00097009 | 1.0832e-11 | 0.00097009 | 1.0832e-11 | 0.0032972 | 5.8728e-11 | 0.0093087 | 5.2274e-08
[120 empty] | 7.3.3.17.5 (Remote Grid) Updates to grid topology to minimize risk of ignition in HFTDs Remote GridWLDFRVegetation ContactAggregated | WLDFR | HFTD - Distribution - Tier 2 - 5QU CoRE ¦ 5QU LoRE | Non-Red Flag Warning - Destructive Fires | Vegetation Contact | Aggregated | 2058 | 1.1167e-08 | 406.8993 | 4.5436e-06 | 2058 | Mitigation | 0.95 | 45 | 0 | esc | 0.00097009 | 1.0832e-11 | 0.00097009 | 1.0832e-11 | 0.0032972 | 5.8728e-11 | 0.0093087 | 5.2274e-08
[120 empty] | 7.3.3.17.5 (Remote Grid) Updates to grid topology to minimize risk of ignition in HFTDs Remote GridWLDFRVegetation ContactAggregated | WLDFR | HFTD - Distribution - Tier 2 - 5QU CoRE ¦ 5QU LoRE | Non-Red Flag Warning - Destructive Fires | Vegetation Contact | Aggregated | 2059 | 1.1167e-08 | 406.8993 | 4.5436e-06 | 2059 | Mitigation | 0.95 | 45 | 0 | esc | 0.00097009 | 1.0832e-11 | 0.00097009 | 1.0832e-11 | 0.0032972 | 5.8728e-11 | 0.0093087 | 5.2274e-08
[120 empty] | 7.3.3.17.5 (Remote Grid) Updates to grid topology to minimize risk of ignition in HFTDs Remote GridWLDFRVegetation ContactAggregated | WLDFR | HFTD - Distribution - Tier 2 - 5QU CoRE ¦ 5QU LoRE | Non-Red Flag Warning - Destructive Fires | Vegetation Contact | Aggregated | 2060 | 1.1167e-08 | 406.8993 | 4.5436e-06 | 2060 | Mitigation | 0.95 | 45 | 0 | esc | 0.00097009 | 1.0832e-11 | 0.00097009 | 1.0832e-11 | 0.0032972 | 5.8728e-11 | 0.0093087 | 5.2274e-08
[120 empty] | 7.3.3.17.5 (Remote Grid) Updates to grid topology to minimize risk of ignition in HFTDs Remote GridWLDFRVegetation ContactAggregated | WLDFR | HFTD - Distribution - Tier 2 - 5QU CoRE ¦ 5QU LoRE | Non-Red Flag Warning - Destructive Fires | Vegetation Contact | Aggregated | 2061 | 1.1167e-08 | 406.8993 | 4.5436e-06 | 2061 | Mitigation | 0.95 | 45 | 0 | esc | 0.00097009 | 1.0832e-11 | 0.00097009 | 1.0832e-11 | 0.0032972 | 5.8728e-11 | 0.0093087 | 5.2274e-08
[120 empty] | 7.3.3.17.5 (Remote Grid) Updates to grid topology to minimize risk of ignition in HFTDs Remote GridWLDFRVegetation ContactAggregated | WLDFR | HFTD - Distribution - Tier 2 - 5QU CoRE ¦ 5QU LoRE | Non-Red Flag Warning - Destructive Fires | Vegetation Contact | Aggregated | 2062 | 1.1167e-08 | 406.8993 | 4.5436e-06 | 2062 | Mitigation | 0.95 | 45 | 0 | esc | 0.00097009 | 1.0832e-11 | 0.00097009 | 1.0832e-11 | 0.0032972 | 5.8728e-11 | 0.0093087 | 5.2274e-08
[120 empty] | 7.3.3.17.5 (Remote Grid) Updates to grid topology to minimize risk of ignition in HFTDs Remote GridWLDFRVegetation ContactAggregated | WLDFR | HFTD - Distribution - Tier 2 - 5QU CoRE ¦ 5QU LoRE | Non-Red Flag Warning - Destructive Fires | Vegetation Contact | Aggregated | 2063 | 1.1167e-08 | 406.8993 | 4.5436e-06 | 2063 | Mitigation | 0.95 | 45 | 0 | esc | 0.00097009 | 1.0832e-11 | 0.00097009 | 1.0832e-11 | 0.0032972 | 5.8728e-11 | 0.0093087 | 5.2274e-08
[120 empty] | 7.3.3.17.5 (Remote Grid) Updates to grid topology to minimize risk of ignition in HFTDs Remote GridWLDFRVegetation ContactAggregated | WLDFR | HFTD - Distribution - Tier 2 - 5QU CoRE ¦ 5QU LoRE | Non-Red Flag Warning - Destructive Fires | Vegetation Contact | Aggregated | 2064 | 1.1167e-08 | 406.8993 | 4.5436e-06 | 2064 | Mitigation | 0.95 | 45 | 0 | esc | 0.00097009 | 1.0832e-11 | 0.00097009 | 1.0832e-11 | 0.0032972 | 5.8728e-11 | 0.0093087 | 5.2274e-08
[120 empty] | 7.3.3.17.5 (Remote Grid) Updates to grid topology to minimize risk of ignition in HFTDs Remote GridWLDFRVegetation ContactAggregated | WLDFR | HFTD - Distribution - Tier 2 - 5QU CoRE ¦ 5QU LoRE | Non-Red Flag Warning - Destructive Fires | Vegetation Contact | Aggregated | 2065 | 1.1167e-08 | 406.8993 | 4.5436e-06 | 2065 | Mitigation | 0.95 | 45 | 0 | esc | 0.00097009 | 1.0832e-11 | 0.00097009 | 1.0832e-11 | 0.0032972 | 5.8728e-11 | 0.0093087 | 5.2274e-08
[120 empty] | 7.3.3.17.5 (Remote Grid) Updates to grid topology to minimize risk of ignition in HFTDs Remote GridWLDFRVegetation ContactAggregated | WLDFR | HFTD - Distribution - Tier 2 - 5QU CoRE ¦ 5QU LoRE | Non-Red Flag Warning - Destructive Fires | Vegetation Contact | Aggregated | 2066 | 1.1167e-08 | 406.8993 | 4.5436e-06 | 2066 | Mitigation | 0.95 | 45 | 0 | esc | 0.00097009 | 1.0832e-11 | 0.00097009 | 1.0832e-11 | 0.0032972 | 5.8728e-11 | 0.0093087 | 5.2274e-08
[120 empty] | 7.3.3.17.5 (Remote Grid) Updates to grid topology to minimize risk of ignition in HFTDs Remote GridWLDFRVegetation ContactAggregated | WLDFR | HFTD - Distribution - Tier 2 - 5QU CoRE ¦ 5QU LoRE | Non-Red Flag Warning - Destructive Fires | Vegetation Contact | Aggregated | 2067 | 1.1167e-08 | 406.8993 | 4.5436e-06 | 2067 | Mitigation | 0.95 | 45 | 0 | esc | 0 | 0 | 0.00097009 | 1.0832e-11 | 0.0032972 | 5.8728e-11 | 0.0093087 | 5.2274e-08
[120 empty] | 7.3.3.17.5 (Remote Grid) Updates to grid topology to minimize risk of ignition in HFTDs Remote GridWLDFRWire-to-wire contactAggregated | WLDFR | HFTD - Distribution - Tier 2 - 5QU CoRE ¦ 5QU LoRE | Non-Red Flag Warning - Destructive Fires | Wire-to-wire contact | Aggregated | 2022 | 7.4821e-09 | 406.8993 | 3.0445e-06 | 2022 | Mitigation | 0.95 | 45 | 0 | esc | 0.00097009 | 7.2583e-12 | 0 | 0 | 0.0032972 | 5.8728e-11 | 0.0093087 | 5.2274e-08
[120 empty] | 7.3.3.17.5 (Remote Grid) Updates to grid topology to minimize risk of ignition in HFTDs Remote GridWLDFRWire-to-wire contactAggregated | WLDFR | HFTD - Distribution - Tier 2 - 5QU CoRE ¦ 5QU LoRE | Non-Red Flag Warning - Destructive Fires | Wire-to-wire contact | Aggregated | 2023 | 7.4821e-09 | 406.8993 | 3.0445e-06 | 2023 | Mitigation | 0.95 | 45 | 0 | esc | 0.00097009 | 7.2583e-12 | 0.00097009 | 7.2583e-12 | 0.0032972 | 5.8728e-11 | 0.0093087 | 5.2274e-08
[120 empty] | 7.3.3.17.5 (Remote Grid) Updates to grid topology to minimize risk of ignition in HFTDs Remote GridWLDFRWire-to-wire contactAggregated | WLDFR | HFTD - Distribution - Tier 2 - 5QU CoRE ¦ 5QU LoRE | Non-Red Flag Warning - Destructive Fires | Wire-to-wire contact | Aggregated | 2024 | 7.4821e-09 | 406.8993 | 3.0445e-06 | 2024 | Mitigation | 0.95 | 45 | 0 | esc | 0.00097009 | 7.2583e-12 | 0.00097009 | 7.2583e-12 | 0.0032972 | 5.8728e-11 | 0.0093087 | 5.2274e-08
[120 empty] | 7.3.3.17.5 (Remote Grid) Updates to grid topology to minimize risk of ignition in HFTDs Remote GridWLDFRWire-to-wire contactAggregated | WLDFR | HFTD - Distribution - Tier 2 - 5QU CoRE ¦ 5QU LoRE | Non-Red Flag Warning - Destructive Fires | Wire-to-wire contact | Aggregated | 2025 | 7.4821e-09 | 406.8993 | 3.0445e-06 | 2025 | Mitigation | 0.95 | 45 | 0 | esc | 0.00097009 | 7.2583e-12 | 0.00097009 | 7.2583e-12 | 0.0032972 | 5.8728e-11 | 0.0093087 | 5.2274e-08
[120 empty] | 7.3.3.17.5 (Remote Grid) Updates to grid topology to minimize risk of ignition in HFTDs Remote GridWLDFRWire-to-wire contactAggregated | WLDFR | HFTD - Distribution - Tier 2 - 5QU CoRE ¦ 5QU LoRE | Non-Red Flag Warning - Destructive Fires | Wire-to-wire contact | Aggregated | 2026 | 7.4821e-09 | 406.8993 | 3.0445e-06 | 2026 | Mitigation | 0.95 | 45 | 0 | esc | 0.00097009 | 7.2583e-12 | 0.00097009 | 7.2583e-12 | 0.0032972 | 5.8728e-11 | 0.0093087 | 5.2274e-08
[120 empty] | 7.3.3.17.5 (Remote Grid) Updates to grid topology to minimize risk of ignition in HFTDs Remote GridWLDFRWire-to-wire contactAggregated | WLDFR | HFTD - Distribution - Tier 2 - 5QU CoRE ¦ 5QU LoRE | Non-Red Flag Warning - Destructive Fires | Wire-to-wire contact | Aggregated | 2027 | 7.4821e-09 | 406.8993 | 3.0445e-06 | 2027 | Mitigation | 0.95 | 45 | 0 | esc | 0.00097009 | 7.2583e-12 | 0.00097009 | 7.2583e-12 | 0.0032972 | 5.8728e-11 | 0.0093087 | 5.2274e-08
[120 empty] | 7.3.3.17.5 (Remote Grid) Updates to grid topology to minimize risk of ignition in HFTDs Remote GridWLDFRWire-to-wire contactAggregated | WLDFR | HFTD - Distribution - Tier 2 - 5QU CoRE ¦ 5QU LoRE | Non-Red Flag Warning - Destructive Fires | Wire-to-wire contact | Aggregated | 2028 | 7.4821e-09 | 406.8993 | 3.0445e-06 | 2028 | Mitigation | 0.95 | 45 | 0 | esc | 0.00097009 | 7.2583e-12 | 0.00097009 | 7.2583e-12 | 0.0032972 | 5.8728e-11 | 0.0093087 | 5.2274e-08
[120 empty] | 7.3.3.17.5 (Remote Grid) Updates to grid topology to minimize risk of ignition in HFTDs Remote GridWLDFRWire-to-wire contactAggregated | WLDFR | HFTD - Distribution - Tier 2 - 5QU CoRE ¦ 5QU LoRE | Non-Red Flag Warning - Destructive Fires | Wire-to-wire contact | Aggregated | 2029 | 7.4821e-09 | 406.8993 | 3.0445e-06 | 2029 | Mitigation | 0.95 | 45 | 0 | esc | 0.00097009 | 7.2583e-12 | 0.00097009 | 7.2583e-12 | 0.0032972 | 5.8728e-11 | 0.0093087 | 5.2274e-08
[120 empty] | 7.3.3.17.5 (Remote Grid) Updates to grid topology to minimize risk of ignition in HFTDs Remote GridWLDFRWire-to-wire contactAggregated | WLDFR | HFTD - Distribution - Tier 2 - 5QU CoRE ¦ 5QU LoRE | Non-Red Flag Warning - Destructive Fires | Wire-to-wire contact | Aggregated | 2030 | 7.4821e-09 | 406.8993 | 3.0445e-06 | 2030 | Mitigation | 0.95 | 45 | 0 | esc | 0.00097009 | 7.2583e-12 | 0.00097009 | 7.2583e-12 | 0.0032972 | 5.8728e-11 | 0.0093087 | 5.2274e-08
[120 empty] | 7.3.3.17.5 (Remote Grid) Updates to grid topology to minimize risk of ignition in HFTDs Remote GridWLDFRWire-to-wire contactAggregated | WLDFR | HFTD - Distribution - Tier 2 - 5QU CoRE ¦ 5QU LoRE | Non-Red Flag Warning - Destructive Fires | Wire-to-wire contact | Aggregated | 2031 | 7.4821e-09 | 406.8993 | 3.0445e-06 | 2031 | Mitigation | 0.95 | 45 | 0 | esc | 0.00097009 | 7.2583e-12 | 0.00097009 | 7.2583e-12 | 0.0032972 | 5.8728e-11 | 0.0093087 | 5.2274e-08
[120 empty] | 7.3.3.17.5 (Remote Grid) Updates to grid topology to minimize risk of ignition in HFTDs Remote GridWLDFRWire-to-wire contactAggregated | WLDFR | HFTD - Distribution - Tier 2 - 5QU CoRE ¦ 5QU LoRE | Non-Red Flag Warning - Destructive Fires | Wire-to-wire contact | Aggregated | 2032 | 7.4821e-09 | 406.8993 | 3.0445e-06 | 2032 | Mitigation | 0.95 | 45 | 0 | esc | 0.00097009 | 7.2583e-12 | 0.00097009 | 7.2583e-12 | 0.0032972 | 5.8728e-11 | 0.0093087 | 5.2274e-08
[120 empty] | 7.3.3.17.5 (Remote Grid) Updates to grid topology to minimize risk of ignition in HFTDs Remote GridWLDFRWire-to-wire contactAggregated | WLDFR | HFTD - Distribution - Tier 2 - 5QU CoRE ¦ 5QU LoRE | Non-Red Flag Warning - Destructive Fires | Wire-to-wire contact | Aggregated | 2033 | 7.4821e-09 | 406.8993 | 3.0445e-06 | 2033 | Mitigation | 0.95 | 45 | 0 | esc | 0.00097009 | 7.2583e-12 | 0.00097009 | 7.2583e-12 | 0.0032972 | 5.8728e-11 | 0.0093087 | 5.2274e-08
[120 empty] | 7.3.3.17.5 (Remote Grid) Updates to grid topology to minimize risk of ignition in HFTDs Remote GridWLDFRWire-to-wire contactAggregated | WLDFR | HFTD - Distribution - Tier 2 - 5QU CoRE ¦ 5QU LoRE | Non-Red Flag Warning - Destructive Fires | Wire-to-wire contact | Aggregated | 2034 | 7.4821e-09 | 406.8993 | 3.0445e-06 | 2034 | Mitigation | 0.95 | 45 | 0 | esc | 0.00097009 | 7.2583e-12 | 0.00097009 | 7.2583e-12 | 0 | 0 | 0.0093087 | 5.2274e-08
[120 empty] | 7.3.3.17.5 (Remote Grid) Updates to grid topology to minimize risk of ignition in HFTDs Remote GridWLDFRWire-to-wire contactAggregated | WLDFR | HFTD - Distribution - Tier 2 - 5QU CoRE ¦ 5QU LoRE | Non-Red Flag Warning - Destructive Fires | Wire-to-wire contact | Aggregated | 2035 | 7.4821e-09 | 406.8993 | 3.0445e-06 | 2035 | Mitigation | 0.95 | 45 | 0 | esc | 0.00097009 | 7.2583e-12 | 0.00097009 | 7.2583e-12 | 0.0032972 | 1.4737e-10 | 0.0093087 | 5.2274e-08
[120 empty] | 7.3.3.17.5 (Remote Grid) Updates to grid topology to minimize risk of ignition in HFTDs Remote GridWLDFRWire-to-wire contactAggregated | WLDFR | HFTD - Distribution - Tier 2 - 5QU CoRE ¦ 5QU LoRE | Non-Red Flag Warning - Destructive Fires | Wire-to-wire contact | Aggregated | 2036 | 7.4821e-09 | 406.8993 | 3.0445e-06 | 2036 | Mitigation | 0.95 | 45 | 0 | esc | 0.00097009 | 7.2583e-12 | 0.00097009 | 7.2583e-12 | 0.0032972 | 1.4737e-10 | 0.0093087 | 5.2274e-08
[120 empty] | 7.3.3.17.5 (Remote Grid) Updates to grid topology to minimize risk of ignition in HFTDs Remote GridWLDFRWire-to-wire contactAggregated | WLDFR | HFTD - Distribution - Tier 2 - 5QU CoRE ¦ 5QU LoRE | Non-Red Flag Warning - Destructive Fires | Wire-to-wire contact | Aggregated | 2037 | 7.4821e-09 | 406.8993 | 3.0445e-06 | 2037 | Mitigation | 0.95 | 45 | 0 | esc | 0.00097009 | 7.2583e-12 | 0.00097009 | 7.2583e-12 | 0.0032972 | 1.4737e-10 | 0.0093087 | 5.2274e-08
[120 empty] | 7.3.3.17.5 (Remote Grid) Updates to grid topology to minimize risk of ignition in HFTDs Remote GridWLDFRWire-to-wire contactAggregated | WLDFR | HFTD - Distribution - Tier 2 - 5QU CoRE ¦ 5QU LoRE | Non-Red Flag Warning - Destructive Fires | Wire-to-wire contact | Aggregated | 2038 | 7.4821e-09 | 406.8993 | 3.0445e-06 | 2038 | Mitigation | 0.95 | 45 | 0 | esc | 0.00097009 | 7.2583e-12 | 0.00097009 | 7.2583e-12 | 0.0032972 | 1.4737e-10 | 0.0093087 | 5.2274e-08
[120 empty] | 7.3.3.17.5 (Remote Grid) Updates to grid topology to minimize risk of ignition in HFTDs Remote GridWLDFRWire-to-wire contactAggregated | WLDFR | HFTD - Distribution - Tier 2 - 5QU CoRE ¦ 5QU LoRE | Non-Red Flag Warning - Destructive Fires | Wire-to-wire contact | Aggregated | 2039 | 7.4821e-09 | 406.8993 | 3.0445e-06 | 2039 | Mitigation | 0.95 | 45 | 0 | esc | 0.00097009 | 7.2583e-12 | 0.00097009 | 7.2583e-12 | 0.0032972 | 1.4737e-10 | 0.0093087 | 5.2274e-08
[120 empty] | 7.3.3.17.5 (Remote Grid) Updates to grid topology to minimize risk of ignition in HFTDs Remote GridWLDFRWire-to-wire contactAggregated | WLDFR | HFTD - Distribution - Tier 2 - 5QU CoRE ¦ 5QU LoRE | Non-Red Flag Warning - Destructive Fires | Wire-to-wire contact | Aggregated | 2040 | 7.4821e-09 | 406.8993 | 3.0445e-06 | 2040 | Mitigation | 0.95 | 45 | 0 | esc | 0.00097009 | 7.2583e-12 | 0.00097009 | 7.2583e-12 | 0.0032972 | 1.4737e-10 | 0 | 0
[120 empty] | 7.3.3.17.5 (Remote Grid) Updates to grid topology to minimize risk of ignition in HFTDs Remote GridWLDFRWire-to-wire contactAggregated | WLDFR | HFTD - Distribution - Tier 2 - 5QU CoRE ¦ 5QU LoRE | Non-Red Flag Warning - Destructive Fires | Wire-to-wire contact | Aggregated | 2041 | 7.4821e-09 | 406.8993 | 3.0445e-06 | 2041 | Mitigation | 0.95 | 45 | 0 | esc | 0.00097009 | 7.2583e-12 | 0.00097009 | 7.2583e-12 | 0.0032972 | 1.4737e-10 | 0 | 0
[120 empty] | 7.3.3.17.5 (Remote Grid) Updates to grid topology to minimize risk of ignition in HFTDs Remote GridWLDFRWire-to-wire contactAggregated | WLDFR | HFTD - Distribution - Tier 2 - 5QU CoRE ¦ 5QU LoRE | Non-Red Flag Warning - Destructive Fires | Wire-to-wire contact | Aggregated | 2042 | 7.4821e-09 | 406.8993 | 3.0445e-06 | 2042 | Mitigation | 0.95 | 45 | 0 | esc | 0.00097009 | 7.2583e-12 | 0.00097009 | 7.2583e-12 | 0.0032972 | 1.4737e-10 | 0.0083522 | 9.8438e-09
[120 empty] | 7.3.3.17.5 (Remote Grid) Updates to grid topology to minimize risk of ignition in HFTDs Remote GridWLDFRWire-to-wire contactAggregated | WLDFR | HFTD - Distribution - Tier 2 - 5QU CoRE ¦ 5QU LoRE | Non-Red Flag Warning - Destructive Fires | Wire-to-wire contact | Aggregated | 2043 | 7.4821e-09 | 406.8993 | 3.0445e-06 | 2043 | Mitigation | 0.95 | 45 | 0 | esc | 0.00097009 | 7.2583e-12 | 0.00097009 | 7.2583e-12 | 0.0032972 | 1.4737e-10 | 0.0083522 | 9.8438e-09
[120 empty] | 7.3.3.17.5 (Remote Grid) Updates to grid topology to minimize risk of ignition in HFTDs Remote GridWLDFRWire-to-wire contactAggregated | WLDFR | HFTD - Distribution - Tier 2 - 5QU CoRE ¦ 5QU LoRE | Non-Red Flag Warning - Destructive Fires | Wire-to-wire contact | Aggregated | 2044 | 7.4821e-09 | 406.8993 | 3.0445e-06 | 2044 | Mitigation | 0.95 | 45 | 0 | esc | 0.00097009 | 7.2583e-12 | 0.00097009 | 7.2583e-12 | 0.0032972 | 1.4737e-10 | 0.0083522 | 9.8438e-09
[120 empty] | 7.3.3.17.5 (Remote Grid) Updates to grid topology to minimize risk of ignition in HFTDs Remote GridWLDFRWire-to-wire contactAggregated | WLDFR | HFTD - Distribution - Tier 2 - 5QU CoRE ¦ 5QU LoRE | Non-Red Flag Warning - Destructive Fires | Wire-to-wire contact | Aggregated | 2045 | 7.4821e-09 | 406.8993 | 3.0445e-06 | 2045 | Mitigation | 0.95 | 45 | 0 | esc | 0.00097009 | 7.2583e-12 | 0.00097009 | 7.2583e-12 | 0.0032972 | 1.4737e-10 | 0.0083522 | 9.8438e-09
[120 empty] | 7.3.3.17.5 (Remote Grid) Updates to grid topology to minimize risk of ignition in HFTDs Remote GridWLDFRWire-to-wire contactAggregated | WLDFR | HFTD - Distribution - Tier 2 - 5QU CoRE ¦ 5QU LoRE | Non-Red Flag Warning - Destructive Fires | Wire-to-wire contact | Aggregated | 2046 | 7.4821e-09 | 406.8993 | 3.0445e-06 | 2046 | Mitigation | 0.95 | 45 | 0 | esc | 0.00097009 | 7.2583e-12 | 0.00097009 | 7.2583e-12 | 0.0032972 | 1.4737e-10 | 0.0083522 | 9.8438e-09
[120 empty] | 7.3.3.17.5 (Remote Grid) Updates to grid topology to minimize risk of ignition in HFTDs Remote GridWLDFRWire-to-wire contactAggregated | WLDFR | HFTD - Distribution - Tier 2 - 5QU CoRE ¦ 5QU LoRE | Non-Red Flag Warning - Destructive Fires | Wire-to-wire contact | Aggregated | 2047 | 7.4821e-09 | 406.8993 | 3.0445e-06 | 2047 | Mitigation | 0.95 | 45 | 0 | esc | 0.00097009 | 7.2583e-12 | 0.00097009 | 7.2583e-12 | 0.0032972 | 1.4737e-10 | 0.0083522 | 9.8438e-09
[120 empty] | 7.3.3.17.5 (Remote Grid) Updates to grid topology to minimize risk of ignition in HFTDs Remote GridWLDFRWire-to-wire contactAggregated | WLDFR | HFTD - Distribution - Tier 2 - 5QU CoRE ¦ 5QU LoRE | Non-Red Flag Warning - Destructive Fires | Wire-to-wire contact | Aggregated | 2048 | 7.4821e-09 | 406.8993 | 3.0445e-06 | 2048 | Mitigation | 0.95 | 45 | 0 | esc | 0.00097009 | 7.2583e-12 | 0.00097009 | 7.2583e-12 | 0.0032972 | 1.4737e-10 | 0.0083522 | 9.8438e-09
[120 empty] | 7.3.3.17.5 (Remote Grid) Updates to grid topology to minimize risk of ignition in HFTDs Remote GridWLDFRWire-to-wire contactAggregated | WLDFR | HFTD - Distribution - Tier 2 - 5QU CoRE ¦ 5QU LoRE | Non-Red Flag Warning - Destructive Fires | Wire-to-wire contact | Aggregated | 2049 | 7.4821e-09 | 406.8993 | 3.0445e-06 | 2049 | Mitigation | 0.95 | 45 | 0 | esc | 0.00097009 | 7.2583e-12 | 0.00097009 | 7.2583e-12 | 0.0032972 | 1.4737e-10 | 0.0083522 | 9.8438e-09
[120 empty] | 7.3.3.17.5 (Remote Grid) Updates to grid topology to minimize risk of ignition in HFTDs Remote GridWLDFRWire-to-wire contactAggregated | WLDFR | HFTD - Distribution - Tier 2 - 5QU CoRE ¦ 5QU LoRE | Non-Red Flag Warning - Destructive Fires | Wire-to-wire contact | Aggregated | 2050 | 7.4821e-09 | 406.8993 | 3.0445e-06 | 2050 | Mitigation | 0.95 | 45 | 0 | esc | 0.00097009 | 7.2583e-12 | 0.00097009 | 7.2583e-12 | 0.0032972 | 1.4737e-10 | 0.0083522 | 9.8438e-09
[120 empty] | 7.3.3.17.5 (Remote Grid) Updates to grid topology to minimize risk of ignition in HFTDs Remote GridWLDFRWire-to-wire contactAggregated | WLDFR | HFTD - Distribution - Tier 2 - 5QU CoRE ¦ 5QU LoRE | Non-Red Flag Warning - Destructive Fires | Wire-to-wire contact | Aggregated | 2051 | 7.4821e-09 | 406.8993 | 3.0445e-06 | 2051 | Mitigation | 0.95 | 45 | 0 | esc | 0.00097009 | 7.2583e-12 | 0.00097009 | 7.2583e-12 | 0.0032972 | 1.4737e-10 | 0.0083522 | 9.8438e-09
[120 empty] | 7.3.3.17.5 (Remote Grid) Updates to grid topology to minimize risk of ignition in HFTDs Remote GridWLDFRWire-to-wire contactAggregated | WLDFR | HFTD - Distribution - Tier 2 - 5QU CoRE ¦ 5QU LoRE | Non-Red Flag Warning - Destructive Fires | Wire-to-wire contact | Aggregated | 2052 | 7.4821e-09 | 406.8993 | 3.0445e-06 | 2052 | Mitigation | 0.95 | 45 | 0 | esc | 0.00097009 | 7.2583e-12 | 0.00097009 | 7.2583e-12 | 0.0032972 | 1.4737e-10 | 0.0083522 | 9.8438e-09
[120 empty] | 7.3.3.17.5 (Remote Grid) Updates to grid topology to minimize risk of ignition in HFTDs Remote GridWLDFRWire-to-wire contactAggregated | WLDFR | HFTD - Distribution - Tier 2 - 5QU CoRE ¦ 5QU LoRE | Non-Red Flag Warning - Destructive Fires | Wire-to-wire contact | Aggregated | 2053 | 7.4821e-09 | 406.8993 | 3.0445e-06 | 2053 | Mitigation | 0.95 | 45 | 0 | esc | 0.00097009 | 7.2583e-12 | 0.00097009 | 7.2583e-12 | 0.0032972 | 1.4737e-10 | 0.0083522 | 9.8438e-09
[120 empty] | 7.3.3.17.5 (Remote Grid) Updates to grid topology to minimize risk of ignition in HFTDs Remote GridWLDFRWire-to-wire contactAggregated | WLDFR | HFTD - Distribution - Tier 2 - 5QU CoRE ¦ 5QU LoRE | Non-Red Flag Warning - Destructive Fires | Wire-to-wire contact | Aggregated | 2054 | 7.4821e-09 | 406.8993 | 3.0445e-06 | 2054 | Mitigation | 0.95 | 45 | 0 | esc | 0.00097009 | 7.2583e-12 | 0.00097009 | 7.2583e-12 | 0.0032972 | 1.4737e-10 | 0.0083522 | 9.8438e-09
[120 empty] | 7.3.3.17.5 (Remote Grid) Updates to grid topology to minimize risk of ignition in HFTDs Remote GridWLDFRWire-to-wire contactAggregated | WLDFR | HFTD - Distribution - Tier 2 - 5QU CoRE ¦ 5QU LoRE | Non-Red Flag Warning - Destructive Fires | Wire-to-wire contact | Aggregated | 2055 | 7.4821e-09 | 406.8993 | 3.0445e-06 | 2055 | Mitigation | 0.95 | 45 | 0 | esc | 0.00097009 | 7.2583e-12 | 0.00097009 | 7.2583e-12 | 0.0032972 | 1.4737e-10 | 0.0083522 | 9.8438e-09
[120 empty] | 7.3.3.17.5 (Remote Grid) Updates to grid topology to minimize risk of ignition in HFTDs Remote GridWLDFRWire-to-wire contactAggregated | WLDFR | HFTD - Distribution - Tier 2 - 5QU CoRE ¦ 5QU LoRE | Non-Red Flag Warning - Destructive Fires | Wire-to-wire contact | Aggregated | 2056 | 7.4821e-09 | 406.8993 | 3.0445e-06 | 2056 | Mitigation | 0.95 | 45 | 0 | esc | 0.00097009 | 7.2583e-12 | 0.00097009 | 7.2583e-12 | 0.0032972 | 1.4737e-10 | 0.0083522 | 9.8438e-09
[120 empty] | 7.3.3.17.5 (Remote Grid) Updates to grid topology to minimize risk of ignition in HFTDs Remote GridWLDFRWire-to-wire contactAggregated | WLDFR | HFTD - Distribution - Tier 2 - 5QU CoRE ¦ 5QU LoRE | Non-Red Flag Warning - Destructive Fires | Wire-to-wire contact | Aggregated | 2057 | 7.4821e-09 | 406.8993 | 3.0445e-06 | 2057 | Mitigation | 0.95 | 45 | 0 | esc | 0.00097009 | 7.2583e-12 | 0.00097009 | 7.2583e-12 | 0.0032972 | 1.4737e-10 | 0.0083522 | 9.8438e-09
[120 empty] | 7.3.3.17.5 (Remote Grid) Updates to grid topology to minimize risk of ignition in HFTDs Remote GridWLDFRWire-to-wire contactAggregated | WLDFR | HFTD - Distribution - Tier 2 - 5QU CoRE ¦ 5QU LoRE | Non-Red Flag Warning - Destructive Fires | Wire-to-wire contact | Aggregated | 2058 | 7.4821e-09 | 406.8993 | 3.0445e-06 | 2058 | Mitigation | 0.95 | 45 | 0 | esc | 0.00097009 | 7.2583e-12 | 0.00097009 | 7.2583e-12 | 0.0032972 | 1.4737e-10 | 0.0083522 | 9.8438e-09
[120 empty] | 7.3.3.17.5 (Remote Grid) Updates to grid topology to minimize risk of ignition in HFTDs Remote GridWLDFRWire-to-wire contactAggregated | WLDFR | HFTD - Distribution - Tier 2 - 5QU CoRE ¦ 5QU LoRE | Non-Red Flag Warning - Destructive Fires | Wire-to-wire contact | Aggregated | 2059 | 7.4821e-09 | 406.8993 | 3.0445e-06 | 2059 | Mitigation | 0.95 | 45 | 0 | esc | 0.00097009 | 7.2583e-12 | 0.00097009 | 7.2583e-12 | 0.0032972 | 1.4737e-10 | 0.0083522 | 9.8438e-09
[120 empty] | 7.3.3.17.5 (Remote Grid) Updates to grid topology to minimize risk of ignition in HFTDs Remote GridWLDFRWire-to-wire contactAggregated | WLDFR | HFTD - Distribution - Tier 2 - 5QU CoRE ¦ 5QU LoRE | Non-Red Flag Warning - Destructive Fires | Wire-to-wire contact | Aggregated | 2060 | 7.4821e-09 | 406.8993 | 3.0445e-06 | 2060 | Mitigation | 0.95 | 45 | 0 | esc | 0.00097009 | 7.2583e-12 | 0.00097009 | 7.2583e-12 | 0.0032972 | 1.4737e-10 | 0.0083522 | 9.8438e-09
[120 empty] | 7.3.3.17.5 (Remote Grid) Updates to grid topology to minimize risk of ignition in HFTDs Remote GridWLDFRWire-to-wire contactAggregated | WLDFR | HFTD - Distribution - Tier 2 - 5QU CoRE ¦ 5QU LoRE | Non-Red Flag Warning - Destructive Fires | Wire-to-wire contact | Aggregated | 2061 | 7.4821e-09 | 406.8993 | 3.0445e-06 | 2061 | Mitigation | 0.95 | 45 | 0 | esc | 0.00097009 | 7.2583e-12 | 0.00097009 | 7.2583e-12 | 0.0032972 | 1.4737e-10 | 0.0083522 | 9.8438e-09
[120 empty] | 7.3.3.17.5 (Remote Grid) Updates to grid topology to minimize risk of ignition in HFTDs Remote GridWLDFRWire-to-wire contactAggregated | WLDFR | HFTD - Distribution - Tier 2 - 5QU CoRE ¦ 5QU LoRE | Non-Red Flag Warning - Destructive Fires | Wire-to-wire contact | Aggregated | 2062 | 7.4821e-09 | 406.8993 | 3.0445e-06 | 2062 | Mitigation | 0.95 | 45 | 0 | esc | 0.00097009 | 7.2583e-12 | 0.00097009 | 7.2583e-12 | 0.0032972 | 1.4737e-10 | 0.0083522 | 9.8438e-09
[120 empty] | 7.3.3.17.5 (Remote Grid) Updates to grid topology to minimize risk of ignition in HFTDs Remote GridWLDFRWire-to-wire contactAggregated | WLDFR | HFTD - Distribution - Tier 2 - 5QU CoRE ¦ 5QU LoRE | Non-Red Flag Warning - Destructive Fires | Wire-to-wire contact | Aggregated | 2063 | 7.4821e-09 | 406.8993 | 3.0445e-06 | 2063 | Mitigation | 0.95 | 45 | 0 | esc | 0.00097009 | 7.2583e-12 | 0.00097009 | 7.2583e-12 | 0.0032972 | 1.4737e-10 | 0.0083522 | 9.8438e-09
[120 empty] | 7.3.3.17.5 (Remote Grid) Updates to grid topology to minimize risk of ignition in HFTDs Remote GridWLDFRWire-to-wire contactAggregated | WLDFR | HFTD - Distribution - Tier 2 - 5QU CoRE ¦ 5QU LoRE | Non-Red Flag Warning - Destructive Fires | Wire-to-wire contact | Aggregated | 2064 | 7.4821e-09 | 406.8993 | 3.0445e-06 | 2064 | Mitigation | 0.95 | 45 | 0 | esc | 0.00097009 | 7.2583e-12 | 0.00097009 | 7.2583e-12 | 0.0032972 | 1.4737e-10 | 0.0083522 | 9.8438e-09
[120 empty] | 7.3.3.17.5 (Remote Grid) Updates to grid topology to minimize risk of ignition in HFTDs Remote GridWLDFRWire-to-wire contactAggregated | WLDFR | HFTD - Distribution - Tier 2 - 5QU CoRE ¦ 5QU LoRE | Non-Red Flag Warning - Destructive Fires | Wire-to-wire contact | Aggregated | 2065 | 7.4821e-09 | 406.8993 | 3.0445e-06 | 2065 | Mitigation | 0.95 | 45 | 0 | esc | 0.00097009 | 7.2583e-12 | 0.00097009 | 7.2583e-12 | 0.0032972 | 1.4737e-10 | 0.0083522 | 9.8438e-09
[120 empty] | 7.3.3.17.5 (Remote Grid) Updates to grid topology to minimize risk of ignition in HFTDs Remote GridWLDFRWire-to-wire contactAggregated | WLDFR | HFTD - Distribution - Tier 2 - 5QU CoRE ¦ 5QU LoRE | Non-Red Flag Warning - Destructive Fires | Wire-to-wire contact | Aggregated | 2066 | 7.4821e-09 | 406.8993 | 3.0445e-06 | 2066 | Mitigation | 0.95 | 45 | 0 | esc | 0.00097009 | 7.2583e-12 | 0.00097009 | 7.2583e-12 | 0.0032972 | 1.4737e-10 | 0.0083522 | 9.8438e-09
[120 empty] | 7.3.3.17.5 (Remote Grid) Updates to grid topology to minimize risk of ignition in HFTDs Remote GridWLDFRWire-to-wire contactAggregated | WLDFR | HFTD - Distribution - Tier 2 - 5QU CoRE ¦ 5QU LoRE | Non-Red Flag Warning - Destructive Fires | Wire-to-wire contact | Aggregated | 2067 | 7.4821e-09 | 406.8993 | 3.0445e-06 | 2067 | Mitigation | 0.95 | 45 | 0 | esc | 0 | 0 | 0.00097009 | 7.2583e-12 | 0.0032972 | 1.4737e-10 | 0.0083522 | 9.8438e-09
[120 empty] | 7.3.3.17.5 (Remote Grid) Updates to grid topology to minimize risk of ignition in HFTDs Remote GridWLDFRContact from objectAggregated | WLDFR | HFTD - Distribution - Tier 2 - 5QU CoRE ¦ 5QU LoRE | Non-Red Flag Warning - Large Fires | Contact from object | Aggregated | 2022 | 1.7899e-06 | 406.8993 | 0.00072832 | 2022 | Mitigation | 0.95 | 45 | 0 | esc | 0.00097009 | 1.7364e-09 | 0 | 0 | 0.0032972 | 1.4737e-10 | 0.0083522 | 9.8438e-09
[120 empty] | 7.3.3.17.5 (Remote Grid) Updates to grid topology to minimize risk of ignition in HFTDs Remote GridWLDFRContact from objectAggregated | WLDFR | HFTD - Distribution - Tier 2 - 5QU CoRE ¦ 5QU LoRE | Non-Red Flag Warning - Large Fires | Contact from object | Aggregated | 2023 | 1.7899e-06 | 406.8993 | 0.00072832 | 2023 | Mitigation | 0.95 | 45 | 0 | esc | 0.00097009 | 1.7364e-09 | 0.00097009 | 1.7364e-09 | 0.0032972 | 1.4737e-10 | 0.0083522 | 9.8438e-09
[120 empty] | 7.3.3.17.5 (Remote Grid) Updates to grid topology to minimize risk of ignition in HFTDs Remote GridWLDFRContact from objectAggregated | WLDFR | HFTD - Distribution - Tier 2 - 5QU CoRE ¦ 5QU LoRE | Non-Red Flag Warning - Large Fires | Contact from object | Aggregated | 2024 | 1.7899e-06 | 406.8993 | 0.00072832 | 2024 | Mitigation | 0.95 | 45 | 0 | esc | 0.00097009 | 1.7364e-09 | 0.00097009 | 1.7364e-09 | 0.0032972 | 1.4737e-10 | 0.0083522 | 9.8438e-09
[120 empty] | 7.3.3.17.5 (Remote Grid) Updates to grid topology to minimize risk of ignition in HFTDs Remote GridWLDFRContact from objectAggregated | WLDFR | HFTD - Distribution - Tier 2 - 5QU CoRE ¦ 5QU LoRE | Non-Red Flag Warning - Large Fires | Contact from object | Aggregated | 2025 | 1.7899e-06 | 406.8993 | 0.00072832 | 2025 | Mitigation | 0.95 | 45 | 0 | esc | 0.00097009 | 1.7364e-09 | 0.00097009 | 1.7364e-09 | 0.0032972 | 1.4737e-10 | 0.0083522 | 9.8438e-09
[120 empty] | 7.3.3.17.5 (Remote Grid) Updates to grid topology to minimize risk of ignition in HFTDs Remote GridWLDFRContact from objectAggregated | WLDFR | HFTD - Distribution - Tier 2 - 5QU CoRE ¦ 5QU LoRE | Non-Red Flag Warning - Large Fires | Contact from object | Aggregated | 2026 | 1.7899e-06 | 406.8993 | 0.00072832 | 2026 | Mitigation | 0.95 | 45 | 0 | esc | 0.00097009 | 1.7364e-09 | 0.00097009 | 1.7364e-09 | 0.0032972 | 1.4737e-10 | 0 | 0
[120 empty] | 7.3.3.17.5 (Remote Grid) Updates to grid topology to minimize risk of ignition in HFTDs Remote GridWLDFRContact from objectAggregated | WLDFR | HFTD - Distribution - Tier 2 - 5QU CoRE ¦ 5QU LoRE | Non-Red Flag Warning - Large Fires | Contact from object | Aggregated | 2027 | 1.7899e-06 | 406.8993 | 0.00072832 | 2027 | Mitigation | 0.95 | 45 | 0 | esc | 0.00097009 | 1.7364e-09 | 0.00097009 | 1.7364e-09 | 0.0032972 | 1.4737e-10 | 0 | 0
[120 empty] | 7.3.3.17.5 (Remote Grid) Updates to grid topology to minimize risk of ignition in HFTDs Remote GridWLDFRContact from objectAggregated | WLDFR | HFTD - Distribution - Tier 2 - 5QU CoRE ¦ 5QU LoRE | Non-Red Flag Warning - Large Fires | Contact from object | Aggregated | 2028 | 1.7899e-06 | 406.8993 | 0.00072832 | 2028 | Mitigation | 0.95 | 45 | 0 | esc | 0.00097009 | 1.7364e-09 | 0.00097009 | 1.7364e-09 | 0.0032972 | 1.4737e-10 | 0.0092336 | 9.4195e-10
[120 empty] | 7.3.3.17.5 (Remote Grid) Updates to grid topology to minimize risk of ignition in HFTDs Remote GridWLDFRContact from objectAggregated | WLDFR | HFTD - Distribution - Tier 2 - 5QU CoRE ¦ 5QU LoRE | Non-Red Flag Warning - Large Fires | Contact from object | Aggregated | 2029 | 1.7899e-06 | 406.8993 | 0.00072832 | 2029 | Mitigation | 0.95 | 45 | 0 | esc | 0.00097009 | 1.7364e-09 | 0.00097009 | 1.7364e-09 | 0.0032972 | 1.4737e-10 | 0.0092336 | 9.4195e-10
[120 empty] | 7.3.3.17.5 (Remote Grid) Updates to grid topology to minimize risk of ignition in HFTDs Remote GridWLDFRContact from objectAggregated | WLDFR | HFTD - Distribution - Tier 2 - 5QU CoRE ¦ 5QU LoRE | Non-Red Flag Warning - Large Fires | Contact from object | Aggregated | 2030 | 1.7899e-06 | 406.8993 | 0.00072832 | 2030 | Mitigation | 0.95 | 45 | 0 | esc | 0.00097009 | 1.7364e-09 | 0.00097009 | 1.7364e-09 | 0.0032972 | 1.4737e-10 | 0.0092336 | 9.4195e-10
[120 empty] | 7.3.3.17.5 (Remote Grid) Updates to grid topology to minimize risk of ignition in HFTDs Remote GridWLDFRContact from objectAggregated | WLDFR | HFTD - Distribution - Tier 2 - 5QU CoRE ¦ 5QU LoRE | Non-Red Flag Warning - Large Fires | Contact from object | Aggregated | 2031 | 1.7899e-06 | 406.8993 | 0.00072832 | 2031 | Mitigation | 0.95 | 45 | 0 | esc | 0.00097009 | 1.7364e-09 | 0.00097009 | 1.7364e-09 | 0.0032972 | 1.4737e-10 | 0.0092336 | 9.4195e-10
[120 empty] | 7.3.3.17.5 (Remote Grid) Updates to grid topology to minimize risk of ignition in HFTDs Remote GridWLDFRContact from objectAggregated | WLDFR | HFTD - Distribution - Tier 2 - 5QU CoRE ¦ 5QU LoRE | Non-Red Flag Warning - Large Fires | Contact from object | Aggregated | 2032 | 1.7899e-06 | 406.8993 | 0.00072832 | 2032 | Mitigation | 0.95 | 45 | 0 | esc | 0.00097009 | 1.7364e-09 | 0.00097009 | 1.7364e-09 | 0.0032972 | 1.4737e-10 | 0.0092336 | 9.4195e-10
[120 empty] | 7.3.3.17.5 (Remote Grid) Updates to grid topology to minimize risk of ignition in HFTDs Remote GridWLDFRContact from objectAggregated | WLDFR | HFTD - Distribution - Tier 2 - 5QU CoRE ¦ 5QU LoRE | Non-Red Flag Warning - Large Fires | Contact from object | Aggregated | 2033 | 1.7899e-06 | 406.8993 | 0.00072832 | 2033 | Mitigation | 0.95 | 45 | 0 | esc | 0.00097009 | 1.7364e-09 | 0.00097009 | 1.7364e-09 | 0.0032972 | 1.4737e-10 | 0.0092336 | 9.4195e-10
[120 empty] | 7.3.3.17.5 (Remote Grid) Updates to grid topology to minimize risk of ignition in HFTDs Remote GridWLDFRContact from objectAggregated | WLDFR | HFTD - Distribution - Tier 2 - 5QU CoRE ¦ 5QU LoRE | Non-Red Flag Warning - Large Fires | Contact from object | Aggregated | 2034 | 1.7899e-06 | 406.8993 | 0.00072832 | 2034 | Mitigation | 0.95 | 45 | 0 | esc | 0.00097009 | 1.7364e-09 | 0.00097009 | 1.7364e-09 | 0.0032972 | 1.4737e-10 | 0.0092336 | 9.4195e-10
[120 empty] | 7.3.3.17.5 (Remote Grid) Updates to grid topology to minimize risk of ignition in HFTDs Remote GridWLDFRContact from objectAggregated | WLDFR | HFTD - Distribution - Tier 2 - 5QU CoRE ¦ 5QU LoRE | Non-Red Flag Warning - Large Fires | Contact from object | Aggregated | 2035 | 1.7899e-06 | 406.8993 | 0.00072832 | 2035 | Mitigation | 0.95 | 45 | 0 | esc | 0.00097009 | 1.7364e-09 | 0.00097009 | 1.7364e-09 | 0.0032972 | 1.4737e-10 | 0.0092336 | 9.4195e-10
[120 empty] | 7.3.3.17.5 (Remote Grid) Updates to grid topology to minimize risk of ignition in HFTDs Remote GridWLDFRContact from objectAggregated | WLDFR | HFTD - Distribution - Tier 2 - 5QU CoRE ¦ 5QU LoRE | Non-Red Flag Warning - Large Fires | Contact from object | Aggregated | 2036 | 1.7899e-06 | 406.8993 | 0.00072832 | 2036 | Mitigation | 0.95 | 45 | 0 | esc | 0.00097009 | 1.7364e-09 | 0.00097009 | 1.7364e-09 | 0.0032972 | 1.4737e-10 | 0.0092336 | 9.4195e-10
[120 empty] | 7.3.3.17.5 (Remote Grid) Updates to grid topology to minimize risk of ignition in HFTDs Remote GridWLDFRContact from objectAggregated | WLDFR | HFTD - Distribution - Tier 2 - 5QU CoRE ¦ 5QU LoRE | Non-Red Flag Warning - Large Fires | Contact from object | Aggregated | 2037 | 1.7899e-06 | 406.8993 | 0.00072832 | 2037 | Mitigation | 0.95 | 45 | 0 | esc | 0.00097009 | 1.7364e-09 | 0.00097009 | 1.7364e-09 | 0.0032972 | 1.4737e-10 | 0.0092336 | 9.4195e-10
[120 empty] | 7.3.3.17.5 (Remote Grid) Updates to grid topology to minimize risk of ignition in HFTDs Remote GridWLDFRContact from objectAggregated | WLDFR | HFTD - Distribution - Tier 2 - 5QU CoRE ¦ 5QU LoRE | Non-Red Flag Warning - Large Fires | Contact from object | Aggregated | 2038 | 1.7899e-06 | 406.8993 | 0.00072832 | 2038 | Mitigation | 0.95 | 45 | 0 | esc | 0.00097009 | 1.7364e-09 | 0.00097009 | 1.7364e-09 | 0 | 0 | 0.0092336 | 9.4195e-10
[120 empty] | 7.3.3.17.5 (Remote Grid) Updates to grid topology to minimize risk of ignition in HFTDs Remote GridWLDFRContact from objectAggregated | WLDFR | HFTD - Distribution - Tier 2 - 5QU CoRE ¦ 5QU LoRE | Non-Red Flag Warning - Large Fires | Contact from object | Aggregated | 2039 | 1.7899e-06 | 406.8993 | 0.00072832 | 2039 | Mitigation | 0.95 | 45 | 0 | esc | 0.00097009 | 1.7364e-09 | 0.00097009 | 1.7364e-09 | 0.0032972 | 4.9763e-10 | 0.0092336 | 9.4195e-10
[120 empty] | 7.3.3.17.5 (Remote Grid) Updates to grid topology to minimize risk of ignition in HFTDs Remote GridWLDFRContact from objectAggregated | WLDFR | HFTD - Distribution - Tier 2 - 5QU CoRE ¦ 5QU LoRE | Non-Red Flag Warning - Large Fires | Contact from object | Aggregated | 2040 | 1.7899e-06 | 406.8993 | 0.00072832 | 2040 | Mitigation | 0.95 | 45 | 0 | esc | 0.00097009 | 1.7364e-09 | 0.00097009 | 1.7364e-09 | 0.0032972 | 4.9763e-10 | 0.0092336 | 9.4195e-10
[120 empty] | 7.3.3.17.5 (Remote Grid) Updates to grid topology to minimize risk of ignition in HFTDs Remote GridWLDFRContact from objectAggregated | WLDFR | HFTD - Distribution - Tier 2 - 5QU CoRE ¦ 5QU LoRE | Non-Red Flag Warning - Large Fires | Contact from object | Aggregated | 2041 | 1.7899e-06 | 406.8993 | 0.00072832 | 2041 | Mitigation | 0.95 | 45 | 0 | esc | 0.00097009 | 1.7364e-09 | 0.00097009 | 1.7364e-09 | 0.0032972 | 4.9763e-10 | 0.0092336 | 9.4195e-10
[120 empty] | 7.3.3.17.5 (Remote Grid) Updates to grid topology to minimize risk of ignition in HFTDs Remote GridWLDFRContact from objectAggregated | WLDFR | HFTD - Distribution - Tier 2 - 5QU CoRE ¦ 5QU LoRE | Non-Red Flag Warning - Large Fires | Contact from object | Aggregated | 2042 | 1.7899e-06 | 406.8993 | 0.00072832 | 2042 | Mitigation | 0.95 | 45 | 0 | esc | 0.00097009 | 1.7364e-09 | 0.00097009 | 1.7364e-09 | 0.0032972 | 4.9763e-10 | 0.0092336 | 9.4195e-10
[120 empty] | 7.3.3.17.5 (Remote Grid) Updates to grid topology to minimize risk of ignition in HFTDs Remote GridWLDFRContact from objectAggregated | WLDFR | HFTD - Distribution - Tier 2 - 5QU CoRE ¦ 5QU LoRE | Non-Red Flag Warning - Large Fires | Contact from object | Aggregated | 2043 | 1.7899e-06 | 406.8993 | 0.00072832 | 2043 | Mitigation | 0.95 | 45 | 0 | esc | 0.00097009 | 1.7364e-09 | 0.00097009 | 1.7364e-09 | 0.0032972 | 4.9763e-10 | 0.0092336 | 9.4195e-10
[120 empty] | 7.3.3.17.5 (Remote Grid) Updates to grid topology to minimize risk of ignition in HFTDs Remote GridWLDFRContact from objectAggregated | WLDFR | HFTD - Distribution - Tier 2 - 5QU CoRE ¦ 5QU LoRE | Non-Red Flag Warning - Large Fires | Contact from object | Aggregated | 2044 | 1.7899e-06 | 406.8993 | 0.00072832 | 2044 | Mitigation | 0.95 | 45 | 0 | esc | 0.00097009 | 1.7364e-09 | 0.00097009 | 1.7364e-09 | 0.0032972 | 4.9763e-10 | 0.0092336 | 9.4195e-10
[120 empty] | 7.3.3.17.5 (Remote Grid) Updates to grid topology to minimize risk of ignition in HFTDs Remote GridWLDFRContact from objectAggregated | WLDFR | HFTD - Distribution - Tier 2 - 5QU CoRE ¦ 5QU LoRE | Non-Red Flag Warning - Large Fires | Contact from object | Aggregated | 2045 | 1.7899e-06 | 406.8993 | 0.00072832 | 2045 | Mitigation | 0.95 | 45 | 0 | esc | 0.00097009 | 1.7364e-09 | 0.00097009 | 1.7364e-09 | 0.0032972 | 4.9763e-10 | 0.0092336 | 9.4195e-10
[120 empty] | 7.3.3.17.5 (Remote Grid) Updates to grid topology to minimize risk of ignition in HFTDs Remote GridWLDFRContact from objectAggregated | WLDFR | HFTD - Distribution - Tier 2 - 5QU CoRE ¦ 5QU LoRE | Non-Red Flag Warning - Large Fires | Contact from object | Aggregated | 2046 | 1.7899e-06 | 406.8993 | 0.00072832 | 2046 | Mitigation | 0.95 | 45 | 0 | esc | 0.00097009 | 1.7364e-09 | 0.00097009 | 1.7364e-09 | 0.0032972 | 4.9763e-10 | 0.0092336 | 9.4195e-10
[120 empty] | 7.3.3.17.5 (Remote Grid) Updates to grid topology to minimize risk of ignition in HFTDs Remote GridWLDFRContact from objectAggregated | WLDFR | HFTD - Distribution - Tier 2 - 5QU CoRE ¦ 5QU LoRE | Non-Red Flag Warning - Large Fires | Contact from object | Aggregated | 2047 | 1.7899e-06 | 406.8993 | 0.00072832 | 2047 | Mitigation | 0.95 | 45 | 0 | esc | 0.00097009 | 1.7364e-09 | 0.00097009 | 1.7364e-09 | 0.0032972 | 4.9763e-10 | 0.0092336 | 9.4195e-10
[120 empty] | 7.3.3.17.5 (Remote Grid) Updates to grid topology to minimize risk of ignition in HFTDs Remote GridWLDFRContact from objectAggregated | WLDFR | HFTD - Distribution - Tier 2 - 5QU CoRE ¦ 5QU LoRE | Non-Red Flag Warning - Large Fires | Contact from object | Aggregated | 2048 | 1.7899e-06 | 406.8993 | 0.00072832 | 2048 | Mitigation | 0.95 | 45 | 0 | esc | 0.00097009 | 1.7364e-09 | 0.00097009 | 1.7364e-09 | 0.0032972 | 4.9763e-10 | 0.0092336 | 9.4195e-10
[120 empty] | 7.3.3.17.5 (Remote Grid) Updates to grid topology to minimize risk of ignition in HFTDs Remote GridWLDFRContact from objectAggregated | WLDFR | HFTD - Distribution - Tier 2 - 5QU CoRE ¦ 5QU LoRE | Non-Red Flag Warning - Large Fires | Contact from object | Aggregated | 2049 | 1.7899e-06 | 406.8993 | 0.00072832 | 2049 | Mitigation | 0.95 | 45 | 0 | esc | 0.00097009 | 1.7364e-09 | 0.00097009 | 1.7364e-09 | 0.0032972 | 4.9763e-10 | 0.0092336 | 9.4195e-10
[120 empty] | 7.3.3.17.5 (Remote Grid) Updates to grid topology to minimize risk of ignition in HFTDs Remote GridWLDFRContact from objectAggregated | WLDFR | HFTD - Distribution - Tier 2 - 5QU CoRE ¦ 5QU LoRE | Non-Red Flag Warning - Large Fires | Contact from object | Aggregated | 2050 | 1.7899e-06 | 406.8993 | 0.00072832 | 2050 | Mitigation | 0.95 | 45 | 0 | esc | 0.00097009 | 1.7364e-09 | 0.00097009 | 1.7364e-09 | 0.0032972 | 4.9763e-10 | 0.0092336 | 9.4195e-10
[120 empty] | 7.3.3.17.5 (Remote Grid) Updates to grid topology to minimize risk of ignition in HFTDs Remote GridWLDFRContact from objectAggregated | WLDFR | HFTD - Distribution - Tier 2 - 5QU CoRE ¦ 5QU LoRE | Non-Red Flag Warning - Large Fires | Contact from object | Aggregated | 2051 | 1.7899e-06 | 406.8993 | 0.00072832 | 2051 | Mitigation | 0.95 | 45 | 0 | esc | 0.00097009 | 1.7364e-09 | 0.00097009 | 1.7364e-09 | 0.0032972 | 4.9763e-10 | 0.0092336 | 9.4195e-10
[120 empty] | 7.3.3.17.5 (Remote Grid) Updates to grid topology to minimize risk of ignition in HFTDs Remote GridWLDFRContact from objectAggregated | WLDFR | HFTD - Distribution - Tier 2 - 5QU CoRE ¦ 5QU LoRE | Non-Red Flag Warning - Large Fires | Contact from object | Aggregated | 2052 | 1.7899e-06 | 406.8993 | 0.00072832 | 2052 | Mitigation | 0.95 | 45 | 0 | esc | 0.00097009 | 1.7364e-09 | 0.00097009 | 1.7364e-09 | 0.0032972 | 4.9763e-10 | 0.0092336 | 9.4195e-10
[120 empty] | 7.3.3.17.5 (Remote Grid) Updates to grid topology to minimize risk of ignition in HFTDs Remote GridWLDFRContact from objectAggregated | WLDFR | HFTD - Distribution - Tier 2 - 5QU CoRE ¦ 5QU LoRE | Non-Red Flag Warning - Large Fires | Contact from object | Aggregated | 2053 | 1.7899e-06 | 406.8993 | 0.00072832 | 2053 | Mitigation | 0.95 | 45 | 0 | esc | 0.00097009 | 1.7364e-09 | 0.00097009 | 1.7364e-09 | 0.0032972 | 4.9763e-10 | 0.0092336 | 9.4195e-10
[120 empty] | 7.3.3.17.5 (Remote Grid) Updates to grid topology to minimize risk of ignition in HFTDs Remote GridWLDFRContact from objectAggregated | WLDFR | HFTD - Distribution - Tier 2 - 5QU CoRE ¦ 5QU LoRE | Non-Red Flag Warning - Large Fires | Contact from object | Aggregated | 2054 | 1.7899e-06 | 406.8993 | 0.00072832 | 2054 | Mitigation | 0.95 | 45 | 0 | esc | 0.00097009 | 1.7364e-09 | 0.00097009 | 1.7364e-09 | 0.0032972 | 4.9763e-10 | 0.0092336 | 9.4195e-10
[120 empty] | 7.3.3.17.5 (Remote Grid) Updates to grid topology to minimize risk of ignition in HFTDs Remote GridWLDFRContact from objectAggregated | WLDFR | HFTD - Distribution - Tier 2 - 5QU CoRE ¦ 5QU LoRE | Non-Red Flag Warning - Large Fires | Contact from object | Aggregated | 2055 | 1.7899e-06 | 406.8993 | 0.00072832 | 2055 | Mitigation | 0.95 | 45 | 0 | esc | 0.00097009 | 1.7364e-09 | 0.00097009 | 1.7364e-09 | 0.0032972 | 4.9763e-10 | 0.0092336 | 9.4195e-10
[120 empty] | 7.3.3.17.5 (Remote Grid) Updates to grid topology to minimize risk of ignition in HFTDs Remote GridWLDFRContact from objectAggregated | WLDFR | HFTD - Distribution - Tier 2 - 5QU CoRE ¦ 5QU LoRE | Non-Red Flag Warning - Large Fires | Contact from object | Aggregated | 2056 | 1.7899e-06 | 406.8993 | 0.00072832 | 2056 | Mitigation | 0.95 | 45 | 0 | esc | 0.00097009 | 1.7364e-09 | 0.00097009 | 1.7364e-09 | 0.0032972 | 4.9763e-10 | 0.0092336 | 9.4195e-10
[120 empty] | 7.3.3.17.5 (Remote Grid) Updates to grid topology to minimize risk of ignition in HFTDs Remote GridWLDFRContact from objectAggregated | WLDFR | HFTD - Distribution - Tier 2 - 5QU CoRE ¦ 5QU LoRE | Non-Red Flag Warning - Large Fires | Contact from object | Aggregated | 2057 | 1.7899e-06 | 406.8993 | 0.00072832 | 2057 | Mitigation | 0.95 | 45 | 0 | esc | 0.00097009 | 1.7364e-09 | 0.00097009 | 1.7364e-09 | 0.0032972 | 4.9763e-10 | 0.0092336 | 9.4195e-10
[120 empty] | 7.3.3.17.5 (Remote Grid) Updates to grid topology to minimize risk of ignition in HFTDs Remote GridWLDFRContact from objectAggregated | WLDFR | HFTD - Distribution - Tier 2 - 5QU CoRE ¦ 5QU LoRE | Non-Red Flag Warning - Large Fires | Contact from object | Aggregated | 2058 | 1.7899e-06 | 406.8993 | 0.00072832 | 2058 | Mitigation | 0.95 | 45 | 0 | esc | 0.00097009 | 1.7364e-09 | 0.00097009 | 1.7364e-09 | 0.0032972 | 4.9763e-10 | 0 | 0
[120 empty] | 7.3.3.17.5 (Remote Grid) Updates to grid topology to minimize risk of ignition in HFTDs Remote GridWLDFRContact from objectAggregated | WLDFR | HFTD - Distribution - Tier 2 - 5QU CoRE ¦ 5QU LoRE | Non-Red Flag Warning - Large Fires | Contact from object | Aggregated | 2059 | 1.7899e-06 | 406.8993 | 0.00072832 | 2059 | Mitigation | 0.95 | 45 | 0 | esc | 0.00097009 | 1.7364e-09 | 0.00097009 | 1.7364e-09 | 0.0032972 | 4.9763e-10 | 0 | 0
[120 empty] | 7.3.3.17.5 (Remote Grid) Updates to grid topology to minimize risk of ignition in HFTDs Remote GridWLDFRContact from objectAggregated | WLDFR | HFTD - Distribution - Tier 2 - 5QU CoRE ¦ 5QU LoRE | Non-Red Flag Warning - Large Fires | Contact from object | Aggregated | 2060 | 1.7899e-06 | 406.8993 | 0.00072832 | 2060 | Mitigation | 0.95 | 45 | 0 | esc | 0.00097009 | 1.7364e-09 | 0.00097009 | 1.7364e-09 | 0.0032972 | 4.9763e-10 | 0.0033164 | 1.6043e-08
[120 empty] | 7.3.3.17.5 (Remote Grid) Updates to grid topology to minimize risk of ignition in HFTDs Remote GridWLDFRContact from objectAggregated | WLDFR | HFTD - Distribution - Tier 2 - 5QU CoRE ¦ 5QU LoRE | Non-Red Flag Warning - Large Fires | Contact from object | Aggregated | 2061 | 1.7899e-06 | 406.8993 | 0.00072832 | 2061 | Mitigation | 0.95 | 45 | 0 | esc | 0.00097009 | 1.7364e-09 | 0.00097009 | 1.7364e-09 | 0.0032972 | 4.9763e-10 | 0.0033164 | 1.6043e-08
[120 empty] | 7.3.3.17.5 (Remote Grid) Updates to grid topology to minimize risk of ignition in HFTDs Remote GridWLDFRContact from objectAggregated | WLDFR | HFTD - Distribution - Tier 2 - 5QU CoRE ¦ 5QU LoRE | Non-Red Flag Warning - Large Fires | Contact from object | Aggregated | 2062 | 1.7899e-06 | 406.8993 | 0.00072832 | 2062 | Mitigation | 0.95 | 45 | 0 | esc | 0.00097009 | 1.7364e-09 | 0.00097009 | 1.7364e-09 | 0.0032972 | 4.9763e-10 | 0.0033164 | 1.6043e-08
[120 empty] | 7.3.3.17.5 (Remote Grid) Updates to grid topology to minimize risk of ignition in HFTDs Remote GridWLDFRContact from objectAggregated | WLDFR | HFTD - Distribution - Tier 2 - 5QU CoRE ¦ 5QU LoRE | Non-Red Flag Warning - Large Fires | Contact from object | Aggregated | 2063 | 1.7899e-06 | 406.8993 | 0.00072832 | 2063 | Mitigation | 0.95 | 45 | 0 | esc | 0.00097009 | 1.7364e-09 | 0.00097009 | 1.7364e-09 | 0.0032972 | 4.9763e-10 | 0.0033164 | 1.6043e-08
[120 empty] | 7.3.3.17.5 (Remote Grid) Updates to grid topology to minimize risk of ignition in HFTDs Remote GridWLDFRContact from objectAggregated | WLDFR | HFTD - Distribution - Tier 2 - 5QU CoRE ¦ 5QU LoRE | Non-Red Flag Warning - Large Fires | Contact from object | Aggregated | 2064 | 1.7899e-06 | 406.8993 | 0.00072832 | 2064 | Mitigation | 0.95 | 45 | 0 | esc | 0.00097009 | 1.7364e-09 | 0.00097009 | 1.7364e-09 | 0.0032972 | 4.9763e-10 | 0.0033164 | 1.6043e-08
[120 empty] | 7.3.3.17.5 (Remote Grid) Updates to grid topology to minimize risk of ignition in HFTDs Remote GridWLDFRContact from objectAggregated | WLDFR | HFTD - Distribution - Tier 2 - 5QU CoRE ¦ 5QU LoRE | Non-Red Flag Warning - Large Fires | Contact from object | Aggregated | 2065 | 1.7899e-06 | 406.8993 | 0.00072832 | 2065 | Mitigation | 0.95 | 45 | 0 | esc | 0.00097009 | 1.7364e-09 | 0.00097009 | 1.7364e-09 | 0.0032972 | 4.9763e-10 | 0.0033164 | 1.6043e-08
[120 empty] | 7.3.3.17.5 (Remote Grid) Updates to grid topology to minimize risk of ignition in HFTDs Remote GridWLDFRContact from objectAggregated | WLDFR | HFTD - Distribution - Tier 2 - 5QU CoRE ¦ 5QU LoRE | Non-Red Flag Warning - Large Fires | Contact from object | Aggregated | 2066 | 1.7899e-06 | 406.8993 | 0.00072832 | 2066 | Mitigation | 0.95 | 45 | 0 | esc | 0.00097009 | 1.7364e-09 | 0.00097009 | 1.7364e-09 | 0.0032972 | 4.9763e-10 | 0.0033164 | 1.6043e-08
[120 empty] | 7.3.3.17.5 (Remote Grid) Updates to grid topology to minimize risk of ignition in HFTDs Remote GridWLDFRContact from objectAggregated | WLDFR | HFTD - Distribution - Tier 2 - 5QU CoRE ¦ 5QU LoRE | Non-Red Flag Warning - Large Fires | Contact from object | Aggregated | 2067 | 1.7899e-06 | 406.8993 | 0.00072832 | 2067 | Mitigation | 0.95 | 45 | 0 | esc | 0 | 0 | 0.00097009 | 1.7364e-09 | 0.0032972 | 4.9763e-10 | 0.0033164 | 1.6043e-08
[120 empty] | 7.3.3.17.5 (Remote Grid) Updates to grid topology to minimize risk of ignition in HFTDs Remote GridWLDFRContaminationAggregated | WLDFR | HFTD - Distribution - Tier 2 - 5QU CoRE ¦ 5QU LoRE | Non-Red Flag Warning - Large Fires | Contamination | Aggregated | 2022 | 5.8524e-08 | 406.8993 | 2.3813e-05 | 2022 | Mitigation | 0.95 | 45 | 0 | esc | 0.00097009 | 5.6773e-11 | 0 | 0 | 0.0032972 | 4.9763e-10 | 0.0033164 | 1.6043e-08
[120 empty] | 7.3.3.17.5 (Remote Grid) Updates to grid topology to minimize risk of ignition in HFTDs Remote GridWLDFRContaminationAggregated | WLDFR | HFTD - Distribution - Tier 2 - 5QU CoRE ¦ 5QU LoRE | Non-Red Flag Warning - Large Fires | Contamination | Aggregated | 2023 | 5.8524e-08 | 406.8993 | 2.3813e-05 | 2023 | Mitigation | 0.95 | 45 | 0 | esc | 0.00097009 | 5.6773e-11 | 0.00097009 | 5.6773e-11 | 0.0032972 | 4.9763e-10 | 0.0033164 | 1.6043e-08
[120 empty] | 7.3.3.17.5 (Remote Grid) Updates to grid topology to minimize risk of ignition in HFTDs Remote GridWLDFRContaminationAggregated | WLDFR | HFTD - Distribution - Tier 2 - 5QU CoRE ¦ 5QU LoRE | Non-Red Flag Warning - Large Fires | Contamination | Aggregated | 2024 | 5.8524e-08 | 406.8993 | 2.3813e-05 | 2024 | Mitigation | 0.95 | 45 | 0 | esc | 0.00097009 | 5.6773e-11 | 0.00097009 | 5.6773e-11 | 0.0032972 | 4.9763e-10 | 0.0033164 | 1.6043e-08
[120 empty] | 7.3.3.17.5 (Remote Grid) Updates to grid topology to minimize risk of ignition in HFTDs Remote GridWLDFRContaminationAggregated | WLDFR | HFTD - Distribution - Tier 2 - 5QU CoRE ¦ 5QU LoRE | Non-Red Flag Warning - Large Fires | Contamination | Aggregated | 2025 | 5.8524e-08 | 406.8993 | 2.3813e-05 | 2025 | Mitigation | 0.95 | 45 | 0 | esc | 0.00097009 | 5.6773e-11 | 0.00097009 | 5.6773e-11 | 0.0032972 | 4.9763e-10 | 0.0033164 | 1.6043e-08
[120 empty] | 7.3.3.17.5 (Remote Grid) Updates to grid topology to minimize risk of ignition in HFTDs Remote GridWLDFRContaminationAggregated | WLDFR | HFTD - Distribution - Tier 2 - 5QU CoRE ¦ 5QU LoRE | Non-Red Flag Warning - Large Fires | Contamination | Aggregated | 2026 | 5.8524e-08 | 406.8993 | 2.3813e-05 | 2026 | Mitigation | 0.95 | 45 | 0 | esc | 0.00097009 | 5.6773e-11 | 0.00097009 | 5.6773e-11 | 0.0032972 | 4.9763e-10 | 0.0033164 | 1.6043e-08
[120 empty] | 7.3.3.17.5 (Remote Grid) Updates to grid topology to minimize risk of ignition in HFTDs Remote GridWLDFRContaminationAggregated | WLDFR | HFTD - Distribution - Tier 2 - 5QU CoRE ¦ 5QU LoRE | Non-Red Flag Warning - Large Fires | Contamination | Aggregated | 2027 | 5.8524e-08 | 406.8993 | 2.3813e-05 | 2027 | Mitigation | 0.95 | 45 | 0 | esc | 0.00097009 | 5.6773e-11 | 0.00097009 | 5.6773e-11 | 0.0032972 | 4.9763e-10 | 0.0033164 | 1.6043e-08
[120 empty] | 7.3.3.17.5 (Remote Grid) Updates to grid topology to minimize risk of ignition in HFTDs Remote GridWLDFRContaminationAggregated | WLDFR | HFTD - Distribution - Tier 2 - 5QU CoRE ¦ 5QU LoRE | Non-Red Flag Warning - Large Fires | Contamination | Aggregated | 2028 | 5.8524e-08 | 406.8993 | 2.3813e-05 | 2028 | Mitigation | 0.95 | 45 | 0 | esc | 0.00097009 | 5.6773e-11 | 0.00097009 | 5.6773e-11 | 0.0032972 | 4.9763e-10 | 0.0033164 | 1.6043e-08
[120 empty] | 7.3.3.17.5 (Remote Grid) Updates to grid topology to minimize risk of ignition in HFTDs Remote GridWLDFRContaminationAggregated | WLDFR | HFTD - Distribution - Tier 2 - 5QU CoRE ¦ 5QU LoRE | Non-Red Flag Warning - Large Fires | Contamination | Aggregated | 2029 | 5.8524e-08 | 406.8993 | 2.3813e-05 | 2029 | Mitigation | 0.95 | 45 | 0 | esc | 0.00097009 | 5.6773e-11 | 0.00097009 | 5.6773e-11 | 0.0032972 | 4.9763e-10 | 0.0033164 | 1.6043e-08
[120 empty] | 7.3.3.17.5 (Remote Grid) Updates to grid topology to minimize risk of ignition in HFTDs Remote GridWLDFRContaminationAggregated | WLDFR | HFTD - Distribution - Tier 2 - 5QU CoRE ¦ 5QU LoRE | Non-Red Flag Warning - Large Fires | Contamination | Aggregated | 2030 | 5.8524e-08 | 406.8993 | 2.3813e-05 | 2030 | Mitigation | 0.95 | 45 | 0 | esc | 0.00097009 | 5.6773e-11 | 0.00097009 | 5.6773e-11 | 0.0032972 | 4.9763e-10 | 0.0033164 | 1.6043e-08
[120 empty] | 7.3.3.17.5 (Remote Grid) Updates to grid topology to minimize risk of ignition in HFTDs Remote GridWLDFRContaminationAggregated | WLDFR | HFTD - Distribution - Tier 2 - 5QU CoRE ¦ 5QU LoRE | Non-Red Flag Warning - Large Fires | Contamination | Aggregated | 2031 | 5.8524e-08 | 406.8993 | 2.3813e-05 | 2031 | Mitigation | 0.95 | 45 | 0 | esc | 0.00097009 | 5.6773e-11 | 0.00097009 | 5.6773e-11 | 0.0032972 | 4.9763e-10 | 0.0033164 | 1.6043e-08
[120 empty] | 7.3.3.17.5 (Remote Grid) Updates to grid topology to minimize risk of ignition in HFTDs Remote GridWLDFRContaminationAggregated | WLDFR | HFTD - Distribution - Tier 2 - 5QU CoRE ¦ 5QU LoRE | Non-Red Flag Warning - Large Fires | Contamination | Aggregated | 2032 | 5.8524e-08 | 406.8993 | 2.3813e-05 | 2032 | Mitigation | 0.95 | 45 | 0 | esc | 0.00097009 | 5.6773e-11 | 0.00097009 | 5.6773e-11 | 0.0032972 | 4.9763e-10 | 0.0033164 | 1.6043e-08
[120 empty] | 7.3.3.17.5 (Remote Grid) Updates to grid topology to minimize risk of ignition in HFTDs Remote GridWLDFRContaminationAggregated | WLDFR | HFTD - Distribution - Tier 2 - 5QU CoRE ¦ 5QU LoRE | Non-Red Flag Warning - Large Fires | Contamination | Aggregated | 2033 | 5.8524e-08 | 406.8993 | 2.3813e-05 | 2033 | Mitigation | 0.95 | 45 | 0 | esc | 0.00097009 | 5.6773e-11 | 0.00097009 | 5.6773e-11 | 0.0032972 | 4.9763e-10 | 0.0033164 | 1.6043e-08
[120 empty] | 7.3.3.17.5 (Remote Grid) Updates to grid topology to minimize risk of ignition in HFTDs Remote GridWLDFRContaminationAggregated | WLDFR | HFTD - Distribution - Tier 2 - 5QU CoRE ¦ 5QU LoRE | Non-Red Flag Warning - Large Fires | Contamination | Aggregated | 2034 | 5.8524e-08 | 406.8993 | 2.3813e-05 | 2034 | Mitigation | 0.95 | 45 | 0 | esc | 0.00097009 | 5.6773e-11 | 0.00097009 | 5.6773e-11 | 0.0032972 | 4.9763e-10 | 0.0033164 | 1.6043e-08
[120 empty] | 7.3.3.17.5 (Remote Grid) Updates to grid topology to minimize risk of ignition in HFTDs Remote GridWLDFRContaminationAggregated | WLDFR | HFTD - Distribution - Tier 2 - 5QU CoRE ¦ 5QU LoRE | Non-Red Flag Warning - Large Fires | Contamination | Aggregated | 2035 | 5.8524e-08 | 406.8993 | 2.3813e-05 | 2035 | Mitigation | 0.95 | 45 | 0 | esc | 0.00097009 | 5.6773e-11 | 0.00097009 | 5.6773e-11 | 0.0032972 | 4.9763e-10 | 0.0033164 | 1.6043e-08
[120 empty] | 7.3.3.17.5 (Remote Grid) Updates to grid topology to minimize risk of ignition in HFTDs Remote GridWLDFRContaminationAggregated | WLDFR | HFTD - Distribution - Tier 2 - 5QU CoRE ¦ 5QU LoRE | Non-Red Flag Warning - Large Fires | Contamination | Aggregated | 2036 | 5.8524e-08 | 406.8993 | 2.3813e-05 | 2036 | Mitigation | 0.95 | 45 | 0 | esc | 0.00097009 | 5.6773e-11 | 0.00097009 | 5.6773e-11 | 0.0032972 | 4.9763e-10 | 0.0033164 | 1.6043e-08
[120 empty] | 7.3.3.17.5 (Remote Grid) Updates to grid topology to minimize risk of ignition in HFTDs Remote GridWLDFRContaminationAggregated | WLDFR | HFTD - Distribution - Tier 2 - 5QU CoRE ¦ 5QU LoRE | Non-Red Flag Warning - Large Fires | Contamination | Aggregated | 2037 | 5.8524e-08 | 406.8993 | 2.3813e-05 | 2037 | Mitigation | 0.95 | 45 | 0 | esc | 0.00097009 | 5.6773e-11 | 0.00097009 | 5.6773e-11 | 0.0032972 | 4.9763e-10 | 0.0033164 | 1.6043e-08
[120 empty] | 7.3.3.17.5 (Remote Grid) Updates to grid topology to minimize risk of ignition in HFTDs Remote GridWLDFRContaminationAggregated | WLDFR | HFTD - Distribution - Tier 2 - 5QU CoRE ¦ 5QU LoRE | Non-Red Flag Warning - Large Fires | Contamination | Aggregated | 2038 | 5.8524e-08 | 406.8993 | 2.3813e-05 | 2038 | Mitigation | 0.95 | 45 | 0 | esc | 0.00097009 | 5.6773e-11 | 0.00097009 | 5.6773e-11 | 0.0032972 | 4.9763e-10 | 0.0033164 | 1.6043e-08
[120 empty] | 7.3.3.17.5 (Remote Grid) Updates to grid topology to minimize risk of ignition in HFTDs Remote GridWLDFRContaminationAggregated | WLDFR | HFTD - Distribution - Tier 2 - 5QU CoRE ¦ 5QU LoRE | Non-Red Flag Warning - Large Fires | Contamination | Aggregated | 2039 | 5.8524e-08 | 406.8993 | 2.3813e-05 | 2039 | Mitigation | 0.95 | 45 | 0 | esc | 0.00097009 | 5.6773e-11 | 0.00097009 | 5.6773e-11 | 0.0032972 | 4.9763e-10 | 0.0033164 | 1.6043e-08
[120 empty] | 7.3.3.17.5 (Remote Grid) Updates to grid topology to minimize risk of ignition in HFTDs Remote GridWLDFRContaminationAggregated | WLDFR | HFTD - Distribution - Tier 2 - 5QU CoRE ¦ 5QU LoRE | Non-Red Flag Warning - Large Fires | Contamination | Aggregated | 2040 | 5.8524e-08 | 406.8993 | 2.3813e-05 | 2040 | Mitigation | 0.95 | 45 | 0 | esc | 0.00097009 | 5.6773e-11 | 0.00097009 | 5.6773e-11 | 0.0032972 | 4.9763e-10 | 0.0033164 | 1.6043e-08
[120 empty] | 7.3.3.17.5 (Remote Grid) Updates to grid topology to minimize risk of ignition in HFTDs Remote GridWLDFRContaminationAggregated | WLDFR | HFTD - Distribution - Tier 2 - 5QU CoRE ¦ 5QU LoRE | Non-Red Flag Warning - Large Fires | Contamination | Aggregated | 2041 | 5.8524e-08 | 406.8993 | 2.3813e-05 | 2041 | Mitigation | 0.95 | 45 | 0 | esc | 0.00097009 | 5.6773e-11 | 0.00097009 | 5.6773e-11 | 0.0032972 | 4.9763e-10 | 0.0033164 | 1.6043e-08
[120 empty] | 7.3.3.17.5 (Remote Grid) Updates to grid topology to minimize risk of ignition in HFTDs Remote GridWLDFRContaminationAggregated | WLDFR | HFTD - Distribution - Tier 2 - 5QU CoRE ¦ 5QU LoRE | Non-Red Flag Warning - Large Fires | Contamination | Aggregated | 2042 | 5.8524e-08 | 406.8993 | 2.3813e-05 | 2042 | Mitigation | 0.95 | 45 | 0 | esc | 0.00097009 | 5.6773e-11 | 0.00097009 | 5.6773e-11 | 0 | 0 | 0.0033164 | 1.6043e-08
[120 empty] | 7.3.3.17.5 (Remote Grid) Updates to grid topology to minimize risk of ignition in HFTDs Remote GridWLDFRContaminationAggregated | WLDFR | HFTD - Distribution - Tier 2 - 5QU CoRE ¦ 5QU LoRE | Non-Red Flag Warning - Large Fires | Contamination | Aggregated | 2043 | 5.8524e-08 | 406.8993 | 2.3813e-05 | 2043 | Mitigation | 0.95 | 45 | 0 | esc | 0.00097009 | 5.6773e-11 | 0.00097009 | 5.6773e-11 | 0.0032972 | 1.647e-11 | 0.0033164 | 1.6043e-08
[120 empty] | 7.3.3.17.5 (Remote Grid) Updates to grid topology to minimize risk of ignition in HFTDs Remote GridWLDFRContaminationAggregated | WLDFR | HFTD - Distribution - Tier 2 - 5QU CoRE ¦ 5QU LoRE | Non-Red Flag Warning - Large Fires | Contamination | Aggregated | 2044 | 5.8524e-08 | 406.8993 | 2.3813e-05 | 2044 | Mitigation | 0.95 | 45 | 0 | esc | 0.00097009 | 5.6773e-11 | 0.00097009 | 5.6773e-11 | 0.0032972 | 1.647e-11 | 0 | 0
[120 empty] | 7.3.3.17.5 (Remote Grid) Updates to grid topology to minimize risk of ignition in HFTDs Remote GridWLDFRContaminationAggregated | WLDFR | HFTD - Distribution - Tier 2 - 5QU CoRE ¦ 5QU LoRE | Non-Red Flag Warning - Large Fires | Contamination | Aggregated | 2045 | 5.8524e-08 | 406.8993 | 2.3813e-05 | 2045 | Mitigation | 0.95 | 45 | 0 | esc | 0.00097009 | 5.6773e-11 | 0.00097009 | 5.6773e-11 | 0.0032972 | 1.647e-11 | 0 | 0
[120 empty] | 7.3.3.17.5 (Remote Grid) Updates to grid topology to minimize risk of ignition in HFTDs Remote GridWLDFRContaminationAggregated | WLDFR | HFTD - Distribution - Tier 2 - 5QU CoRE ¦ 5QU LoRE | Non-Red Flag Warning - Large Fires | Contamination | Aggregated | 2046 | 5.8524e-08 | 406.8993 | 2.3813e-05 | 2046 | Mitigation | 0.95 | 45 | 0 | esc | 0.00097009 | 5.6773e-11 | 0.00097009 | 5.6773e-11 | 0.0032972 | 1.647e-11 | 0.012804 | 8.6854e-06
[120 empty] | 7.3.3.17.5 (Remote Grid) Updates to grid topology to minimize risk of ignition in HFTDs Remote GridWLDFRContaminationAggregated | WLDFR | HFTD - Distribution - Tier 2 - 5QU CoRE ¦ 5QU LoRE | Non-Red Flag Warning - Large Fires | Contamination | Aggregated | 2047 | 5.8524e-08 | 406.8993 | 2.3813e-05 | 2047 | Mitigation | 0.95 | 45 | 0 | esc | 0.00097009 | 5.6773e-11 | 0.00097009 | 5.6773e-11 | 0.0032972 | 1.647e-11 | 0.012804 | 8.6854e-06
[120 empty] | 7.3.3.17.5 (Remote Grid) Updates to grid topology to minimize risk of ignition in HFTDs Remote GridWLDFRContaminationAggregated | WLDFR | HFTD - Distribution - Tier 2 - 5QU CoRE ¦ 5QU LoRE | Non-Red Flag Warning - Large Fires | Contamination | Aggregated | 2048 | 5.8524e-08 | 406.8993 | 2.3813e-05 | 2048 | Mitigation | 0.95 | 45 | 0 | esc | 0.00097009 | 5.6773e-11 | 0.00097009 | 5.6773e-11 | 0.0032972 | 1.647e-11 | 0.012804 | 8.6854e-06
[120 empty] | 7.3.3.17.5 (Remote Grid) Updates to grid topology to minimize risk of ignition in HFTDs Remote GridWLDFRContaminationAggregated | WLDFR | HFTD - Distribution - Tier 2 - 5QU CoRE ¦ 5QU LoRE | Non-Red Flag Warning - Large Fires | Contamination | Aggregated | 2049 | 5.8524e-08 | 406.8993 | 2.3813e-05 | 2049 | Mitigation | 0.95 | 45 | 0 | esc | 0.00097009 | 5.6773e-11 | 0.00097009 | 5.6773e-11 | 0.0032972 | 1.647e-11 | 0.012804 | 8.6854e-06
[120 empty] | 7.3.3.17.5 (Remote Grid) Updates to grid topology to minimize risk of ignition in HFTDs Remote GridWLDFRContaminationAggregated | WLDFR | HFTD - Distribution - Tier 2 - 5QU CoRE ¦ 5QU LoRE | Non-Red Flag Warning - Large Fires | Contamination | Aggregated | 2050 | 5.8524e-08 | 406.8993 | 2.3813e-05 | 2050 | Mitigation | 0.95 | 45 | 0 | esc | 0.00097009 | 5.6773e-11 | 0.00097009 | 5.6773e-11 | 0.0032972 | 1.647e-11 | 0.012804 | 8.6854e-06
[120 empty] | 7.3.3.17.5 (Remote Grid) Updates to grid topology to minimize risk of ignition in HFTDs Remote GridWLDFRContaminationAggregated | WLDFR | HFTD - Distribution - Tier 2 - 5QU CoRE ¦ 5QU LoRE | Non-Red Flag Warning - Large Fires | Contamination | Aggregated | 2051 | 5.8524e-08 | 406.8993 | 2.3813e-05 | 2051 | Mitigation | 0.95 | 45 | 0 | esc | 0.00097009 | 5.6773e-11 | 0.00097009 | 5.6773e-11 | 0.0032972 | 1.647e-11 | 0.012804 | 8.6854e-06
[120 empty] | 7.3.3.17.5 (Remote Grid) Updates to grid topology to minimize risk of ignition in HFTDs Remote GridWLDFRContaminationAggregated | WLDFR | HFTD - Distribution - Tier 2 - 5QU CoRE ¦ 5QU LoRE | Non-Red Flag Warning - Large Fires | Contamination | Aggregated | 2052 | 5.8524e-08 | 406.8993 | 2.3813e-05 | 2052 | Mitigation | 0.95 | 45 | 0 | esc | 0.00097009 | 5.6773e-11 | 0.00097009 | 5.6773e-11 | 0.0032972 | 1.647e-11 | 0.012804 | 8.6854e-06
[120 empty] | 7.3.3.17.5 (Remote Grid) Updates to grid topology to minimize risk of ignition in HFTDs Remote GridWLDFRContaminationAggregated | WLDFR | HFTD - Distribution - Tier 2 - 5QU CoRE ¦ 5QU LoRE | Non-Red Flag Warning - Large Fires | Contamination | Aggregated | 2053 | 5.8524e-08 | 406.8993 | 2.3813e-05 | 2053 | Mitigation | 0.95 | 45 | 0 | esc | 0.00097009 | 5.6773e-11 | 0.00097009 | 5.6773e-11 | 0.0032972 | 1.647e-11 | 0.012804 | 8.6854e-06
[120 empty] | 7.3.3.17.5 (Remote Grid) Updates to grid topology to minimize risk of ignition in HFTDs Remote GridWLDFRContaminationAggregated | WLDFR | HFTD - Distribution - Tier 2 - 5QU CoRE ¦ 5QU LoRE | Non-Red Flag Warning - Large Fires | Contamination | Aggregated | 2054 | 5.8524e-08 | 406.8993 | 2.3813e-05 | 2054 | Mitigation | 0.95 | 45 | 0 | esc | 0.00097009 | 5.6773e-11 | 0.00097009 | 5.6773e-11 | 0.0032972 | 1.647e-11 | 0.012804 | 8.6854e-06
[120 empty] | 7.3.3.17.5 (Remote Grid) Updates to grid topology to minimize risk of ignition in HFTDs Remote GridWLDFRContaminationAggregated | WLDFR | HFTD - Distribution - Tier 2 - 5QU CoRE ¦ 5QU LoRE | Non-Red Flag Warning - Large Fires | Contamination | Aggregated | 2055 | 5.8524e-08 | 406.8993 | 2.3813e-05 | 2055 | Mitigation | 0.95 | 45 | 0 | esc | 0.00097009 | 5.6773e-11 | 0.00097009 | 5.6773e-11 | 0.0032972 | 1.647e-11 | 0.012804 | 8.6854e-06
[120 empty] | 7.3.3.17.5 (Remote Grid) Updates to grid topology to minimize risk of ignition in HFTDs Remote GridWLDFRContaminationAggregated | WLDFR | HFTD - Distribution - Tier 2 - 5QU CoRE ¦ 5QU LoRE | Non-Red Flag Warning - Large Fires | Contamination | Aggregated | 2056 | 5.8524e-08 | 406.8993 | 2.3813e-05 | 2056 | Mitigation | 0.95 | 45 | 0 | esc | 0.00097009 | 5.6773e-11 | 0.00097009 | 5.6773e-11 | 0.0032972 | 1.647e-11 | 0.012804 | 8.6854e-06
[120 empty] | 7.3.3.17.5 (Remote Grid) Updates to grid topology to minimize risk of ignition in HFTDs Remote GridWLDFRContaminationAggregated | WLDFR | HFTD - Distribution - Tier 2 - 5QU CoRE ¦ 5QU LoRE | Non-Red Flag Warning - Large Fires | Contamination | Aggregated | 2057 | 5.8524e-08 | 406.8993 | 2.3813e-05 | 2057 | Mitigation | 0.95 | 45 | 0 | esc | 0.00097009 | 5.6773e-11 | 0.00097009 | 5.6773e-11 | 0.0032972 | 1.647e-11 | 0.012804 | 8.6854e-06
[120 empty] | 7.3.3.17.5 (Remote Grid) Updates to grid topology to minimize risk of ignition in HFTDs Remote GridWLDFRContaminationAggregated | WLDFR | HFTD - Distribution - Tier 2 - 5QU CoRE ¦ 5QU LoRE | Non-Red Flag Warning - Large Fires | Contamination | Aggregated | 2058 | 5.8524e-08 | 406.8993 | 2.3813e-05 | 2058 | Mitigation | 0.95 | 45 | 0 | esc | 0.00097009 | 5.6773e-11 | 0.00097009 | 5.6773e-11 | 0.0032972 | 1.647e-11 | 0.012804 | 8.6854e-06
[120 empty] | 7.3.3.17.5 (Remote Grid) Updates to grid topology to minimize risk of ignition in HFTDs Remote GridWLDFRContaminationAggregated | WLDFR | HFTD - Distribution - Tier 2 - 5QU CoRE ¦ 5QU LoRE | Non-Red Flag Warning - Large Fires | Contamination | Aggregated | 2059 | 5.8524e-08 | 406.8993 | 2.3813e-05 | 2059 | Mitigation | 0.95 | 45 | 0 | esc | 0.00097009 | 5.6773e-11 | 0.00097009 | 5.6773e-11 | 0.0032972 | 1.647e-11 | 0.012804 | 8.6854e-06
[120 empty] | 7.3.3.17.5 (Remote Grid) Updates to grid topology to minimize risk of ignition in HFTDs Remote GridWLDFRContaminationAggregated | WLDFR | HFTD - Distribution - Tier 2 - 5QU CoRE ¦ 5QU LoRE | Non-Red Flag Warning - Large Fires | Contamination | Aggregated | 2060 | 5.8524e-08 | 406.8993 | 2.3813e-05 | 2060 | Mitigation | 0.95 | 45 | 0 | esc | 0.00097009 | 5.6773e-11 | 0.00097009 | 5.6773e-11 | 0.0032972 | 1.647e-11 | 0.012804 | 8.6854e-06
[120 empty] | 7.3.3.17.5 (Remote Grid) Updates to grid topology to minimize risk of ignition in HFTDs Remote GridWLDFRContaminationAggregated | WLDFR | HFTD - Distribution - Tier 2 - 5QU CoRE ¦ 5QU LoRE | Non-Red Flag Warning - Large Fires | Contamination | Aggregated | 2061 | 5.8524e-08 | 406.8993 | 2.3813e-05 | 2061 | Mitigation | 0.95 | 45 | 0 | esc | 0.00097009 | 5.6773e-11 | 0.00097009 | 5.6773e-11 | 0.0032972 | 1.647e-11 | 0.012804 | 8.6854e-06
[120 empty] | 7.3.3.17.5 (Remote Grid) Updates to grid topology to minimize risk of ignition in HFTDs Remote GridWLDFRContaminationAggregated | WLDFR | HFTD - Distribution - Tier 2 - 5QU CoRE ¦ 5QU LoRE | Non-Red Flag Warning - Large Fires | Contamination | Aggregated | 2062 | 5.8524e-08 | 406.8993 | 2.3813e-05 | 2062 | Mitigation | 0.95 | 45 | 0 | esc | 0.00097009 | 5.6773e-11 | 0.00097009 | 5.6773e-11 | 0.0032972 | 1.647e-11 | 0.012804 | 8.6854e-06
[120 empty] | 7.3.3.17.5 (Remote Grid) Updates to grid topology to minimize risk of ignition in HFTDs Remote GridWLDFRContaminationAggregated | WLDFR | HFTD - Distribution - Tier 2 - 5QU CoRE ¦ 5QU LoRE | Non-Red Flag Warning - Large Fires | Contamination | Aggregated | 2063 | 5.8524e-08 | 406.8993 | 2.3813e-05 | 2063 | Mitigation | 0.95 | 45 | 0 | esc | 0.00097009 | 5.6773e-11 | 0.00097009 | 5.6773e-11 | 0.0032972 | 1.647e-11 | 0.012804 | 8.6854e-06
[120 empty] | 7.3.3.17.5 (Remote Grid) Updates to grid topology to minimize risk of ignition in HFTDs Remote GridWLDFRContaminationAggregated | WLDFR | HFTD - Distribution - Tier 2 - 5QU CoRE ¦ 5QU LoRE | Non-Red Flag Warning - Large Fires | Contamination | Aggregated | 2064 | 5.8524e-08 | 406.8993 | 2.3813e-05 | 2064 | Mitigation | 0.95 | 45 | 0 | esc | 0.00097009 | 5.6773e-11 | 0.00097009 | 5.6773e-11 | 0.0032972 | 1.647e-11 | 0.012804 | 8.6854e-06
[120 empty] | 7.3.3.17.5 (Remote Grid) Updates to grid topology to minimize risk of ignition in HFTDs Remote GridWLDFRContaminationAggregated | WLDFR | HFTD - Distribution - Tier 2 - 5QU CoRE ¦ 5QU LoRE | Non-Red Flag Warning - Large Fires | Contamination | Aggregated | 2065 | 5.8524e-08 | 406.8993 | 2.3813e-05 | 2065 | Mitigation | 0.95 | 45 | 0 | esc | 0.00097009 | 5.6773e-11 | 0.00097009 | 5.6773e-11 | 0.0032972 | 1.647e-11 | 0.012804 | 8.6854e-06
[120 empty] | 7.3.3.17.5 (Remote Grid) Updates to grid topology to minimize risk of ignition in HFTDs Remote GridWLDFRContaminationAggregated | WLDFR | HFTD - Distribution - Tier 2 - 5QU CoRE ¦ 5QU LoRE | Non-Red Flag Warning - Large Fires | Contamination | Aggregated | 2066 | 5.8524e-08 | 406.8993 | 2.3813e-05 | 2066 | Mitigation | 0.95 | 45 | 0 | esc | 0.00097009 | 5.6773e-11 | 0.00097009 | 5.6773e-11 | 0.0032972 | 1.647e-11 | 0.012804 | 8.6854e-06
[120 empty] | 7.3.3.17.5 (Remote Grid) Updates to grid topology to minimize risk of ignition in HFTDs Remote GridWLDFRContaminationAggregated | WLDFR | HFTD - Distribution - Tier 2 - 5QU CoRE ¦ 5QU LoRE | Non-Red Flag Warning - Large Fires | Contamination | Aggregated | 2067 | 5.8524e-08 | 406.8993 | 2.3813e-05 | 2067 | Mitigation | 0.95 | 45 | 0 | esc | 0 | 0 | 0.00097009 | 5.6773e-11 | 0.0032972 | 1.647e-11 | 0.012804 | 8.6854e-06
[120 empty] | 7.3.3.17.5 (Remote Grid) Updates to grid topology to minimize risk of ignition in HFTDs Remote GridWLDFREquipment / facility failureAggregated | WLDFR | HFTD - Distribution - Tier 2 - 5QU CoRE ¦ 5QU LoRE | Non-Red Flag Warning - Large Fires | Equipment / facility failure | Aggregated | 2022 | 7.6954e-07 | 406.8993 | 0.00031313 | 2022 | Mitigation | 0.95 | 45 | 0 | esc | 0.00097009 | 7.4652e-10 | 0 | 0 | 0.0032972 | 1.647e-11 | 0.012804 | 8.6854e-06
[120 empty] | 7.3.3.17.5 (Remote Grid) Updates to grid topology to minimize risk of ignition in HFTDs Remote GridWLDFREquipment / facility failureAggregated | WLDFR | HFTD - Distribution - Tier 2 - 5QU CoRE ¦ 5QU LoRE | Non-Red Flag Warning - Large Fires | Equipment / facility failure | Aggregated | 2023 | 7.6954e-07 | 406.8993 | 0.00031313 | 2023 | Mitigation | 0.95 | 45 | 0 | esc | 0.00097009 | 7.4652e-10 | 0.00097009 | 7.4652e-10 | 0.0032972 | 1.647e-11 | 0.012804 | 8.6854e-06
[120 empty] | 7.3.3.17.5 (Remote Grid) Updates to grid topology to minimize risk of ignition in HFTDs Remote GridWLDFREquipment / facility failureAggregated | WLDFR | HFTD - Distribution - Tier 2 - 5QU CoRE ¦ 5QU LoRE | Non-Red Flag Warning - Large Fires | Equipment / facility failure | Aggregated | 2024 | 7.6954e-07 | 406.8993 | 0.00031313 | 2024 | Mitigation | 0.95 | 45 | 0 | esc | 0.00097009 | 7.4652e-10 | 0.00097009 | 7.4652e-10 | 0.0032972 | 1.647e-11 | 0.012804 | 8.6854e-06
[120 empty] | 7.3.3.17.5 (Remote Grid) Updates to grid topology to minimize risk of ignition in HFTDs Remote GridWLDFREquipment / facility failureAggregated | WLDFR | HFTD - Distribution - Tier 2 - 5QU CoRE ¦ 5QU LoRE | Non-Red Flag Warning - Large Fires | Equipment / facility failure | Aggregated | 2025 | 7.6954e-07 | 406.8993 | 0.00031313 | 2025 | Mitigation | 0.95 | 45 | 0 | esc | 0.00097009 | 7.4652e-10 | 0.00097009 | 7.4652e-10 | 0.0032972 | 1.647e-11 | 0.012804 | 8.6854e-06
[120 empty] | 7.3.3.17.5 (Remote Grid) Updates to grid topology to minimize risk of ignition in HFTDs Remote GridWLDFREquipment / facility failureAggregated | WLDFR | HFTD - Distribution - Tier 2 - 5QU CoRE ¦ 5QU LoRE | Non-Red Flag Warning - Large Fires | Equipment / facility failure | Aggregated | 2026 | 7.6954e-07 | 406.8993 | 0.00031313 | 2026 | Mitigation | 0.95 | 45 | 0 | esc | 0.00097009 | 7.4652e-10 | 0.00097009 | 7.4652e-10 | 0.0032972 | 1.647e-11 | 0.012804 | 8.6854e-06
[120 empty] | 7.3.3.17.5 (Remote Grid) Updates to grid topology to minimize risk of ignition in HFTDs Remote GridWLDFREquipment / facility failureAggregated | WLDFR | HFTD - Distribution - Tier 2 - 5QU CoRE ¦ 5QU LoRE | Non-Red Flag Warning - Large Fires | Equipment / facility failure | Aggregated | 2027 | 7.6954e-07 | 406.8993 | 0.00031313 | 2027 | Mitigation | 0.95 | 45 | 0 | esc | 0.00097009 | 7.4652e-10 | 0.00097009 | 7.4652e-10 | 0.0032972 | 1.647e-11 | 0.012804 | 8.6854e-06
[120 empty] | 7.3.3.17.5 (Remote Grid) Updates to grid topology to minimize risk of ignition in HFTDs Remote GridWLDFREquipment / facility failureAggregated | WLDFR | HFTD - Distribution - Tier 2 - 5QU CoRE ¦ 5QU LoRE | Non-Red Flag Warning - Large Fires | Equipment / facility failure | Aggregated | 2028 | 7.6954e-07 | 406.8993 | 0.00031313 | 2028 | Mitigation | 0.95 | 45 | 0 | esc | 0.00097009 | 7.4652e-10 | 0.00097009 | 7.4652e-10 | 0.0032972 | 1.647e-11 | 0.012804 | 8.6854e-06
[120 empty] | 7.3.3.17.5 (Remote Grid) Updates to grid topology to minimize risk of ignition in HFTDs Remote GridWLDFREquipment / facility failureAggregated | WLDFR | HFTD - Distribution - Tier 2 - 5QU CoRE ¦ 5QU LoRE | Non-Red Flag Warning - Large Fires | Equipment / facility failure | Aggregated | 2029 | 7.6954e-07 | 406.8993 | 0.00031313 | 2029 | Mitigation | 0.95 | 45 | 0 | esc | 0.00097009 | 7.4652e-10 | 0.00097009 | 7.4652e-10 | 0.0032972 | 1.647e-11 | 0.012804 | 8.6854e-06
[120 empty] | 7.3.3.17.5 (Remote Grid) Updates to grid topology to minimize risk of ignition in HFTDs Remote GridWLDFREquipment / facility failureAggregated | WLDFR | HFTD - Distribution - Tier 2 - 5QU CoRE ¦ 5QU LoRE | Non-Red Flag Warning - Large Fires | Equipment / facility failure | Aggregated | 2030 | 7.6954e-07 | 406.8993 | 0.00031313 | 2030 | Mitigation | 0.95 | 45 | 0 | esc | 0.00097009 | 7.4652e-10 | 0.00097009 | 7.4652e-10 | 0.0032972 | 1.647e-11 | 0 | 0
[120 empty] | 7.3.3.17.5 (Remote Grid) Updates to grid topology to minimize risk of ignition in HFTDs Remote GridWLDFREquipment / facility failureAggregated | WLDFR | HFTD - Distribution - Tier 2 - 5QU CoRE ¦ 5QU LoRE | Non-Red Flag Warning - Large Fires | Equipment / facility failure | Aggregated | 2031 | 7.6954e-07 | 406.8993 | 0.00031313 | 2031 | Mitigation | 0.95 | 45 | 0 | esc | 0.00097009 | 7.4652e-10 | 0.00097009 | 7.4652e-10 | 0.0032972 | 1.647e-11 | 0 | 0
[120 empty] | 7.3.3.17.5 (Remote Grid) Updates to grid topology to minimize risk of ignition in HFTDs Remote GridWLDFREquipment / facility failureAggregated | WLDFR | HFTD - Distribution - Tier 2 - 5QU CoRE ¦ 5QU LoRE | Non-Red Flag Warning - Large Fires | Equipment / facility failure | Aggregated | 2032 | 7.6954e-07 | 406.8993 | 0.00031313 | 2032 | Mitigation | 0.95 | 45 | 0 | esc | 0.00097009 | 7.4652e-10 | 0.00097009 | 7.4652e-10 | 0.0032972 | 1.647e-11 | 0.014899 | 4.071e-07
[120 empty] | 7.3.3.17.5 (Remote Grid) Updates to grid topology to minimize risk of ignition in HFTDs Remote GridWLDFREquipment / facility failureAggregated | WLDFR | HFTD - Distribution - Tier 2 - 5QU CoRE ¦ 5QU LoRE | Non-Red Flag Warning - Large Fires | Equipment / facility failure | Aggregated | 2033 | 7.6954e-07 | 406.8993 | 0.00031313 | 2033 | Mitigation | 0.95 | 45 | 0 | esc | 0.00097009 | 7.4652e-10 | 0.00097009 | 7.4652e-10 | 0.0032972 | 1.647e-11 | 0.014899 | 4.071e-07
[120 empty] | 7.3.3.17.5 (Remote Grid) Updates to grid topology to minimize risk of ignition in HFTDs Remote GridWLDFREquipment / facility failureAggregated | WLDFR | HFTD - Distribution - Tier 2 - 5QU CoRE ¦ 5QU LoRE | Non-Red Flag Warning - Large Fires | Equipment / facility failure | Aggregated | 2034 | 7.6954e-07 | 406.8993 | 0.00031313 | 2034 | Mitigation | 0.95 | 45 | 0 | esc | 0.00097009 | 7.4652e-10 | 0.00097009 | 7.4652e-10 | 0.0032972 | 1.647e-11 | 0.014899 | 4.071e-07
[120 empty] | 7.3.3.17.5 (Remote Grid) Updates to grid topology to minimize risk of ignition in HFTDs Remote GridWLDFREquipment / facility failureAggregated | WLDFR | HFTD - Distribution - Tier 2 - 5QU CoRE ¦ 5QU LoRE | Non-Red Flag Warning - Large Fires | Equipment / facility failure | Aggregated | 2035 | 7.6954e-07 | 406.8993 | 0.00031313 | 2035 | Mitigation | 0.95 | 45 | 0 | esc | 0.00097009 | 7.4652e-10 | 0.00097009 | 7.4652e-10 | 0.0032972 | 1.647e-11 | 0.014899 | 4.071e-07
[120 empty] | 7.3.3.17.5 (Remote Grid) Updates to grid topology to minimize risk of ignition in HFTDs Remote GridWLDFREquipment / facility failureAggregated | WLDFR | HFTD - Distribution - Tier 2 - 5QU CoRE ¦ 5QU LoRE | Non-Red Flag Warning - Large Fires | Equipment / facility failure | Aggregated | 2036 | 7.6954e-07 | 406.8993 | 0.00031313 | 2036 | Mitigation | 0.95 | 45 | 0 | esc | 0.00097009 | 7.4652e-10 | 0.00097009 | 7.4652e-10 | 0.0032972 | 1.647e-11 | 0.014899 | 4.071e-07
[120 empty] | 7.3.3.17.5 (Remote Grid) Updates to grid topology to minimize risk of ignition in HFTDs Remote GridWLDFREquipment / facility failureAggregated | WLDFR | HFTD - Distribution - Tier 2 - 5QU CoRE ¦ 5QU LoRE | Non-Red Flag Warning - Large Fires | Equipment / facility failure | Aggregated | 2037 | 7.6954e-07 | 406.8993 | 0.00031313 | 2037 | Mitigation | 0.95 | 45 | 0 | esc | 0.00097009 | 7.4652e-10 | 0.00097009 | 7.4652e-10 | 0.0032972 | 1.647e-11 | 0.014899 | 4.071e-07
[120 empty] | 7.3.3.17.5 (Remote Grid) Updates to grid topology to minimize risk of ignition in HFTDs Remote GridWLDFREquipment / facility failureAggregated | WLDFR | HFTD - Distribution - Tier 2 - 5QU CoRE ¦ 5QU LoRE | Non-Red Flag Warning - Large Fires | Equipment / facility failure | Aggregated | 2038 | 7.6954e-07 | 406.8993 | 0.00031313 | 2038 | Mitigation | 0.95 | 45 | 0 | esc | 0.00097009 | 7.4652e-10 | 0.00097009 | 7.4652e-10 | 0.0032972 | 1.647e-11 | 0.014899 | 4.071e-07
[120 empty] | 7.3.3.17.5 (Remote Grid) Updates to grid topology to minimize risk of ignition in HFTDs Remote GridWLDFREquipment / facility failureAggregated | WLDFR | HFTD - Distribution - Tier 2 - 5QU CoRE ¦ 5QU LoRE | Non-Red Flag Warning - Large Fires | Equipment / facility failure | Aggregated | 2039 | 7.6954e-07 | 406.8993 | 0.00031313 | 2039 | Mitigation | 0.95 | 45 | 0 | esc | 0.00097009 | 7.4652e-10 | 0.00097009 | 7.4652e-10 | 0.0032972 | 1.647e-11 | 0.014899 | 4.071e-07
[120 empty] | 7.3.3.17.5 (Remote Grid) Updates to grid topology to minimize risk of ignition in HFTDs Remote GridWLDFREquipment / facility failureAggregated | WLDFR | HFTD - Distribution - Tier 2 - 5QU CoRE ¦ 5QU LoRE | Non-Red Flag Warning - Large Fires | Equipment / facility failure | Aggregated | 2040 | 7.6954e-07 | 406.8993 | 0.00031313 | 2040 | Mitigation | 0.95 | 45 | 0 | esc | 0.00097009 | 7.4652e-10 | 0.00097009 | 7.4652e-10 | 0.0032972 | 1.647e-11 | 0.014899 | 4.071e-07
[120 empty] | 7.3.3.17.5 (Remote Grid) Updates to grid topology to minimize risk of ignition in HFTDs Remote GridWLDFREquipment / facility failureAggregated | WLDFR | HFTD - Distribution - Tier 2 - 5QU CoRE ¦ 5QU LoRE | Non-Red Flag Warning - Large Fires | Equipment / facility failure | Aggregated | 2041 | 7.6954e-07 | 406.8993 | 0.00031313 | 2041 | Mitigation | 0.95 | 45 | 0 | esc | 0.00097009 | 7.4652e-10 | 0.00097009 | 7.4652e-10 | 0.0032972 | 1.647e-11 | 0.014899 | 4.071e-07
[120 empty] | 7.3.3.17.5 (Remote Grid) Updates to grid topology to minimize risk of ignition in HFTDs Remote GridWLDFREquipment / facility failureAggregated | WLDFR | HFTD - Distribution - Tier 2 - 5QU CoRE ¦ 5QU LoRE | Non-Red Flag Warning - Large Fires | Equipment / facility failure | Aggregated | 2042 | 7.6954e-07 | 406.8993 | 0.00031313 | 2042 | Mitigation | 0.95 | 45 | 0 | esc | 0.00097009 | 7.4652e-10 | 0.00097009 | 7.4652e-10 | 0.0032972 | 1.647e-11 | 0.014899 | 4.071e-07
[120 empty] | 7.3.3.17.5 (Remote Grid) Updates to grid topology to minimize risk of ignition in HFTDs Remote GridWLDFREquipment / facility failureAggregated | WLDFR | HFTD - Distribution - Tier 2 - 5QU CoRE ¦ 5QU LoRE | Non-Red Flag Warning - Large Fires | Equipment / facility failure | Aggregated | 2043 | 7.6954e-07 | 406.8993 | 0.00031313 | 2043 | Mitigation | 0.95 | 45 | 0 | esc | 0.00097009 | 7.4652e-10 | 0.00097009 | 7.4652e-10 | 0.0032972 | 1.647e-11 | 0.014899 | 4.071e-07
[120 empty] | 7.3.3.17.5 (Remote Grid) Updates to grid topology to minimize risk of ignition in HFTDs Remote GridWLDFREquipment / facility failureAggregated | WLDFR | HFTD - Distribution - Tier 2 - 5QU CoRE ¦ 5QU LoRE | Non-Red Flag Warning - Large Fires | Equipment / facility failure | Aggregated | 2044 | 7.6954e-07 | 406.8993 | 0.00031313 | 2044 | Mitigation | 0.95 | 45 | 0 | esc | 0.00097009 | 7.4652e-10 | 0.00097009 | 7.4652e-10 | 0.0032972 | 1.647e-11 | 0.014899 | 4.071e-07
[120 empty] | 7.3.3.17.5 (Remote Grid) Updates to grid topology to minimize risk of ignition in HFTDs Remote GridWLDFREquipment / facility failureAggregated | WLDFR | HFTD - Distribution - Tier 2 - 5QU CoRE ¦ 5QU LoRE | Non-Red Flag Warning - Large Fires | Equipment / facility failure | Aggregated | 2045 | 7.6954e-07 | 406.8993 | 0.00031313 | 2045 | Mitigation | 0.95 | 45 | 0 | esc | 0.00097009 | 7.4652e-10 | 0.00097009 | 7.4652e-10 | 0.0032972 | 1.647e-11 | 0.014899 | 4.071e-07
[120 empty] | 7.3.3.17.5 (Remote Grid) Updates to grid topology to minimize risk of ignition in HFTDs Remote GridWLDFREquipment / facility failureAggregated | WLDFR | HFTD - Distribution - Tier 2 - 5QU CoRE ¦ 5QU LoRE | Non-Red Flag Warning - Large Fires | Equipment / facility failure | Aggregated | 2046 | 7.6954e-07 | 406.8993 | 0.00031313 | 2046 | Mitigation | 0.95 | 45 | 0 | esc | 0.00097009 | 7.4652e-10 | 0.00097009 | 7.4652e-10 | 0 | 0 | 0.014899 | 4.071e-07
[120 empty] | 7.3.3.17.5 (Remote Grid) Updates to grid topology to minimize risk of ignition in HFTDs Remote GridWLDFREquipment / facility failureAggregated | WLDFR | HFTD - Distribution - Tier 2 - 5QU CoRE ¦ 5QU LoRE | Non-Red Flag Warning - Large Fires | Equipment / facility failure | Aggregated | 2047 | 7.6954e-07 | 406.8993 | 0.00031313 | 2047 | Mitigation | 0.95 | 45 | 0 | esc | 0.00097009 | 7.4652e-10 | 0.00097009 | 7.4652e-10 | 0.0032972 | 6.6649e-10 | 0.014899 | 4.071e-07
[120 empty] | 7.3.3.17.5 (Remote Grid) Updates to grid topology to minimize risk of ignition in HFTDs Remote GridWLDFREquipment / facility failureAggregated | WLDFR | HFTD - Distribution - Tier 2 - 5QU CoRE ¦ 5QU LoRE | Non-Red Flag Warning - Large Fires | Equipment / facility failure | Aggregated | 2048 | 7.6954e-07 | 406.8993 | 0.00031313 | 2048 | Mitigation | 0.95 | 45 | 0 | esc | 0.00097009 | 7.4652e-10 | 0.00097009 | 7.4652e-10 | 0.0032972 | 6.6649e-10 | 0.014899 | 4.071e-07
[120 empty] | 7.3.3.17.5 (Remote Grid) Updates to grid topology to minimize risk of ignition in HFTDs Remote GridWLDFREquipment / facility failureAggregated | WLDFR | HFTD - Distribution - Tier 2 - 5QU CoRE ¦ 5QU LoRE | Non-Red Flag Warning - Large Fires | Equipment / facility failure | Aggregated | 2049 | 7.6954e-07 | 406.8993 | 0.00031313 | 2049 | Mitigation | 0.95 | 45 | 0 | esc | 0.00097009 | 7.4652e-10 | 0.00097009 | 7.4652e-10 | 0.0032972 | 6.6649e-10 | 0.014899 | 4.071e-07
[120 empty] | 7.3.3.17.5 (Remote Grid) Updates to grid topology to minimize risk of ignition in HFTDs Remote GridWLDFREquipment / facility failureAggregated | WLDFR | HFTD - Distribution - Tier 2 - 5QU CoRE ¦ 5QU LoRE | Non-Red Flag Warning - Large Fires | Equipment / facility failure | Aggregated | 2050 | 7.6954e-07 | 406.8993 | 0.00031313 | 2050 | Mitigation | 0.95 | 45 | 0 | esc | 0.00097009 | 7.4652e-10 | 0.00097009 | 7.4652e-10 | 0.0032972 | 6.6649e-10 | 0.014899 | 4.071e-07
[120 empty] | 7.3.3.17.5 (Remote Grid) Updates to grid topology to minimize risk of ignition in HFTDs Remote GridWLDFREquipment / facility failureAggregated | WLDFR | HFTD - Distribution - Tier 2 - 5QU CoRE ¦ 5QU LoRE | Non-Red Flag Warning - Large Fires | Equipment / facility failure | Aggregated | 2051 | 7.6954e-07 | 406.8993 | 0.00031313 | 2051 | Mitigation | 0.95 | 45 | 0 | esc | 0.00097009 | 7.4652e-10 | 0.00097009 | 7.4652e-10 | 0.0032972 | 6.6649e-10 | 0.014899 | 4.071e-07
[120 empty] | 7.3.3.17.5 (Remote Grid) Updates to grid topology to minimize risk of ignition in HFTDs Remote GridWLDFREquipment / facility failureAggregated | WLDFR | HFTD - Distribution - Tier 2 - 5QU CoRE ¦ 5QU LoRE | Non-Red Flag Warning - Large Fires | Equipment / facility failure | Aggregated | 2052 | 7.6954e-07 | 406.8993 | 0.00031313 | 2052 | Mitigation | 0.95 | 45 | 0 | esc | 0.00097009 | 7.4652e-10 | 0.00097009 | 7.4652e-10 | 0.0032972 | 6.6649e-10 | 0.014899 | 4.071e-07
[120 empty] | 7.3.3.17.5 (Remote Grid) Updates to grid topology to minimize risk of ignition in HFTDs Remote GridWLDFREquipment / facility failureAggregated | WLDFR | HFTD - Distribution - Tier 2 - 5QU CoRE ¦ 5QU LoRE | Non-Red Flag Warning - Large Fires | Equipment / facility failure | Aggregated | 2053 | 7.6954e-07 | 406.8993 | 0.00031313 | 2053 | Mitigation | 0.95 | 45 | 0 | esc | 0.00097009 | 7.4652e-10 | 0.00097009 | 7.4652e-10 | 0.0032972 | 6.6649e-10 | 0.014899 | 4.071e-07
[120 empty] | 7.3.3.17.5 (Remote Grid) Updates to grid topology to minimize risk of ignition in HFTDs Remote GridWLDFREquipment / facility failureAggregated | WLDFR | HFTD - Distribution - Tier 2 - 5QU CoRE ¦ 5QU LoRE | Non-Red Flag Warning - Large Fires | Equipment / facility failure | Aggregated | 2054 | 7.6954e-07 | 406.8993 | 0.00031313 | 2054 | Mitigation | 0.95 | 45 | 0 | esc | 0.00097009 | 7.4652e-10 | 0.00097009 | 7.4652e-10 | 0.0032972 | 6.6649e-10 | 0.014899 | 4.071e-07
[120 empty] | 7.3.3.17.5 (Remote Grid) Updates to grid topology to minimize risk of ignition in HFTDs Remote GridWLDFREquipment / facility failureAggregated | WLDFR | HFTD - Distribution - Tier 2 - 5QU CoRE ¦ 5QU LoRE | Non-Red Flag Warning - Large Fires | Equipment / facility failure | Aggregated | 2055 | 7.6954e-07 | 406.8993 | 0.00031313 | 2055 | Mitigation | 0.95 | 45 | 0 | esc | 0.00097009 | 7.4652e-10 | 0.00097009 | 7.4652e-10 | 0.0032972 | 6.6649e-10 | 0.014899 | 4.071e-07
[120 empty] | 7.3.3.17.5 (Remote Grid) Updates to grid topology to minimize risk of ignition in HFTDs Remote GridWLDFREquipment / facility failureAggregated | WLDFR | HFTD - Distribution - Tier 2 - 5QU CoRE ¦ 5QU LoRE | Non-Red Flag Warning - Large Fires | Equipment / facility failure | Aggregated | 2056 | 7.6954e-07 | 406.8993 | 0.00031313 | 2056 | Mitigation | 0.95 | 45 | 0 | esc | 0.00097009 | 7.4652e-10 | 0.00097009 | 7.4652e-10 | 0.0032972 | 6.6649e-10 | 0.014899 | 4.071e-07
[120 empty] | 7.3.3.17.5 (Remote Grid) Updates to grid topology to minimize risk of ignition in HFTDs Remote GridWLDFREquipment / facility failureAggregated | WLDFR | HFTD - Distribution - Tier 2 - 5QU CoRE ¦ 5QU LoRE | Non-Red Flag Warning - Large Fires | Equipment / facility failure | Aggregated | 2057 | 7.6954e-07 | 406.8993 | 0.00031313 | 2057 | Mitigation | 0.95 | 45 | 0 | esc | 0.00097009 | 7.4652e-10 | 0.00097009 | 7.4652e-10 | 0.0032972 | 6.6649e-10 | 0.014899 | 4.071e-07
[120 empty] | 7.3.3.17.5 (Remote Grid) Updates to grid topology to minimize risk of ignition in HFTDs Remote GridWLDFREquipment / facility failureAggregated | WLDFR | HFTD - Distribution - Tier 2 - 5QU CoRE ¦ 5QU LoRE | Non-Red Flag Warning - Large Fires | Equipment / facility failure | Aggregated | 2058 | 7.6954e-07 | 406.8993 | 0.00031313 | 2058 | Mitigation | 0.95 | 45 | 0 | esc | 0.00097009 | 7.4652e-10 | 0.00097009 | 7.4652e-10 | 0.0032972 | 6.6649e-10 | 0.014899 | 4.071e-07
[120 empty] | 7.3.3.17.5 (Remote Grid) Updates to grid topology to minimize risk of ignition in HFTDs Remote GridWLDFREquipment / facility failureAggregated | WLDFR | HFTD - Distribution - Tier 2 - 5QU CoRE ¦ 5QU LoRE | Non-Red Flag Warning - Large Fires | Equipment / facility failure | Aggregated | 2059 | 7.6954e-07 | 406.8993 | 0.00031313 | 2059 | Mitigation | 0.95 | 45 | 0 | esc | 0.00097009 | 7.4652e-10 | 0.00097009 | 7.4652e-10 | 0.0032972 | 6.6649e-10 | 0.014899 | 4.071e-07
[120 empty] | 7.3.3.17.5 (Remote Grid) Updates to grid topology to minimize risk of ignition in HFTDs Remote GridWLDFREquipment / facility failureAggregated | WLDFR | HFTD - Distribution - Tier 2 - 5QU CoRE ¦ 5QU LoRE | Non-Red Flag Warning - Large Fires | Equipment / facility failure | Aggregated | 2060 | 7.6954e-07 | 406.8993 | 0.00031313 | 2060 | Mitigation | 0.95 | 45 | 0 | esc | 0.00097009 | 7.4652e-10 | 0.00097009 | 7.4652e-10 | 0.0032972 | 6.6649e-10 | 0.014899 | 4.071e-07
[120 empty] | 7.3.3.17.5 (Remote Grid) Updates to grid topology to minimize risk of ignition in HFTDs Remote GridWLDFREquipment / facility failureAggregated | WLDFR | HFTD - Distribution - Tier 2 - 5QU CoRE ¦ 5QU LoRE | Non-Red Flag Warning - Large Fires | Equipment / facility failure | Aggregated | 2061 | 7.6954e-07 | 406.8993 | 0.00031313 | 2061 | Mitigation | 0.95 | 45 | 0 | esc | 0.00097009 | 7.4652e-10 | 0.00097009 | 7.4652e-10 | 0.0032972 | 6.6649e-10 | 0.014899 | 4.071e-07
[120 empty] | 7.3.3.17.5 (Remote Grid) Updates to grid topology to minimize risk of ignition in HFTDs Remote GridWLDFREquipment / facility failureAggregated | WLDFR | HFTD - Distribution - Tier 2 - 5QU CoRE ¦ 5QU LoRE | Non-Red Flag Warning - Large Fires | Equipment / facility failure | Aggregated | 2062 | 7.6954e-07 | 406.8993 | 0.00031313 | 2062 | Mitigation | 0.95 | 45 | 0 | esc | 0.00097009 | 7.4652e-10 | 0.00097009 | 7.4652e-10 | 0.0032972 | 6.6649e-10 | 0 | 0
[120 empty] | 7.3.3.17.5 (Remote Grid) Updates to grid topology to minimize risk of ignition in HFTDs Remote GridWLDFREquipment / facility failureAggregated | WLDFR | HFTD - Distribution - Tier 2 - 5QU CoRE ¦ 5QU LoRE | Non-Red Flag Warning - Large Fires | Equipment / facility failure | Aggregated | 2063 | 7.6954e-07 | 406.8993 | 0.00031313 | 2063 | Mitigation | 0.95 | 45 | 0 | esc | 0.00097009 | 7.4652e-10 | 0.00097009 | 7.4652e-10 | 0.0032972 | 6.6649e-10 | 0 | 0
[120 empty] | 7.3.3.17.5 (Remote Grid) Updates to grid topology to minimize risk of ignition in HFTDs Remote GridWLDFREquipment / facility failureAggregated | WLDFR | HFTD - Distribution - Tier 2 - 5QU CoRE ¦ 5QU LoRE | Non-Red Flag Warning - Large Fires | Equipment / facility failure | Aggregated | 2064 | 7.6954e-07 | 406.8993 | 0.00031313 | 2064 | Mitigation | 0.95 | 45 | 0 | esc | 0.00097009 | 7.4652e-10 | 0.00097009 | 7.4652e-10 | 0.0032972 | 6.6649e-10 | 0.008942 | 1.4761e-06
[120 empty] | 7.3.3.17.5 (Remote Grid) Updates to grid topology to minimize risk of ignition in HFTDs Remote GridWLDFREquipment / facility failureAggregated | WLDFR | HFTD - Distribution - Tier 2 - 5QU CoRE ¦ 5QU LoRE | Non-Red Flag Warning - Large Fires | Equipment / facility failure | Aggregated | 2065 | 7.6954e-07 | 406.8993 | 0.00031313 | 2065 | Mitigation | 0.95 | 45 | 0 | esc | 0.00097009 | 7.4652e-10 | 0.00097009 | 7.4652e-10 | 0.0032972 | 6.6649e-10 | 0.008942 | 1.4761e-06
[120 empty] | 7.3.3.17.5 (Remote Grid) Updates to grid topology to minimize risk of ignition in HFTDs Remote GridWLDFREquipment / facility failureAggregated | WLDFR | HFTD - Distribution - Tier 2 - 5QU CoRE ¦ 5QU LoRE | Non-Red Flag Warning - Large Fires | Equipment / facility failure | Aggregated | 2066 | 7.6954e-07 | 406.8993 | 0.00031313 | 2066 | Mitigation | 0.95 | 45 | 0 | esc | 0.00097009 | 7.4652e-10 | 0.00097009 | 7.4652e-10 | 0.0032972 | 6.6649e-10 | 0.008942 | 1.4761e-06
[120 empty] | 7.3.3.17.5 (Remote Grid) Updates to grid topology to minimize risk of ignition in HFTDs Remote GridWLDFREquipment / facility failureAggregated | WLDFR | HFTD - Distribution - Tier 2 - 5QU CoRE ¦ 5QU LoRE | Non-Red Flag Warning - Large Fires | Equipment / facility failure | Aggregated | 2067 | 7.6954e-07 | 406.8993 | 0.00031313 | 2067 | Mitigation | 0.95 | 45 | 0 | esc | 0 | 0 | 0.00097009 | 7.4652e-10 | 0.0032972 | 6.6649e-10 | 0.008942 | 1.4761e-06
[120 empty] | 7.3.3.17.5 (Remote Grid) Updates to grid topology to minimize risk of ignition in HFTDs Remote GridWLDFRVegetation ContactAggregated | WLDFR | HFTD - Distribution - Tier 2 - 5QU CoRE ¦ 5QU LoRE | Non-Red Flag Warning - Large Fires | Vegetation Contact | Aggregated | 2022 | 1.6491e-06 | 406.8993 | 0.00067102 | 2022 | Mitigation | 0.95 | 45 | 0 | esc | 0.00097009 | 1.5998e-09 | 0 | 0 | 0.0032972 | 6.6649e-10 | 0.008942 | 1.4761e-06
[120 empty] | 7.3.3.17.5 (Remote Grid) Updates to grid topology to minimize risk of ignition in HFTDs Remote GridWLDFRVegetation ContactAggregated | WLDFR | HFTD - Distribution - Tier 2 - 5QU CoRE ¦ 5QU LoRE | Non-Red Flag Warning - Large Fires | Vegetation Contact | Aggregated | 2023 | 1.6491e-06 | 406.8993 | 0.00067102 | 2023 | Mitigation | 0.95 | 45 | 0 | esc | 0.00097009 | 1.5998e-09 | 0.00097009 | 1.5998e-09 | 0.0032972 | 6.6649e-10 | 0.008942 | 1.4761e-06
[120 empty] | 7.3.3.17.5 (Remote Grid) Updates to grid topology to minimize risk of ignition in HFTDs Remote GridWLDFRVegetation ContactAggregated | WLDFR | HFTD - Distribution - Tier 2 - 5QU CoRE ¦ 5QU LoRE | Non-Red Flag Warning - Large Fires | Vegetation Contact | Aggregated | 2024 | 1.6491e-06 | 406.8993 | 0.00067102 | 2024 | Mitigation | 0.95 | 45 | 0 | esc | 0.00097009 | 1.5998e-09 | 0.00097009 | 1.5998e-09 | 0.0032972 | 6.6649e-10 | 0.008942 | 1.4761e-06
[120 empty] | 7.3.3.17.5 (Remote Grid) Updates to grid topology to minimize risk of ignition in HFTDs Remote GridWLDFRVegetation ContactAggregated | WLDFR | HFTD - Distribution - Tier 2 - 5QU CoRE ¦ 5QU LoRE | Non-Red Flag Warning - Large Fires | Vegetation Contact | Aggregated | 2025 | 1.6491e-06 | 406.8993 | 0.00067102 | 2025 | Mitigation | 0.95 | 45 | 0 | esc | 0.00097009 | 1.5998e-09 | 0.00097009 | 1.5998e-09 | 0.0032972 | 6.6649e-10 | 0.008942 | 1.4761e-06
[120 empty] | 7.3.3.17.5 (Remote Grid) Updates to grid topology to minimize risk of ignition in HFTDs Remote GridWLDFRVegetation ContactAggregated | WLDFR | HFTD - Distribution - Tier 2 - 5QU CoRE ¦ 5QU LoRE | Non-Red Flag Warning - Large Fires | Vegetation Contact | Aggregated | 2026 | 1.6491e-06 | 406.8993 | 0.00067102 | 2026 | Mitigation | 0.95 | 45 | 0 | esc | 0.00097009 | 1.5998e-09 | 0.00097009 | 1.5998e-09 | 0.0032972 | 6.6649e-10 | 0.008942 | 1.4761e-06
[120 empty] | 7.3.3.17.5 (Remote Grid) Updates to grid topology to minimize risk of ignition in HFTDs Remote GridWLDFRVegetation ContactAggregated | WLDFR | HFTD - Distribution - Tier 2 - 5QU CoRE ¦ 5QU LoRE | Non-Red Flag Warning - Large Fires | Vegetation Contact | Aggregated | 2027 | 1.6491e-06 | 406.8993 | 0.00067102 | 2027 | Mitigation | 0.95 | 45 | 0 | esc | 0.00097009 | 1.5998e-09 | 0.00097009 | 1.5998e-09 | 0.0032972 | 6.6649e-10 | 0.008942 | 1.4761e-06
[120 empty] | 7.3.3.17.5 (Remote Grid) Updates to grid topology to minimize risk of ignition in HFTDs Remote GridWLDFRVegetation ContactAggregated | WLDFR | HFTD - Distribution - Tier 2 - 5QU CoRE ¦ 5QU LoRE | Non-Red Flag Warning - Large Fires | Vegetation Contact | Aggregated | 2028 | 1.6491e-06 | 406.8993 | 0.00067102 | 2028 | Mitigation | 0.95 | 45 | 0 | esc | 0.00097009 | 1.5998e-09 | 0.00097009 | 1.5998e-09 | 0.0032972 | 6.6649e-10 | 0.008942 | 1.4761e-06
[120 empty] | 7.3.3.17.5 (Remote Grid) Updates to grid topology to minimize risk of ignition in HFTDs Remote GridWLDFRVegetation ContactAggregated | WLDFR | HFTD - Distribution - Tier 2 - 5QU CoRE ¦ 5QU LoRE | Non-Red Flag Warning - Large Fires | Vegetation Contact | Aggregated | 2029 | 1.6491e-06 | 406.8993 | 0.00067102 | 2029 | Mitigation | 0.95 | 45 | 0 | esc | 0.00097009 | 1.5998e-09 | 0.00097009 | 1.5998e-09 | 0.0032972 | 6.6649e-10 | 0.008942 | 1.4761e-06
[120 empty] | 7.3.3.17.5 (Remote Grid) Updates to grid topology to minimize risk of ignition in HFTDs Remote GridWLDFRVegetation ContactAggregated | WLDFR | HFTD - Distribution - Tier 2 - 5QU CoRE ¦ 5QU LoRE | Non-Red Flag Warning - Large Fires | Vegetation Contact | Aggregated | 2030 | 1.6491e-06 | 406.8993 | 0.00067102 | 2030 | Mitigation | 0.95 | 45 | 0 | esc | 0.00097009 | 1.5998e-09 | 0.00097009 | 1.5998e-09 | 0.0032972 | 6.6649e-10 | 0.008942 | 1.4761e-06
[120 empty] | 7.3.3.17.5 (Remote Grid) Updates to grid topology to minimize risk of ignition in HFTDs Remote GridWLDFRVegetation ContactAggregated | WLDFR | HFTD - Distribution - Tier 2 - 5QU CoRE ¦ 5QU LoRE | Non-Red Flag Warning - Large Fires | Vegetation Contact | Aggregated | 2031 | 1.6491e-06 | 406.8993 | 0.00067102 | 2031 | Mitigation | 0.95 | 45 | 0 | esc | 0.00097009 | 1.5998e-09 | 0.00097009 | 1.5998e-09 | 0.0032972 | 6.6649e-10 | 0.008942 | 1.4761e-06
[120 empty] | 7.3.3.17.5 (Remote Grid) Updates to grid topology to minimize risk of ignition in HFTDs Remote GridWLDFRVegetation ContactAggregated | WLDFR | HFTD - Distribution - Tier 2 - 5QU CoRE ¦ 5QU LoRE | Non-Red Flag Warning - Large Fires | Vegetation Contact | Aggregated | 2032 | 1.6491e-06 | 406.8993 | 0.00067102 | 2032 | Mitigation | 0.95 | 45 | 0 | esc | 0.00097009 | 1.5998e-09 | 0.00097009 | 1.5998e-09 | 0.0032972 | 6.6649e-10 | 0.008942 | 1.4761e-06
[120 empty] | 7.3.3.17.5 (Remote Grid) Updates to grid topology to minimize risk of ignition in HFTDs Remote GridWLDFRVegetation ContactAggregated | WLDFR | HFTD - Distribution - Tier 2 - 5QU CoRE ¦ 5QU LoRE | Non-Red Flag Warning - Large Fires | Vegetation Contact | Aggregated | 2033 | 1.6491e-06 | 406.8993 | 0.00067102 | 2033 | Mitigation | 0.95 | 45 | 0 | esc | 0.00097009 | 1.5998e-09 | 0.00097009 | 1.5998e-09 | 0.0032972 | 6.6649e-10 | 0.008942 | 1.4761e-06
[120 empty] | 7.3.3.17.5 (Remote Grid) Updates to grid topology to minimize risk of ignition in HFTDs Remote GridWLDFRVegetation ContactAggregated | WLDFR | HFTD - Distribution - Tier 2 - 5QU CoRE ¦ 5QU LoRE | Non-Red Flag Warning - Large Fires | Vegetation Contact | Aggregated | 2034 | 1.6491e-06 | 406.8993 | 0.00067102 | 2034 | Mitigation | 0.95 | 45 | 0 | esc | 0.00097009 | 1.5998e-09 | 0.00097009 | 1.5998e-09 | 0.0032972 | 6.6649e-10 | 0.008942 | 1.4761e-06
[120 empty] | 7.3.3.17.5 (Remote Grid) Updates to grid topology to minimize risk of ignition in HFTDs Remote GridWLDFRVegetation ContactAggregated | WLDFR | HFTD - Distribution - Tier 2 - 5QU CoRE ¦ 5QU LoRE | Non-Red Flag Warning - Large Fires | Vegetation Contact | Aggregated | 2035 | 1.6491e-06 | 406.8993 | 0.00067102 | 2035 | Mitigation | 0.95 | 45 | 0 | esc | 0.00097009 | 1.5998e-09 | 0.00097009 | 1.5998e-09 | 0.0032972 | 6.6649e-10 | 0.008942 | 1.4761e-06
[120 empty] | 7.3.3.17.5 (Remote Grid) Updates to grid topology to minimize risk of ignition in HFTDs Remote GridWLDFRVegetation ContactAggregated | WLDFR | HFTD - Distribution - Tier 2 - 5QU CoRE ¦ 5QU LoRE | Non-Red Flag Warning - Large Fires | Vegetation Contact | Aggregated | 2036 | 1.6491e-06 | 406.8993 | 0.00067102 | 2036 | Mitigation | 0.95 | 45 | 0 | esc | 0.00097009 | 1.5998e-09 | 0.00097009 | 1.5998e-09 | 0.0032972 | 6.6649e-10 | 0.008942 | 1.4761e-06
[120 empty] | 7.3.3.17.5 (Remote Grid) Updates to grid topology to minimize risk of ignition in HFTDs Remote GridWLDFRVegetation ContactAggregated | WLDFR | HFTD - Distribution - Tier 2 - 5QU CoRE ¦ 5QU LoRE | Non-Red Flag Warning - Large Fires | Vegetation Contact | Aggregated | 2037 | 1.6491e-06 | 406.8993 | 0.00067102 | 2037 | Mitigation | 0.95 | 45 | 0 | esc | 0.00097009 | 1.5998e-09 | 0.00097009 | 1.5998e-09 | 0.0032972 | 6.6649e-10 | 0.008942 | 1.4761e-06
[120 empty] | 7.3.3.17.5 (Remote Grid) Updates to grid topology to minimize risk of ignition in HFTDs Remote GridWLDFRVegetation ContactAggregated | WLDFR | HFTD - Distribution - Tier 2 - 5QU CoRE ¦ 5QU LoRE | Non-Red Flag Warning - Large Fires | Vegetation Contact | Aggregated | 2038 | 1.6491e-06 | 406.8993 | 0.00067102 | 2038 | Mitigation | 0.95 | 45 | 0 | esc | 0.00097009 | 1.5998e-09 | 0.00097009 | 1.5998e-09 | 0.0032972 | 6.6649e-10 | 0.008942 | 1.4761e-06
[120 empty] | 7.3.3.17.5 (Remote Grid) Updates to grid topology to minimize risk of ignition in HFTDs Remote GridWLDFRVegetation ContactAggregated | WLDFR | HFTD - Distribution - Tier 2 - 5QU CoRE ¦ 5QU LoRE | Non-Red Flag Warning - Large Fires | Vegetation Contact | Aggregated | 2039 | 1.6491e-06 | 406.8993 | 0.00067102 | 2039 | Mitigation | 0.95 | 45 | 0 | esc | 0.00097009 | 1.5998e-09 | 0.00097009 | 1.5998e-09 | 0.0032972 | 6.6649e-10 | 0.008942 | 1.4761e-06
[120 empty] | 7.3.3.17.5 (Remote Grid) Updates to grid topology to minimize risk of ignition in HFTDs Remote GridWLDFRVegetation ContactAggregated | WLDFR | HFTD - Distribution - Tier 2 - 5QU CoRE ¦ 5QU LoRE | Non-Red Flag Warning - Large Fires | Vegetation Contact | Aggregated | 2040 | 1.6491e-06 | 406.8993 | 0.00067102 | 2040 | Mitigation | 0.95 | 45 | 0 | esc | 0.00097009 | 1.5998e-09 | 0.00097009 | 1.5998e-09 | 0.0032972 | 6.6649e-10 | 0.008942 | 1.4761e-06
[120 empty] | 7.3.3.17.5 (Remote Grid) Updates to grid topology to minimize risk of ignition in HFTDs Remote GridWLDFRVegetation ContactAggregated | WLDFR | HFTD - Distribution - Tier 2 - 5QU CoRE ¦ 5QU LoRE | Non-Red Flag Warning - Large Fires | Vegetation Contact | Aggregated | 2041 | 1.6491e-06 | 406.8993 | 0.00067102 | 2041 | Mitigation | 0.95 | 45 | 0 | esc | 0.00097009 | 1.5998e-09 | 0.00097009 | 1.5998e-09 | 0.0032972 | 6.6649e-10 | 0.008942 | 1.4761e-06
[120 empty] | 7.3.3.17.5 (Remote Grid) Updates to grid topology to minimize risk of ignition in HFTDs Remote GridWLDFRVegetation ContactAggregated | WLDFR | HFTD - Distribution - Tier 2 - 5QU CoRE ¦ 5QU LoRE | Non-Red Flag Warning - Large Fires | Vegetation Contact | Aggregated | 2042 | 1.6491e-06 | 406.8993 | 0.00067102 | 2042 | Mitigation | 0.95 | 45 | 0 | esc | 0.00097009 | 1.5998e-09 | 0.00097009 | 1.5998e-09 | 0.0032972 | 6.6649e-10 | 0.008942 | 1.4761e-06
[120 empty] | 7.3.3.17.5 (Remote Grid) Updates to grid topology to minimize risk of ignition in HFTDs Remote GridWLDFRVegetation ContactAggregated | WLDFR | HFTD - Distribution - Tier 2 - 5QU CoRE ¦ 5QU LoRE | Non-Red Flag Warning - Large Fires | Vegetation Contact | Aggregated | 2043 | 1.6491e-06 | 406.8993 | 0.00067102 | 2043 | Mitigation | 0.95 | 45 | 0 | esc | 0.00097009 | 1.5998e-09 | 0.00097009 | 1.5998e-09 | 0.0032972 | 6.6649e-10 | 0.008942 | 1.4761e-06
[120 empty] | 7.3.3.17.5 (Remote Grid) Updates to grid topology to minimize risk of ignition in HFTDs Remote GridWLDFRVegetation ContactAggregated | WLDFR | HFTD - Distribution - Tier 2 - 5QU CoRE ¦ 5QU LoRE | Non-Red Flag Warning - Large Fires | Vegetation Contact | Aggregated | 2044 | 1.6491e-06 | 406.8993 | 0.00067102 | 2044 | Mitigation | 0.95 | 45 | 0 | esc | 0.00097009 | 1.5998e-09 | 0.00097009 | 1.5998e-09 | 0.0032972 | 6.6649e-10 | 0.008942 | 1.4761e-06
[120 empty] | 7.3.3.17.5 (Remote Grid) Updates to grid topology to minimize risk of ignition in HFTDs Remote GridWLDFRVegetation ContactAggregated | WLDFR | HFTD - Distribution - Tier 2 - 5QU CoRE ¦ 5QU LoRE | Non-Red Flag Warning - Large Fires | Vegetation Contact | Aggregated | 2045 | 1.6491e-06 | 406.8993 | 0.00067102 | 2045 | Mitigation | 0.95 | 45 | 0 | esc | 0.00097009 | 1.5998e-09 | 0.00097009 | 1.5998e-09 | 0.0032972 | 6.6649e-10 | 0.008942 | 1.4761e-06
[120 empty] | 7.3.3.17.5 (Remote Grid) Updates to grid topology to minimize risk of ignition in HFTDs Remote GridWLDFRVegetation ContactAggregated | WLDFR | HFTD - Distribution - Tier 2 - 5QU CoRE ¦ 5QU LoRE | Non-Red Flag Warning - Large Fires | Vegetation Contact | Aggregated | 2046 | 1.6491e-06 | 406.8993 | 0.00067102 | 2046 | Mitigation | 0.95 | 45 | 0 | esc | 0.00097009 | 1.5998e-09 | 0.00097009 | 1.5998e-09 | 0.0032972 | 6.6649e-10 | 0.008942 | 1.4761e-06
[120 empty] | 7.3.3.17.5 (Remote Grid) Updates to grid topology to minimize risk of ignition in HFTDs Remote GridWLDFRVegetation ContactAggregated | WLDFR | HFTD - Distribution - Tier 2 - 5QU CoRE ¦ 5QU LoRE | Non-Red Flag Warning - Large Fires | Vegetation Contact | Aggregated | 2047 | 1.6491e-06 | 406.8993 | 0.00067102 | 2047 | Mitigation | 0.95 | 45 | 0 | esc | 0.00097009 | 1.5998e-09 | 0.00097009 | 1.5998e-09 | 0.0032972 | 6.6649e-10 | 0.008942 | 1.4761e-06
[120 empty] | 7.3.3.17.5 (Remote Grid) Updates to grid topology to minimize risk of ignition in HFTDs Remote GridWLDFRVegetation ContactAggregated | WLDFR | HFTD - Distribution - Tier 2 - 5QU CoRE ¦ 5QU LoRE | Non-Red Flag Warning - Large Fires | Vegetation Contact | Aggregated | 2048 | 1.6491e-06 | 406.8993 | 0.00067102 | 2048 | Mitigation | 0.95 | 45 | 0 | esc | 0.00097009 | 1.5998e-09 | 0.00097009 | 1.5998e-09 | 0.0032972 | 6.6649e-10 | 0 | 0
[120 empty] | 7.3.3.17.5 (Remote Grid) Updates to grid topology to minimize risk of ignition in HFTDs Remote GridWLDFRVegetation ContactAggregated | WLDFR | HFTD - Distribution - Tier 2 - 5QU CoRE ¦ 5QU LoRE | Non-Red Flag Warning - Large Fires | Vegetation Contact | Aggregated | 2049 | 1.6491e-06 | 406.8993 | 0.00067102 | 2049 | Mitigation | 0.95 | 45 | 0 | esc | 0.00097009 | 1.5998e-09 | 0.00097009 | 1.5998e-09 | 0.0032972 | 6.6649e-10 | 0 | 0
[120 empty] | 7.3.3.17.5 (Remote Grid) Updates to grid topology to minimize risk of ignition in HFTDs Remote GridWLDFRVegetation ContactAggregated | WLDFR | HFTD - Distribution - Tier 2 - 5QU CoRE ¦ 5QU LoRE | Non-Red Flag Warning - Large Fires | Vegetation Contact | Aggregated | 2050 | 1.6491e-06 | 406.8993 | 0.00067102 | 2050 | Mitigation | 0.95 | 45 | 0 | esc | 0.00097009 | 1.5998e-09 | 0.00097009 | 1.5998e-09 | 0 | 0 | 0.0088147 | 4.6763e-06
[120 empty] | 7.3.3.17.5 (Remote Grid) Updates to grid topology to minimize risk of ignition in HFTDs Remote GridWLDFRVegetation ContactAggregated | WLDFR | HFTD - Distribution - Tier 2 - 5QU CoRE ¦ 5QU LoRE | Non-Red Flag Warning - Large Fires | Vegetation Contact | Aggregated | 2051 | 1.6491e-06 | 406.8993 | 0.00067102 | 2051 | Mitigation | 0.95 | 45 | 0 | esc | 0.00097009 | 1.5998e-09 | 0.00097009 | 1.5998e-09 | 0.0032972 | 7.853e-10 | 0.0088147 | 4.6763e-06
[120 empty] | 7.3.3.17.5 (Remote Grid) Updates to grid topology to minimize risk of ignition in HFTDs Remote GridWLDFRVegetation ContactAggregated | WLDFR | HFTD - Distribution - Tier 2 - 5QU CoRE ¦ 5QU LoRE | Non-Red Flag Warning - Large Fires | Vegetation Contact | Aggregated | 2052 | 1.6491e-06 | 406.8993 | 0.00067102 | 2052 | Mitigation | 0.95 | 45 | 0 | esc | 0.00097009 | 1.5998e-09 | 0.00097009 | 1.5998e-09 | 0.0032972 | 7.853e-10 | 0.0088147 | 4.6763e-06
[120 empty] | 7.3.3.17.5 (Remote Grid) Updates to grid topology to minimize risk of ignition in HFTDs Remote GridWLDFRVegetation ContactAggregated | WLDFR | HFTD - Distribution - Tier 2 - 5QU CoRE ¦ 5QU LoRE | Non-Red Flag Warning - Large Fires | Vegetation Contact | Aggregated | 2053 | 1.6491e-06 | 406.8993 | 0.00067102 | 2053 | Mitigation | 0.95 | 45 | 0 | esc | 0.00097009 | 1.5998e-09 | 0.00097009 | 1.5998e-09 | 0.0032972 | 7.853e-10 | 0.0088147 | 4.6763e-06
[120 empty] | 7.3.3.17.5 (Remote Grid) Updates to grid topology to minimize risk of ignition in HFTDs Remote GridWLDFRVegetation ContactAggregated | WLDFR | HFTD - Distribution - Tier 2 - 5QU CoRE ¦ 5QU LoRE | Non-Red Flag Warning - Large Fires | Vegetation Contact | Aggregated | 2054 | 1.6491e-06 | 406.8993 | 0.00067102 | 2054 | Mitigation | 0.95 | 45 | 0 | esc | 0.00097009 | 1.5998e-09 | 0.00097009 | 1.5998e-09 | 0.0032972 | 7.853e-10 | 0.0088147 | 4.6763e-06
[120 empty] | 7.3.3.17.5 (Remote Grid) Updates to grid topology to minimize risk of ignition in HFTDs Remote GridWLDFRVegetation ContactAggregated | WLDFR | HFTD - Distribution - Tier 2 - 5QU CoRE ¦ 5QU LoRE | Non-Red Flag Warning - Large Fires | Vegetation Contact | Aggregated | 2055 | 1.6491e-06 | 406.8993 | 0.00067102 | 2055 | Mitigation | 0.95 | 45 | 0 | esc | 0.00097009 | 1.5998e-09 | 0.00097009 | 1.5998e-09 | 0.0032972 | 7.853e-10 | 0.0088147 | 4.6763e-06
[120 empty] | 7.3.3.17.5 (Remote Grid) Updates to grid topology to minimize risk of ignition in HFTDs Remote GridWLDFRVegetation ContactAggregated | WLDFR | HFTD - Distribution - Tier 2 - 5QU CoRE ¦ 5QU LoRE | Non-Red Flag Warning - Large Fires | Vegetation Contact | Aggregated | 2056 | 1.6491e-06 | 406.8993 | 0.00067102 | 2056 | Mitigation | 0.95 | 45 | 0 | esc | 0.00097009 | 1.5998e-09 | 0.00097009 | 1.5998e-09 | 0.0032972 | 7.853e-10 | 0.0088147 | 4.6763e-06
[120 empty] | 7.3.3.17.5 (Remote Grid) Updates to grid topology to minimize risk of ignition in HFTDs Remote GridWLDFRVegetation ContactAggregated | WLDFR | HFTD - Distribution - Tier 2 - 5QU CoRE ¦ 5QU LoRE | Non-Red Flag Warning - Large Fires | Vegetation Contact | Aggregated | 2057 | 1.6491e-06 | 406.8993 | 0.00067102 | 2057 | Mitigation | 0.95 | 45 | 0 | esc | 0.00097009 | 1.5998e-09 | 0.00097009 | 1.5998e-09 | 0.0032972 | 7.853e-10 | 0.0088147 | 4.6763e-06
[120 empty] | 7.3.3.17.5 (Remote Grid) Updates to grid topology to minimize risk of ignition in HFTDs Remote GridWLDFRVegetation ContactAggregated | WLDFR | HFTD - Distribution - Tier 2 - 5QU CoRE ¦ 5QU LoRE | Non-Red Flag Warning - Large Fires | Vegetation Contact | Aggregated | 2058 | 1.6491e-06 | 406.8993 | 0.00067102 | 2058 | Mitigation | 0.95 | 45 | 0 | esc | 0.00097009 | 1.5998e-09 | 0.00097009 | 1.5998e-09 | 0.0032972 | 7.853e-10 | 0.0088147 | 4.6763e-06
[120 empty] | 7.3.3.17.5 (Remote Grid) Updates to grid topology to minimize risk of ignition in HFTDs Remote GridWLDFRVegetation ContactAggregated | WLDFR | HFTD - Distribution - Tier 2 - 5QU CoRE ¦ 5QU LoRE | Non-Red Flag Warning - Large Fires | Vegetation Contact | Aggregated | 2059 | 1.6491e-06 | 406.8993 | 0.00067102 | 2059 | Mitigation | 0.95 | 45 | 0 | esc | 0.00097009 | 1.5998e-09 | 0.00097009 | 1.5998e-09 | 0.0032972 | 7.853e-10 | 0.0088147 | 4.6763e-06
[120 empty] | 7.3.3.17.5 (Remote Grid) Updates to grid topology to minimize risk of ignition in HFTDs Remote GridWLDFRVegetation ContactAggregated | WLDFR | HFTD - Distribution - Tier 2 - 5QU CoRE ¦ 5QU LoRE | Non-Red Flag Warning - Large Fires | Vegetation Contact | Aggregated | 2060 | 1.6491e-06 | 406.8993 | 0.00067102 | 2060 | Mitigation | 0.95 | 45 | 0 | esc | 0.00097009 | 1.5998e-09 | 0.00097009 | 1.5998e-09 | 0.0032972 | 7.853e-10 | 0.0088147 | 4.6763e-06
[120 empty] | 7.3.3.17.5 (Remote Grid) Updates to grid topology to minimize risk of ignition in HFTDs Remote GridWLDFRVegetation ContactAggregated | WLDFR | HFTD - Distribution - Tier 2 - 5QU CoRE ¦ 5QU LoRE | Non-Red Flag Warning - Large Fires | Vegetation Contact | Aggregated | 2061 | 1.6491e-06 | 406.8993 | 0.00067102 | 2061 | Mitigation | 0.95 | 45 | 0 | esc | 0.00097009 | 1.5998e-09 | 0.00097009 | 1.5998e-09 | 0.0032972 | 7.853e-10 | 0.0088147 | 4.6763e-06
[120 empty] | 7.3.3.17.5 (Remote Grid) Updates to grid topology to minimize risk of ignition in HFTDs Remote GridWLDFRVegetation ContactAggregated | WLDFR | HFTD - Distribution - Tier 2 - 5QU CoRE ¦ 5QU LoRE | Non-Red Flag Warning - Large Fires | Vegetation Contact | Aggregated | 2062 | 1.6491e-06 | 406.8993 | 0.00067102 | 2062 | Mitigation | 0.95 | 45 | 0 | esc | 0.00097009 | 1.5998e-09 | 0.00097009 | 1.5998e-09 | 0.0032972 | 7.853e-10 | 0.0088147 | 4.6763e-06
[120 empty] | 7.3.3.17.5 (Remote Grid) Updates to grid topology to minimize risk of ignition in HFTDs Remote GridWLDFRVegetation ContactAggregated | WLDFR | HFTD - Distribution - Tier 2 - 5QU CoRE ¦ 5QU LoRE | Non-Red Flag Warning - Large Fires | Vegetation Contact | Aggregated | 2063 | 1.6491e-06 | 406.8993 | 0.00067102 | 2063 | Mitigation | 0.95 | 45 | 0 | esc | 0.00097009 | 1.5998e-09 | 0.00097009 | 1.5998e-09 | 0.0032972 | 7.853e-10 | 0.0088147 | 4.6763e-06
[120 empty] | 7.3.3.17.5 (Remote Grid) Updates to grid topology to minimize risk of ignition in HFTDs Remote GridWLDFRVegetation ContactAggregated | WLDFR | HFTD - Distribution - Tier 2 - 5QU CoRE ¦ 5QU LoRE | Non-Red Flag Warning - Large Fires | Vegetation Contact | Aggregated | 2064 | 1.6491e-06 | 406.8993 | 0.00067102 | 2064 | Mitigation | 0.95 | 45 | 0 | esc | 0.00097009 | 1.5998e-09 | 0.00097009 | 1.5998e-09 | 0.0032972 | 7.853e-10 | 0.0088147 | 4.6763e-06
[120 empty] | 7.3.3.17.5 (Remote Grid) Updates to grid topology to minimize risk of ignition in HFTDs Remote GridWLDFRVegetation ContactAggregated | WLDFR | HFTD - Distribution - Tier 2 - 5QU CoRE ¦ 5QU LoRE | Non-Red Flag Warning - Large Fires | Vegetation Contact | Aggregated | 2065 | 1.6491e-06 | 406.8993 | 0.00067102 | 2065 | Mitigation | 0.95 | 45 | 0 | esc | 0.00097009 | 1.5998e-09 | 0.00097009 | 1.5998e-09 | 0.0032972 | 7.853e-10 | 0.0088147 | 4.6763e-06
[120 empty] | 7.3.3.17.5 (Remote Grid) Updates to grid topology to minimize risk of ignition in HFTDs Remote GridWLDFRVegetation ContactAggregated | WLDFR | HFTD - Distribution - Tier 2 - 5QU CoRE ¦ 5QU LoRE | Non-Red Flag Warning - Large Fires | Vegetation Contact | Aggregated | 2066 | 1.6491e-06 | 406.8993 | 0.00067102 | 2066 | Mitigation | 0.95 | 45 | 0 | esc | 0.00097009 | 1.5998e-09 | 0.00097009 | 1.5998e-09 | 0.0032972 | 7.853e-10 | 0.0088147 | 4.6763e-06
[120 empty] | 7.3.3.17.5 (Remote Grid) Updates to grid topology to minimize risk of ignition in HFTDs Remote GridWLDFRVegetation ContactAggregated | WLDFR | HFTD - Distribution - Tier 2 - 5QU CoRE ¦ 5QU LoRE | Non-Red Flag Warning - Large Fires | Vegetation Contact | Aggregated | 2067 | 1.6491e-06 | 406.8993 | 0.00067102 | 2067 | Mitigation | 0.95 | 45 | 0 | esc | 0 | 0 | 0.00097009 | 1.5998e-09 | 0.0032972 | 7.853e-10 | 0.0088147 | 4.6763e-06
[120 empty] | 7.3.3.17.5 (Remote Grid) Updates to grid topology to minimize risk of ignition in HFTDs Remote GridWLDFRWire-to-wire contactAggregated | WLDFR | HFTD - Distribution - Tier 2 - 5QU CoRE ¦ 5QU LoRE | Non-Red Flag Warning - Large Fires | Wire-to-wire contact | Aggregated | 2022 | 6.7634e-07 | 406.8993 | 0.0002752 | 2022 | Mitigation | 0.95 | 45 | 0 | esc | 0.00097009 | 6.5611e-10 | 0 | 0 | 0.0032972 | 7.853e-10 | 0.0088147 | 4.6763e-06
[120 empty] | 7.3.3.17.5 (Remote Grid) Updates to grid topology to minimize risk of ignition in HFTDs Remote GridWLDFRWire-to-wire contactAggregated | WLDFR | HFTD - Distribution - Tier 2 - 5QU CoRE ¦ 5QU LoRE | Non-Red Flag Warning - Large Fires | Wire-to-wire contact | Aggregated | 2023 | 6.7634e-07 | 406.8993 | 0.0002752 | 2023 | Mitigation | 0.95 | 45 | 0 | esc | 0.00097009 | 6.5611e-10 | 0.00097009 | 6.5611e-10 | 0.0032972 | 7.853e-10 | 0.0088147 | 4.6763e-06
[120 empty] | 7.3.3.17.5 (Remote Grid) Updates to grid topology to minimize risk of ignition in HFTDs Remote GridWLDFRWire-to-wire contactAggregated | WLDFR | HFTD - Distribution - Tier 2 - 5QU CoRE ¦ 5QU LoRE | Non-Red Flag Warning - Large Fires | Wire-to-wire contact | Aggregated | 2024 | 6.7634e-07 | 406.8993 | 0.0002752 | 2024 | Mitigation | 0.95 | 45 | 0 | esc | 0.00097009 | 6.5611e-10 | 0.00097009 | 6.5611e-10 | 0.0032972 | 7.853e-10 | 0.0088147 | 4.6763e-06
[120 empty] | 7.3.3.17.5 (Remote Grid) Updates to grid topology to minimize risk of ignition in HFTDs Remote GridWLDFRWire-to-wire contactAggregated | WLDFR | HFTD - Distribution - Tier 2 - 5QU CoRE ¦ 5QU LoRE | Non-Red Flag Warning - Large Fires | Wire-to-wire contact | Aggregated | 2025 | 6.7634e-07 | 406.8993 | 0.0002752 | 2025 | Mitigation | 0.95 | 45 | 0 | esc | 0.00097009 | 6.5611e-10 | 0.00097009 | 6.5611e-10 | 0.0032972 | 7.853e-10 | 0.0088147 | 4.6763e-06
[120 empty] | 7.3.3.17.5 (Remote Grid) Updates to grid topology to minimize risk of ignition in HFTDs Remote GridWLDFRWire-to-wire contactAggregated | WLDFR | HFTD - Distribution - Tier 2 - 5QU CoRE ¦ 5QU LoRE | Non-Red Flag Warning - Large Fires | Wire-to-wire contact | Aggregated | 2026 | 6.7634e-07 | 406.8993 | 0.0002752 | 2026 | Mitigation | 0.95 | 45 | 0 | esc | 0.00097009 | 6.5611e-10 | 0.00097009 | 6.5611e-10 | 0.0032972 | 7.853e-10 | 0.0088147 | 4.6763e-06
[120 empty] | 7.3.3.17.5 (Remote Grid) Updates to grid topology to minimize risk of ignition in HFTDs Remote GridWLDFRWire-to-wire contactAggregated | WLDFR | HFTD - Distribution - Tier 2 - 5QU CoRE ¦ 5QU LoRE | Non-Red Flag Warning - Large Fires | Wire-to-wire contact | Aggregated | 2027 | 6.7634e-07 | 406.8993 | 0.0002752 | 2027 | Mitigation | 0.95 | 45 | 0 | esc | 0.00097009 | 6.5611e-10 | 0.00097009 | 6.5611e-10 | 0.0032972 | 7.853e-10 | 0.0088147 | 4.6763e-06
[120 empty] | 7.3.3.17.5 (Remote Grid) Updates to grid topology to minimize risk of ignition in HFTDs Remote GridWLDFRWire-to-wire contactAggregated | WLDFR | HFTD - Distribution - Tier 2 - 5QU CoRE ¦ 5QU LoRE | Non-Red Flag Warning - Large Fires | Wire-to-wire contact | Aggregated | 2028 | 6.7634e-07 | 406.8993 | 0.0002752 | 2028 | Mitigation | 0.95 | 45 | 0 | esc | 0.00097009 | 6.5611e-10 | 0.00097009 | 6.5611e-10 | 0.0032972 | 7.853e-10 | 0.0088147 | 4.6763e-06
[120 empty] | 7.3.3.17.5 (Remote Grid) Updates to grid topology to minimize risk of ignition in HFTDs Remote GridWLDFRWire-to-wire contactAggregated | WLDFR | HFTD - Distribution - Tier 2 - 5QU CoRE ¦ 5QU LoRE | Non-Red Flag Warning - Large Fires | Wire-to-wire contact | Aggregated | 2029 | 6.7634e-07 | 406.8993 | 0.0002752 | 2029 | Mitigation | 0.95 | 45 | 0 | esc | 0.00097009 | 6.5611e-10 | 0.00097009 | 6.5611e-10 | 0.0032972 | 7.853e-10 | 0.0088147 | 4.6763e-06
[120 empty] | 7.3.3.17.5 (Remote Grid) Updates to grid topology to minimize risk of ignition in HFTDs Remote GridWLDFRWire-to-wire contactAggregated | WLDFR | HFTD - Distribution - Tier 2 - 5QU CoRE ¦ 5QU LoRE | Non-Red Flag Warning - Large Fires | Wire-to-wire contact | Aggregated | 2030 | 6.7634e-07 | 406.8993 | 0.0002752 | 2030 | Mitigation | 0.95 | 45 | 0 | esc | 0.00097009 | 6.5611e-10 | 0.00097009 | 6.5611e-10 | 0.0032972 | 7.853e-10 | 0.0088147 | 4.6763e-06
[120 empty] | 7.3.3.17.5 (Remote Grid) Updates to grid topology to minimize risk of ignition in HFTDs Remote GridWLDFRWire-to-wire contactAggregated | WLDFR | HFTD - Distribution - Tier 2 - 5QU CoRE ¦ 5QU LoRE | Non-Red Flag Warning - Large Fires | Wire-to-wire contact | Aggregated | 2031 | 6.7634e-07 | 406.8993 | 0.0002752 | 2031 | Mitigation | 0.95 | 45 | 0 | esc | 0.00097009 | 6.5611e-10 | 0.00097009 | 6.5611e-10 | 0.0032972 | 7.853e-10 | 0.0088147 | 4.6763e-06
[120 empty] | 7.3.3.17.5 (Remote Grid) Updates to grid topology to minimize risk of ignition in HFTDs Remote GridWLDFRWire-to-wire contactAggregated | WLDFR | HFTD - Distribution - Tier 2 - 5QU CoRE ¦ 5QU LoRE | Non-Red Flag Warning - Large Fires | Wire-to-wire contact | Aggregated | 2032 | 6.7634e-07 | 406.8993 | 0.0002752 | 2032 | Mitigation | 0.95 | 45 | 0 | esc | 0.00097009 | 6.5611e-10 | 0.00097009 | 6.5611e-10 | 0.0032972 | 7.853e-10 | 0.0088147 | 4.6763e-06
[120 empty] | 7.3.3.17.5 (Remote Grid) Updates to grid topology to minimize risk of ignition in HFTDs Remote GridWLDFRWire-to-wire contactAggregated | WLDFR | HFTD - Distribution - Tier 2 - 5QU CoRE ¦ 5QU LoRE | Non-Red Flag Warning - Large Fires | Wire-to-wire contact | Aggregated | 2033 | 6.7634e-07 | 406.8993 | 0.0002752 | 2033 | Mitigation | 0.95 | 45 | 0 | esc | 0.00097009 | 6.5611e-10 | 0.00097009 | 6.5611e-10 | 0.0032972 | 7.853e-10 | 0.0088147 | 4.6763e-06
[120 empty] | 7.3.3.17.5 (Remote Grid) Updates to grid topology to minimize risk of ignition in HFTDs Remote GridWLDFRWire-to-wire contactAggregated | WLDFR | HFTD - Distribution - Tier 2 - 5QU CoRE ¦ 5QU LoRE | Non-Red Flag Warning - Large Fires | Wire-to-wire contact | Aggregated | 2034 | 6.7634e-07 | 406.8993 | 0.0002752 | 2034 | Mitigation | 0.95 | 45 | 0 | esc | 0.00097009 | 6.5611e-10 | 0.00097009 | 6.5611e-10 | 0.0032972 | 7.853e-10 | 0 | 0
[120 empty] | 7.3.3.17.5 (Remote Grid) Updates to grid topology to minimize risk of ignition in HFTDs Remote GridWLDFRWire-to-wire contactAggregated | WLDFR | HFTD - Distribution - Tier 2 - 5QU CoRE ¦ 5QU LoRE | Non-Red Flag Warning - Large Fires | Wire-to-wire contact | Aggregated | 2035 | 6.7634e-07 | 406.8993 | 0.0002752 | 2035 | Mitigation | 0.95 | 45 | 0 | esc | 0.00097009 | 6.5611e-10 | 0.00097009 | 6.5611e-10 | 0.0032972 | 7.853e-10 | 0 | 0
[120 empty] | 7.3.3.17.5 (Remote Grid) Updates to grid topology to minimize risk of ignition in HFTDs Remote GridWLDFRWire-to-wire contactAggregated | WLDFR | HFTD - Distribution - Tier 2 - 5QU CoRE ¦ 5QU LoRE | Non-Red Flag Warning - Large Fires | Wire-to-wire contact | Aggregated | 2036 | 6.7634e-07 | 406.8993 | 0.0002752 | 2036 | Mitigation | 0.95 | 45 | 0 | esc | 0.00097009 | 6.5611e-10 | 0.00097009 | 6.5611e-10 | 0.0032972 | 7.853e-10 | 0.013543 | 1.7117e-07
[120 empty] | 7.3.3.17.5 (Remote Grid) Updates to grid topology to minimize risk of ignition in HFTDs Remote GridWLDFRWire-to-wire contactAggregated | WLDFR | HFTD - Distribution - Tier 2 - 5QU CoRE ¦ 5QU LoRE | Non-Red Flag Warning - Large Fires | Wire-to-wire contact | Aggregated | 2037 | 6.7634e-07 | 406.8993 | 0.0002752 | 2037 | Mitigation | 0.95 | 45 | 0 | esc | 0.00097009 | 6.5611e-10 | 0.00097009 | 6.5611e-10 | 0.0032972 | 7.853e-10 | 0.013543 | 1.7117e-07
[120 empty] | 7.3.3.17.5 (Remote Grid) Updates to grid topology to minimize risk of ignition in HFTDs Remote GridWLDFRWire-to-wire contactAggregated | WLDFR | HFTD - Distribution - Tier 2 - 5QU CoRE ¦ 5QU LoRE | Non-Red Flag Warning - Large Fires | Wire-to-wire contact | Aggregated | 2038 | 6.7634e-07 | 406.8993 | 0.0002752 | 2038 | Mitigation | 0.95 | 45 | 0 | esc | 0.00097009 | 6.5611e-10 | 0.00097009 | 6.5611e-10 | 0.0032972 | 7.853e-10 | 0.013543 | 1.7117e-07
[120 empty] | 7.3.3.17.5 (Remote Grid) Updates to grid topology to minimize risk of ignition in HFTDs Remote GridWLDFRWire-to-wire contactAggregated | WLDFR | HFTD - Distribution - Tier 2 - 5QU CoRE ¦ 5QU LoRE | Non-Red Flag Warning - Large Fires | Wire-to-wire contact | Aggregated | 2039 | 6.7634e-07 | 406.8993 | 0.0002752 | 2039 | Mitigation | 0.95 | 45 | 0 | esc | 0.00097009 | 6.5611e-10 | 0.00097009 | 6.5611e-10 | 0.0032972 | 7.853e-10 | 0.013543 | 1.7117e-07
[120 empty] | 7.3.3.17.5 (Remote Grid) Updates to grid topology to minimize risk of ignition in HFTDs Remote GridWLDFRWire-to-wire contactAggregated | WLDFR | HFTD - Distribution - Tier 2 - 5QU CoRE ¦ 5QU LoRE | Non-Red Flag Warning - Large Fires | Wire-to-wire contact | Aggregated | 2040 | 6.7634e-07 | 406.8993 | 0.0002752 | 2040 | Mitigation | 0.95 | 45 | 0 | esc | 0.00097009 | 6.5611e-10 | 0.00097009 | 6.5611e-10 | 0.0032972 | 7.853e-10 | 0.013543 | 1.7117e-07
[120 empty] | 7.3.3.17.5 (Remote Grid) Updates to grid topology to minimize risk of ignition in HFTDs Remote GridWLDFRWire-to-wire contactAggregated | WLDFR | HFTD - Distribution - Tier 2 - 5QU CoRE ¦ 5QU LoRE | Non-Red Flag Warning - Large Fires | Wire-to-wire contact | Aggregated | 2041 | 6.7634e-07 | 406.8993 | 0.0002752 | 2041 | Mitigation | 0.95 | 45 | 0 | esc | 0.00097009 | 6.5611e-10 | 0.00097009 | 6.5611e-10 | 0.0032972 | 7.853e-10 | 0.013543 | 1.7117e-07
[120 empty] | 7.3.3.17.5 (Remote Grid) Updates to grid topology to minimize risk of ignition in HFTDs Remote GridWLDFRWire-to-wire contactAggregated | WLDFR | HFTD - Distribution - Tier 2 - 5QU CoRE ¦ 5QU LoRE | Non-Red Flag Warning - Large Fires | Wire-to-wire contact | Aggregated | 2042 | 6.7634e-07 | 406.8993 | 0.0002752 | 2042 | Mitigation | 0.95 | 45 | 0 | esc | 0.00097009 | 6.5611e-10 | 0.00097009 | 6.5611e-10 | 0.0032972 | 7.853e-10 | 0.013543 | 1.7117e-07
[120 empty] | 7.3.3.17.5 (Remote Grid) Updates to grid topology to minimize risk of ignition in HFTDs Remote GridWLDFRWire-to-wire contactAggregated | WLDFR | HFTD - Distribution - Tier 2 - 5QU CoRE ¦ 5QU LoRE | Non-Red Flag Warning - Large Fires | Wire-to-wire contact | Aggregated | 2043 | 6.7634e-07 | 406.8993 | 0.0002752 | 2043 | Mitigation | 0.95 | 45 | 0 | esc | 0.00097009 | 6.5611e-10 | 0.00097009 | 6.5611e-10 | 0.0032972 | 7.853e-10 | 0.013543 | 1.7117e-07
[120 empty] | 7.3.3.17.5 (Remote Grid) Updates to grid topology to minimize risk of ignition in HFTDs Remote GridWLDFRWire-to-wire contactAggregated | WLDFR | HFTD - Distribution - Tier 2 - 5QU CoRE ¦ 5QU LoRE | Non-Red Flag Warning - Large Fires | Wire-to-wire contact | Aggregated | 2044 | 6.7634e-07 | 406.8993 | 0.0002752 | 2044 | Mitigation | 0.95 | 45 | 0 | esc | 0.00097009 | 6.5611e-10 | 0.00097009 | 6.5611e-10 | 0.0032972 | 7.853e-10 | 0.013543 | 1.7117e-07
[120 empty] | 7.3.3.17.5 (Remote Grid) Updates to grid topology to minimize risk of ignition in HFTDs Remote GridWLDFRWire-to-wire contactAggregated | WLDFR | HFTD - Distribution - Tier 2 - 5QU CoRE ¦ 5QU LoRE | Non-Red Flag Warning - Large Fires | Wire-to-wire contact | Aggregated | 2045 | 6.7634e-07 | 406.8993 | 0.0002752 | 2045 | Mitigation | 0.95 | 45 | 0 | esc | 0.00097009 | 6.5611e-10 | 0.00097009 | 6.5611e-10 | 0.0032972 | 7.853e-10 | 0.013543 | 1.7117e-07
[120 empty] | 7.3.3.17.5 (Remote Grid) Updates to grid topology to minimize risk of ignition in HFTDs Remote GridWLDFRWire-to-wire contactAggregated | WLDFR | HFTD - Distribution - Tier 2 - 5QU CoRE ¦ 5QU LoRE | Non-Red Flag Warning - Large Fires | Wire-to-wire contact | Aggregated | 2046 | 6.7634e-07 | 406.8993 | 0.0002752 | 2046 | Mitigation | 0.95 | 45 | 0 | esc | 0.00097009 | 6.5611e-10 | 0.00097009 | 6.5611e-10 | 0.0032972 | 7.853e-10 | 0.013543 | 1.7117e-07
[120 empty] | 7.3.3.17.5 (Remote Grid) Updates to grid topology to minimize risk of ignition in HFTDs Remote GridWLDFRWire-to-wire contactAggregated | WLDFR | HFTD - Distribution - Tier 2 - 5QU CoRE ¦ 5QU LoRE | Non-Red Flag Warning - Large Fires | Wire-to-wire contact | Aggregated | 2047 | 6.7634e-07 | 406.8993 | 0.0002752 | 2047 | Mitigation | 0.95 | 45 | 0 | esc | 0.00097009 | 6.5611e-10 | 0.00097009 | 6.5611e-10 | 0.0032972 | 7.853e-10 | 0.013543 | 1.7117e-07
[120 empty] | 7.3.3.17.5 (Remote Grid) Updates to grid topology to minimize risk of ignition in HFTDs Remote GridWLDFRWire-to-wire contactAggregated | WLDFR | HFTD - Distribution - Tier 2 - 5QU CoRE ¦ 5QU LoRE | Non-Red Flag Warning - Large Fires | Wire-to-wire contact | Aggregated | 2048 | 6.7634e-07 | 406.8993 | 0.0002752 | 2048 | Mitigation | 0.95 | 45 | 0 | esc | 0.00097009 | 6.5611e-10 | 0.00097009 | 6.5611e-10 | 0.0032972 | 7.853e-10 | 0.013543 | 1.7117e-07
[120 empty] | 7.3.3.17.5 (Remote Grid) Updates to grid topology to minimize risk of ignition in HFTDs Remote GridWLDFRWire-to-wire contactAggregated | WLDFR | HFTD - Distribution - Tier 2 - 5QU CoRE ¦ 5QU LoRE | Non-Red Flag Warning - Large Fires | Wire-to-wire contact | Aggregated | 2049 | 6.7634e-07 | 406.8993 | 0.0002752 | 2049 | Mitigation | 0.95 | 45 | 0 | esc | 0.00097009 | 6.5611e-10 | 0.00097009 | 6.5611e-10 | 0.0032972 | 7.853e-10 | 0.013543 | 1.7117e-07
[120 empty] | 7.3.3.17.5 (Remote Grid) Updates to grid topology to minimize risk of ignition in HFTDs Remote GridWLDFRWire-to-wire contactAggregated | WLDFR | HFTD - Distribution - Tier 2 - 5QU CoRE ¦ 5QU LoRE | Non-Red Flag Warning - Large Fires | Wire-to-wire contact | Aggregated | 2050 | 6.7634e-07 | 406.8993 | 0.0002752 | 2050 | Mitigation | 0.95 | 45 | 0 | esc | 0.00097009 | 6.5611e-10 | 0.00097009 | 6.5611e-10 | 0.0032972 | 7.853e-10 | 0.013543 | 1.7117e-07
[120 empty] | 7.3.3.17.5 (Remote Grid) Updates to grid topology to minimize risk of ignition in HFTDs Remote GridWLDFRWire-to-wire contactAggregated | WLDFR | HFTD - Distribution - Tier 2 - 5QU CoRE ¦ 5QU LoRE | Non-Red Flag Warning - Large Fires | Wire-to-wire contact | Aggregated | 2051 | 6.7634e-07 | 406.8993 | 0.0002752 | 2051 | Mitigation | 0.95 | 45 | 0 | esc | 0.00097009 | 6.5611e-10 | 0.00097009 | 6.5611e-10 | 0.0032972 | 7.853e-10 | 0.013543 | 1.7117e-07
[120 empty] | 7.3.3.17.5 (Remote Grid) Updates to grid topology to minimize risk of ignition in HFTDs Remote GridWLDFRWire-to-wire contactAggregated | WLDFR | HFTD - Distribution - Tier 2 - 5QU CoRE ¦ 5QU LoRE | Non-Red Flag Warning - Large Fires | Wire-to-wire contact | Aggregated | 2052 | 6.7634e-07 | 406.8993 | 0.0002752 | 2052 | Mitigation | 0.95 | 45 | 0 | esc | 0.00097009 | 6.5611e-10 | 0.00097009 | 6.5611e-10 | 0.0032972 | 7.853e-10 | 0.013543 | 1.7117e-07
[120 empty] | 7.3.3.17.5 (Remote Grid) Updates to grid topology to minimize risk of ignition in HFTDs Remote GridWLDFRWire-to-wire contactAggregated | WLDFR | HFTD - Distribution - Tier 2 - 5QU CoRE ¦ 5QU LoRE | Non-Red Flag Warning - Large Fires | Wire-to-wire contact | Aggregated | 2053 | 6.7634e-07 | 406.8993 | 0.0002752 | 2053 | Mitigation | 0.95 | 45 | 0 | esc | 0.00097009 | 6.5611e-10 | 0.00097009 | 6.5611e-10 | 0.0032972 | 7.853e-10 | 0.013543 | 1.7117e-07
[120 empty] | 7.3.3.17.5 (Remote Grid) Updates to grid topology to minimize risk of ignition in HFTDs Remote GridWLDFRWire-to-wire contactAggregated | WLDFR | HFTD - Distribution - Tier 2 - 5QU CoRE ¦ 5QU LoRE | Non-Red Flag Warning - Large Fires | Wire-to-wire contact | Aggregated | 2054 | 6.7634e-07 | 406.8993 | 0.0002752 | 2054 | Mitigation | 0.95 | 45 | 0 | esc | 0.00097009 | 6.5611e-10 | 0.00097009 | 6.5611e-10 | 0 | 0 | 0.013543 | 1.7117e-07
[120 empty] | 7.3.3.17.5 (Remote Grid) Updates to grid topology to minimize risk of ignition in HFTDs Remote GridWLDFRWire-to-wire contactAggregated | WLDFR | HFTD - Distribution - Tier 2 - 5QU CoRE ¦ 5QU LoRE | Non-Red Flag Warning - Large Fires | Wire-to-wire contact | Aggregated | 2055 | 6.7634e-07 | 406.8993 | 0.0002752 | 2055 | Mitigation | 0.95 | 45 | 0 | esc | 0.00097009 | 6.5611e-10 | 0.00097009 | 6.5611e-10 | 0.0032972 | 1.4223e-09 | 0.013543 | 1.7117e-07
[120 empty] | 7.3.3.17.5 (Remote Grid) Updates to grid topology to minimize risk of ignition in HFTDs Remote GridWLDFRWire-to-wire contactAggregated | WLDFR | HFTD - Distribution - Tier 2 - 5QU CoRE ¦ 5QU LoRE | Non-Red Flag Warning - Large Fires | Wire-to-wire contact | Aggregated | 2056 | 6.7634e-07 | 406.8993 | 0.0002752 | 2056 | Mitigation | 0.95 | 45 | 0 | esc | 0.00097009 | 6.5611e-10 | 0.00097009 | 6.5611e-10 | 0.0032972 | 1.4223e-09 | 0.013543 | 1.7117e-07
[120 empty] | 7.3.3.17.5 (Remote Grid) Updates to grid topology to minimize risk of ignition in HFTDs Remote GridWLDFRWire-to-wire contactAggregated | WLDFR | HFTD - Distribution - Tier 2 - 5QU CoRE ¦ 5QU LoRE | Non-Red Flag Warning - Large Fires | Wire-to-wire contact | Aggregated | 2057 | 6.7634e-07 | 406.8993 | 0.0002752 | 2057 | Mitigation | 0.95 | 45 | 0 | esc | 0.00097009 | 6.5611e-10 | 0.00097009 | 6.5611e-10 | 0.0032972 | 1.4223e-09 | 0.013543 | 1.7117e-07
[120 empty] | 7.3.3.17.5 (Remote Grid) Updates to grid topology to minimize risk of ignition in HFTDs Remote GridWLDFRWire-to-wire contactAggregated | WLDFR | HFTD - Distribution - Tier 2 - 5QU CoRE ¦ 5QU LoRE | Non-Red Flag Warning - Large Fires | Wire-to-wire contact | Aggregated | 2058 | 6.7634e-07 | 406.8993 | 0.0002752 | 2058 | Mitigation | 0.95 | 45 | 0 | esc | 0.00097009 | 6.5611e-10 | 0.00097009 | 6.5611e-10 | 0.0032972 | 1.4223e-09 | 0.013543 | 1.7117e-07
[120 empty] | 7.3.3.17.5 (Remote Grid) Updates to grid topology to minimize risk of ignition in HFTDs Remote GridWLDFRWire-to-wire contactAggregated | WLDFR | HFTD - Distribution - Tier 2 - 5QU CoRE ¦ 5QU LoRE | Non-Red Flag Warning - Large Fires | Wire-to-wire contact | Aggregated | 2059 | 6.7634e-07 | 406.8993 | 0.0002752 | 2059 | Mitigation | 0.95 | 45 | 0 | esc | 0.00097009 | 6.5611e-10 | 0.00097009 | 6.5611e-10 | 0.0032972 | 1.4223e-09 | 0.013543 | 1.7117e-07
[120 empty] | 7.3.3.17.5 (Remote Grid) Updates to grid topology to minimize risk of ignition in HFTDs Remote GridWLDFRWire-to-wire contactAggregated | WLDFR | HFTD - Distribution - Tier 2 - 5QU CoRE ¦ 5QU LoRE | Non-Red Flag Warning - Large Fires | Wire-to-wire contact | Aggregated | 2060 | 6.7634e-07 | 406.8993 | 0.0002752 | 2060 | Mitigation | 0.95 | 45 | 0 | esc | 0.00097009 | 6.5611e-10 | 0.00097009 | 6.5611e-10 | 0.0032972 | 1.4223e-09 | 0.013543 | 1.7117e-07
[120 empty] | 7.3.3.17.5 (Remote Grid) Updates to grid topology to minimize risk of ignition in HFTDs Remote GridWLDFRWire-to-wire contactAggregated | WLDFR | HFTD - Distribution - Tier 2 - 5QU CoRE ¦ 5QU LoRE | Non-Red Flag Warning - Large Fires | Wire-to-wire contact | Aggregated | 2061 | 6.7634e-07 | 406.8993 | 0.0002752 | 2061 | Mitigation | 0.95 | 45 | 0 | esc | 0.00097009 | 6.5611e-10 | 0.00097009 | 6.5611e-10 | 0.0032972 | 1.4223e-09 | 0.013543 | 1.7117e-07
[120 empty] | 7.3.3.17.5 (Remote Grid) Updates to grid topology to minimize risk of ignition in HFTDs Remote GridWLDFRWire-to-wire contactAggregated | WLDFR | HFTD - Distribution - Tier 2 - 5QU CoRE ¦ 5QU LoRE | Non-Red Flag Warning - Large Fires | Wire-to-wire contact | Aggregated | 2062 | 6.7634e-07 | 406.8993 | 0.0002752 | 2062 | Mitigation | 0.95 | 45 | 0 | esc | 0.00097009 | 6.5611e-10 | 0.00097009 | 6.5611e-10 | 0.0032972 | 1.4223e-09 | 0.013543 | 1.7117e-07
[120 empty] | 7.3.3.17.5 (Remote Grid) Updates to grid topology to minimize risk of ignition in HFTDs Remote GridWLDFRWire-to-wire contactAggregated | WLDFR | HFTD - Distribution - Tier 2 - 5QU CoRE ¦ 5QU LoRE | Non-Red Flag Warning - Large Fires | Wire-to-wire contact | Aggregated | 2063 | 6.7634e-07 | 406.8993 | 0.0002752 | 2063 | Mitigation | 0.95 | 45 | 0 | esc | 0.00097009 | 6.5611e-10 | 0.00097009 | 6.5611e-10 | 0.0032972 | 1.4223e-09 | 0.013543 | 1.7117e-07
[120 empty] | 7.3.3.17.5 (Remote Grid) Updates to grid topology to minimize risk of ignition in HFTDs Remote GridWLDFRWire-to-wire contactAggregated | WLDFR | HFTD - Distribution - Tier 2 - 5QU CoRE ¦ 5QU LoRE | Non-Red Flag Warning - Large Fires | Wire-to-wire contact | Aggregated | 2064 | 6.7634e-07 | 406.8993 | 0.0002752 | 2064 | Mitigation | 0.95 | 45 | 0 | esc | 0.00097009 | 6.5611e-10 | 0.00097009 | 6.5611e-10 | 0.0032972 | 1.4223e-09 | 0.013543 | 1.7117e-07
[120 empty] | 7.3.3.17.5 (Remote Grid) Updates to grid topology to minimize risk of ignition in HFTDs Remote GridWLDFRWire-to-wire contactAggregated | WLDFR | HFTD - Distribution - Tier 2 - 5QU CoRE ¦ 5QU LoRE | Non-Red Flag Warning - Large Fires | Wire-to-wire contact | Aggregated | 2065 | 6.7634e-07 | 406.8993 | 0.0002752 | 2065 | Mitigation | 0.95 | 45 | 0 | esc | 0.00097009 | 6.5611e-10 | 0.00097009 | 6.5611e-10 | 0.0032972 | 1.4223e-09 | 0.013543 | 1.7117e-07
[120 empty] | 7.3.3.17.5 (Remote Grid) Updates to grid topology to minimize risk of ignition in HFTDs Remote GridWLDFRWire-to-wire contactAggregated | WLDFR | HFTD - Distribution - Tier 2 - 5QU CoRE ¦ 5QU LoRE | Non-Red Flag Warning - Large Fires | Wire-to-wire contact | Aggregated | 2066 | 6.7634e-07 | 406.8993 | 0.0002752 | 2066 | Mitigation | 0.95 | 45 | 0 | esc | 0.00097009 | 6.5611e-10 | 0.00097009 | 6.5611e-10 | 0.0032972 | 1.4223e-09 | 0 | 0
[120 empty] | 7.3.3.17.5 (Remote Grid) Updates to grid topology to minimize risk of ignition in HFTDs Remote GridWLDFRWire-to-wire contactAggregated | WLDFR | HFTD - Distribution - Tier 2 - 5QU CoRE ¦ 5QU LoRE | Non-Red Flag Warning - Large Fires | Wire-to-wire contact | Aggregated | 2067 | 6.7634e-07 | 406.8993 | 0.0002752 | 2067 | Mitigation | 0.95 | 45 | 0 | esc | 0 | 0 | 0.00097009 | 6.5611e-10 | 0.0032972 | 1.4223e-09 | 0 | 0
[120 empty] | 7.3.3.17.5 (Remote Grid) Updates to grid topology to minimize risk of ignition in HFTDs Remote GridWLDFRContact from objectAggregated | WLDFR | HFTD - Distribution - Tier 2 - 5QU CoRE ¦ 5QU LoRE | Non-Red Flag Warning - Small Fires | Contact from object | Aggregated | 2022 | 0.00043592 | 406.8993 | 0.17737 | 2022 | Mitigation | 0.95 | 45 | 0 | esc | 0.00097009 | 4.2288e-07 | 0 | 0 | 0.0032972 | 1.4223e-09 | 0.0013359 | 9.6672e-07
[120 empty] | 7.3.3.17.5 (Remote Grid) Updates to grid topology to minimize risk of ignition in HFTDs Remote GridWLDFRContact from objectAggregated | WLDFR | HFTD - Distribution - Tier 2 - 5QU CoRE ¦ 5QU LoRE | Non-Red Flag Warning - Small Fires | Contact from object | Aggregated | 2023 | 0.00043592 | 406.8993 | 0.17737 | 2023 | Mitigation | 0.95 | 45 | 0 | esc | 0.00097009 | 4.2288e-07 | 0.00097009 | 4.2288e-07 | 0.0032972 | 1.4223e-09 | 0.0013359 | 9.6672e-07
[120 empty] | 7.3.3.17.5 (Remote Grid) Updates to grid topology to minimize risk of ignition in HFTDs Remote GridWLDFRContact from objectAggregated | WLDFR | HFTD - Distribution - Tier 2 - 5QU CoRE ¦ 5QU LoRE | Non-Red Flag Warning - Small Fires | Contact from object | Aggregated | 2024 | 0.00043592 | 406.8993 | 0.17737 | 2024 | Mitigation | 0.95 | 45 | 0 | esc | 0.00097009 | 4.2288e-07 | 0.00097009 | 4.2288e-07 | 0.0032972 | 1.4223e-09 | 0.0013359 | 9.6672e-07
[120 empty] | 7.3.3.17.5 (Remote Grid) Updates to grid topology to minimize risk of ignition in HFTDs Remote GridWLDFRContact from objectAggregated | WLDFR | HFTD - Distribution - Tier 2 - 5QU CoRE ¦ 5QU LoRE | Non-Red Flag Warning - Small Fires | Contact from object | Aggregated | 2025 | 0.00043592 | 406.8993 | 0.17737 | 2025 | Mitigation | 0.95 | 45 | 0 | esc | 0.00097009 | 4.2288e-07 | 0.00097009 | 4.2288e-07 | 0.0032972 | 1.4223e-09 | 0.0013359 | 9.6672e-07
[120 empty] | 7.3.3.17.5 (Remote Grid) Updates to grid topology to minimize risk of ignition in HFTDs Remote GridWLDFRContact from objectAggregated | WLDFR | HFTD - Distribution - Tier 2 - 5QU CoRE ¦ 5QU LoRE | Non-Red Flag Warning - Small Fires | Contact from object | Aggregated | 2026 | 0.00043592 | 406.8993 | 0.17737 | 2026 | Mitigation | 0.95 | 45 | 0 | esc | 0.00097009 | 4.2288e-07 | 0.00097009 | 4.2288e-07 | 0.0032972 | 1.4223e-09 | 0.0013359 | 9.6672e-07
[120 empty] | 7.3.3.17.5 (Remote Grid) Updates to grid topology to minimize risk of ignition in HFTDs Remote GridWLDFRContact from objectAggregated | WLDFR | HFTD - Distribution - Tier 2 - 5QU CoRE ¦ 5QU LoRE | Non-Red Flag Warning - Small Fires | Contact from object | Aggregated | 2027 | 0.00043592 | 406.8993 | 0.17737 | 2027 | Mitigation | 0.95 | 45 | 0 | esc | 0.00097009 | 4.2288e-07 | 0.00097009 | 4.2288e-07 | 0.0032972 | 1.4223e-09 | 0.0013359 | 9.6672e-07
[120 empty] | 7.3.3.17.5 (Remote Grid) Updates to grid topology to minimize risk of ignition in HFTDs Remote GridWLDFRContact from objectAggregated | WLDFR | HFTD - Distribution - Tier 2 - 5QU CoRE ¦ 5QU LoRE | Non-Red Flag Warning - Small Fires | Contact from object | Aggregated | 2028 | 0.00043592 | 406.8993 | 0.17737 | 2028 | Mitigation | 0.95 | 45 | 0 | esc | 0.00097009 | 4.2288e-07 | 0.00097009 | 4.2288e-07 | 0.0032972 | 1.4223e-09 | 0.0013359 | 9.6672e-07
[120 empty] | 7.3.3.17.5 (Remote Grid) Updates to grid topology to minimize risk of ignition in HFTDs Remote GridWLDFRContact from objectAggregated | WLDFR | HFTD - Distribution - Tier 2 - 5QU CoRE ¦ 5QU LoRE | Non-Red Flag Warning - Small Fires | Contact from object | Aggregated | 2029 | 0.00043592 | 406.8993 | 0.17737 | 2029 | Mitigation | 0.95 | 45 | 0 | esc | 0.00097009 | 4.2288e-07 | 0.00097009 | 4.2288e-07 | 0.0032972 | 1.4223e-09 | 0.0013359 | 9.6672e-07
[120 empty] | 7.3.3.17.5 (Remote Grid) Updates to grid topology to minimize risk of ignition in HFTDs Remote GridWLDFRContact from objectAggregated | WLDFR | HFTD - Distribution - Tier 2 - 5QU CoRE ¦ 5QU LoRE | Non-Red Flag Warning - Small Fires | Contact from object | Aggregated | 2030 | 0.00043592 | 406.8993 | 0.17737 | 2030 | Mitigation | 0.95 | 45 | 0 | esc | 0.00097009 | 4.2288e-07 | 0.00097009 | 4.2288e-07 | 0.0032972 | 1.4223e-09 | 0.0013359 | 9.6672e-07
[120 empty] | 7.3.3.17.5 (Remote Grid) Updates to grid topology to minimize risk of ignition in HFTDs Remote GridWLDFRContact from objectAggregated | WLDFR | HFTD - Distribution - Tier 2 - 5QU CoRE ¦ 5QU LoRE | Non-Red Flag Warning - Small Fires | Contact from object | Aggregated | 2031 | 0.00043592 | 406.8993 | 0.17737 | 2031 | Mitigation | 0.95 | 45 | 0 | esc | 0.00097009 | 4.2288e-07 | 0.00097009 | 4.2288e-07 | 0.0032972 | 1.4223e-09 | 0.0013359 | 9.6672e-07
[120 empty] | 7.3.3.17.5 (Remote Grid) Updates to grid topology to minimize risk of ignition in HFTDs Remote GridWLDFRContact from objectAggregated | WLDFR | HFTD - Distribution - Tier 2 - 5QU CoRE ¦ 5QU LoRE | Non-Red Flag Warning - Small Fires | Contact from object | Aggregated | 2032 | 0.00043592 | 406.8993 | 0.17737 | 2032 | Mitigation | 0.95 | 45 | 0 | esc | 0.00097009 | 4.2288e-07 | 0.00097009 | 4.2288e-07 | 0.0032972 | 1.4223e-09 | 0.0013359 | 9.6672e-07
[120 empty] | 7.3.3.17.5 (Remote Grid) Updates to grid topology to minimize risk of ignition in HFTDs Remote GridWLDFRContact from objectAggregated | WLDFR | HFTD - Distribution - Tier 2 - 5QU CoRE ¦ 5QU LoRE | Non-Red Flag Warning - Small Fires | Contact from object | Aggregated | 2033 | 0.00043592 | 406.8993 | 0.17737 | 2033 | Mitigation | 0.95 | 45 | 0 | esc | 0.00097009 | 4.2288e-07 | 0.00097009 | 4.2288e-07 | 0.0032972 | 1.4223e-09 | 0.0013359 | 9.6672e-07
[120 empty] | 7.3.3.17.5 (Remote Grid) Updates to grid topology to minimize risk of ignition in HFTDs Remote GridWLDFRContact from objectAggregated | WLDFR | HFTD - Distribution - Tier 2 - 5QU CoRE ¦ 5QU LoRE | Non-Red Flag Warning - Small Fires | Contact from object | Aggregated | 2034 | 0.00043592 | 406.8993 | 0.17737 | 2034 | Mitigation | 0.95 | 45 | 0 | esc | 0.00097009 | 4.2288e-07 | 0.00097009 | 4.2288e-07 | 0.0032972 | 1.4223e-09 | 0.0013359 | 9.6672e-07
[120 empty] | 7.3.3.17.5 (Remote Grid) Updates to grid topology to minimize risk of ignition in HFTDs Remote GridWLDFRContact from objectAggregated | WLDFR | HFTD - Distribution - Tier 2 - 5QU CoRE ¦ 5QU LoRE | Non-Red Flag Warning - Small Fires | Contact from object | Aggregated | 2035 | 0.00043592 | 406.8993 | 0.17737 | 2035 | Mitigation | 0.95 | 45 | 0 | esc | 0.00097009 | 4.2288e-07 | 0.00097009 | 4.2288e-07 | 0.0032972 | 1.4223e-09 | 0.0013359 | 9.6672e-07
[120 empty] | 7.3.3.17.5 (Remote Grid) Updates to grid topology to minimize risk of ignition in HFTDs Remote GridWLDFRContact from objectAggregated | WLDFR | HFTD - Distribution - Tier 2 - 5QU CoRE ¦ 5QU LoRE | Non-Red Flag Warning - Small Fires | Contact from object | Aggregated | 2036 | 0.00043592 | 406.8993 | 0.17737 | 2036 | Mitigation | 0.95 | 45 | 0 | esc | 0.00097009 | 4.2288e-07 | 0.00097009 | 4.2288e-07 | 0.0032972 | 1.4223e-09 | 0.0013359 | 9.6672e-07
[120 empty] | 7.3.3.17.5 (Remote Grid) Updates to grid topology to minimize risk of ignition in HFTDs Remote GridWLDFRContact from objectAggregated | WLDFR | HFTD - Distribution - Tier 2 - 5QU CoRE ¦ 5QU LoRE | Non-Red Flag Warning - Small Fires | Contact from object | Aggregated | 2037 | 0.00043592 | 406.8993 | 0.17737 | 2037 | Mitigation | 0.95 | 45 | 0 | esc | 0.00097009 | 4.2288e-07 | 0.00097009 | 4.2288e-07 | 0.0032972 | 1.4223e-09 | 0.0013359 | 9.6672e-07
[120 empty] | 7.3.3.17.5 (Remote Grid) Updates to grid topology to minimize risk of ignition in HFTDs Remote GridWLDFRContact from objectAggregated | WLDFR | HFTD - Distribution - Tier 2 - 5QU CoRE ¦ 5QU LoRE | Non-Red Flag Warning - Small Fires | Contact from object | Aggregated | 2038 | 0.00043592 | 406.8993 | 0.17737 | 2038 | Mitigation | 0.95 | 45 | 0 | esc | 0.00097009 | 4.2288e-07 | 0.00097009 | 4.2288e-07 | 0.0032972 | 1.4223e-09 | 0.0013359 | 9.6672e-07
[120 empty] | 7.3.3.17.5 (Remote Grid) Updates to grid topology to minimize risk of ignition in HFTDs Remote GridWLDFRContact from objectAggregated | WLDFR | HFTD - Distribution - Tier 2 - 5QU CoRE ¦ 5QU LoRE | Non-Red Flag Warning - Small Fires | Contact from object | Aggregated | 2039 | 0.00043592 | 406.8993 | 0.17737 | 2039 | Mitigation | 0.95 | 45 | 0 | esc | 0.00097009 | 4.2288e-07 | 0.00097009 | 4.2288e-07 | 0.0032972 | 1.4223e-09 | 0.0013359 | 9.6672e-07
[120 empty] | 7.3.3.17.5 (Remote Grid) Updates to grid topology to minimize risk of ignition in HFTDs Remote GridWLDFRContact from objectAggregated | WLDFR | HFTD - Distribution - Tier 2 - 5QU CoRE ¦ 5QU LoRE | Non-Red Flag Warning - Small Fires | Contact from object | Aggregated | 2040 | 0.00043592 | 406.8993 | 0.17737 | 2040 | Mitigation | 0.95 | 45 | 0 | esc | 0.00097009 | 4.2288e-07 | 0.00097009 | 4.2288e-07 | 0.0032972 | 1.4223e-09 | 0.0013359 | 9.6672e-07
[120 empty] | 7.3.3.17.5 (Remote Grid) Updates to grid topology to minimize risk of ignition in HFTDs Remote GridWLDFRContact from objectAggregated | WLDFR | HFTD - Distribution - Tier 2 - 5QU CoRE ¦ 5QU LoRE | Non-Red Flag Warning - Small Fires | Contact from object | Aggregated | 2041 | 0.00043592 | 406.8993 | 0.17737 | 2041 | Mitigation | 0.95 | 45 | 0 | esc | 0.00097009 | 4.2288e-07 | 0.00097009 | 4.2288e-07 | 0.0032972 | 1.4223e-09 | 0.0013359 | 9.6672e-07
[120 empty] | 7.3.3.17.5 (Remote Grid) Updates to grid topology to minimize risk of ignition in HFTDs Remote GridWLDFRContact from objectAggregated | WLDFR | HFTD - Distribution - Tier 2 - 5QU CoRE ¦ 5QU LoRE | Non-Red Flag Warning - Small Fires | Contact from object | Aggregated | 2042 | 0.00043592 | 406.8993 | 0.17737 | 2042 | Mitigation | 0.95 | 45 | 0 | esc | 0.00097009 | 4.2288e-07 | 0.00097009 | 4.2288e-07 | 0.0032972 | 1.4223e-09 | 0.0013359 | 9.6672e-07
[120 empty] | 7.3.3.17.5 (Remote Grid) Updates to grid topology to minimize risk of ignition in HFTDs Remote GridWLDFRContact from objectAggregated | WLDFR | HFTD - Distribution - Tier 2 - 5QU CoRE ¦ 5QU LoRE | Non-Red Flag Warning - Small Fires | Contact from object | Aggregated | 2043 | 0.00043592 | 406.8993 | 0.17737 | 2043 | Mitigation | 0.95 | 45 | 0 | esc | 0.00097009 | 4.2288e-07 | 0.00097009 | 4.2288e-07 | 0.0032972 | 1.4223e-09 | 0.0013359 | 9.6672e-07
[120 empty] | 7.3.3.17.5 (Remote Grid) Updates to grid topology to minimize risk of ignition in HFTDs Remote GridWLDFRContact from objectAggregated | WLDFR | HFTD - Distribution - Tier 2 - 5QU CoRE ¦ 5QU LoRE | Non-Red Flag Warning - Small Fires | Contact from object | Aggregated | 2044 | 0.00043592 | 406.8993 | 0.17737 | 2044 | Mitigation | 0.95 | 45 | 0 | esc | 0.00097009 | 4.2288e-07 | 0.00097009 | 4.2288e-07 | 0.0032972 | 1.4223e-09 | 0.0013359 | 9.6672e-07
[120 empty] | 7.3.3.17.5 (Remote Grid) Updates to grid topology to minimize risk of ignition in HFTDs Remote GridWLDFRContact from objectAggregated | WLDFR | HFTD - Distribution - Tier 2 - 5QU CoRE ¦ 5QU LoRE | Non-Red Flag Warning - Small Fires | Contact from object | Aggregated | 2045 | 0.00043592 | 406.8993 | 0.17737 | 2045 | Mitigation | 0.95 | 45 | 0 | esc | 0.00097009 | 4.2288e-07 | 0.00097009 | 4.2288e-07 | 0.0032972 | 1.4223e-09 | 0.0013359 | 9.6672e-07
[120 empty] | 7.3.3.17.5 (Remote Grid) Updates to grid topology to minimize risk of ignition in HFTDs Remote GridWLDFRContact from objectAggregated | WLDFR | HFTD - Distribution - Tier 2 - 5QU CoRE ¦ 5QU LoRE | Non-Red Flag Warning - Small Fires | Contact from object | Aggregated | 2046 | 0.00043592 | 406.8993 | 0.17737 | 2046 | Mitigation | 0.95 | 45 | 0 | esc | 0.00097009 | 4.2288e-07 | 0.00097009 | 4.2288e-07 | 0.0032972 | 1.4223e-09 | 0.0013359 | 9.6672e-07
[120 empty] | 7.3.3.17.5 (Remote Grid) Updates to grid topology to minimize risk of ignition in HFTDs Remote GridWLDFRContact from objectAggregated | WLDFR | HFTD - Distribution - Tier 2 - 5QU CoRE ¦ 5QU LoRE | Non-Red Flag Warning - Small Fires | Contact from object | Aggregated | 2047 | 0.00043592 | 406.8993 | 0.17737 | 2047 | Mitigation | 0.95 | 45 | 0 | esc | 0.00097009 | 4.2288e-07 | 0.00097009 | 4.2288e-07 | 0.0032972 | 1.4223e-09 | 0.0013359 | 9.6672e-07
[120 empty] | 7.3.3.17.5 (Remote Grid) Updates to grid topology to minimize risk of ignition in HFTDs Remote GridWLDFRContact from objectAggregated | WLDFR | HFTD - Distribution - Tier 2 - 5QU CoRE ¦ 5QU LoRE | Non-Red Flag Warning - Small Fires | Contact from object | Aggregated | 2048 | 0.00043592 | 406.8993 | 0.17737 | 2048 | Mitigation | 0.95 | 45 | 0 | esc | 0.00097009 | 4.2288e-07 | 0.00097009 | 4.2288e-07 | 0.0032972 | 1.4223e-09 | 0.0013359 | 9.6672e-07
[120 empty] | 7.3.3.17.5 (Remote Grid) Updates to grid topology to minimize risk of ignition in HFTDs Remote GridWLDFRContact from objectAggregated | WLDFR | HFTD - Distribution - Tier 2 - 5QU CoRE ¦ 5QU LoRE | Non-Red Flag Warning - Small Fires | Contact from object | Aggregated | 2049 | 0.00043592 | 406.8993 | 0.17737 | 2049 | Mitigation | 0.95 | 45 | 0 | esc | 0.00097009 | 4.2288e-07 | 0.00097009 | 4.2288e-07 | 0.0032972 | 1.4223e-09 | 0.0013359 | 9.6672e-07
[120 empty] | 7.3.3.17.5 (Remote Grid) Updates to grid topology to minimize risk of ignition in HFTDs Remote GridWLDFRContact from objectAggregated | WLDFR | HFTD - Distribution - Tier 2 - 5QU CoRE ¦ 5QU LoRE | Non-Red Flag Warning - Small Fires | Contact from object | Aggregated | 2050 | 0.00043592 | 406.8993 | 0.17737 | 2050 | Mitigation | 0.95 | 45 | 0 | esc | 0.00097009 | 4.2288e-07 | 0.00097009 | 4.2288e-07 | 0.0032972 | 1.4223e-09 | 0.0013359 | 9.6672e-07
[120 empty] | 7.3.3.17.5 (Remote Grid) Updates to grid topology to minimize risk of ignition in HFTDs Remote GridWLDFRContact from objectAggregated | WLDFR | HFTD - Distribution - Tier 2 - 5QU CoRE ¦ 5QU LoRE | Non-Red Flag Warning - Small Fires | Contact from object | Aggregated | 2051 | 0.00043592 | 406.8993 | 0.17737 | 2051 | Mitigation | 0.95 | 45 | 0 | esc | 0.00097009 | 4.2288e-07 | 0.00097009 | 4.2288e-07 | 0.0032972 | 1.4223e-09 | 0.0013359 | 9.6672e-07
[120 empty] | 7.3.3.17.5 (Remote Grid) Updates to grid topology to minimize risk of ignition in HFTDs Remote GridWLDFRContact from objectAggregated | WLDFR | HFTD - Distribution - Tier 2 - 5QU CoRE ¦ 5QU LoRE | Non-Red Flag Warning - Small Fires | Contact from object | Aggregated | 2052 | 0.00043592 | 406.8993 | 0.17737 | 2052 | Mitigation | 0.95 | 45 | 0 | esc | 0.00097009 | 4.2288e-07 | 0.00097009 | 4.2288e-07 | 0.0032972 | 1.4223e-09 | 0 | 0
[120 empty] | 7.3.3.17.5 (Remote Grid) Updates to grid topology to minimize risk of ignition in HFTDs Remote GridWLDFRContact from objectAggregated | WLDFR | HFTD - Distribution - Tier 2 - 5QU CoRE ¦ 5QU LoRE | Non-Red Flag Warning - Small Fires | Contact from object | Aggregated | 2053 | 0.00043592 | 406.8993 | 0.17737 | 2053 | Mitigation | 0.95 | 45 | 0 | esc | 0.00097009 | 4.2288e-07 | 0.00097009 | 4.2288e-07 | 0.0032972 | 1.4223e-09 | 0 | 0
[120 empty] | 7.3.3.17.5 (Remote Grid) Updates to grid topology to minimize risk of ignition in HFTDs Remote GridWLDFRContact from objectAggregated | WLDFR | HFTD - Distribution - Tier 2 - 5QU CoRE ¦ 5QU LoRE | Non-Red Flag Warning - Small Fires | Contact from object | Aggregated | 2054 | 0.00043592 | 406.8993 | 0.17737 | 2054 | Mitigation | 0.95 | 45 | 0 | esc | 0.00097009 | 4.2288e-07 | 0.00097009 | 4.2288e-07 | 0.0032972 | 1.4223e-09 | 0.0093813 | 7.6917e-06
[120 empty] | 7.3.3.17.5 (Remote Grid) Updates to grid topology to minimize risk of ignition in HFTDs Remote GridWLDFRContact from objectAggregated | WLDFR | HFTD - Distribution - Tier 2 - 5QU CoRE ¦ 5QU LoRE | Non-Red Flag Warning - Small Fires | Contact from object | Aggregated | 2055 | 0.00043592 | 406.8993 | 0.17737 | 2055 | Mitigation | 0.95 | 45 | 0 | esc | 0.00097009 | 4.2288e-07 | 0.00097009 | 4.2288e-07 | 0.0032972 | 1.4223e-09 | 0.0093813 | 7.6917e-06
[120 empty] | 7.3.3.17.5 (Remote Grid) Updates to grid topology to minimize risk of ignition in HFTDs Remote GridWLDFRContact from objectAggregated | WLDFR | HFTD - Distribution - Tier 2 - 5QU CoRE ¦ 5QU LoRE | Non-Red Flag Warning - Small Fires | Contact from object | Aggregated | 2056 | 0.00043592 | 406.8993 | 0.17737 | 2056 | Mitigation | 0.95 | 45 | 0 | esc | 0.00097009 | 4.2288e-07 | 0.00097009 | 4.2288e-07 | 0.0032972 | 1.4223e-09 | 0.0093813 | 7.6917e-06
[120 empty] | 7.3.3.17.5 (Remote Grid) Updates to grid topology to minimize risk of ignition in HFTDs Remote GridWLDFRContact from objectAggregated | WLDFR | HFTD - Distribution - Tier 2 - 5QU CoRE ¦ 5QU LoRE | Non-Red Flag Warning - Small Fires | Contact from object | Aggregated | 2057 | 0.00043592 | 406.8993 | 0.17737 | 2057 | Mitigation | 0.95 | 45 | 0 | esc | 0.00097009 | 4.2288e-07 | 0.00097009 | 4.2288e-07 | 0.0032972 | 1.4223e-09 | 0.0093813 | 7.6917e-06
[120 empty] | 7.3.3.17.5 (Remote Grid) Updates to grid topology to minimize risk of ignition in HFTDs Remote GridWLDFRContact from objectAggregated | WLDFR | HFTD - Distribution - Tier 2 - 5QU CoRE ¦ 5QU LoRE | Non-Red Flag Warning - Small Fires | Contact from object | Aggregated | 2058 | 0.00043592 | 406.8993 | 0.17737 | 2058 | Mitigation | 0.95 | 45 | 0 | esc | 0.00097009 | 4.2288e-07 | 0.00097009 | 4.2288e-07 | 0 | 0 | 0.0093813 | 7.6917e-06
[120 empty] | 7.3.3.17.5 (Remote Grid) Updates to grid topology to minimize risk of ignition in HFTDs Remote GridWLDFRContact from objectAggregated | WLDFR | HFTD - Distribution - Tier 2 - 5QU CoRE ¦ 5QU LoRE | Non-Red Flag Warning - Small Fires | Contact from object | Aggregated | 2059 | 0.00043592 | 406.8993 | 0.17737 | 2059 | Mitigation | 0.95 | 45 | 0 | esc | 0.00097009 | 4.2288e-07 | 0.00097009 | 4.2288e-07 | 0.0032972 | 2.2871e-11 | 0.0093813 | 7.6917e-06
[120 empty] | 7.3.3.17.5 (Remote Grid) Updates to grid topology to minimize risk of ignition in HFTDs Remote GridWLDFRContact from objectAggregated | WLDFR | HFTD - Distribution - Tier 2 - 5QU CoRE ¦ 5QU LoRE | Non-Red Flag Warning - Small Fires | Contact from object | Aggregated | 2060 | 0.00043592 | 406.8993 | 0.17737 | 2060 | Mitigation | 0.95 | 45 | 0 | esc | 0.00097009 | 4.2288e-07 | 0.00097009 | 4.2288e-07 | 0.0032972 | 2.2871e-11 | 0.0093813 | 7.6917e-06
[120 empty] | 7.3.3.17.5 (Remote Grid) Updates to grid topology to minimize risk of ignition in HFTDs Remote GridWLDFRContact from objectAggregated | WLDFR | HFTD - Distribution - Tier 2 - 5QU CoRE ¦ 5QU LoRE | Non-Red Flag Warning - Small Fires | Contact from object | Aggregated | 2061 | 0.00043592 | 406.8993 | 0.17737 | 2061 | Mitigation | 0.95 | 45 | 0 | esc | 0.00097009 | 4.2288e-07 | 0.00097009 | 4.2288e-07 | 0.0032972 | 2.2871e-11 | 0.0093813 | 7.6917e-06
[120 empty] | 7.3.3.17.5 (Remote Grid) Updates to grid topology to minimize risk of ignition in HFTDs Remote GridWLDFRContact from objectAggregated | WLDFR | HFTD - Distribution - Tier 2 - 5QU CoRE ¦ 5QU LoRE | Non-Red Flag Warning - Small Fires | Contact from object | Aggregated | 2062 | 0.00043592 | 406.8993 | 0.17737 | 2062 | Mitigation | 0.95 | 45 | 0 | esc | 0.00097009 | 4.2288e-07 | 0.00097009 | 4.2288e-07 | 0.0032972 | 2.2871e-11 | 0.0093813 | 7.6917e-06
[120 empty] | 7.3.3.17.5 (Remote Grid) Updates to grid topology to minimize risk of ignition in HFTDs Remote GridWLDFRContact from objectAggregated | WLDFR | HFTD - Distribution - Tier 2 - 5QU CoRE ¦ 5QU LoRE | Non-Red Flag Warning - Small Fires | Contact from object | Aggregated | 2063 | 0.00043592 | 406.8993 | 0.17737 | 2063 | Mitigation | 0.95 | 45 | 0 | esc | 0.00097009 | 4.2288e-07 | 0.00097009 | 4.2288e-07 | 0.0032972 | 2.2871e-11 | 0.0093813 | 7.6917e-06
[120 empty] | 7.3.3.17.5 (Remote Grid) Updates to grid topology to minimize risk of ignition in HFTDs Remote GridWLDFRContact from objectAggregated | WLDFR | HFTD - Distribution - Tier 2 - 5QU CoRE ¦ 5QU LoRE | Non-Red Flag Warning - Small Fires | Contact from object | Aggregated | 2064 | 0.00043592 | 406.8993 | 0.17737 | 2064 | Mitigation | 0.95 | 45 | 0 | esc | 0.00097009 | 4.2288e-07 | 0.00097009 | 4.2288e-07 | 0.0032972 | 2.2871e-11 | 0.0093813 | 7.6917e-06
[120 empty] | 7.3.3.17.5 (Remote Grid) Updates to grid topology to minimize risk of ignition in HFTDs Remote GridWLDFRContact from objectAggregated | WLDFR | HFTD - Distribution - Tier 2 - 5QU CoRE ¦ 5QU LoRE | Non-Red Flag Warning - Small Fires | Contact from object | Aggregated | 2065 | 0.00043592 | 406.8993 | 0.17737 | 2065 | Mitigation | 0.95 | 45 | 0 | esc | 0.00097009 | 4.2288e-07 | 0.00097009 | 4.2288e-07 | 0.0032972 | 2.2871e-11 | 0.0093813 | 7.6917e-06
[120 empty] | 7.3.3.17.5 (Remote Grid) Updates to grid topology to minimize risk of ignition in HFTDs Remote GridWLDFRContact from objectAggregated | WLDFR | HFTD - Distribution - Tier 2 - 5QU CoRE ¦ 5QU LoRE | Non-Red Flag Warning - Small Fires | Contact from object | Aggregated | 2066 | 0.00043592 | 406.8993 | 0.17737 | 2066 | Mitigation | 0.95 | 45 | 0 | esc | 0.00097009 | 4.2288e-07 | 0.00097009 | 4.2288e-07 | 0.0032972 | 2.2871e-11 | 0.0093813 | 7.6917e-06
[120 empty] | 7.3.3.17.5 (Remote Grid) Updates to grid topology to minimize risk of ignition in HFTDs Remote GridWLDFRContact from objectAggregated | WLDFR | HFTD - Distribution - Tier 2 - 5QU CoRE ¦ 5QU LoRE | Non-Red Flag Warning - Small Fires | Contact from object | Aggregated | 2067 | 0.00043592 | 406.8993 | 0.17737 | 2067 | Mitigation | 0.95 | 45 | 0 | esc | 0 | 0 | 0.00097009 | 4.2288e-07 | 0.0032972 | 2.2871e-11 | 0.0093813 | 7.6917e-06
[120 empty] | 7.3.3.17.5 (Remote Grid) Updates to grid topology to minimize risk of ignition in HFTDs Remote GridWLDFRContaminationAggregated | WLDFR | HFTD - Distribution - Tier 2 - 5QU CoRE ¦ 5QU LoRE | Non-Red Flag Warning - Small Fires | Contamination | Aggregated | 2022 | 1.5175e-05 | 406.8993 | 0.0061746 | 2022 | Mitigation | 0.95 | 45 | 0 | esc | 0.00097009 | 1.4721e-08 | 0 | 0 | 0.0032972 | 2.2871e-11 | 0.0093813 | 7.6917e-06
[120 empty] | 7.3.3.17.5 (Remote Grid) Updates to grid topology to minimize risk of ignition in HFTDs Remote GridWLDFRContaminationAggregated | WLDFR | HFTD - Distribution - Tier 2 - 5QU CoRE ¦ 5QU LoRE | Non-Red Flag Warning - Small Fires | Contamination | Aggregated | 2023 | 1.5175e-05 | 406.8993 | 0.0061746 | 2023 | Mitigation | 0.95 | 45 | 0 | esc | 0.00097009 | 1.4721e-08 | 0.00097009 | 1.4721e-08 | 0.0032972 | 2.2871e-11 | 0.0093813 | 7.6917e-06
[120 empty] | 7.3.3.17.5 (Remote Grid) Updates to grid topology to minimize risk of ignition in HFTDs Remote GridWLDFRContaminationAggregated | WLDFR | HFTD - Distribution - Tier 2 - 5QU CoRE ¦ 5QU LoRE | Non-Red Flag Warning - Small Fires | Contamination | Aggregated | 2024 | 1.5175e-05 | 406.8993 | 0.0061746 | 2024 | Mitigation | 0.95 | 45 | 0 | esc | 0.00097009 | 1.4721e-08 | 0.00097009 | 1.4721e-08 | 0.0032972 | 2.2871e-11 | 0.0093813 | 7.6917e-06
[120 empty] | 7.3.3.17.5 (Remote Grid) Updates to grid topology to minimize risk of ignition in HFTDs Remote GridWLDFRContaminationAggregated | WLDFR | HFTD - Distribution - Tier 2 - 5QU CoRE ¦ 5QU LoRE | Non-Red Flag Warning - Small Fires | Contamination | Aggregated | 2025 | 1.5175e-05 | 406.8993 | 0.0061746 | 2025 | Mitigation | 0.95 | 45 | 0 | esc | 0.00097009 | 1.4721e-08 | 0.00097009 | 1.4721e-08 | 0.0032972 | 2.2871e-11 | 0.0093813 | 7.6917e-06
[120 empty] | 7.3.3.17.5 (Remote Grid) Updates to grid topology to minimize risk of ignition in HFTDs Remote GridWLDFRContaminationAggregated | WLDFR | HFTD - Distribution - Tier 2 - 5QU CoRE ¦ 5QU LoRE | Non-Red Flag Warning - Small Fires | Contamination | Aggregated | 2026 | 1.5175e-05 | 406.8993 | 0.0061746 | 2026 | Mitigation | 0.95 | 45 | 0 | esc | 0.00097009 | 1.4721e-08 | 0.00097009 | 1.4721e-08 | 0.0032972 | 2.2871e-11 | 0.0093813 | 7.6917e-06
[120 empty] | 7.3.3.17.5 (Remote Grid) Updates to grid topology to minimize risk of ignition in HFTDs Remote GridWLDFRContaminationAggregated | WLDFR | HFTD - Distribution - Tier 2 - 5QU CoRE ¦ 5QU LoRE | Non-Red Flag Warning - Small Fires | Contamination | Aggregated | 2027 | 1.5175e-05 | 406.8993 | 0.0061746 | 2027 | Mitigation | 0.95 | 45 | 0 | esc | 0.00097009 | 1.4721e-08 | 0.00097009 | 1.4721e-08 | 0.0032972 | 2.2871e-11 | 0.0093813 | 7.6917e-06
[120 empty] | 7.3.3.17.5 (Remote Grid) Updates to grid topology to minimize risk of ignition in HFTDs Remote GridWLDFRContaminationAggregated | WLDFR | HFTD - Distribution - Tier 2 - 5QU CoRE ¦ 5QU LoRE | Non-Red Flag Warning - Small Fires | Contamination | Aggregated | 2028 | 1.5175e-05 | 406.8993 | 0.0061746 | 2028 | Mitigation | 0.95 | 45 | 0 | esc | 0.00097009 | 1.4721e-08 | 0.00097009 | 1.4721e-08 | 0.0032972 | 2.2871e-11 | 0.0093813 | 7.6917e-06
[120 empty] | 7.3.3.17.5 (Remote Grid) Updates to grid topology to minimize risk of ignition in HFTDs Remote GridWLDFRContaminationAggregated | WLDFR | HFTD - Distribution - Tier 2 - 5QU CoRE ¦ 5QU LoRE | Non-Red Flag Warning - Small Fires | Contamination | Aggregated | 2029 | 1.5175e-05 | 406.8993 | 0.0061746 | 2029 | Mitigation | 0.95 | 45 | 0 | esc | 0.00097009 | 1.4721e-08 | 0.00097009 | 1.4721e-08 | 0.0032972 | 2.2871e-11 | 0.0093813 | 7.6917e-06
[120 empty] | 7.3.3.17.5 (Remote Grid) Updates to grid topology to minimize risk of ignition in HFTDs Remote GridWLDFRContaminationAggregated | WLDFR | HFTD - Distribution - Tier 2 - 5QU CoRE ¦ 5QU LoRE | Non-Red Flag Warning - Small Fires | Contamination | Aggregated | 2030 | 1.5175e-05 | 406.8993 | 0.0061746 | 2030 | Mitigation | 0.95 | 45 | 0 | esc | 0.00097009 | 1.4721e-08 | 0.00097009 | 1.4721e-08 | 0.0032972 | 2.2871e-11 | 0.0093813 | 7.6917e-06
[120 empty] | 7.3.3.17.5 (Remote Grid) Updates to grid topology to minimize risk of ignition in HFTDs Remote GridWLDFRContaminationAggregated | WLDFR | HFTD - Distribution - Tier 2 - 5QU CoRE ¦ 5QU LoRE | Non-Red Flag Warning - Small Fires | Contamination | Aggregated | 2031 | 1.5175e-05 | 406.8993 | 0.0061746 | 2031 | Mitigation | 0.95 | 45 | 0 | esc | 0.00097009 | 1.4721e-08 | 0.00097009 | 1.4721e-08 | 0.0032972 | 2.2871e-11 | 0.0093813 | 7.6917e-06
[120 empty] | 7.3.3.17.5 (Remote Grid) Updates to grid topology to minimize risk of ignition in HFTDs Remote GridWLDFRContaminationAggregated | WLDFR | HFTD - Distribution - Tier 2 - 5QU CoRE ¦ 5QU LoRE | Non-Red Flag Warning - Small Fires | Contamination | Aggregated | 2032 | 1.5175e-05 | 406.8993 | 0.0061746 | 2032 | Mitigation | 0.95 | 45 | 0 | esc | 0.00097009 | 1.4721e-08 | 0.00097009 | 1.4721e-08 | 0.0032972 | 2.2871e-11 | 0.0093813 | 7.6917e-06
[120 empty] | 7.3.3.17.5 (Remote Grid) Updates to grid topology to minimize risk of ignition in HFTDs Remote GridWLDFRContaminationAggregated | WLDFR | HFTD - Distribution - Tier 2 - 5QU CoRE ¦ 5QU LoRE | Non-Red Flag Warning - Small Fires | Contamination | Aggregated | 2033 | 1.5175e-05 | 406.8993 | 0.0061746 | 2033 | Mitigation | 0.95 | 45 | 0 | esc | 0.00097009 | 1.4721e-08 | 0.00097009 | 1.4721e-08 | 0.0032972 | 2.2871e-11 | 0.0093813 | 7.6917e-06
[120 empty] | 7.3.3.17.5 (Remote Grid) Updates to grid topology to minimize risk of ignition in HFTDs Remote GridWLDFRContaminationAggregated | WLDFR | HFTD - Distribution - Tier 2 - 5QU CoRE ¦ 5QU LoRE | Non-Red Flag Warning - Small Fires | Contamination | Aggregated | 2034 | 1.5175e-05 | 406.8993 | 0.0061746 | 2034 | Mitigation | 0.95 | 45 | 0 | esc | 0.00097009 | 1.4721e-08 | 0.00097009 | 1.4721e-08 | 0.0032972 | 2.2871e-11 | 0.0093813 | 7.6917e-06
[120 empty] | 7.3.3.17.5 (Remote Grid) Updates to grid topology to minimize risk of ignition in HFTDs Remote GridWLDFRContaminationAggregated | WLDFR | HFTD - Distribution - Tier 2 - 5QU CoRE ¦ 5QU LoRE | Non-Red Flag Warning - Small Fires | Contamination | Aggregated | 2035 | 1.5175e-05 | 406.8993 | 0.0061746 | 2035 | Mitigation | 0.95 | 45 | 0 | esc | 0.00097009 | 1.4721e-08 | 0.00097009 | 1.4721e-08 | 0.0032972 | 2.2871e-11 | 0.0093813 | 7.6917e-06
[120 empty] | 7.3.3.17.5 (Remote Grid) Updates to grid topology to minimize risk of ignition in HFTDs Remote GridWLDFRContaminationAggregated | WLDFR | HFTD - Distribution - Tier 2 - 5QU CoRE ¦ 5QU LoRE | Non-Red Flag Warning - Small Fires | Contamination | Aggregated | 2036 | 1.5175e-05 | 406.8993 | 0.0061746 | 2036 | Mitigation | 0.95 | 45 | 0 | esc | 0.00097009 | 1.4721e-08 | 0.00097009 | 1.4721e-08 | 0.0032972 | 2.2871e-11 | 0.0093813 | 7.6917e-06
[120 empty] | 7.3.3.17.5 (Remote Grid) Updates to grid topology to minimize risk of ignition in HFTDs Remote GridWLDFRContaminationAggregated | WLDFR | HFTD - Distribution - Tier 2 - 5QU CoRE ¦ 5QU LoRE | Non-Red Flag Warning - Small Fires | Contamination | Aggregated | 2037 | 1.5175e-05 | 406.8993 | 0.0061746 | 2037 | Mitigation | 0.95 | 45 | 0 | esc | 0.00097009 | 1.4721e-08 | 0.00097009 | 1.4721e-08 | 0.0032972 | 2.2871e-11 | 0.0093813 | 7.6917e-06
[120 empty] | 7.3.3.17.5 (Remote Grid) Updates to grid topology to minimize risk of ignition in HFTDs Remote GridWLDFRContaminationAggregated | WLDFR | HFTD - Distribution - Tier 2 - 5QU CoRE ¦ 5QU LoRE | Non-Red Flag Warning - Small Fires | Contamination | Aggregated | 2038 | 1.5175e-05 | 406.8993 | 0.0061746 | 2038 | Mitigation | 0.95 | 45 | 0 | esc | 0.00097009 | 1.4721e-08 | 0.00097009 | 1.4721e-08 | 0.0032972 | 2.2871e-11 | 0 | 0
[120 empty] | 7.3.3.17.5 (Remote Grid) Updates to grid topology to minimize risk of ignition in HFTDs Remote GridWLDFRContaminationAggregated | WLDFR | HFTD - Distribution - Tier 2 - 5QU CoRE ¦ 5QU LoRE | Non-Red Flag Warning - Small Fires | Contamination | Aggregated | 2039 | 1.5175e-05 | 406.8993 | 0.0061746 | 2039 | Mitigation | 0.95 | 45 | 0 | esc | 0.00097009 | 1.4721e-08 | 0.00097009 | 1.4721e-08 | 0.0032972 | 2.2871e-11 | 0 | 0
[120 empty] | 7.3.3.17.5 (Remote Grid) Updates to grid topology to minimize risk of ignition in HFTDs Remote GridWLDFRContaminationAggregated | WLDFR | HFTD - Distribution - Tier 2 - 5QU CoRE ¦ 5QU LoRE | Non-Red Flag Warning - Small Fires | Contamination | Aggregated | 2040 | 1.5175e-05 | 406.8993 | 0.0061746 | 2040 | Mitigation | 0.95 | 45 | 0 | esc | 0.00097009 | 1.4721e-08 | 0.00097009 | 1.4721e-08 | 0.0032972 | 2.2871e-11 | 0.014004 | 9.2651e-07
[120 empty] | 7.3.3.17.5 (Remote Grid) Updates to grid topology to minimize risk of ignition in HFTDs Remote GridWLDFRContaminationAggregated | WLDFR | HFTD - Distribution - Tier 2 - 5QU CoRE ¦ 5QU LoRE | Non-Red Flag Warning - Small Fires | Contamination | Aggregated | 2041 | 1.5175e-05 | 406.8993 | 0.0061746 | 2041 | Mitigation | 0.95 | 45 | 0 | esc | 0.00097009 | 1.4721e-08 | 0.00097009 | 1.4721e-08 | 0.0032972 | 2.2871e-11 | 0.014004 | 9.2651e-07
[120 empty] | 7.3.3.17.5 (Remote Grid) Updates to grid topology to minimize risk of ignition in HFTDs Remote GridWLDFRContaminationAggregated | WLDFR | HFTD - Distribution - Tier 2 - 5QU CoRE ¦ 5QU LoRE | Non-Red Flag Warning - Small Fires | Contamination | Aggregated | 2042 | 1.5175e-05 | 406.8993 | 0.0061746 | 2042 | Mitigation | 0.95 | 45 | 0 | esc | 0.00097009 | 1.4721e-08 | 0.00097009 | 1.4721e-08 | 0.0032972 | 2.2871e-11 | 0.014004 | 9.2651e-07
[120 empty] | 7.3.3.17.5 (Remote Grid) Updates to grid topology to minimize risk of ignition in HFTDs Remote GridWLDFRContaminationAggregated | WLDFR | HFTD - Distribution - Tier 2 - 5QU CoRE ¦ 5QU LoRE | Non-Red Flag Warning - Small Fires | Contamination | Aggregated | 2043 | 1.5175e-05 | 406.8993 | 0.0061746 | 2043 | Mitigation | 0.95 | 45 | 0 | esc | 0.00097009 | 1.4721e-08 | 0.00097009 | 1.4721e-08 | 0.0032972 | 2.2871e-11 | 0.014004 | 9.2651e-07
[120 empty] | 7.3.3.17.5 (Remote Grid) Updates to grid topology to minimize risk of ignition in HFTDs Remote GridWLDFRContaminationAggregated | WLDFR | HFTD - Distribution - Tier 2 - 5QU CoRE ¦ 5QU LoRE | Non-Red Flag Warning - Small Fires | Contamination | Aggregated | 2044 | 1.5175e-05 | 406.8993 | 0.0061746 | 2044 | Mitigation | 0.95 | 45 | 0 | esc | 0.00097009 | 1.4721e-08 | 0.00097009 | 1.4721e-08 | 0.0032972 | 2.2871e-11 | 0.014004 | 9.2651e-07
[120 empty] | 7.3.3.17.5 (Remote Grid) Updates to grid topology to minimize risk of ignition in HFTDs Remote GridWLDFRContaminationAggregated | WLDFR | HFTD - Distribution - Tier 2 - 5QU CoRE ¦ 5QU LoRE | Non-Red Flag Warning - Small Fires | Contamination | Aggregated | 2045 | 1.5175e-05 | 406.8993 | 0.0061746 | 2045 | Mitigation | 0.95 | 45 | 0 | esc | 0.00097009 | 1.4721e-08 | 0.00097009 | 1.4721e-08 | 0.0032972 | 2.2871e-11 | 0.014004 | 9.2651e-07
[120 empty] | 7.3.3.17.5 (Remote Grid) Updates to grid topology to minimize risk of ignition in HFTDs Remote GridWLDFRContaminationAggregated | WLDFR | HFTD - Distribution - Tier 2 - 5QU CoRE ¦ 5QU LoRE | Non-Red Flag Warning - Small Fires | Contamination | Aggregated | 2046 | 1.5175e-05 | 406.8993 | 0.0061746 | 2046 | Mitigation | 0.95 | 45 | 0 | esc | 0.00097009 | 1.4721e-08 | 0.00097009 | 1.4721e-08 | 0.0032972 | 2.2871e-11 | 0.014004 | 9.2651e-07
[120 empty] | 7.3.3.17.5 (Remote Grid) Updates to grid topology to minimize risk of ignition in HFTDs Remote GridWLDFRContaminationAggregated | WLDFR | HFTD - Distribution - Tier 2 - 5QU CoRE ¦ 5QU LoRE | Non-Red Flag Warning - Small Fires | Contamination | Aggregated | 2047 | 1.5175e-05 | 406.8993 | 0.0061746 | 2047 | Mitigation | 0.95 | 45 | 0 | esc | 0.00097009 | 1.4721e-08 | 0.00097009 | 1.4721e-08 | 0.0032972 | 2.2871e-11 | 0.014004 | 9.2651e-07
[120 empty] | 7.3.3.17.5 (Remote Grid) Updates to grid topology to minimize risk of ignition in HFTDs Remote GridWLDFRContaminationAggregated | WLDFR | HFTD - Distribution - Tier 2 - 5QU CoRE ¦ 5QU LoRE | Non-Red Flag Warning - Small Fires | Contamination | Aggregated | 2048 | 1.5175e-05 | 406.8993 | 0.0061746 | 2048 | Mitigation | 0.95 | 45 | 0 | esc | 0.00097009 | 1.4721e-08 | 0.00097009 | 1.4721e-08 | 0.0032972 | 2.2871e-11 | 0.014004 | 9.2651e-07
[120 empty] | 7.3.3.17.5 (Remote Grid) Updates to grid topology to minimize risk of ignition in HFTDs Remote GridWLDFRContaminationAggregated | WLDFR | HFTD - Distribution - Tier 2 - 5QU CoRE ¦ 5QU LoRE | Non-Red Flag Warning - Small Fires | Contamination | Aggregated | 2049 | 1.5175e-05 | 406.8993 | 0.0061746 | 2049 | Mitigation | 0.95 | 45 | 0 | esc | 0.00097009 | 1.4721e-08 | 0.00097009 | 1.4721e-08 | 0.0032972 | 2.2871e-11 | 0.014004 | 9.2651e-07
[120 empty] | 7.3.3.17.5 (Remote Grid) Updates to grid topology to minimize risk of ignition in HFTDs Remote GridWLDFRContaminationAggregated | WLDFR | HFTD - Distribution - Tier 2 - 5QU CoRE ¦ 5QU LoRE | Non-Red Flag Warning - Small Fires | Contamination | Aggregated | 2050 | 1.5175e-05 | 406.8993 | 0.0061746 | 2050 | Mitigation | 0.95 | 45 | 0 | esc | 0.00097009 | 1.4721e-08 | 0.00097009 | 1.4721e-08 | 0.0032972 | 2.2871e-11 | 0.014004 | 9.2651e-07
[120 empty] | 7.3.3.17.5 (Remote Grid) Updates to grid topology to minimize risk of ignition in HFTDs Remote GridWLDFRContaminationAggregated | WLDFR | HFTD - Distribution - Tier 2 - 5QU CoRE ¦ 5QU LoRE | Non-Red Flag Warning - Small Fires | Contamination | Aggregated | 2051 | 1.5175e-05 | 406.8993 | 0.0061746 | 2051 | Mitigation | 0.95 | 45 | 0 | esc | 0.00097009 | 1.4721e-08 | 0.00097009 | 1.4721e-08 | 0.0032972 | 2.2871e-11 | 0.014004 | 9.2651e-07
[120 empty] | 7.3.3.17.5 (Remote Grid) Updates to grid topology to minimize risk of ignition in HFTDs Remote GridWLDFRContaminationAggregated | WLDFR | HFTD - Distribution - Tier 2 - 5QU CoRE ¦ 5QU LoRE | Non-Red Flag Warning - Small Fires | Contamination | Aggregated | 2052 | 1.5175e-05 | 406.8993 | 0.0061746 | 2052 | Mitigation | 0.95 | 45 | 0 | esc | 0.00097009 | 1.4721e-08 | 0.00097009 | 1.4721e-08 | 0.0032972 | 2.2871e-11 | 0.014004 | 9.2651e-07
[120 empty] | 7.3.3.17.5 (Remote Grid) Updates to grid topology to minimize risk of ignition in HFTDs Remote GridWLDFRContaminationAggregated | WLDFR | HFTD - Distribution - Tier 2 - 5QU CoRE ¦ 5QU LoRE | Non-Red Flag Warning - Small Fires | Contamination | Aggregated | 2053 | 1.5175e-05 | 406.8993 | 0.0061746 | 2053 | Mitigation | 0.95 | 45 | 0 | esc | 0.00097009 | 1.4721e-08 | 0.00097009 | 1.4721e-08 | 0.0032972 | 2.2871e-11 | 0.014004 | 9.2651e-07
[120 empty] | 7.3.3.17.5 (Remote Grid) Updates to grid topology to minimize risk of ignition in HFTDs Remote GridWLDFRContaminationAggregated | WLDFR | HFTD - Distribution - Tier 2 - 5QU CoRE ¦ 5QU LoRE | Non-Red Flag Warning - Small Fires | Contamination | Aggregated | 2054 | 1.5175e-05 | 406.8993 | 0.0061746 | 2054 | Mitigation | 0.95 | 45 | 0 | esc | 0.00097009 | 1.4721e-08 | 0.00097009 | 1.4721e-08 | 0.0032972 | 2.2871e-11 | 0.014004 | 9.2651e-07
[120 empty] | 7.3.3.17.5 (Remote Grid) Updates to grid topology to minimize risk of ignition in HFTDs Remote GridWLDFRContaminationAggregated | WLDFR | HFTD - Distribution - Tier 2 - 5QU CoRE ¦ 5QU LoRE | Non-Red Flag Warning - Small Fires | Contamination | Aggregated | 2055 | 1.5175e-05 | 406.8993 | 0.0061746 | 2055 | Mitigation | 0.95 | 45 | 0 | esc | 0.00097009 | 1.4721e-08 | 0.00097009 | 1.4721e-08 | 0.0032972 | 2.2871e-11 | 0.014004 | 9.2651e-07
[120 empty] | 7.3.3.17.5 (Remote Grid) Updates to grid topology to minimize risk of ignition in HFTDs Remote GridWLDFRContaminationAggregated | WLDFR | HFTD - Distribution - Tier 2 - 5QU CoRE ¦ 5QU LoRE | Non-Red Flag Warning - Small Fires | Contamination | Aggregated | 2056 | 1.5175e-05 | 406.8993 | 0.0061746 | 2056 | Mitigation | 0.95 | 45 | 0 | esc | 0.00097009 | 1.4721e-08 | 0.00097009 | 1.4721e-08 | 0.0032972 | 2.2871e-11 | 0.014004 | 9.2651e-07
[120 empty] | 7.3.3.17.5 (Remote Grid) Updates to grid topology to minimize risk of ignition in HFTDs Remote GridWLDFRContaminationAggregated | WLDFR | HFTD - Distribution - Tier 2 - 5QU CoRE ¦ 5QU LoRE | Non-Red Flag Warning - Small Fires | Contamination | Aggregated | 2057 | 1.5175e-05 | 406.8993 | 0.0061746 | 2057 | Mitigation | 0.95 | 45 | 0 | esc | 0.00097009 | 1.4721e-08 | 0.00097009 | 1.4721e-08 | 0.0032972 | 2.2871e-11 | 0.014004 | 9.2651e-07
[120 empty] | 7.3.3.17.5 (Remote Grid) Updates to grid topology to minimize risk of ignition in HFTDs Remote GridWLDFRContaminationAggregated | WLDFR | HFTD - Distribution - Tier 2 - 5QU CoRE ¦ 5QU LoRE | Non-Red Flag Warning - Small Fires | Contamination | Aggregated | 2058 | 1.5175e-05 | 406.8993 | 0.0061746 | 2058 | Mitigation | 0.95 | 45 | 0 | esc | 0.00097009 | 1.4721e-08 | 0.00097009 | 1.4721e-08 | 0.0032972 | 2.2871e-11 | 0.014004 | 9.2651e-07
[120 empty] | 7.3.3.17.5 (Remote Grid) Updates to grid topology to minimize risk of ignition in HFTDs Remote GridWLDFRContaminationAggregated | WLDFR | HFTD - Distribution - Tier 2 - 5QU CoRE ¦ 5QU LoRE | Non-Red Flag Warning - Small Fires | Contamination | Aggregated | 2059 | 1.5175e-05 | 406.8993 | 0.0061746 | 2059 | Mitigation | 0.95 | 45 | 0 | esc | 0.00097009 | 1.4721e-08 | 0.00097009 | 1.4721e-08 | 0.0032972 | 2.2871e-11 | 0.014004 | 9.2651e-07
[120 empty] | 7.3.3.17.5 (Remote Grid) Updates to grid topology to minimize risk of ignition in HFTDs Remote GridWLDFRContaminationAggregated | WLDFR | HFTD - Distribution - Tier 2 - 5QU CoRE ¦ 5QU LoRE | Non-Red Flag Warning - Small Fires | Contamination | Aggregated | 2060 | 1.5175e-05 | 406.8993 | 0.0061746 | 2060 | Mitigation | 0.95 | 45 | 0 | esc | 0.00097009 | 1.4721e-08 | 0.00097009 | 1.4721e-08 | 0.0032972 | 2.2871e-11 | 0.014004 | 9.2651e-07
[120 empty] | 7.3.3.17.5 (Remote Grid) Updates to grid topology to minimize risk of ignition in HFTDs Remote GridWLDFRContaminationAggregated | WLDFR | HFTD - Distribution - Tier 2 - 5QU CoRE ¦ 5QU LoRE | Non-Red Flag Warning - Small Fires | Contamination | Aggregated | 2061 | 1.5175e-05 | 406.8993 | 0.0061746 | 2061 | Mitigation | 0.95 | 45 | 0 | esc | 0.00097009 | 1.4721e-08 | 0.00097009 | 1.4721e-08 | 0.0032972 | 2.2871e-11 | 0.014004 | 9.2651e-07
[120 empty] | 7.3.3.17.5 (Remote Grid) Updates to grid topology to minimize risk of ignition in HFTDs Remote GridWLDFRContaminationAggregated | WLDFR | HFTD - Distribution - Tier 2 - 5QU CoRE ¦ 5QU LoRE | Non-Red Flag Warning - Small Fires | Contamination | Aggregated | 2062 | 1.5175e-05 | 406.8993 | 0.0061746 | 2062 | Mitigation | 0.95 | 45 | 0 | esc | 0.00097009 | 1.4721e-08 | 0.00097009 | 1.4721e-08 | 0 | 0 | 0.014004 | 9.2651e-07
[120 empty] | 7.3.3.17.5 (Remote Grid) Updates to grid topology to minimize risk of ignition in HFTDs Remote GridWLDFRContaminationAggregated | WLDFR | HFTD - Distribution - Tier 2 - 5QU CoRE ¦ 5QU LoRE | Non-Red Flag Warning - Small Fires | Contamination | Aggregated | 2063 | 1.5175e-05 | 406.8993 | 0.0061746 | 2063 | Mitigation | 0.95 | 45 | 0 | esc | 0.00097009 | 1.4721e-08 | 0.00097009 | 1.4721e-08 | 0.0032972 | 2.5559e-10 | 0.014004 | 9.2651e-07
[120 empty] | 7.3.3.17.5 (Remote Grid) Updates to grid topology to minimize risk of ignition in HFTDs Remote GridWLDFRContaminationAggregated | WLDFR | HFTD - Distribution - Tier 2 - 5QU CoRE ¦ 5QU LoRE | Non-Red Flag Warning - Small Fires | Contamination | Aggregated | 2064 | 1.5175e-05 | 406.8993 | 0.0061746 | 2064 | Mitigation | 0.95 | 45 | 0 | esc | 0.00097009 | 1.4721e-08 | 0.00097009 | 1.4721e-08 | 0.0032972 | 2.5559e-10 | 0.014004 | 9.2651e-07
[120 empty] | 7.3.3.17.5 (Remote Grid) Updates to grid topology to minimize risk of ignition in HFTDs Remote GridWLDFRContaminationAggregated | WLDFR | HFTD - Distribution - Tier 2 - 5QU CoRE ¦ 5QU LoRE | Non-Red Flag Warning - Small Fires | Contamination | Aggregated | 2065 | 1.5175e-05 | 406.8993 | 0.0061746 | 2065 | Mitigation | 0.95 | 45 | 0 | esc | 0.00097009 | 1.4721e-08 | 0.00097009 | 1.4721e-08 | 0.0032972 | 2.5559e-10 | 0.014004 | 9.2651e-07
[120 empty] | 7.3.3.17.5 (Remote Grid) Updates to grid topology to minimize risk of ignition in HFTDs Remote GridWLDFRContaminationAggregated | WLDFR | HFTD - Distribution - Tier 2 - 5QU CoRE ¦ 5QU LoRE | Non-Red Flag Warning - Small Fires | Contamination | Aggregated | 2066 | 1.5175e-05 | 406.8993 | 0.0061746 | 2066 | Mitigation | 0.95 | 45 | 0 | esc | 0.00097009 | 1.4721e-08 | 0.00097009 | 1.4721e-08 | 0.0032972 | 2.5559e-10 | 0.014004 | 9.2651e-07
[120 empty] | 7.3.3.17.5 (Remote Grid) Updates to grid topology to minimize risk of ignition in HFTDs Remote GridWLDFRContaminationAggregated | WLDFR | HFTD - Distribution - Tier 2 - 5QU CoRE ¦ 5QU LoRE | Non-Red Flag Warning - Small Fires | Contamination | Aggregated | 2067 | 1.5175e-05 | 406.8993 | 0.0061746 | 2067 | Mitigation | 0.95 | 45 | 0 | esc | 0 | 0 | 0.00097009 | 1.4721e-08 | 0.0032972 | 2.5559e-10 | 0.014004 | 9.2651e-07
[120 empty] | 7.3.3.17.5 (Remote Grid) Updates to grid topology to minimize risk of ignition in HFTDs Remote GridWLDFREquipment / facility failureAggregated | WLDFR | HFTD - Distribution - Tier 2 - 5QU CoRE ¦ 5QU LoRE | Non-Red Flag Warning - Small Fires | Equipment / facility failure | Aggregated | 2022 | 0.00059271 | 406.8993 | 0.24118 | 2022 | Mitigation | 0.95 | 45 | 0 | esc | 0.00097009 | 5.7498e-07 | 0 | 0 | 0.0032972 | 2.5559e-10 | 0.014004 | 9.2651e-07
[120 empty] | 7.3.3.17.5 (Remote Grid) Updates to grid topology to minimize risk of ignition in HFTDs Remote GridWLDFREquipment / facility failureAggregated | WLDFR | HFTD - Distribution - Tier 2 - 5QU CoRE ¦ 5QU LoRE | Non-Red Flag Warning - Small Fires | Equipment / facility failure | Aggregated | 2023 | 0.00059271 | 406.8993 | 0.24118 | 2023 | Mitigation | 0.95 | 45 | 0 | esc | 0.00097009 | 5.7498e-07 | 0.00097009 | 5.7498e-07 | 0.0032972 | 2.5559e-10 | 0.014004 | 9.2651e-07
[120 empty] | 7.3.3.17.5 (Remote Grid) Updates to grid topology to minimize risk of ignition in HFTDs Remote GridWLDFREquipment / facility failureAggregated | WLDFR | HFTD - Distribution - Tier 2 - 5QU CoRE ¦ 5QU LoRE | Non-Red Flag Warning - Small Fires | Equipment / facility failure | Aggregated | 2024 | 0.00059271 | 406.8993 | 0.24118 | 2024 | Mitigation | 0.95 | 45 | 0 | esc | 0.00097009 | 5.7498e-07 | 0.00097009 | 5.7498e-07 | 0.0032972 | 2.5559e-10 | 0 | 0
[120 empty] | 7.3.3.17.5 (Remote Grid) Updates to grid topology to minimize risk of ignition in HFTDs Remote GridWLDFREquipment / facility failureAggregated | WLDFR | HFTD - Distribution - Tier 2 - 5QU CoRE ¦ 5QU LoRE | Non-Red Flag Warning - Small Fires | Equipment / facility failure | Aggregated | 2025 | 0.00059271 | 406.8993 | 0.24118 | 2025 | Mitigation | 0.95 | 45 | 0 | esc | 0.00097009 | 5.7498e-07 | 0.00097009 | 5.7498e-07 | 0.0032972 | 2.5559e-10 | 0 | 0
[120 empty] | 7.3.3.17.5 (Remote Grid) Updates to grid topology to minimize risk of ignition in HFTDs Remote GridWLDFREquipment / facility failureAggregated | WLDFR | HFTD - Distribution - Tier 2 - 5QU CoRE ¦ 5QU LoRE | Non-Red Flag Warning - Small Fires | Equipment / facility failure | Aggregated | 2026 | 0.00059271 | 406.8993 | 0.24118 | 2026 | Mitigation | 0.95 | 45 | 0 | esc | 0.00097009 | 5.7498e-07 | 0.00097009 | 5.7498e-07 | 0.0032972 | 2.5559e-10 | 0.012777 | 4.9845e-07
[120 empty] | 7.3.3.17.5 (Remote Grid) Updates to grid topology to minimize risk of ignition in HFTDs Remote GridWLDFREquipment / facility failureAggregated | WLDFR | HFTD - Distribution - Tier 2 - 5QU CoRE ¦ 5QU LoRE | Non-Red Flag Warning - Small Fires | Equipment / facility failure | Aggregated | 2027 | 0.00059271 | 406.8993 | 0.24118 | 2027 | Mitigation | 0.95 | 45 | 0 | esc | 0.00097009 | 5.7498e-07 | 0.00097009 | 5.7498e-07 | 0.0032972 | 2.5559e-10 | 0.012777 | 4.9845e-07
[120 empty] | 7.3.3.17.5 (Remote Grid) Updates to grid topology to minimize risk of ignition in HFTDs Remote GridWLDFREquipment / facility failureAggregated | WLDFR | HFTD - Distribution - Tier 2 - 5QU CoRE ¦ 5QU LoRE | Non-Red Flag Warning - Small Fires | Equipment / facility failure | Aggregated | 2028 | 0.00059271 | 406.8993 | 0.24118 | 2028 | Mitigation | 0.95 | 45 | 0 | esc | 0.00097009 | 5.7498e-07 | 0.00097009 | 5.7498e-07 | 0.0032972 | 2.5559e-10 | 0.012777 | 4.9845e-07
[120 empty] | 7.3.3.17.5 (Remote Grid) Updates to grid topology to minimize risk of ignition in HFTDs Remote GridWLDFREquipment / facility failureAggregated | WLDFR | HFTD - Distribution - Tier 2 - 5QU CoRE ¦ 5QU LoRE | Non-Red Flag Warning - Small Fires | Equipment / facility failure | Aggregated | 2029 | 0.00059271 | 406.8993 | 0.24118 | 2029 | Mitigation | 0.95 | 45 | 0 | esc | 0.00097009 | 5.7498e-07 | 0.00097009 | 5.7498e-07 | 0.0032972 | 2.5559e-10 | 0.012777 | 4.9845e-07
[120 empty] | 7.3.3.17.5 (Remote Grid) Updates to grid topology to minimize risk of ignition in HFTDs Remote GridWLDFREquipment / facility failureAggregated | WLDFR | HFTD - Distribution - Tier 2 - 5QU CoRE ¦ 5QU LoRE | Non-Red Flag Warning - Small Fires | Equipment / facility failure | Aggregated | 2030 | 0.00059271 | 406.8993 | 0.24118 | 2030 | Mitigation | 0.95 | 45 | 0 | esc | 0.00097009 | 5.7498e-07 | 0.00097009 | 5.7498e-07 | 0.0032972 | 2.5559e-10 | 0.012777 | 4.9845e-07
[120 empty] | 7.3.3.17.5 (Remote Grid) Updates to grid topology to minimize risk of ignition in HFTDs Remote GridWLDFREquipment / facility failureAggregated | WLDFR | HFTD - Distribution - Tier 2 - 5QU CoRE ¦ 5QU LoRE | Non-Red Flag Warning - Small Fires | Equipment / facility failure | Aggregated | 2031 | 0.00059271 | 406.8993 | 0.24118 | 2031 | Mitigation | 0.95 | 45 | 0 | esc | 0.00097009 | 5.7498e-07 | 0.00097009 | 5.7498e-07 | 0.0032972 | 2.5559e-10 | 0.012777 | 4.9845e-07
[120 empty] | 7.3.3.17.5 (Remote Grid) Updates to grid topology to minimize risk of ignition in HFTDs Remote GridWLDFREquipment / facility failureAggregated | WLDFR | HFTD - Distribution - Tier 2 - 5QU CoRE ¦ 5QU LoRE | Non-Red Flag Warning - Small Fires | Equipment / facility failure | Aggregated | 2032 | 0.00059271 | 406.8993 | 0.24118 | 2032 | Mitigation | 0.95 | 45 | 0 | esc | 0.00097009 | 5.7498e-07 | 0.00097009 | 5.7498e-07 | 0.0032972 | 2.5559e-10 | 0.012777 | 4.9845e-07
[120 empty] | 7.3.3.17.5 (Remote Grid) Updates to grid topology to minimize risk of ignition in HFTDs Remote GridWLDFREquipment / facility failureAggregated | WLDFR | HFTD - Distribution - Tier 2 - 5QU CoRE ¦ 5QU LoRE | Non-Red Flag Warning - Small Fires | Equipment / facility failure | Aggregated | 2033 | 0.00059271 | 406.8993 | 0.24118 | 2033 | Mitigation | 0.95 | 45 | 0 | esc | 0.00097009 | 5.7498e-07 | 0.00097009 | 5.7498e-07 | 0.0032972 | 2.5559e-10 | 0.012777 | 4.9845e-07
[120 empty] | 7.3.3.17.5 (Remote Grid) Updates to grid topology to minimize risk of ignition in HFTDs Remote GridWLDFREquipment / facility failureAggregated | WLDFR | HFTD - Distribution - Tier 2 - 5QU CoRE ¦ 5QU LoRE | Non-Red Flag Warning - Small Fires | Equipment / facility failure | Aggregated | 2034 | 0.00059271 | 406.8993 | 0.24118 | 2034 | Mitigation | 0.95 | 45 | 0 | esc | 0.00097009 | 5.7498e-07 | 0.00097009 | 5.7498e-07 | 0.0032972 | 2.5559e-10 | 0.012777 | 4.9845e-07
[120 empty] | 7.3.3.17.5 (Remote Grid) Updates to grid topology to minimize risk of ignition in HFTDs Remote GridWLDFREquipment / facility failureAggregated | WLDFR | HFTD - Distribution - Tier 2 - 5QU CoRE ¦ 5QU LoRE | Non-Red Flag Warning - Small Fires | Equipment / facility failure | Aggregated | 2035 | 0.00059271 | 406.8993 | 0.24118 | 2035 | Mitigation | 0.95 | 45 | 0 | esc | 0.00097009 | 5.7498e-07 | 0.00097009 | 5.7498e-07 | 0.0032972 | 2.5559e-10 | 0.012777 | 4.9845e-07
[120 empty] | 7.3.3.17.5 (Remote Grid) Updates to grid topology to minimize risk of ignition in HFTDs Remote GridWLDFREquipment / facility failureAggregated | WLDFR | HFTD - Distribution - Tier 2 - 5QU CoRE ¦ 5QU LoRE | Non-Red Flag Warning - Small Fires | Equipment / facility failure | Aggregated | 2036 | 0.00059271 | 406.8993 | 0.24118 | 2036 | Mitigation | 0.95 | 45 | 0 | esc | 0.00097009 | 5.7498e-07 | 0.00097009 | 5.7498e-07 | 0.0032972 | 2.5559e-10 | 0.012777 | 4.9845e-07
[120 empty] | 7.3.3.17.5 (Remote Grid) Updates to grid topology to minimize risk of ignition in HFTDs Remote GridWLDFREquipment / facility failureAggregated | WLDFR | HFTD - Distribution - Tier 2 - 5QU CoRE ¦ 5QU LoRE | Non-Red Flag Warning - Small Fires | Equipment / facility failure | Aggregated | 2037 | 0.00059271 | 406.8993 | 0.24118 | 2037 | Mitigation | 0.95 | 45 | 0 | esc | 0.00097009 | 5.7498e-07 | 0.00097009 | 5.7498e-07 | 0.0032972 | 2.5559e-10 | 0.012777 | 4.9845e-07
[120 empty] | 7.3.3.17.5 (Remote Grid) Updates to grid topology to minimize risk of ignition in HFTDs Remote GridWLDFREquipment / facility failureAggregated | WLDFR | HFTD - Distribution - Tier 2 - 5QU CoRE ¦ 5QU LoRE | Non-Red Flag Warning - Small Fires | Equipment / facility failure | Aggregated | 2038 | 0.00059271 | 406.8993 | 0.24118 | 2038 | Mitigation | 0.95 | 45 | 0 | esc | 0.00097009 | 5.7498e-07 | 0.00097009 | 5.7498e-07 | 0.0032972 | 2.5559e-10 | 0.012777 | 4.9845e-07
[120 empty] | 7.3.3.17.5 (Remote Grid) Updates to grid topology to minimize risk of ignition in HFTDs Remote GridWLDFREquipment / facility failureAggregated | WLDFR | HFTD - Distribution - Tier 2 - 5QU CoRE ¦ 5QU LoRE | Non-Red Flag Warning - Small Fires | Equipment / facility failure | Aggregated | 2039 | 0.00059271 | 406.8993 | 0.24118 | 2039 | Mitigation | 0.95 | 45 | 0 | esc | 0.00097009 | 5.7498e-07 | 0.00097009 | 5.7498e-07 | 0.0032972 | 2.5559e-10 | 0.012777 | 4.9845e-07
[120 empty] | 7.3.3.17.5 (Remote Grid) Updates to grid topology to minimize risk of ignition in HFTDs Remote GridWLDFREquipment / facility failureAggregated | WLDFR | HFTD - Distribution - Tier 2 - 5QU CoRE ¦ 5QU LoRE | Non-Red Flag Warning - Small Fires | Equipment / facility failure | Aggregated | 2040 | 0.00059271 | 406.8993 | 0.24118 | 2040 | Mitigation | 0.95 | 45 | 0 | esc | 0.00097009 | 5.7498e-07 | 0.00097009 | 5.7498e-07 | 0.0032972 | 2.5559e-10 | 0.012777 | 4.9845e-07
[120 empty] | 7.3.3.17.5 (Remote Grid) Updates to grid topology to minimize risk of ignition in HFTDs Remote GridWLDFREquipment / facility failureAggregated | WLDFR | HFTD - Distribution - Tier 2 - 5QU CoRE ¦ 5QU LoRE | Non-Red Flag Warning - Small Fires | Equipment / facility failure | Aggregated | 2041 | 0.00059271 | 406.8993 | 0.24118 | 2041 | Mitigation | 0.95 | 45 | 0 | esc | 0.00097009 | 5.7498e-07 | 0.00097009 | 5.7498e-07 | 0.0032972 | 2.5559e-10 | 0.012777 | 4.9845e-07
[120 empty] | 7.3.3.17.5 (Remote Grid) Updates to grid topology to minimize risk of ignition in HFTDs Remote GridWLDFREquipment / facility failureAggregated | WLDFR | HFTD - Distribution - Tier 2 - 5QU CoRE ¦ 5QU LoRE | Non-Red Flag Warning - Small Fires | Equipment / facility failure | Aggregated | 2042 | 0.00059271 | 406.8993 | 0.24118 | 2042 | Mitigation | 0.95 | 45 | 0 | esc | 0.00097009 | 5.7498e-07 | 0.00097009 | 5.7498e-07 | 0.0032972 | 2.5559e-10 | 0.012777 | 4.9845e-07
[120 empty] | 7.3.3.17.5 (Remote Grid) Updates to grid topology to minimize risk of ignition in HFTDs Remote GridWLDFREquipment / facility failureAggregated | WLDFR | HFTD - Distribution - Tier 2 - 5QU CoRE ¦ 5QU LoRE | Non-Red Flag Warning - Small Fires | Equipment / facility failure | Aggregated | 2043 | 0.00059271 | 406.8993 | 0.24118 | 2043 | Mitigation | 0.95 | 45 | 0 | esc | 0.00097009 | 5.7498e-07 | 0.00097009 | 5.7498e-07 | 0.0032972 | 2.5559e-10 | 0.012777 | 4.9845e-07
[120 empty] | 7.3.3.17.5 (Remote Grid) Updates to grid topology to minimize risk of ignition in HFTDs Remote GridWLDFREquipment / facility failureAggregated | WLDFR | HFTD - Distribution - Tier 2 - 5QU CoRE ¦ 5QU LoRE | Non-Red Flag Warning - Small Fires | Equipment / facility failure | Aggregated | 2044 | 0.00059271 | 406.8993 | 0.24118 | 2044 | Mitigation | 0.95 | 45 | 0 | esc | 0.00097009 | 5.7498e-07 | 0.00097009 | 5.7498e-07 | 0.0032972 | 2.5559e-10 | 0.012777 | 4.9845e-07
[120 empty] | 7.3.3.17.5 (Remote Grid) Updates to grid topology to minimize risk of ignition in HFTDs Remote GridWLDFREquipment / facility failureAggregated | WLDFR | HFTD - Distribution - Tier 2 - 5QU CoRE ¦ 5QU LoRE | Non-Red Flag Warning - Small Fires | Equipment / facility failure | Aggregated | 2045 | 0.00059271 | 406.8993 | 0.24118 | 2045 | Mitigation | 0.95 | 45 | 0 | esc | 0.00097009 | 5.7498e-07 | 0.00097009 | 5.7498e-07 | 0.0032972 | 2.5559e-10 | 0.012777 | 4.9845e-07
[120 empty] | 7.3.3.17.5 (Remote Grid) Updates to grid topology to minimize risk of ignition in HFTDs Remote GridWLDFREquipment / facility failureAggregated | WLDFR | HFTD - Distribution - Tier 2 - 5QU CoRE ¦ 5QU LoRE | Non-Red Flag Warning - Small Fires | Equipment / facility failure | Aggregated | 2046 | 0.00059271 | 406.8993 | 0.24118 | 2046 | Mitigation | 0.95 | 45 | 0 | esc | 0.00097009 | 5.7498e-07 | 0.00097009 | 5.7498e-07 | 0.0032972 | 2.5559e-10 | 0.012777 | 4.9845e-07
[120 empty] | 7.3.3.17.5 (Remote Grid) Updates to grid topology to minimize risk of ignition in HFTDs Remote GridWLDFREquipment / facility failureAggregated | WLDFR | HFTD - Distribution - Tier 2 - 5QU CoRE ¦ 5QU LoRE | Non-Red Flag Warning - Small Fires | Equipment / facility failure | Aggregated | 2047 | 0.00059271 | 406.8993 | 0.24118 | 2047 | Mitigation | 0.95 | 45 | 0 | esc | 0.00097009 | 5.7498e-07 | 0.00097009 | 5.7498e-07 | 0.0032972 | 2.5559e-10 | 0.012777 | 4.9845e-07
[120 empty] | 7.3.3.17.5 (Remote Grid) Updates to grid topology to minimize risk of ignition in HFTDs Remote GridWLDFREquipment / facility failureAggregated | WLDFR | HFTD - Distribution - Tier 2 - 5QU CoRE ¦ 5QU LoRE | Non-Red Flag Warning - Small Fires | Equipment / facility failure | Aggregated | 2048 | 0.00059271 | 406.8993 | 0.24118 | 2048 | Mitigation | 0.95 | 45 | 0 | esc | 0.00097009 | 5.7498e-07 | 0.00097009 | 5.7498e-07 | 0.0032972 | 2.5559e-10 | 0.012777 | 4.9845e-07
[120 empty] | 7.3.3.17.5 (Remote Grid) Updates to grid topology to minimize risk of ignition in HFTDs Remote GridWLDFREquipment / facility failureAggregated | WLDFR | HFTD - Distribution - Tier 2 - 5QU CoRE ¦ 5QU LoRE | Non-Red Flag Warning - Small Fires | Equipment / facility failure | Aggregated | 2049 | 0.00059271 | 406.8993 | 0.24118 | 2049 | Mitigation | 0.95 | 45 | 0 | esc | 0.00097009 | 5.7498e-07 | 0.00097009 | 5.7498e-07 | 0.0032972 | 2.5559e-10 | 0.012777 | 4.9845e-07
[120 empty] | 7.3.3.17.5 (Remote Grid) Updates to grid topology to minimize risk of ignition in HFTDs Remote GridWLDFREquipment / facility failureAggregated | WLDFR | HFTD - Distribution - Tier 2 - 5QU CoRE ¦ 5QU LoRE | Non-Red Flag Warning - Small Fires | Equipment / facility failure | Aggregated | 2050 | 0.00059271 | 406.8993 | 0.24118 | 2050 | Mitigation | 0.95 | 45 | 0 | esc | 0.00097009 | 5.7498e-07 | 0.00097009 | 5.7498e-07 | 0.0032972 | 2.5559e-10 | 0.012777 | 4.9845e-07
[120 empty] | 7.3.3.17.5 (Remote Grid) Updates to grid topology to minimize risk of ignition in HFTDs Remote GridWLDFREquipment / facility failureAggregated | WLDFR | HFTD - Distribution - Tier 2 - 5QU CoRE ¦ 5QU LoRE | Non-Red Flag Warning - Small Fires | Equipment / facility failure | Aggregated | 2051 | 0.00059271 | 406.8993 | 0.24118 | 2051 | Mitigation | 0.95 | 45 | 0 | esc | 0.00097009 | 5.7498e-07 | 0.00097009 | 5.7498e-07 | 0.0032972 | 2.5559e-10 | 0.012777 | 4.9845e-07
[120 empty] | 7.3.3.17.5 (Remote Grid) Updates to grid topology to minimize risk of ignition in HFTDs Remote GridWLDFREquipment / facility failureAggregated | WLDFR | HFTD - Distribution - Tier 2 - 5QU CoRE ¦ 5QU LoRE | Non-Red Flag Warning - Small Fires | Equipment / facility failure | Aggregated | 2052 | 0.00059271 | 406.8993 | 0.24118 | 2052 | Mitigation | 0.95 | 45 | 0 | esc | 0.00097009 | 5.7498e-07 | 0.00097009 | 5.7498e-07 | 0.0032972 | 2.5559e-10 | 0.012777 | 4.9845e-07
[120 empty] | 7.3.3.17.5 (Remote Grid) Updates to grid topology to minimize risk of ignition in HFTDs Remote GridWLDFREquipment / facility failureAggregated | WLDFR | HFTD - Distribution - Tier 2 - 5QU CoRE ¦ 5QU LoRE | Non-Red Flag Warning - Small Fires | Equipment / facility failure | Aggregated | 2053 | 0.00059271 | 406.8993 | 0.24118 | 2053 | Mitigation | 0.95 | 45 | 0 | esc | 0.00097009 | 5.7498e-07 | 0.00097009 | 5.7498e-07 | 0.0032972 | 2.5559e-10 | 0.012777 | 4.9845e-07
[120 empty] | 7.3.3.17.5 (Remote Grid) Updates to grid topology to minimize risk of ignition in HFTDs Remote GridWLDFREquipment / facility failureAggregated | WLDFR | HFTD - Distribution - Tier 2 - 5QU CoRE ¦ 5QU LoRE | Non-Red Flag Warning - Small Fires | Equipment / facility failure | Aggregated | 2054 | 0.00059271 | 406.8993 | 0.24118 | 2054 | Mitigation | 0.95 | 45 | 0 | esc | 0.00097009 | 5.7498e-07 | 0.00097009 | 5.7498e-07 | 0.0032972 | 2.5559e-10 | 0.012777 | 4.9845e-07
[120 empty] | 7.3.3.17.5 (Remote Grid) Updates to grid topology to minimize risk of ignition in HFTDs Remote GridWLDFREquipment / facility failureAggregated | WLDFR | HFTD - Distribution - Tier 2 - 5QU CoRE ¦ 5QU LoRE | Non-Red Flag Warning - Small Fires | Equipment / facility failure | Aggregated | 2055 | 0.00059271 | 406.8993 | 0.24118 | 2055 | Mitigation | 0.95 | 45 | 0 | esc | 0.00097009 | 5.7498e-07 | 0.00097009 | 5.7498e-07 | 0.0032972 | 2.5559e-10 | 0.012777 | 4.9845e-07
[120 empty] | 7.3.3.17.5 (Remote Grid) Updates to grid topology to minimize risk of ignition in HFTDs Remote GridWLDFREquipment / facility failureAggregated | WLDFR | HFTD - Distribution - Tier 2 - 5QU CoRE ¦ 5QU LoRE | Non-Red Flag Warning - Small Fires | Equipment / facility failure | Aggregated | 2056 | 0.00059271 | 406.8993 | 0.24118 | 2056 | Mitigation | 0.95 | 45 | 0 | esc | 0.00097009 | 5.7498e-07 | 0.00097009 | 5.7498e-07 | 0.0032972 | 2.5559e-10 | 0 | 0
[120 empty] | 7.3.3.17.5 (Remote Grid) Updates to grid topology to minimize risk of ignition in HFTDs Remote GridWLDFREquipment / facility failureAggregated | WLDFR | HFTD - Distribution - Tier 2 - 5QU CoRE ¦ 5QU LoRE | Non-Red Flag Warning - Small Fires | Equipment / facility failure | Aggregated | 2057 | 0.00059271 | 406.8993 | 0.24118 | 2057 | Mitigation | 0.95 | 45 | 0 | esc | 0.00097009 | 5.7498e-07 | 0.00097009 | 5.7498e-07 | 0.0032972 | 2.5559e-10 | 0 | 0
[120 empty] | 7.3.3.17.5 (Remote Grid) Updates to grid topology to minimize risk of ignition in HFTDs Remote GridWLDFREquipment / facility failureAggregated | WLDFR | HFTD - Distribution - Tier 2 - 5QU CoRE ¦ 5QU LoRE | Non-Red Flag Warning - Small Fires | Equipment / facility failure | Aggregated | 2058 | 0.00059271 | 406.8993 | 0.24118 | 2058 | Mitigation | 0.95 | 45 | 0 | esc | 0.00097009 | 5.7498e-07 | 0.00097009 | 5.7498e-07 | 0.0032972 | 2.5559e-10 | 0.012705 | 3.5969e-07
[120 empty] | 7.3.3.17.5 (Remote Grid) Updates to grid topology to minimize risk of ignition in HFTDs Remote GridWLDFREquipment / facility failureAggregated | WLDFR | HFTD - Distribution - Tier 2 - 5QU CoRE ¦ 5QU LoRE | Non-Red Flag Warning - Small Fires | Equipment / facility failure | Aggregated | 2059 | 0.00059271 | 406.8993 | 0.24118 | 2059 | Mitigation | 0.95 | 45 | 0 | esc | 0.00097009 | 5.7498e-07 | 0.00097009 | 5.7498e-07 | 0.0032972 | 2.5559e-10 | 0.012705 | 3.5969e-07
[120 empty] | 7.3.3.17.5 (Remote Grid) Updates to grid topology to minimize risk of ignition in HFTDs Remote GridWLDFREquipment / facility failureAggregated | WLDFR | HFTD - Distribution - Tier 2 - 5QU CoRE ¦ 5QU LoRE | Non-Red Flag Warning - Small Fires | Equipment / facility failure | Aggregated | 2060 | 0.00059271 | 406.8993 | 0.24118 | 2060 | Mitigation | 0.95 | 45 | 0 | esc | 0.00097009 | 5.7498e-07 | 0.00097009 | 5.7498e-07 | 0.0032972 | 2.5559e-10 | 0.012705 | 3.5969e-07
[120 empty] | 7.3.3.17.5 (Remote Grid) Updates to grid topology to minimize risk of ignition in HFTDs Remote GridWLDFREquipment / facility failureAggregated | WLDFR | HFTD - Distribution - Tier 2 - 5QU CoRE ¦ 5QU LoRE | Non-Red Flag Warning - Small Fires | Equipment / facility failure | Aggregated | 2061 | 0.00059271 | 406.8993 | 0.24118 | 2061 | Mitigation | 0.95 | 45 | 0 | esc | 0.00097009 | 5.7498e-07 | 0.00097009 | 5.7498e-07 | 0.0032972 | 2.5559e-10 | 0.012705 | 3.5969e-07
[120 empty] | 7.3.3.17.5 (Remote Grid) Updates to grid topology to minimize risk of ignition in HFTDs Remote GridWLDFREquipment / facility failureAggregated | WLDFR | HFTD - Distribution - Tier 2 - 5QU CoRE ¦ 5QU LoRE | Non-Red Flag Warning - Small Fires | Equipment / facility failure | Aggregated | 2062 | 0.00059271 | 406.8993 | 0.24118 | 2062 | Mitigation | 0.95 | 45 | 0 | esc | 0.00097009 | 5.7498e-07 | 0.00097009 | 5.7498e-07 | 0.0032972 | 2.5559e-10 | 0.012705 | 3.5969e-07
[120 empty] | 7.3.3.17.5 (Remote Grid) Updates to grid topology to minimize risk of ignition in HFTDs Remote GridWLDFREquipment / facility failureAggregated | WLDFR | HFTD - Distribution - Tier 2 - 5QU CoRE ¦ 5QU LoRE | Non-Red Flag Warning - Small Fires | Equipment / facility failure | Aggregated | 2063 | 0.00059271 | 406.8993 | 0.24118 | 2063 | Mitigation | 0.95 | 45 | 0 | esc | 0.00097009 | 5.7498e-07 | 0.00097009 | 5.7498e-07 | 0.0032972 | 2.5559e-10 | 0.012705 | 3.5969e-07
[120 empty] | 7.3.3.17.5 (Remote Grid) Updates to grid topology to minimize risk of ignition in HFTDs Remote GridWLDFREquipment / facility failureAggregated | WLDFR | HFTD - Distribution - Tier 2 - 5QU CoRE ¦ 5QU LoRE | Non-Red Flag Warning - Small Fires | Equipment / facility failure | Aggregated | 2064 | 0.00059271 | 406.8993 | 0.24118 | 2064 | Mitigation | 0.95 | 45 | 0 | esc | 0.00097009 | 5.7498e-07 | 0.00097009 | 5.7498e-07 | 0.0032972 | 2.5559e-10 | 0.012705 | 3.5969e-07
[120 empty] | 7.3.3.17.5 (Remote Grid) Updates to grid topology to minimize risk of ignition in HFTDs Remote GridWLDFREquipment / facility failureAggregated | WLDFR | HFTD - Distribution - Tier 2 - 5QU CoRE ¦ 5QU LoRE | Non-Red Flag Warning - Small Fires | Equipment / facility failure | Aggregated | 2065 | 0.00059271 | 406.8993 | 0.24118 | 2065 | Mitigation | 0.95 | 45 | 0 | esc | 0.00097009 | 5.7498e-07 | 0.00097009 | 5.7498e-07 | 0.0032972 | 2.5559e-10 | 0.012705 | 3.5969e-07
[120 empty] | 7.3.3.17.5 (Remote Grid) Updates to grid topology to minimize risk of ignition in HFTDs Remote GridWLDFREquipment / facility failureAggregated | WLDFR | HFTD - Distribution - Tier 2 - 5QU CoRE ¦ 5QU LoRE | Non-Red Flag Warning - Small Fires | Equipment / facility failure | Aggregated | 2066 | 0.00059271 | 406.8993 | 0.24118 | 2066 | Mitigation | 0.95 | 45 | 0 | esc | 0.00097009 | 5.7498e-07 | 0.00097009 | 5.7498e-07 | 0 | 0 | 0.012705 | 3.5969e-07
[120 empty] | 7.3.3.17.5 (Remote Grid) Updates to grid topology to minimize risk of ignition in HFTDs Remote GridWLDFREquipment / facility failureAggregated | WLDFR | HFTD - Distribution - Tier 2 - 5QU CoRE ¦ 5QU LoRE | Non-Red Flag Warning - Small Fires | Equipment / facility failure | Aggregated | 2067 | 0.00059271 | 406.8993 | 0.24118 | 2067 | Mitigation | 0.95 | 45 | 0 | esc | 0 | 0 | 0.00097009 | 5.7498e-07 | 0.0032972 | 1.2499e-10 | 0.012705 | 3.5969e-07
[120 empty] | 7.3.3.17.5 (Remote Grid) Updates to grid topology to minimize risk of ignition in HFTDs Remote GridWLDFRVegetation ContactAggregated | WLDFR | HFTD - Distribution - Tier 2 - 5QU CoRE ¦ 5QU LoRE | Non-Red Flag Warning - Small Fires | Vegetation Contact | Aggregated | 2022 | 0.00066468 | 406.8993 | 0.27046 | 2022 | Mitigation | 0.95 | 45 | 0 | esc | 0.00097009 | 6.4479e-07 | 0 | 0 | 0.0032972 | 1.2499e-10 | 0.012705 | 3.5969e-07
[120 empty] | 7.3.3.17.5 (Remote Grid) Updates to grid topology to minimize risk of ignition in HFTDs Remote GridWLDFRVegetation ContactAggregated | WLDFR | HFTD - Distribution - Tier 2 - 5QU CoRE ¦ 5QU LoRE | Non-Red Flag Warning - Small Fires | Vegetation Contact | Aggregated | 2023 | 0.00066468 | 406.8993 | 0.27046 | 2023 | Mitigation | 0.95 | 45 | 0 | esc | 0.00097009 | 6.4479e-07 | 0.00097009 | 6.4479e-07 | 0.0032972 | 1.2499e-10 | 0.012705 | 3.5969e-07
[120 empty] | 7.3.3.17.5 (Remote Grid) Updates to grid topology to minimize risk of ignition in HFTDs Remote GridWLDFRVegetation ContactAggregated | WLDFR | HFTD - Distribution - Tier 2 - 5QU CoRE ¦ 5QU LoRE | Non-Red Flag Warning - Small Fires | Vegetation Contact | Aggregated | 2024 | 0.00066468 | 406.8993 | 0.27046 | 2024 | Mitigation | 0.95 | 45 | 0 | esc | 0.00097009 | 6.4479e-07 | 0.00097009 | 6.4479e-07 | 0.0032972 | 1.2499e-10 | 0.012705 | 3.5969e-07
[120 empty] | 7.3.3.17.5 (Remote Grid) Updates to grid topology to minimize risk of ignition in HFTDs Remote GridWLDFRVegetation ContactAggregated | WLDFR | HFTD - Distribution - Tier 2 - 5QU CoRE ¦ 5QU LoRE | Non-Red Flag Warning - Small Fires | Vegetation Contact | Aggregated | 2025 | 0.00066468 | 406.8993 | 0.27046 | 2025 | Mitigation | 0.95 | 45 | 0 | esc | 0.00097009 | 6.4479e-07 | 0.00097009 | 6.4479e-07 | 0.0032972 | 1.2499e-10 | 0.012705 | 3.5969e-07
[120 empty] | 7.3.3.17.5 (Remote Grid) Updates to grid topology to minimize risk of ignition in HFTDs Remote GridWLDFRVegetation ContactAggregated | WLDFR | HFTD - Distribution - Tier 2 - 5QU CoRE ¦ 5QU LoRE | Non-Red Flag Warning - Small Fires | Vegetation Contact | Aggregated | 2026 | 0.00066468 | 406.8993 | 0.27046 | 2026 | Mitigation | 0.95 | 45 | 0 | esc | 0.00097009 | 6.4479e-07 | 0.00097009 | 6.4479e-07 | 0.0032972 | 1.2499e-10 | 0.012705 | 3.5969e-07
[120 empty] | 7.3.3.17.5 (Remote Grid) Updates to grid topology to minimize risk of ignition in HFTDs Remote GridWLDFRVegetation ContactAggregated | WLDFR | HFTD - Distribution - Tier 2 - 5QU CoRE ¦ 5QU LoRE | Non-Red Flag Warning - Small Fires | Vegetation Contact | Aggregated | 2027 | 0.00066468 | 406.8993 | 0.27046 | 2027 | Mitigation | 0.95 | 45 | 0 | esc | 0.00097009 | 6.4479e-07 | 0.00097009 | 6.4479e-07 | 0.0032972 | 1.2499e-10 | 0.012705 | 3.5969e-07
[120 empty] | 7.3.3.17.5 (Remote Grid) Updates to grid topology to minimize risk of ignition in HFTDs Remote GridWLDFRVegetation ContactAggregated | WLDFR | HFTD - Distribution - Tier 2 - 5QU CoRE ¦ 5QU LoRE | Non-Red Flag Warning - Small Fires | Vegetation Contact | Aggregated | 2028 | 0.00066468 | 406.8993 | 0.27046 | 2028 | Mitigation | 0.95 | 45 | 0 | esc | 0.00097009 | 6.4479e-07 | 0.00097009 | 6.4479e-07 | 0.0032972 | 1.2499e-10 | 0.012705 | 3.5969e-07
[120 empty] | 7.3.3.17.5 (Remote Grid) Updates to grid topology to minimize risk of ignition in HFTDs Remote GridWLDFRVegetation ContactAggregated | WLDFR | HFTD - Distribution - Tier 2 - 5QU CoRE ¦ 5QU LoRE | Non-Red Flag Warning - Small Fires | Vegetation Contact | Aggregated | 2029 | 0.00066468 | 406.8993 | 0.27046 | 2029 | Mitigation | 0.95 | 45 | 0 | esc | 0.00097009 | 6.4479e-07 | 0.00097009 | 6.4479e-07 | 0.0032972 | 1.2499e-10 | 0.012705 | 3.5969e-07
[120 empty] | 7.3.3.17.5 (Remote Grid) Updates to grid topology to minimize risk of ignition in HFTDs Remote GridWLDFRVegetation ContactAggregated | WLDFR | HFTD - Distribution - Tier 2 - 5QU CoRE ¦ 5QU LoRE | Non-Red Flag Warning - Small Fires | Vegetation Contact | Aggregated | 2030 | 0.00066468 | 406.8993 | 0.27046 | 2030 | Mitigation | 0.95 | 45 | 0 | esc | 0.00097009 | 6.4479e-07 | 0.00097009 | 6.4479e-07 | 0.0032972 | 1.2499e-10 | 0.012705 | 3.5969e-07
[120 empty] | 7.3.3.17.5 (Remote Grid) Updates to grid topology to minimize risk of ignition in HFTDs Remote GridWLDFRVegetation ContactAggregated | WLDFR | HFTD - Distribution - Tier 2 - 5QU CoRE ¦ 5QU LoRE | Non-Red Flag Warning - Small Fires | Vegetation Contact | Aggregated | 2031 | 0.00066468 | 406.8993 | 0.27046 | 2031 | Mitigation | 0.95 | 45 | 0 | esc | 0.00097009 | 6.4479e-07 | 0.00097009 | 6.4479e-07 | 0.0032972 | 1.2499e-10 | 0.012705 | 3.5969e-07
[120 empty] | 7.3.3.17.5 (Remote Grid) Updates to grid topology to minimize risk of ignition in HFTDs Remote GridWLDFRVegetation ContactAggregated | WLDFR | HFTD - Distribution - Tier 2 - 5QU CoRE ¦ 5QU LoRE | Non-Red Flag Warning - Small Fires | Vegetation Contact | Aggregated | 2032 | 0.00066468 | 406.8993 | 0.27046 | 2032 | Mitigation | 0.95 | 45 | 0 | esc | 0.00097009 | 6.4479e-07 | 0.00097009 | 6.4479e-07 | 0.0032972 | 1.2499e-10 | 0.012705 | 3.5969e-07
[120 empty] | 7.3.3.17.5 (Remote Grid) Updates to grid topology to minimize risk of ignition in HFTDs Remote GridWLDFRVegetation ContactAggregated | WLDFR | HFTD - Distribution - Tier 2 - 5QU CoRE ¦ 5QU LoRE | Non-Red Flag Warning - Small Fires | Vegetation Contact | Aggregated | 2033 | 0.00066468 | 406.8993 | 0.27046 | 2033 | Mitigation | 0.95 | 45 | 0 | esc | 0.00097009 | 6.4479e-07 | 0.00097009 | 6.4479e-07 | 0.0032972 | 1.2499e-10 | 0.012705 | 3.5969e-07
[120 empty] | 7.3.3.17.5 (Remote Grid) Updates to grid topology to minimize risk of ignition in HFTDs Remote GridWLDFRVegetation ContactAggregated | WLDFR | HFTD - Distribution - Tier 2 - 5QU CoRE ¦ 5QU LoRE | Non-Red Flag Warning - Small Fires | Vegetation Contact | Aggregated | 2034 | 0.00066468 | 406.8993 | 0.27046 | 2034 | Mitigation | 0.95 | 45 | 0 | esc | 0.00097009 | 6.4479e-07 | 0.00097009 | 6.4479e-07 | 0.0032972 | 1.2499e-10 | 0.012705 | 3.5969e-07
[120 empty] | 7.3.3.17.5 (Remote Grid) Updates to grid topology to minimize risk of ignition in HFTDs Remote GridWLDFRVegetation ContactAggregated | WLDFR | HFTD - Distribution - Tier 2 - 5QU CoRE ¦ 5QU LoRE | Non-Red Flag Warning - Small Fires | Vegetation Contact | Aggregated | 2035 | 0.00066468 | 406.8993 | 0.27046 | 2035 | Mitigation | 0.95 | 45 | 0 | esc | 0.00097009 | 6.4479e-07 | 0.00097009 | 6.4479e-07 | 0.0032972 | 1.2499e-10 | 0.012705 | 3.5969e-07
[120 empty] | 7.3.3.17.5 (Remote Grid) Updates to grid topology to minimize risk of ignition in HFTDs Remote GridWLDFRVegetation ContactAggregated | WLDFR | HFTD - Distribution - Tier 2 - 5QU CoRE ¦ 5QU LoRE | Non-Red Flag Warning - Small Fires | Vegetation Contact | Aggregated | 2036 | 0.00066468 | 406.8993 | 0.27046 | 2036 | Mitigation | 0.95 | 45 | 0 | esc | 0.00097009 | 6.4479e-07 | 0.00097009 | 6.4479e-07 | 0.0032972 | 1.2499e-10 | 0.012705 | 3.5969e-07
[120 empty] | 7.3.3.17.5 (Remote Grid) Updates to grid topology to minimize risk of ignition in HFTDs Remote GridWLDFRVegetation ContactAggregated | WLDFR | HFTD - Distribution - Tier 2 - 5QU CoRE ¦ 5QU LoRE | Non-Red Flag Warning - Small Fires | Vegetation Contact | Aggregated | 2037 | 0.00066468 | 406.8993 | 0.27046 | 2037 | Mitigation | 0.95 | 45 | 0 | esc | 0.00097009 | 6.4479e-07 | 0.00097009 | 6.4479e-07 | 0.0032972 | 1.2499e-10 | 0.012705 | 3.5969e-07
[120 empty] | 7.3.3.17.5 (Remote Grid) Updates to grid topology to minimize risk of ignition in HFTDs Remote GridWLDFRVegetation ContactAggregated | WLDFR | HFTD - Distribution - Tier 2 - 5QU CoRE ¦ 5QU LoRE | Non-Red Flag Warning - Small Fires | Vegetation Contact | Aggregated | 2038 | 0.00066468 | 406.8993 | 0.27046 | 2038 | Mitigation | 0.95 | 45 | 0 | esc | 0.00097009 | 6.4479e-07 | 0.00097009 | 6.4479e-07 | 0.0032972 | 1.2499e-10 | 0.012705 | 3.5969e-07
[120 empty] | 7.3.3.17.5 (Remote Grid) Updates to grid topology to minimize risk of ignition in HFTDs Remote GridWLDFRVegetation ContactAggregated | WLDFR | HFTD - Distribution - Tier 2 - 5QU CoRE ¦ 5QU LoRE | Non-Red Flag Warning - Small Fires | Vegetation Contact | Aggregated | 2039 | 0.00066468 | 406.8993 | 0.27046 | 2039 | Mitigation | 0.95 | 45 | 0 | esc | 0.00097009 | 6.4479e-07 | 0.00097009 | 6.4479e-07 | 0.0032972 | 1.2499e-10 | 0.012705 | 3.5969e-07
[120 empty] | 7.3.3.17.5 (Remote Grid) Updates to grid topology to minimize risk of ignition in HFTDs Remote GridWLDFRVegetation ContactAggregated | WLDFR | HFTD - Distribution - Tier 2 - 5QU CoRE ¦ 5QU LoRE | Non-Red Flag Warning - Small Fires | Vegetation Contact | Aggregated | 2040 | 0.00066468 | 406.8993 | 0.27046 | 2040 | Mitigation | 0.95 | 45 | 0 | esc | 0.00097009 | 6.4479e-07 | 0.00097009 | 6.4479e-07 | 0.0032972 | 1.2499e-10 | 0.012705 | 3.5969e-07
[120 empty] | 7.3.3.17.5 (Remote Grid) Updates to grid topology to minimize risk of ignition in HFTDs Remote GridWLDFRVegetation ContactAggregated | WLDFR | HFTD - Distribution - Tier 2 - 5QU CoRE ¦ 5QU LoRE | Non-Red Flag Warning - Small Fires | Vegetation Contact | Aggregated | 2041 | 0.00066468 | 406.8993 | 0.27046 | 2041 | Mitigation | 0.95 | 45 | 0 | esc | 0.00097009 | 6.4479e-07 | 0.00097009 | 6.4479e-07 | 0.0032972 | 1.2499e-10 | 0.012705 | 3.5969e-07
[120 empty] | 7.3.3.17.5 (Remote Grid) Updates to grid topology to minimize risk of ignition in HFTDs Remote GridWLDFRVegetation ContactAggregated | WLDFR | HFTD - Distribution - Tier 2 - 5QU CoRE ¦ 5QU LoRE | Non-Red Flag Warning - Small Fires | Vegetation Contact | Aggregated | 2042 | 0.00066468 | 406.8993 | 0.27046 | 2042 | Mitigation | 0.95 | 45 | 0 | esc | 0.00097009 | 6.4479e-07 | 0.00097009 | 6.4479e-07 | 0.0032972 | 1.2499e-10 | 0 | 0
[120 empty] | 7.3.3.17.5 (Remote Grid) Updates to grid topology to minimize risk of ignition in HFTDs Remote GridWLDFRVegetation ContactAggregated | WLDFR | HFTD - Distribution - Tier 2 - 5QU CoRE ¦ 5QU LoRE | Non-Red Flag Warning - Small Fires | Vegetation Contact | Aggregated | 2043 | 0.00066468 | 406.8993 | 0.27046 | 2043 | Mitigation | 0.95 | 45 | 0 | esc | 0.00097009 | 6.4479e-07 | 0.00097009 | 6.4479e-07 | 0.0032972 | 1.2499e-10 | 0 | 0
[120 empty] | 7.3.3.17.5 (Remote Grid) Updates to grid topology to minimize risk of ignition in HFTDs Remote GridWLDFRVegetation ContactAggregated | WLDFR | HFTD - Distribution - Tier 2 - 5QU CoRE ¦ 5QU LoRE | Non-Red Flag Warning - Small Fires | Vegetation Contact | Aggregated | 2044 | 0.00066468 | 406.8993 | 0.27046 | 2044 | Mitigation | 0.95 | 45 | 0 | esc | 0.00097009 | 6.4479e-07 | 0.00097009 | 6.4479e-07 | 0.0032972 | 1.2499e-10 | 0.01662 | 1.073e-07
[120 empty] | 7.3.3.17.5 (Remote Grid) Updates to grid topology to minimize risk of ignition in HFTDs Remote GridWLDFRVegetation ContactAggregated | WLDFR | HFTD - Distribution - Tier 2 - 5QU CoRE ¦ 5QU LoRE | Non-Red Flag Warning - Small Fires | Vegetation Contact | Aggregated | 2045 | 0.00066468 | 406.8993 | 0.27046 | 2045 | Mitigation | 0.95 | 45 | 0 | esc | 0.00097009 | 6.4479e-07 | 0.00097009 | 6.4479e-07 | 0.0032972 | 1.2499e-10 | 0.01662 | 1.073e-07
[120 empty] | 7.3.3.17.5 (Remote Grid) Updates to grid topology to minimize risk of ignition in HFTDs Remote GridWLDFRVegetation ContactAggregated | WLDFR | HFTD - Distribution - Tier 2 - 5QU CoRE ¦ 5QU LoRE | Non-Red Flag Warning - Small Fires | Vegetation Contact | Aggregated | 2046 | 0.00066468 | 406.8993 | 0.27046 | 2046 | Mitigation | 0.95 | 45 | 0 | esc | 0.00097009 | 6.4479e-07 | 0.00097009 | 6.4479e-07 | 0.0032972 | 1.2499e-10 | 0.01662 | 1.073e-07
[120 empty] | 7.3.3.17.5 (Remote Grid) Updates to grid topology to minimize risk of ignition in HFTDs Remote GridWLDFRVegetation ContactAggregated | WLDFR | HFTD - Distribution - Tier 2 - 5QU CoRE ¦ 5QU LoRE | Non-Red Flag Warning - Small Fires | Vegetation Contact | Aggregated | 2047 | 0.00066468 | 406.8993 | 0.27046 | 2047 | Mitigation | 0.95 | 45 | 0 | esc | 0.00097009 | 6.4479e-07 | 0.00097009 | 6.4479e-07 | 0.0032972 | 1.2499e-10 | 0.01662 | 1.073e-07
[120 empty] | 7.3.3.17.5 (Remote Grid) Updates to grid topology to minimize risk of ignition in HFTDs Remote GridWLDFRVegetation ContactAggregated | WLDFR | HFTD - Distribution - Tier 2 - 5QU CoRE ¦ 5QU LoRE | Non-Red Flag Warning - Small Fires | Vegetation Contact | Aggregated | 2048 | 0.00066468 | 406.8993 | 0.27046 | 2048 | Mitigation | 0.95 | 45 | 0 | esc | 0.00097009 | 6.4479e-07 | 0.00097009 | 6.4479e-07 | 0.0032972 | 1.2499e-10 | 0.01662 | 1.073e-07
[120 empty] | 7.3.3.17.5 (Remote Grid) Updates to grid topology to minimize risk of ignition in HFTDs Remote GridWLDFRVegetation ContactAggregated | WLDFR | HFTD - Distribution - Tier 2 - 5QU CoRE ¦ 5QU LoRE | Non-Red Flag Warning - Small Fires | Vegetation Contact | Aggregated | 2049 | 0.00066468 | 406.8993 | 0.27046 | 2049 | Mitigation | 0.95 | 45 | 0 | esc | 0.00097009 | 6.4479e-07 | 0.00097009 | 6.4479e-07 | 0.0032972 | 1.2499e-10 | 0.01662 | 1.073e-07
[120 empty] | 7.3.3.17.5 (Remote Grid) Updates to grid topology to minimize risk of ignition in HFTDs Remote GridWLDFRVegetation ContactAggregated | WLDFR | HFTD - Distribution - Tier 2 - 5QU CoRE ¦ 5QU LoRE | Non-Red Flag Warning - Small Fires | Vegetation Contact | Aggregated | 2050 | 0.00066468 | 406.8993 | 0.27046 | 2050 | Mitigation | 0.95 | 45 | 0 | esc | 0.00097009 | 6.4479e-07 | 0.00097009 | 6.4479e-07 | 0.0032972 | 1.2499e-10 | 0.01662 | 1.073e-07
[120 empty] | 7.3.3.17.5 (Remote Grid) Updates to grid topology to minimize risk of ignition in HFTDs Remote GridWLDFRVegetation ContactAggregated | WLDFR | HFTD - Distribution - Tier 2 - 5QU CoRE ¦ 5QU LoRE | Non-Red Flag Warning - Small Fires | Vegetation Contact | Aggregated | 2051 | 0.00066468 | 406.8993 | 0.27046 | 2051 | Mitigation | 0.95 | 45 | 0 | esc | 0.00097009 | 6.4479e-07 | 0.00097009 | 6.4479e-07 | 0.0032972 | 1.2499e-10 | 0.01662 | 1.073e-07
[120 empty] | 7.3.3.17.5 (Remote Grid) Updates to grid topology to minimize risk of ignition in HFTDs Remote GridWLDFRVegetation ContactAggregated | WLDFR | HFTD - Distribution - Tier 2 - 5QU CoRE ¦ 5QU LoRE | Non-Red Flag Warning - Small Fires | Vegetation Contact | Aggregated | 2052 | 0.00066468 | 406.8993 | 0.27046 | 2052 | Mitigation | 0.95 | 45 | 0 | esc | 0.00097009 | 6.4479e-07 | 0.00097009 | 6.4479e-07 | 0.0032972 | 1.2499e-10 | 0.01662 | 1.073e-07
[120 empty] | 7.3.3.17.5 (Remote Grid) Updates to grid topology to minimize risk of ignition in HFTDs Remote GridWLDFRVegetation ContactAggregated | WLDFR | HFTD - Distribution - Tier 2 - 5QU CoRE ¦ 5QU LoRE | Non-Red Flag Warning - Small Fires | Vegetation Contact | Aggregated | 2053 | 0.00066468 | 406.8993 | 0.27046 | 2053 | Mitigation | 0.95 | 45 | 0 | esc | 0.00097009 | 6.4479e-07 | 0.00097009 | 6.4479e-07 | 0.0032972 | 1.2499e-10 | 0.01662 | 1.073e-07
[120 empty] | 7.3.3.17.5 (Remote Grid) Updates to grid topology to minimize risk of ignition in HFTDs Remote GridWLDFRVegetation ContactAggregated | WLDFR | HFTD - Distribution - Tier 2 - 5QU CoRE ¦ 5QU LoRE | Non-Red Flag Warning - Small Fires | Vegetation Contact | Aggregated | 2054 | 0.00066468 | 406.8993 | 0.27046 | 2054 | Mitigation | 0.95 | 45 | 0 | esc | 0.00097009 | 6.4479e-07 | 0.00097009 | 6.4479e-07 | 0.0032972 | 1.2499e-10 | 0.01662 | 1.073e-07
[120 empty] | 7.3.3.17.5 (Remote Grid) Updates to grid topology to minimize risk of ignition in HFTDs Remote GridWLDFRVegetation ContactAggregated | WLDFR | HFTD - Distribution - Tier 2 - 5QU CoRE ¦ 5QU LoRE | Non-Red Flag Warning - Small Fires | Vegetation Contact | Aggregated | 2055 | 0.00066468 | 406.8993 | 0.27046 | 2055 | Mitigation | 0.95 | 45 | 0 | esc | 0.00097009 | 6.4479e-07 | 0.00097009 | 6.4479e-07 | 0.0032972 | 1.2499e-10 | 0.01662 | 1.073e-07
[120 empty] | 7.3.3.17.5 (Remote Grid) Updates to grid topology to minimize risk of ignition in HFTDs Remote GridWLDFRVegetation ContactAggregated | WLDFR | HFTD - Distribution - Tier 2 - 5QU CoRE ¦ 5QU LoRE | Non-Red Flag Warning - Small Fires | Vegetation Contact | Aggregated | 2056 | 0.00066468 | 406.8993 | 0.27046 | 2056 | Mitigation | 0.95 | 45 | 0 | esc | 0.00097009 | 6.4479e-07 | 0.00097009 | 6.4479e-07 | 0.0032972 | 1.2499e-10 | 0.01662 | 1.073e-07
[120 empty] | 7.3.3.17.5 (Remote Grid) Updates to grid topology to minimize risk of ignition in HFTDs Remote GridWLDFRVegetation ContactAggregated | WLDFR | HFTD - Distribution - Tier 2 - 5QU CoRE ¦ 5QU LoRE | Non-Red Flag Warning - Small Fires | Vegetation Contact | Aggregated | 2057 | 0.00066468 | 406.8993 | 0.27046 | 2057 | Mitigation | 0.95 | 45 | 0 | esc | 0.00097009 | 6.4479e-07 | 0.00097009 | 6.4479e-07 | 0.0032972 | 1.2499e-10 | 0.01662 | 1.073e-07
[120 empty] | 7.3.3.17.5 (Remote Grid) Updates to grid topology to minimize risk of ignition in HFTDs Remote GridWLDFRVegetation ContactAggregated | WLDFR | HFTD - Distribution - Tier 2 - 5QU CoRE ¦ 5QU LoRE | Non-Red Flag Warning - Small Fires | Vegetation Contact | Aggregated | 2058 | 0.00066468 | 406.8993 | 0.27046 | 2058 | Mitigation | 0.95 | 45 | 0 | esc | 0.00097009 | 6.4479e-07 | 0.00097009 | 6.4479e-07 | 0.0032972 | 1.2499e-10 | 0.01662 | 1.073e-07
[120 empty] | 7.3.3.17.5 (Remote Grid) Updates to grid topology to minimize risk of ignition in HFTDs Remote GridWLDFRVegetation ContactAggregated | WLDFR | HFTD - Distribution - Tier 2 - 5QU CoRE ¦ 5QU LoRE | Non-Red Flag Warning - Small Fires | Vegetation Contact | Aggregated | 2059 | 0.00066468 | 406.8993 | 0.27046 | 2059 | Mitigation | 0.95 | 45 | 0 | esc | 0.00097009 | 6.4479e-07 | 0.00097009 | 6.4479e-07 | 0.0032972 | 1.2499e-10 | 0.01662 | 1.073e-07
[120 empty] | 7.3.3.17.5 (Remote Grid) Updates to grid topology to minimize risk of ignition in HFTDs Remote GridWLDFRVegetation ContactAggregated | WLDFR | HFTD - Distribution - Tier 2 - 5QU CoRE ¦ 5QU LoRE | Non-Red Flag Warning - Small Fires | Vegetation Contact | Aggregated | 2060 | 0.00066468 | 406.8993 | 0.27046 | 2060 | Mitigation | 0.95 | 45 | 0 | esc | 0.00097009 | 6.4479e-07 | 0.00097009 | 6.4479e-07 | 0.0032972 | 1.2499e-10 | 0.01662 | 1.073e-07
[120 empty] | 7.3.3.17.5 (Remote Grid) Updates to grid topology to minimize risk of ignition in HFTDs Remote GridWLDFRVegetation ContactAggregated | WLDFR | HFTD - Distribution - Tier 2 - 5QU CoRE ¦ 5QU LoRE | Non-Red Flag Warning - Small Fires | Vegetation Contact | Aggregated | 2061 | 0.00066468 | 406.8993 | 0.27046 | 2061 | Mitigation | 0.95 | 45 | 0 | esc | 0.00097009 | 6.4479e-07 | 0.00097009 | 6.4479e-07 | 0.0032972 | 1.2499e-10 | 0.01662 | 1.073e-07
[120 empty] | 7.3.3.17.5 (Remote Grid) Updates to grid topology to minimize risk of ignition in HFTDs Remote GridWLDFRVegetation ContactAggregated | WLDFR | HFTD - Distribution - Tier 2 - 5QU CoRE ¦ 5QU LoRE | Non-Red Flag Warning - Small Fires | Vegetation Contact | Aggregated | 2062 | 0.00066468 | 406.8993 | 0.27046 | 2062 | Mitigation | 0.95 | 45 | 0 | esc | 0.00097009 | 6.4479e-07 | 0.00097009 | 6.4479e-07 | 0.0032972 | 1.2499e-10 | 0.01662 | 1.073e-07
[120 empty] | 7.3.3.17.5 (Remote Grid) Updates to grid topology to minimize risk of ignition in HFTDs Remote GridWLDFRVegetation ContactAggregated | WLDFR | HFTD - Distribution - Tier 2 - 5QU CoRE ¦ 5QU LoRE | Non-Red Flag Warning - Small Fires | Vegetation Contact | Aggregated | 2063 | 0.00066468 | 406.8993 | 0.27046 | 2063 | Mitigation | 0.95 | 45 | 0 | esc | 0.00097009 | 6.4479e-07 | 0.00097009 | 6.4479e-07 | 0.0032972 | 1.2499e-10 | 0.01662 | 1.073e-07
[120 empty] | 7.3.3.17.5 (Remote Grid) Updates to grid topology to minimize risk of ignition in HFTDs Remote GridWLDFRVegetation ContactAggregated | WLDFR | HFTD - Distribution - Tier 2 - 5QU CoRE ¦ 5QU LoRE | Non-Red Flag Warning - Small Fires | Vegetation Contact | Aggregated | 2064 | 0.00066468 | 406.8993 | 0.27046 | 2064 | Mitigation | 0.95 | 45 | 0 | esc | 0.00097009 | 6.4479e-07 | 0.00097009 | 6.4479e-07 | 0.0032972 | 1.2499e-10 | 0.01662 | 1.073e-07
[120 empty] | 7.3.3.17.5 (Remote Grid) Updates to grid topology to minimize risk of ignition in HFTDs Remote GridWLDFRVegetation ContactAggregated | WLDFR | HFTD - Distribution - Tier 2 - 5QU CoRE ¦ 5QU LoRE | Non-Red Flag Warning - Small Fires | Vegetation Contact | Aggregated | 2065 | 0.00066468 | 406.8993 | 0.27046 | 2065 | Mitigation | 0.95 | 45 | 0 | esc | 0.00097009 | 6.4479e-07 | 0.00097009 | 6.4479e-07 | 0.0032972 | 1.2499e-10 | 0.01662 | 1.073e-07
[120 empty] | 7.3.3.17.5 (Remote Grid) Updates to grid topology to minimize risk of ignition in HFTDs Remote GridWLDFRVegetation ContactAggregated | WLDFR | HFTD - Distribution - Tier 2 - 5QU CoRE ¦ 5QU LoRE | Non-Red Flag Warning - Small Fires | Vegetation Contact | Aggregated | 2066 | 0.00066468 | 406.8993 | 0.27046 | 2066 | Mitigation | 0.95 | 45 | 0 | esc | 0.00097009 | 6.4479e-07 | 0.00097009 | 6.4479e-07 | 0.0032972 | 1.2499e-10 | 0.01662 | 1.073e-07
[120 empty] | 7.3.3.17.5 (Remote Grid) Updates to grid topology to minimize risk of ignition in HFTDs Remote GridWLDFRVegetation ContactAggregated | WLDFR | HFTD - Distribution - Tier 2 - 5QU CoRE ¦ 5QU LoRE | Non-Red Flag Warning - Small Fires | Vegetation Contact | Aggregated | 2067 | 0.00066468 | 406.8993 | 0.27046 | 2067 | Mitigation | 0.95 | 45 | 0 | esc | 0 | 0 | 0.00097009 | 6.4479e-07 | 0.0032972 | 1.2499e-10 | 0.01662 | 1.073e-07
[120 empty] | 7.3.3.17.5 (Remote Grid) Updates to grid topology to minimize risk of ignition in HFTDs Remote GridWLDFRWire-to-wire contactAggregated | WLDFR | HFTD - Distribution - Tier 2 - 5QU CoRE ¦ 5QU LoRE | Non-Red Flag Warning - Small Fires | Wire-to-wire contact | Aggregated | 2022 | 0.00015934 | 406.8993 | 0.064836 | 2022 | Mitigation | 0.95 | 45 | 0 | esc | 0.00097009 | 1.5458e-07 | 0 | 0 | 0.0032972 | 1.2499e-10 | 0.01662 | 1.073e-07
[120 empty] | 7.3.3.17.5 (Remote Grid) Updates to grid topology to minimize risk of ignition in HFTDs Remote GridWLDFRWire-to-wire contactAggregated | WLDFR | HFTD - Distribution - Tier 2 - 5QU CoRE ¦ 5QU LoRE | Non-Red Flag Warning - Small Fires | Wire-to-wire contact | Aggregated | 2023 | 0.00015934 | 406.8993 | 0.064836 | 2023 | Mitigation | 0.95 | 45 | 0 | esc | 0.00097009 | 1.5458e-07 | 0.00097009 | 1.5458e-07 | 0.0032972 | 1.2499e-10 | 0.01662 | 1.073e-07
[120 empty] | 7.3.3.17.5 (Remote Grid) Updates to grid topology to minimize risk of ignition in HFTDs Remote GridWLDFRWire-to-wire contactAggregated | WLDFR | HFTD - Distribution - Tier 2 - 5QU CoRE ¦ 5QU LoRE | Non-Red Flag Warning - Small Fires | Wire-to-wire contact | Aggregated | 2024 | 0.00015934 | 406.8993 | 0.064836 | 2024 | Mitigation | 0.95 | 45 | 0 | esc | 0.00097009 | 1.5458e-07 | 0.00097009 | 1.5458e-07 | 0 | 0 | 0.01662 | 1.073e-07
[120 empty] | 7.3.3.17.5 (Remote Grid) Updates to grid topology to minimize risk of ignition in HFTDs Remote GridWLDFRWire-to-wire contactAggregated | WLDFR | HFTD - Distribution - Tier 2 - 5QU CoRE ¦ 5QU LoRE | Non-Red Flag Warning - Small Fires | Wire-to-wire contact | Aggregated | 2025 | 0.00015934 | 406.8993 | 0.064836 | 2025 | Mitigation | 0.95 | 45 | 0 | esc | 0.00097009 | 1.5458e-07 | 0.00097009 | 1.5458e-07 | 0.0032972 | 4.5212e-10 | 0.01662 | 1.073e-07
[120 empty] | 7.3.3.17.5 (Remote Grid) Updates to grid topology to minimize risk of ignition in HFTDs Remote GridWLDFRWire-to-wire contactAggregated | WLDFR | HFTD - Distribution - Tier 2 - 5QU CoRE ¦ 5QU LoRE | Non-Red Flag Warning - Small Fires | Wire-to-wire contact | Aggregated | 2026 | 0.00015934 | 406.8993 | 0.064836 | 2026 | Mitigation | 0.95 | 45 | 0 | esc | 0.00097009 | 1.5458e-07 | 0.00097009 | 1.5458e-07 | 0.0032972 | 4.5212e-10 | 0.01662 | 1.073e-07
[120 empty] | 7.3.3.17.5 (Remote Grid) Updates to grid topology to minimize risk of ignition in HFTDs Remote GridWLDFRWire-to-wire contactAggregated | WLDFR | HFTD - Distribution - Tier 2 - 5QU CoRE ¦ 5QU LoRE | Non-Red Flag Warning - Small Fires | Wire-to-wire contact | Aggregated | 2027 | 0.00015934 | 406.8993 | 0.064836 | 2027 | Mitigation | 0.95 | 45 | 0 | esc | 0.00097009 | 1.5458e-07 | 0.00097009 | 1.5458e-07 | 0.0032972 | 4.5212e-10 | 0.01662 | 1.073e-07
[120 empty] | 7.3.3.17.5 (Remote Grid) Updates to grid topology to minimize risk of ignition in HFTDs Remote GridWLDFRWire-to-wire contactAggregated | WLDFR | HFTD - Distribution - Tier 2 - 5QU CoRE ¦ 5QU LoRE | Non-Red Flag Warning - Small Fires | Wire-to-wire contact | Aggregated | 2028 | 0.00015934 | 406.8993 | 0.064836 | 2028 | Mitigation | 0.95 | 45 | 0 | esc | 0.00097009 | 1.5458e-07 | 0.00097009 | 1.5458e-07 | 0.0032972 | 4.5212e-10 | 0 | 0
[120 empty] | 7.3.3.17.5 (Remote Grid) Updates to grid topology to minimize risk of ignition in HFTDs Remote GridWLDFRWire-to-wire contactAggregated | WLDFR | HFTD - Distribution - Tier 2 - 5QU CoRE ¦ 5QU LoRE | Non-Red Flag Warning - Small Fires | Wire-to-wire contact | Aggregated | 2029 | 0.00015934 | 406.8993 | 0.064836 | 2029 | Mitigation | 0.95 | 45 | 0 | esc | 0.00097009 | 1.5458e-07 | 0.00097009 | 1.5458e-07 | 0.0032972 | 4.5212e-10 | 0 | 0
[120 empty] | 7.3.3.17.5 (Remote Grid) Updates to grid topology to minimize risk of ignition in HFTDs Remote GridWLDFRWire-to-wire contactAggregated | WLDFR | HFTD - Distribution - Tier 2 - 5QU CoRE ¦ 5QU LoRE | Non-Red Flag Warning - Small Fires | Wire-to-wire contact | Aggregated | 2030 | 0.00015934 | 406.8993 | 0.064836 | 2030 | Mitigation | 0.95 | 45 | 0 | esc | 0.00097009 | 1.5458e-07 | 0.00097009 | 1.5458e-07 | 0.0032972 | 4.5212e-10 | 0.0080352 | 3.5474e-06
[120 empty] | 7.3.3.17.5 (Remote Grid) Updates to grid topology to minimize risk of ignition in HFTDs Remote GridWLDFRWire-to-wire contactAggregated | WLDFR | HFTD - Distribution - Tier 2 - 5QU CoRE ¦ 5QU LoRE | Non-Red Flag Warning - Small Fires | Wire-to-wire contact | Aggregated | 2031 | 0.00015934 | 406.8993 | 0.064836 | 2031 | Mitigation | 0.95 | 45 | 0 | esc | 0.00097009 | 1.5458e-07 | 0.00097009 | 1.5458e-07 | 0.0032972 | 4.5212e-10 | 0.0080352 | 3.5474e-06
[120 empty] | 7.3.3.17.5 (Remote Grid) Updates to grid topology to minimize risk of ignition in HFTDs Remote GridWLDFRWire-to-wire contactAggregated | WLDFR | HFTD - Distribution - Tier 2 - 5QU CoRE ¦ 5QU LoRE | Non-Red Flag Warning - Small Fires | Wire-to-wire contact | Aggregated | 2032 | 0.00015934 | 406.8993 | 0.064836 | 2032 | Mitigation | 0.95 | 45 | 0 | esc | 0.00097009 | 1.5458e-07 | 0.00097009 | 1.5458e-07 | 0.0032972 | 4.5212e-10 | 0.0080352 | 3.5474e-06
[120 empty] | 7.3.3.17.5 (Remote Grid) Updates to grid topology to minimize risk of ignition in HFTDs Remote GridWLDFRWire-to-wire contactAggregated | WLDFR | HFTD - Distribution - Tier 2 - 5QU CoRE ¦ 5QU LoRE | Non-Red Flag Warning - Small Fires | Wire-to-wire contact | Aggregated | 2033 | 0.00015934 | 406.8993 | 0.064836 | 2033 | Mitigation | 0.95 | 45 | 0 | esc | 0.00097009 | 1.5458e-07 | 0.00097009 | 1.5458e-07 | 0.0032972 | 4.5212e-10 | 0.0080352 | 3.5474e-06
[120 empty] | 7.3.3.17.5 (Remote Grid) Updates to grid topology to minimize risk of ignition in HFTDs Remote GridWLDFRWire-to-wire contactAggregated | WLDFR | HFTD - Distribution - Tier 2 - 5QU CoRE ¦ 5QU LoRE | Non-Red Flag Warning - Small Fires | Wire-to-wire contact | Aggregated | 2034 | 0.00015934 | 406.8993 | 0.064836 | 2034 | Mitigation | 0.95 | 45 | 0 | esc | 0.00097009 | 1.5458e-07 | 0.00097009 | 1.5458e-07 | 0.0032972 | 4.5212e-10 | 0.0080352 | 3.5474e-06
[120 empty] | 7.3.3.17.5 (Remote Grid) Updates to grid topology to minimize risk of ignition in HFTDs Remote GridWLDFRWire-to-wire contactAggregated | WLDFR | HFTD - Distribution - Tier 2 - 5QU CoRE ¦ 5QU LoRE | Non-Red Flag Warning - Small Fires | Wire-to-wire contact | Aggregated | 2035 | 0.00015934 | 406.8993 | 0.064836 | 2035 | Mitigation | 0.95 | 45 | 0 | esc | 0.00097009 | 1.5458e-07 | 0.00097009 | 1.5458e-07 | 0.0032972 | 4.5212e-10 | 0.0080352 | 3.5474e-06
[120 empty] | 7.3.3.17.5 (Remote Grid) Updates to grid topology to minimize risk of ignition in HFTDs Remote GridWLDFRWire-to-wire contactAggregated | WLDFR | HFTD - Distribution - Tier 2 - 5QU CoRE ¦ 5QU LoRE | Non-Red Flag Warning - Small Fires | Wire-to-wire contact | Aggregated | 2036 | 0.00015934 | 406.8993 | 0.064836 | 2036 | Mitigation | 0.95 | 45 | 0 | esc | 0.00097009 | 1.5458e-07 | 0.00097009 | 1.5458e-07 | 0.0032972 | 4.5212e-10 | 0.0080352 | 3.5474e-06
[120 empty] | 7.3.3.17.5 (Remote Grid) Updates to grid topology to minimize risk of ignition in HFTDs Remote GridWLDFRWire-to-wire contactAggregated | WLDFR | HFTD - Distribution - Tier 2 - 5QU CoRE ¦ 5QU LoRE | Non-Red Flag Warning - Small Fires | Wire-to-wire contact | Aggregated | 2037 | 0.00015934 | 406.8993 | 0.064836 | 2037 | Mitigation | 0.95 | 45 | 0 | esc | 0.00097009 | 1.5458e-07 | 0.00097009 | 1.5458e-07 | 0.0032972 | 4.5212e-10 | 0.0080352 | 3.5474e-06
[120 empty] | 7.3.3.17.5 (Remote Grid) Updates to grid topology to minimize risk of ignition in HFTDs Remote GridWLDFRWire-to-wire contactAggregated | WLDFR | HFTD - Distribution - Tier 2 - 5QU CoRE ¦ 5QU LoRE | Non-Red Flag Warning - Small Fires | Wire-to-wire contact | Aggregated | 2038 | 0.00015934 | 406.8993 | 0.064836 | 2038 | Mitigation | 0.95 | 45 | 0 | esc | 0.00097009 | 1.5458e-07 | 0.00097009 | 1.5458e-07 | 0.0032972 | 4.5212e-10 | 0.0080352 | 3.5474e-06
[120 empty] | 7.3.3.17.5 (Remote Grid) Updates to grid topology to minimize risk of ignition in HFTDs Remote GridWLDFRWire-to-wire contactAggregated | WLDFR | HFTD - Distribution - Tier 2 - 5QU CoRE ¦ 5QU LoRE | Non-Red Flag Warning - Small Fires | Wire-to-wire contact | Aggregated | 2039 | 0.00015934 | 406.8993 | 0.064836 | 2039 | Mitigation | 0.95 | 45 | 0 | esc | 0.00097009 | 1.5458e-07 | 0.00097009 | 1.5458e-07 | 0.0032972 | 4.5212e-10 | 0.0080352 | 3.5474e-06
[120 empty] | 7.3.3.17.5 (Remote Grid) Updates to grid topology to minimize risk of ignition in HFTDs Remote GridWLDFRWire-to-wire contactAggregated | WLDFR | HFTD - Distribution - Tier 2 - 5QU CoRE ¦ 5QU LoRE | Non-Red Flag Warning - Small Fires | Wire-to-wire contact | Aggregated | 2040 | 0.00015934 | 406.8993 | 0.064836 | 2040 | Mitigation | 0.95 | 45 | 0 | esc | 0.00097009 | 1.5458e-07 | 0.00097009 | 1.5458e-07 | 0.0032972 | 4.5212e-10 | 0.0080352 | 3.5474e-06
[120 empty] | 7.3.3.17.5 (Remote Grid) Updates to grid topology to minimize risk of ignition in HFTDs Remote GridWLDFRWire-to-wire contactAggregated | WLDFR | HFTD - Distribution - Tier 2 - 5QU CoRE ¦ 5QU LoRE | Non-Red Flag Warning - Small Fires | Wire-to-wire contact | Aggregated | 2041 | 0.00015934 | 406.8993 | 0.064836 | 2041 | Mitigation | 0.95 | 45 | 0 | esc | 0.00097009 | 1.5458e-07 | 0.00097009 | 1.5458e-07 | 0.0032972 | 4.5212e-10 | 0.0080352 | 3.5474e-06
[120 empty] | 7.3.3.17.5 (Remote Grid) Updates to grid topology to minimize risk of ignition in HFTDs Remote GridWLDFRWire-to-wire contactAggregated | WLDFR | HFTD - Distribution - Tier 2 - 5QU CoRE ¦ 5QU LoRE | Non-Red Flag Warning - Small Fires | Wire-to-wire contact | Aggregated | 2042 | 0.00015934 | 406.8993 | 0.064836 | 2042 | Mitigation | 0.95 | 45 | 0 | esc | 0.00097009 | 1.5458e-07 | 0.00097009 | 1.5458e-07 | 0.0032972 | 4.5212e-10 | 0.0080352 | 3.5474e-06
[120 empty] | 7.3.3.17.5 (Remote Grid) Updates to grid topology to minimize risk of ignition in HFTDs Remote GridWLDFRWire-to-wire contactAggregated | WLDFR | HFTD - Distribution - Tier 2 - 5QU CoRE ¦ 5QU LoRE | Non-Red Flag Warning - Small Fires | Wire-to-wire contact | Aggregated | 2043 | 0.00015934 | 406.8993 | 0.064836 | 2043 | Mitigation | 0.95 | 45 | 0 | esc | 0.00097009 | 1.5458e-07 | 0.00097009 | 1.5458e-07 | 0.0032972 | 4.5212e-10 | 0.0080352 | 3.5474e-06
[120 empty] | 7.3.3.17.5 (Remote Grid) Updates to grid topology to minimize risk of ignition in HFTDs Remote GridWLDFRWire-to-wire contactAggregated | WLDFR | HFTD - Distribution - Tier 2 - 5QU CoRE ¦ 5QU LoRE | Non-Red Flag Warning - Small Fires | Wire-to-wire contact | Aggregated | 2044 | 0.00015934 | 406.8993 | 0.064836 | 2044 | Mitigation | 0.95 | 45 | 0 | esc | 0.00097009 | 1.5458e-07 | 0.00097009 | 1.5458e-07 | 0.0032972 | 4.5212e-10 | 0.0080352 | 3.5474e-06
[120 empty] | 7.3.3.17.5 (Remote Grid) Updates to grid topology to minimize risk of ignition in HFTDs Remote GridWLDFRWire-to-wire contactAggregated | WLDFR | HFTD - Distribution - Tier 2 - 5QU CoRE ¦ 5QU LoRE | Non-Red Flag Warning - Small Fires | Wire-to-wire contact | Aggregated | 2045 | 0.00015934 | 406.8993 | 0.064836 | 2045 | Mitigation | 0.95 | 45 | 0 | esc | 0.00097009 | 1.5458e-07 | 0.00097009 | 1.5458e-07 | 0.0032972 | 4.5212e-10 | 0.0080352 | 3.5474e-06
[120 empty] | 7.3.3.17.5 (Remote Grid) Updates to grid topology to minimize risk of ignition in HFTDs Remote GridWLDFRWire-to-wire contactAggregated | WLDFR | HFTD - Distribution - Tier 2 - 5QU CoRE ¦ 5QU LoRE | Non-Red Flag Warning - Small Fires | Wire-to-wire contact | Aggregated | 2046 | 0.00015934 | 406.8993 | 0.064836 | 2046 | Mitigation | 0.95 | 45 | 0 | esc | 0.00097009 | 1.5458e-07 | 0.00097009 | 1.5458e-07 | 0.0032972 | 4.5212e-10 | 0.0080352 | 3.5474e-06
[120 empty] | 7.3.3.17.5 (Remote Grid) Updates to grid topology to minimize risk of ignition in HFTDs Remote GridWLDFRWire-to-wire contactAggregated | WLDFR | HFTD - Distribution - Tier 2 - 5QU CoRE ¦ 5QU LoRE | Non-Red Flag Warning - Small Fires | Wire-to-wire contact | Aggregated | 2047 | 0.00015934 | 406.8993 | 0.064836 | 2047 | Mitigation | 0.95 | 45 | 0 | esc | 0.00097009 | 1.5458e-07 | 0.00097009 | 1.5458e-07 | 0.0032972 | 4.5212e-10 | 0.0080352 | 3.5474e-06
[120 empty] | 7.3.3.17.5 (Remote Grid) Updates to grid topology to minimize risk of ignition in HFTDs Remote GridWLDFRWire-to-wire contactAggregated | WLDFR | HFTD - Distribution - Tier 2 - 5QU CoRE ¦ 5QU LoRE | Non-Red Flag Warning - Small Fires | Wire-to-wire contact | Aggregated | 2048 | 0.00015934 | 406.8993 | 0.064836 | 2048 | Mitigation | 0.95 | 45 | 0 | esc | 0.00097009 | 1.5458e-07 | 0.00097009 | 1.5458e-07 | 0.0032972 | 4.5212e-10 | 0.0080352 | 3.5474e-06
[120 empty] | 7.3.3.17.5 (Remote Grid) Updates to grid topology to minimize risk of ignition in HFTDs Remote GridWLDFRWire-to-wire contactAggregated | WLDFR | HFTD - Distribution - Tier 2 - 5QU CoRE ¦ 5QU LoRE | Non-Red Flag Warning - Small Fires | Wire-to-wire contact | Aggregated | 2049 | 0.00015934 | 406.8993 | 0.064836 | 2049 | Mitigation | 0.95 | 45 | 0 | esc | 0.00097009 | 1.5458e-07 | 0.00097009 | 1.5458e-07 | 0.0032972 | 4.5212e-10 | 0.0080352 | 3.5474e-06
[120 empty] | 7.3.3.17.5 (Remote Grid) Updates to grid topology to minimize risk of ignition in HFTDs Remote GridWLDFRWire-to-wire contactAggregated | WLDFR | HFTD - Distribution - Tier 2 - 5QU CoRE ¦ 5QU LoRE | Non-Red Flag Warning - Small Fires | Wire-to-wire contact | Aggregated | 2050 | 0.00015934 | 406.8993 | 0.064836 | 2050 | Mitigation | 0.95 | 45 | 0 | esc | 0.00097009 | 1.5458e-07 | 0.00097009 | 1.5458e-07 | 0.0032972 | 4.5212e-10 | 0.0080352 | 3.5474e-06
[120 empty] | 7.3.3.17.5 (Remote Grid) Updates to grid topology to minimize risk of ignition in HFTDs Remote GridWLDFRWire-to-wire contactAggregated | WLDFR | HFTD - Distribution - Tier 2 - 5QU CoRE ¦ 5QU LoRE | Non-Red Flag Warning - Small Fires | Wire-to-wire contact | Aggregated | 2051 | 0.00015934 | 406.8993 | 0.064836 | 2051 | Mitigation | 0.95 | 45 | 0 | esc | 0.00097009 | 1.5458e-07 | 0.00097009 | 1.5458e-07 | 0.0032972 | 4.5212e-10 | 0.0080352 | 3.5474e-06
[120 empty] | 7.3.3.17.5 (Remote Grid) Updates to grid topology to minimize risk of ignition in HFTDs Remote GridWLDFRWire-to-wire contactAggregated | WLDFR | HFTD - Distribution - Tier 2 - 5QU CoRE ¦ 5QU LoRE | Non-Red Flag Warning - Small Fires | Wire-to-wire contact | Aggregated | 2052 | 0.00015934 | 406.8993 | 0.064836 | 2052 | Mitigation | 0.95 | 45 | 0 | esc | 0.00097009 | 1.5458e-07 | 0.00097009 | 1.5458e-07 | 0.0032972 | 4.5212e-10 | 0.0080352 | 3.5474e-06
[120 empty] | 7.3.3.17.5 (Remote Grid) Updates to grid topology to minimize risk of ignition in HFTDs Remote GridWLDFRWire-to-wire contactAggregated | WLDFR | HFTD - Distribution - Tier 2 - 5QU CoRE ¦ 5QU LoRE | Non-Red Flag Warning - Small Fires | Wire-to-wire contact | Aggregated | 2053 | 0.00015934 | 406.8993 | 0.064836 | 2053 | Mitigation | 0.95 | 45 | 0 | esc | 0.00097009 | 1.5458e-07 | 0.00097009 | 1.5458e-07 | 0.0032972 | 4.5212e-10 | 0.0080352 | 3.5474e-06
[120 empty] | 7.3.3.17.5 (Remote Grid) Updates to grid topology to minimize risk of ignition in HFTDs Remote GridWLDFRWire-to-wire contactAggregated | WLDFR | HFTD - Distribution - Tier 2 - 5QU CoRE ¦ 5QU LoRE | Non-Red Flag Warning - Small Fires | Wire-to-wire contact | Aggregated | 2054 | 0.00015934 | 406.8993 | 0.064836 | 2054 | Mitigation | 0.95 | 45 | 0 | esc | 0.00097009 | 1.5458e-07 | 0.00097009 | 1.5458e-07 | 0.0032972 | 4.5212e-10 | 0.0080352 | 3.5474e-06
[120 empty] | 7.3.3.17.5 (Remote Grid) Updates to grid topology to minimize risk of ignition in HFTDs Remote GridWLDFRWire-to-wire contactAggregated | WLDFR | HFTD - Distribution - Tier 2 - 5QU CoRE ¦ 5QU LoRE | Non-Red Flag Warning - Small Fires | Wire-to-wire contact | Aggregated | 2055 | 0.00015934 | 406.8993 | 0.064836 | 2055 | Mitigation | 0.95 | 45 | 0 | esc | 0.00097009 | 1.5458e-07 | 0.00097009 | 1.5458e-07 | 0.0032972 | 4.5212e-10 | 0.0080352 | 3.5474e-06
[120 empty] | 7.3.3.17.5 (Remote Grid) Updates to grid topology to minimize risk of ignition in HFTDs Remote GridWLDFRWire-to-wire contactAggregated | WLDFR | HFTD - Distribution - Tier 2 - 5QU CoRE ¦ 5QU LoRE | Non-Red Flag Warning - Small Fires | Wire-to-wire contact | Aggregated | 2056 | 0.00015934 | 406.8993 | 0.064836 | 2056 | Mitigation | 0.95 | 45 | 0 | esc | 0.00097009 | 1.5458e-07 | 0.00097009 | 1.5458e-07 | 0.0032972 | 4.5212e-10 | 0.0080352 | 3.5474e-06
[120 empty] | 7.3.3.17.5 (Remote Grid) Updates to grid topology to minimize risk of ignition in HFTDs Remote GridWLDFRWire-to-wire contactAggregated | WLDFR | HFTD - Distribution - Tier 2 - 5QU CoRE ¦ 5QU LoRE | Non-Red Flag Warning - Small Fires | Wire-to-wire contact | Aggregated | 2057 | 0.00015934 | 406.8993 | 0.064836 | 2057 | Mitigation | 0.95 | 45 | 0 | esc | 0.00097009 | 1.5458e-07 | 0.00097009 | 1.5458e-07 | 0.0032972 | 4.5212e-10 | 0.0080352 | 3.5474e-06
[120 empty] | 7.3.3.17.5 (Remote Grid) Updates to grid topology to minimize risk of ignition in HFTDs Remote GridWLDFRWire-to-wire contactAggregated | WLDFR | HFTD - Distribution - Tier 2 - 5QU CoRE ¦ 5QU LoRE | Non-Red Flag Warning - Small Fires | Wire-to-wire contact | Aggregated | 2058 | 0.00015934 | 406.8993 | 0.064836 | 2058 | Mitigation | 0.95 | 45 | 0 | esc | 0.00097009 | 1.5458e-07 | 0.00097009 | 1.5458e-07 | 0.0032972 | 4.5212e-10 | 0.0080352 | 3.5474e-06
[120 empty] | 7.3.3.17.5 (Remote Grid) Updates to grid topology to minimize risk of ignition in HFTDs Remote GridWLDFRWire-to-wire contactAggregated | WLDFR | HFTD - Distribution - Tier 2 - 5QU CoRE ¦ 5QU LoRE | Non-Red Flag Warning - Small Fires | Wire-to-wire contact | Aggregated | 2059 | 0.00015934 | 406.8993 | 0.064836 | 2059 | Mitigation | 0.95 | 45 | 0 | esc | 0.00097009 | 1.5458e-07 | 0.00097009 | 1.5458e-07 | 0.0032972 | 4.5212e-10 | 0.0080352 | 3.5474e-06
[120 empty] | 7.3.3.17.5 (Remote Grid) Updates to grid topology to minimize risk of ignition in HFTDs Remote GridWLDFRWire-to-wire contactAggregated | WLDFR | HFTD - Distribution - Tier 2 - 5QU CoRE ¦ 5QU LoRE | Non-Red Flag Warning - Small Fires | Wire-to-wire contact | Aggregated | 2060 | 0.00015934 | 406.8993 | 0.064836 | 2060 | Mitigation | 0.95 | 45 | 0 | esc | 0.00097009 | 1.5458e-07 | 0.00097009 | 1.5458e-07 | 0.0032972 | 4.5212e-10 | 0 | 0
[120 empty] | 7.3.3.17.5 (Remote Grid) Updates to grid topology to minimize risk of ignition in HFTDs Remote GridWLDFRWire-to-wire contactAggregated | WLDFR | HFTD - Distribution - Tier 2 - 5QU CoRE ¦ 5QU LoRE | Non-Red Flag Warning - Small Fires | Wire-to-wire contact | Aggregated | 2061 | 0.00015934 | 406.8993 | 0.064836 | 2061 | Mitigation | 0.95 | 45 | 0 | esc | 0.00097009 | 1.5458e-07 | 0.00097009 | 1.5458e-07 | 0.0032972 | 4.5212e-10 | 0 | 0
[120 empty] | 7.3.3.17.5 (Remote Grid) Updates to grid topology to minimize risk of ignition in HFTDs Remote GridWLDFRWire-to-wire contactAggregated | WLDFR | HFTD - Distribution - Tier 2 - 5QU CoRE ¦ 5QU LoRE | Non-Red Flag Warning - Small Fires | Wire-to-wire contact | Aggregated | 2062 | 0.00015934 | 406.8993 | 0.064836 | 2062 | Mitigation | 0.95 | 45 | 0 | esc | 0.00097009 | 1.5458e-07 | 0.00097009 | 1.5458e-07 | 0.0032972 | 4.5212e-10 | 0.010315 | 1.5805e-06
[120 empty] | 7.3.3.17.5 (Remote Grid) Updates to grid topology to minimize risk of ignition in HFTDs Remote GridWLDFRWire-to-wire contactAggregated | WLDFR | HFTD - Distribution - Tier 2 - 5QU CoRE ¦ 5QU LoRE | Non-Red Flag Warning - Small Fires | Wire-to-wire contact | Aggregated | 2063 | 0.00015934 | 406.8993 | 0.064836 | 2063 | Mitigation | 0.95 | 45 | 0 | esc | 0.00097009 | 1.5458e-07 | 0.00097009 | 1.5458e-07 | 0.0032972 | 4.5212e-10 | 0.010315 | 1.5805e-06
[120 empty] | 7.3.3.17.5 (Remote Grid) Updates to grid topology to minimize risk of ignition in HFTDs Remote GridWLDFRWire-to-wire contactAggregated | WLDFR | HFTD - Distribution - Tier 2 - 5QU CoRE ¦ 5QU LoRE | Non-Red Flag Warning - Small Fires | Wire-to-wire contact | Aggregated | 2064 | 0.00015934 | 406.8993 | 0.064836 | 2064 | Mitigation | 0.95 | 45 | 0 | esc | 0.00097009 | 1.5458e-07 | 0.00097009 | 1.5458e-07 | 0.0032972 | 4.5212e-10 | 0.010315 | 1.5805e-06
[120 empty] | 7.3.3.17.5 (Remote Grid) Updates to grid topology to minimize risk of ignition in HFTDs Remote GridWLDFRWire-to-wire contactAggregated | WLDFR | HFTD - Distribution - Tier 2 - 5QU CoRE ¦ 5QU LoRE | Non-Red Flag Warning - Small Fires | Wire-to-wire contact | Aggregated | 2065 | 0.00015934 | 406.8993 | 0.064836 | 2065 | Mitigation | 0.95 | 45 | 0 | esc | 0.00097009 | 1.5458e-07 | 0.00097009 | 1.5458e-07 | 0.0032972 | 4.5212e-10 | 0.010315 | 1.5805e-06
[120 empty] | 7.3.3.17.5 (Remote Grid) Updates to grid topology to minimize risk of ignition in HFTDs Remote GridWLDFRWire-to-wire contactAggregated | WLDFR | HFTD - Distribution - Tier 2 - 5QU CoRE ¦ 5QU LoRE | Non-Red Flag Warning - Small Fires | Wire-to-wire contact | Aggregated | 2066 | 0.00015934 | 406.8993 | 0.064836 | 2066 | Mitigation | 0.95 | 45 | 0 | esc | 0.00097009 | 1.5458e-07 | 0.00097009 | 1.5458e-07 | 0.0032972 | 4.5212e-10 | 0.010315 | 1.5805e-06
[120 empty] | 7.3.3.17.5 (Remote Grid) Updates to grid topology to minimize risk of ignition in HFTDs Remote GridWLDFRWire-to-wire contactAggregated | WLDFR | HFTD - Distribution - Tier 2 - 5QU CoRE ¦ 5QU LoRE | Non-Red Flag Warning - Small Fires | Wire-to-wire contact | Aggregated | 2067 | 0.00015934 | 406.8993 | 0.064836 | 2067 | Mitigation | 0.95 | 45 | 0 | esc | 0 | 0 | 0.00097009 | 1.5458e-07 | 0.0032972 | 4.5212e-10 | 0.010315 | 1.5805e-06
[120 empty] | 7.3.3.17.5 (Remote Grid) Updates to grid topology to minimize risk of ignition in HFTDs Remote GridWLDFREquipment / facility failureAggregated | WLDFR | HFTD - Distribution - Tier 2 - 5QU CoRE ¦ 5QU LoRE | Red Flag Warning - Catastrophic Fires | Equipment / facility failure | Aggregated | 2022 | 2.9497e-07 | 406.8993 | 0.00012002 | 2022 | Mitigation | 0.95 | 45 | 0 | esc | 0.00097009 | 2.8614e-10 | 0 | 0 | 0.0032972 | 4.5212e-10 | 0.010315 | 1.5805e-06
[120 empty] | 7.3.3.17.5 (Remote Grid) Updates to grid topology to minimize risk of ignition in HFTDs Remote GridWLDFREquipment / facility failureAggregated | WLDFR | HFTD - Distribution - Tier 2 - 5QU CoRE ¦ 5QU LoRE | Red Flag Warning - Catastrophic Fires | Equipment / facility failure | Aggregated | 2023 | 2.9497e-07 | 406.8993 | 0.00012002 | 2023 | Mitigation | 0.95 | 45 | 0 | esc | 0.00097009 | 2.8614e-10 | 0.00097009 | 2.8614e-10 | 0.0032972 | 4.5212e-10 | 0.010315 | 1.5805e-06
[120 empty] | 7.3.3.17.5 (Remote Grid) Updates to grid topology to minimize risk of ignition in HFTDs Remote GridWLDFREquipment / facility failureAggregated | WLDFR | HFTD - Distribution - Tier 2 - 5QU CoRE ¦ 5QU LoRE | Red Flag Warning - Catastrophic Fires | Equipment / facility failure | Aggregated | 2024 | 2.9497e-07 | 406.8993 | 0.00012002 | 2024 | Mitigation | 0.95 | 45 | 0 | esc | 0.00097009 | 2.8614e-10 | 0.00097009 | 2.8614e-10 | 0.0032972 | 4.5212e-10 | 0.010315 | 1.5805e-06
[120 empty] | 7.3.3.17.5 (Remote Grid) Updates to grid topology to minimize risk of ignition in HFTDs Remote GridWLDFREquipment / facility failureAggregated | WLDFR | HFTD - Distribution - Tier 2 - 5QU CoRE ¦ 5QU LoRE | Red Flag Warning - Catastrophic Fires | Equipment / facility failure | Aggregated | 2025 | 2.9497e-07 | 406.8993 | 0.00012002 | 2025 | Mitigation | 0.95 | 45 | 0 | esc | 0.00097009 | 2.8614e-10 | 0.00097009 | 2.8614e-10 | 0.0032972 | 4.5212e-10 | 0.010315 | 1.5805e-06
[120 empty] | 7.3.3.17.5 (Remote Grid) Updates to grid topology to minimize risk of ignition in HFTDs Remote GridWLDFREquipment / facility failureAggregated | WLDFR | HFTD - Distribution - Tier 2 - 5QU CoRE ¦ 5QU LoRE | Red Flag Warning - Catastrophic Fires | Equipment / facility failure | Aggregated | 2026 | 2.9497e-07 | 406.8993 | 0.00012002 | 2026 | Mitigation | 0.95 | 45 | 0 | esc | 0.00097009 | 2.8614e-10 | 0.00097009 | 2.8614e-10 | 0.0032972 | 4.5212e-10 | 0.010315 | 1.5805e-06
[120 empty] | 7.3.3.17.5 (Remote Grid) Updates to grid topology to minimize risk of ignition in HFTDs Remote GridWLDFREquipment / facility failureAggregated | WLDFR | HFTD - Distribution - Tier 2 - 5QU CoRE ¦ 5QU LoRE | Red Flag Warning - Catastrophic Fires | Equipment / facility failure | Aggregated | 2027 | 2.9497e-07 | 406.8993 | 0.00012002 | 2027 | Mitigation | 0.95 | 45 | 0 | esc | 0.00097009 | 2.8614e-10 | 0.00097009 | 2.8614e-10 | 0.0032972 | 4.5212e-10 | 0.010315 | 1.5805e-06
[120 empty] | 7.3.3.17.5 (Remote Grid) Updates to grid topology to minimize risk of ignition in HFTDs Remote GridWLDFREquipment / facility failureAggregated | WLDFR | HFTD - Distribution - Tier 2 - 5QU CoRE ¦ 5QU LoRE | Red Flag Warning - Catastrophic Fires | Equipment / facility failure | Aggregated | 2028 | 2.9497e-07 | 406.8993 | 0.00012002 | 2028 | Mitigation | 0.95 | 45 | 0 | esc | 0.00097009 | 2.8614e-10 | 0.00097009 | 2.8614e-10 | 0 | 0 | 0.010315 | 1.5805e-06
[120 empty] | 7.3.3.17.5 (Remote Grid) Updates to grid topology to minimize risk of ignition in HFTDs Remote GridWLDFREquipment / facility failureAggregated | WLDFR | HFTD - Distribution - Tier 2 - 5QU CoRE ¦ 5QU LoRE | Red Flag Warning - Catastrophic Fires | Equipment / facility failure | Aggregated | 2029 | 2.9497e-07 | 406.8993 | 0.00012002 | 2029 | Mitigation | 0.95 | 45 | 0 | esc | 0.00097009 | 2.8614e-10 | 0.00097009 | 2.8614e-10 | 0.0032972 | 1.1263e-11 | 0.010315 | 1.5805e-06
[120 empty] | 7.3.3.17.5 (Remote Grid) Updates to grid topology to minimize risk of ignition in HFTDs Remote GridWLDFREquipment / facility failureAggregated | WLDFR | HFTD - Distribution - Tier 2 - 5QU CoRE ¦ 5QU LoRE | Red Flag Warning - Catastrophic Fires | Equipment / facility failure | Aggregated | 2030 | 2.9497e-07 | 406.8993 | 0.00012002 | 2030 | Mitigation | 0.95 | 45 | 0 | esc | 0.00097009 | 2.8614e-10 | 0.00097009 | 2.8614e-10 | 0.0032972 | 1.1263e-11 | 0.010315 | 1.5805e-06
[120 empty] | 7.3.3.17.5 (Remote Grid) Updates to grid topology to minimize risk of ignition in HFTDs Remote GridWLDFREquipment / facility failureAggregated | WLDFR | HFTD - Distribution - Tier 2 - 5QU CoRE ¦ 5QU LoRE | Red Flag Warning - Catastrophic Fires | Equipment / facility failure | Aggregated | 2031 | 2.9497e-07 | 406.8993 | 0.00012002 | 2031 | Mitigation | 0.95 | 45 | 0 | esc | 0.00097009 | 2.8614e-10 | 0.00097009 | 2.8614e-10 | 0.0032972 | 1.1263e-11 | 0.010315 | 1.5805e-06
[120 empty] | 7.3.3.17.5 (Remote Grid) Updates to grid topology to minimize risk of ignition in HFTDs Remote GridWLDFREquipment / facility failureAggregated | WLDFR | HFTD - Distribution - Tier 2 - 5QU CoRE ¦ 5QU LoRE | Red Flag Warning - Catastrophic Fires | Equipment / facility failure | Aggregated | 2032 | 2.9497e-07 | 406.8993 | 0.00012002 | 2032 | Mitigation | 0.95 | 45 | 0 | esc | 0.00097009 | 2.8614e-10 | 0.00097009 | 2.8614e-10 | 0.0032972 | 1.1263e-11 | 0.010315 | 1.5805e-06
[120 empty] | 7.3.3.17.5 (Remote Grid) Updates to grid topology to minimize risk of ignition in HFTDs Remote GridWLDFREquipment / facility failureAggregated | WLDFR | HFTD - Distribution - Tier 2 - 5QU CoRE ¦ 5QU LoRE | Red Flag Warning - Catastrophic Fires | Equipment / facility failure | Aggregated | 2033 | 2.9497e-07 | 406.8993 | 0.00012002 | 2033 | Mitigation | 0.95 | 45 | 0 | esc | 0.00097009 | 2.8614e-10 | 0.00097009 | 2.8614e-10 | 0.0032972 | 1.1263e-11 | 0.010315 | 1.5805e-06
[120 empty] | 7.3.3.17.5 (Remote Grid) Updates to grid topology to minimize risk of ignition in HFTDs Remote GridWLDFREquipment / facility failureAggregated | WLDFR | HFTD - Distribution - Tier 2 - 5QU CoRE ¦ 5QU LoRE | Red Flag Warning - Catastrophic Fires | Equipment / facility failure | Aggregated | 2034 | 2.9497e-07 | 406.8993 | 0.00012002 | 2034 | Mitigation | 0.95 | 45 | 0 | esc | 0.00097009 | 2.8614e-10 | 0.00097009 | 2.8614e-10 | 0.0032972 | 1.1263e-11 | 0.010315 | 1.5805e-06
[120 empty] | 7.3.3.17.5 (Remote Grid) Updates to grid topology to minimize risk of ignition in HFTDs Remote GridWLDFREquipment / facility failureAggregated | WLDFR | HFTD - Distribution - Tier 2 - 5QU CoRE ¦ 5QU LoRE | Red Flag Warning - Catastrophic Fires | Equipment / facility failure | Aggregated | 2035 | 2.9497e-07 | 406.8993 | 0.00012002 | 2035 | Mitigation | 0.95 | 45 | 0 | esc | 0.00097009 | 2.8614e-10 | 0.00097009 | 2.8614e-10 | 0.0032972 | 1.1263e-11 | 0.010315 | 1.5805e-06
[120 empty] | 7.3.3.17.5 (Remote Grid) Updates to grid topology to minimize risk of ignition in HFTDs Remote GridWLDFREquipment / facility failureAggregated | WLDFR | HFTD - Distribution - Tier 2 - 5QU CoRE ¦ 5QU LoRE | Red Flag Warning - Catastrophic Fires | Equipment / facility failure | Aggregated | 2036 | 2.9497e-07 | 406.8993 | 0.00012002 | 2036 | Mitigation | 0.95 | 45 | 0 | esc | 0.00097009 | 2.8614e-10 | 0.00097009 | 2.8614e-10 | 0.0032972 | 1.1263e-11 | 0.010315 | 1.5805e-06
[120 empty] | 7.3.3.17.5 (Remote Grid) Updates to grid topology to minimize risk of ignition in HFTDs Remote GridWLDFREquipment / facility failureAggregated | WLDFR | HFTD - Distribution - Tier 2 - 5QU CoRE ¦ 5QU LoRE | Red Flag Warning - Catastrophic Fires | Equipment / facility failure | Aggregated | 2037 | 2.9497e-07 | 406.8993 | 0.00012002 | 2037 | Mitigation | 0.95 | 45 | 0 | esc | 0.00097009 | 2.8614e-10 | 0.00097009 | 2.8614e-10 | 0.0032972 | 1.1263e-11 | 0.010315 | 1.5805e-06
[120 empty] | 7.3.3.17.5 (Remote Grid) Updates to grid topology to minimize risk of ignition in HFTDs Remote GridWLDFREquipment / facility failureAggregated | WLDFR | HFTD - Distribution - Tier 2 - 5QU CoRE ¦ 5QU LoRE | Red Flag Warning - Catastrophic Fires | Equipment / facility failure | Aggregated | 2038 | 2.9497e-07 | 406.8993 | 0.00012002 | 2038 | Mitigation | 0.95 | 45 | 0 | esc | 0.00097009 | 2.8614e-10 | 0.00097009 | 2.8614e-10 | 0.0032972 | 1.1263e-11 | 0.010315 | 1.5805e-06
[120 empty] | 7.3.3.17.5 (Remote Grid) Updates to grid topology to minimize risk of ignition in HFTDs Remote GridWLDFREquipment / facility failureAggregated | WLDFR | HFTD - Distribution - Tier 2 - 5QU CoRE ¦ 5QU LoRE | Red Flag Warning - Catastrophic Fires | Equipment / facility failure | Aggregated | 2039 | 2.9497e-07 | 406.8993 | 0.00012002 | 2039 | Mitigation | 0.95 | 45 | 0 | esc | 0.00097009 | 2.8614e-10 | 0.00097009 | 2.8614e-10 | 0.0032972 | 1.1263e-11 | 0.010315 | 1.5805e-06
[120 empty] | 7.3.3.17.5 (Remote Grid) Updates to grid topology to minimize risk of ignition in HFTDs Remote GridWLDFREquipment / facility failureAggregated | WLDFR | HFTD - Distribution - Tier 2 - 5QU CoRE ¦ 5QU LoRE | Red Flag Warning - Catastrophic Fires | Equipment / facility failure | Aggregated | 2040 | 2.9497e-07 | 406.8993 | 0.00012002 | 2040 | Mitigation | 0.95 | 45 | 0 | esc | 0.00097009 | 2.8614e-10 | 0.00097009 | 2.8614e-10 | 0.0032972 | 1.1263e-11 | 0.010315 | 1.5805e-06
[120 empty] | 7.3.3.17.5 (Remote Grid) Updates to grid topology to minimize risk of ignition in HFTDs Remote GridWLDFREquipment / facility failureAggregated | WLDFR | HFTD - Distribution - Tier 2 - 5QU CoRE ¦ 5QU LoRE | Red Flag Warning - Catastrophic Fires | Equipment / facility failure | Aggregated | 2041 | 2.9497e-07 | 406.8993 | 0.00012002 | 2041 | Mitigation | 0.95 | 45 | 0 | esc | 0.00097009 | 2.8614e-10 | 0.00097009 | 2.8614e-10 | 0.0032972 | 1.1263e-11 | 0.010315 | 1.5805e-06
[120 empty] | 7.3.3.17.5 (Remote Grid) Updates to grid topology to minimize risk of ignition in HFTDs Remote GridWLDFREquipment / facility failureAggregated | WLDFR | HFTD - Distribution - Tier 2 - 5QU CoRE ¦ 5QU LoRE | Red Flag Warning - Catastrophic Fires | Equipment / facility failure | Aggregated | 2042 | 2.9497e-07 | 406.8993 | 0.00012002 | 2042 | Mitigation | 0.95 | 45 | 0 | esc | 0.00097009 | 2.8614e-10 | 0.00097009 | 2.8614e-10 | 0.0032972 | 1.1263e-11 | 0.010315 | 1.5805e-06
[120 empty] | 7.3.3.17.5 (Remote Grid) Updates to grid topology to minimize risk of ignition in HFTDs Remote GridWLDFREquipment / facility failureAggregated | WLDFR | HFTD - Distribution - Tier 2 - 5QU CoRE ¦ 5QU LoRE | Red Flag Warning - Catastrophic Fires | Equipment / facility failure | Aggregated | 2043 | 2.9497e-07 | 406.8993 | 0.00012002 | 2043 | Mitigation | 0.95 | 45 | 0 | esc | 0.00097009 | 2.8614e-10 | 0.00097009 | 2.8614e-10 | 0.0032972 | 1.1263e-11 | 0.010315 | 1.5805e-06
[120 empty] | 7.3.3.17.5 (Remote Grid) Updates to grid topology to minimize risk of ignition in HFTDs Remote GridWLDFREquipment / facility failureAggregated | WLDFR | HFTD - Distribution - Tier 2 - 5QU CoRE ¦ 5QU LoRE | Red Flag Warning - Catastrophic Fires | Equipment / facility failure | Aggregated | 2044 | 2.9497e-07 | 406.8993 | 0.00012002 | 2044 | Mitigation | 0.95 | 45 | 0 | esc | 0.00097009 | 2.8614e-10 | 0.00097009 | 2.8614e-10 | 0.0032972 | 1.1263e-11 | 0.010315 | 1.5805e-06
[120 empty] | 7.3.3.17.5 (Remote Grid) Updates to grid topology to minimize risk of ignition in HFTDs Remote GridWLDFREquipment / facility failureAggregated | WLDFR | HFTD - Distribution - Tier 2 - 5QU CoRE ¦ 5QU LoRE | Red Flag Warning - Catastrophic Fires | Equipment / facility failure | Aggregated | 2045 | 2.9497e-07 | 406.8993 | 0.00012002 | 2045 | Mitigation | 0.95 | 45 | 0 | esc | 0.00097009 | 2.8614e-10 | 0.00097009 | 2.8614e-10 | 0.0032972 | 1.1263e-11 | 0.010315 | 1.5805e-06
[120 empty] | 7.3.3.17.5 (Remote Grid) Updates to grid topology to minimize risk of ignition in HFTDs Remote GridWLDFREquipment / facility failureAggregated | WLDFR | HFTD - Distribution - Tier 2 - 5QU CoRE ¦ 5QU LoRE | Red Flag Warning - Catastrophic Fires | Equipment / facility failure | Aggregated | 2046 | 2.9497e-07 | 406.8993 | 0.00012002 | 2046 | Mitigation | 0.95 | 45 | 0 | esc | 0.00097009 | 2.8614e-10 | 0.00097009 | 2.8614e-10 | 0.0032972 | 1.1263e-11 | 0 | 0
[120 empty] | 7.3.3.17.5 (Remote Grid) Updates to grid topology to minimize risk of ignition in HFTDs Remote GridWLDFREquipment / facility failureAggregated | WLDFR | HFTD - Distribution - Tier 2 - 5QU CoRE ¦ 5QU LoRE | Red Flag Warning - Catastrophic Fires | Equipment / facility failure | Aggregated | 2047 | 2.9497e-07 | 406.8993 | 0.00012002 | 2047 | Mitigation | 0.95 | 45 | 0 | esc | 0.00097009 | 2.8614e-10 | 0.00097009 | 2.8614e-10 | 0.0032972 | 1.1263e-11 | 0 | 0
[120 empty] | 7.3.3.17.5 (Remote Grid) Updates to grid topology to minimize risk of ignition in HFTDs Remote GridWLDFREquipment / facility failureAggregated | WLDFR | HFTD - Distribution - Tier 2 - 5QU CoRE ¦ 5QU LoRE | Red Flag Warning - Catastrophic Fires | Equipment / facility failure | Aggregated | 2048 | 2.9497e-07 | 406.8993 | 0.00012002 | 2048 | Mitigation | 0.95 | 45 | 0 | esc | 0.00097009 | 2.8614e-10 | 0.00097009 | 2.8614e-10 | 0.0032972 | 1.1263e-11 | 0.013666 | 1.5487e-06
[120 empty] | 7.3.3.17.5 (Remote Grid) Updates to grid topology to minimize risk of ignition in HFTDs Remote GridWLDFREquipment / facility failureAggregated | WLDFR | HFTD - Distribution - Tier 2 - 5QU CoRE ¦ 5QU LoRE | Red Flag Warning - Catastrophic Fires | Equipment / facility failure | Aggregated | 2049 | 2.9497e-07 | 406.8993 | 0.00012002 | 2049 | Mitigation | 0.95 | 45 | 0 | esc | 0.00097009 | 2.8614e-10 | 0.00097009 | 2.8614e-10 | 0.0032972 | 1.1263e-11 | 0.013666 | 1.5487e-06
[120 empty] | 7.3.3.17.5 (Remote Grid) Updates to grid topology to minimize risk of ignition in HFTDs Remote GridWLDFREquipment / facility failureAggregated | WLDFR | HFTD - Distribution - Tier 2 - 5QU CoRE ¦ 5QU LoRE | Red Flag Warning - Catastrophic Fires | Equipment / facility failure | Aggregated | 2050 | 2.9497e-07 | 406.8993 | 0.00012002 | 2050 | Mitigation | 0.95 | 45 | 0 | esc | 0.00097009 | 2.8614e-10 | 0.00097009 | 2.8614e-10 | 0.0032972 | 1.1263e-11 | 0.013666 | 1.5487e-06
[120 empty] | 7.3.3.17.5 (Remote Grid) Updates to grid topology to minimize risk of ignition in HFTDs Remote GridWLDFREquipment / facility failureAggregated | WLDFR | HFTD - Distribution - Tier 2 - 5QU CoRE ¦ 5QU LoRE | Red Flag Warning - Catastrophic Fires | Equipment / facility failure | Aggregated | 2051 | 2.9497e-07 | 406.8993 | 0.00012002 | 2051 | Mitigation | 0.95 | 45 | 0 | esc | 0.00097009 | 2.8614e-10 | 0.00097009 | 2.8614e-10 | 0.0032972 | 1.1263e-11 | 0.013666 | 1.5487e-06
[120 empty] | 7.3.3.17.5 (Remote Grid) Updates to grid topology to minimize risk of ignition in HFTDs Remote GridWLDFREquipment / facility failureAggregated | WLDFR | HFTD - Distribution - Tier 2 - 5QU CoRE ¦ 5QU LoRE | Red Flag Warning - Catastrophic Fires | Equipment / facility failure | Aggregated | 2052 | 2.9497e-07 | 406.8993 | 0.00012002 | 2052 | Mitigation | 0.95 | 45 | 0 | esc | 0.00097009 | 2.8614e-10 | 0.00097009 | 2.8614e-10 | 0.0032972 | 1.1263e-11 | 0.013666 | 1.5487e-06
[120 empty] | 7.3.3.17.5 (Remote Grid) Updates to grid topology to minimize risk of ignition in HFTDs Remote GridWLDFREquipment / facility failureAggregated | WLDFR | HFTD - Distribution - Tier 2 - 5QU CoRE ¦ 5QU LoRE | Red Flag Warning - Catastrophic Fires | Equipment / facility failure | Aggregated | 2053 | 2.9497e-07 | 406.8993 | 0.00012002 | 2053 | Mitigation | 0.95 | 45 | 0 | esc | 0.00097009 | 2.8614e-10 | 0.00097009 | 2.8614e-10 | 0.0032972 | 1.1263e-11 | 0.013666 | 1.5487e-06
[120 empty] | 7.3.3.17.5 (Remote Grid) Updates to grid topology to minimize risk of ignition in HFTDs Remote GridWLDFREquipment / facility failureAggregated | WLDFR | HFTD - Distribution - Tier 2 - 5QU CoRE ¦ 5QU LoRE | Red Flag Warning - Catastrophic Fires | Equipment / facility failure | Aggregated | 2054 | 2.9497e-07 | 406.8993 | 0.00012002 | 2054 | Mitigation | 0.95 | 45 | 0 | esc | 0.00097009 | 2.8614e-10 | 0.00097009 | 2.8614e-10 | 0.0032972 | 1.1263e-11 | 0.013666 | 1.5487e-06
[120 empty] | 7.3.3.17.5 (Remote Grid) Updates to grid topology to minimize risk of ignition in HFTDs Remote GridWLDFREquipment / facility failureAggregated | WLDFR | HFTD - Distribution - Tier 2 - 5QU CoRE ¦ 5QU LoRE | Red Flag Warning - Catastrophic Fires | Equipment / facility failure | Aggregated | 2055 | 2.9497e-07 | 406.8993 | 0.00012002 | 2055 | Mitigation | 0.95 | 45 | 0 | esc | 0.00097009 | 2.8614e-10 | 0.00097009 | 2.8614e-10 | 0.0032972 | 1.1263e-11 | 0.013666 | 1.5487e-06
[120 empty] | 7.3.3.17.5 (Remote Grid) Updates to grid topology to minimize risk of ignition in HFTDs Remote GridWLDFREquipment / facility failureAggregated | WLDFR | HFTD - Distribution - Tier 2 - 5QU CoRE ¦ 5QU LoRE | Red Flag Warning - Catastrophic Fires | Equipment / facility failure | Aggregated | 2056 | 2.9497e-07 | 406.8993 | 0.00012002 | 2056 | Mitigation | 0.95 | 45 | 0 | esc | 0.00097009 | 2.8614e-10 | 0.00097009 | 2.8614e-10 | 0.0032972 | 1.1263e-11 | 0.013666 | 1.5487e-06
[120 empty] | 7.3.3.17.5 (Remote Grid) Updates to grid topology to minimize risk of ignition in HFTDs Remote GridWLDFREquipment / facility failureAggregated | WLDFR | HFTD - Distribution - Tier 2 - 5QU CoRE ¦ 5QU LoRE | Red Flag Warning - Catastrophic Fires | Equipment / facility failure | Aggregated | 2057 | 2.9497e-07 | 406.8993 | 0.00012002 | 2057 | Mitigation | 0.95 | 45 | 0 | esc | 0.00097009 | 2.8614e-10 | 0.00097009 | 2.8614e-10 | 0.0032972 | 1.1263e-11 | 0.013666 | 1.5487e-06
[120 empty] | 7.3.3.17.5 (Remote Grid) Updates to grid topology to minimize risk of ignition in HFTDs Remote GridWLDFREquipment / facility failureAggregated | WLDFR | HFTD - Distribution - Tier 2 - 5QU CoRE ¦ 5QU LoRE | Red Flag Warning - Catastrophic Fires | Equipment / facility failure | Aggregated | 2058 | 2.9497e-07 | 406.8993 | 0.00012002 | 2058 | Mitigation | 0.95 | 45 | 0 | esc | 0.00097009 | 2.8614e-10 | 0.00097009 | 2.8614e-10 | 0.0032972 | 1.1263e-11 | 0.013666 | 1.5487e-06
[120 empty] | 7.3.3.17.5 (Remote Grid) Updates to grid topology to minimize risk of ignition in HFTDs Remote GridWLDFREquipment / facility failureAggregated | WLDFR | HFTD - Distribution - Tier 2 - 5QU CoRE ¦ 5QU LoRE | Red Flag Warning - Catastrophic Fires | Equipment / facility failure | Aggregated | 2059 | 2.9497e-07 | 406.8993 | 0.00012002 | 2059 | Mitigation | 0.95 | 45 | 0 | esc | 0.00097009 | 2.8614e-10 | 0.00097009 | 2.8614e-10 | 0.0032972 | 1.1263e-11 | 0.013666 | 1.5487e-06
[120 empty] | 7.3.3.17.5 (Remote Grid) Updates to grid topology to minimize risk of ignition in HFTDs Remote GridWLDFREquipment / facility failureAggregated | WLDFR | HFTD - Distribution - Tier 2 - 5QU CoRE ¦ 5QU LoRE | Red Flag Warning - Catastrophic Fires | Equipment / facility failure | Aggregated | 2060 | 2.9497e-07 | 406.8993 | 0.00012002 | 2060 | Mitigation | 0.95 | 45 | 0 | esc | 0.00097009 | 2.8614e-10 | 0.00097009 | 2.8614e-10 | 0.0032972 | 1.1263e-11 | 0.013666 | 1.5487e-06
[120 empty] | 7.3.3.17.5 (Remote Grid) Updates to grid topology to minimize risk of ignition in HFTDs Remote GridWLDFREquipment / facility failureAggregated | WLDFR | HFTD - Distribution - Tier 2 - 5QU CoRE ¦ 5QU LoRE | Red Flag Warning - Catastrophic Fires | Equipment / facility failure | Aggregated | 2061 | 2.9497e-07 | 406.8993 | 0.00012002 | 2061 | Mitigation | 0.95 | 45 | 0 | esc | 0.00097009 | 2.8614e-10 | 0.00097009 | 2.8614e-10 | 0.0032972 | 1.1263e-11 | 0.013666 | 1.5487e-06
[120 empty] | 7.3.3.17.5 (Remote Grid) Updates to grid topology to minimize risk of ignition in HFTDs Remote GridWLDFREquipment / facility failureAggregated | WLDFR | HFTD - Distribution - Tier 2 - 5QU CoRE ¦ 5QU LoRE | Red Flag Warning - Catastrophic Fires | Equipment / facility failure | Aggregated | 2062 | 2.9497e-07 | 406.8993 | 0.00012002 | 2062 | Mitigation | 0.95 | 45 | 0 | esc | 0.00097009 | 2.8614e-10 | 0.00097009 | 2.8614e-10 | 0.0032972 | 1.1263e-11 | 0.013666 | 1.5487e-06
[120 empty] | 7.3.3.17.5 (Remote Grid) Updates to grid topology to minimize risk of ignition in HFTDs Remote GridWLDFREquipment / facility failureAggregated | WLDFR | HFTD - Distribution - Tier 2 - 5QU CoRE ¦ 5QU LoRE | Red Flag Warning - Catastrophic Fires | Equipment / facility failure | Aggregated | 2063 | 2.9497e-07 | 406.8993 | 0.00012002 | 2063 | Mitigation | 0.95 | 45 | 0 | esc | 0.00097009 | 2.8614e-10 | 0.00097009 | 2.8614e-10 | 0.0032972 | 1.1263e-11 | 0.013666 | 1.5487e-06
[120 empty] | 7.3.3.17.5 (Remote Grid) Updates to grid topology to minimize risk of ignition in HFTDs Remote GridWLDFREquipment / facility failureAggregated | WLDFR | HFTD - Distribution - Tier 2 - 5QU CoRE ¦ 5QU LoRE | Red Flag Warning - Catastrophic Fires | Equipment / facility failure | Aggregated | 2064 | 2.9497e-07 | 406.8993 | 0.00012002 | 2064 | Mitigation | 0.95 | 45 | 0 | esc | 0.00097009 | 2.8614e-10 | 0.00097009 | 2.8614e-10 | 0.0032972 | 1.1263e-11 | 0.013666 | 1.5487e-06
[120 empty] | 7.3.3.17.5 (Remote Grid) Updates to grid topology to minimize risk of ignition in HFTDs Remote GridWLDFREquipment / facility failureAggregated | WLDFR | HFTD - Distribution - Tier 2 - 5QU CoRE ¦ 5QU LoRE | Red Flag Warning - Catastrophic Fires | Equipment / facility failure | Aggregated | 2065 | 2.9497e-07 | 406.8993 | 0.00012002 | 2065 | Mitigation | 0.95 | 45 | 0 | esc | 0.00097009 | 2.8614e-10 | 0.00097009 | 2.8614e-10 | 0.0032972 | 1.1263e-11 | 0.013666 | 1.5487e-06
[120 empty] | 7.3.3.17.5 (Remote Grid) Updates to grid topology to minimize risk of ignition in HFTDs Remote GridWLDFREquipment / facility failureAggregated | WLDFR | HFTD - Distribution - Tier 2 - 5QU CoRE ¦ 5QU LoRE | Red Flag Warning - Catastrophic Fires | Equipment / facility failure | Aggregated | 2066 | 2.9497e-07 | 406.8993 | 0.00012002 | 2066 | Mitigation | 0.95 | 45 | 0 | esc | 0.00097009 | 2.8614e-10 | 0.00097009 | 2.8614e-10 | 0.0032972 | 1.1263e-11 | 0.013666 | 1.5487e-06
[120 empty] | 7.3.3.17.5 (Remote Grid) Updates to grid topology to minimize risk of ignition in HFTDs Remote GridWLDFREquipment / facility failureAggregated | WLDFR | HFTD - Distribution - Tier 2 - 5QU CoRE ¦ 5QU LoRE | Red Flag Warning - Catastrophic Fires | Equipment / facility failure | Aggregated | 2067 | 2.9497e-07 | 406.8993 | 0.00012002 | 2067 | Mitigation | 0.95 | 45 | 0 | esc | 0 | 0 | 0.00097009 | 2.8614e-10 | 0.0032972 | 1.1263e-11 | 0.013666 | 1.5487e-06
[120 empty] | 7.3.3.17.5 (Remote Grid) Updates to grid topology to minimize risk of ignition in HFTDs Remote GridWLDFRVegetation ContactAggregated | WLDFR | HFTD - Distribution - Tier 2 - 5QU CoRE ¦ 5QU LoRE | Red Flag Warning - Catastrophic Fires | Vegetation Contact | Aggregated | 2022 | 3.0074e-07 | 406.8993 | 0.00012237 | 2022 | Mitigation | 0.95 | 45 | 0 | esc | 0.00097009 | 2.9174e-10 | 0 | 0 | 0.0032972 | 1.1263e-11 | 0.013666 | 1.5487e-06
[120 empty] | 7.3.3.17.5 (Remote Grid) Updates to grid topology to minimize risk of ignition in HFTDs Remote GridWLDFRVegetation ContactAggregated | WLDFR | HFTD - Distribution - Tier 2 - 5QU CoRE ¦ 5QU LoRE | Red Flag Warning - Catastrophic Fires | Vegetation Contact | Aggregated | 2023 | 3.0074e-07 | 406.8993 | 0.00012237 | 2023 | Mitigation | 0.95 | 45 | 0 | esc | 0.00097009 | 2.9174e-10 | 0.00097009 | 2.9174e-10 | 0.0032972 | 1.1263e-11 | 0.013666 | 1.5487e-06
[120 empty] | 7.3.3.17.5 (Remote Grid) Updates to grid topology to minimize risk of ignition in HFTDs Remote GridWLDFRVegetation ContactAggregated | WLDFR | HFTD - Distribution - Tier 2 - 5QU CoRE ¦ 5QU LoRE | Red Flag Warning - Catastrophic Fires | Vegetation Contact | Aggregated | 2024 | 3.0074e-07 | 406.8993 | 0.00012237 | 2024 | Mitigation | 0.95 | 45 | 0 | esc | 0.00097009 | 2.9174e-10 | 0.00097009 | 2.9174e-10 | 0.0032972 | 1.1263e-11 | 0.013666 | 1.5487e-06
[120 empty] | 7.3.3.17.5 (Remote Grid) Updates to grid topology to minimize risk of ignition in HFTDs Remote GridWLDFRVegetation ContactAggregated | WLDFR | HFTD - Distribution - Tier 2 - 5QU CoRE ¦ 5QU LoRE | Red Flag Warning - Catastrophic Fires | Vegetation Contact | Aggregated | 2025 | 3.0074e-07 | 406.8993 | 0.00012237 | 2025 | Mitigation | 0.95 | 45 | 0 | esc | 0.00097009 | 2.9174e-10 | 0.00097009 | 2.9174e-10 | 0.0032972 | 1.1263e-11 | 0.013666 | 1.5487e-06
[120 empty] | 7.3.3.17.5 (Remote Grid) Updates to grid topology to minimize risk of ignition in HFTDs Remote GridWLDFRVegetation ContactAggregated | WLDFR | HFTD - Distribution - Tier 2 - 5QU CoRE ¦ 5QU LoRE | Red Flag Warning - Catastrophic Fires | Vegetation Contact | Aggregated | 2026 | 3.0074e-07 | 406.8993 | 0.00012237 | 2026 | Mitigation | 0.95 | 45 | 0 | esc | 0.00097009 | 2.9174e-10 | 0.00097009 | 2.9174e-10 | 0.0032972 | 1.1263e-11 | 0.013666 | 1.5487e-06
[120 empty] | 7.3.3.17.5 (Remote Grid) Updates to grid topology to minimize risk of ignition in HFTDs Remote GridWLDFRVegetation ContactAggregated | WLDFR | HFTD - Distribution - Tier 2 - 5QU CoRE ¦ 5QU LoRE | Red Flag Warning - Catastrophic Fires | Vegetation Contact | Aggregated | 2027 | 3.0074e-07 | 406.8993 | 0.00012237 | 2027 | Mitigation | 0.95 | 45 | 0 | esc | 0.00097009 | 2.9174e-10 | 0.00097009 | 2.9174e-10 | 0.0032972 | 1.1263e-11 | 0.013666 | 1.5487e-06
[120 empty] | 7.3.3.17.5 (Remote Grid) Updates to grid topology to minimize risk of ignition in HFTDs Remote GridWLDFRVegetation ContactAggregated | WLDFR | HFTD - Distribution - Tier 2 - 5QU CoRE ¦ 5QU LoRE | Red Flag Warning - Catastrophic Fires | Vegetation Contact | Aggregated | 2028 | 3.0074e-07 | 406.8993 | 0.00012237 | 2028 | Mitigation | 0.95 | 45 | 0 | esc | 0.00097009 | 2.9174e-10 | 0.00097009 | 2.9174e-10 | 0.0032972 | 1.1263e-11 | 0.013666 | 1.5487e-06
[120 empty] | 7.3.3.17.5 (Remote Grid) Updates to grid topology to minimize risk of ignition in HFTDs Remote GridWLDFRVegetation ContactAggregated | WLDFR | HFTD - Distribution - Tier 2 - 5QU CoRE ¦ 5QU LoRE | Red Flag Warning - Catastrophic Fires | Vegetation Contact | Aggregated | 2029 | 3.0074e-07 | 406.8993 | 0.00012237 | 2029 | Mitigation | 0.95 | 45 | 0 | esc | 0.00097009 | 2.9174e-10 | 0.00097009 | 2.9174e-10 | 0.0032972 | 1.1263e-11 | 0.013666 | 1.5487e-06
[120 empty] | 7.3.3.17.5 (Remote Grid) Updates to grid topology to minimize risk of ignition in HFTDs Remote GridWLDFRVegetation ContactAggregated | WLDFR | HFTD - Distribution - Tier 2 - 5QU CoRE ¦ 5QU LoRE | Red Flag Warning - Catastrophic Fires | Vegetation Contact | Aggregated | 2030 | 3.0074e-07 | 406.8993 | 0.00012237 | 2030 | Mitigation | 0.95 | 45 | 0 | esc | 0.00097009 | 2.9174e-10 | 0.00097009 | 2.9174e-10 | 0.0032972 | 1.1263e-11 | 0.013666 | 1.5487e-06
[120 empty] | 7.3.3.17.5 (Remote Grid) Updates to grid topology to minimize risk of ignition in HFTDs Remote GridWLDFRVegetation ContactAggregated | WLDFR | HFTD - Distribution - Tier 2 - 5QU CoRE ¦ 5QU LoRE | Red Flag Warning - Catastrophic Fires | Vegetation Contact | Aggregated | 2031 | 3.0074e-07 | 406.8993 | 0.00012237 | 2031 | Mitigation | 0.95 | 45 | 0 | esc | 0.00097009 | 2.9174e-10 | 0.00097009 | 2.9174e-10 | 0.0032972 | 1.1263e-11 | 0.013666 | 1.5487e-06
[120 empty] | 7.3.3.17.5 (Remote Grid) Updates to grid topology to minimize risk of ignition in HFTDs Remote GridWLDFRVegetation ContactAggregated | WLDFR | HFTD - Distribution - Tier 2 - 5QU CoRE ¦ 5QU LoRE | Red Flag Warning - Catastrophic Fires | Vegetation Contact | Aggregated | 2032 | 3.0074e-07 | 406.8993 | 0.00012237 | 2032 | Mitigation | 0.95 | 45 | 0 | esc | 0.00097009 | 2.9174e-10 | 0.00097009 | 2.9174e-10 | 0 | 0 | 0 | 0
[120 empty] | 7.3.3.17.5 (Remote Grid) Updates to grid topology to minimize risk of ignition in HFTDs Remote GridWLDFRVegetation ContactAggregated | WLDFR | HFTD - Distribution - Tier 2 - 5QU CoRE ¦ 5QU LoRE | Red Flag Warning - Catastrophic Fires | Vegetation Contact | Aggregated | 2033 | 3.0074e-07 | 406.8993 | 0.00012237 | 2033 | Mitigation | 0.95 | 45 | 0 | esc | 0.00097009 | 2.9174e-10 | 0.00097009 | 2.9174e-10 | 0.0032972 | 1.9382e-09 | 0 | 0
[120 empty] | 7.3.3.17.5 (Remote Grid) Updates to grid topology to minimize risk of ignition in HFTDs Remote GridWLDFRVegetation ContactAggregated | WLDFR | HFTD - Distribution - Tier 2 - 5QU CoRE ¦ 5QU LoRE | Red Flag Warning - Catastrophic Fires | Vegetation Contact | Aggregated | 2034 | 3.0074e-07 | 406.8993 | 0.00012237 | 2034 | Mitigation | 0.95 | 45 | 0 | esc | 0.00097009 | 2.9174e-10 | 0.00097009 | 2.9174e-10 | 0.0032972 | 1.9382e-09 | 0.0063316 | 2.0163e-08
[120 empty] | 7.3.3.17.5 (Remote Grid) Updates to grid topology to minimize risk of ignition in HFTDs Remote GridWLDFRVegetation ContactAggregated | WLDFR | HFTD - Distribution - Tier 2 - 5QU CoRE ¦ 5QU LoRE | Red Flag Warning - Catastrophic Fires | Vegetation Contact | Aggregated | 2035 | 3.0074e-07 | 406.8993 | 0.00012237 | 2035 | Mitigation | 0.95 | 45 | 0 | esc | 0.00097009 | 2.9174e-10 | 0.00097009 | 2.9174e-10 | 0.0032972 | 1.9382e-09 | 0.0063316 | 2.0163e-08
[120 empty] | 7.3.3.17.5 (Remote Grid) Updates to grid topology to minimize risk of ignition in HFTDs Remote GridWLDFRVegetation ContactAggregated | WLDFR | HFTD - Distribution - Tier 2 - 5QU CoRE ¦ 5QU LoRE | Red Flag Warning - Catastrophic Fires | Vegetation Contact | Aggregated | 2036 | 3.0074e-07 | 406.8993 | 0.00012237 | 2036 | Mitigation | 0.95 | 45 | 0 | esc | 0.00097009 | 2.9174e-10 | 0.00097009 | 2.9174e-10 | 0.0032972 | 1.9382e-09 | 0.0063316 | 2.0163e-08
[120 empty] | 7.3.3.17.5 (Remote Grid) Updates to grid topology to minimize risk of ignition in HFTDs Remote GridWLDFRVegetation ContactAggregated | WLDFR | HFTD - Distribution - Tier 2 - 5QU CoRE ¦ 5QU LoRE | Red Flag Warning - Catastrophic Fires | Vegetation Contact | Aggregated | 2037 | 3.0074e-07 | 406.8993 | 0.00012237 | 2037 | Mitigation | 0.95 | 45 | 0 | esc | 0.00097009 | 2.9174e-10 | 0.00097009 | 2.9174e-10 | 0.0032972 | 1.9382e-09 | 0.0063316 | 2.0163e-08
[120 empty] | 7.3.3.17.5 (Remote Grid) Updates to grid topology to minimize risk of ignition in HFTDs Remote GridWLDFRVegetation ContactAggregated | WLDFR | HFTD - Distribution - Tier 2 - 5QU CoRE ¦ 5QU LoRE | Red Flag Warning - Catastrophic Fires | Vegetation Contact | Aggregated | 2038 | 3.0074e-07 | 406.8993 | 0.00012237 | 2038 | Mitigation | 0.95 | 45 | 0 | esc | 0.00097009 | 2.9174e-10 | 0.00097009 | 2.9174e-10 | 0.0032972 | 1.9382e-09 | 0.0063316 | 2.0163e-08
[120 empty] | 7.3.3.17.5 (Remote Grid) Updates to grid topology to minimize risk of ignition in HFTDs Remote GridWLDFRVegetation ContactAggregated | WLDFR | HFTD - Distribution - Tier 2 - 5QU CoRE ¦ 5QU LoRE | Red Flag Warning - Catastrophic Fires | Vegetation Contact | Aggregated | 2039 | 3.0074e-07 | 406.8993 | 0.00012237 | 2039 | Mitigation | 0.95 | 45 | 0 | esc | 0.00097009 | 2.9174e-10 | 0.00097009 | 2.9174e-10 | 0.0032972 | 1.9382e-09 | 0.0063316 | 2.0163e-08
[120 empty] | 7.3.3.17.5 (Remote Grid) Updates to grid topology to minimize risk of ignition in HFTDs Remote GridWLDFRVegetation ContactAggregated | WLDFR | HFTD - Distribution - Tier 2 - 5QU CoRE ¦ 5QU LoRE | Red Flag Warning - Catastrophic Fires | Vegetation Contact | Aggregated | 2040 | 3.0074e-07 | 406.8993 | 0.00012237 | 2040 | Mitigation | 0.95 | 45 | 0 | esc | 0.00097009 | 2.9174e-10 | 0.00097009 | 2.9174e-10 | 0.0032972 | 1.9382e-09 | 0.0063316 | 2.0163e-08
[120 empty] | 7.3.3.17.5 (Remote Grid) Updates to grid topology to minimize risk of ignition in HFTDs Remote GridWLDFRVegetation ContactAggregated | WLDFR | HFTD - Distribution - Tier 2 - 5QU CoRE ¦ 5QU LoRE | Red Flag Warning - Catastrophic Fires | Vegetation Contact | Aggregated | 2041 | 3.0074e-07 | 406.8993 | 0.00012237 | 2041 | Mitigation | 0.95 | 45 | 0 | esc | 0.00097009 | 2.9174e-10 | 0.00097009 | 2.9174e-10 | 0.0032972 | 1.9382e-09 | 0.0063316 | 2.0163e-08
[120 empty] | 7.3.3.17.5 (Remote Grid) Updates to grid topology to minimize risk of ignition in HFTDs Remote GridWLDFRVegetation ContactAggregated | WLDFR | HFTD - Distribution - Tier 2 - 5QU CoRE ¦ 5QU LoRE | Red Flag Warning - Catastrophic Fires | Vegetation Contact | Aggregated | 2042 | 3.0074e-07 | 406.8993 | 0.00012237 | 2042 | Mitigation | 0.95 | 45 | 0 | esc | 0.00097009 | 2.9174e-10 | 0.00097009 | 2.9174e-10 | 0.0032972 | 1.9382e-09 | 0.0063316 | 2.0163e-08
[120 empty] | 7.3.3.17.5 (Remote Grid) Updates to grid topology to minimize risk of ignition in HFTDs Remote GridWLDFRVegetation ContactAggregated | WLDFR | HFTD - Distribution - Tier 2 - 5QU CoRE ¦ 5QU LoRE | Red Flag Warning - Catastrophic Fires | Vegetation Contact | Aggregated | 2043 | 3.0074e-07 | 406.8993 | 0.00012237 | 2043 | Mitigation | 0.95 | 45 | 0 | esc | 0.00097009 | 2.9174e-10 | 0.00097009 | 2.9174e-10 | 0.0032972 | 1.9382e-09 | 0.0063316 | 2.0163e-08
[120 empty] | 7.3.3.17.5 (Remote Grid) Updates to grid topology to minimize risk of ignition in HFTDs Remote GridWLDFRVegetation ContactAggregated | WLDFR | HFTD - Distribution - Tier 2 - 5QU CoRE ¦ 5QU LoRE | Red Flag Warning - Catastrophic Fires | Vegetation Contact | Aggregated | 2044 | 3.0074e-07 | 406.8993 | 0.00012237 | 2044 | Mitigation | 0.95 | 45 | 0 | esc | 0.00097009 | 2.9174e-10 | 0.00097009 | 2.9174e-10 | 0.0032972 | 1.9382e-09 | 0.0063316 | 2.0163e-08
[120 empty] | 7.3.3.17.5 (Remote Grid) Updates to grid topology to minimize risk of ignition in HFTDs Remote GridWLDFRVegetation ContactAggregated | WLDFR | HFTD - Distribution - Tier 2 - 5QU CoRE ¦ 5QU LoRE | Red Flag Warning - Catastrophic Fires | Vegetation Contact | Aggregated | 2045 | 3.0074e-07 | 406.8993 | 0.00012237 | 2045 | Mitigation | 0.95 | 45 | 0 | esc | 0.00097009 | 2.9174e-10 | 0.00097009 | 2.9174e-10 | 0.0032972 | 1.9382e-09 | 0.0063316 | 2.0163e-08
[120 empty] | 7.3.3.17.5 (Remote Grid) Updates to grid topology to minimize risk of ignition in HFTDs Remote GridWLDFRVegetation ContactAggregated | WLDFR | HFTD - Distribution - Tier 2 - 5QU CoRE ¦ 5QU LoRE | Red Flag Warning - Catastrophic Fires | Vegetation Contact | Aggregated | 2046 | 3.0074e-07 | 406.8993 | 0.00012237 | 2046 | Mitigation | 0.95 | 45 | 0 | esc | 0.00097009 | 2.9174e-10 | 0.00097009 | 2.9174e-10 | 0.0032972 | 1.9382e-09 | 0.0063316 | 2.0163e-08
[120 empty] | 7.3.3.17.5 (Remote Grid) Updates to grid topology to minimize risk of ignition in HFTDs Remote GridWLDFRVegetation ContactAggregated | WLDFR | HFTD - Distribution - Tier 2 - 5QU CoRE ¦ 5QU LoRE | Red Flag Warning - Catastrophic Fires | Vegetation Contact | Aggregated | 2047 | 3.0074e-07 | 406.8993 | 0.00012237 | 2047 | Mitigation | 0.95 | 45 | 0 | esc | 0.00097009 | 2.9174e-10 | 0.00097009 | 2.9174e-10 | 0.0032972 | 1.9382e-09 | 0.0063316 | 2.0163e-08
[120 empty] | 7.3.3.17.5 (Remote Grid) Updates to grid topology to minimize risk of ignition in HFTDs Remote GridWLDFRVegetation ContactAggregated | WLDFR | HFTD - Distribution - Tier 2 - 5QU CoRE ¦ 5QU LoRE | Red Flag Warning - Catastrophic Fires | Vegetation Contact | Aggregated | 2048 | 3.0074e-07 | 406.8993 | 0.00012237 | 2048 | Mitigation | 0.95 | 45 | 0 | esc | 0.00097009 | 2.9174e-10 | 0.00097009 | 2.9174e-10 | 0.0032972 | 1.9382e-09 | 0.0063316 | 2.0163e-08
[120 empty] | 7.3.3.17.5 (Remote Grid) Updates to grid topology to minimize risk of ignition in HFTDs Remote GridWLDFRVegetation ContactAggregated | WLDFR | HFTD - Distribution - Tier 2 - 5QU CoRE ¦ 5QU LoRE | Red Flag Warning - Catastrophic Fires | Vegetation Contact | Aggregated | 2049 | 3.0074e-07 | 406.8993 | 0.00012237 | 2049 | Mitigation | 0.95 | 45 | 0 | esc | 0.00097009 | 2.9174e-10 | 0.00097009 | 2.9174e-10 | 0.0032972 | 1.9382e-09 | 0.0063316 | 2.0163e-08
[120 empty] | 7.3.3.17.5 (Remote Grid) Updates to grid topology to minimize risk of ignition in HFTDs Remote GridWLDFRVegetation ContactAggregated | WLDFR | HFTD - Distribution - Tier 2 - 5QU CoRE ¦ 5QU LoRE | Red Flag Warning - Catastrophic Fires | Vegetation Contact | Aggregated | 2050 | 3.0074e-07 | 406.8993 | 0.00012237 | 2050 | Mitigation | 0.95 | 45 | 0 | esc | 0.00097009 | 2.9174e-10 | 0.00097009 | 2.9174e-10 | 0.0032972 | 1.9382e-09 | 0.0063316 | 2.0163e-08
[120 empty] | 7.3.3.17.5 (Remote Grid) Updates to grid topology to minimize risk of ignition in HFTDs Remote GridWLDFRVegetation ContactAggregated | WLDFR | HFTD - Distribution - Tier 2 - 5QU CoRE ¦ 5QU LoRE | Red Flag Warning - Catastrophic Fires | Vegetation Contact | Aggregated | 2051 | 3.0074e-07 | 406.8993 | 0.00012237 | 2051 | Mitigation | 0.95 | 45 | 0 | esc | 0.00097009 | 2.9174e-10 | 0.00097009 | 2.9174e-10 | 0.0032972 | 1.9382e-09 | 0.0063316 | 2.0163e-08
[120 empty] | 7.3.3.17.5 (Remote Grid) Updates to grid topology to minimize risk of ignition in HFTDs Remote GridWLDFRVegetation ContactAggregated | WLDFR | HFTD - Distribution - Tier 2 - 5QU CoRE ¦ 5QU LoRE | Red Flag Warning - Catastrophic Fires | Vegetation Contact | Aggregated | 2052 | 3.0074e-07 | 406.8993 | 0.00012237 | 2052 | Mitigation | 0.95 | 45 | 0 | esc | 0.00097009 | 2.9174e-10 | 0.00097009 | 2.9174e-10 | 0.0032972 | 1.9382e-09 | 0.0063316 | 2.0163e-08
[120 empty] | 7.3.3.17.5 (Remote Grid) Updates to grid topology to minimize risk of ignition in HFTDs Remote GridWLDFRVegetation ContactAggregated | WLDFR | HFTD - Distribution - Tier 2 - 5QU CoRE ¦ 5QU LoRE | Red Flag Warning - Catastrophic Fires | Vegetation Contact | Aggregated | 2053 | 3.0074e-07 | 406.8993 | 0.00012237 | 2053 | Mitigation | 0.95 | 45 | 0 | esc | 0.00097009 | 2.9174e-10 | 0.00097009 | 2.9174e-10 | 0.0032972 | 1.9382e-09 | 0.0063316 | 2.0163e-08
[120 empty] | 7.3.3.17.5 (Remote Grid) Updates to grid topology to minimize risk of ignition in HFTDs Remote GridWLDFRVegetation ContactAggregated | WLDFR | HFTD - Distribution - Tier 2 - 5QU CoRE ¦ 5QU LoRE | Red Flag Warning - Catastrophic Fires | Vegetation Contact | Aggregated | 2054 | 3.0074e-07 | 406.8993 | 0.00012237 | 2054 | Mitigation | 0.95 | 45 | 0 | esc | 0.00097009 | 2.9174e-10 | 0.00097009 | 2.9174e-10 | 0.0032972 | 1.9382e-09 | 0.0063316 | 2.0163e-08
[120 empty] | 7.3.3.17.5 (Remote Grid) Updates to grid topology to minimize risk of ignition in HFTDs Remote GridWLDFRVegetation ContactAggregated | WLDFR | HFTD - Distribution - Tier 2 - 5QU CoRE ¦ 5QU LoRE | Red Flag Warning - Catastrophic Fires | Vegetation Contact | Aggregated | 2055 | 3.0074e-07 | 406.8993 | 0.00012237 | 2055 | Mitigation | 0.95 | 45 | 0 | esc | 0.00097009 | 2.9174e-10 | 0.00097009 | 2.9174e-10 | 0.0032972 | 1.9382e-09 | 0.0063316 | 2.0163e-08
[120 empty] | 7.3.3.17.5 (Remote Grid) Updates to grid topology to minimize risk of ignition in HFTDs Remote GridWLDFRVegetation ContactAggregated | WLDFR | HFTD - Distribution - Tier 2 - 5QU CoRE ¦ 5QU LoRE | Red Flag Warning - Catastrophic Fires | Vegetation Contact | Aggregated | 2056 | 3.0074e-07 | 406.8993 | 0.00012237 | 2056 | Mitigation | 0.95 | 45 | 0 | esc | 0.00097009 | 2.9174e-10 | 0.00097009 | 2.9174e-10 | 0.0032972 | 1.9382e-09 | 0.0063316 | 2.0163e-08
[120 empty] | 7.3.3.17.5 (Remote Grid) Updates to grid topology to minimize risk of ignition in HFTDs Remote GridWLDFRVegetation ContactAggregated | WLDFR | HFTD - Distribution - Tier 2 - 5QU CoRE ¦ 5QU LoRE | Red Flag Warning - Catastrophic Fires | Vegetation Contact | Aggregated | 2057 | 3.0074e-07 | 406.8993 | 0.00012237 | 2057 | Mitigation | 0.95 | 45 | 0 | esc | 0.00097009 | 2.9174e-10 | 0.00097009 | 2.9174e-10 | 0.0032972 | 1.9382e-09 | 0.0063316 | 2.0163e-08
[120 empty] | 7.3.3.17.5 (Remote Grid) Updates to grid topology to minimize risk of ignition in HFTDs Remote GridWLDFRVegetation ContactAggregated | WLDFR | HFTD - Distribution - Tier 2 - 5QU CoRE ¦ 5QU LoRE | Red Flag Warning - Catastrophic Fires | Vegetation Contact | Aggregated | 2058 | 3.0074e-07 | 406.8993 | 0.00012237 | 2058 | Mitigation | 0.95 | 45 | 0 | esc | 0.00097009 | 2.9174e-10 | 0.00097009 | 2.9174e-10 | 0.0032972 | 1.9382e-09 | 0.0063316 | 2.0163e-08
[120 empty] | 7.3.3.17.5 (Remote Grid) Updates to grid topology to minimize risk of ignition in HFTDs Remote GridWLDFRVegetation ContactAggregated | WLDFR | HFTD - Distribution - Tier 2 - 5QU CoRE ¦ 5QU LoRE | Red Flag Warning - Catastrophic Fires | Vegetation Contact | Aggregated | 2059 | 3.0074e-07 | 406.8993 | 0.00012237 | 2059 | Mitigation | 0.95 | 45 | 0 | esc | 0.00097009 | 2.9174e-10 | 0.00097009 | 2.9174e-10 | 0.0032972 | 1.9382e-09 | 0.0063316 | 2.0163e-08
[120 empty] | 7.3.3.17.5 (Remote Grid) Updates to grid topology to minimize risk of ignition in HFTDs Remote GridWLDFRVegetation ContactAggregated | WLDFR | HFTD - Distribution - Tier 2 - 5QU CoRE ¦ 5QU LoRE | Red Flag Warning - Catastrophic Fires | Vegetation Contact | Aggregated | 2060 | 3.0074e-07 | 406.8993 | 0.00012237 | 2060 | Mitigation | 0.95 | 45 | 0 | esc | 0.00097009 | 2.9174e-10 | 0.00097009 | 2.9174e-10 | 0.0032972 | 1.9382e-09 | 0.0063316 | 2.0163e-08
[120 empty] | 7.3.3.17.5 (Remote Grid) Updates to grid topology to minimize risk of ignition in HFTDs Remote GridWLDFRVegetation ContactAggregated | WLDFR | HFTD - Distribution - Tier 2 - 5QU CoRE ¦ 5QU LoRE | Red Flag Warning - Catastrophic Fires | Vegetation Contact | Aggregated | 2061 | 3.0074e-07 | 406.8993 | 0.00012237 | 2061 | Mitigation | 0.95 | 45 | 0 | esc | 0.00097009 | 2.9174e-10 | 0.00097009 | 2.9174e-10 | 0.0032972 | 1.9382e-09 | 0.0063316 | 2.0163e-08
[120 empty] | 7.3.3.17.5 (Remote Grid) Updates to grid topology to minimize risk of ignition in HFTDs Remote GridWLDFRVegetation ContactAggregated | WLDFR | HFTD - Distribution - Tier 2 - 5QU CoRE ¦ 5QU LoRE | Red Flag Warning - Catastrophic Fires | Vegetation Contact | Aggregated | 2062 | 3.0074e-07 | 406.8993 | 0.00012237 | 2062 | Mitigation | 0.95 | 45 | 0 | esc | 0.00097009 | 2.9174e-10 | 0.00097009 | 2.9174e-10 | 0.0032972 | 1.9382e-09 | 0.0063316 | 2.0163e-08
[120 empty] | 7.3.3.17.5 (Remote Grid) Updates to grid topology to minimize risk of ignition in HFTDs Remote GridWLDFRVegetation ContactAggregated | WLDFR | HFTD - Distribution - Tier 2 - 5QU CoRE ¦ 5QU LoRE | Red Flag Warning - Catastrophic Fires | Vegetation Contact | Aggregated | 2063 | 3.0074e-07 | 406.8993 | 0.00012237 | 2063 | Mitigation | 0.95 | 45 | 0 | esc | 0.00097009 | 2.9174e-10 | 0.00097009 | 2.9174e-10 | 0.0032972 | 1.9382e-09 | 0.0063316 | 2.0163e-08
[120 empty] | 7.3.3.17.5 (Remote Grid) Updates to grid topology to minimize risk of ignition in HFTDs Remote GridWLDFRVegetation ContactAggregated | WLDFR | HFTD - Distribution - Tier 2 - 5QU CoRE ¦ 5QU LoRE | Red Flag Warning - Catastrophic Fires | Vegetation Contact | Aggregated | 2064 | 3.0074e-07 | 406.8993 | 0.00012237 | 2064 | Mitigation | 0.95 | 45 | 0 | esc | 0.00097009 | 2.9174e-10 | 0.00097009 | 2.9174e-10 | 0.0032972 | 1.9382e-09 | 0 | 0
[120 empty] | 7.3.3.17.5 (Remote Grid) Updates to grid topology to minimize risk of ignition in HFTDs Remote GridWLDFRVegetation ContactAggregated | WLDFR | HFTD - Distribution - Tier 2 - 5QU CoRE ¦ 5QU LoRE | Red Flag Warning - Catastrophic Fires | Vegetation Contact | Aggregated | 2065 | 3.0074e-07 | 406.8993 | 0.00012237 | 2065 | Mitigation | 0.95 | 45 | 0 | esc | 0.00097009 | 2.9174e-10 | 0.00097009 | 2.9174e-10 | 0.0032972 | 1.9382e-09 | 0 | 0
[120 empty] | 7.3.3.17.5 (Remote Grid) Updates to grid topology to minimize risk of ignition in HFTDs Remote GridWLDFRVegetation ContactAggregated | WLDFR | HFTD - Distribution - Tier 2 - 5QU CoRE ¦ 5QU LoRE | Red Flag Warning - Catastrophic Fires | Vegetation Contact | Aggregated | 2066 | 3.0074e-07 | 406.8993 | 0.00012237 | 2066 | Mitigation | 0.95 | 45 | 0 | esc | 0.00097009 | 2.9174e-10 | 0.00097009 | 2.9174e-10 | 0.0032972 | 1.9382e-09 | 0.010957 | 6.2658e-06
[120 empty] | 7.3.3.17.5 (Remote Grid) Updates to grid topology to minimize risk of ignition in HFTDs Remote GridWLDFRVegetation ContactAggregated | WLDFR | HFTD - Distribution - Tier 2 - 5QU CoRE ¦ 5QU LoRE | Red Flag Warning - Catastrophic Fires | Vegetation Contact | Aggregated | 2067 | 3.0074e-07 | 406.8993 | 0.00012237 | 2067 | Mitigation | 0.95 | 45 | 0 | esc | 0 | 0 | 0.00097009 | 2.9174e-10 | 0.0032972 | 1.9382e-09 | 0.010957 | 6.2658e-06
[120 empty] | 7.3.3.17.5 (Remote Grid) Updates to grid topology to minimize risk of ignition in HFTDs Remote GridWLDFREquipment / facility failureAggregated | WLDFR | HFTD - Distribution - Tier 2 - 5QU CoRE ¦ 5QU LoRE | Red Flag Warning - Destructive Fires | Equipment / facility failure | Aggregated | 2022 | 6.32e-08 | 406.8993 | 2.5716e-05 | 2022 | Mitigation | 0.95 | 45 | 0 | esc | 0.00097009 | 6.131e-11 | 0 | 0 | 0.0032972 | 1.9382e-09 | 0.010957 | 6.2658e-06
[120 empty] | 7.3.3.17.5 (Remote Grid) Updates to grid topology to minimize risk of ignition in HFTDs Remote GridWLDFREquipment / facility failureAggregated | WLDFR | HFTD - Distribution - Tier 2 - 5QU CoRE ¦ 5QU LoRE | Red Flag Warning - Destructive Fires | Equipment / facility failure | Aggregated | 2023 | 6.32e-08 | 406.8993 | 2.5716e-05 | 2023 | Mitigation | 0.95 | 45 | 0 | esc | 0.00097009 | 6.131e-11 | 0.00097009 | 6.131e-11 | 0.0032972 | 1.9382e-09 | 0.010957 | 6.2658e-06
[120 empty] | 7.3.3.17.5 (Remote Grid) Updates to grid topology to minimize risk of ignition in HFTDs Remote GridWLDFREquipment / facility failureAggregated | WLDFR | HFTD - Distribution - Tier 2 - 5QU CoRE ¦ 5QU LoRE | Red Flag Warning - Destructive Fires | Equipment / facility failure | Aggregated | 2024 | 6.32e-08 | 406.8993 | 2.5716e-05 | 2024 | Mitigation | 0.95 | 45 | 0 | esc | 0.00097009 | 6.131e-11 | 0.00097009 | 6.131e-11 | 0.0032972 | 1.9382e-09 | 0.010957 | 6.2658e-06
[120 empty] | 7.3.3.17.5 (Remote Grid) Updates to grid topology to minimize risk of ignition in HFTDs Remote GridWLDFREquipment / facility failureAggregated | WLDFR | HFTD - Distribution - Tier 2 - 5QU CoRE ¦ 5QU LoRE | Red Flag Warning - Destructive Fires | Equipment / facility failure | Aggregated | 2025 | 6.32e-08 | 406.8993 | 2.5716e-05 | 2025 | Mitigation | 0.95 | 45 | 0 | esc | 0.00097009 | 6.131e-11 | 0.00097009 | 6.131e-11 | 0.0032972 | 1.9382e-09 | 0.010957 | 6.2658e-06
[120 empty] | 7.3.3.17.5 (Remote Grid) Updates to grid topology to minimize risk of ignition in HFTDs Remote GridWLDFREquipment / facility failureAggregated | WLDFR | HFTD - Distribution - Tier 2 - 5QU CoRE ¦ 5QU LoRE | Red Flag Warning - Destructive Fires | Equipment / facility failure | Aggregated | 2026 | 6.32e-08 | 406.8993 | 2.5716e-05 | 2026 | Mitigation | 0.95 | 45 | 0 | esc | 0.00097009 | 6.131e-11 | 0.00097009 | 6.131e-11 | 0.0032972 | 1.9382e-09 | 0.010957 | 6.2658e-06
[120 empty] | 7.3.3.17.5 (Remote Grid) Updates to grid topology to minimize risk of ignition in HFTDs Remote GridWLDFREquipment / facility failureAggregated | WLDFR | HFTD - Distribution - Tier 2 - 5QU CoRE ¦ 5QU LoRE | Red Flag Warning - Destructive Fires | Equipment / facility failure | Aggregated | 2027 | 6.32e-08 | 406.8993 | 2.5716e-05 | 2027 | Mitigation | 0.95 | 45 | 0 | esc | 0.00097009 | 6.131e-11 | 0.00097009 | 6.131e-11 | 0.0032972 | 1.9382e-09 | 0.010957 | 6.2658e-06
[120 empty] | 7.3.3.17.5 (Remote Grid) Updates to grid topology to minimize risk of ignition in HFTDs Remote GridWLDFREquipment / facility failureAggregated | WLDFR | HFTD - Distribution - Tier 2 - 5QU CoRE ¦ 5QU LoRE | Red Flag Warning - Destructive Fires | Equipment / facility failure | Aggregated | 2028 | 6.32e-08 | 406.8993 | 2.5716e-05 | 2028 | Mitigation | 0.95 | 45 | 0 | esc | 0.00097009 | 6.131e-11 | 0.00097009 | 6.131e-11 | 0.0032972 | 1.9382e-09 | 0.010957 | 6.2658e-06
[120 empty] | 7.3.3.17.5 (Remote Grid) Updates to grid topology to minimize risk of ignition in HFTDs Remote GridWLDFREquipment / facility failureAggregated | WLDFR | HFTD - Distribution - Tier 2 - 5QU CoRE ¦ 5QU LoRE | Red Flag Warning - Destructive Fires | Equipment / facility failure | Aggregated | 2029 | 6.32e-08 | 406.8993 | 2.5716e-05 | 2029 | Mitigation | 0.95 | 45 | 0 | esc | 0.00097009 | 6.131e-11 | 0.00097009 | 6.131e-11 | 0.0032972 | 1.9382e-09 | 0.010957 | 6.2658e-06
[120 empty] | 7.3.3.17.5 (Remote Grid) Updates to grid topology to minimize risk of ignition in HFTDs Remote GridWLDFREquipment / facility failureAggregated | WLDFR | HFTD - Distribution - Tier 2 - 5QU CoRE ¦ 5QU LoRE | Red Flag Warning - Destructive Fires | Equipment / facility failure | Aggregated | 2030 | 6.32e-08 | 406.8993 | 2.5716e-05 | 2030 | Mitigation | 0.95 | 45 | 0 | esc | 0.00097009 | 6.131e-11 | 0.00097009 | 6.131e-11 | 0.0032972 | 1.9382e-09 | 0.010957 | 6.2658e-06
[120 empty] | 7.3.3.17.5 (Remote Grid) Updates to grid topology to minimize risk of ignition in HFTDs Remote GridWLDFREquipment / facility failureAggregated | WLDFR | HFTD - Distribution - Tier 2 - 5QU CoRE ¦ 5QU LoRE | Red Flag Warning - Destructive Fires | Equipment / facility failure | Aggregated | 2031 | 6.32e-08 | 406.8993 | 2.5716e-05 | 2031 | Mitigation | 0.95 | 45 | 0 | esc | 0.00097009 | 6.131e-11 | 0.00097009 | 6.131e-11 | 0.0032972 | 1.9382e-09 | 0.010957 | 6.2658e-06
[120 empty] | 7.3.3.17.5 (Remote Grid) Updates to grid topology to minimize risk of ignition in HFTDs Remote GridWLDFREquipment / facility failureAggregated | WLDFR | HFTD - Distribution - Tier 2 - 5QU CoRE ¦ 5QU LoRE | Red Flag Warning - Destructive Fires | Equipment / facility failure | Aggregated | 2032 | 6.32e-08 | 406.8993 | 2.5716e-05 | 2032 | Mitigation | 0.95 | 45 | 0 | esc | 0.00097009 | 6.131e-11 | 0.00097009 | 6.131e-11 | 0.0032972 | 1.9382e-09 | 0.010957 | 6.2658e-06
[120 empty] | 7.3.3.17.5 (Remote Grid) Updates to grid topology to minimize risk of ignition in HFTDs Remote GridWLDFREquipment / facility failureAggregated | WLDFR | HFTD - Distribution - Tier 2 - 5QU CoRE ¦ 5QU LoRE | Red Flag Warning - Destructive Fires | Equipment / facility failure | Aggregated | 2033 | 6.32e-08 | 406.8993 | 2.5716e-05 | 2033 | Mitigation | 0.95 | 45 | 0 | esc | 0.00097009 | 6.131e-11 | 0.00097009 | 6.131e-11 | 0.0032972 | 1.9382e-09 | 0.010957 | 6.2658e-06
[120 empty] | 7.3.3.17.5 (Remote Grid) Updates to grid topology to minimize risk of ignition in HFTDs Remote GridWLDFREquipment / facility failureAggregated | WLDFR | HFTD - Distribution - Tier 2 - 5QU CoRE ¦ 5QU LoRE | Red Flag Warning - Destructive Fires | Equipment / facility failure | Aggregated | 2034 | 6.32e-08 | 406.8993 | 2.5716e-05 | 2034 | Mitigation | 0.95 | 45 | 0 | esc | 0.00097009 | 6.131e-11 | 0.00097009 | 6.131e-11 | 0.0032972 | 1.9382e-09 | 0.010957 | 6.2658e-06
[120 empty] | 7.3.3.17.5 (Remote Grid) Updates to grid topology to minimize risk of ignition in HFTDs Remote GridWLDFREquipment / facility failureAggregated | WLDFR | HFTD - Distribution - Tier 2 - 5QU CoRE ¦ 5QU LoRE | Red Flag Warning - Destructive Fires | Equipment / facility failure | Aggregated | 2035 | 6.32e-08 | 406.8993 | 2.5716e-05 | 2035 | Mitigation | 0.95 | 45 | 0 | esc | 0.00097009 | 6.131e-11 | 0.00097009 | 6.131e-11 | 0.0032972 | 1.9382e-09 | 0.010957 | 6.2658e-06
[120 empty] | 7.3.3.17.5 (Remote Grid) Updates to grid topology to minimize risk of ignition in HFTDs Remote GridWLDFREquipment / facility failureAggregated | WLDFR | HFTD - Distribution - Tier 2 - 5QU CoRE ¦ 5QU LoRE | Red Flag Warning - Destructive Fires | Equipment / facility failure | Aggregated | 2036 | 6.32e-08 | 406.8993 | 2.5716e-05 | 2036 | Mitigation | 0.95 | 45 | 0 | esc | 0.00097009 | 6.131e-11 | 0.00097009 | 6.131e-11 | 0 | 0 | 0.010957 | 6.2658e-06
[120 empty] | 7.3.3.17.5 (Remote Grid) Updates to grid topology to minimize risk of ignition in HFTDs Remote GridWLDFREquipment / facility failureAggregated | WLDFR | HFTD - Distribution - Tier 2 - 5QU CoRE ¦ 5QU LoRE | Red Flag Warning - Destructive Fires | Equipment / facility failure | Aggregated | 2037 | 6.32e-08 | 406.8993 | 2.5716e-05 | 2037 | Mitigation | 0.95 | 45 | 0 | esc | 0.00097009 | 6.131e-11 | 0.00097009 | 6.131e-11 | 0.0032972 | 7.1772e-10 | 0.010957 | 6.2658e-06
[120 empty] | 7.3.3.17.5 (Remote Grid) Updates to grid topology to minimize risk of ignition in HFTDs Remote GridWLDFREquipment / facility failureAggregated | WLDFR | HFTD - Distribution - Tier 2 - 5QU CoRE ¦ 5QU LoRE | Red Flag Warning - Destructive Fires | Equipment / facility failure | Aggregated | 2038 | 6.32e-08 | 406.8993 | 2.5716e-05 | 2038 | Mitigation | 0.95 | 45 | 0 | esc | 0.00097009 | 6.131e-11 | 0.00097009 | 6.131e-11 | 0.0032972 | 7.1772e-10 | 0.010957 | 6.2658e-06
[120 empty] | 7.3.3.17.5 (Remote Grid) Updates to grid topology to minimize risk of ignition in HFTDs Remote GridWLDFREquipment / facility failureAggregated | WLDFR | HFTD - Distribution - Tier 2 - 5QU CoRE ¦ 5QU LoRE | Red Flag Warning - Destructive Fires | Equipment / facility failure | Aggregated | 2039 | 6.32e-08 | 406.8993 | 2.5716e-05 | 2039 | Mitigation | 0.95 | 45 | 0 | esc | 0.00097009 | 6.131e-11 | 0.00097009 | 6.131e-11 | 0.0032972 | 7.1772e-10 | 0.010957 | 6.2658e-06
[120 empty] | 7.3.3.17.5 (Remote Grid) Updates to grid topology to minimize risk of ignition in HFTDs Remote GridWLDFREquipment / facility failureAggregated | WLDFR | HFTD - Distribution - Tier 2 - 5QU CoRE ¦ 5QU LoRE | Red Flag Warning - Destructive Fires | Equipment / facility failure | Aggregated | 2040 | 6.32e-08 | 406.8993 | 2.5716e-05 | 2040 | Mitigation | 0.95 | 45 | 0 | esc | 0.00097009 | 6.131e-11 | 0.00097009 | 6.131e-11 | 0.0032972 | 7.1772e-10 | 0.010957 | 6.2658e-06
[120 empty] | 7.3.3.17.5 (Remote Grid) Updates to grid topology to minimize risk of ignition in HFTDs Remote GridWLDFREquipment / facility failureAggregated | WLDFR | HFTD - Distribution - Tier 2 - 5QU CoRE ¦ 5QU LoRE | Red Flag Warning - Destructive Fires | Equipment / facility failure | Aggregated | 2041 | 6.32e-08 | 406.8993 | 2.5716e-05 | 2041 | Mitigation | 0.95 | 45 | 0 | esc | 0.00097009 | 6.131e-11 | 0.00097009 | 6.131e-11 | 0.0032972 | 7.1772e-10 | 0.010957 | 6.2658e-06
[120 empty] | 7.3.3.17.5 (Remote Grid) Updates to grid topology to minimize risk of ignition in HFTDs Remote GridWLDFREquipment / facility failureAggregated | WLDFR | HFTD - Distribution - Tier 2 - 5QU CoRE ¦ 5QU LoRE | Red Flag Warning - Destructive Fires | Equipment / facility failure | Aggregated | 2042 | 6.32e-08 | 406.8993 | 2.5716e-05 | 2042 | Mitigation | 0.95 | 45 | 0 | esc | 0.00097009 | 6.131e-11 | 0.00097009 | 6.131e-11 | 0.0032972 | 7.1772e-10 | 0.010957 | 6.2658e-06
[120 empty] | 7.3.3.17.5 (Remote Grid) Updates to grid topology to minimize risk of ignition in HFTDs Remote GridWLDFREquipment / facility failureAggregated | WLDFR | HFTD - Distribution - Tier 2 - 5QU CoRE ¦ 5QU LoRE | Red Flag Warning - Destructive Fires | Equipment / facility failure | Aggregated | 2043 | 6.32e-08 | 406.8993 | 2.5716e-05 | 2043 | Mitigation | 0.95 | 45 | 0 | esc | 0.00097009 | 6.131e-11 | 0.00097009 | 6.131e-11 | 0.0032972 | 7.1772e-10 | 0.010957 | 6.2658e-06
[120 empty] | 7.3.3.17.5 (Remote Grid) Updates to grid topology to minimize risk of ignition in HFTDs Remote GridWLDFREquipment / facility failureAggregated | WLDFR | HFTD - Distribution - Tier 2 - 5QU CoRE ¦ 5QU LoRE | Red Flag Warning - Destructive Fires | Equipment / facility failure | Aggregated | 2044 | 6.32e-08 | 406.8993 | 2.5716e-05 | 2044 | Mitigation | 0.95 | 45 | 0 | esc | 0.00097009 | 6.131e-11 | 0.00097009 | 6.131e-11 | 0.0032972 | 7.1772e-10 | 0.010957 | 6.2658e-06
[120 empty] | 7.3.3.17.5 (Remote Grid) Updates to grid topology to minimize risk of ignition in HFTDs Remote GridWLDFREquipment / facility failureAggregated | WLDFR | HFTD - Distribution - Tier 2 - 5QU CoRE ¦ 5QU LoRE | Red Flag Warning - Destructive Fires | Equipment / facility failure | Aggregated | 2045 | 6.32e-08 | 406.8993 | 2.5716e-05 | 2045 | Mitigation | 0.95 | 45 | 0 | esc | 0.00097009 | 6.131e-11 | 0.00097009 | 6.131e-11 | 0.0032972 | 7.1772e-10 | 0.010957 | 6.2658e-06
[120 empty] | 7.3.3.17.5 (Remote Grid) Updates to grid topology to minimize risk of ignition in HFTDs Remote GridWLDFREquipment / facility failureAggregated | WLDFR | HFTD - Distribution - Tier 2 - 5QU CoRE ¦ 5QU LoRE | Red Flag Warning - Destructive Fires | Equipment / facility failure | Aggregated | 2046 | 6.32e-08 | 406.8993 | 2.5716e-05 | 2046 | Mitigation | 0.95 | 45 | 0 | esc | 0.00097009 | 6.131e-11 | 0.00097009 | 6.131e-11 | 0.0032972 | 7.1772e-10 | 0.010957 | 6.2658e-06
[120 empty] | 7.3.3.17.5 (Remote Grid) Updates to grid topology to minimize risk of ignition in HFTDs Remote GridWLDFREquipment / facility failureAggregated | WLDFR | HFTD - Distribution - Tier 2 - 5QU CoRE ¦ 5QU LoRE | Red Flag Warning - Destructive Fires | Equipment / facility failure | Aggregated | 2047 | 6.32e-08 | 406.8993 | 2.5716e-05 | 2047 | Mitigation | 0.95 | 45 | 0 | esc | 0.00097009 | 6.131e-11 | 0.00097009 | 6.131e-11 | 0.0032972 | 7.1772e-10 | 0.010957 | 6.2658e-06
[120 empty] | 7.3.3.17.5 (Remote Grid) Updates to grid topology to minimize risk of ignition in HFTDs Remote GridWLDFREquipment / facility failureAggregated | WLDFR | HFTD - Distribution - Tier 2 - 5QU CoRE ¦ 5QU LoRE | Red Flag Warning - Destructive Fires | Equipment / facility failure | Aggregated | 2048 | 6.32e-08 | 406.8993 | 2.5716e-05 | 2048 | Mitigation | 0.95 | 45 | 0 | esc | 0.00097009 | 6.131e-11 | 0.00097009 | 6.131e-11 | 0.0032972 | 7.1772e-10 | 0.010957 | 6.2658e-06
[120 empty] | 7.3.3.17.5 (Remote Grid) Updates to grid topology to minimize risk of ignition in HFTDs Remote GridWLDFREquipment / facility failureAggregated | WLDFR | HFTD - Distribution - Tier 2 - 5QU CoRE ¦ 5QU LoRE | Red Flag Warning - Destructive Fires | Equipment / facility failure | Aggregated | 2049 | 6.32e-08 | 406.8993 | 2.5716e-05 | 2049 | Mitigation | 0.95 | 45 | 0 | esc | 0.00097009 | 6.131e-11 | 0.00097009 | 6.131e-11 | 0.0032972 | 7.1772e-10 | 0.010957 | 6.2658e-06
[120 empty] | 7.3.3.17.5 (Remote Grid) Updates to grid topology to minimize risk of ignition in HFTDs Remote GridWLDFREquipment / facility failureAggregated | WLDFR | HFTD - Distribution - Tier 2 - 5QU CoRE ¦ 5QU LoRE | Red Flag Warning - Destructive Fires | Equipment / facility failure | Aggregated | 2050 | 6.32e-08 | 406.8993 | 2.5716e-05 | 2050 | Mitigation | 0.95 | 45 | 0 | esc | 0.00097009 | 6.131e-11 | 0.00097009 | 6.131e-11 | 0.0032972 | 7.1772e-10 | 0 | 0
[120 empty] | 7.3.3.17.5 (Remote Grid) Updates to grid topology to minimize risk of ignition in HFTDs Remote GridWLDFREquipment / facility failureAggregated | WLDFR | HFTD - Distribution - Tier 2 - 5QU CoRE ¦ 5QU LoRE | Red Flag Warning - Destructive Fires | Equipment / facility failure | Aggregated | 2051 | 6.32e-08 | 406.8993 | 2.5716e-05 | 2051 | Mitigation | 0.95 | 45 | 0 | esc | 0.00097009 | 6.131e-11 | 0.00097009 | 6.131e-11 | 0.0032972 | 7.1772e-10 | 0 | 0
[120 empty] | 7.3.3.17.5 (Remote Grid) Updates to grid topology to minimize risk of ignition in HFTDs Remote GridWLDFREquipment / facility failureAggregated | WLDFR | HFTD - Distribution - Tier 2 - 5QU CoRE ¦ 5QU LoRE | Red Flag Warning - Destructive Fires | Equipment / facility failure | Aggregated | 2052 | 6.32e-08 | 406.8993 | 2.5716e-05 | 2052 | Mitigation | 0.95 | 45 | 0 | esc | 0.00097009 | 6.131e-11 | 0.00097009 | 6.131e-11 | 0.0032972 | 7.1772e-10 | 0.012004 | 2.0716e-07
[120 empty] | 7.3.3.17.5 (Remote Grid) Updates to grid topology to minimize risk of ignition in HFTDs Remote GridWLDFREquipment / facility failureAggregated | WLDFR | HFTD - Distribution - Tier 2 - 5QU CoRE ¦ 5QU LoRE | Red Flag Warning - Destructive Fires | Equipment / facility failure | Aggregated | 2053 | 6.32e-08 | 406.8993 | 2.5716e-05 | 2053 | Mitigation | 0.95 | 45 | 0 | esc | 0.00097009 | 6.131e-11 | 0.00097009 | 6.131e-11 | 0.0032972 | 7.1772e-10 | 0.012004 | 2.0716e-07
[120 empty] | 7.3.3.17.5 (Remote Grid) Updates to grid topology to minimize risk of ignition in HFTDs Remote GridWLDFREquipment / facility failureAggregated | WLDFR | HFTD - Distribution - Tier 2 - 5QU CoRE ¦ 5QU LoRE | Red Flag Warning - Destructive Fires | Equipment / facility failure | Aggregated | 2054 | 6.32e-08 | 406.8993 | 2.5716e-05 | 2054 | Mitigation | 0.95 | 45 | 0 | esc | 0.00097009 | 6.131e-11 | 0.00097009 | 6.131e-11 | 0.0032972 | 7.1772e-10 | 0.012004 | 2.0716e-07
[120 empty] | 7.3.3.17.5 (Remote Grid) Updates to grid topology to minimize risk of ignition in HFTDs Remote GridWLDFREquipment / facility failureAggregated | WLDFR | HFTD - Distribution - Tier 2 - 5QU CoRE ¦ 5QU LoRE | Red Flag Warning - Destructive Fires | Equipment / facility failure | Aggregated | 2055 | 6.32e-08 | 406.8993 | 2.5716e-05 | 2055 | Mitigation | 0.95 | 45 | 0 | esc | 0.00097009 | 6.131e-11 | 0.00097009 | 6.131e-11 | 0.0032972 | 7.1772e-10 | 0.012004 | 2.0716e-07
[120 empty] | 7.3.3.17.5 (Remote Grid) Updates to grid topology to minimize risk of ignition in HFTDs Remote GridWLDFREquipment / facility failureAggregated | WLDFR | HFTD - Distribution - Tier 2 - 5QU CoRE ¦ 5QU LoRE | Red Flag Warning - Destructive Fires | Equipment / facility failure | Aggregated | 2056 | 6.32e-08 | 406.8993 | 2.5716e-05 | 2056 | Mitigation | 0.95 | 45 | 0 | esc | 0.00097009 | 6.131e-11 | 0.00097009 | 6.131e-11 | 0.0032972 | 7.1772e-10 | 0.012004 | 2.0716e-07
[120 empty] | 7.3.3.17.5 (Remote Grid) Updates to grid topology to minimize risk of ignition in HFTDs Remote GridWLDFREquipment / facility failureAggregated | WLDFR | HFTD - Distribution - Tier 2 - 5QU CoRE ¦ 5QU LoRE | Red Flag Warning - Destructive Fires | Equipment / facility failure | Aggregated | 2057 | 6.32e-08 | 406.8993 | 2.5716e-05 | 2057 | Mitigation | 0.95 | 45 | 0 | esc | 0.00097009 | 6.131e-11 | 0.00097009 | 6.131e-11 | 0.0032972 | 7.1772e-10 | 0.012004 | 2.0716e-07
[120 empty] | 7.3.3.17.5 (Remote Grid) Updates to grid topology to minimize risk of ignition in HFTDs Remote GridWLDFREquipment / facility failureAggregated | WLDFR | HFTD - Distribution - Tier 2 - 5QU CoRE ¦ 5QU LoRE | Red Flag Warning - Destructive Fires | Equipment / facility failure | Aggregated | 2058 | 6.32e-08 | 406.8993 | 2.5716e-05 | 2058 | Mitigation | 0.95 | 45 | 0 | esc | 0.00097009 | 6.131e-11 | 0.00097009 | 6.131e-11 | 0.0032972 | 7.1772e-10 | 0.012004 | 2.0716e-07
[120 empty] | 7.3.3.17.5 (Remote Grid) Updates to grid topology to minimize risk of ignition in HFTDs Remote GridWLDFREquipment / facility failureAggregated | WLDFR | HFTD - Distribution - Tier 2 - 5QU CoRE ¦ 5QU LoRE | Red Flag Warning - Destructive Fires | Equipment / facility failure | Aggregated | 2059 | 6.32e-08 | 406.8993 | 2.5716e-05 | 2059 | Mitigation | 0.95 | 45 | 0 | esc | 0.00097009 | 6.131e-11 | 0.00097009 | 6.131e-11 | 0.0032972 | 7.1772e-10 | 0.012004 | 2.0716e-07
[120 empty] | 7.3.3.17.5 (Remote Grid) Updates to grid topology to minimize risk of ignition in HFTDs Remote GridWLDFREquipment / facility failureAggregated | WLDFR | HFTD - Distribution - Tier 2 - 5QU CoRE ¦ 5QU LoRE | Red Flag Warning - Destructive Fires | Equipment / facility failure | Aggregated | 2060 | 6.32e-08 | 406.8993 | 2.5716e-05 | 2060 | Mitigation | 0.95 | 45 | 0 | esc | 0.00097009 | 6.131e-11 | 0.00097009 | 6.131e-11 | 0.0032972 | 7.1772e-10 | 0.012004 | 2.0716e-07
[120 empty] | 7.3.3.17.5 (Remote Grid) Updates to grid topology to minimize risk of ignition in HFTDs Remote GridWLDFREquipment / facility failureAggregated | WLDFR | HFTD - Distribution - Tier 2 - 5QU CoRE ¦ 5QU LoRE | Red Flag Warning - Destructive Fires | Equipment / facility failure | Aggregated | 2061 | 6.32e-08 | 406.8993 | 2.5716e-05 | 2061 | Mitigation | 0.95 | 45 | 0 | esc | 0.00097009 | 6.131e-11 | 0.00097009 | 6.131e-11 | 0.0032972 | 7.1772e-10 | 0.012004 | 2.0716e-07
[120 empty] | 7.3.3.17.5 (Remote Grid) Updates to grid topology to minimize risk of ignition in HFTDs Remote GridWLDFREquipment / facility failureAggregated | WLDFR | HFTD - Distribution - Tier 2 - 5QU CoRE ¦ 5QU LoRE | Red Flag Warning - Destructive Fires | Equipment / facility failure | Aggregated | 2062 | 6.32e-08 | 406.8993 | 2.5716e-05 | 2062 | Mitigation | 0.95 | 45 | 0 | esc | 0.00097009 | 6.131e-11 | 0.00097009 | 6.131e-11 | 0.0032972 | 7.1772e-10 | 0.012004 | 2.0716e-07
[120 empty] | 7.3.3.17.5 (Remote Grid) Updates to grid topology to minimize risk of ignition in HFTDs Remote GridWLDFREquipment / facility failureAggregated | WLDFR | HFTD - Distribution - Tier 2 - 5QU CoRE ¦ 5QU LoRE | Red Flag Warning - Destructive Fires | Equipment / facility failure | Aggregated | 2063 | 6.32e-08 | 406.8993 | 2.5716e-05 | 2063 | Mitigation | 0.95 | 45 | 0 | esc | 0.00097009 | 6.131e-11 | 0.00097009 | 6.131e-11 | 0.0032972 | 7.1772e-10 | 0.012004 | 2.0716e-07
[120 empty] | 7.3.3.17.5 (Remote Grid) Updates to grid topology to minimize risk of ignition in HFTDs Remote GridWLDFREquipment / facility failureAggregated | WLDFR | HFTD - Distribution - Tier 2 - 5QU CoRE ¦ 5QU LoRE | Red Flag Warning - Destructive Fires | Equipment / facility failure | Aggregated | 2064 | 6.32e-08 | 406.8993 | 2.5716e-05 | 2064 | Mitigation | 0.95 | 45 | 0 | esc | 0.00097009 | 6.131e-11 | 0.00097009 | 6.131e-11 | 0.0032972 | 7.1772e-10 | 0.012004 | 2.0716e-07
[120 empty] | 7.3.3.17.5 (Remote Grid) Updates to grid topology to minimize risk of ignition in HFTDs Remote GridWLDFREquipment / facility failureAggregated | WLDFR | HFTD - Distribution - Tier 2 - 5QU CoRE ¦ 5QU LoRE | Red Flag Warning - Destructive Fires | Equipment / facility failure | Aggregated | 2065 | 6.32e-08 | 406.8993 | 2.5716e-05 | 2065 | Mitigation | 0.95 | 45 | 0 | esc | 0.00097009 | 6.131e-11 | 0.00097009 | 6.131e-11 | 0.0032972 | 7.1772e-10 | 0.012004 | 2.0716e-07
[120 empty] | 7.3.3.17.5 (Remote Grid) Updates to grid topology to minimize risk of ignition in HFTDs Remote GridWLDFREquipment / facility failureAggregated | WLDFR | HFTD - Distribution - Tier 2 - 5QU CoRE ¦ 5QU LoRE | Red Flag Warning - Destructive Fires | Equipment / facility failure | Aggregated | 2066 | 6.32e-08 | 406.8993 | 2.5716e-05 | 2066 | Mitigation | 0.95 | 45 | 0 | esc | 0.00097009 | 6.131e-11 | 0.00097009 | 6.131e-11 | 0.0032972 | 7.1772e-10 | 0.012004 | 2.0716e-07
[120 empty] | 7.3.3.17.5 (Remote Grid) Updates to grid topology to minimize risk of ignition in HFTDs Remote GridWLDFREquipment / facility failureAggregated | WLDFR | HFTD - Distribution - Tier 2 - 5QU CoRE ¦ 5QU LoRE | Red Flag Warning - Destructive Fires | Equipment / facility failure | Aggregated | 2067 | 6.32e-08 | 406.8993 | 2.5716e-05 | 2067 | Mitigation | 0.95 | 45 | 0 | esc | 0 | 0 | 0.00097009 | 6.131e-11 | 0.0032972 | 7.1772e-10 | 0.012004 | 2.0716e-07
[120 empty] | 7.3.3.17.5 (Remote Grid) Updates to grid topology to minimize risk of ignition in HFTDs Remote GridWLDFRVegetation ContactAggregated | WLDFR | HFTD - Distribution - Tier 2 - 5QU CoRE ¦ 5QU LoRE | Red Flag Warning - Destructive Fires | Vegetation Contact | Aggregated | 2022 | 4.5459e-08 | 406.8993 | 1.8497e-05 | 2022 | Mitigation | 0.95 | 45 | 0 | esc | 0.00097009 | 4.4099e-11 | 0 | 0 | 0.0032972 | 7.1772e-10 | 0.012004 | 2.0716e-07
[120 empty] | 7.3.3.17.5 (Remote Grid) Updates to grid topology to minimize risk of ignition in HFTDs Remote GridWLDFRVegetation ContactAggregated | WLDFR | HFTD - Distribution - Tier 2 - 5QU CoRE ¦ 5QU LoRE | Red Flag Warning - Destructive Fires | Vegetation Contact | Aggregated | 2023 | 4.5459e-08 | 406.8993 | 1.8497e-05 | 2023 | Mitigation | 0.95 | 45 | 0 | esc | 0.00097009 | 4.4099e-11 | 0.00097009 | 4.4099e-11 | 0.0032972 | 7.1772e-10 | 0.012004 | 2.0716e-07
[120 empty] | 7.3.3.17.5 (Remote Grid) Updates to grid topology to minimize risk of ignition in HFTDs Remote GridWLDFRVegetation ContactAggregated | WLDFR | HFTD - Distribution - Tier 2 - 5QU CoRE ¦ 5QU LoRE | Red Flag Warning - Destructive Fires | Vegetation Contact | Aggregated | 2024 | 4.5459e-08 | 406.8993 | 1.8497e-05 | 2024 | Mitigation | 0.95 | 45 | 0 | esc | 0.00097009 | 4.4099e-11 | 0.00097009 | 4.4099e-11 | 0.0032972 | 7.1772e-10 | 0.012004 | 2.0716e-07
[120 empty] | 7.3.3.17.5 (Remote Grid) Updates to grid topology to minimize risk of ignition in HFTDs Remote GridWLDFRVegetation ContactAggregated | WLDFR | HFTD - Distribution - Tier 2 - 5QU CoRE ¦ 5QU LoRE | Red Flag Warning - Destructive Fires | Vegetation Contact | Aggregated | 2025 | 4.5459e-08 | 406.8993 | 1.8497e-05 | 2025 | Mitigation | 0.95 | 45 | 0 | esc | 0.00097009 | 4.4099e-11 | 0.00097009 | 4.4099e-11 | 0.0032972 | 7.1772e-10 | 0.012004 | 2.0716e-07
[120 empty] | 7.3.3.17.5 (Remote Grid) Updates to grid topology to minimize risk of ignition in HFTDs Remote GridWLDFRVegetation ContactAggregated | WLDFR | HFTD - Distribution - Tier 2 - 5QU CoRE ¦ 5QU LoRE | Red Flag Warning - Destructive Fires | Vegetation Contact | Aggregated | 2026 | 4.5459e-08 | 406.8993 | 1.8497e-05 | 2026 | Mitigation | 0.95 | 45 | 0 | esc | 0.00097009 | 4.4099e-11 | 0.00097009 | 4.4099e-11 | 0.0032972 | 7.1772e-10 | 0.012004 | 2.0716e-07
[120 empty] | 7.3.3.17.5 (Remote Grid) Updates to grid topology to minimize risk of ignition in HFTDs Remote GridWLDFRVegetation ContactAggregated | WLDFR | HFTD - Distribution - Tier 2 - 5QU CoRE ¦ 5QU LoRE | Red Flag Warning - Destructive Fires | Vegetation Contact | Aggregated | 2027 | 4.5459e-08 | 406.8993 | 1.8497e-05 | 2027 | Mitigation | 0.95 | 45 | 0 | esc | 0.00097009 | 4.4099e-11 | 0.00097009 | 4.4099e-11 | 0.0032972 | 7.1772e-10 | 0.012004 | 2.0716e-07
[120 empty] | 7.3.3.17.5 (Remote Grid) Updates to grid topology to minimize risk of ignition in HFTDs Remote GridWLDFRVegetation ContactAggregated | WLDFR | HFTD - Distribution - Tier 2 - 5QU CoRE ¦ 5QU LoRE | Red Flag Warning - Destructive Fires | Vegetation Contact | Aggregated | 2028 | 4.5459e-08 | 406.8993 | 1.8497e-05 | 2028 | Mitigation | 0.95 | 45 | 0 | esc | 0.00097009 | 4.4099e-11 | 0.00097009 | 4.4099e-11 | 0.0032972 | 7.1772e-10 | 0.012004 | 2.0716e-07
[120 empty] | 7.3.3.17.5 (Remote Grid) Updates to grid topology to minimize risk of ignition in HFTDs Remote GridWLDFRVegetation ContactAggregated | WLDFR | HFTD - Distribution - Tier 2 - 5QU CoRE ¦ 5QU LoRE | Red Flag Warning - Destructive Fires | Vegetation Contact | Aggregated | 2029 | 4.5459e-08 | 406.8993 | 1.8497e-05 | 2029 | Mitigation | 0.95 | 45 | 0 | esc | 0.00097009 | 4.4099e-11 | 0.00097009 | 4.4099e-11 | 0.0032972 | 7.1772e-10 | 0.012004 | 2.0716e-07
[120 empty] | 7.3.3.17.5 (Remote Grid) Updates to grid topology to minimize risk of ignition in HFTDs Remote GridWLDFRVegetation ContactAggregated | WLDFR | HFTD - Distribution - Tier 2 - 5QU CoRE ¦ 5QU LoRE | Red Flag Warning - Destructive Fires | Vegetation Contact | Aggregated | 2030 | 4.5459e-08 | 406.8993 | 1.8497e-05 | 2030 | Mitigation | 0.95 | 45 | 0 | esc | 0.00097009 | 4.4099e-11 | 0.00097009 | 4.4099e-11 | 0.0032972 | 7.1772e-10 | 0.012004 | 2.0716e-07
[120 empty] | 7.3.3.17.5 (Remote Grid) Updates to grid topology to minimize risk of ignition in HFTDs Remote GridWLDFRVegetation ContactAggregated | WLDFR | HFTD - Distribution - Tier 2 - 5QU CoRE ¦ 5QU LoRE | Red Flag Warning - Destructive Fires | Vegetation Contact | Aggregated | 2031 | 4.5459e-08 | 406.8993 | 1.8497e-05 | 2031 | Mitigation | 0.95 | 45 | 0 | esc | 0.00097009 | 4.4099e-11 | 0.00097009 | 4.4099e-11 | 0.0032972 | 7.1772e-10 | 0.012004 | 2.0716e-07
[120 empty] | 7.3.3.17.5 (Remote Grid) Updates to grid topology to minimize risk of ignition in HFTDs Remote GridWLDFRVegetation ContactAggregated | WLDFR | HFTD - Distribution - Tier 2 - 5QU CoRE ¦ 5QU LoRE | Red Flag Warning - Destructive Fires | Vegetation Contact | Aggregated | 2032 | 4.5459e-08 | 406.8993 | 1.8497e-05 | 2032 | Mitigation | 0.95 | 45 | 0 | esc | 0.00097009 | 4.4099e-11 | 0.00097009 | 4.4099e-11 | 0.0032972 | 7.1772e-10 | 0.012004 | 2.0716e-07
[120 empty] | 7.3.3.17.5 (Remote Grid) Updates to grid topology to minimize risk of ignition in HFTDs Remote GridWLDFRVegetation ContactAggregated | WLDFR | HFTD - Distribution - Tier 2 - 5QU CoRE ¦ 5QU LoRE | Red Flag Warning - Destructive Fires | Vegetation Contact | Aggregated | 2033 | 4.5459e-08 | 406.8993 | 1.8497e-05 | 2033 | Mitigation | 0.95 | 45 | 0 | esc | 0.00097009 | 4.4099e-11 | 0.00097009 | 4.4099e-11 | 0.0032972 | 7.1772e-10 | 0.012004 | 2.0716e-07
[120 empty] | 7.3.3.17.5 (Remote Grid) Updates to grid topology to minimize risk of ignition in HFTDs Remote GridWLDFRVegetation ContactAggregated | WLDFR | HFTD - Distribution - Tier 2 - 5QU CoRE ¦ 5QU LoRE | Red Flag Warning - Destructive Fires | Vegetation Contact | Aggregated | 2034 | 4.5459e-08 | 406.8993 | 1.8497e-05 | 2034 | Mitigation | 0.95 | 45 | 0 | esc | 0.00097009 | 4.4099e-11 | 0.00097009 | 4.4099e-11 | 0.0032972 | 7.1772e-10 | 0.012004 | 2.0716e-07
[120 empty] | 7.3.3.17.5 (Remote Grid) Updates to grid topology to minimize risk of ignition in HFTDs Remote GridWLDFRVegetation ContactAggregated | WLDFR | HFTD - Distribution - Tier 2 - 5QU CoRE ¦ 5QU LoRE | Red Flag Warning - Destructive Fires | Vegetation Contact | Aggregated | 2035 | 4.5459e-08 | 406.8993 | 1.8497e-05 | 2035 | Mitigation | 0.95 | 45 | 0 | esc | 0.00097009 | 4.4099e-11 | 0.00097009 | 4.4099e-11 | 0.0032972 | 7.1772e-10 | 0.012004 | 2.0716e-07
[120 empty] | 7.3.3.17.5 (Remote Grid) Updates to grid topology to minimize risk of ignition in HFTDs Remote GridWLDFRVegetation ContactAggregated | WLDFR | HFTD - Distribution - Tier 2 - 5QU CoRE ¦ 5QU LoRE | Red Flag Warning - Destructive Fires | Vegetation Contact | Aggregated | 2036 | 4.5459e-08 | 406.8993 | 1.8497e-05 | 2036 | Mitigation | 0.95 | 45 | 0 | esc | 0.00097009 | 4.4099e-11 | 0.00097009 | 4.4099e-11 | 0.0032972 | 7.1772e-10 | 0 | 0
[120 empty] | 7.3.3.17.5 (Remote Grid) Updates to grid topology to minimize risk of ignition in HFTDs Remote GridWLDFRVegetation ContactAggregated | WLDFR | HFTD - Distribution - Tier 2 - 5QU CoRE ¦ 5QU LoRE | Red Flag Warning - Destructive Fires | Vegetation Contact | Aggregated | 2037 | 4.5459e-08 | 406.8993 | 1.8497e-05 | 2037 | Mitigation | 0.95 | 45 | 0 | esc | 0.00097009 | 4.4099e-11 | 0.00097009 | 4.4099e-11 | 0.0032972 | 7.1772e-10 | 0 | 0
[120 empty] | 7.3.3.17.5 (Remote Grid) Updates to grid topology to minimize risk of ignition in HFTDs Remote GridWLDFRVegetation ContactAggregated | WLDFR | HFTD - Distribution - Tier 2 - 5QU CoRE ¦ 5QU LoRE | Red Flag Warning - Destructive Fires | Vegetation Contact | Aggregated | 2038 | 4.5459e-08 | 406.8993 | 1.8497e-05 | 2038 | Mitigation | 0.95 | 45 | 0 | esc | 0.00097009 | 4.4099e-11 | 0.00097009 | 4.4099e-11 | 0.0032972 | 7.1772e-10 | 0.010025 | 3.9957e-07
[120 empty] | 7.3.3.17.5 (Remote Grid) Updates to grid topology to minimize risk of ignition in HFTDs Remote GridWLDFRVegetation ContactAggregated | WLDFR | HFTD - Distribution - Tier 2 - 5QU CoRE ¦ 5QU LoRE | Red Flag Warning - Destructive Fires | Vegetation Contact | Aggregated | 2039 | 4.5459e-08 | 406.8993 | 1.8497e-05 | 2039 | Mitigation | 0.95 | 45 | 0 | esc | 0.00097009 | 4.4099e-11 | 0.00097009 | 4.4099e-11 | 0.0032972 | 7.1772e-10 | 0.010025 | 3.9957e-07
[120 empty] | 7.3.3.17.5 (Remote Grid) Updates to grid topology to minimize risk of ignition in HFTDs Remote GridWLDFRVegetation ContactAggregated | WLDFR | HFTD - Distribution - Tier 2 - 5QU CoRE ¦ 5QU LoRE | Red Flag Warning - Destructive Fires | Vegetation Contact | Aggregated | 2040 | 4.5459e-08 | 406.8993 | 1.8497e-05 | 2040 | Mitigation | 0.95 | 45 | 0 | esc | 0.00097009 | 4.4099e-11 | 0.00097009 | 4.4099e-11 | 0 | 0 | 0.010025 | 3.9957e-07
[120 empty] | 7.3.3.17.5 (Remote Grid) Updates to grid topology to minimize risk of ignition in HFTDs Remote GridWLDFRVegetation ContactAggregated | WLDFR | HFTD - Distribution - Tier 2 - 5QU CoRE ¦ 5QU LoRE | Red Flag Warning - Destructive Fires | Vegetation Contact | Aggregated | 2041 | 4.5459e-08 | 406.8993 | 1.8497e-05 | 2041 | Mitigation | 0.95 | 45 | 0 | esc | 0.00097009 | 4.4099e-11 | 0.00097009 | 4.4099e-11 | 0.0032972 | 2.4489e-08 | 0.010025 | 3.9957e-07
[120 empty] | 7.3.3.17.5 (Remote Grid) Updates to grid topology to minimize risk of ignition in HFTDs Remote GridWLDFRVegetation ContactAggregated | WLDFR | HFTD - Distribution - Tier 2 - 5QU CoRE ¦ 5QU LoRE | Red Flag Warning - Destructive Fires | Vegetation Contact | Aggregated | 2042 | 4.5459e-08 | 406.8993 | 1.8497e-05 | 2042 | Mitigation | 0.95 | 45 | 0 | esc | 0.00097009 | 4.4099e-11 | 0.00097009 | 4.4099e-11 | 0.0032972 | 2.4489e-08 | 0.010025 | 3.9957e-07
[120 empty] | 7.3.3.17.5 (Remote Grid) Updates to grid topology to minimize risk of ignition in HFTDs Remote GridWLDFRVegetation ContactAggregated | WLDFR | HFTD - Distribution - Tier 2 - 5QU CoRE ¦ 5QU LoRE | Red Flag Warning - Destructive Fires | Vegetation Contact | Aggregated | 2043 | 4.5459e-08 | 406.8993 | 1.8497e-05 | 2043 | Mitigation | 0.95 | 45 | 0 | esc | 0.00097009 | 4.4099e-11 | 0.00097009 | 4.4099e-11 | 0.0032972 | 2.4489e-08 | 0.010025 | 3.9957e-07
[120 empty] | 7.3.3.17.5 (Remote Grid) Updates to grid topology to minimize risk of ignition in HFTDs Remote GridWLDFRVegetation ContactAggregated | WLDFR | HFTD - Distribution - Tier 2 - 5QU CoRE ¦ 5QU LoRE | Red Flag Warning - Destructive Fires | Vegetation Contact | Aggregated | 2044 | 4.5459e-08 | 406.8993 | 1.8497e-05 | 2044 | Mitigation | 0.95 | 45 | 0 | esc | 0.00097009 | 4.4099e-11 | 0.00097009 | 4.4099e-11 | 0.0032972 | 2.4489e-08 | 0.010025 | 3.9957e-07
[120 empty] | 7.3.3.17.5 (Remote Grid) Updates to grid topology to minimize risk of ignition in HFTDs Remote GridWLDFRVegetation ContactAggregated | WLDFR | HFTD - Distribution - Tier 2 - 5QU CoRE ¦ 5QU LoRE | Red Flag Warning - Destructive Fires | Vegetation Contact | Aggregated | 2045 | 4.5459e-08 | 406.8993 | 1.8497e-05 | 2045 | Mitigation | 0.95 | 45 | 0 | esc | 0.00097009 | 4.4099e-11 | 0.00097009 | 4.4099e-11 | 0.0032972 | 2.4489e-08 | 0.010025 | 3.9957e-07
[120 empty] | 7.3.3.17.5 (Remote Grid) Updates to grid topology to minimize risk of ignition in HFTDs Remote GridWLDFRVegetation ContactAggregated | WLDFR | HFTD - Distribution - Tier 2 - 5QU CoRE ¦ 5QU LoRE | Red Flag Warning - Destructive Fires | Vegetation Contact | Aggregated | 2046 | 4.5459e-08 | 406.8993 | 1.8497e-05 | 2046 | Mitigation | 0.95 | 45 | 0 | esc | 0.00097009 | 4.4099e-11 | 0.00097009 | 4.4099e-11 | 0.0032972 | 2.4489e-08 | 0.010025 | 3.9957e-07
[120 empty] | 7.3.3.17.5 (Remote Grid) Updates to grid topology to minimize risk of ignition in HFTDs Remote GridWLDFRVegetation ContactAggregated | WLDFR | HFTD - Distribution - Tier 2 - 5QU CoRE ¦ 5QU LoRE | Red Flag Warning - Destructive Fires | Vegetation Contact | Aggregated | 2047 | 4.5459e-08 | 406.8993 | 1.8497e-05 | 2047 | Mitigation | 0.95 | 45 | 0 | esc | 0.00097009 | 4.4099e-11 | 0.00097009 | 4.4099e-11 | 0.0032972 | 2.4489e-08 | 0.010025 | 3.9957e-07
[120 empty] | 7.3.3.17.5 (Remote Grid) Updates to grid topology to minimize risk of ignition in HFTDs Remote GridWLDFRVegetation ContactAggregated | WLDFR | HFTD - Distribution - Tier 2 - 5QU CoRE ¦ 5QU LoRE | Red Flag Warning - Destructive Fires | Vegetation Contact | Aggregated | 2048 | 4.5459e-08 | 406.8993 | 1.8497e-05 | 2048 | Mitigation | 0.95 | 45 | 0 | esc | 0.00097009 | 4.4099e-11 | 0.00097009 | 4.4099e-11 | 0.0032972 | 2.4489e-08 | 0.010025 | 3.9957e-07
[120 empty] | 7.3.3.17.5 (Remote Grid) Updates to grid topology to minimize risk of ignition in HFTDs Remote GridWLDFRVegetation ContactAggregated | WLDFR | HFTD - Distribution - Tier 2 - 5QU CoRE ¦ 5QU LoRE | Red Flag Warning - Destructive Fires | Vegetation Contact | Aggregated | 2049 | 4.5459e-08 | 406.8993 | 1.8497e-05 | 2049 | Mitigation | 0.95 | 45 | 0 | esc | 0.00097009 | 4.4099e-11 | 0.00097009 | 4.4099e-11 | 0.0032972 | 2.4489e-08 | 0.010025 | 3.9957e-07
[120 empty] | 7.3.3.17.5 (Remote Grid) Updates to grid topology to minimize risk of ignition in HFTDs Remote GridWLDFRVegetation ContactAggregated | WLDFR | HFTD - Distribution - Tier 2 - 5QU CoRE ¦ 5QU LoRE | Red Flag Warning - Destructive Fires | Vegetation Contact | Aggregated | 2050 | 4.5459e-08 | 406.8993 | 1.8497e-05 | 2050 | Mitigation | 0.95 | 45 | 0 | esc | 0.00097009 | 4.4099e-11 | 0.00097009 | 4.4099e-11 | 0.0032972 | 2.4489e-08 | 0.010025 | 3.9957e-07
[120 empty] | 7.3.3.17.5 (Remote Grid) Updates to grid topology to minimize risk of ignition in HFTDs Remote GridWLDFRVegetation ContactAggregated | WLDFR | HFTD - Distribution - Tier 2 - 5QU CoRE ¦ 5QU LoRE | Red Flag Warning - Destructive Fires | Vegetation Contact | Aggregated | 2051 | 4.5459e-08 | 406.8993 | 1.8497e-05 | 2051 | Mitigation | 0.95 | 45 | 0 | esc | 0.00097009 | 4.4099e-11 | 0.00097009 | 4.4099e-11 | 0.0032972 | 2.4489e-08 | 0.010025 | 3.9957e-07
[120 empty] | 7.3.3.17.5 (Remote Grid) Updates to grid topology to minimize risk of ignition in HFTDs Remote GridWLDFRVegetation ContactAggregated | WLDFR | HFTD - Distribution - Tier 2 - 5QU CoRE ¦ 5QU LoRE | Red Flag Warning - Destructive Fires | Vegetation Contact | Aggregated | 2052 | 4.5459e-08 | 406.8993 | 1.8497e-05 | 2052 | Mitigation | 0.95 | 45 | 0 | esc | 0.00097009 | 4.4099e-11 | 0.00097009 | 4.4099e-11 | 0.0032972 | 2.4489e-08 | 0.010025 | 3.9957e-07
[120 empty] | 7.3.3.17.5 (Remote Grid) Updates to grid topology to minimize risk of ignition in HFTDs Remote GridWLDFRVegetation ContactAggregated | WLDFR | HFTD - Distribution - Tier 2 - 5QU CoRE ¦ 5QU LoRE | Red Flag Warning - Destructive Fires | Vegetation Contact | Aggregated | 2053 | 4.5459e-08 | 406.8993 | 1.8497e-05 | 2053 | Mitigation | 0.95 | 45 | 0 | esc | 0.00097009 | 4.4099e-11 | 0.00097009 | 4.4099e-11 | 0.0032972 | 2.4489e-08 | 0.010025 | 3.9957e-07
[120 empty] | 7.3.3.17.5 (Remote Grid) Updates to grid topology to minimize risk of ignition in HFTDs Remote GridWLDFRVegetation ContactAggregated | WLDFR | HFTD - Distribution - Tier 2 - 5QU CoRE ¦ 5QU LoRE | Red Flag Warning - Destructive Fires | Vegetation Contact | Aggregated | 2054 | 4.5459e-08 | 406.8993 | 1.8497e-05 | 2054 | Mitigation | 0.95 | 45 | 0 | esc | 0.00097009 | 4.4099e-11 | 0.00097009 | 4.4099e-11 | 0.0032972 | 2.4489e-08 | 0.010025 | 3.9957e-07
[120 empty] | 7.3.3.17.5 (Remote Grid) Updates to grid topology to minimize risk of ignition in HFTDs Remote GridWLDFRVegetation ContactAggregated | WLDFR | HFTD - Distribution - Tier 2 - 5QU CoRE ¦ 5QU LoRE | Red Flag Warning - Destructive Fires | Vegetation Contact | Aggregated | 2055 | 4.5459e-08 | 406.8993 | 1.8497e-05 | 2055 | Mitigation | 0.95 | 45 | 0 | esc | 0.00097009 | 4.4099e-11 | 0.00097009 | 4.4099e-11 | 0.0032972 | 2.4489e-08 | 0.010025 | 3.9957e-07
[120 empty] | 7.3.3.17.5 (Remote Grid) Updates to grid topology to minimize risk of ignition in HFTDs Remote GridWLDFRVegetation ContactAggregated | WLDFR | HFTD - Distribution - Tier 2 - 5QU CoRE ¦ 5QU LoRE | Red Flag Warning - Destructive Fires | Vegetation Contact | Aggregated | 2056 | 4.5459e-08 | 406.8993 | 1.8497e-05 | 2056 | Mitigation | 0.95 | 45 | 0 | esc | 0.00097009 | 4.4099e-11 | 0.00097009 | 4.4099e-11 | 0.0032972 | 2.4489e-08 | 0.010025 | 3.9957e-07
[120 empty] | 7.3.3.17.5 (Remote Grid) Updates to grid topology to minimize risk of ignition in HFTDs Remote GridWLDFRVegetation ContactAggregated | WLDFR | HFTD - Distribution - Tier 2 - 5QU CoRE ¦ 5QU LoRE | Red Flag Warning - Destructive Fires | Vegetation Contact | Aggregated | 2057 | 4.5459e-08 | 406.8993 | 1.8497e-05 | 2057 | Mitigation | 0.95 | 45 | 0 | esc | 0.00097009 | 4.4099e-11 | 0.00097009 | 4.4099e-11 | 0.0032972 | 2.4489e-08 | 0.010025 | 3.9957e-07
[120 empty] | 7.3.3.17.5 (Remote Grid) Updates to grid topology to minimize risk of ignition in HFTDs Remote GridWLDFRVegetation ContactAggregated | WLDFR | HFTD - Distribution - Tier 2 - 5QU CoRE ¦ 5QU LoRE | Red Flag Warning - Destructive Fires | Vegetation Contact | Aggregated | 2058 | 4.5459e-08 | 406.8993 | 1.8497e-05 | 2058 | Mitigation | 0.95 | 45 | 0 | esc | 0.00097009 | 4.4099e-11 | 0.00097009 | 4.4099e-11 | 0.0032972 | 2.4489e-08 | 0.010025 | 3.9957e-07
[120 empty] | 7.3.3.17.5 (Remote Grid) Updates to grid topology to minimize risk of ignition in HFTDs Remote GridWLDFRVegetation ContactAggregated | WLDFR | HFTD - Distribution - Tier 2 - 5QU CoRE ¦ 5QU LoRE | Red Flag Warning - Destructive Fires | Vegetation Contact | Aggregated | 2059 | 4.5459e-08 | 406.8993 | 1.8497e-05 | 2059 | Mitigation | 0.95 | 45 | 0 | esc | 0.00097009 | 4.4099e-11 | 0.00097009 | 4.4099e-11 | 0.0032972 | 2.4489e-08 | 0.010025 | 3.9957e-07
[120 empty] | 7.3.3.17.5 (Remote Grid) Updates to grid topology to minimize risk of ignition in HFTDs Remote GridWLDFRVegetation ContactAggregated | WLDFR | HFTD - Distribution - Tier 2 - 5QU CoRE ¦ 5QU LoRE | Red Flag Warning - Destructive Fires | Vegetation Contact | Aggregated | 2060 | 4.5459e-08 | 406.8993 | 1.8497e-05 | 2060 | Mitigation | 0.95 | 45 | 0 | esc | 0.00097009 | 4.4099e-11 | 0.00097009 | 4.4099e-11 | 0.0032972 | 2.4489e-08 | 0.010025 | 3.9957e-07
[120 empty] | 7.3.3.17.5 (Remote Grid) Updates to grid topology to minimize risk of ignition in HFTDs Remote GridWLDFRVegetation ContactAggregated | WLDFR | HFTD - Distribution - Tier 2 - 5QU CoRE ¦ 5QU LoRE | Red Flag Warning - Destructive Fires | Vegetation Contact | Aggregated | 2061 | 4.5459e-08 | 406.8993 | 1.8497e-05 | 2061 | Mitigation | 0.95 | 45 | 0 | esc | 0.00097009 | 4.4099e-11 | 0.00097009 | 4.4099e-11 | 0.0032972 | 2.4489e-08 | 0.010025 | 3.9957e-07
[120 empty] | 7.3.3.17.5 (Remote Grid) Updates to grid topology to minimize risk of ignition in HFTDs Remote GridWLDFRVegetation ContactAggregated | WLDFR | HFTD - Distribution - Tier 2 - 5QU CoRE ¦ 5QU LoRE | Red Flag Warning - Destructive Fires | Vegetation Contact | Aggregated | 2062 | 4.5459e-08 | 406.8993 | 1.8497e-05 | 2062 | Mitigation | 0.95 | 45 | 0 | esc | 0.00097009 | 4.4099e-11 | 0.00097009 | 4.4099e-11 | 0.0032972 | 2.4489e-08 | 0.010025 | 3.9957e-07
[120 empty] | 7.3.3.17.5 (Remote Grid) Updates to grid topology to minimize risk of ignition in HFTDs Remote GridWLDFRVegetation ContactAggregated | WLDFR | HFTD - Distribution - Tier 2 - 5QU CoRE ¦ 5QU LoRE | Red Flag Warning - Destructive Fires | Vegetation Contact | Aggregated | 2063 | 4.5459e-08 | 406.8993 | 1.8497e-05 | 2063 | Mitigation | 0.95 | 45 | 0 | esc | 0.00097009 | 4.4099e-11 | 0.00097009 | 4.4099e-11 | 0.0032972 | 2.4489e-08 | 0.010025 | 3.9957e-07
[120 empty] | 7.3.3.17.5 (Remote Grid) Updates to grid topology to minimize risk of ignition in HFTDs Remote GridWLDFRVegetation ContactAggregated | WLDFR | HFTD - Distribution - Tier 2 - 5QU CoRE ¦ 5QU LoRE | Red Flag Warning - Destructive Fires | Vegetation Contact | Aggregated | 2064 | 4.5459e-08 | 406.8993 | 1.8497e-05 | 2064 | Mitigation | 0.95 | 45 | 0 | esc | 0.00097009 | 4.4099e-11 | 0.00097009 | 4.4099e-11 | 0.0032972 | 2.4489e-08 | 0.010025 | 3.9957e-07
[120 empty] | 7.3.3.17.5 (Remote Grid) Updates to grid topology to minimize risk of ignition in HFTDs Remote GridWLDFRVegetation ContactAggregated | WLDFR | HFTD - Distribution - Tier 2 - 5QU CoRE ¦ 5QU LoRE | Red Flag Warning - Destructive Fires | Vegetation Contact | Aggregated | 2065 | 4.5459e-08 | 406.8993 | 1.8497e-05 | 2065 | Mitigation | 0.95 | 45 | 0 | esc | 0.00097009 | 4.4099e-11 | 0.00097009 | 4.4099e-11 | 0.0032972 | 2.4489e-08 | 0.010025 | 3.9957e-07
[120 empty] | 7.3.3.17.5 (Remote Grid) Updates to grid topology to minimize risk of ignition in HFTDs Remote GridWLDFRVegetation ContactAggregated | WLDFR | HFTD - Distribution - Tier 2 - 5QU CoRE ¦ 5QU LoRE | Red Flag Warning - Destructive Fires | Vegetation Contact | Aggregated | 2066 | 4.5459e-08 | 406.8993 | 1.8497e-05 | 2066 | Mitigation | 0.95 | 45 | 0 | esc | 0.00097009 | 4.4099e-11 | 0.00097009 | 4.4099e-11 | 0.0032972 | 2.4489e-08 | 0.010025 | 3.9957e-07
[120 empty] | 7.3.3.17.5 (Remote Grid) Updates to grid topology to minimize risk of ignition in HFTDs Remote GridWLDFRVegetation ContactAggregated | WLDFR | HFTD - Distribution - Tier 2 - 5QU CoRE ¦ 5QU LoRE | Red Flag Warning - Destructive Fires | Vegetation Contact | Aggregated | 2067 | 4.5459e-08 | 406.8993 | 1.8497e-05 | 2067 | Mitigation | 0.95 | 45 | 0 | esc | 0 | 0 | 0.00097009 | 4.4099e-11 | 0.0032972 | 2.4489e-08 | 0.010025 | 3.9957e-07
[120 empty] | 7.3.3.17.5 (Remote Grid) Updates to grid topology to minimize risk of ignition in HFTDs Remote GridWLDFREquipment / facility failureAggregated | WLDFR | HFTD - Distribution - Tier 2 - 5QU CoRE ¦ 5QU LoRE | Red Flag Warning - Large Fires | Equipment / facility failure | Aggregated | 2022 | 5.8502e-06 | 406.8993 | 0.0023805 | 2022 | Mitigation | 0.95 | 45 | 0 | esc | 0.00097009 | 5.6752e-09 | 0 | 0 | 0.0032972 | 2.4489e-08 | 0 | 0
[120 empty] | 7.3.3.17.5 (Remote Grid) Updates to grid topology to minimize risk of ignition in HFTDs Remote GridWLDFREquipment / facility failureAggregated | WLDFR | HFTD - Distribution - Tier 2 - 5QU CoRE ¦ 5QU LoRE | Red Flag Warning - Large Fires | Equipment / facility failure | Aggregated | 2023 | 5.8502e-06 | 406.8993 | 0.0023805 | 2023 | Mitigation | 0.95 | 45 | 0 | esc | 0.00097009 | 5.6752e-09 | 0.00097009 | 5.6752e-09 | 0.0032972 | 2.4489e-08 | 0 | 0
[120 empty] | 7.3.3.17.5 (Remote Grid) Updates to grid topology to minimize risk of ignition in HFTDs Remote GridWLDFREquipment / facility failureAggregated | WLDFR | HFTD - Distribution - Tier 2 - 5QU CoRE ¦ 5QU LoRE | Red Flag Warning - Large Fires | Equipment / facility failure | Aggregated | 2024 | 5.8502e-06 | 406.8993 | 0.0023805 | 2024 | Mitigation | 0.95 | 45 | 0 | esc | 0.00097009 | 5.6752e-09 | 0.00097009 | 5.6752e-09 | 0.0032972 | 2.4489e-08 | 0.0094681 | 1.2882e-06
[120 empty] | 7.3.3.17.5 (Remote Grid) Updates to grid topology to minimize risk of ignition in HFTDs Remote GridWLDFREquipment / facility failureAggregated | WLDFR | HFTD - Distribution - Tier 2 - 5QU CoRE ¦ 5QU LoRE | Red Flag Warning - Large Fires | Equipment / facility failure | Aggregated | 2025 | 5.8502e-06 | 406.8993 | 0.0023805 | 2025 | Mitigation | 0.95 | 45 | 0 | esc | 0.00097009 | 5.6752e-09 | 0.00097009 | 5.6752e-09 | 0.0032972 | 2.4489e-08 | 0.0094681 | 1.2882e-06
[120 empty] | 7.3.3.17.5 (Remote Grid) Updates to grid topology to minimize risk of ignition in HFTDs Remote GridWLDFREquipment / facility failureAggregated | WLDFR | HFTD - Distribution - Tier 2 - 5QU CoRE ¦ 5QU LoRE | Red Flag Warning - Large Fires | Equipment / facility failure | Aggregated | 2026 | 5.8502e-06 | 406.8993 | 0.0023805 | 2026 | Mitigation | 0.95 | 45 | 0 | esc | 0.00097009 | 5.6752e-09 | 0.00097009 | 5.6752e-09 | 0.0032972 | 2.4489e-08 | 0.0094681 | 1.2882e-06
[120 empty] | 7.3.3.17.5 (Remote Grid) Updates to grid topology to minimize risk of ignition in HFTDs Remote GridWLDFREquipment / facility failureAggregated | WLDFR | HFTD - Distribution - Tier 2 - 5QU CoRE ¦ 5QU LoRE | Red Flag Warning - Large Fires | Equipment / facility failure | Aggregated | 2027 | 5.8502e-06 | 406.8993 | 0.0023805 | 2027 | Mitigation | 0.95 | 45 | 0 | esc | 0.00097009 | 5.6752e-09 | 0.00097009 | 5.6752e-09 | 0.0032972 | 2.4489e-08 | 0.0094681 | 1.2882e-06
[120 empty] | 7.3.3.17.5 (Remote Grid) Updates to grid topology to minimize risk of ignition in HFTDs Remote GridWLDFREquipment / facility failureAggregated | WLDFR | HFTD - Distribution - Tier 2 - 5QU CoRE ¦ 5QU LoRE | Red Flag Warning - Large Fires | Equipment / facility failure | Aggregated | 2028 | 5.8502e-06 | 406.8993 | 0.0023805 | 2028 | Mitigation | 0.95 | 45 | 0 | esc | 0.00097009 | 5.6752e-09 | 0.00097009 | 5.6752e-09 | 0.0032972 | 2.4489e-08 | 0.0094681 | 1.2882e-06
[120 empty] | 7.3.3.17.5 (Remote Grid) Updates to grid topology to minimize risk of ignition in HFTDs Remote GridWLDFREquipment / facility failureAggregated | WLDFR | HFTD - Distribution - Tier 2 - 5QU CoRE ¦ 5QU LoRE | Red Flag Warning - Large Fires | Equipment / facility failure | Aggregated | 2029 | 5.8502e-06 | 406.8993 | 0.0023805 | 2029 | Mitigation | 0.95 | 45 | 0 | esc | 0.00097009 | 5.6752e-09 | 0.00097009 | 5.6752e-09 | 0.0032972 | 2.4489e-08 | 0.0094681 | 1.2882e-06
[120 empty] | 7.3.3.17.5 (Remote Grid) Updates to grid topology to minimize risk of ignition in HFTDs Remote GridWLDFREquipment / facility failureAggregated | WLDFR | HFTD - Distribution - Tier 2 - 5QU CoRE ¦ 5QU LoRE | Red Flag Warning - Large Fires | Equipment / facility failure | Aggregated | 2030 | 5.8502e-06 | 406.8993 | 0.0023805 | 2030 | Mitigation | 0.95 | 45 | 0 | esc | 0.00097009 | 5.6752e-09 | 0.00097009 | 5.6752e-09 | 0.0032972 | 2.4489e-08 | 0.0094681 | 1.2882e-06
[120 empty] | 7.3.3.17.5 (Remote Grid) Updates to grid topology to minimize risk of ignition in HFTDs Remote GridWLDFREquipment / facility failureAggregated | WLDFR | HFTD - Distribution - Tier 2 - 5QU CoRE ¦ 5QU LoRE | Red Flag Warning - Large Fires | Equipment / facility failure | Aggregated | 2031 | 5.8502e-06 | 406.8993 | 0.0023805 | 2031 | Mitigation | 0.95 | 45 | 0 | esc | 0.00097009 | 5.6752e-09 | 0.00097009 | 5.6752e-09 | 0.0032972 | 2.4489e-08 | 0.0094681 | 1.2882e-06
[120 empty] | 7.3.3.17.5 (Remote Grid) Updates to grid topology to minimize risk of ignition in HFTDs Remote GridWLDFREquipment / facility failureAggregated | WLDFR | HFTD - Distribution - Tier 2 - 5QU CoRE ¦ 5QU LoRE | Red Flag Warning - Large Fires | Equipment / facility failure | Aggregated | 2032 | 5.8502e-06 | 406.8993 | 0.0023805 | 2032 | Mitigation | 0.95 | 45 | 0 | esc | 0.00097009 | 5.6752e-09 | 0.00097009 | 5.6752e-09 | 0.0032972 | 2.4489e-08 | 0.0094681 | 1.2882e-06
[120 empty] | 7.3.3.17.5 (Remote Grid) Updates to grid topology to minimize risk of ignition in HFTDs Remote GridWLDFREquipment / facility failureAggregated | WLDFR | HFTD - Distribution - Tier 2 - 5QU CoRE ¦ 5QU LoRE | Red Flag Warning - Large Fires | Equipment / facility failure | Aggregated | 2033 | 5.8502e-06 | 406.8993 | 0.0023805 | 2033 | Mitigation | 0.95 | 45 | 0 | esc | 0.00097009 | 5.6752e-09 | 0.00097009 | 5.6752e-09 | 0.0032972 | 2.4489e-08 | 0.0094681 | 1.2882e-06
[120 empty] | 7.3.3.17.5 (Remote Grid) Updates to grid topology to minimize risk of ignition in HFTDs Remote GridWLDFREquipment / facility failureAggregated | WLDFR | HFTD - Distribution - Tier 2 - 5QU CoRE ¦ 5QU LoRE | Red Flag Warning - Large Fires | Equipment / facility failure | Aggregated | 2034 | 5.8502e-06 | 406.8993 | 0.0023805 | 2034 | Mitigation | 0.95 | 45 | 0 | esc | 0.00097009 | 5.6752e-09 | 0.00097009 | 5.6752e-09 | 0.0032972 | 2.4489e-08 | 0.0094681 | 1.2882e-06
[120 empty] | 7.3.3.17.5 (Remote Grid) Updates to grid topology to minimize risk of ignition in HFTDs Remote GridWLDFREquipment / facility failureAggregated | WLDFR | HFTD - Distribution - Tier 2 - 5QU CoRE ¦ 5QU LoRE | Red Flag Warning - Large Fires | Equipment / facility failure | Aggregated | 2035 | 5.8502e-06 | 406.8993 | 0.0023805 | 2035 | Mitigation | 0.95 | 45 | 0 | esc | 0.00097009 | 5.6752e-09 | 0.00097009 | 5.6752e-09 | 0.0032972 | 2.4489e-08 | 0.0094681 | 1.2882e-06
[120 empty] | 7.3.3.17.5 (Remote Grid) Updates to grid topology to minimize risk of ignition in HFTDs Remote GridWLDFREquipment / facility failureAggregated | WLDFR | HFTD - Distribution - Tier 2 - 5QU CoRE ¦ 5QU LoRE | Red Flag Warning - Large Fires | Equipment / facility failure | Aggregated | 2036 | 5.8502e-06 | 406.8993 | 0.0023805 | 2036 | Mitigation | 0.95 | 45 | 0 | esc | 0.00097009 | 5.6752e-09 | 0.00097009 | 5.6752e-09 | 0.0032972 | 2.4489e-08 | 0.0094681 | 1.2882e-06
[120 empty] | 7.3.3.17.5 (Remote Grid) Updates to grid topology to minimize risk of ignition in HFTDs Remote GridWLDFREquipment / facility failureAggregated | WLDFR | HFTD - Distribution - Tier 2 - 5QU CoRE ¦ 5QU LoRE | Red Flag Warning - Large Fires | Equipment / facility failure | Aggregated | 2037 | 5.8502e-06 | 406.8993 | 0.0023805 | 2037 | Mitigation | 0.95 | 45 | 0 | esc | 0.00097009 | 5.6752e-09 | 0.00097009 | 5.6752e-09 | 0.0032972 | 2.4489e-08 | 0.0094681 | 1.2882e-06
[120 empty] | 7.3.3.17.5 (Remote Grid) Updates to grid topology to minimize risk of ignition in HFTDs Remote GridWLDFREquipment / facility failureAggregated | WLDFR | HFTD - Distribution - Tier 2 - 5QU CoRE ¦ 5QU LoRE | Red Flag Warning - Large Fires | Equipment / facility failure | Aggregated | 2038 | 5.8502e-06 | 406.8993 | 0.0023805 | 2038 | Mitigation | 0.95 | 45 | 0 | esc | 0.00097009 | 5.6752e-09 | 0.00097009 | 5.6752e-09 | 0.0032972 | 2.4489e-08 | 0.0094681 | 1.2882e-06
[120 empty] | 7.3.3.17.5 (Remote Grid) Updates to grid topology to minimize risk of ignition in HFTDs Remote GridWLDFREquipment / facility failureAggregated | WLDFR | HFTD - Distribution - Tier 2 - 5QU CoRE ¦ 5QU LoRE | Red Flag Warning - Large Fires | Equipment / facility failure | Aggregated | 2039 | 5.8502e-06 | 406.8993 | 0.0023805 | 2039 | Mitigation | 0.95 | 45 | 0 | esc | 0.00097009 | 5.6752e-09 | 0.00097009 | 5.6752e-09 | 0.0032972 | 2.4489e-08 | 0.0094681 | 1.2882e-06
[120 empty] | 7.3.3.17.5 (Remote Grid) Updates to grid topology to minimize risk of ignition in HFTDs Remote GridWLDFREquipment / facility failureAggregated | WLDFR | HFTD - Distribution - Tier 2 - 5QU CoRE ¦ 5QU LoRE | Red Flag Warning - Large Fires | Equipment / facility failure | Aggregated | 2040 | 5.8502e-06 | 406.8993 | 0.0023805 | 2040 | Mitigation | 0.95 | 45 | 0 | esc | 0.00097009 | 5.6752e-09 | 0.00097009 | 5.6752e-09 | 0.0032972 | 2.4489e-08 | 0.0094681 | 1.2882e-06
[120 empty] | 7.3.3.17.5 (Remote Grid) Updates to grid topology to minimize risk of ignition in HFTDs Remote GridWLDFREquipment / facility failureAggregated | WLDFR | HFTD - Distribution - Tier 2 - 5QU CoRE ¦ 5QU LoRE | Red Flag Warning - Large Fires | Equipment / facility failure | Aggregated | 2041 | 5.8502e-06 | 406.8993 | 0.0023805 | 2041 | Mitigation | 0.95 | 45 | 0 | esc | 0.00097009 | 5.6752e-09 | 0.00097009 | 5.6752e-09 | 0.0032972 | 2.4489e-08 | 0.0094681 | 1.2882e-06
[120 empty] | 7.3.3.17.5 (Remote Grid) Updates to grid topology to minimize risk of ignition in HFTDs Remote GridWLDFREquipment / facility failureAggregated | WLDFR | HFTD - Distribution - Tier 2 - 5QU CoRE ¦ 5QU LoRE | Red Flag Warning - Large Fires | Equipment / facility failure | Aggregated | 2042 | 5.8502e-06 | 406.8993 | 0.0023805 | 2042 | Mitigation | 0.95 | 45 | 0 | esc | 0.00097009 | 5.6752e-09 | 0.00097009 | 5.6752e-09 | 0.0032972 | 2.4489e-08 | 0.0094681 | 1.2882e-06
[120 empty] | 7.3.3.17.5 (Remote Grid) Updates to grid topology to minimize risk of ignition in HFTDs Remote GridWLDFREquipment / facility failureAggregated | WLDFR | HFTD - Distribution - Tier 2 - 5QU CoRE ¦ 5QU LoRE | Red Flag Warning - Large Fires | Equipment / facility failure | Aggregated | 2043 | 5.8502e-06 | 406.8993 | 0.0023805 | 2043 | Mitigation | 0.95 | 45 | 0 | esc | 0.00097009 | 5.6752e-09 | 0.00097009 | 5.6752e-09 | 0.0032972 | 2.4489e-08 | 0.0094681 | 1.2882e-06
[120 empty] | 7.3.3.17.5 (Remote Grid) Updates to grid topology to minimize risk of ignition in HFTDs Remote GridWLDFREquipment / facility failureAggregated | WLDFR | HFTD - Distribution - Tier 2 - 5QU CoRE ¦ 5QU LoRE | Red Flag Warning - Large Fires | Equipment / facility failure | Aggregated | 2044 | 5.8502e-06 | 406.8993 | 0.0023805 | 2044 | Mitigation | 0.95 | 45 | 0 | esc | 0.00097009 | 5.6752e-09 | 0.00097009 | 5.6752e-09 | 0 | 0 | 0.0094681 | 1.2882e-06
[120 empty] | 7.3.3.17.5 (Remote Grid) Updates to grid topology to minimize risk of ignition in HFTDs Remote GridWLDFREquipment / facility failureAggregated | WLDFR | HFTD - Distribution - Tier 2 - 5QU CoRE ¦ 5QU LoRE | Red Flag Warning - Large Fires | Equipment / facility failure | Aggregated | 2045 | 5.8502e-06 | 406.8993 | 0.0023805 | 2045 | Mitigation | 0.95 | 45 | 0 | esc | 0.00097009 | 5.6752e-09 | 0.00097009 | 5.6752e-09 | 0.0032972 | 4.4705e-10 | 0.0094681 | 1.2882e-06
[120 empty] | 7.3.3.17.5 (Remote Grid) Updates to grid topology to minimize risk of ignition in HFTDs Remote GridWLDFREquipment / facility failureAggregated | WLDFR | HFTD - Distribution - Tier 2 - 5QU CoRE ¦ 5QU LoRE | Red Flag Warning - Large Fires | Equipment / facility failure | Aggregated | 2046 | 5.8502e-06 | 406.8993 | 0.0023805 | 2046 | Mitigation | 0.95 | 45 | 0 | esc | 0.00097009 | 5.6752e-09 | 0.00097009 | 5.6752e-09 | 0.0032972 | 4.4705e-10 | 0.0094681 | 1.2882e-06
[120 empty] | 7.3.3.17.5 (Remote Grid) Updates to grid topology to minimize risk of ignition in HFTDs Remote GridWLDFREquipment / facility failureAggregated | WLDFR | HFTD - Distribution - Tier 2 - 5QU CoRE ¦ 5QU LoRE | Red Flag Warning - Large Fires | Equipment / facility failure | Aggregated | 2047 | 5.8502e-06 | 406.8993 | 0.0023805 | 2047 | Mitigation | 0.95 | 45 | 0 | esc | 0.00097009 | 5.6752e-09 | 0.00097009 | 5.6752e-09 | 0.0032972 | 4.4705e-10 | 0.0094681 | 1.2882e-06
[120 empty] | 7.3.3.17.5 (Remote Grid) Updates to grid topology to minimize risk of ignition in HFTDs Remote GridWLDFREquipment / facility failureAggregated | WLDFR | HFTD - Distribution - Tier 2 - 5QU CoRE ¦ 5QU LoRE | Red Flag Warning - Large Fires | Equipment / facility failure | Aggregated | 2048 | 5.8502e-06 | 406.8993 | 0.0023805 | 2048 | Mitigation | 0.95 | 45 | 0 | esc | 0.00097009 | 5.6752e-09 | 0.00097009 | 5.6752e-09 | 0.0032972 | 4.4705e-10 | 0.0094681 | 1.2882e-06
[120 empty] | 7.3.3.17.5 (Remote Grid) Updates to grid topology to minimize risk of ignition in HFTDs Remote GridWLDFREquipment / facility failureAggregated | WLDFR | HFTD - Distribution - Tier 2 - 5QU CoRE ¦ 5QU LoRE | Red Flag Warning - Large Fires | Equipment / facility failure | Aggregated | 2049 | 5.8502e-06 | 406.8993 | 0.0023805 | 2049 | Mitigation | 0.95 | 45 | 0 | esc | 0.00097009 | 5.6752e-09 | 0.00097009 | 5.6752e-09 | 0.0032972 | 4.4705e-10 | 0.0094681 | 1.2882e-06
[120 empty] | 7.3.3.17.5 (Remote Grid) Updates to grid topology to minimize risk of ignition in HFTDs Remote GridWLDFREquipment / facility failureAggregated | WLDFR | HFTD - Distribution - Tier 2 - 5QU CoRE ¦ 5QU LoRE | Red Flag Warning - Large Fires | Equipment / facility failure | Aggregated | 2050 | 5.8502e-06 | 406.8993 | 0.0023805 | 2050 | Mitigation | 0.95 | 45 | 0 | esc | 0.00097009 | 5.6752e-09 | 0.00097009 | 5.6752e-09 | 0.0032972 | 4.4705e-10 | 0.0094681 | 1.2882e-06
[120 empty] | 7.3.3.17.5 (Remote Grid) Updates to grid topology to minimize risk of ignition in HFTDs Remote GridWLDFREquipment / facility failureAggregated | WLDFR | HFTD - Distribution - Tier 2 - 5QU CoRE ¦ 5QU LoRE | Red Flag Warning - Large Fires | Equipment / facility failure | Aggregated | 2051 | 5.8502e-06 | 406.8993 | 0.0023805 | 2051 | Mitigation | 0.95 | 45 | 0 | esc | 0.00097009 | 5.6752e-09 | 0.00097009 | 5.6752e-09 | 0.0032972 | 4.4705e-10 | 0.0094681 | 1.2882e-06
[120 empty] | 7.3.3.17.5 (Remote Grid) Updates to grid topology to minimize risk of ignition in HFTDs Remote GridWLDFREquipment / facility failureAggregated | WLDFR | HFTD - Distribution - Tier 2 - 5QU CoRE ¦ 5QU LoRE | Red Flag Warning - Large Fires | Equipment / facility failure | Aggregated | 2052 | 5.8502e-06 | 406.8993 | 0.0023805 | 2052 | Mitigation | 0.95 | 45 | 0 | esc | 0.00097009 | 5.6752e-09 | 0.00097009 | 5.6752e-09 | 0.0032972 | 4.4705e-10 | 0.0094681 | 1.2882e-06
[120 empty] | 7.3.3.17.5 (Remote Grid) Updates to grid topology to minimize risk of ignition in HFTDs Remote GridWLDFREquipment / facility failureAggregated | WLDFR | HFTD - Distribution - Tier 2 - 5QU CoRE ¦ 5QU LoRE | Red Flag Warning - Large Fires | Equipment / facility failure | Aggregated | 2053 | 5.8502e-06 | 406.8993 | 0.0023805 | 2053 | Mitigation | 0.95 | 45 | 0 | esc | 0.00097009 | 5.6752e-09 | 0.00097009 | 5.6752e-09 | 0.0032972 | 4.4705e-10 | 0.0094681 | 1.2882e-06
[120 empty] | 7.3.3.17.5 (Remote Grid) Updates to grid topology to minimize risk of ignition in HFTDs Remote GridWLDFREquipment / facility failureAggregated | WLDFR | HFTD - Distribution - Tier 2 - 5QU CoRE ¦ 5QU LoRE | Red Flag Warning - Large Fires | Equipment / facility failure | Aggregated | 2054 | 5.8502e-06 | 406.8993 | 0.0023805 | 2054 | Mitigation | 0.95 | 45 | 0 | esc | 0.00097009 | 5.6752e-09 | 0.00097009 | 5.6752e-09 | 0.0032972 | 4.4705e-10 | 0 | 0
[120 empty] | 7.3.3.17.5 (Remote Grid) Updates to grid topology to minimize risk of ignition in HFTDs Remote GridWLDFREquipment / facility failureAggregated | WLDFR | HFTD - Distribution - Tier 2 - 5QU CoRE ¦ 5QU LoRE | Red Flag Warning - Large Fires | Equipment / facility failure | Aggregated | 2055 | 5.8502e-06 | 406.8993 | 0.0023805 | 2055 | Mitigation | 0.95 | 45 | 0 | esc | 0.00097009 | 5.6752e-09 | 0.00097009 | 5.6752e-09 | 0.0032972 | 4.4705e-10 | 0 | 0
[120 empty] | 7.3.3.17.5 (Remote Grid) Updates to grid topology to minimize risk of ignition in HFTDs Remote GridWLDFREquipment / facility failureAggregated | WLDFR | HFTD - Distribution - Tier 2 - 5QU CoRE ¦ 5QU LoRE | Red Flag Warning - Large Fires | Equipment / facility failure | Aggregated | 2056 | 5.8502e-06 | 406.8993 | 0.0023805 | 2056 | Mitigation | 0.95 | 45 | 0 | esc | 0.00097009 | 5.6752e-09 | 0.00097009 | 5.6752e-09 | 0.0032972 | 4.4705e-10 | 0.010598 | 8.0288e-08
[120 empty] | 7.3.3.17.5 (Remote Grid) Updates to grid topology to minimize risk of ignition in HFTDs Remote GridWLDFREquipment / facility failureAggregated | WLDFR | HFTD - Distribution - Tier 2 - 5QU CoRE ¦ 5QU LoRE | Red Flag Warning - Large Fires | Equipment / facility failure | Aggregated | 2057 | 5.8502e-06 | 406.8993 | 0.0023805 | 2057 | Mitigation | 0.95 | 45 | 0 | esc | 0.00097009 | 5.6752e-09 | 0.00097009 | 5.6752e-09 | 0.0032972 | 4.4705e-10 | 0.010598 | 8.0288e-08
[120 empty] | 7.3.3.17.5 (Remote Grid) Updates to grid topology to minimize risk of ignition in HFTDs Remote GridWLDFREquipment / facility failureAggregated | WLDFR | HFTD - Distribution - Tier 2 - 5QU CoRE ¦ 5QU LoRE | Red Flag Warning - Large Fires | Equipment / facility failure | Aggregated | 2058 | 5.8502e-06 | 406.8993 | 0.0023805 | 2058 | Mitigation | 0.95 | 45 | 0 | esc | 0.00097009 | 5.6752e-09 | 0.00097009 | 5.6752e-09 | 0.0032972 | 4.4705e-10 | 0.010598 | 8.0288e-08
[120 empty] | 7.3.3.17.5 (Remote Grid) Updates to grid topology to minimize risk of ignition in HFTDs Remote GridWLDFREquipment / facility failureAggregated | WLDFR | HFTD - Distribution - Tier 2 - 5QU CoRE ¦ 5QU LoRE | Red Flag Warning - Large Fires | Equipment / facility failure | Aggregated | 2059 | 5.8502e-06 | 406.8993 | 0.0023805 | 2059 | Mitigation | 0.95 | 45 | 0 | esc | 0.00097009 | 5.6752e-09 | 0.00097009 | 5.6752e-09 | 0.0032972 | 4.4705e-10 | 0.010598 | 8.0288e-08
[120 empty] | 7.3.3.17.5 (Remote Grid) Updates to grid topology to minimize risk of ignition in HFTDs Remote GridWLDFREquipment / facility failureAggregated | WLDFR | HFTD - Distribution - Tier 2 - 5QU CoRE ¦ 5QU LoRE | Red Flag Warning - Large Fires | Equipment / facility failure | Aggregated | 2060 | 5.8502e-06 | 406.8993 | 0.0023805 | 2060 | Mitigation | 0.95 | 45 | 0 | esc | 0.00097009 | 5.6752e-09 | 0.00097009 | 5.6752e-09 | 0.0032972 | 4.4705e-10 | 0.010598 | 8.0288e-08
[120 empty] | 7.3.3.17.5 (Remote Grid) Updates to grid topology to minimize risk of ignition in HFTDs Remote GridWLDFREquipment / facility failureAggregated | WLDFR | HFTD - Distribution - Tier 2 - 5QU CoRE ¦ 5QU LoRE | Red Flag Warning - Large Fires | Equipment / facility failure | Aggregated | 2061 | 5.8502e-06 | 406.8993 | 0.0023805 | 2061 | Mitigation | 0.95 | 45 | 0 | esc | 0.00097009 | 5.6752e-09 | 0.00097009 | 5.6752e-09 | 0.0032972 | 4.4705e-10 | 0.010598 | 8.0288e-08
[120 empty] | 7.3.3.17.5 (Remote Grid) Updates to grid topology to minimize risk of ignition in HFTDs Remote GridWLDFREquipment / facility failureAggregated | WLDFR | HFTD - Distribution - Tier 2 - 5QU CoRE ¦ 5QU LoRE | Red Flag Warning - Large Fires | Equipment / facility failure | Aggregated | 2062 | 5.8502e-06 | 406.8993 | 0.0023805 | 2062 | Mitigation | 0.95 | 45 | 0 | esc | 0.00097009 | 5.6752e-09 | 0.00097009 | 5.6752e-09 | 0.0032972 | 4.4705e-10 | 0.010598 | 8.0288e-08
[120 empty] | 7.3.3.17.5 (Remote Grid) Updates to grid topology to minimize risk of ignition in HFTDs Remote GridWLDFREquipment / facility failureAggregated | WLDFR | HFTD - Distribution - Tier 2 - 5QU CoRE ¦ 5QU LoRE | Red Flag Warning - Large Fires | Equipment / facility failure | Aggregated | 2063 | 5.8502e-06 | 406.8993 | 0.0023805 | 2063 | Mitigation | 0.95 | 45 | 0 | esc | 0.00097009 | 5.6752e-09 | 0.00097009 | 5.6752e-09 | 0.0032972 | 4.4705e-10 | 0.010598 | 8.0288e-08
[120 empty] | 7.3.3.17.5 (Remote Grid) Updates to grid topology to minimize risk of ignition in HFTDs Remote GridWLDFREquipment / facility failureAggregated | WLDFR | HFTD - Distribution - Tier 2 - 5QU CoRE ¦ 5QU LoRE | Red Flag Warning - Large Fires | Equipment / facility failure | Aggregated | 2064 | 5.8502e-06 | 406.8993 | 0.0023805 | 2064 | Mitigation | 0.95 | 45 | 0 | esc | 0.00097009 | 5.6752e-09 | 0.00097009 | 5.6752e-09 | 0.0032972 | 4.4705e-10 | 0.010598 | 8.0288e-08
[120 empty] | 7.3.3.17.5 (Remote Grid) Updates to grid topology to minimize risk of ignition in HFTDs Remote GridWLDFREquipment / facility failureAggregated | WLDFR | HFTD - Distribution - Tier 2 - 5QU CoRE ¦ 5QU LoRE | Red Flag Warning - Large Fires | Equipment / facility failure | Aggregated | 2065 | 5.8502e-06 | 406.8993 | 0.0023805 | 2065 | Mitigation | 0.95 | 45 | 0 | esc | 0.00097009 | 5.6752e-09 | 0.00097009 | 5.6752e-09 | 0.0032972 | 4.4705e-10 | 0.010598 | 8.0288e-08
[120 empty] | 7.3.3.17.5 (Remote Grid) Updates to grid topology to minimize risk of ignition in HFTDs Remote GridWLDFREquipment / facility failureAggregated | WLDFR | HFTD - Distribution - Tier 2 - 5QU CoRE ¦ 5QU LoRE | Red Flag Warning - Large Fires | Equipment / facility failure | Aggregated | 2066 | 5.8502e-06 | 406.8993 | 0.0023805 | 2066 | Mitigation | 0.95 | 45 | 0 | esc | 0.00097009 | 5.6752e-09 | 0.00097009 | 5.6752e-09 | 0.0032972 | 4.4705e-10 | 0.010598 | 8.0288e-08
[120 empty] | 7.3.3.17.5 (Remote Grid) Updates to grid topology to minimize risk of ignition in HFTDs Remote GridWLDFREquipment / facility failureAggregated | WLDFR | HFTD - Distribution - Tier 2 - 5QU CoRE ¦ 5QU LoRE | Red Flag Warning - Large Fires | Equipment / facility failure | Aggregated | 2067 | 5.8502e-06 | 406.8993 | 0.0023805 | 2067 | Mitigation | 0.95 | 45 | 0 | esc | 0 | 0 | 0.00097009 | 5.6752e-09 | 0.0032972 | 4.4705e-10 | 0.010598 | 8.0288e-08
[120 empty] | 7.3.3.17.5 (Remote Grid) Updates to grid topology to minimize risk of ignition in HFTDs Remote GridWLDFRVegetation ContactAggregated | WLDFR | HFTD - Distribution - Tier 2 - 5QU CoRE ¦ 5QU LoRE | Red Flag Warning - Large Fires | Vegetation Contact | Aggregated | 2022 | 3.6813e-06 | 406.8993 | 0.0014979 | 2022 | Mitigation | 0.95 | 45 | 0 | esc | 0.00097009 | 3.5712e-09 | 0 | 0 | 0.0032972 | 4.4705e-10 | 0.010598 | 8.0288e-08
[120 empty] | 7.3.3.17.5 (Remote Grid) Updates to grid topology to minimize risk of ignition in HFTDs Remote GridWLDFRVegetation ContactAggregated | WLDFR | HFTD - Distribution - Tier 2 - 5QU CoRE ¦ 5QU LoRE | Red Flag Warning - Large Fires | Vegetation Contact | Aggregated | 2023 | 3.6813e-06 | 406.8993 | 0.0014979 | 2023 | Mitigation | 0.95 | 45 | 0 | esc | 0.00097009 | 3.5712e-09 | 0.00097009 | 3.5712e-09 | 0.0032972 | 4.4705e-10 | 0.010598 | 8.0288e-08
[120 empty] | 7.3.3.17.5 (Remote Grid) Updates to grid topology to minimize risk of ignition in HFTDs Remote GridWLDFRVegetation ContactAggregated | WLDFR | HFTD - Distribution - Tier 2 - 5QU CoRE ¦ 5QU LoRE | Red Flag Warning - Large Fires | Vegetation Contact | Aggregated | 2024 | 3.6813e-06 | 406.8993 | 0.0014979 | 2024 | Mitigation | 0.95 | 45 | 0 | esc | 0.00097009 | 3.5712e-09 | 0.00097009 | 3.5712e-09 | 0.0032972 | 4.4705e-10 | 0.010598 | 8.0288e-08
[120 empty] | 7.3.3.17.5 (Remote Grid) Updates to grid topology to minimize risk of ignition in HFTDs Remote GridWLDFRVegetation ContactAggregated | WLDFR | HFTD - Distribution - Tier 2 - 5QU CoRE ¦ 5QU LoRE | Red Flag Warning - Large Fires | Vegetation Contact | Aggregated | 2025 | 3.6813e-06 | 406.8993 | 0.0014979 | 2025 | Mitigation | 0.95 | 45 | 0 | esc | 0.00097009 | 3.5712e-09 | 0.00097009 | 3.5712e-09 | 0.0032972 | 4.4705e-10 | 0.010598 | 8.0288e-08
[120 empty] | 7.3.3.17.5 (Remote Grid) Updates to grid topology to minimize risk of ignition in HFTDs Remote GridWLDFRVegetation ContactAggregated | WLDFR | HFTD - Distribution - Tier 2 - 5QU CoRE ¦ 5QU LoRE | Red Flag Warning - Large Fires | Vegetation Contact | Aggregated | 2026 | 3.6813e-06 | 406.8993 | 0.0014979 | 2026 | Mitigation | 0.95 | 45 | 0 | esc | 0.00097009 | 3.5712e-09 | 0.00097009 | 3.5712e-09 | 0.0032972 | 4.4705e-10 | 0.010598 | 8.0288e-08
[120 empty] | 7.3.3.17.5 (Remote Grid) Updates to grid topology to minimize risk of ignition in HFTDs Remote GridWLDFRVegetation ContactAggregated | WLDFR | HFTD - Distribution - Tier 2 - 5QU CoRE ¦ 5QU LoRE | Red Flag Warning - Large Fires | Vegetation Contact | Aggregated | 2027 | 3.6813e-06 | 406.8993 | 0.0014979 | 2027 | Mitigation | 0.95 | 45 | 0 | esc | 0.00097009 | 3.5712e-09 | 0.00097009 | 3.5712e-09 | 0.0032972 | 4.4705e-10 | 0.010598 | 8.0288e-08
[120 empty] | 7.3.3.17.5 (Remote Grid) Updates to grid topology to minimize risk of ignition in HFTDs Remote GridWLDFRVegetation ContactAggregated | WLDFR | HFTD - Distribution - Tier 2 - 5QU CoRE ¦ 5QU LoRE | Red Flag Warning - Large Fires | Vegetation Contact | Aggregated | 2028 | 3.6813e-06 | 406.8993 | 0.0014979 | 2028 | Mitigation | 0.95 | 45 | 0 | esc | 0.00097009 | 3.5712e-09 | 0.00097009 | 3.5712e-09 | 0.0032972 | 4.4705e-10 | 0.010598 | 8.0288e-08
[120 empty] | 7.3.3.17.5 (Remote Grid) Updates to grid topology to minimize risk of ignition in HFTDs Remote GridWLDFRVegetation ContactAggregated | WLDFR | HFTD - Distribution - Tier 2 - 5QU CoRE ¦ 5QU LoRE | Red Flag Warning - Large Fires | Vegetation Contact | Aggregated | 2029 | 3.6813e-06 | 406.8993 | 0.0014979 | 2029 | Mitigation | 0.95 | 45 | 0 | esc | 0.00097009 | 3.5712e-09 | 0.00097009 | 3.5712e-09 | 0.0032972 | 4.4705e-10 | 0.010598 | 8.0288e-08
[120 empty] | 7.3.3.17.5 (Remote Grid) Updates to grid topology to minimize risk of ignition in HFTDs Remote GridWLDFRVegetation ContactAggregated | WLDFR | HFTD - Distribution - Tier 2 - 5QU CoRE ¦ 5QU LoRE | Red Flag Warning - Large Fires | Vegetation Contact | Aggregated | 2030 | 3.6813e-06 | 406.8993 | 0.0014979 | 2030 | Mitigation | 0.95 | 45 | 0 | esc | 0.00097009 | 3.5712e-09 | 0.00097009 | 3.5712e-09 | 0.0032972 | 4.4705e-10 | 0.010598 | 8.0288e-08
[120 empty] | 7.3.3.17.5 (Remote Grid) Updates to grid topology to minimize risk of ignition in HFTDs Remote GridWLDFRVegetation ContactAggregated | WLDFR | HFTD - Distribution - Tier 2 - 5QU CoRE ¦ 5QU LoRE | Red Flag Warning - Large Fires | Vegetation Contact | Aggregated | 2031 | 3.6813e-06 | 406.8993 | 0.0014979 | 2031 | Mitigation | 0.95 | 45 | 0 | esc | 0.00097009 | 3.5712e-09 | 0.00097009 | 3.5712e-09 | 0.0032972 | 4.4705e-10 | 0.010598 | 8.0288e-08
[120 empty] | 7.3.3.17.5 (Remote Grid) Updates to grid topology to minimize risk of ignition in HFTDs Remote GridWLDFRVegetation ContactAggregated | WLDFR | HFTD - Distribution - Tier 2 - 5QU CoRE ¦ 5QU LoRE | Red Flag Warning - Large Fires | Vegetation Contact | Aggregated | 2032 | 3.6813e-06 | 406.8993 | 0.0014979 | 2032 | Mitigation | 0.95 | 45 | 0 | esc | 0.00097009 | 3.5712e-09 | 0.00097009 | 3.5712e-09 | 0.0032972 | 4.4705e-10 | 0.010598 | 8.0288e-08
[120 empty] | 7.3.3.17.5 (Remote Grid) Updates to grid topology to minimize risk of ignition in HFTDs Remote GridWLDFRVegetation ContactAggregated | WLDFR | HFTD - Distribution - Tier 2 - 5QU CoRE ¦ 5QU LoRE | Red Flag Warning - Large Fires | Vegetation Contact | Aggregated | 2033 | 3.6813e-06 | 406.8993 | 0.0014979 | 2033 | Mitigation | 0.95 | 45 | 0 | esc | 0.00097009 | 3.5712e-09 | 0.00097009 | 3.5712e-09 | 0.0032972 | 4.4705e-10 | 0.010598 | 8.0288e-08
[120 empty] | 7.3.3.17.5 (Remote Grid) Updates to grid topology to minimize risk of ignition in HFTDs Remote GridWLDFRVegetation ContactAggregated | WLDFR | HFTD - Distribution - Tier 2 - 5QU CoRE ¦ 5QU LoRE | Red Flag Warning - Large Fires | Vegetation Contact | Aggregated | 2034 | 3.6813e-06 | 406.8993 | 0.0014979 | 2034 | Mitigation | 0.95 | 45 | 0 | esc | 0.00097009 | 3.5712e-09 | 0.00097009 | 3.5712e-09 | 0.0032972 | 4.4705e-10 | 0.010598 | 8.0288e-08
[120 empty] | 7.3.3.17.5 (Remote Grid) Updates to grid topology to minimize risk of ignition in HFTDs Remote GridWLDFRVegetation ContactAggregated | WLDFR | HFTD - Distribution - Tier 2 - 5QU CoRE ¦ 5QU LoRE | Red Flag Warning - Large Fires | Vegetation Contact | Aggregated | 2035 | 3.6813e-06 | 406.8993 | 0.0014979 | 2035 | Mitigation | 0.95 | 45 | 0 | esc | 0.00097009 | 3.5712e-09 | 0.00097009 | 3.5712e-09 | 0.0032972 | 4.4705e-10 | 0.010598 | 8.0288e-08
[120 empty] | 7.3.3.17.5 (Remote Grid) Updates to grid topology to minimize risk of ignition in HFTDs Remote GridWLDFRVegetation ContactAggregated | WLDFR | HFTD - Distribution - Tier 2 - 5QU CoRE ¦ 5QU LoRE | Red Flag Warning - Large Fires | Vegetation Contact | Aggregated | 2036 | 3.6813e-06 | 406.8993 | 0.0014979 | 2036 | Mitigation | 0.95 | 45 | 0 | esc | 0.00097009 | 3.5712e-09 | 0.00097009 | 3.5712e-09 | 0.0032972 | 4.4705e-10 | 0.010598 | 8.0288e-08
[120 empty] | 7.3.3.17.5 (Remote Grid) Updates to grid topology to minimize risk of ignition in HFTDs Remote GridWLDFRVegetation ContactAggregated | WLDFR | HFTD - Distribution - Tier 2 - 5QU CoRE ¦ 5QU LoRE | Red Flag Warning - Large Fires | Vegetation Contact | Aggregated | 2037 | 3.6813e-06 | 406.8993 | 0.0014979 | 2037 | Mitigation | 0.95 | 45 | 0 | esc | 0.00097009 | 3.5712e-09 | 0.00097009 | 3.5712e-09 | 0.0032972 | 4.4705e-10 | 0.010598 | 8.0288e-08
[120 empty] | 7.3.3.17.5 (Remote Grid) Updates to grid topology to minimize risk of ignition in HFTDs Remote GridWLDFRVegetation ContactAggregated | WLDFR | HFTD - Distribution - Tier 2 - 5QU CoRE ¦ 5QU LoRE | Red Flag Warning - Large Fires | Vegetation Contact | Aggregated | 2038 | 3.6813e-06 | 406.8993 | 0.0014979 | 2038 | Mitigation | 0.95 | 45 | 0 | esc | 0.00097009 | 3.5712e-09 | 0.00097009 | 3.5712e-09 | 0.0032972 | 4.4705e-10 | 0.010598 | 8.0288e-08
[120 empty] | 7.3.3.17.5 (Remote Grid) Updates to grid topology to minimize risk of ignition in HFTDs Remote GridWLDFRVegetation ContactAggregated | WLDFR | HFTD - Distribution - Tier 2 - 5QU CoRE ¦ 5QU LoRE | Red Flag Warning - Large Fires | Vegetation Contact | Aggregated | 2039 | 3.6813e-06 | 406.8993 | 0.0014979 | 2039 | Mitigation | 0.95 | 45 | 0 | esc | 0.00097009 | 3.5712e-09 | 0.00097009 | 3.5712e-09 | 0.0032972 | 4.4705e-10 | 0.010598 | 8.0288e-08
[120 empty] | 7.3.3.17.5 (Remote Grid) Updates to grid topology to minimize risk of ignition in HFTDs Remote GridWLDFRVegetation ContactAggregated | WLDFR | HFTD - Distribution - Tier 2 - 5QU CoRE ¦ 5QU LoRE | Red Flag Warning - Large Fires | Vegetation Contact | Aggregated | 2040 | 3.6813e-06 | 406.8993 | 0.0014979 | 2040 | Mitigation | 0.95 | 45 | 0 | esc | 0.00097009 | 3.5712e-09 | 0.00097009 | 3.5712e-09 | 0.0032972 | 4.4705e-10 | 0 | 0
[120 empty] | 7.3.3.17.5 (Remote Grid) Updates to grid topology to minimize risk of ignition in HFTDs Remote GridWLDFRVegetation ContactAggregated | WLDFR | HFTD - Distribution - Tier 2 - 5QU CoRE ¦ 5QU LoRE | Red Flag Warning - Large Fires | Vegetation Contact | Aggregated | 2041 | 3.6813e-06 | 406.8993 | 0.0014979 | 2041 | Mitigation | 0.95 | 45 | 0 | esc | 0.00097009 | 3.5712e-09 | 0.00097009 | 3.5712e-09 | 0.0032972 | 4.4705e-10 | 0 | 0
[120 empty] | 7.3.3.17.5 (Remote Grid) Updates to grid topology to minimize risk of ignition in HFTDs Remote GridWLDFRVegetation ContactAggregated | WLDFR | HFTD - Distribution - Tier 2 - 5QU CoRE ¦ 5QU LoRE | Red Flag Warning - Large Fires | Vegetation Contact | Aggregated | 2042 | 3.6813e-06 | 406.8993 | 0.0014979 | 2042 | Mitigation | 0.95 | 45 | 0 | esc | 0.00097009 | 3.5712e-09 | 0.00097009 | 3.5712e-09 | 0.0032972 | 4.4705e-10 | 0.0087991 | 2.9664e-06
[120 empty] | 7.3.3.17.5 (Remote Grid) Updates to grid topology to minimize risk of ignition in HFTDs Remote GridWLDFRVegetation ContactAggregated | WLDFR | HFTD - Distribution - Tier 2 - 5QU CoRE ¦ 5QU LoRE | Red Flag Warning - Large Fires | Vegetation Contact | Aggregated | 2043 | 3.6813e-06 | 406.8993 | 0.0014979 | 2043 | Mitigation | 0.95 | 45 | 0 | esc | 0.00097009 | 3.5712e-09 | 0.00097009 | 3.5712e-09 | 0.0032972 | 4.4705e-10 | 0.0087991 | 2.9664e-06
[120 empty] | 7.3.3.17.5 (Remote Grid) Updates to grid topology to minimize risk of ignition in HFTDs Remote GridWLDFRVegetation ContactAggregated | WLDFR | HFTD - Distribution - Tier 2 - 5QU CoRE ¦ 5QU LoRE | Red Flag Warning - Large Fires | Vegetation Contact | Aggregated | 2044 | 3.6813e-06 | 406.8993 | 0.0014979 | 2044 | Mitigation | 0.95 | 45 | 0 | esc | 0.00097009 | 3.5712e-09 | 0.00097009 | 3.5712e-09 | 0.0032972 | 4.4705e-10 | 0.0087991 | 2.9664e-06
[120 empty] | 7.3.3.17.5 (Remote Grid) Updates to grid topology to minimize risk of ignition in HFTDs Remote GridWLDFRVegetation ContactAggregated | WLDFR | HFTD - Distribution - Tier 2 - 5QU CoRE ¦ 5QU LoRE | Red Flag Warning - Large Fires | Vegetation Contact | Aggregated | 2045 | 3.6813e-06 | 406.8993 | 0.0014979 | 2045 | Mitigation | 0.95 | 45 | 0 | esc | 0.00097009 | 3.5712e-09 | 0.00097009 | 3.5712e-09 | 0.0032972 | 4.4705e-10 | 0.0087991 | 2.9664e-06
[120 empty] | 7.3.3.17.5 (Remote Grid) Updates to grid topology to minimize risk of ignition in HFTDs Remote GridWLDFRVegetation ContactAggregated | WLDFR | HFTD - Distribution - Tier 2 - 5QU CoRE ¦ 5QU LoRE | Red Flag Warning - Large Fires | Vegetation Contact | Aggregated | 2046 | 3.6813e-06 | 406.8993 | 0.0014979 | 2046 | Mitigation | 0.95 | 45 | 0 | esc | 0.00097009 | 3.5712e-09 | 0.00097009 | 3.5712e-09 | 0.0032972 | 4.4705e-10 | 0.0087991 | 2.9664e-06
[120 empty] | 7.3.3.17.5 (Remote Grid) Updates to grid topology to minimize risk of ignition in HFTDs Remote GridWLDFRVegetation ContactAggregated | WLDFR | HFTD - Distribution - Tier 2 - 5QU CoRE ¦ 5QU LoRE | Red Flag Warning - Large Fires | Vegetation Contact | Aggregated | 2047 | 3.6813e-06 | 406.8993 | 0.0014979 | 2047 | Mitigation | 0.95 | 45 | 0 | esc | 0.00097009 | 3.5712e-09 | 0.00097009 | 3.5712e-09 | 0.0032972 | 4.4705e-10 | 0.0087991 | 2.9664e-06
[120 empty] | 7.3.3.17.5 (Remote Grid) Updates to grid topology to minimize risk of ignition in HFTDs Remote GridWLDFRVegetation ContactAggregated | WLDFR | HFTD - Distribution - Tier 2 - 5QU CoRE ¦ 5QU LoRE | Red Flag Warning - Large Fires | Vegetation Contact | Aggregated | 2048 | 3.6813e-06 | 406.8993 | 0.0014979 | 2048 | Mitigation | 0.95 | 45 | 0 | esc | 0.00097009 | 3.5712e-09 | 0.00097009 | 3.5712e-09 | 0 | 0 | 0.0087991 | 2.9664e-06
[120 empty] | 7.3.3.17.5 (Remote Grid) Updates to grid topology to minimize risk of ignition in HFTDs Remote GridWLDFRVegetation ContactAggregated | WLDFR | HFTD - Distribution - Tier 2 - 5QU CoRE ¦ 5QU LoRE | Red Flag Warning - Large Fires | Vegetation Contact | Aggregated | 2049 | 3.6813e-06 | 406.8993 | 0.0014979 | 2049 | Mitigation | 0.95 | 45 | 0 | esc | 0.00097009 | 3.5712e-09 | 0.00097009 | 3.5712e-09 | 0.0032972 | 6.9026e-09 | 0.0087991 | 2.9664e-06
[120 empty] | 7.3.3.17.5 (Remote Grid) Updates to grid topology to minimize risk of ignition in HFTDs Remote GridWLDFRVegetation ContactAggregated | WLDFR | HFTD - Distribution - Tier 2 - 5QU CoRE ¦ 5QU LoRE | Red Flag Warning - Large Fires | Vegetation Contact | Aggregated | 2050 | 3.6813e-06 | 406.8993 | 0.0014979 | 2050 | Mitigation | 0.95 | 45 | 0 | esc | 0.00097009 | 3.5712e-09 | 0.00097009 | 3.5712e-09 | 0.0032972 | 6.9026e-09 | 0.0087991 | 2.9664e-06
[120 empty] | 7.3.3.17.5 (Remote Grid) Updates to grid topology to minimize risk of ignition in HFTDs Remote GridWLDFRVegetation ContactAggregated | WLDFR | HFTD - Distribution - Tier 2 - 5QU CoRE ¦ 5QU LoRE | Red Flag Warning - Large Fires | Vegetation Contact | Aggregated | 2051 | 3.6813e-06 | 406.8993 | 0.0014979 | 2051 | Mitigation | 0.95 | 45 | 0 | esc | 0.00097009 | 3.5712e-09 | 0.00097009 | 3.5712e-09 | 0.0032972 | 6.9026e-09 | 0.0087991 | 2.9664e-06
[120 empty] | 7.3.3.17.5 (Remote Grid) Updates to grid topology to minimize risk of ignition in HFTDs Remote GridWLDFRVegetation ContactAggregated | WLDFR | HFTD - Distribution - Tier 2 - 5QU CoRE ¦ 5QU LoRE | Red Flag Warning - Large Fires | Vegetation Contact | Aggregated | 2052 | 3.6813e-06 | 406.8993 | 0.0014979 | 2052 | Mitigation | 0.95 | 45 | 0 | esc | 0.00097009 | 3.5712e-09 | 0.00097009 | 3.5712e-09 | 0.0032972 | 6.9026e-09 | 0.0087991 | 2.9664e-06
[120 empty] | 7.3.3.17.5 (Remote Grid) Updates to grid topology to minimize risk of ignition in HFTDs Remote GridWLDFRVegetation ContactAggregated | WLDFR | HFTD - Distribution - Tier 2 - 5QU CoRE ¦ 5QU LoRE | Red Flag Warning - Large Fires | Vegetation Contact | Aggregated | 2053 | 3.6813e-06 | 406.8993 | 0.0014979 | 2053 | Mitigation | 0.95 | 45 | 0 | esc | 0.00097009 | 3.5712e-09 | 0.00097009 | 3.5712e-09 | 0.0032972 | 6.9026e-09 | 0.0087991 | 2.9664e-06
[120 empty] | 7.3.3.17.5 (Remote Grid) Updates to grid topology to minimize risk of ignition in HFTDs Remote GridWLDFRVegetation ContactAggregated | WLDFR | HFTD - Distribution - Tier 2 - 5QU CoRE ¦ 5QU LoRE | Red Flag Warning - Large Fires | Vegetation Contact | Aggregated | 2054 | 3.6813e-06 | 406.8993 | 0.0014979 | 2054 | Mitigation | 0.95 | 45 | 0 | esc | 0.00097009 | 3.5712e-09 | 0.00097009 | 3.5712e-09 | 0.0032972 | 6.9026e-09 | 0.0087991 | 2.9664e-06
[120 empty] | 7.3.3.17.5 (Remote Grid) Updates to grid topology to minimize risk of ignition in HFTDs Remote GridWLDFRVegetation ContactAggregated | WLDFR | HFTD - Distribution - Tier 2 - 5QU CoRE ¦ 5QU LoRE | Red Flag Warning - Large Fires | Vegetation Contact | Aggregated | 2055 | 3.6813e-06 | 406.8993 | 0.0014979 | 2055 | Mitigation | 0.95 | 45 | 0 | esc | 0.00097009 | 3.5712e-09 | 0.00097009 | 3.5712e-09 | 0.0032972 | 6.9026e-09 | 0.0087991 | 2.9664e-06
[120 empty] | 7.3.3.17.5 (Remote Grid) Updates to grid topology to minimize risk of ignition in HFTDs Remote GridWLDFRVegetation ContactAggregated | WLDFR | HFTD - Distribution - Tier 2 - 5QU CoRE ¦ 5QU LoRE | Red Flag Warning - Large Fires | Vegetation Contact | Aggregated | 2056 | 3.6813e-06 | 406.8993 | 0.0014979 | 2056 | Mitigation | 0.95 | 45 | 0 | esc | 0.00097009 | 3.5712e-09 | 0.00097009 | 3.5712e-09 | 0.0032972 | 6.9026e-09 | 0.0087991 | 2.9664e-06
[120 empty] | 7.3.3.17.5 (Remote Grid) Updates to grid topology to minimize risk of ignition in HFTDs Remote GridWLDFRVegetation ContactAggregated | WLDFR | HFTD - Distribution - Tier 2 - 5QU CoRE ¦ 5QU LoRE | Red Flag Warning - Large Fires | Vegetation Contact | Aggregated | 2057 | 3.6813e-06 | 406.8993 | 0.0014979 | 2057 | Mitigation | 0.95 | 45 | 0 | esc | 0.00097009 | 3.5712e-09 | 0.00097009 | 3.5712e-09 | 0.0032972 | 6.9026e-09 | 0.0087991 | 2.9664e-06
[120 empty] | 7.3.3.17.5 (Remote Grid) Updates to grid topology to minimize risk of ignition in HFTDs Remote GridWLDFRVegetation ContactAggregated | WLDFR | HFTD - Distribution - Tier 2 - 5QU CoRE ¦ 5QU LoRE | Red Flag Warning - Large Fires | Vegetation Contact | Aggregated | 2058 | 3.6813e-06 | 406.8993 | 0.0014979 | 2058 | Mitigation | 0.95 | 45 | 0 | esc | 0.00097009 | 3.5712e-09 | 0.00097009 | 3.5712e-09 | 0.0032972 | 6.9026e-09 | 0.0087991 | 2.9664e-06
[120 empty] | 7.3.3.17.5 (Remote Grid) Updates to grid topology to minimize risk of ignition in HFTDs Remote GridWLDFRVegetation ContactAggregated | WLDFR | HFTD - Distribution - Tier 2 - 5QU CoRE ¦ 5QU LoRE | Red Flag Warning - Large Fires | Vegetation Contact | Aggregated | 2059 | 3.6813e-06 | 406.8993 | 0.0014979 | 2059 | Mitigation | 0.95 | 45 | 0 | esc | 0.00097009 | 3.5712e-09 | 0.00097009 | 3.5712e-09 | 0.0032972 | 6.9026e-09 | 0.0087991 | 2.9664e-06
[120 empty] | 7.3.3.17.5 (Remote Grid) Updates to grid topology to minimize risk of ignition in HFTDs Remote GridWLDFRVegetation ContactAggregated | WLDFR | HFTD - Distribution - Tier 2 - 5QU CoRE ¦ 5QU LoRE | Red Flag Warning - Large Fires | Vegetation Contact | Aggregated | 2060 | 3.6813e-06 | 406.8993 | 0.0014979 | 2060 | Mitigation | 0.95 | 45 | 0 | esc | 0.00097009 | 3.5712e-09 | 0.00097009 | 3.5712e-09 | 0.0032972 | 6.9026e-09 | 0.0087991 | 2.9664e-06
[120 empty] | 7.3.3.17.5 (Remote Grid) Updates to grid topology to minimize risk of ignition in HFTDs Remote GridWLDFRVegetation ContactAggregated | WLDFR | HFTD - Distribution - Tier 2 - 5QU CoRE ¦ 5QU LoRE | Red Flag Warning - Large Fires | Vegetation Contact | Aggregated | 2061 | 3.6813e-06 | 406.8993 | 0.0014979 | 2061 | Mitigation | 0.95 | 45 | 0 | esc | 0.00097009 | 3.5712e-09 | 0.00097009 | 3.5712e-09 | 0.0032972 | 6.9026e-09 | 0.0087991 | 2.9664e-06
[120 empty] | 7.3.3.17.5 (Remote Grid) Updates to grid topology to minimize risk of ignition in HFTDs Remote GridWLDFRVegetation ContactAggregated | WLDFR | HFTD - Distribution - Tier 2 - 5QU CoRE ¦ 5QU LoRE | Red Flag Warning - Large Fires | Vegetation Contact | Aggregated | 2062 | 3.6813e-06 | 406.8993 | 0.0014979 | 2062 | Mitigation | 0.95 | 45 | 0 | esc | 0.00097009 | 3.5712e-09 | 0.00097009 | 3.5712e-09 | 0.0032972 | 6.9026e-09 | 0.0087991 | 2.9664e-06
[120 empty] | 7.3.3.17.5 (Remote Grid) Updates to grid topology to minimize risk of ignition in HFTDs Remote GridWLDFRVegetation ContactAggregated | WLDFR | HFTD - Distribution - Tier 2 - 5QU CoRE ¦ 5QU LoRE | Red Flag Warning - Large Fires | Vegetation Contact | Aggregated | 2063 | 3.6813e-06 | 406.8993 | 0.0014979 | 2063 | Mitigation | 0.95 | 45 | 0 | esc | 0.00097009 | 3.5712e-09 | 0.00097009 | 3.5712e-09 | 0.0032972 | 6.9026e-09 | 0.0087991 | 2.9664e-06
[120 empty] | 7.3.3.17.5 (Remote Grid) Updates to grid topology to minimize risk of ignition in HFTDs Remote GridWLDFRVegetation ContactAggregated | WLDFR | HFTD - Distribution - Tier 2 - 5QU CoRE ¦ 5QU LoRE | Red Flag Warning - Large Fires | Vegetation Contact | Aggregated | 2064 | 3.6813e-06 | 406.8993 | 0.0014979 | 2064 | Mitigation | 0.95 | 45 | 0 | esc | 0.00097009 | 3.5712e-09 | 0.00097009 | 3.5712e-09 | 0.0032972 | 6.9026e-09 | 0.0087991 | 2.9664e-06
[120 empty] | 7.3.3.17.5 (Remote Grid) Updates to grid topology to minimize risk of ignition in HFTDs Remote GridWLDFRVegetation ContactAggregated | WLDFR | HFTD - Distribution - Tier 2 - 5QU CoRE ¦ 5QU LoRE | Red Flag Warning - Large Fires | Vegetation Contact | Aggregated | 2065 | 3.6813e-06 | 406.8993 | 0.0014979 | 2065 | Mitigation | 0.95 | 45 | 0 | esc | 0.00097009 | 3.5712e-09 | 0.00097009 | 3.5712e-09 | 0.0032972 | 6.9026e-09 | 0.0087991 | 2.9664e-06
[120 empty] | 7.3.3.17.5 (Remote Grid) Updates to grid topology to minimize risk of ignition in HFTDs Remote GridWLDFRVegetation ContactAggregated | WLDFR | HFTD - Distribution - Tier 2 - 5QU CoRE ¦ 5QU LoRE | Red Flag Warning - Large Fires | Vegetation Contact | Aggregated | 2066 | 3.6813e-06 | 406.8993 | 0.0014979 | 2066 | Mitigation | 0.95 | 45 | 0 | esc | 0.00097009 | 3.5712e-09 | 0.00097009 | 3.5712e-09 | 0.0032972 | 6.9026e-09 | 0.0087991 | 2.9664e-06
[120 empty] | 7.3.3.17.5 (Remote Grid) Updates to grid topology to minimize risk of ignition in HFTDs Remote GridWLDFRVegetation ContactAggregated | WLDFR | HFTD - Distribution - Tier 2 - 5QU CoRE ¦ 5QU LoRE | Red Flag Warning - Large Fires | Vegetation Contact | Aggregated | 2067 | 3.6813e-06 | 406.8993 | 0.0014979 | 2067 | Mitigation | 0.95 | 45 | 0 | esc | 0 | 0 | 0.00097009 | 3.5712e-09 | 0.0032972 | 6.9026e-09 | 0.0087991 | 2.9664e-06
[120 empty] | 7.3.3.17.5 (Remote Grid) Updates to grid topology to minimize risk of ignition in HFTDs Remote GridWLDFRContact from objectAggregated | WLDFR | HFTD - Distribution - Tier 2 - 5QU CoRE ¦ 5QU LoRE | Red Flag Warning - Small Fires | Contact from object | Aggregated | 2022 | 1.3887e-05 | 406.8993 | 0.0056506 | 2022 | Mitigation | 0.95 | 45 | 0 | esc | 0.00097009 | 1.3472e-08 | 0 | 0 | 0.0032972 | 6.9026e-09 | 0.0087991 | 2.9664e-06
[120 empty] | 7.3.3.17.5 (Remote Grid) Updates to grid topology to minimize risk of ignition in HFTDs Remote GridWLDFRContact from objectAggregated | WLDFR | HFTD - Distribution - Tier 2 - 5QU CoRE ¦ 5QU LoRE | Red Flag Warning - Small Fires | Contact from object | Aggregated | 2023 | 1.3887e-05 | 406.8993 | 0.0056506 | 2023 | Mitigation | 0.95 | 45 | 0 | esc | 0.00097009 | 1.3472e-08 | 0.00097009 | 1.3472e-08 | 0.0032972 | 6.9026e-09 | 0.0087991 | 2.9664e-06
[120 empty] | 7.3.3.17.5 (Remote Grid) Updates to grid topology to minimize risk of ignition in HFTDs Remote GridWLDFRContact from objectAggregated | WLDFR | HFTD - Distribution - Tier 2 - 5QU CoRE ¦ 5QU LoRE | Red Flag Warning - Small Fires | Contact from object | Aggregated | 2024 | 1.3887e-05 | 406.8993 | 0.0056506 | 2024 | Mitigation | 0.95 | 45 | 0 | esc | 0.00097009 | 1.3472e-08 | 0.00097009 | 1.3472e-08 | 0.0032972 | 6.9026e-09 | 0.0087991 | 2.9664e-06
[120 empty] | 7.3.3.17.5 (Remote Grid) Updates to grid topology to minimize risk of ignition in HFTDs Remote GridWLDFRContact from objectAggregated | WLDFR | HFTD - Distribution - Tier 2 - 5QU CoRE ¦ 5QU LoRE | Red Flag Warning - Small Fires | Contact from object | Aggregated | 2025 | 1.3887e-05 | 406.8993 | 0.0056506 | 2025 | Mitigation | 0.95 | 45 | 0 | esc | 0.00097009 | 1.3472e-08 | 0.00097009 | 1.3472e-08 | 0.0032972 | 6.9026e-09 | 0.0087991 | 2.9664e-06
[120 empty] | 7.3.3.17.5 (Remote Grid) Updates to grid topology to minimize risk of ignition in HFTDs Remote GridWLDFRContact from objectAggregated | WLDFR | HFTD - Distribution - Tier 2 - 5QU CoRE ¦ 5QU LoRE | Red Flag Warning - Small Fires | Contact from object | Aggregated | 2026 | 1.3887e-05 | 406.8993 | 0.0056506 | 2026 | Mitigation | 0.95 | 45 | 0 | esc | 0.00097009 | 1.3472e-08 | 0.00097009 | 1.3472e-08 | 0.0032972 | 6.9026e-09 | 0 | 0
[120 empty] | 7.3.3.17.5 (Remote Grid) Updates to grid topology to minimize risk of ignition in HFTDs Remote GridWLDFRContact from objectAggregated | WLDFR | HFTD - Distribution - Tier 2 - 5QU CoRE ¦ 5QU LoRE | Red Flag Warning - Small Fires | Contact from object | Aggregated | 2027 | 1.3887e-05 | 406.8993 | 0.0056506 | 2027 | Mitigation | 0.95 | 45 | 0 | esc | 0.00097009 | 1.3472e-08 | 0.00097009 | 1.3472e-08 | 0.0032972 | 6.9026e-09 | 0 | 0
[120 empty] | 7.3.3.17.5 (Remote Grid) Updates to grid topology to minimize risk of ignition in HFTDs Remote GridWLDFRContact from objectAggregated | WLDFR | HFTD - Distribution - Tier 2 - 5QU CoRE ¦ 5QU LoRE | Red Flag Warning - Small Fires | Contact from object | Aggregated | 2028 | 1.3887e-05 | 406.8993 | 0.0056506 | 2028 | Mitigation | 0.95 | 45 | 0 | esc | 0.00097009 | 1.3472e-08 | 0.00097009 | 1.3472e-08 | 0.0032972 | 6.9026e-09 | 0.00988 | 1.4302e-06
[120 empty] | 7.3.3.17.5 (Remote Grid) Updates to grid topology to minimize risk of ignition in HFTDs Remote GridWLDFRContact from objectAggregated | WLDFR | HFTD - Distribution - Tier 2 - 5QU CoRE ¦ 5QU LoRE | Red Flag Warning - Small Fires | Contact from object | Aggregated | 2029 | 1.3887e-05 | 406.8993 | 0.0056506 | 2029 | Mitigation | 0.95 | 45 | 0 | esc | 0.00097009 | 1.3472e-08 | 0.00097009 | 1.3472e-08 | 0.0032972 | 6.9026e-09 | 0.00988 | 1.4302e-06
[120 empty] | 7.3.3.17.5 (Remote Grid) Updates to grid topology to minimize risk of ignition in HFTDs Remote GridWLDFRContact from objectAggregated | WLDFR | HFTD - Distribution - Tier 2 - 5QU CoRE ¦ 5QU LoRE | Red Flag Warning - Small Fires | Contact from object | Aggregated | 2030 | 1.3887e-05 | 406.8993 | 0.0056506 | 2030 | Mitigation | 0.95 | 45 | 0 | esc | 0.00097009 | 1.3472e-08 | 0.00097009 | 1.3472e-08 | 0.0032972 | 6.9026e-09 | 0.00988 | 1.4302e-06
[120 empty] | 7.3.3.17.5 (Remote Grid) Updates to grid topology to minimize risk of ignition in HFTDs Remote GridWLDFRContact from objectAggregated | WLDFR | HFTD - Distribution - Tier 2 - 5QU CoRE ¦ 5QU LoRE | Red Flag Warning - Small Fires | Contact from object | Aggregated | 2031 | 1.3887e-05 | 406.8993 | 0.0056506 | 2031 | Mitigation | 0.95 | 45 | 0 | esc | 0.00097009 | 1.3472e-08 | 0.00097009 | 1.3472e-08 | 0.0032972 | 6.9026e-09 | 0.00988 | 1.4302e-06
[120 empty] | 7.3.3.17.5 (Remote Grid) Updates to grid topology to minimize risk of ignition in HFTDs Remote GridWLDFRContact from objectAggregated | WLDFR | HFTD - Distribution - Tier 2 - 5QU CoRE ¦ 5QU LoRE | Red Flag Warning - Small Fires | Contact from object | Aggregated | 2032 | 1.3887e-05 | 406.8993 | 0.0056506 | 2032 | Mitigation | 0.95 | 45 | 0 | esc | 0.00097009 | 1.3472e-08 | 0.00097009 | 1.3472e-08 | 0.0032972 | 6.9026e-09 | 0.00988 | 1.4302e-06
[120 empty] | 7.3.3.17.5 (Remote Grid) Updates to grid topology to minimize risk of ignition in HFTDs Remote GridWLDFRContact from objectAggregated | WLDFR | HFTD - Distribution - Tier 2 - 5QU CoRE ¦ 5QU LoRE | Red Flag Warning - Small Fires | Contact from object | Aggregated | 2033 | 1.3887e-05 | 406.8993 | 0.0056506 | 2033 | Mitigation | 0.95 | 45 | 0 | esc | 0.00097009 | 1.3472e-08 | 0.00097009 | 1.3472e-08 | 0.0032972 | 6.9026e-09 | 0.00988 | 1.4302e-06
[120 empty] | 7.3.3.17.5 (Remote Grid) Updates to grid topology to minimize risk of ignition in HFTDs Remote GridWLDFRContact from objectAggregated | WLDFR | HFTD - Distribution - Tier 2 - 5QU CoRE ¦ 5QU LoRE | Red Flag Warning - Small Fires | Contact from object | Aggregated | 2034 | 1.3887e-05 | 406.8993 | 0.0056506 | 2034 | Mitigation | 0.95 | 45 | 0 | esc | 0.00097009 | 1.3472e-08 | 0.00097009 | 1.3472e-08 | 0.0032972 | 6.9026e-09 | 0.00988 | 1.4302e-06
[120 empty] | 7.3.3.17.5 (Remote Grid) Updates to grid topology to minimize risk of ignition in HFTDs Remote GridWLDFRContact from objectAggregated | WLDFR | HFTD - Distribution - Tier 2 - 5QU CoRE ¦ 5QU LoRE | Red Flag Warning - Small Fires | Contact from object | Aggregated | 2035 | 1.3887e-05 | 406.8993 | 0.0056506 | 2035 | Mitigation | 0.95 | 45 | 0 | esc | 0.00097009 | 1.3472e-08 | 0.00097009 | 1.3472e-08 | 0.0032972 | 6.9026e-09 | 0.00988 | 1.4302e-06
[120 empty] | 7.3.3.17.5 (Remote Grid) Updates to grid topology to minimize risk of ignition in HFTDs Remote GridWLDFRContact from objectAggregated | WLDFR | HFTD - Distribution - Tier 2 - 5QU CoRE ¦ 5QU LoRE | Red Flag Warning - Small Fires | Contact from object | Aggregated | 2036 | 1.3887e-05 | 406.8993 | 0.0056506 | 2036 | Mitigation | 0.95 | 45 | 0 | esc | 0.00097009 | 1.3472e-08 | 0.00097009 | 1.3472e-08 | 0.0032972 | 6.9026e-09 | 0.00988 | 1.4302e-06
[120 empty] | 7.3.3.17.5 (Remote Grid) Updates to grid topology to minimize risk of ignition in HFTDs Remote GridWLDFRContact from objectAggregated | WLDFR | HFTD - Distribution - Tier 2 - 5QU CoRE ¦ 5QU LoRE | Red Flag Warning - Small Fires | Contact from object | Aggregated | 2037 | 1.3887e-05 | 406.8993 | 0.0056506 | 2037 | Mitigation | 0.95 | 45 | 0 | esc | 0.00097009 | 1.3472e-08 | 0.00097009 | 1.3472e-08 | 0.0032972 | 6.9026e-09 | 0.00988 | 1.4302e-06
[120 empty] | 7.3.3.17.5 (Remote Grid) Updates to grid topology to minimize risk of ignition in HFTDs Remote GridWLDFRContact from objectAggregated | WLDFR | HFTD - Distribution - Tier 2 - 5QU CoRE ¦ 5QU LoRE | Red Flag Warning - Small Fires | Contact from object | Aggregated | 2038 | 1.3887e-05 | 406.8993 | 0.0056506 | 2038 | Mitigation | 0.95 | 45 | 0 | esc | 0.00097009 | 1.3472e-08 | 0.00097009 | 1.3472e-08 | 0.0032972 | 6.9026e-09 | 0.00988 | 1.4302e-06
[120 empty] | 7.3.3.17.5 (Remote Grid) Updates to grid topology to minimize risk of ignition in HFTDs Remote GridWLDFRContact from objectAggregated | WLDFR | HFTD - Distribution - Tier 2 - 5QU CoRE ¦ 5QU LoRE | Red Flag Warning - Small Fires | Contact from object | Aggregated | 2039 | 1.3887e-05 | 406.8993 | 0.0056506 | 2039 | Mitigation | 0.95 | 45 | 0 | esc | 0.00097009 | 1.3472e-08 | 0.00097009 | 1.3472e-08 | 0.0032972 | 6.9026e-09 | 0.00988 | 1.4302e-06
[120 empty] | 7.3.3.17.5 (Remote Grid) Updates to grid topology to minimize risk of ignition in HFTDs Remote GridWLDFRContact from objectAggregated | WLDFR | HFTD - Distribution - Tier 2 - 5QU CoRE ¦ 5QU LoRE | Red Flag Warning - Small Fires | Contact from object | Aggregated | 2040 | 1.3887e-05 | 406.8993 | 0.0056506 | 2040 | Mitigation | 0.95 | 45 | 0 | esc | 0.00097009 | 1.3472e-08 | 0.00097009 | 1.3472e-08 | 0.0032972 | 6.9026e-09 | 0.00988 | 1.4302e-06
[120 empty] | 7.3.3.17.5 (Remote Grid) Updates to grid topology to minimize risk of ignition in HFTDs Remote GridWLDFRContact from objectAggregated | WLDFR | HFTD - Distribution - Tier 2 - 5QU CoRE ¦ 5QU LoRE | Red Flag Warning - Small Fires | Contact from object | Aggregated | 2041 | 1.3887e-05 | 406.8993 | 0.0056506 | 2041 | Mitigation | 0.95 | 45 | 0 | esc | 0.00097009 | 1.3472e-08 | 0.00097009 | 1.3472e-08 | 0.0032972 | 6.9026e-09 | 0.00988 | 1.4302e-06
[120 empty] | 7.3.3.17.5 (Remote Grid) Updates to grid topology to minimize risk of ignition in HFTDs Remote GridWLDFRContact from objectAggregated | WLDFR | HFTD - Distribution - Tier 2 - 5QU CoRE ¦ 5QU LoRE | Red Flag Warning - Small Fires | Contact from object | Aggregated | 2042 | 1.3887e-05 | 406.8993 | 0.0056506 | 2042 | Mitigation | 0.95 | 45 | 0 | esc | 0.00097009 | 1.3472e-08 | 0.00097009 | 1.3472e-08 | 0.0032972 | 6.9026e-09 | 0.00988 | 1.4302e-06
[120 empty] | 7.3.3.17.5 (Remote Grid) Updates to grid topology to minimize risk of ignition in HFTDs Remote GridWLDFRContact from objectAggregated | WLDFR | HFTD - Distribution - Tier 2 - 5QU CoRE ¦ 5QU LoRE | Red Flag Warning - Small Fires | Contact from object | Aggregated | 2043 | 1.3887e-05 | 406.8993 | 0.0056506 | 2043 | Mitigation | 0.95 | 45 | 0 | esc | 0.00097009 | 1.3472e-08 | 0.00097009 | 1.3472e-08 | 0.0032972 | 6.9026e-09 | 0.00988 | 1.4302e-06
[120 empty] | 7.3.3.17.5 (Remote Grid) Updates to grid topology to minimize risk of ignition in HFTDs Remote GridWLDFRContact from objectAggregated | WLDFR | HFTD - Distribution - Tier 2 - 5QU CoRE ¦ 5QU LoRE | Red Flag Warning - Small Fires | Contact from object | Aggregated | 2044 | 1.3887e-05 | 406.8993 | 0.0056506 | 2044 | Mitigation | 0.95 | 45 | 0 | esc | 0.00097009 | 1.3472e-08 | 0.00097009 | 1.3472e-08 | 0.0032972 | 6.9026e-09 | 0.00988 | 1.4302e-06
[120 empty] | 7.3.3.17.5 (Remote Grid) Updates to grid topology to minimize risk of ignition in HFTDs Remote GridWLDFRContact from objectAggregated | WLDFR | HFTD - Distribution - Tier 2 - 5QU CoRE ¦ 5QU LoRE | Red Flag Warning - Small Fires | Contact from object | Aggregated | 2045 | 1.3887e-05 | 406.8993 | 0.0056506 | 2045 | Mitigation | 0.95 | 45 | 0 | esc | 0.00097009 | 1.3472e-08 | 0.00097009 | 1.3472e-08 | 0.0032972 | 6.9026e-09 | 0.00988 | 1.4302e-06
[120 empty] | 7.3.3.17.5 (Remote Grid) Updates to grid topology to minimize risk of ignition in HFTDs Remote GridWLDFRContact from objectAggregated | WLDFR | HFTD - Distribution - Tier 2 - 5QU CoRE ¦ 5QU LoRE | Red Flag Warning - Small Fires | Contact from object | Aggregated | 2046 | 1.3887e-05 | 406.8993 | 0.0056506 | 2046 | Mitigation | 0.95 | 45 | 0 | esc | 0.00097009 | 1.3472e-08 | 0.00097009 | 1.3472e-08 | 0.0032972 | 6.9026e-09 | 0.00988 | 1.4302e-06
[120 empty] | 7.3.3.17.5 (Remote Grid) Updates to grid topology to minimize risk of ignition in HFTDs Remote GridWLDFRContact from objectAggregated | WLDFR | HFTD - Distribution - Tier 2 - 5QU CoRE ¦ 5QU LoRE | Red Flag Warning - Small Fires | Contact from object | Aggregated | 2047 | 1.3887e-05 | 406.8993 | 0.0056506 | 2047 | Mitigation | 0.95 | 45 | 0 | esc | 0.00097009 | 1.3472e-08 | 0.00097009 | 1.3472e-08 | 0.0032972 | 6.9026e-09 | 0.00988 | 1.4302e-06
[120 empty] | 7.3.3.17.5 (Remote Grid) Updates to grid topology to minimize risk of ignition in HFTDs Remote GridWLDFRContact from objectAggregated | WLDFR | HFTD - Distribution - Tier 2 - 5QU CoRE ¦ 5QU LoRE | Red Flag Warning - Small Fires | Contact from object | Aggregated | 2048 | 1.3887e-05 | 406.8993 | 0.0056506 | 2048 | Mitigation | 0.95 | 45 | 0 | esc | 0.00097009 | 1.3472e-08 | 0.00097009 | 1.3472e-08 | 0.0032972 | 6.9026e-09 | 0.00988 | 1.4302e-06
[120 empty] | 7.3.3.17.5 (Remote Grid) Updates to grid topology to minimize risk of ignition in HFTDs Remote GridWLDFRContact from objectAggregated | WLDFR | HFTD - Distribution - Tier 2 - 5QU CoRE ¦ 5QU LoRE | Red Flag Warning - Small Fires | Contact from object | Aggregated | 2049 | 1.3887e-05 | 406.8993 | 0.0056506 | 2049 | Mitigation | 0.95 | 45 | 0 | esc | 0.00097009 | 1.3472e-08 | 0.00097009 | 1.3472e-08 | 0.0032972 | 6.9026e-09 | 0.00988 | 1.4302e-06
[120 empty] | 7.3.3.17.5 (Remote Grid) Updates to grid topology to minimize risk of ignition in HFTDs Remote GridWLDFRContact from objectAggregated | WLDFR | HFTD - Distribution - Tier 2 - 5QU CoRE ¦ 5QU LoRE | Red Flag Warning - Small Fires | Contact from object | Aggregated | 2050 | 1.3887e-05 | 406.8993 | 0.0056506 | 2050 | Mitigation | 0.95 | 45 | 0 | esc | 0.00097009 | 1.3472e-08 | 0.00097009 | 1.3472e-08 | 0.0032972 | 6.9026e-09 | 0.00988 | 1.4302e-06
[120 empty] | 7.3.3.17.5 (Remote Grid) Updates to grid topology to minimize risk of ignition in HFTDs Remote GridWLDFRContact from objectAggregated | WLDFR | HFTD - Distribution - Tier 2 - 5QU CoRE ¦ 5QU LoRE | Red Flag Warning - Small Fires | Contact from object | Aggregated | 2051 | 1.3887e-05 | 406.8993 | 0.0056506 | 2051 | Mitigation | 0.95 | 45 | 0 | esc | 0.00097009 | 1.3472e-08 | 0.00097009 | 1.3472e-08 | 0.0032972 | 6.9026e-09 | 0.00988 | 1.4302e-06
[120 empty] | 7.3.3.17.5 (Remote Grid) Updates to grid topology to minimize risk of ignition in HFTDs Remote GridWLDFRContact from objectAggregated | WLDFR | HFTD - Distribution - Tier 2 - 5QU CoRE ¦ 5QU LoRE | Red Flag Warning - Small Fires | Contact from object | Aggregated | 2052 | 1.3887e-05 | 406.8993 | 0.0056506 | 2052 | Mitigation | 0.95 | 45 | 0 | esc | 0.00097009 | 1.3472e-08 | 0.00097009 | 1.3472e-08 | 0 | 0 | 0.00988 | 1.4302e-06
[120 empty] | 7.3.3.17.5 (Remote Grid) Updates to grid topology to minimize risk of ignition in HFTDs Remote GridWLDFRContact from objectAggregated | WLDFR | HFTD - Distribution - Tier 2 - 5QU CoRE ¦ 5QU LoRE | Red Flag Warning - Small Fires | Contact from object | Aggregated | 2053 | 1.3887e-05 | 406.8993 | 0.0056506 | 2053 | Mitigation | 0.95 | 45 | 0 | esc | 0.00097009 | 1.3472e-08 | 0.00097009 | 1.3472e-08 | 0.0032972 | 2.2458e-09 | 0.00988 | 1.4302e-06
[120 empty] | 7.3.3.17.5 (Remote Grid) Updates to grid topology to minimize risk of ignition in HFTDs Remote GridWLDFRContact from objectAggregated | WLDFR | HFTD - Distribution - Tier 2 - 5QU CoRE ¦ 5QU LoRE | Red Flag Warning - Small Fires | Contact from object | Aggregated | 2054 | 1.3887e-05 | 406.8993 | 0.0056506 | 2054 | Mitigation | 0.95 | 45 | 0 | esc | 0.00097009 | 1.3472e-08 | 0.00097009 | 1.3472e-08 | 0.0032972 | 2.2458e-09 | 0.00988 | 1.4302e-06
[120 empty] | 7.3.3.17.5 (Remote Grid) Updates to grid topology to minimize risk of ignition in HFTDs Remote GridWLDFRContact from objectAggregated | WLDFR | HFTD - Distribution - Tier 2 - 5QU CoRE ¦ 5QU LoRE | Red Flag Warning - Small Fires | Contact from object | Aggregated | 2055 | 1.3887e-05 | 406.8993 | 0.0056506 | 2055 | Mitigation | 0.95 | 45 | 0 | esc | 0.00097009 | 1.3472e-08 | 0.00097009 | 1.3472e-08 | 0.0032972 | 2.2458e-09 | 0.00988 | 1.4302e-06
[120 empty] | 7.3.3.17.5 (Remote Grid) Updates to grid topology to minimize risk of ignition in HFTDs Remote GridWLDFRContact from objectAggregated | WLDFR | HFTD - Distribution - Tier 2 - 5QU CoRE ¦ 5QU LoRE | Red Flag Warning - Small Fires | Contact from object | Aggregated | 2056 | 1.3887e-05 | 406.8993 | 0.0056506 | 2056 | Mitigation | 0.95 | 45 | 0 | esc | 0.00097009 | 1.3472e-08 | 0.00097009 | 1.3472e-08 | 0.0032972 | 2.2458e-09 | 0.00988 | 1.4302e-06
[120 empty] | 7.3.3.17.5 (Remote Grid) Updates to grid topology to minimize risk of ignition in HFTDs Remote GridWLDFRContact from objectAggregated | WLDFR | HFTD - Distribution - Tier 2 - 5QU CoRE ¦ 5QU LoRE | Red Flag Warning - Small Fires | Contact from object | Aggregated | 2057 | 1.3887e-05 | 406.8993 | 0.0056506 | 2057 | Mitigation | 0.95 | 45 | 0 | esc | 0.00097009 | 1.3472e-08 | 0.00097009 | 1.3472e-08 | 0.0032972 | 2.2458e-09 | 0.00988 | 1.4302e-06
[120 empty] | 7.3.3.17.5 (Remote Grid) Updates to grid topology to minimize risk of ignition in HFTDs Remote GridWLDFRContact from objectAggregated | WLDFR | HFTD - Distribution - Tier 2 - 5QU CoRE ¦ 5QU LoRE | Red Flag Warning - Small Fires | Contact from object | Aggregated | 2058 | 1.3887e-05 | 406.8993 | 0.0056506 | 2058 | Mitigation | 0.95 | 45 | 0 | esc | 0.00097009 | 1.3472e-08 | 0.00097009 | 1.3472e-08 | 0.0032972 | 2.2458e-09 | 0 | 0
[120 empty] | 7.3.3.17.5 (Remote Grid) Updates to grid topology to minimize risk of ignition in HFTDs Remote GridWLDFRContact from objectAggregated | WLDFR | HFTD - Distribution - Tier 2 - 5QU CoRE ¦ 5QU LoRE | Red Flag Warning - Small Fires | Contact from object | Aggregated | 2059 | 1.3887e-05 | 406.8993 | 0.0056506 | 2059 | Mitigation | 0.95 | 45 | 0 | esc | 0.00097009 | 1.3472e-08 | 0.00097009 | 1.3472e-08 | 0.0032972 | 2.2458e-09 | 0 | 0
[120 empty] | 7.3.3.17.5 (Remote Grid) Updates to grid topology to minimize risk of ignition in HFTDs Remote GridWLDFRContact from objectAggregated | WLDFR | HFTD - Distribution - Tier 2 - 5QU CoRE ¦ 5QU LoRE | Red Flag Warning - Small Fires | Contact from object | Aggregated | 2060 | 1.3887e-05 | 406.8993 | 0.0056506 | 2060 | Mitigation | 0.95 | 45 | 0 | esc | 0.00097009 | 1.3472e-08 | 0.00097009 | 1.3472e-08 | 0.0032972 | 2.2458e-09 | 0.0085129 | 1.4095e-06
[120 empty] | 7.3.3.17.5 (Remote Grid) Updates to grid topology to minimize risk of ignition in HFTDs Remote GridWLDFRContact from objectAggregated | WLDFR | HFTD - Distribution - Tier 2 - 5QU CoRE ¦ 5QU LoRE | Red Flag Warning - Small Fires | Contact from object | Aggregated | 2061 | 1.3887e-05 | 406.8993 | 0.0056506 | 2061 | Mitigation | 0.95 | 45 | 0 | esc | 0.00097009 | 1.3472e-08 | 0.00097009 | 1.3472e-08 | 0.0032972 | 2.2458e-09 | 0.0085129 | 1.4095e-06
[120 empty] | 7.3.3.17.5 (Remote Grid) Updates to grid topology to minimize risk of ignition in HFTDs Remote GridWLDFRContact from objectAggregated | WLDFR | HFTD - Distribution - Tier 2 - 5QU CoRE ¦ 5QU LoRE | Red Flag Warning - Small Fires | Contact from object | Aggregated | 2062 | 1.3887e-05 | 406.8993 | 0.0056506 | 2062 | Mitigation | 0.95 | 45 | 0 | esc | 0.00097009 | 1.3472e-08 | 0.00097009 | 1.3472e-08 | 0.0032972 | 2.2458e-09 | 0.0085129 | 1.4095e-06
[120 empty] | 7.3.3.17.5 (Remote Grid) Updates to grid topology to minimize risk of ignition in HFTDs Remote GridWLDFRContact from objectAggregated | WLDFR | HFTD - Distribution - Tier 2 - 5QU CoRE ¦ 5QU LoRE | Red Flag Warning - Small Fires | Contact from object | Aggregated | 2063 | 1.3887e-05 | 406.8993 | 0.0056506 | 2063 | Mitigation | 0.95 | 45 | 0 | esc | 0.00097009 | 1.3472e-08 | 0.00097009 | 1.3472e-08 | 0.0032972 | 2.2458e-09 | 0.0085129 | 1.4095e-06
[120 empty] | 7.3.3.17.5 (Remote Grid) Updates to grid topology to minimize risk of ignition in HFTDs Remote GridWLDFRContact from objectAggregated | WLDFR | HFTD - Distribution - Tier 2 - 5QU CoRE ¦ 5QU LoRE | Red Flag Warning - Small Fires | Contact from object | Aggregated | 2064 | 1.3887e-05 | 406.8993 | 0.0056506 | 2064 | Mitigation | 0.95 | 45 | 0 | esc | 0.00097009 | 1.3472e-08 | 0.00097009 | 1.3472e-08 | 0.0032972 | 2.2458e-09 | 0.0085129 | 1.4095e-06
[120 empty] | 7.3.3.17.5 (Remote Grid) Updates to grid topology to minimize risk of ignition in HFTDs Remote GridWLDFRContact from objectAggregated | WLDFR | HFTD - Distribution - Tier 2 - 5QU CoRE ¦ 5QU LoRE | Red Flag Warning - Small Fires | Contact from object | Aggregated | 2065 | 1.3887e-05 | 406.8993 | 0.0056506 | 2065 | Mitigation | 0.95 | 45 | 0 | esc | 0.00097009 | 1.3472e-08 | 0.00097009 | 1.3472e-08 | 0.0032972 | 2.2458e-09 | 0.0085129 | 1.4095e-06
[120 empty] | 7.3.3.17.5 (Remote Grid) Updates to grid topology to minimize risk of ignition in HFTDs Remote GridWLDFRContact from objectAggregated | WLDFR | HFTD - Distribution - Tier 2 - 5QU CoRE ¦ 5QU LoRE | Red Flag Warning - Small Fires | Contact from object | Aggregated | 2066 | 1.3887e-05 | 406.8993 | 0.0056506 | 2066 | Mitigation | 0.95 | 45 | 0 | esc | 0.00097009 | 1.3472e-08 | 0.00097009 | 1.3472e-08 | 0.0032972 | 2.2458e-09 | 0.0085129 | 1.4095e-06
[120 empty] | 7.3.3.17.5 (Remote Grid) Updates to grid topology to minimize risk of ignition in HFTDs Remote GridWLDFRContact from objectAggregated | WLDFR | HFTD - Distribution - Tier 2 - 5QU CoRE ¦ 5QU LoRE | Red Flag Warning - Small Fires | Contact from object | Aggregated | 2067 | 1.3887e-05 | 406.8993 | 0.0056506 | 2067 | Mitigation | 0.95 | 45 | 0 | esc | 0 | 0 | 0.00097009 | 1.3472e-08 | 0.0032972 | 2.2458e-09 | 0.0085129 | 1.4095e-06
[120 empty] | 7.3.3.17.5 (Remote Grid) Updates to grid topology to minimize risk of ignition in HFTDs Remote GridWLDFRContaminationAggregated | WLDFR | HFTD - Distribution - Tier 2 - 5QU CoRE ¦ 5QU LoRE | Red Flag Warning - Small Fires | Contamination | Aggregated | 2022 | 1.5953e-07 | 406.8993 | 6.4913e-05 | 2022 | Mitigation | 0.95 | 45 | 0 | esc | 0.00097009 | 1.5476e-10 | 0 | 0 | 0.0032972 | 2.2458e-09 | 0.0085129 | 1.4095e-06
[120 empty] | 7.3.3.17.5 (Remote Grid) Updates to grid topology to minimize risk of ignition in HFTDs Remote GridWLDFRContaminationAggregated | WLDFR | HFTD - Distribution - Tier 2 - 5QU CoRE ¦ 5QU LoRE | Red Flag Warning - Small Fires | Contamination | Aggregated | 2023 | 1.5953e-07 | 406.8993 | 6.4913e-05 | 2023 | Mitigation | 0.95 | 45 | 0 | esc | 0.00097009 | 1.5476e-10 | 0.00097009 | 1.5476e-10 | 0.0032972 | 2.2458e-09 | 0.0085129 | 1.4095e-06
[120 empty] | 7.3.3.17.5 (Remote Grid) Updates to grid topology to minimize risk of ignition in HFTDs Remote GridWLDFRContaminationAggregated | WLDFR | HFTD - Distribution - Tier 2 - 5QU CoRE ¦ 5QU LoRE | Red Flag Warning - Small Fires | Contamination | Aggregated | 2024 | 1.5953e-07 | 406.8993 | 6.4913e-05 | 2024 | Mitigation | 0.95 | 45 | 0 | esc | 0.00097009 | 1.5476e-10 | 0.00097009 | 1.5476e-10 | 0.0032972 | 2.2458e-09 | 0.0085129 | 1.4095e-06
[120 empty] | 7.3.3.17.5 (Remote Grid) Updates to grid topology to minimize risk of ignition in HFTDs Remote GridWLDFRContaminationAggregated | WLDFR | HFTD - Distribution - Tier 2 - 5QU CoRE ¦ 5QU LoRE | Red Flag Warning - Small Fires | Contamination | Aggregated | 2025 | 1.5953e-07 | 406.8993 | 6.4913e-05 | 2025 | Mitigation | 0.95 | 45 | 0 | esc | 0.00097009 | 1.5476e-10 | 0.00097009 | 1.5476e-10 | 0.0032972 | 2.2458e-09 | 0.0085129 | 1.4095e-06
[120 empty] | 7.3.3.17.5 (Remote Grid) Updates to grid topology to minimize risk of ignition in HFTDs Remote GridWLDFRContaminationAggregated | WLDFR | HFTD - Distribution - Tier 2 - 5QU CoRE ¦ 5QU LoRE | Red Flag Warning - Small Fires | Contamination | Aggregated | 2026 | 1.5953e-07 | 406.8993 | 6.4913e-05 | 2026 | Mitigation | 0.95 | 45 | 0 | esc | 0.00097009 | 1.5476e-10 | 0.00097009 | 1.5476e-10 | 0.0032972 | 2.2458e-09 | 0.0085129 | 1.4095e-06
[120 empty] | 7.3.3.17.5 (Remote Grid) Updates to grid topology to minimize risk of ignition in HFTDs Remote GridWLDFRContaminationAggregated | WLDFR | HFTD - Distribution - Tier 2 - 5QU CoRE ¦ 5QU LoRE | Red Flag Warning - Small Fires | Contamination | Aggregated | 2027 | 1.5953e-07 | 406.8993 | 6.4913e-05 | 2027 | Mitigation | 0.95 | 45 | 0 | esc | 0.00097009 | 1.5476e-10 | 0.00097009 | 1.5476e-10 | 0.0032972 | 2.2458e-09 | 0.0085129 | 1.4095e-06
[120 empty] | 7.3.3.17.5 (Remote Grid) Updates to grid topology to minimize risk of ignition in HFTDs Remote GridWLDFRContaminationAggregated | WLDFR | HFTD - Distribution - Tier 2 - 5QU CoRE ¦ 5QU LoRE | Red Flag Warning - Small Fires | Contamination | Aggregated | 2028 | 1.5953e-07 | 406.8993 | 6.4913e-05 | 2028 | Mitigation | 0.95 | 45 | 0 | esc | 0.00097009 | 1.5476e-10 | 0.00097009 | 1.5476e-10 | 0.0032972 | 2.2458e-09 | 0.0085129 | 1.4095e-06
[120 empty] | 7.3.3.17.5 (Remote Grid) Updates to grid topology to minimize risk of ignition in HFTDs Remote GridWLDFRContaminationAggregated | WLDFR | HFTD - Distribution - Tier 2 - 5QU CoRE ¦ 5QU LoRE | Red Flag Warning - Small Fires | Contamination | Aggregated | 2029 | 1.5953e-07 | 406.8993 | 6.4913e-05 | 2029 | Mitigation | 0.95 | 45 | 0 | esc | 0.00097009 | 1.5476e-10 | 0.00097009 | 1.5476e-10 | 0.0032972 | 2.2458e-09 | 0.0085129 | 1.4095e-06
[120 empty] | 7.3.3.17.5 (Remote Grid) Updates to grid topology to minimize risk of ignition in HFTDs Remote GridWLDFRContaminationAggregated | WLDFR | HFTD - Distribution - Tier 2 - 5QU CoRE ¦ 5QU LoRE | Red Flag Warning - Small Fires | Contamination | Aggregated | 2030 | 1.5953e-07 | 406.8993 | 6.4913e-05 | 2030 | Mitigation | 0.95 | 45 | 0 | esc | 0.00097009 | 1.5476e-10 | 0.00097009 | 1.5476e-10 | 0.0032972 | 2.2458e-09 | 0.0085129 | 1.4095e-06
[120 empty] | 7.3.3.17.5 (Remote Grid) Updates to grid topology to minimize risk of ignition in HFTDs Remote GridWLDFRContaminationAggregated | WLDFR | HFTD - Distribution - Tier 2 - 5QU CoRE ¦ 5QU LoRE | Red Flag Warning - Small Fires | Contamination | Aggregated | 2031 | 1.5953e-07 | 406.8993 | 6.4913e-05 | 2031 | Mitigation | 0.95 | 45 | 0 | esc | 0.00097009 | 1.5476e-10 | 0.00097009 | 1.5476e-10 | 0.0032972 | 2.2458e-09 | 0.0085129 | 1.4095e-06
[120 empty] | 7.3.3.17.5 (Remote Grid) Updates to grid topology to minimize risk of ignition in HFTDs Remote GridWLDFRContaminationAggregated | WLDFR | HFTD - Distribution - Tier 2 - 5QU CoRE ¦ 5QU LoRE | Red Flag Warning - Small Fires | Contamination | Aggregated | 2032 | 1.5953e-07 | 406.8993 | 6.4913e-05 | 2032 | Mitigation | 0.95 | 45 | 0 | esc | 0.00097009 | 1.5476e-10 | 0.00097009 | 1.5476e-10 | 0.0032972 | 2.2458e-09 | 0.0085129 | 1.4095e-06
[120 empty] | 7.3.3.17.5 (Remote Grid) Updates to grid topology to minimize risk of ignition in HFTDs Remote GridWLDFRContaminationAggregated | WLDFR | HFTD - Distribution - Tier 2 - 5QU CoRE ¦ 5QU LoRE | Red Flag Warning - Small Fires | Contamination | Aggregated | 2033 | 1.5953e-07 | 406.8993 | 6.4913e-05 | 2033 | Mitigation | 0.95 | 45 | 0 | esc | 0.00097009 | 1.5476e-10 | 0.00097009 | 1.5476e-10 | 0.0032972 | 2.2458e-09 | 0.0085129 | 1.4095e-06
[120 empty] | 7.3.3.17.5 (Remote Grid) Updates to grid topology to minimize risk of ignition in HFTDs Remote GridWLDFRContaminationAggregated | WLDFR | HFTD - Distribution - Tier 2 - 5QU CoRE ¦ 5QU LoRE | Red Flag Warning - Small Fires | Contamination | Aggregated | 2034 | 1.5953e-07 | 406.8993 | 6.4913e-05 | 2034 | Mitigation | 0.95 | 45 | 0 | esc | 0.00097009 | 1.5476e-10 | 0.00097009 | 1.5476e-10 | 0.0032972 | 2.2458e-09 | 0.0085129 | 1.4095e-06
[120 empty] | 7.3.3.17.5 (Remote Grid) Updates to grid topology to minimize risk of ignition in HFTDs Remote GridWLDFRContaminationAggregated | WLDFR | HFTD - Distribution - Tier 2 - 5QU CoRE ¦ 5QU LoRE | Red Flag Warning - Small Fires | Contamination | Aggregated | 2035 | 1.5953e-07 | 406.8993 | 6.4913e-05 | 2035 | Mitigation | 0.95 | 45 | 0 | esc | 0.00097009 | 1.5476e-10 | 0.00097009 | 1.5476e-10 | 0.0032972 | 2.2458e-09 | 0.0085129 | 1.4095e-06
[120 empty] | 7.3.3.17.5 (Remote Grid) Updates to grid topology to minimize risk of ignition in HFTDs Remote GridWLDFRContaminationAggregated | WLDFR | HFTD - Distribution - Tier 2 - 5QU CoRE ¦ 5QU LoRE | Red Flag Warning - Small Fires | Contamination | Aggregated | 2036 | 1.5953e-07 | 406.8993 | 6.4913e-05 | 2036 | Mitigation | 0.95 | 45 | 0 | esc | 0.00097009 | 1.5476e-10 | 0.00097009 | 1.5476e-10 | 0.0032972 | 2.2458e-09 | 0.0085129 | 1.4095e-06
[120 empty] | 7.3.3.17.5 (Remote Grid) Updates to grid topology to minimize risk of ignition in HFTDs Remote GridWLDFRContaminationAggregated | WLDFR | HFTD - Distribution - Tier 2 - 5QU CoRE ¦ 5QU LoRE | Red Flag Warning - Small Fires | Contamination | Aggregated | 2037 | 1.5953e-07 | 406.8993 | 6.4913e-05 | 2037 | Mitigation | 0.95 | 45 | 0 | esc | 0.00097009 | 1.5476e-10 | 0.00097009 | 1.5476e-10 | 0.0032972 | 2.2458e-09 | 0.0085129 | 1.4095e-06
[120 empty] | 7.3.3.17.5 (Remote Grid) Updates to grid topology to minimize risk of ignition in HFTDs Remote GridWLDFRContaminationAggregated | WLDFR | HFTD - Distribution - Tier 2 - 5QU CoRE ¦ 5QU LoRE | Red Flag Warning - Small Fires | Contamination | Aggregated | 2038 | 1.5953e-07 | 406.8993 | 6.4913e-05 | 2038 | Mitigation | 0.95 | 45 | 0 | esc | 0.00097009 | 1.5476e-10 | 0.00097009 | 1.5476e-10 | 0.0032972 | 2.2458e-09 | 0.0085129 | 1.4095e-06
[120 empty] | 7.3.3.17.5 (Remote Grid) Updates to grid topology to minimize risk of ignition in HFTDs Remote GridWLDFRContaminationAggregated | WLDFR | HFTD - Distribution - Tier 2 - 5QU CoRE ¦ 5QU LoRE | Red Flag Warning - Small Fires | Contamination | Aggregated | 2039 | 1.5953e-07 | 406.8993 | 6.4913e-05 | 2039 | Mitigation | 0.95 | 45 | 0 | esc | 0.00097009 | 1.5476e-10 | 0.00097009 | 1.5476e-10 | 0.0032972 | 2.2458e-09 | 0.0085129 | 1.4095e-06
[120 empty] | 7.3.3.17.5 (Remote Grid) Updates to grid topology to minimize risk of ignition in HFTDs Remote GridWLDFRContaminationAggregated | WLDFR | HFTD - Distribution - Tier 2 - 5QU CoRE ¦ 5QU LoRE | Red Flag Warning - Small Fires | Contamination | Aggregated | 2040 | 1.5953e-07 | 406.8993 | 6.4913e-05 | 2040 | Mitigation | 0.95 | 45 | 0 | esc | 0.00097009 | 1.5476e-10 | 0.00097009 | 1.5476e-10 | 0.0032972 | 2.2458e-09 | 0.0085129 | 1.4095e-06
[120 empty] | 7.3.3.17.5 (Remote Grid) Updates to grid topology to minimize risk of ignition in HFTDs Remote GridWLDFRContaminationAggregated | WLDFR | HFTD - Distribution - Tier 2 - 5QU CoRE ¦ 5QU LoRE | Red Flag Warning - Small Fires | Contamination | Aggregated | 2041 | 1.5953e-07 | 406.8993 | 6.4913e-05 | 2041 | Mitigation | 0.95 | 45 | 0 | esc | 0.00097009 | 1.5476e-10 | 0.00097009 | 1.5476e-10 | 0.0032972 | 2.2458e-09 | 0.0085129 | 1.4095e-06
[120 empty] | 7.3.3.17.5 (Remote Grid) Updates to grid topology to minimize risk of ignition in HFTDs Remote GridWLDFRContaminationAggregated | WLDFR | HFTD - Distribution - Tier 2 - 5QU CoRE ¦ 5QU LoRE | Red Flag Warning - Small Fires | Contamination | Aggregated | 2042 | 1.5953e-07 | 406.8993 | 6.4913e-05 | 2042 | Mitigation | 0.95 | 45 | 0 | esc | 0.00097009 | 1.5476e-10 | 0.00097009 | 1.5476e-10 | 0.0032972 | 2.2458e-09 | 0.0085129 | 1.4095e-06
[120 empty] | 7.3.3.17.5 (Remote Grid) Updates to grid topology to minimize risk of ignition in HFTDs Remote GridWLDFRContaminationAggregated | WLDFR | HFTD - Distribution - Tier 2 - 5QU CoRE ¦ 5QU LoRE | Red Flag Warning - Small Fires | Contamination | Aggregated | 2043 | 1.5953e-07 | 406.8993 | 6.4913e-05 | 2043 | Mitigation | 0.95 | 45 | 0 | esc | 0.00097009 | 1.5476e-10 | 0.00097009 | 1.5476e-10 | 0.0032972 | 2.2458e-09 | 0.0085129 | 1.4095e-06
[120 empty] | 7.3.3.17.5 (Remote Grid) Updates to grid topology to minimize risk of ignition in HFTDs Remote GridWLDFRContaminationAggregated | WLDFR | HFTD - Distribution - Tier 2 - 5QU CoRE ¦ 5QU LoRE | Red Flag Warning - Small Fires | Contamination | Aggregated | 2044 | 1.5953e-07 | 406.8993 | 6.4913e-05 | 2044 | Mitigation | 0.95 | 45 | 0 | esc | 0.00097009 | 1.5476e-10 | 0.00097009 | 1.5476e-10 | 0.0032972 | 2.2458e-09 | 0 | 0
[120 empty] | 7.3.3.17.5 (Remote Grid) Updates to grid topology to minimize risk of ignition in HFTDs Remote GridWLDFRContaminationAggregated | WLDFR | HFTD - Distribution - Tier 2 - 5QU CoRE ¦ 5QU LoRE | Red Flag Warning - Small Fires | Contamination | Aggregated | 2045 | 1.5953e-07 | 406.8993 | 6.4913e-05 | 2045 | Mitigation | 0.95 | 45 | 0 | esc | 0.00097009 | 1.5476e-10 | 0.00097009 | 1.5476e-10 | 0.0032972 | 2.2458e-09 | 0 | 0
[120 empty] | 7.3.3.17.5 (Remote Grid) Updates to grid topology to minimize risk of ignition in HFTDs Remote GridWLDFRContaminationAggregated | WLDFR | HFTD - Distribution - Tier 2 - 5QU CoRE ¦ 5QU LoRE | Red Flag Warning - Small Fires | Contamination | Aggregated | 2046 | 1.5953e-07 | 406.8993 | 6.4913e-05 | 2046 | Mitigation | 0.95 | 45 | 0 | esc | 0.00097009 | 1.5476e-10 | 0.00097009 | 1.5476e-10 | 0.0032972 | 2.2458e-09 | 0.0093087 | 9.0782e-06
[120 empty] | 7.3.3.17.5 (Remote Grid) Updates to grid topology to minimize risk of ignition in HFTDs Remote GridWLDFRContaminationAggregated | WLDFR | HFTD - Distribution - Tier 2 - 5QU CoRE ¦ 5QU LoRE | Red Flag Warning - Small Fires | Contamination | Aggregated | 2047 | 1.5953e-07 | 406.8993 | 6.4913e-05 | 2047 | Mitigation | 0.95 | 45 | 0 | esc | 0.00097009 | 1.5476e-10 | 0.00097009 | 1.5476e-10 | 0.0032972 | 2.2458e-09 | 0.0093087 | 9.0782e-06
[120 empty] | 7.3.3.17.5 (Remote Grid) Updates to grid topology to minimize risk of ignition in HFTDs Remote GridWLDFRContaminationAggregated | WLDFR | HFTD - Distribution - Tier 2 - 5QU CoRE ¦ 5QU LoRE | Red Flag Warning - Small Fires | Contamination | Aggregated | 2048 | 1.5953e-07 | 406.8993 | 6.4913e-05 | 2048 | Mitigation | 0.95 | 45 | 0 | esc | 0.00097009 | 1.5476e-10 | 0.00097009 | 1.5476e-10 | 0.0032972 | 2.2458e-09 | 0.0093087 | 9.0782e-06
[120 empty] | 7.3.3.17.5 (Remote Grid) Updates to grid topology to minimize risk of ignition in HFTDs Remote GridWLDFRContaminationAggregated | WLDFR | HFTD - Distribution - Tier 2 - 5QU CoRE ¦ 5QU LoRE | Red Flag Warning - Small Fires | Contamination | Aggregated | 2049 | 1.5953e-07 | 406.8993 | 6.4913e-05 | 2049 | Mitigation | 0.95 | 45 | 0 | esc | 0.00097009 | 1.5476e-10 | 0.00097009 | 1.5476e-10 | 0.0032972 | 2.2458e-09 | 0.0093087 | 9.0782e-06
[120 empty] | 7.3.3.17.5 (Remote Grid) Updates to grid topology to minimize risk of ignition in HFTDs Remote GridWLDFRContaminationAggregated | WLDFR | HFTD - Distribution - Tier 2 - 5QU CoRE ¦ 5QU LoRE | Red Flag Warning - Small Fires | Contamination | Aggregated | 2050 | 1.5953e-07 | 406.8993 | 6.4913e-05 | 2050 | Mitigation | 0.95 | 45 | 0 | esc | 0.00097009 | 1.5476e-10 | 0.00097009 | 1.5476e-10 | 0.0032972 | 2.2458e-09 | 0.0093087 | 9.0782e-06
[120 empty] | 7.3.3.17.5 (Remote Grid) Updates to grid topology to minimize risk of ignition in HFTDs Remote GridWLDFRContaminationAggregated | WLDFR | HFTD - Distribution - Tier 2 - 5QU CoRE ¦ 5QU LoRE | Red Flag Warning - Small Fires | Contamination | Aggregated | 2051 | 1.5953e-07 | 406.8993 | 6.4913e-05 | 2051 | Mitigation | 0.95 | 45 | 0 | esc | 0.00097009 | 1.5476e-10 | 0.00097009 | 1.5476e-10 | 0.0032972 | 2.2458e-09 | 0.0093087 | 9.0782e-06
[120 empty] | 7.3.3.17.5 (Remote Grid) Updates to grid topology to minimize risk of ignition in HFTDs Remote GridWLDFRContaminationAggregated | WLDFR | HFTD - Distribution - Tier 2 - 5QU CoRE ¦ 5QU LoRE | Red Flag Warning - Small Fires | Contamination | Aggregated | 2052 | 1.5953e-07 | 406.8993 | 6.4913e-05 | 2052 | Mitigation | 0.95 | 45 | 0 | esc | 0.00097009 | 1.5476e-10 | 0.00097009 | 1.5476e-10 | 0.0032972 | 2.2458e-09 | 0.0093087 | 9.0782e-06
[120 empty] | 7.3.3.17.5 (Remote Grid) Updates to grid topology to minimize risk of ignition in HFTDs Remote GridWLDFRContaminationAggregated | WLDFR | HFTD - Distribution - Tier 2 - 5QU CoRE ¦ 5QU LoRE | Red Flag Warning - Small Fires | Contamination | Aggregated | 2053 | 1.5953e-07 | 406.8993 | 6.4913e-05 | 2053 | Mitigation | 0.95 | 45 | 0 | esc | 0.00097009 | 1.5476e-10 | 0.00097009 | 1.5476e-10 | 0.0032972 | 2.2458e-09 | 0.0093087 | 9.0782e-06
[120 empty] | 7.3.3.17.5 (Remote Grid) Updates to grid topology to minimize risk of ignition in HFTDs Remote GridWLDFRContaminationAggregated | WLDFR | HFTD - Distribution - Tier 2 - 5QU CoRE ¦ 5QU LoRE | Red Flag Warning - Small Fires | Contamination | Aggregated | 2054 | 1.5953e-07 | 406.8993 | 6.4913e-05 | 2054 | Mitigation | 0.95 | 45 | 0 | esc | 0.00097009 | 1.5476e-10 | 0.00097009 | 1.5476e-10 | 0.0032972 | 2.2458e-09 | 0.0093087 | 9.0782e-06
[120 empty] | 7.3.3.17.5 (Remote Grid) Updates to grid topology to minimize risk of ignition in HFTDs Remote GridWLDFRContaminationAggregated | WLDFR | HFTD - Distribution - Tier 2 - 5QU CoRE ¦ 5QU LoRE | Red Flag Warning - Small Fires | Contamination | Aggregated | 2055 | 1.5953e-07 | 406.8993 | 6.4913e-05 | 2055 | Mitigation | 0.95 | 45 | 0 | esc | 0.00097009 | 1.5476e-10 | 0.00097009 | 1.5476e-10 | 0.0032972 | 2.2458e-09 | 0.0093087 | 9.0782e-06
[120 empty] | 7.3.3.17.5 (Remote Grid) Updates to grid topology to minimize risk of ignition in HFTDs Remote GridWLDFRContaminationAggregated | WLDFR | HFTD - Distribution - Tier 2 - 5QU CoRE ¦ 5QU LoRE | Red Flag Warning - Small Fires | Contamination | Aggregated | 2056 | 1.5953e-07 | 406.8993 | 6.4913e-05 | 2056 | Mitigation | 0.95 | 45 | 0 | esc | 0.00097009 | 1.5476e-10 | 0.00097009 | 1.5476e-10 | 0 | 0 | 0.0093087 | 9.0782e-06
[120 empty] | 7.3.3.17.5 (Remote Grid) Updates to grid topology to minimize risk of ignition in HFTDs Remote GridWLDFRContaminationAggregated | WLDFR | HFTD - Distribution - Tier 2 - 5QU CoRE ¦ 5QU LoRE | Red Flag Warning - Small Fires | Contamination | Aggregated | 2057 | 1.5953e-07 | 406.8993 | 6.4913e-05 | 2057 | Mitigation | 0.95 | 45 | 0 | esc | 0.00097009 | 1.5476e-10 | 0.00097009 | 1.5476e-10 | 0.0032972 | 6.9546e-09 | 0.0093087 | 9.0782e-06
[120 empty] | 7.3.3.17.5 (Remote Grid) Updates to grid topology to minimize risk of ignition in HFTDs Remote GridWLDFRContaminationAggregated | WLDFR | HFTD - Distribution - Tier 2 - 5QU CoRE ¦ 5QU LoRE | Red Flag Warning - Small Fires | Contamination | Aggregated | 2058 | 1.5953e-07 | 406.8993 | 6.4913e-05 | 2058 | Mitigation | 0.95 | 45 | 0 | esc | 0.00097009 | 1.5476e-10 | 0.00097009 | 1.5476e-10 | 0.0032972 | 6.9546e-09 | 0.0093087 | 9.0782e-06
[120 empty] | 7.3.3.17.5 (Remote Grid) Updates to grid topology to minimize risk of ignition in HFTDs Remote GridWLDFRContaminationAggregated | WLDFR | HFTD - Distribution - Tier 2 - 5QU CoRE ¦ 5QU LoRE | Red Flag Warning - Small Fires | Contamination | Aggregated | 2059 | 1.5953e-07 | 406.8993 | 6.4913e-05 | 2059 | Mitigation | 0.95 | 45 | 0 | esc | 0.00097009 | 1.5476e-10 | 0.00097009 | 1.5476e-10 | 0.0032972 | 6.9546e-09 | 0.0093087 | 9.0782e-06
[120 empty] | 7.3.3.17.5 (Remote Grid) Updates to grid topology to minimize risk of ignition in HFTDs Remote GridWLDFRContaminationAggregated | WLDFR | HFTD - Distribution - Tier 2 - 5QU CoRE ¦ 5QU LoRE | Red Flag Warning - Small Fires | Contamination | Aggregated | 2060 | 1.5953e-07 | 406.8993 | 6.4913e-05 | 2060 | Mitigation | 0.95 | 45 | 0 | esc | 0.00097009 | 1.5476e-10 | 0.00097009 | 1.5476e-10 | 0.0032972 | 6.9546e-09 | 0.0093087 | 9.0782e-06
[120 empty] | 7.3.3.17.5 (Remote Grid) Updates to grid topology to minimize risk of ignition in HFTDs Remote GridWLDFRContaminationAggregated | WLDFR | HFTD - Distribution - Tier 2 - 5QU CoRE ¦ 5QU LoRE | Red Flag Warning - Small Fires | Contamination | Aggregated | 2061 | 1.5953e-07 | 406.8993 | 6.4913e-05 | 2061 | Mitigation | 0.95 | 45 | 0 | esc | 0.00097009 | 1.5476e-10 | 0.00097009 | 1.5476e-10 | 0.0032972 | 6.9546e-09 | 0.0093087 | 9.0782e-06
[120 empty] | 7.3.3.17.5 (Remote Grid) Updates to grid topology to minimize risk of ignition in HFTDs Remote GridWLDFRContaminationAggregated | WLDFR | HFTD - Distribution - Tier 2 - 5QU CoRE ¦ 5QU LoRE | Red Flag Warning - Small Fires | Contamination | Aggregated | 2062 | 1.5953e-07 | 406.8993 | 6.4913e-05 | 2062 | Mitigation | 0.95 | 45 | 0 | esc | 0.00097009 | 1.5476e-10 | 0.00097009 | 1.5476e-10 | 0.0032972 | 6.9546e-09 | 0.0093087 | 9.0782e-06
[120 empty] | 7.3.3.17.5 (Remote Grid) Updates to grid topology to minimize risk of ignition in HFTDs Remote GridWLDFRContaminationAggregated | WLDFR | HFTD - Distribution - Tier 2 - 5QU CoRE ¦ 5QU LoRE | Red Flag Warning - Small Fires | Contamination | Aggregated | 2063 | 1.5953e-07 | 406.8993 | 6.4913e-05 | 2063 | Mitigation | 0.95 | 45 | 0 | esc | 0.00097009 | 1.5476e-10 | 0.00097009 | 1.5476e-10 | 0.0032972 | 6.9546e-09 | 0.0093087 | 9.0782e-06
[120 empty] | 7.3.3.17.5 (Remote Grid) Updates to grid topology to minimize risk of ignition in HFTDs Remote GridWLDFRContaminationAggregated | WLDFR | HFTD - Distribution - Tier 2 - 5QU CoRE ¦ 5QU LoRE | Red Flag Warning - Small Fires | Contamination | Aggregated | 2064 | 1.5953e-07 | 406.8993 | 6.4913e-05 | 2064 | Mitigation | 0.95 | 45 | 0 | esc | 0.00097009 | 1.5476e-10 | 0.00097009 | 1.5476e-10 | 0.0032972 | 6.9546e-09 | 0.0093087 | 9.0782e-06
[120 empty] | 7.3.3.17.5 (Remote Grid) Updates to grid topology to minimize risk of ignition in HFTDs Remote GridWLDFRContaminationAggregated | WLDFR | HFTD - Distribution - Tier 2 - 5QU CoRE ¦ 5QU LoRE | Red Flag Warning - Small Fires | Contamination | Aggregated | 2065 | 1.5953e-07 | 406.8993 | 6.4913e-05 | 2065 | Mitigation | 0.95 | 45 | 0 | esc | 0.00097009 | 1.5476e-10 | 0.00097009 | 1.5476e-10 | 0.0032972 | 6.9546e-09 | 0.0093087 | 9.0782e-06
[120 empty] | 7.3.3.17.5 (Remote Grid) Updates to grid topology to minimize risk of ignition in HFTDs Remote GridWLDFRContaminationAggregated | WLDFR | HFTD - Distribution - Tier 2 - 5QU CoRE ¦ 5QU LoRE | Red Flag Warning - Small Fires | Contamination | Aggregated | 2066 | 1.5953e-07 | 406.8993 | 6.4913e-05 | 2066 | Mitigation | 0.95 | 45 | 0 | esc | 0.00097009 | 1.5476e-10 | 0.00097009 | 1.5476e-10 | 0.0032972 | 6.9546e-09 | 0.0093087 | 9.0782e-06
[120 empty] | 7.3.3.17.5 (Remote Grid) Updates to grid topology to minimize risk of ignition in HFTDs Remote GridWLDFRContaminationAggregated | WLDFR | HFTD - Distribution - Tier 2 - 5QU CoRE ¦ 5QU LoRE | Red Flag Warning - Small Fires | Contamination | Aggregated | 2067 | 1.5953e-07 | 406.8993 | 6.4913e-05 | 2067 | Mitigation | 0.95 | 45 | 0 | esc | 0 | 0 | 0.00097009 | 1.5476e-10 | 0.0032972 | 6.9546e-09 | 0.0093087 | 9.0782e-06
[120 empty] | 7.3.3.17.5 (Remote Grid) Updates to grid topology to minimize risk of ignition in HFTDs Remote GridWLDFREquipment / facility failureAggregated | WLDFR | HFTD - Distribution - Tier 2 - 5QU CoRE ¦ 5QU LoRE | Red Flag Warning - Small Fires | Equipment / facility failure | Aggregated | 2022 | 7.1267e-05 | 406.8993 | 0.028998 | 2022 | Mitigation | 0.95 | 45 | 0 | esc | 0.00097009 | 6.9135e-08 | 0 | 0 | 0.0032972 | 6.9546e-09 | 0.0093087 | 9.0782e-06
[120 empty] | 7.3.3.17.5 (Remote Grid) Updates to grid topology to minimize risk of ignition in HFTDs Remote GridWLDFREquipment / facility failureAggregated | WLDFR | HFTD - Distribution - Tier 2 - 5QU CoRE ¦ 5QU LoRE | Red Flag Warning - Small Fires | Equipment / facility failure | Aggregated | 2023 | 7.1267e-05 | 406.8993 | 0.028998 | 2023 | Mitigation | 0.95 | 45 | 0 | esc | 0.00097009 | 6.9135e-08 | 0.00097009 | 6.9135e-08 | 0.0032972 | 6.9546e-09 | 0.0093087 | 9.0782e-06
[120 empty] | 7.3.3.17.5 (Remote Grid) Updates to grid topology to minimize risk of ignition in HFTDs Remote GridWLDFREquipment / facility failureAggregated | WLDFR | HFTD - Distribution - Tier 2 - 5QU CoRE ¦ 5QU LoRE | Red Flag Warning - Small Fires | Equipment / facility failure | Aggregated | 2024 | 7.1267e-05 | 406.8993 | 0.028998 | 2024 | Mitigation | 0.95 | 45 | 0 | esc | 0.00097009 | 6.9135e-08 | 0.00097009 | 6.9135e-08 | 0.0032972 | 6.9546e-09 | 0.0093087 | 9.0782e-06
[120 empty] | 7.3.3.17.5 (Remote Grid) Updates to grid topology to minimize risk of ignition in HFTDs Remote GridWLDFREquipment / facility failureAggregated | WLDFR | HFTD - Distribution - Tier 2 - 5QU CoRE ¦ 5QU LoRE | Red Flag Warning - Small Fires | Equipment / facility failure | Aggregated | 2025 | 7.1267e-05 | 406.8993 | 0.028998 | 2025 | Mitigation | 0.95 | 45 | 0 | esc | 0.00097009 | 6.9135e-08 | 0.00097009 | 6.9135e-08 | 0.0032972 | 6.9546e-09 | 0.0093087 | 9.0782e-06
[120 empty] | 7.3.3.17.5 (Remote Grid) Updates to grid topology to minimize risk of ignition in HFTDs Remote GridWLDFREquipment / facility failureAggregated | WLDFR | HFTD - Distribution - Tier 2 - 5QU CoRE ¦ 5QU LoRE | Red Flag Warning - Small Fires | Equipment / facility failure | Aggregated | 2026 | 7.1267e-05 | 406.8993 | 0.028998 | 2026 | Mitigation | 0.95 | 45 | 0 | esc | 0.00097009 | 6.9135e-08 | 0.00097009 | 6.9135e-08 | 0.0032972 | 6.9546e-09 | 0.0093087 | 9.0782e-06
[120 empty] | 7.3.3.17.5 (Remote Grid) Updates to grid topology to minimize risk of ignition in HFTDs Remote GridWLDFREquipment / facility failureAggregated | WLDFR | HFTD - Distribution - Tier 2 - 5QU CoRE ¦ 5QU LoRE | Red Flag Warning - Small Fires | Equipment / facility failure | Aggregated | 2027 | 7.1267e-05 | 406.8993 | 0.028998 | 2027 | Mitigation | 0.95 | 45 | 0 | esc | 0.00097009 | 6.9135e-08 | 0.00097009 | 6.9135e-08 | 0.0032972 | 6.9546e-09 | 0.0093087 | 9.0782e-06
[120 empty] | 7.3.3.17.5 (Remote Grid) Updates to grid topology to minimize risk of ignition in HFTDs Remote GridWLDFREquipment / facility failureAggregated | WLDFR | HFTD - Distribution - Tier 2 - 5QU CoRE ¦ 5QU LoRE | Red Flag Warning - Small Fires | Equipment / facility failure | Aggregated | 2028 | 7.1267e-05 | 406.8993 | 0.028998 | 2028 | Mitigation | 0.95 | 45 | 0 | esc | 0.00097009 | 6.9135e-08 | 0.00097009 | 6.9135e-08 | 0.0032972 | 6.9546e-09 | 0.0093087 | 9.0782e-06
[120 empty] | 7.3.3.17.5 (Remote Grid) Updates to grid topology to minimize risk of ignition in HFTDs Remote GridWLDFREquipment / facility failureAggregated | WLDFR | HFTD - Distribution - Tier 2 - 5QU CoRE ¦ 5QU LoRE | Red Flag Warning - Small Fires | Equipment / facility failure | Aggregated | 2029 | 7.1267e-05 | 406.8993 | 0.028998 | 2029 | Mitigation | 0.95 | 45 | 0 | esc | 0.00097009 | 6.9135e-08 | 0.00097009 | 6.9135e-08 | 0.0032972 | 6.9546e-09 | 0.0093087 | 9.0782e-06
[120 empty] | 7.3.3.17.5 (Remote Grid) Updates to grid topology to minimize risk of ignition in HFTDs Remote GridWLDFREquipment / facility failureAggregated | WLDFR | HFTD - Distribution - Tier 2 - 5QU CoRE ¦ 5QU LoRE | Red Flag Warning - Small Fires | Equipment / facility failure | Aggregated | 2030 | 7.1267e-05 | 406.8993 | 0.028998 | 2030 | Mitigation | 0.95 | 45 | 0 | esc | 0.00097009 | 6.9135e-08 | 0.00097009 | 6.9135e-08 | 0.0032972 | 6.9546e-09 | 0 | 0
[120 empty] | 7.3.3.17.5 (Remote Grid) Updates to grid topology to minimize risk of ignition in HFTDs Remote GridWLDFREquipment / facility failureAggregated | WLDFR | HFTD - Distribution - Tier 2 - 5QU CoRE ¦ 5QU LoRE | Red Flag Warning - Small Fires | Equipment / facility failure | Aggregated | 2031 | 7.1267e-05 | 406.8993 | 0.028998 | 2031 | Mitigation | 0.95 | 45 | 0 | esc | 0.00097009 | 6.9135e-08 | 0.00097009 | 6.9135e-08 | 0.0032972 | 6.9546e-09 | 0 | 0
[120 empty] | 7.3.3.17.5 (Remote Grid) Updates to grid topology to minimize risk of ignition in HFTDs Remote GridWLDFREquipment / facility failureAggregated | WLDFR | HFTD - Distribution - Tier 2 - 5QU CoRE ¦ 5QU LoRE | Red Flag Warning - Small Fires | Equipment / facility failure | Aggregated | 2032 | 7.1267e-05 | 406.8993 | 0.028998 | 2032 | Mitigation | 0.95 | 45 | 0 | esc | 0.00097009 | 6.9135e-08 | 0.00097009 | 6.9135e-08 | 0.0032972 | 6.9546e-09 | 0.0083522 | 1.7095e-06
[120 empty] | 7.3.3.17.5 (Remote Grid) Updates to grid topology to minimize risk of ignition in HFTDs Remote GridWLDFREquipment / facility failureAggregated | WLDFR | HFTD - Distribution - Tier 2 - 5QU CoRE ¦ 5QU LoRE | Red Flag Warning - Small Fires | Equipment / facility failure | Aggregated | 2033 | 7.1267e-05 | 406.8993 | 0.028998 | 2033 | Mitigation | 0.95 | 45 | 0 | esc | 0.00097009 | 6.9135e-08 | 0.00097009 | 6.9135e-08 | 0.0032972 | 6.9546e-09 | 0.0083522 | 1.7095e-06
[120 empty] | 7.3.3.17.5 (Remote Grid) Updates to grid topology to minimize risk of ignition in HFTDs Remote GridWLDFREquipment / facility failureAggregated | WLDFR | HFTD - Distribution - Tier 2 - 5QU CoRE ¦ 5QU LoRE | Red Flag Warning - Small Fires | Equipment / facility failure | Aggregated | 2034 | 7.1267e-05 | 406.8993 | 0.028998 | 2034 | Mitigation | 0.95 | 45 | 0 | esc | 0.00097009 | 6.9135e-08 | 0.00097009 | 6.9135e-08 | 0.0032972 | 6.9546e-09 | 0.0083522 | 1.7095e-06
[120 empty] | 7.3.3.17.5 (Remote Grid) Updates to grid topology to minimize risk of ignition in HFTDs Remote GridWLDFREquipment / facility failureAggregated | WLDFR | HFTD - Distribution - Tier 2 - 5QU CoRE ¦ 5QU LoRE | Red Flag Warning - Small Fires | Equipment / facility failure | Aggregated | 2035 | 7.1267e-05 | 406.8993 | 0.028998 | 2035 | Mitigation | 0.95 | 45 | 0 | esc | 0.00097009 | 6.9135e-08 | 0.00097009 | 6.9135e-08 | 0.0032972 | 6.9546e-09 | 0.0083522 | 1.7095e-06
[120 empty] | 7.3.3.17.5 (Remote Grid) Updates to grid topology to minimize risk of ignition in HFTDs Remote GridWLDFREquipment / facility failureAggregated | WLDFR | HFTD - Distribution - Tier 2 - 5QU CoRE ¦ 5QU LoRE | Red Flag Warning - Small Fires | Equipment / facility failure | Aggregated | 2036 | 7.1267e-05 | 406.8993 | 0.028998 | 2036 | Mitigation | 0.95 | 45 | 0 | esc | 0.00097009 | 6.9135e-08 | 0.00097009 | 6.9135e-08 | 0.0032972 | 6.9546e-09 | 0.0083522 | 1.7095e-06
[120 empty] | 7.3.3.17.5 (Remote Grid) Updates to grid topology to minimize risk of ignition in HFTDs Remote GridWLDFREquipment / facility failureAggregated | WLDFR | HFTD - Distribution - Tier 2 - 5QU CoRE ¦ 5QU LoRE | Red Flag Warning - Small Fires | Equipment / facility failure | Aggregated | 2037 | 7.1267e-05 | 406.8993 | 0.028998 | 2037 | Mitigation | 0.95 | 45 | 0 | esc | 0.00097009 | 6.9135e-08 | 0.00097009 | 6.9135e-08 | 0.0032972 | 6.9546e-09 | 0.0083522 | 1.7095e-06
[120 empty] | 7.3.3.17.5 (Remote Grid) Updates to grid topology to minimize risk of ignition in HFTDs Remote GridWLDFREquipment / facility failureAggregated | WLDFR | HFTD - Distribution - Tier 2 - 5QU CoRE ¦ 5QU LoRE | Red Flag Warning - Small Fires | Equipment / facility failure | Aggregated | 2038 | 7.1267e-05 | 406.8993 | 0.028998 | 2038 | Mitigation | 0.95 | 45 | 0 | esc | 0.00097009 | 6.9135e-08 | 0.00097009 | 6.9135e-08 | 0.0032972 | 6.9546e-09 | 0.0083522 | 1.7095e-06
[120 empty] | 7.3.3.17.5 (Remote Grid) Updates to grid topology to minimize risk of ignition in HFTDs Remote GridWLDFREquipment / facility failureAggregated | WLDFR | HFTD - Distribution - Tier 2 - 5QU CoRE ¦ 5QU LoRE | Red Flag Warning - Small Fires | Equipment / facility failure | Aggregated | 2039 | 7.1267e-05 | 406.8993 | 0.028998 | 2039 | Mitigation | 0.95 | 45 | 0 | esc | 0.00097009 | 6.9135e-08 | 0.00097009 | 6.9135e-08 | 0.0032972 | 6.9546e-09 | 0.0083522 | 1.7095e-06
[120 empty] | 7.3.3.17.5 (Remote Grid) Updates to grid topology to minimize risk of ignition in HFTDs Remote GridWLDFREquipment / facility failureAggregated | WLDFR | HFTD - Distribution - Tier 2 - 5QU CoRE ¦ 5QU LoRE | Red Flag Warning - Small Fires | Equipment / facility failure | Aggregated | 2040 | 7.1267e-05 | 406.8993 | 0.028998 | 2040 | Mitigation | 0.95 | 45 | 0 | esc | 0.00097009 | 6.9135e-08 | 0.00097009 | 6.9135e-08 | 0.0032972 | 6.9546e-09 | 0.0083522 | 1.7095e-06
[120 empty] | 7.3.3.17.5 (Remote Grid) Updates to grid topology to minimize risk of ignition in HFTDs Remote GridWLDFREquipment / facility failureAggregated | WLDFR | HFTD - Distribution - Tier 2 - 5QU CoRE ¦ 5QU LoRE | Red Flag Warning - Small Fires | Equipment / facility failure | Aggregated | 2041 | 7.1267e-05 | 406.8993 | 0.028998 | 2041 | Mitigation | 0.95 | 45 | 0 | esc | 0.00097009 | 6.9135e-08 | 0.00097009 | 6.9135e-08 | 0.0032972 | 6.9546e-09 | 0.0083522 | 1.7095e-06
[120 empty] | 7.3.3.17.5 (Remote Grid) Updates to grid topology to minimize risk of ignition in HFTDs Remote GridWLDFREquipment / facility failureAggregated | WLDFR | HFTD - Distribution - Tier 2 - 5QU CoRE ¦ 5QU LoRE | Red Flag Warning - Small Fires | Equipment / facility failure | Aggregated | 2042 | 7.1267e-05 | 406.8993 | 0.028998 | 2042 | Mitigation | 0.95 | 45 | 0 | esc | 0.00097009 | 6.9135e-08 | 0.00097009 | 6.9135e-08 | 0.0032972 | 6.9546e-09 | 0.0083522 | 1.7095e-06
[120 empty] | 7.3.3.17.5 (Remote Grid) Updates to grid topology to minimize risk of ignition in HFTDs Remote GridWLDFREquipment / facility failureAggregated | WLDFR | HFTD - Distribution - Tier 2 - 5QU CoRE ¦ 5QU LoRE | Red Flag Warning - Small Fires | Equipment / facility failure | Aggregated | 2043 | 7.1267e-05 | 406.8993 | 0.028998 | 2043 | Mitigation | 0.95 | 45 | 0 | esc | 0.00097009 | 6.9135e-08 | 0.00097009 | 6.9135e-08 | 0.0032972 | 6.9546e-09 | 0.0083522 | 1.7095e-06
[120 empty] | 7.3.3.17.5 (Remote Grid) Updates to grid topology to minimize risk of ignition in HFTDs Remote GridWLDFREquipment / facility failureAggregated | WLDFR | HFTD - Distribution - Tier 2 - 5QU CoRE ¦ 5QU LoRE | Red Flag Warning - Small Fires | Equipment / facility failure | Aggregated | 2044 | 7.1267e-05 | 406.8993 | 0.028998 | 2044 | Mitigation | 0.95 | 45 | 0 | esc | 0.00097009 | 6.9135e-08 | 0.00097009 | 6.9135e-08 | 0.0032972 | 6.9546e-09 | 0.0083522 | 1.7095e-06
[120 empty] | 7.3.3.17.5 (Remote Grid) Updates to grid topology to minimize risk of ignition in HFTDs Remote GridWLDFREquipment / facility failureAggregated | WLDFR | HFTD - Distribution - Tier 2 - 5QU CoRE ¦ 5QU LoRE | Red Flag Warning - Small Fires | Equipment / facility failure | Aggregated | 2045 | 7.1267e-05 | 406.8993 | 0.028998 | 2045 | Mitigation | 0.95 | 45 | 0 | esc | 0.00097009 | 6.9135e-08 | 0.00097009 | 6.9135e-08 | 0.0032972 | 6.9546e-09 | 0.0083522 | 1.7095e-06
[120 empty] | 7.3.3.17.5 (Remote Grid) Updates to grid topology to minimize risk of ignition in HFTDs Remote GridWLDFREquipment / facility failureAggregated | WLDFR | HFTD - Distribution - Tier 2 - 5QU CoRE ¦ 5QU LoRE | Red Flag Warning - Small Fires | Equipment / facility failure | Aggregated | 2046 | 7.1267e-05 | 406.8993 | 0.028998 | 2046 | Mitigation | 0.95 | 45 | 0 | esc | 0.00097009 | 6.9135e-08 | 0.00097009 | 6.9135e-08 | 0.0032972 | 6.9546e-09 | 0.0083522 | 1.7095e-06
[120 empty] | 7.3.3.17.5 (Remote Grid) Updates to grid topology to minimize risk of ignition in HFTDs Remote GridWLDFREquipment / facility failureAggregated | WLDFR | HFTD - Distribution - Tier 2 - 5QU CoRE ¦ 5QU LoRE | Red Flag Warning - Small Fires | Equipment / facility failure | Aggregated | 2047 | 7.1267e-05 | 406.8993 | 0.028998 | 2047 | Mitigation | 0.95 | 45 | 0 | esc | 0.00097009 | 6.9135e-08 | 0.00097009 | 6.9135e-08 | 0.0032972 | 6.9546e-09 | 0.0083522 | 1.7095e-06
[120 empty] | 7.3.3.17.5 (Remote Grid) Updates to grid topology to minimize risk of ignition in HFTDs Remote GridWLDFREquipment / facility failureAggregated | WLDFR | HFTD - Distribution - Tier 2 - 5QU CoRE ¦ 5QU LoRE | Red Flag Warning - Small Fires | Equipment / facility failure | Aggregated | 2048 | 7.1267e-05 | 406.8993 | 0.028998 | 2048 | Mitigation | 0.95 | 45 | 0 | esc | 0.00097009 | 6.9135e-08 | 0.00097009 | 6.9135e-08 | 0.0032972 | 6.9546e-09 | 0.0083522 | 1.7095e-06
[120 empty] | 7.3.3.17.5 (Remote Grid) Updates to grid topology to minimize risk of ignition in HFTDs Remote GridWLDFREquipment / facility failureAggregated | WLDFR | HFTD - Distribution - Tier 2 - 5QU CoRE ¦ 5QU LoRE | Red Flag Warning - Small Fires | Equipment / facility failure | Aggregated | 2049 | 7.1267e-05 | 406.8993 | 0.028998 | 2049 | Mitigation | 0.95 | 45 | 0 | esc | 0.00097009 | 6.9135e-08 | 0.00097009 | 6.9135e-08 | 0.0032972 | 6.9546e-09 | 0.0083522 | 1.7095e-06
[120 empty] | 7.3.3.17.5 (Remote Grid) Updates to grid topology to minimize risk of ignition in HFTDs Remote GridWLDFREquipment / facility failureAggregated | WLDFR | HFTD - Distribution - Tier 2 - 5QU CoRE ¦ 5QU LoRE | Red Flag Warning - Small Fires | Equipment / facility failure | Aggregated | 2050 | 7.1267e-05 | 406.8993 | 0.028998 | 2050 | Mitigation | 0.95 | 45 | 0 | esc | 0.00097009 | 6.9135e-08 | 0.00097009 | 6.9135e-08 | 0.0032972 | 6.9546e-09 | 0.0083522 | 1.7095e-06
[120 empty] | 7.3.3.17.5 (Remote Grid) Updates to grid topology to minimize risk of ignition in HFTDs Remote GridWLDFREquipment / facility failureAggregated | WLDFR | HFTD - Distribution - Tier 2 - 5QU CoRE ¦ 5QU LoRE | Red Flag Warning - Small Fires | Equipment / facility failure | Aggregated | 2051 | 7.1267e-05 | 406.8993 | 0.028998 | 2051 | Mitigation | 0.95 | 45 | 0 | esc | 0.00097009 | 6.9135e-08 | 0.00097009 | 6.9135e-08 | 0.0032972 | 6.9546e-09 | 0.0083522 | 1.7095e-06
[120 empty] | 7.3.3.17.5 (Remote Grid) Updates to grid topology to minimize risk of ignition in HFTDs Remote GridWLDFREquipment / facility failureAggregated | WLDFR | HFTD - Distribution - Tier 2 - 5QU CoRE ¦ 5QU LoRE | Red Flag Warning - Small Fires | Equipment / facility failure | Aggregated | 2052 | 7.1267e-05 | 406.8993 | 0.028998 | 2052 | Mitigation | 0.95 | 45 | 0 | esc | 0.00097009 | 6.9135e-08 | 0.00097009 | 6.9135e-08 | 0.0032972 | 6.9546e-09 | 0.0083522 | 1.7095e-06
[120 empty] | 7.3.3.17.5 (Remote Grid) Updates to grid topology to minimize risk of ignition in HFTDs Remote GridWLDFREquipment / facility failureAggregated | WLDFR | HFTD - Distribution - Tier 2 - 5QU CoRE ¦ 5QU LoRE | Red Flag Warning - Small Fires | Equipment / facility failure | Aggregated | 2053 | 7.1267e-05 | 406.8993 | 0.028998 | 2053 | Mitigation | 0.95 | 45 | 0 | esc | 0.00097009 | 6.9135e-08 | 0.00097009 | 6.9135e-08 | 0.0032972 | 6.9546e-09 | 0.0083522 | 1.7095e-06
[120 empty] | 7.3.3.17.5 (Remote Grid) Updates to grid topology to minimize risk of ignition in HFTDs Remote GridWLDFREquipment / facility failureAggregated | WLDFR | HFTD - Distribution - Tier 2 - 5QU CoRE ¦ 5QU LoRE | Red Flag Warning - Small Fires | Equipment / facility failure | Aggregated | 2054 | 7.1267e-05 | 406.8993 | 0.028998 | 2054 | Mitigation | 0.95 | 45 | 0 | esc | 0.00097009 | 6.9135e-08 | 0.00097009 | 6.9135e-08 | 0.0032972 | 6.9546e-09 | 0.0083522 | 1.7095e-06
[120 empty] | 7.3.3.17.5 (Remote Grid) Updates to grid topology to minimize risk of ignition in HFTDs Remote GridWLDFREquipment / facility failureAggregated | WLDFR | HFTD - Distribution - Tier 2 - 5QU CoRE ¦ 5QU LoRE | Red Flag Warning - Small Fires | Equipment / facility failure | Aggregated | 2055 | 7.1267e-05 | 406.8993 | 0.028998 | 2055 | Mitigation | 0.95 | 45 | 0 | esc | 0.00097009 | 6.9135e-08 | 0.00097009 | 6.9135e-08 | 0.0032972 | 6.9546e-09 | 0.0083522 | 1.7095e-06
[120 empty] | 7.3.3.17.5 (Remote Grid) Updates to grid topology to minimize risk of ignition in HFTDs Remote GridWLDFREquipment / facility failureAggregated | WLDFR | HFTD - Distribution - Tier 2 - 5QU CoRE ¦ 5QU LoRE | Red Flag Warning - Small Fires | Equipment / facility failure | Aggregated | 2056 | 7.1267e-05 | 406.8993 | 0.028998 | 2056 | Mitigation | 0.95 | 45 | 0 | esc | 0.00097009 | 6.9135e-08 | 0.00097009 | 6.9135e-08 | 0.0032972 | 6.9546e-09 | 0.0083522 | 1.7095e-06
[120 empty] | 7.3.3.17.5 (Remote Grid) Updates to grid topology to minimize risk of ignition in HFTDs Remote GridWLDFREquipment / facility failureAggregated | WLDFR | HFTD - Distribution - Tier 2 - 5QU CoRE ¦ 5QU LoRE | Red Flag Warning - Small Fires | Equipment / facility failure | Aggregated | 2057 | 7.1267e-05 | 406.8993 | 0.028998 | 2057 | Mitigation | 0.95 | 45 | 0 | esc | 0.00097009 | 6.9135e-08 | 0.00097009 | 6.9135e-08 | 0.0032972 | 6.9546e-09 | 0.0083522 | 1.7095e-06
[120 empty] | 7.3.3.17.5 (Remote Grid) Updates to grid topology to minimize risk of ignition in HFTDs Remote GridWLDFREquipment / facility failureAggregated | WLDFR | HFTD - Distribution - Tier 2 - 5QU CoRE ¦ 5QU LoRE | Red Flag Warning - Small Fires | Equipment / facility failure | Aggregated | 2058 | 7.1267e-05 | 406.8993 | 0.028998 | 2058 | Mitigation | 0.95 | 45 | 0 | esc | 0.00097009 | 6.9135e-08 | 0.00097009 | 6.9135e-08 | 0.0032972 | 6.9546e-09 | 0.0083522 | 1.7095e-06
[120 empty] | 7.3.3.17.5 (Remote Grid) Updates to grid topology to minimize risk of ignition in HFTDs Remote GridWLDFREquipment / facility failureAggregated | WLDFR | HFTD - Distribution - Tier 2 - 5QU CoRE ¦ 5QU LoRE | Red Flag Warning - Small Fires | Equipment / facility failure | Aggregated | 2059 | 7.1267e-05 | 406.8993 | 0.028998 | 2059 | Mitigation | 0.95 | 45 | 0 | esc | 0.00097009 | 6.9135e-08 | 0.00097009 | 6.9135e-08 | 0.0032972 | 6.9546e-09 | 0.0083522 | 1.7095e-06
[120 empty] | 7.3.3.17.5 (Remote Grid) Updates to grid topology to minimize risk of ignition in HFTDs Remote GridWLDFREquipment / facility failureAggregated | WLDFR | HFTD - Distribution - Tier 2 - 5QU CoRE ¦ 5QU LoRE | Red Flag Warning - Small Fires | Equipment / facility failure | Aggregated | 2060 | 7.1267e-05 | 406.8993 | 0.028998 | 2060 | Mitigation | 0.95 | 45 | 0 | esc | 0.00097009 | 6.9135e-08 | 0.00097009 | 6.9135e-08 | 0 | 0 | 0.0083522 | 1.7095e-06
[120 empty] | 7.3.3.17.5 (Remote Grid) Updates to grid topology to minimize risk of ignition in HFTDs Remote GridWLDFREquipment / facility failureAggregated | WLDFR | HFTD - Distribution - Tier 2 - 5QU CoRE ¦ 5QU LoRE | Red Flag Warning - Small Fires | Equipment / facility failure | Aggregated | 2061 | 7.1267e-05 | 406.8993 | 0.028998 | 2061 | Mitigation | 0.95 | 45 | 0 | esc | 0.00097009 | 6.9135e-08 | 0.00097009 | 6.9135e-08 | 0.0032972 | 3.4259e-10 | 0.0083522 | 1.7095e-06
[120 empty] | 7.3.3.17.5 (Remote Grid) Updates to grid topology to minimize risk of ignition in HFTDs Remote GridWLDFREquipment / facility failureAggregated | WLDFR | HFTD - Distribution - Tier 2 - 5QU CoRE ¦ 5QU LoRE | Red Flag Warning - Small Fires | Equipment / facility failure | Aggregated | 2062 | 7.1267e-05 | 406.8993 | 0.028998 | 2062 | Mitigation | 0.95 | 45 | 0 | esc | 0.00097009 | 6.9135e-08 | 0.00097009 | 6.9135e-08 | 0.0032972 | 3.4259e-10 | 0 | 0
[120 empty] | 7.3.3.17.5 (Remote Grid) Updates to grid topology to minimize risk of ignition in HFTDs Remote GridWLDFREquipment / facility failureAggregated | WLDFR | HFTD - Distribution - Tier 2 - 5QU CoRE ¦ 5QU LoRE | Red Flag Warning - Small Fires | Equipment / facility failure | Aggregated | 2063 | 7.1267e-05 | 406.8993 | 0.028998 | 2063 | Mitigation | 0.95 | 45 | 0 | esc | 0.00097009 | 6.9135e-08 | 0.00097009 | 6.9135e-08 | 0.0032972 | 3.4259e-10 | 0 | 0
[120 empty] | 7.3.3.17.5 (Remote Grid) Updates to grid topology to minimize risk of ignition in HFTDs Remote GridWLDFREquipment / facility failureAggregated | WLDFR | HFTD - Distribution - Tier 2 - 5QU CoRE ¦ 5QU LoRE | Red Flag Warning - Small Fires | Equipment / facility failure | Aggregated | 2064 | 7.1267e-05 | 406.8993 | 0.028998 | 2064 | Mitigation | 0.95 | 45 | 0 | esc | 0.00097009 | 6.9135e-08 | 0.00097009 | 6.9135e-08 | 0.0032972 | 3.4259e-10 | 0.0092336 | 1.6358e-07
[120 empty] | 7.3.3.17.5 (Remote Grid) Updates to grid topology to minimize risk of ignition in HFTDs Remote GridWLDFREquipment / facility failureAggregated | WLDFR | HFTD - Distribution - Tier 2 - 5QU CoRE ¦ 5QU LoRE | Red Flag Warning - Small Fires | Equipment / facility failure | Aggregated | 2065 | 7.1267e-05 | 406.8993 | 0.028998 | 2065 | Mitigation | 0.95 | 45 | 0 | esc | 0.00097009 | 6.9135e-08 | 0.00097009 | 6.9135e-08 | 0.0032972 | 3.4259e-10 | 0.0092336 | 1.6358e-07
[120 empty] | 7.3.3.17.5 (Remote Grid) Updates to grid topology to minimize risk of ignition in HFTDs Remote GridWLDFREquipment / facility failureAggregated | WLDFR | HFTD - Distribution - Tier 2 - 5QU CoRE ¦ 5QU LoRE | Red Flag Warning - Small Fires | Equipment / facility failure | Aggregated | 2066 | 7.1267e-05 | 406.8993 | 0.028998 | 2066 | Mitigation | 0.95 | 45 | 0 | esc | 0.00097009 | 6.9135e-08 | 0.00097009 | 6.9135e-08 | 0.0032972 | 3.4259e-10 | 0.0092336 | 1.6358e-07
[120 empty] | 7.3.3.17.5 (Remote Grid) Updates to grid topology to minimize risk of ignition in HFTDs Remote GridWLDFREquipment / facility failureAggregated | WLDFR | HFTD - Distribution - Tier 2 - 5QU CoRE ¦ 5QU LoRE | Red Flag Warning - Small Fires | Equipment / facility failure | Aggregated | 2067 | 7.1267e-05 | 406.8993 | 0.028998 | 2067 | Mitigation | 0.95 | 45 | 0 | esc | 0 | 0 | 0.00097009 | 6.9135e-08 | 0.0032972 | 3.4259e-10 | 0.0092336 | 1.6358e-07
[120 empty] | 7.3.3.17.5 (Remote Grid) Updates to grid topology to minimize risk of ignition in HFTDs Remote GridWLDFRVegetation ContactAggregated | WLDFR | HFTD - Distribution - Tier 2 - 5QU CoRE ¦ 5QU LoRE | Red Flag Warning - Small Fires | Vegetation Contact | Aggregated | 2022 | 0.00013434 | 406.8993 | 0.054661 | 2022 | Mitigation | 0.95 | 45 | 0 | esc | 0.00097009 | 1.3032e-07 | 0 | 0 | 0.0032972 | 3.4259e-10 | 0.0092336 | 1.6358e-07
[120 empty] | 7.3.3.17.5 (Remote Grid) Updates to grid topology to minimize risk of ignition in HFTDs Remote GridWLDFRVegetation ContactAggregated | WLDFR | HFTD - Distribution - Tier 2 - 5QU CoRE ¦ 5QU LoRE | Red Flag Warning - Small Fires | Vegetation Contact | Aggregated | 2023 | 0.00013434 | 406.8993 | 0.054661 | 2023 | Mitigation | 0.95 | 45 | 0 | esc | 0.00097009 | 1.3032e-07 | 0.00097009 | 1.3032e-07 | 0.0032972 | 3.4259e-10 | 0.0092336 | 1.6358e-07
[120 empty] | 7.3.3.17.5 (Remote Grid) Updates to grid topology to minimize risk of ignition in HFTDs Remote GridWLDFRVegetation ContactAggregated | WLDFR | HFTD - Distribution - Tier 2 - 5QU CoRE ¦ 5QU LoRE | Red Flag Warning - Small Fires | Vegetation Contact | Aggregated | 2024 | 0.00013434 | 406.8993 | 0.054661 | 2024 | Mitigation | 0.95 | 45 | 0 | esc | 0.00097009 | 1.3032e-07 | 0.00097009 | 1.3032e-07 | 0.0032972 | 3.4259e-10 | 0.0092336 | 1.6358e-07
[120 empty] | 7.3.3.17.5 (Remote Grid) Updates to grid topology to minimize risk of ignition in HFTDs Remote GridWLDFRVegetation ContactAggregated | WLDFR | HFTD - Distribution - Tier 2 - 5QU CoRE ¦ 5QU LoRE | Red Flag Warning - Small Fires | Vegetation Contact | Aggregated | 2025 | 0.00013434 | 406.8993 | 0.054661 | 2025 | Mitigation | 0.95 | 45 | 0 | esc | 0.00097009 | 1.3032e-07 | 0.00097009 | 1.3032e-07 | 0.0032972 | 3.4259e-10 | 0.0092336 | 1.6358e-07
[120 empty] | 7.3.3.17.5 (Remote Grid) Updates to grid topology to minimize risk of ignition in HFTDs Remote GridWLDFRVegetation ContactAggregated | WLDFR | HFTD - Distribution - Tier 2 - 5QU CoRE ¦ 5QU LoRE | Red Flag Warning - Small Fires | Vegetation Contact | Aggregated | 2026 | 0.00013434 | 406.8993 | 0.054661 | 2026 | Mitigation | 0.95 | 45 | 0 | esc | 0.00097009 | 1.3032e-07 | 0.00097009 | 1.3032e-07 | 0.0032972 | 3.4259e-10 | 0.0092336 | 1.6358e-07
[120 empty] | 7.3.3.17.5 (Remote Grid) Updates to grid topology to minimize risk of ignition in HFTDs Remote GridWLDFRVegetation ContactAggregated | WLDFR | HFTD - Distribution - Tier 2 - 5QU CoRE ¦ 5QU LoRE | Red Flag Warning - Small Fires | Vegetation Contact | Aggregated | 2027 | 0.00013434 | 406.8993 | 0.054661 | 2027 | Mitigation | 0.95 | 45 | 0 | esc | 0.00097009 | 1.3032e-07 | 0.00097009 | 1.3032e-07 | 0.0032972 | 3.4259e-10 | 0.0092336 | 1.6358e-07
[120 empty] | 7.3.3.17.5 (Remote Grid) Updates to grid topology to minimize risk of ignition in HFTDs Remote GridWLDFRVegetation ContactAggregated | WLDFR | HFTD - Distribution - Tier 2 - 5QU CoRE ¦ 5QU LoRE | Red Flag Warning - Small Fires | Vegetation Contact | Aggregated | 2028 | 0.00013434 | 406.8993 | 0.054661 | 2028 | Mitigation | 0.95 | 45 | 0 | esc | 0.00097009 | 1.3032e-07 | 0.00097009 | 1.3032e-07 | 0.0032972 | 3.4259e-10 | 0.0092336 | 1.6358e-07
[120 empty] | 7.3.3.17.5 (Remote Grid) Updates to grid topology to minimize risk of ignition in HFTDs Remote GridWLDFRVegetation ContactAggregated | WLDFR | HFTD - Distribution - Tier 2 - 5QU CoRE ¦ 5QU LoRE | Red Flag Warning - Small Fires | Vegetation Contact | Aggregated | 2029 | 0.00013434 | 406.8993 | 0.054661 | 2029 | Mitigation | 0.95 | 45 | 0 | esc | 0.00097009 | 1.3032e-07 | 0.00097009 | 1.3032e-07 | 0.0032972 | 3.4259e-10 | 0.0092336 | 1.6358e-07
[120 empty] | 7.3.3.17.5 (Remote Grid) Updates to grid topology to minimize risk of ignition in HFTDs Remote GridWLDFRVegetation ContactAggregated | WLDFR | HFTD - Distribution - Tier 2 - 5QU CoRE ¦ 5QU LoRE | Red Flag Warning - Small Fires | Vegetation Contact | Aggregated | 2030 | 0.00013434 | 406.8993 | 0.054661 | 2030 | Mitigation | 0.95 | 45 | 0 | esc | 0.00097009 | 1.3032e-07 | 0.00097009 | 1.3032e-07 | 0.0032972 | 3.4259e-10 | 0.0092336 | 1.6358e-07
[120 empty] | 7.3.3.17.5 (Remote Grid) Updates to grid topology to minimize risk of ignition in HFTDs Remote GridWLDFRVegetation ContactAggregated | WLDFR | HFTD - Distribution - Tier 2 - 5QU CoRE ¦ 5QU LoRE | Red Flag Warning - Small Fires | Vegetation Contact | Aggregated | 2031 | 0.00013434 | 406.8993 | 0.054661 | 2031 | Mitigation | 0.95 | 45 | 0 | esc | 0.00097009 | 1.3032e-07 | 0.00097009 | 1.3032e-07 | 0.0032972 | 3.4259e-10 | 0.0092336 | 1.6358e-07
[120 empty] | 7.3.3.17.5 (Remote Grid) Updates to grid topology to minimize risk of ignition in HFTDs Remote GridWLDFRVegetation ContactAggregated | WLDFR | HFTD - Distribution - Tier 2 - 5QU CoRE ¦ 5QU LoRE | Red Flag Warning - Small Fires | Vegetation Contact | Aggregated | 2032 | 0.00013434 | 406.8993 | 0.054661 | 2032 | Mitigation | 0.95 | 45 | 0 | esc | 0.00097009 | 1.3032e-07 | 0.00097009 | 1.3032e-07 | 0.0032972 | 3.4259e-10 | 0.0092336 | 1.6358e-07
[120 empty] | 7.3.3.17.5 (Remote Grid) Updates to grid topology to minimize risk of ignition in HFTDs Remote GridWLDFRVegetation ContactAggregated | WLDFR | HFTD - Distribution - Tier 2 - 5QU CoRE ¦ 5QU LoRE | Red Flag Warning - Small Fires | Vegetation Contact | Aggregated | 2033 | 0.00013434 | 406.8993 | 0.054661 | 2033 | Mitigation | 0.95 | 45 | 0 | esc | 0.00097009 | 1.3032e-07 | 0.00097009 | 1.3032e-07 | 0.0032972 | 3.4259e-10 | 0.0092336 | 1.6358e-07
[120 empty] | 7.3.3.17.5 (Remote Grid) Updates to grid topology to minimize risk of ignition in HFTDs Remote GridWLDFRVegetation ContactAggregated | WLDFR | HFTD - Distribution - Tier 2 - 5QU CoRE ¦ 5QU LoRE | Red Flag Warning - Small Fires | Vegetation Contact | Aggregated | 2034 | 0.00013434 | 406.8993 | 0.054661 | 2034 | Mitigation | 0.95 | 45 | 0 | esc | 0.00097009 | 1.3032e-07 | 0.00097009 | 1.3032e-07 | 0.0032972 | 3.4259e-10 | 0.0092336 | 1.6358e-07
[120 empty] | 7.3.3.17.5 (Remote Grid) Updates to grid topology to minimize risk of ignition in HFTDs Remote GridWLDFRVegetation ContactAggregated | WLDFR | HFTD - Distribution - Tier 2 - 5QU CoRE ¦ 5QU LoRE | Red Flag Warning - Small Fires | Vegetation Contact | Aggregated | 2035 | 0.00013434 | 406.8993 | 0.054661 | 2035 | Mitigation | 0.95 | 45 | 0 | esc | 0.00097009 | 1.3032e-07 | 0.00097009 | 1.3032e-07 | 0.0032972 | 3.4259e-10 | 0.0092336 | 1.6358e-07
[120 empty] | 7.3.3.17.5 (Remote Grid) Updates to grid topology to minimize risk of ignition in HFTDs Remote GridWLDFRVegetation ContactAggregated | WLDFR | HFTD - Distribution - Tier 2 - 5QU CoRE ¦ 5QU LoRE | Red Flag Warning - Small Fires | Vegetation Contact | Aggregated | 2036 | 0.00013434 | 406.8993 | 0.054661 | 2036 | Mitigation | 0.95 | 45 | 0 | esc | 0.00097009 | 1.3032e-07 | 0.00097009 | 1.3032e-07 | 0.0032972 | 3.4259e-10 | 0.0092336 | 1.6358e-07
[120 empty] | 7.3.3.17.5 (Remote Grid) Updates to grid topology to minimize risk of ignition in HFTDs Remote GridWLDFRVegetation ContactAggregated | WLDFR | HFTD - Distribution - Tier 2 - 5QU CoRE ¦ 5QU LoRE | Red Flag Warning - Small Fires | Vegetation Contact | Aggregated | 2037 | 0.00013434 | 406.8993 | 0.054661 | 2037 | Mitigation | 0.95 | 45 | 0 | esc | 0.00097009 | 1.3032e-07 | 0.00097009 | 1.3032e-07 | 0.0032972 | 3.4259e-10 | 0.0092336 | 1.6358e-07
[120 empty] | 7.3.3.17.5 (Remote Grid) Updates to grid topology to minimize risk of ignition in HFTDs Remote GridWLDFRVegetation ContactAggregated | WLDFR | HFTD - Distribution - Tier 2 - 5QU CoRE ¦ 5QU LoRE | Red Flag Warning - Small Fires | Vegetation Contact | Aggregated | 2038 | 0.00013434 | 406.8993 | 0.054661 | 2038 | Mitigation | 0.95 | 45 | 0 | esc | 0.00097009 | 1.3032e-07 | 0.00097009 | 1.3032e-07 | 0.0032972 | 3.4259e-10 | 0.0092336 | 1.6358e-07
[120 empty] | 7.3.3.17.5 (Remote Grid) Updates to grid topology to minimize risk of ignition in HFTDs Remote GridWLDFRVegetation ContactAggregated | WLDFR | HFTD - Distribution - Tier 2 - 5QU CoRE ¦ 5QU LoRE | Red Flag Warning - Small Fires | Vegetation Contact | Aggregated | 2039 | 0.00013434 | 406.8993 | 0.054661 | 2039 | Mitigation | 0.95 | 45 | 0 | esc | 0.00097009 | 1.3032e-07 | 0.00097009 | 1.3032e-07 | 0.0032972 | 3.4259e-10 | 0.0092336 | 1.6358e-07
[120 empty] | 7.3.3.17.5 (Remote Grid) Updates to grid topology to minimize risk of ignition in HFTDs Remote GridWLDFRVegetation ContactAggregated | WLDFR | HFTD - Distribution - Tier 2 - 5QU CoRE ¦ 5QU LoRE | Red Flag Warning - Small Fires | Vegetation Contact | Aggregated | 2040 | 0.00013434 | 406.8993 | 0.054661 | 2040 | Mitigation | 0.95 | 45 | 0 | esc | 0.00097009 | 1.3032e-07 | 0.00097009 | 1.3032e-07 | 0.0032972 | 3.4259e-10 | 0.0092336 | 1.6358e-07
[120 empty] | 7.3.3.17.5 (Remote Grid) Updates to grid topology to minimize risk of ignition in HFTDs Remote GridWLDFRVegetation ContactAggregated | WLDFR | HFTD - Distribution - Tier 2 - 5QU CoRE ¦ 5QU LoRE | Red Flag Warning - Small Fires | Vegetation Contact | Aggregated | 2041 | 0.00013434 | 406.8993 | 0.054661 | 2041 | Mitigation | 0.95 | 45 | 0 | esc | 0.00097009 | 1.3032e-07 | 0.00097009 | 1.3032e-07 | 0.0032972 | 3.4259e-10 | 0.0092336 | 1.6358e-07
[120 empty] | 7.3.3.17.5 (Remote Grid) Updates to grid topology to minimize risk of ignition in HFTDs Remote GridWLDFRVegetation ContactAggregated | WLDFR | HFTD - Distribution - Tier 2 - 5QU CoRE ¦ 5QU LoRE | Red Flag Warning - Small Fires | Vegetation Contact | Aggregated | 2042 | 0.00013434 | 406.8993 | 0.054661 | 2042 | Mitigation | 0.95 | 45 | 0 | esc | 0.00097009 | 1.3032e-07 | 0.00097009 | 1.3032e-07 | 0.0032972 | 3.4259e-10 | 0.0092336 | 1.6358e-07
[120 empty] | 7.3.3.17.5 (Remote Grid) Updates to grid topology to minimize risk of ignition in HFTDs Remote GridWLDFRVegetation ContactAggregated | WLDFR | HFTD - Distribution - Tier 2 - 5QU CoRE ¦ 5QU LoRE | Red Flag Warning - Small Fires | Vegetation Contact | Aggregated | 2043 | 0.00013434 | 406.8993 | 0.054661 | 2043 | Mitigation | 0.95 | 45 | 0 | esc | 0.00097009 | 1.3032e-07 | 0.00097009 | 1.3032e-07 | 0.0032972 | 3.4259e-10 | 0.0092336 | 1.6358e-07
[120 empty] | 7.3.3.17.5 (Remote Grid) Updates to grid topology to minimize risk of ignition in HFTDs Remote GridWLDFRVegetation ContactAggregated | WLDFR | HFTD - Distribution - Tier 2 - 5QU CoRE ¦ 5QU LoRE | Red Flag Warning - Small Fires | Vegetation Contact | Aggregated | 2044 | 0.00013434 | 406.8993 | 0.054661 | 2044 | Mitigation | 0.95 | 45 | 0 | esc | 0.00097009 | 1.3032e-07 | 0.00097009 | 1.3032e-07 | 0.0032972 | 3.4259e-10 | 0.0092336 | 1.6358e-07
[120 empty] | 7.3.3.17.5 (Remote Grid) Updates to grid topology to minimize risk of ignition in HFTDs Remote GridWLDFRVegetation ContactAggregated | WLDFR | HFTD - Distribution - Tier 2 - 5QU CoRE ¦ 5QU LoRE | Red Flag Warning - Small Fires | Vegetation Contact | Aggregated | 2045 | 0.00013434 | 406.8993 | 0.054661 | 2045 | Mitigation | 0.95 | 45 | 0 | esc | 0.00097009 | 1.3032e-07 | 0.00097009 | 1.3032e-07 | 0.0032972 | 3.4259e-10 | 0.0092336 | 1.6358e-07
[120 empty] | 7.3.3.17.5 (Remote Grid) Updates to grid topology to minimize risk of ignition in HFTDs Remote GridWLDFRVegetation ContactAggregated | WLDFR | HFTD - Distribution - Tier 2 - 5QU CoRE ¦ 5QU LoRE | Red Flag Warning - Small Fires | Vegetation Contact | Aggregated | 2046 | 0.00013434 | 406.8993 | 0.054661 | 2046 | Mitigation | 0.95 | 45 | 0 | esc | 0.00097009 | 1.3032e-07 | 0.00097009 | 1.3032e-07 | 0.0032972 | 3.4259e-10 | 0.0092336 | 1.6358e-07
[120 empty] | 7.3.3.17.5 (Remote Grid) Updates to grid topology to minimize risk of ignition in HFTDs Remote GridWLDFRVegetation ContactAggregated | WLDFR | HFTD - Distribution - Tier 2 - 5QU CoRE ¦ 5QU LoRE | Red Flag Warning - Small Fires | Vegetation Contact | Aggregated | 2047 | 0.00013434 | 406.8993 | 0.054661 | 2047 | Mitigation | 0.95 | 45 | 0 | esc | 0.00097009 | 1.3032e-07 | 0.00097009 | 1.3032e-07 | 0.0032972 | 3.4259e-10 | 0.0092336 | 1.6358e-07
[120 empty] | 7.3.3.17.5 (Remote Grid) Updates to grid topology to minimize risk of ignition in HFTDs Remote GridWLDFRVegetation ContactAggregated | WLDFR | HFTD - Distribution - Tier 2 - 5QU CoRE ¦ 5QU LoRE | Red Flag Warning - Small Fires | Vegetation Contact | Aggregated | 2048 | 0.00013434 | 406.8993 | 0.054661 | 2048 | Mitigation | 0.95 | 45 | 0 | esc | 0.00097009 | 1.3032e-07 | 0.00097009 | 1.3032e-07 | 0.0032972 | 3.4259e-10 | 0 | 0
[120 empty] | 7.3.3.17.5 (Remote Grid) Updates to grid topology to minimize risk of ignition in HFTDs Remote GridWLDFRVegetation ContactAggregated | WLDFR | HFTD - Distribution - Tier 2 - 5QU CoRE ¦ 5QU LoRE | Red Flag Warning - Small Fires | Vegetation Contact | Aggregated | 2049 | 0.00013434 | 406.8993 | 0.054661 | 2049 | Mitigation | 0.95 | 45 | 0 | esc | 0.00097009 | 1.3032e-07 | 0.00097009 | 1.3032e-07 | 0.0032972 | 3.4259e-10 | 0 | 0
[120 empty] | 7.3.3.17.5 (Remote Grid) Updates to grid topology to minimize risk of ignition in HFTDs Remote GridWLDFRVegetation ContactAggregated | WLDFR | HFTD - Distribution - Tier 2 - 5QU CoRE ¦ 5QU LoRE | Red Flag Warning - Small Fires | Vegetation Contact | Aggregated | 2050 | 0.00013434 | 406.8993 | 0.054661 | 2050 | Mitigation | 0.95 | 45 | 0 | esc | 0.00097009 | 1.3032e-07 | 0.00097009 | 1.3032e-07 | 0.0032972 | 3.4259e-10 | 0.0033164 | 2.786e-06
[120 empty] | 7.3.3.17.5 (Remote Grid) Updates to grid topology to minimize risk of ignition in HFTDs Remote GridWLDFRVegetation ContactAggregated | WLDFR | HFTD - Distribution - Tier 2 - 5QU CoRE ¦ 5QU LoRE | Red Flag Warning - Small Fires | Vegetation Contact | Aggregated | 2051 | 0.00013434 | 406.8993 | 0.054661 | 2051 | Mitigation | 0.95 | 45 | 0 | esc | 0.00097009 | 1.3032e-07 | 0.00097009 | 1.3032e-07 | 0.0032972 | 3.4259e-10 | 0.0033164 | 2.786e-06
[120 empty] | 7.3.3.17.5 (Remote Grid) Updates to grid topology to minimize risk of ignition in HFTDs Remote GridWLDFRVegetation ContactAggregated | WLDFR | HFTD - Distribution - Tier 2 - 5QU CoRE ¦ 5QU LoRE | Red Flag Warning - Small Fires | Vegetation Contact | Aggregated | 2052 | 0.00013434 | 406.8993 | 0.054661 | 2052 | Mitigation | 0.95 | 45 | 0 | esc | 0.00097009 | 1.3032e-07 | 0.00097009 | 1.3032e-07 | 0.0032972 | 3.4259e-10 | 0.0033164 | 2.786e-06
[120 empty] | 7.3.3.17.5 (Remote Grid) Updates to grid topology to minimize risk of ignition in HFTDs Remote GridWLDFRVegetation ContactAggregated | WLDFR | HFTD - Distribution - Tier 2 - 5QU CoRE ¦ 5QU LoRE | Red Flag Warning - Small Fires | Vegetation Contact | Aggregated | 2053 | 0.00013434 | 406.8993 | 0.054661 | 2053 | Mitigation | 0.95 | 45 | 0 | esc | 0.00097009 | 1.3032e-07 | 0.00097009 | 1.3032e-07 | 0.0032972 | 3.4259e-10 | 0.0033164 | 2.786e-06
[120 empty] | 7.3.3.17.5 (Remote Grid) Updates to grid topology to minimize risk of ignition in HFTDs Remote GridWLDFRVegetation ContactAggregated | WLDFR | HFTD - Distribution - Tier 2 - 5QU CoRE ¦ 5QU LoRE | Red Flag Warning - Small Fires | Vegetation Contact | Aggregated | 2054 | 0.00013434 | 406.8993 | 0.054661 | 2054 | Mitigation | 0.95 | 45 | 0 | esc | 0.00097009 | 1.3032e-07 | 0.00097009 | 1.3032e-07 | 0.0032972 | 3.4259e-10 | 0.0033164 | 2.786e-06
[120 empty] | 7.3.3.17.5 (Remote Grid) Updates to grid topology to minimize risk of ignition in HFTDs Remote GridWLDFRVegetation ContactAggregated | WLDFR | HFTD - Distribution - Tier 2 - 5QU CoRE ¦ 5QU LoRE | Red Flag Warning - Small Fires | Vegetation Contact | Aggregated | 2055 | 0.00013434 | 406.8993 | 0.054661 | 2055 | Mitigation | 0.95 | 45 | 0 | esc | 0.00097009 | 1.3032e-07 | 0.00097009 | 1.3032e-07 | 0.0032972 | 3.4259e-10 | 0.0033164 | 2.786e-06
[120 empty] | 7.3.3.17.5 (Remote Grid) Updates to grid topology to minimize risk of ignition in HFTDs Remote GridWLDFRVegetation ContactAggregated | WLDFR | HFTD - Distribution - Tier 2 - 5QU CoRE ¦ 5QU LoRE | Red Flag Warning - Small Fires | Vegetation Contact | Aggregated | 2056 | 0.00013434 | 406.8993 | 0.054661 | 2056 | Mitigation | 0.95 | 45 | 0 | esc | 0.00097009 | 1.3032e-07 | 0.00097009 | 1.3032e-07 | 0.0032972 | 3.4259e-10 | 0.0033164 | 2.786e-06
[120 empty] | 7.3.3.17.5 (Remote Grid) Updates to grid topology to minimize risk of ignition in HFTDs Remote GridWLDFRVegetation ContactAggregated | WLDFR | HFTD - Distribution - Tier 2 - 5QU CoRE ¦ 5QU LoRE | Red Flag Warning - Small Fires | Vegetation Contact | Aggregated | 2057 | 0.00013434 | 406.8993 | 0.054661 | 2057 | Mitigation | 0.95 | 45 | 0 | esc | 0.00097009 | 1.3032e-07 | 0.00097009 | 1.3032e-07 | 0.0032972 | 3.4259e-10 | 0.0033164 | 2.786e-06
[120 empty] | 7.3.3.17.5 (Remote Grid) Updates to grid topology to minimize risk of ignition in HFTDs Remote GridWLDFRVegetation ContactAggregated | WLDFR | HFTD - Distribution - Tier 2 - 5QU CoRE ¦ 5QU LoRE | Red Flag Warning - Small Fires | Vegetation Contact | Aggregated | 2058 | 0.00013434 | 406.8993 | 0.054661 | 2058 | Mitigation | 0.95 | 45 | 0 | esc | 0.00097009 | 1.3032e-07 | 0.00097009 | 1.3032e-07 | 0.0032972 | 3.4259e-10 | 0.0033164 | 2.786e-06
[120 empty] | 7.3.3.17.5 (Remote Grid) Updates to grid topology to minimize risk of ignition in HFTDs Remote GridWLDFRVegetation ContactAggregated | WLDFR | HFTD - Distribution - Tier 2 - 5QU CoRE ¦ 5QU LoRE | Red Flag Warning - Small Fires | Vegetation Contact | Aggregated | 2059 | 0.00013434 | 406.8993 | 0.054661 | 2059 | Mitigation | 0.95 | 45 | 0 | esc | 0.00097009 | 1.3032e-07 | 0.00097009 | 1.3032e-07 | 0.0032972 | 3.4259e-10 | 0.0033164 | 2.786e-06
[120 empty] | 7.3.3.17.5 (Remote Grid) Updates to grid topology to minimize risk of ignition in HFTDs Remote GridWLDFRVegetation ContactAggregated | WLDFR | HFTD - Distribution - Tier 2 - 5QU CoRE ¦ 5QU LoRE | Red Flag Warning - Small Fires | Vegetation Contact | Aggregated | 2060 | 0.00013434 | 406.8993 | 0.054661 | 2060 | Mitigation | 0.95 | 45 | 0 | esc | 0.00097009 | 1.3032e-07 | 0.00097009 | 1.3032e-07 | 0.0032972 | 3.4259e-10 | 0.0033164 | 2.786e-06
[120 empty] | 7.3.3.17.5 (Remote Grid) Updates to grid topology to minimize risk of ignition in HFTDs Remote GridWLDFRVegetation ContactAggregated | WLDFR | HFTD - Distribution - Tier 2 - 5QU CoRE ¦ 5QU LoRE | Red Flag Warning - Small Fires | Vegetation Contact | Aggregated | 2061 | 0.00013434 | 406.8993 | 0.054661 | 2061 | Mitigation | 0.95 | 45 | 0 | esc | 0.00097009 | 1.3032e-07 | 0.00097009 | 1.3032e-07 | 0.0032972 | 3.4259e-10 | 0.0033164 | 2.786e-06
[120 empty] | 7.3.3.17.5 (Remote Grid) Updates to grid topology to minimize risk of ignition in HFTDs Remote GridWLDFRVegetation ContactAggregated | WLDFR | HFTD - Distribution - Tier 2 - 5QU CoRE ¦ 5QU LoRE | Red Flag Warning - Small Fires | Vegetation Contact | Aggregated | 2062 | 0.00013434 | 406.8993 | 0.054661 | 2062 | Mitigation | 0.95 | 45 | 0 | esc | 0.00097009 | 1.3032e-07 | 0.00097009 | 1.3032e-07 | 0.0032972 | 3.4259e-10 | 0.0033164 | 2.786e-06
[120 empty] | 7.3.3.17.5 (Remote Grid) Updates to grid topology to minimize risk of ignition in HFTDs Remote GridWLDFRVegetation ContactAggregated | WLDFR | HFTD - Distribution - Tier 2 - 5QU CoRE ¦ 5QU LoRE | Red Flag Warning - Small Fires | Vegetation Contact | Aggregated | 2063 | 0.00013434 | 406.8993 | 0.054661 | 2063 | Mitigation | 0.95 | 45 | 0 | esc | 0.00097009 | 1.3032e-07 | 0.00097009 | 1.3032e-07 | 0.0032972 | 3.4259e-10 | 0.0033164 | 2.786e-06
[120 empty] | 7.3.3.17.5 (Remote Grid) Updates to grid topology to minimize risk of ignition in HFTDs Remote GridWLDFRVegetation ContactAggregated | WLDFR | HFTD - Distribution - Tier 2 - 5QU CoRE ¦ 5QU LoRE | Red Flag Warning - Small Fires | Vegetation Contact | Aggregated | 2064 | 0.00013434 | 406.8993 | 0.054661 | 2064 | Mitigation | 0.95 | 45 | 0 | esc | 0.00097009 | 1.3032e-07 | 0.00097009 | 1.3032e-07 | 0 | 0 | 0.0033164 | 2.786e-06
[120 empty] | 7.3.3.17.5 (Remote Grid) Updates to grid topology to minimize risk of ignition in HFTDs Remote GridWLDFRVegetation ContactAggregated | WLDFR | HFTD - Distribution - Tier 2 - 5QU CoRE ¦ 5QU LoRE | Red Flag Warning - Small Fires | Vegetation Contact | Aggregated | 2065 | 0.00013434 | 406.8993 | 0.054661 | 2065 | Mitigation | 0.95 | 45 | 0 | esc | 0.00097009 | 1.3032e-07 | 0.00097009 | 1.3032e-07 | 0.0032972 | 4.4141e-08 | 0.0033164 | 2.786e-06
[120 empty] | 7.3.3.17.5 (Remote Grid) Updates to grid topology to minimize risk of ignition in HFTDs Remote GridWLDFRVegetation ContactAggregated | WLDFR | HFTD - Distribution - Tier 2 - 5QU CoRE ¦ 5QU LoRE | Red Flag Warning - Small Fires | Vegetation Contact | Aggregated | 2066 | 0.00013434 | 406.8993 | 0.054661 | 2066 | Mitigation | 0.95 | 45 | 0 | esc | 0.00097009 | 1.3032e-07 | 0.00097009 | 1.3032e-07 | 0.0032972 | 4.4141e-08 | 0.0033164 | 2.786e-06
[120 empty] | 7.3.3.17.5 (Remote Grid) Updates to grid topology to minimize risk of ignition in HFTDs Remote GridWLDFRVegetation ContactAggregated | WLDFR | HFTD - Distribution - Tier 2 - 5QU CoRE ¦ 5QU LoRE | Red Flag Warning - Small Fires | Vegetation Contact | Aggregated | 2067 | 0.00013434 | 406.8993 | 0.054661 | 2067 | Mitigation | 0.95 | 45 | 0 | esc | 0 | 0 | 0.00097009 | 1.3032e-07 | 0.0032972 | 4.4141e-08 | 0.0033164 | 2.786e-06
[120 empty] | 7.3.3.17.5 (Remote Grid) Updates to grid topology to minimize risk of ignition in HFTDs Remote GridWLDFRWire-to-wire contactAggregated | WLDFR | HFTD - Distribution - Tier 2 - 5QU CoRE ¦ 5QU LoRE | Red Flag Warning - Small Fires | Wire-to-wire contact | Aggregated | 2022 | 5.3196e-06 | 406.8993 | 0.0021645 | 2022 | Mitigation | 0.95 | 45 | 0 | esc | 0.00097009 | 5.1605e-09 | 0 | 0 | 0.0032972 | 4.4141e-08 | 0.0033164 | 2.786e-06
[120 empty] | 7.3.3.17.5 (Remote Grid) Updates to grid topology to minimize risk of ignition in HFTDs Remote GridWLDFRWire-to-wire contactAggregated | WLDFR | HFTD - Distribution - Tier 2 - 5QU CoRE ¦ 5QU LoRE | Red Flag Warning - Small Fires | Wire-to-wire contact | Aggregated | 2023 | 5.3196e-06 | 406.8993 | 0.0021645 | 2023 | Mitigation | 0.95 | 45 | 0 | esc | 0.00097009 | 5.1605e-09 | 0.00097009 | 5.1605e-09 | 0.0032972 | 4.4141e-08 | 0.0033164 | 2.786e-06
[120 empty] | 7.3.3.17.5 (Remote Grid) Updates to grid topology to minimize risk of ignition in HFTDs Remote GridWLDFRWire-to-wire contactAggregated | WLDFR | HFTD - Distribution - Tier 2 - 5QU CoRE ¦ 5QU LoRE | Red Flag Warning - Small Fires | Wire-to-wire contact | Aggregated | 2024 | 5.3196e-06 | 406.8993 | 0.0021645 | 2024 | Mitigation | 0.95 | 45 | 0 | esc | 0.00097009 | 5.1605e-09 | 0.00097009 | 5.1605e-09 | 0.0032972 | 4.4141e-08 | 0.0033164 | 2.786e-06
[120 empty] | 7.3.3.17.5 (Remote Grid) Updates to grid topology to minimize risk of ignition in HFTDs Remote GridWLDFRWire-to-wire contactAggregated | WLDFR | HFTD - Distribution - Tier 2 - 5QU CoRE ¦ 5QU LoRE | Red Flag Warning - Small Fires | Wire-to-wire contact | Aggregated | 2025 | 5.3196e-06 | 406.8993 | 0.0021645 | 2025 | Mitigation | 0.95 | 45 | 0 | esc | 0.00097009 | 5.1605e-09 | 0.00097009 | 5.1605e-09 | 0.0032972 | 4.4141e-08 | 0.0033164 | 2.786e-06
[120 empty] | 7.3.3.17.5 (Remote Grid) Updates to grid topology to minimize risk of ignition in HFTDs Remote GridWLDFRWire-to-wire contactAggregated | WLDFR | HFTD - Distribution - Tier 2 - 5QU CoRE ¦ 5QU LoRE | Red Flag Warning - Small Fires | Wire-to-wire contact | Aggregated | 2026 | 5.3196e-06 | 406.8993 | 0.0021645 | 2026 | Mitigation | 0.95 | 45 | 0 | esc | 0.00097009 | 5.1605e-09 | 0.00097009 | 5.1605e-09 | 0.0032972 | 4.4141e-08 | 0.0033164 | 2.786e-06
[120 empty] | 7.3.3.17.5 (Remote Grid) Updates to grid topology to minimize risk of ignition in HFTDs Remote GridWLDFRWire-to-wire contactAggregated | WLDFR | HFTD - Distribution - Tier 2 - 5QU CoRE ¦ 5QU LoRE | Red Flag Warning - Small Fires | Wire-to-wire contact | Aggregated | 2027 | 5.3196e-06 | 406.8993 | 0.0021645 | 2027 | Mitigation | 0.95 | 45 | 0 | esc | 0.00097009 | 5.1605e-09 | 0.00097009 | 5.1605e-09 | 0.0032972 | 4.4141e-08 | 0.0033164 | 2.786e-06
[120 empty] | 7.3.3.17.5 (Remote Grid) Updates to grid topology to minimize risk of ignition in HFTDs Remote GridWLDFRWire-to-wire contactAggregated | WLDFR | HFTD - Distribution - Tier 2 - 5QU CoRE ¦ 5QU LoRE | Red Flag Warning - Small Fires | Wire-to-wire contact | Aggregated | 2028 | 5.3196e-06 | 406.8993 | 0.0021645 | 2028 | Mitigation | 0.95 | 45 | 0 | esc | 0.00097009 | 5.1605e-09 | 0.00097009 | 5.1605e-09 | 0.0032972 | 4.4141e-08 | 0.0033164 | 2.786e-06
[120 empty] | 7.3.3.17.5 (Remote Grid) Updates to grid topology to minimize risk of ignition in HFTDs Remote GridWLDFRWire-to-wire contactAggregated | WLDFR | HFTD - Distribution - Tier 2 - 5QU CoRE ¦ 5QU LoRE | Red Flag Warning - Small Fires | Wire-to-wire contact | Aggregated | 2029 | 5.3196e-06 | 406.8993 | 0.0021645 | 2029 | Mitigation | 0.95 | 45 | 0 | esc | 0.00097009 | 5.1605e-09 | 0.00097009 | 5.1605e-09 | 0.0032972 | 4.4141e-08 | 0.0033164 | 2.786e-06
[120 empty] | 7.3.3.17.5 (Remote Grid) Updates to grid topology to minimize risk of ignition in HFTDs Remote GridWLDFRWire-to-wire contactAggregated | WLDFR | HFTD - Distribution - Tier 2 - 5QU CoRE ¦ 5QU LoRE | Red Flag Warning - Small Fires | Wire-to-wire contact | Aggregated | 2030 | 5.3196e-06 | 406.8993 | 0.0021645 | 2030 | Mitigation | 0.95 | 45 | 0 | esc | 0.00097009 | 5.1605e-09 | 0.00097009 | 5.1605e-09 | 0.0032972 | 4.4141e-08 | 0.0033164 | 2.786e-06
[120 empty] | 7.3.3.17.5 (Remote Grid) Updates to grid topology to minimize risk of ignition in HFTDs Remote GridWLDFRWire-to-wire contactAggregated | WLDFR | HFTD - Distribution - Tier 2 - 5QU CoRE ¦ 5QU LoRE | Red Flag Warning - Small Fires | Wire-to-wire contact | Aggregated | 2031 | 5.3196e-06 | 406.8993 | 0.0021645 | 2031 | Mitigation | 0.95 | 45 | 0 | esc | 0.00097009 | 5.1605e-09 | 0.00097009 | 5.1605e-09 | 0.0032972 | 4.4141e-08 | 0.0033164 | 2.786e-06
[120 empty] | 7.3.3.17.5 (Remote Grid) Updates to grid topology to minimize risk of ignition in HFTDs Remote GridWLDFRWire-to-wire contactAggregated | WLDFR | HFTD - Distribution - Tier 2 - 5QU CoRE ¦ 5QU LoRE | Red Flag Warning - Small Fires | Wire-to-wire contact | Aggregated | 2032 | 5.3196e-06 | 406.8993 | 0.0021645 | 2032 | Mitigation | 0.95 | 45 | 0 | esc | 0.00097009 | 5.1605e-09 | 0.00097009 | 5.1605e-09 | 0.0032972 | 4.4141e-08 | 0.0033164 | 2.786e-06
[120 empty] | 7.3.3.17.5 (Remote Grid) Updates to grid topology to minimize risk of ignition in HFTDs Remote GridWLDFRWire-to-wire contactAggregated | WLDFR | HFTD - Distribution - Tier 2 - 5QU CoRE ¦ 5QU LoRE | Red Flag Warning - Small Fires | Wire-to-wire contact | Aggregated | 2033 | 5.3196e-06 | 406.8993 | 0.0021645 | 2033 | Mitigation | 0.95 | 45 | 0 | esc | 0.00097009 | 5.1605e-09 | 0.00097009 | 5.1605e-09 | 0.0032972 | 4.4141e-08 | 0.0033164 | 2.786e-06
[120 empty] | 7.3.3.17.5 (Remote Grid) Updates to grid topology to minimize risk of ignition in HFTDs Remote GridWLDFRWire-to-wire contactAggregated | WLDFR | HFTD - Distribution - Tier 2 - 5QU CoRE ¦ 5QU LoRE | Red Flag Warning - Small Fires | Wire-to-wire contact | Aggregated | 2034 | 5.3196e-06 | 406.8993 | 0.0021645 | 2034 | Mitigation | 0.95 | 45 | 0 | esc | 0.00097009 | 5.1605e-09 | 0.00097009 | 5.1605e-09 | 0.0032972 | 4.4141e-08 | 0 | 0
[120 empty] | 7.3.3.17.5 (Remote Grid) Updates to grid topology to minimize risk of ignition in HFTDs Remote GridWLDFRWire-to-wire contactAggregated | WLDFR | HFTD - Distribution - Tier 2 - 5QU CoRE ¦ 5QU LoRE | Red Flag Warning - Small Fires | Wire-to-wire contact | Aggregated | 2035 | 5.3196e-06 | 406.8993 | 0.0021645 | 2035 | Mitigation | 0.95 | 45 | 0 | esc | 0.00097009 | 5.1605e-09 | 0.00097009 | 5.1605e-09 | 0.0032972 | 4.4141e-08 | 0 | 0
[120 empty] | 7.3.3.17.5 (Remote Grid) Updates to grid topology to minimize risk of ignition in HFTDs Remote GridWLDFRWire-to-wire contactAggregated | WLDFR | HFTD - Distribution - Tier 2 - 5QU CoRE ¦ 5QU LoRE | Red Flag Warning - Small Fires | Wire-to-wire contact | Aggregated | 2036 | 5.3196e-06 | 406.8993 | 0.0021645 | 2036 | Mitigation | 0.95 | 45 | 0 | esc | 0.00097009 | 5.1605e-09 | 0.00097009 | 5.1605e-09 | 0.0032972 | 4.4141e-08 | 0.013543 | 1.4963e-08
[120 empty] | 7.3.3.17.5 (Remote Grid) Updates to grid topology to minimize risk of ignition in HFTDs Remote GridWLDFRWire-to-wire contactAggregated | WLDFR | HFTD - Distribution - Tier 2 - 5QU CoRE ¦ 5QU LoRE | Red Flag Warning - Small Fires | Wire-to-wire contact | Aggregated | 2037 | 5.3196e-06 | 406.8993 | 0.0021645 | 2037 | Mitigation | 0.95 | 45 | 0 | esc | 0.00097009 | 5.1605e-09 | 0.00097009 | 5.1605e-09 | 0.0032972 | 4.4141e-08 | 0.013543 | 1.4963e-08
[120 empty] | 7.3.3.17.5 (Remote Grid) Updates to grid topology to minimize risk of ignition in HFTDs Remote GridWLDFRWire-to-wire contactAggregated | WLDFR | HFTD - Distribution - Tier 2 - 5QU CoRE ¦ 5QU LoRE | Red Flag Warning - Small Fires | Wire-to-wire contact | Aggregated | 2038 | 5.3196e-06 | 406.8993 | 0.0021645 | 2038 | Mitigation | 0.95 | 45 | 0 | esc | 0.00097009 | 5.1605e-09 | 0.00097009 | 5.1605e-09 | 0.0032972 | 4.4141e-08 | 0.013543 | 1.4963e-08
[120 empty] | 7.3.3.17.5 (Remote Grid) Updates to grid topology to minimize risk of ignition in HFTDs Remote GridWLDFRWire-to-wire contactAggregated | WLDFR | HFTD - Distribution - Tier 2 - 5QU CoRE ¦ 5QU LoRE | Red Flag Warning - Small Fires | Wire-to-wire contact | Aggregated | 2039 | 5.3196e-06 | 406.8993 | 0.0021645 | 2039 | Mitigation | 0.95 | 45 | 0 | esc | 0.00097009 | 5.1605e-09 | 0.00097009 | 5.1605e-09 | 0.0032972 | 4.4141e-08 | 0.013543 | 1.4963e-08
[120 empty] | 7.3.3.17.5 (Remote Grid) Updates to grid topology to minimize risk of ignition in HFTDs Remote GridWLDFRWire-to-wire contactAggregated | WLDFR | HFTD - Distribution - Tier 2 - 5QU CoRE ¦ 5QU LoRE | Red Flag Warning - Small Fires | Wire-to-wire contact | Aggregated | 2040 | 5.3196e-06 | 406.8993 | 0.0021645 | 2040 | Mitigation | 0.95 | 45 | 0 | esc | 0.00097009 | 5.1605e-09 | 0.00097009 | 5.1605e-09 | 0.0032972 | 4.4141e-08 | 0.013543 | 1.4963e-08
[120 empty] | 7.3.3.17.5 (Remote Grid) Updates to grid topology to minimize risk of ignition in HFTDs Remote GridWLDFRWire-to-wire contactAggregated | WLDFR | HFTD - Distribution - Tier 2 - 5QU CoRE ¦ 5QU LoRE | Red Flag Warning - Small Fires | Wire-to-wire contact | Aggregated | 2041 | 5.3196e-06 | 406.8993 | 0.0021645 | 2041 | Mitigation | 0.95 | 45 | 0 | esc | 0.00097009 | 5.1605e-09 | 0.00097009 | 5.1605e-09 | 0.0032972 | 4.4141e-08 | 0.013543 | 1.4963e-08
[120 empty] | 7.3.3.17.5 (Remote Grid) Updates to grid topology to minimize risk of ignition in HFTDs Remote GridWLDFRWire-to-wire contactAggregated | WLDFR | HFTD - Distribution - Tier 2 - 5QU CoRE ¦ 5QU LoRE | Red Flag Warning - Small Fires | Wire-to-wire contact | Aggregated | 2042 | 5.3196e-06 | 406.8993 | 0.0021645 | 2042 | Mitigation | 0.95 | 45 | 0 | esc | 0.00097009 | 5.1605e-09 | 0.00097009 | 5.1605e-09 | 0.0032972 | 4.4141e-08 | 0.013543 | 1.4963e-08
[120 empty] | 7.3.3.17.5 (Remote Grid) Updates to grid topology to minimize risk of ignition in HFTDs Remote GridWLDFRWire-to-wire contactAggregated | WLDFR | HFTD - Distribution - Tier 2 - 5QU CoRE ¦ 5QU LoRE | Red Flag Warning - Small Fires | Wire-to-wire contact | Aggregated | 2043 | 5.3196e-06 | 406.8993 | 0.0021645 | 2043 | Mitigation | 0.95 | 45 | 0 | esc | 0.00097009 | 5.1605e-09 | 0.00097009 | 5.1605e-09 | 0.0032972 | 4.4141e-08 | 0.013543 | 1.4963e-08
[120 empty] | 7.3.3.17.5 (Remote Grid) Updates to grid topology to minimize risk of ignition in HFTDs Remote GridWLDFRWire-to-wire contactAggregated | WLDFR | HFTD - Distribution - Tier 2 - 5QU CoRE ¦ 5QU LoRE | Red Flag Warning - Small Fires | Wire-to-wire contact | Aggregated | 2044 | 5.3196e-06 | 406.8993 | 0.0021645 | 2044 | Mitigation | 0.95 | 45 | 0 | esc | 0.00097009 | 5.1605e-09 | 0.00097009 | 5.1605e-09 | 0.0032972 | 4.4141e-08 | 0.013543 | 1.4963e-08
[120 empty] | 7.3.3.17.5 (Remote Grid) Updates to grid topology to minimize risk of ignition in HFTDs Remote GridWLDFRWire-to-wire contactAggregated | WLDFR | HFTD - Distribution - Tier 2 - 5QU CoRE ¦ 5QU LoRE | Red Flag Warning - Small Fires | Wire-to-wire contact | Aggregated | 2045 | 5.3196e-06 | 406.8993 | 0.0021645 | 2045 | Mitigation | 0.95 | 45 | 0 | esc | 0.00097009 | 5.1605e-09 | 0.00097009 | 5.1605e-09 | 0.0032972 | 4.4141e-08 | 0.013543 | 1.4963e-08
[120 empty] | 7.3.3.17.5 (Remote Grid) Updates to grid topology to minimize risk of ignition in HFTDs Remote GridWLDFRWire-to-wire contactAggregated | WLDFR | HFTD - Distribution - Tier 2 - 5QU CoRE ¦ 5QU LoRE | Red Flag Warning - Small Fires | Wire-to-wire contact | Aggregated | 2046 | 5.3196e-06 | 406.8993 | 0.0021645 | 2046 | Mitigation | 0.95 | 45 | 0 | esc | 0.00097009 | 5.1605e-09 | 0.00097009 | 5.1605e-09 | 0.0032972 | 4.4141e-08 | 0.013543 | 1.4963e-08
[120 empty] | 7.3.3.17.5 (Remote Grid) Updates to grid topology to minimize risk of ignition in HFTDs Remote GridWLDFRWire-to-wire contactAggregated | WLDFR | HFTD - Distribution - Tier 2 - 5QU CoRE ¦ 5QU LoRE | Red Flag Warning - Small Fires | Wire-to-wire contact | Aggregated | 2047 | 5.3196e-06 | 406.8993 | 0.0021645 | 2047 | Mitigation | 0.95 | 45 | 0 | esc | 0.00097009 | 5.1605e-09 | 0.00097009 | 5.1605e-09 | 0.0032972 | 4.4141e-08 | 0.013543 | 1.4963e-08
[120 empty] | 7.3.3.17.5 (Remote Grid) Updates to grid topology to minimize risk of ignition in HFTDs Remote GridWLDFRWire-to-wire contactAggregated | WLDFR | HFTD - Distribution - Tier 2 - 5QU CoRE ¦ 5QU LoRE | Red Flag Warning - Small Fires | Wire-to-wire contact | Aggregated | 2048 | 5.3196e-06 | 406.8993 | 0.0021645 | 2048 | Mitigation | 0.95 | 45 | 0 | esc | 0.00097009 | 5.1605e-09 | 0.00097009 | 5.1605e-09 | 0.0032972 | 4.4141e-08 | 0.013543 | 1.4963e-08
[120 empty] | 7.3.3.17.5 (Remote Grid) Updates to grid topology to minimize risk of ignition in HFTDs Remote GridWLDFRWire-to-wire contactAggregated | WLDFR | HFTD - Distribution - Tier 2 - 5QU CoRE ¦ 5QU LoRE | Red Flag Warning - Small Fires | Wire-to-wire contact | Aggregated | 2049 | 5.3196e-06 | 406.8993 | 0.0021645 | 2049 | Mitigation | 0.95 | 45 | 0 | esc | 0.00097009 | 5.1605e-09 | 0.00097009 | 5.1605e-09 | 0.0032972 | 4.4141e-08 | 0.013543 | 1.4963e-08
[120 empty] | 7.3.3.17.5 (Remote Grid) Updates to grid topology to minimize risk of ignition in HFTDs Remote GridWLDFRWire-to-wire contactAggregated | WLDFR | HFTD - Distribution - Tier 2 - 5QU CoRE ¦ 5QU LoRE | Red Flag Warning - Small Fires | Wire-to-wire contact | Aggregated | 2050 | 5.3196e-06 | 406.8993 | 0.0021645 | 2050 | Mitigation | 0.95 | 45 | 0 | esc | 0.00097009 | 5.1605e-09 | 0.00097009 | 5.1605e-09 | 0.0032972 | 4.4141e-08 | 0.013543 | 1.4963e-08
[120 empty] | 7.3.3.17.5 (Remote Grid) Updates to grid topology to minimize risk of ignition in HFTDs Remote GridWLDFRWire-to-wire contactAggregated | WLDFR | HFTD - Distribution - Tier 2 - 5QU CoRE ¦ 5QU LoRE | Red Flag Warning - Small Fires | Wire-to-wire contact | Aggregated | 2051 | 5.3196e-06 | 406.8993 | 0.0021645 | 2051 | Mitigation | 0.95 | 45 | 0 | esc | 0.00097009 | 5.1605e-09 | 0.00097009 | 5.1605e-09 | 0.0032972 | 4.4141e-08 | 0.013543 | 1.4963e-08
[120 empty] | 7.3.3.17.5 (Remote Grid) Updates to grid topology to minimize risk of ignition in HFTDs Remote GridWLDFRWire-to-wire contactAggregated | WLDFR | HFTD - Distribution - Tier 2 - 5QU CoRE ¦ 5QU LoRE | Red Flag Warning - Small Fires | Wire-to-wire contact | Aggregated | 2052 | 5.3196e-06 | 406.8993 | 0.0021645 | 2052 | Mitigation | 0.95 | 45 | 0 | esc | 0.00097009 | 5.1605e-09 | 0.00097009 | 5.1605e-09 | 0.0032972 | 4.4141e-08 | 0.013543 | 1.4963e-08
[120 empty] | 7.3.3.17.5 (Remote Grid) Updates to grid topology to minimize risk of ignition in HFTDs Remote GridWLDFRWire-to-wire contactAggregated | WLDFR | HFTD - Distribution - Tier 2 - 5QU CoRE ¦ 5QU LoRE | Red Flag Warning - Small Fires | Wire-to-wire contact | Aggregated | 2053 | 5.3196e-06 | 406.8993 | 0.0021645 | 2053 | Mitigation | 0.95 | 45 | 0 | esc | 0.00097009 | 5.1605e-09 | 0.00097009 | 5.1605e-09 | 0.0032972 | 4.4141e-08 | 0.013543 | 1.4963e-08
[120 empty] | 7.3.3.17.5 (Remote Grid) Updates to grid topology to minimize risk of ignition in HFTDs Remote GridWLDFRWire-to-wire contactAggregated | WLDFR | HFTD - Distribution - Tier 2 - 5QU CoRE ¦ 5QU LoRE | Red Flag Warning - Small Fires | Wire-to-wire contact | Aggregated | 2054 | 5.3196e-06 | 406.8993 | 0.0021645 | 2054 | Mitigation | 0.95 | 45 | 0 | esc | 0.00097009 | 5.1605e-09 | 0.00097009 | 5.1605e-09 | 0.0032972 | 4.4141e-08 | 0.013543 | 1.4963e-08
[120 empty] | 7.3.3.17.5 (Remote Grid) Updates to grid topology to minimize risk of ignition in HFTDs Remote GridWLDFRWire-to-wire contactAggregated | WLDFR | HFTD - Distribution - Tier 2 - 5QU CoRE ¦ 5QU LoRE | Red Flag Warning - Small Fires | Wire-to-wire contact | Aggregated | 2055 | 5.3196e-06 | 406.8993 | 0.0021645 | 2055 | Mitigation | 0.95 | 45 | 0 | esc | 0.00097009 | 5.1605e-09 | 0.00097009 | 5.1605e-09 | 0.0032972 | 4.4141e-08 | 0.013543 | 1.4963e-08
[120 empty] | 7.3.3.17.5 (Remote Grid) Updates to grid topology to minimize risk of ignition in HFTDs Remote GridWLDFRWire-to-wire contactAggregated | WLDFR | HFTD - Distribution - Tier 2 - 5QU CoRE ¦ 5QU LoRE | Red Flag Warning - Small Fires | Wire-to-wire contact | Aggregated | 2056 | 5.3196e-06 | 406.8993 | 0.0021645 | 2056 | Mitigation | 0.95 | 45 | 0 | esc | 0.00097009 | 5.1605e-09 | 0.00097009 | 5.1605e-09 | 0.0032972 | 4.4141e-08 | 0.013543 | 1.4963e-08
[120 empty] | 7.3.3.17.5 (Remote Grid) Updates to grid topology to minimize risk of ignition in HFTDs Remote GridWLDFRWire-to-wire contactAggregated | WLDFR | HFTD - Distribution - Tier 2 - 5QU CoRE ¦ 5QU LoRE | Red Flag Warning - Small Fires | Wire-to-wire contact | Aggregated | 2057 | 5.3196e-06 | 406.8993 | 0.0021645 | 2057 | Mitigation | 0.95 | 45 | 0 | esc | 0.00097009 | 5.1605e-09 | 0.00097009 | 5.1605e-09 | 0.0032972 | 4.4141e-08 | 0.013543 | 1.4963e-08
[120 empty] | 7.3.3.17.5 (Remote Grid) Updates to grid topology to minimize risk of ignition in HFTDs Remote GridWLDFRWire-to-wire contactAggregated | WLDFR | HFTD - Distribution - Tier 2 - 5QU CoRE ¦ 5QU LoRE | Red Flag Warning - Small Fires | Wire-to-wire contact | Aggregated | 2058 | 5.3196e-06 | 406.8993 | 0.0021645 | 2058 | Mitigation | 0.95 | 45 | 0 | esc | 0.00097009 | 5.1605e-09 | 0.00097009 | 5.1605e-09 | 0.0032972 | 4.4141e-08 | 0.013543 | 1.4963e-08
[120 empty] | 7.3.3.17.5 (Remote Grid) Updates to grid topology to minimize risk of ignition in HFTDs Remote GridWLDFRWire-to-wire contactAggregated | WLDFR | HFTD - Distribution - Tier 2 - 5QU CoRE ¦ 5QU LoRE | Red Flag Warning - Small Fires | Wire-to-wire contact | Aggregated | 2059 | 5.3196e-06 | 406.8993 | 0.0021645 | 2059 | Mitigation | 0.95 | 45 | 0 | esc | 0.00097009 | 5.1605e-09 | 0.00097009 | 5.1605e-09 | 0.0032972 | 4.4141e-08 | 0.013543 | 1.4963e-08
[120 empty] | 7.3.3.17.5 (Remote Grid) Updates to grid topology to minimize risk of ignition in HFTDs Remote GridWLDFRWire-to-wire contactAggregated | WLDFR | HFTD - Distribution - Tier 2 - 5QU CoRE ¦ 5QU LoRE | Red Flag Warning - Small Fires | Wire-to-wire contact | Aggregated | 2060 | 5.3196e-06 | 406.8993 | 0.0021645 | 2060 | Mitigation | 0.95 | 45 | 0 | esc | 0.00097009 | 5.1605e-09 | 0.00097009 | 5.1605e-09 | 0.0032972 | 4.4141e-08 | 0.013543 | 1.4963e-08
[120 empty] | 7.3.3.17.5 (Remote Grid) Updates to grid topology to minimize risk of ignition in HFTDs Remote GridWLDFRWire-to-wire contactAggregated | WLDFR | HFTD - Distribution - Tier 2 - 5QU CoRE ¦ 5QU LoRE | Red Flag Warning - Small Fires | Wire-to-wire contact | Aggregated | 2061 | 5.3196e-06 | 406.8993 | 0.0021645 | 2061 | Mitigation | 0.95 | 45 | 0 | esc | 0.00097009 | 5.1605e-09 | 0.00097009 | 5.1605e-09 | 0.0032972 | 4.4141e-08 | 0.013543 | 1.4963e-08
[120 empty] | 7.3.3.17.5 (Remote Grid) Updates to grid topology to minimize risk of ignition in HFTDs Remote GridWLDFRWire-to-wire contactAggregated | WLDFR | HFTD - Distribution - Tier 2 - 5QU CoRE ¦ 5QU LoRE | Red Flag Warning - Small Fires | Wire-to-wire contact | Aggregated | 2062 | 5.3196e-06 | 406.8993 | 0.0021645 | 2062 | Mitigation | 0.95 | 45 | 0 | esc | 0.00097009 | 5.1605e-09 | 0.00097009 | 5.1605e-09 | 0.0032972 | 4.4141e-08 | 0.013543 | 1.4963e-08
[120 empty] | 7.3.3.17.5 (Remote Grid) Updates to grid topology to minimize risk of ignition in HFTDs Remote GridWLDFRWire-to-wire contactAggregated | WLDFR | HFTD - Distribution - Tier 2 - 5QU CoRE ¦ 5QU LoRE | Red Flag Warning - Small Fires | Wire-to-wire contact | Aggregated | 2063 | 5.3196e-06 | 406.8993 | 0.0021645 | 2063 | Mitigation | 0.95 | 45 | 0 | esc | 0.00097009 | 5.1605e-09 | 0.00097009 | 5.1605e-09 | 0.0032972 | 4.4141e-08 | 0.013543 | 1.4963e-08
[120 empty] | 7.3.3.17.5 (Remote Grid) Updates to grid topology to minimize risk of ignition in HFTDs Remote GridWLDFRWire-to-wire contactAggregated | WLDFR | HFTD - Distribution - Tier 2 - 5QU CoRE ¦ 5QU LoRE | Red Flag Warning - Small Fires | Wire-to-wire contact | Aggregated | 2064 | 5.3196e-06 | 406.8993 | 0.0021645 | 2064 | Mitigation | 0.95 | 45 | 0 | esc | 0.00097009 | 5.1605e-09 | 0.00097009 | 5.1605e-09 | 0.0032972 | 4.4141e-08 | 0.013543 | 1.4963e-08
[120 empty] | 7.3.3.17.5 (Remote Grid) Updates to grid topology to minimize risk of ignition in HFTDs Remote GridWLDFRWire-to-wire contactAggregated | WLDFR | HFTD - Distribution - Tier 2 - 5QU CoRE ¦ 5QU LoRE | Red Flag Warning - Small Fires | Wire-to-wire contact | Aggregated | 2065 | 5.3196e-06 | 406.8993 | 0.0021645 | 2065 | Mitigation | 0.95 | 45 | 0 | esc | 0.00097009 | 5.1605e-09 | 0.00097009 | 5.1605e-09 | 0.0032972 | 4.4141e-08 | 0.013543 | 1.4963e-08
[120 empty] | 7.3.3.17.5 (Remote Grid) Updates to grid topology to minimize risk of ignition in HFTDs Remote GridWLDFRWire-to-wire contactAggregated | WLDFR | HFTD - Distribution - Tier 2 - 5QU CoRE ¦ 5QU LoRE | Red Flag Warning - Small Fires | Wire-to-wire contact | Aggregated | 2066 | 5.3196e-06 | 406.8993 | 0.0021645 | 2066 | Mitigation | 0.95 | 45 | 0 | esc | 0.00097009 | 5.1605e-09 | 0.00097009 | 5.1605e-09 | 0.0032972 | 4.4141e-08 | 0 | 0
[120 empty] | 7.3.3.17.5 (Remote Grid) Updates to grid topology to minimize risk of ignition in HFTDs Remote GridWLDFRWire-to-wire contactAggregated | WLDFR | HFTD - Distribution - Tier 2 - 5QU CoRE ¦ 5QU LoRE | Red Flag Warning - Small Fires | Wire-to-wire contact | Aggregated | 2067 | 5.3196e-06 | 406.8993 | 0.0021645 | 2067 | Mitigation | 0.95 | 45 | 0 | esc | 0 | 0 | 0.00097009 | 5.1605e-09 | 0.0032972 | 4.4141e-08 | 0 | 0
[120 empty] | 7.3.3.17.5 (Remote Grid) Updates to grid topology to minimize risk of ignition in HFTDs Remote GridWLDFRContact from objectAggregated | WLDFR | HFTD - Distribution - Tier 3 - 1QU CoRE ¦ 1QU LoRE | Non-Red Flag Warning - Catastrophic Fires | Contact from object | Aggregated | 2022 | 8.0108e-06 | 58.7222 | 0.00047041 | 2022 | Mitigation | 0.95 | 45 | 0 | esc | 0.00097009 | 7.7712e-09 | 0 | 0 | 0 | 0 | 0.0013359 | 1.2727e-08
[120 empty] | 7.3.3.17.5 (Remote Grid) Updates to grid topology to minimize risk of ignition in HFTDs Remote GridWLDFRContact from objectAggregated | WLDFR | HFTD - Distribution - Tier 3 - 1QU CoRE ¦ 1QU LoRE | Non-Red Flag Warning - Catastrophic Fires | Contact from object | Aggregated | 2023 | 8.0108e-06 | 58.7222 | 0.00047041 | 2023 | Mitigation | 0.95 | 45 | 0 | esc | 0.00097009 | 7.7712e-09 | 0.00097009 | 7.7712e-09 | 0.0032972 | 1.1455e-08 | 0.0013359 | 1.2727e-08
[120 empty] | 7.3.3.17.5 (Remote Grid) Updates to grid topology to minimize risk of ignition in HFTDs Remote GridWLDFRContact from objectAggregated | WLDFR | HFTD - Distribution - Tier 3 - 1QU CoRE ¦ 1QU LoRE | Non-Red Flag Warning - Catastrophic Fires | Contact from object | Aggregated | 2024 | 8.0108e-06 | 58.7222 | 0.00047041 | 2024 | Mitigation | 0.95 | 45 | 0 | esc | 0.00097009 | 7.7712e-09 | 0.00097009 | 7.7712e-09 | 0.0032972 | 1.1455e-08 | 0.0013359 | 1.2727e-08
[120 empty] | 7.3.3.17.5 (Remote Grid) Updates to grid topology to minimize risk of ignition in HFTDs Remote GridWLDFRContact from objectAggregated | WLDFR | HFTD - Distribution - Tier 3 - 1QU CoRE ¦ 1QU LoRE | Non-Red Flag Warning - Catastrophic Fires | Contact from object | Aggregated | 2025 | 8.0108e-06 | 58.7222 | 0.00047041 | 2025 | Mitigation | 0.95 | 45 | 0 | esc | 0.00097009 | 7.7712e-09 | 0.00097009 | 7.7712e-09 | 0.0032972 | 1.1455e-08 | 0.0013359 | 1.2727e-08
[120 empty] | 7.3.3.17.5 (Remote Grid) Updates to grid topology to minimize risk of ignition in HFTDs Remote GridWLDFRContact from objectAggregated | WLDFR | HFTD - Distribution - Tier 3 - 1QU CoRE ¦ 1QU LoRE | Non-Red Flag Warning - Catastrophic Fires | Contact from object | Aggregated | 2026 | 8.0108e-06 | 58.7222 | 0.00047041 | 2026 | Mitigation | 0.95 | 45 | 0 | esc | 0.00097009 | 7.7712e-09 | 0.00097009 | 7.7712e-09 | 0.0032972 | 1.1455e-08 | 0.0013359 | 1.2727e-08
[120 empty] | 7.3.3.17.5 (Remote Grid) Updates to grid topology to minimize risk of ignition in HFTDs Remote GridWLDFRContact from objectAggregated | WLDFR | HFTD - Distribution - Tier 3 - 1QU CoRE ¦ 1QU LoRE | Non-Red Flag Warning - Catastrophic Fires | Contact from object | Aggregated | 2027 | 8.0108e-06 | 58.7222 | 0.00047041 | 2027 | Mitigation | 0.95 | 45 | 0 | esc | 0.00097009 | 7.7712e-09 | 0.00097009 | 7.7712e-09 | 0.0032972 | 1.1455e-08 | 0.0013359 | 1.2727e-08
[120 empty] | 7.3.3.17.5 (Remote Grid) Updates to grid topology to minimize risk of ignition in HFTDs Remote GridWLDFRContact from objectAggregated | WLDFR | HFTD - Distribution - Tier 3 - 1QU CoRE ¦ 1QU LoRE | Non-Red Flag Warning - Catastrophic Fires | Contact from object | Aggregated | 2028 | 8.0108e-06 | 58.7222 | 0.00047041 | 2028 | Mitigation | 0.95 | 45 | 0 | esc | 0.00097009 | 7.7712e-09 | 0.00097009 | 7.7712e-09 | 0.0032972 | 1.1455e-08 | 0.0013359 | 1.2727e-08
[120 empty] | 7.3.3.17.5 (Remote Grid) Updates to grid topology to minimize risk of ignition in HFTDs Remote GridWLDFRContact from objectAggregated | WLDFR | HFTD - Distribution - Tier 3 - 1QU CoRE ¦ 1QU LoRE | Non-Red Flag Warning - Catastrophic Fires | Contact from object | Aggregated | 2029 | 8.0108e-06 | 58.7222 | 0.00047041 | 2029 | Mitigation | 0.95 | 45 | 0 | esc | 0.00097009 | 7.7712e-09 | 0.00097009 | 7.7712e-09 | 0.0032972 | 1.1455e-08 | 0.0013359 | 1.2727e-08
[120 empty] | 7.3.3.17.5 (Remote Grid) Updates to grid topology to minimize risk of ignition in HFTDs Remote GridWLDFRContact from objectAggregated | WLDFR | HFTD - Distribution - Tier 3 - 1QU CoRE ¦ 1QU LoRE | Non-Red Flag Warning - Catastrophic Fires | Contact from object | Aggregated | 2030 | 8.0108e-06 | 58.7222 | 0.00047041 | 2030 | Mitigation | 0.95 | 45 | 0 | esc | 0.00097009 | 7.7712e-09 | 0.00097009 | 7.7712e-09 | 0.0032972 | 1.1455e-08 | 0.0013359 | 1.2727e-08
[120 empty] | 7.3.3.17.5 (Remote Grid) Updates to grid topology to minimize risk of ignition in HFTDs Remote GridWLDFRContact from objectAggregated | WLDFR | HFTD - Distribution - Tier 3 - 1QU CoRE ¦ 1QU LoRE | Non-Red Flag Warning - Catastrophic Fires | Contact from object | Aggregated | 2031 | 8.0108e-06 | 58.7222 | 0.00047041 | 2031 | Mitigation | 0.95 | 45 | 0 | esc | 0.00097009 | 7.7712e-09 | 0.00097009 | 7.7712e-09 | 0.0032972 | 1.1455e-08 | 0.0013359 | 1.2727e-08
[120 empty] | 7.3.3.17.5 (Remote Grid) Updates to grid topology to minimize risk of ignition in HFTDs Remote GridWLDFRContact from objectAggregated | WLDFR | HFTD - Distribution - Tier 3 - 1QU CoRE ¦ 1QU LoRE | Non-Red Flag Warning - Catastrophic Fires | Contact from object | Aggregated | 2032 | 8.0108e-06 | 58.7222 | 0.00047041 | 2032 | Mitigation | 0.95 | 45 | 0 | esc | 0.00097009 | 7.7712e-09 | 0.00097009 | 7.7712e-09 | 0.0032972 | 1.1455e-08 | 0.0013359 | 1.2727e-08
[120 empty] | 7.3.3.17.5 (Remote Grid) Updates to grid topology to minimize risk of ignition in HFTDs Remote GridWLDFRContact from objectAggregated | WLDFR | HFTD - Distribution - Tier 3 - 1QU CoRE ¦ 1QU LoRE | Non-Red Flag Warning - Catastrophic Fires | Contact from object | Aggregated | 2033 | 8.0108e-06 | 58.7222 | 0.00047041 | 2033 | Mitigation | 0.95 | 45 | 0 | esc | 0.00097009 | 7.7712e-09 | 0.00097009 | 7.7712e-09 | 0.0032972 | 1.1455e-08 | 0.0013359 | 1.2727e-08
[120 empty] | 7.3.3.17.5 (Remote Grid) Updates to grid topology to minimize risk of ignition in HFTDs Remote GridWLDFRContact from objectAggregated | WLDFR | HFTD - Distribution - Tier 3 - 1QU CoRE ¦ 1QU LoRE | Non-Red Flag Warning - Catastrophic Fires | Contact from object | Aggregated | 2034 | 8.0108e-06 | 58.7222 | 0.00047041 | 2034 | Mitigation | 0.95 | 45 | 0 | esc | 0.00097009 | 7.7712e-09 | 0.00097009 | 7.7712e-09 | 0.0032972 | 1.1455e-08 | 0.0013359 | 1.2727e-08
[120 empty] | 7.3.3.17.5 (Remote Grid) Updates to grid topology to minimize risk of ignition in HFTDs Remote GridWLDFRContact from objectAggregated | WLDFR | HFTD - Distribution - Tier 3 - 1QU CoRE ¦ 1QU LoRE | Non-Red Flag Warning - Catastrophic Fires | Contact from object | Aggregated | 2035 | 8.0108e-06 | 58.7222 | 0.00047041 | 2035 | Mitigation | 0.95 | 45 | 0 | esc | 0.00097009 | 7.7712e-09 | 0.00097009 | 7.7712e-09 | 0.0032972 | 1.1455e-08 | 0.0013359 | 1.2727e-08
[120 empty] | 7.3.3.17.5 (Remote Grid) Updates to grid topology to minimize risk of ignition in HFTDs Remote GridWLDFRContact from objectAggregated | WLDFR | HFTD - Distribution - Tier 3 - 1QU CoRE ¦ 1QU LoRE | Non-Red Flag Warning - Catastrophic Fires | Contact from object | Aggregated | 2036 | 8.0108e-06 | 58.7222 | 0.00047041 | 2036 | Mitigation | 0.95 | 45 | 0 | esc | 0.00097009 | 7.7712e-09 | 0.00097009 | 7.7712e-09 | 0.0032972 | 1.1455e-08 | 0.0013359 | 1.2727e-08
[120 empty] | 7.3.3.17.5 (Remote Grid) Updates to grid topology to minimize risk of ignition in HFTDs Remote GridWLDFRContact from objectAggregated | WLDFR | HFTD - Distribution - Tier 3 - 1QU CoRE ¦ 1QU LoRE | Non-Red Flag Warning - Catastrophic Fires | Contact from object | Aggregated | 2037 | 8.0108e-06 | 58.7222 | 0.00047041 | 2037 | Mitigation | 0.95 | 45 | 0 | esc | 0.00097009 | 7.7712e-09 | 0.00097009 | 7.7712e-09 | 0.0032972 | 1.1455e-08 | 0.0013359 | 1.2727e-08
[120 empty] | 7.3.3.17.5 (Remote Grid) Updates to grid topology to minimize risk of ignition in HFTDs Remote GridWLDFRContact from objectAggregated | WLDFR | HFTD - Distribution - Tier 3 - 1QU CoRE ¦ 1QU LoRE | Non-Red Flag Warning - Catastrophic Fires | Contact from object | Aggregated | 2038 | 8.0108e-06 | 58.7222 | 0.00047041 | 2038 | Mitigation | 0.95 | 45 | 0 | esc | 0.00097009 | 7.7712e-09 | 0.00097009 | 7.7712e-09 | 0.0032972 | 1.1455e-08 | 0.0013359 | 1.2727e-08
[120 empty] | 7.3.3.17.5 (Remote Grid) Updates to grid topology to minimize risk of ignition in HFTDs Remote GridWLDFRContact from objectAggregated | WLDFR | HFTD - Distribution - Tier 3 - 1QU CoRE ¦ 1QU LoRE | Non-Red Flag Warning - Catastrophic Fires | Contact from object | Aggregated | 2039 | 8.0108e-06 | 58.7222 | 0.00047041 | 2039 | Mitigation | 0.95 | 45 | 0 | esc | 0.00097009 | 7.7712e-09 | 0.00097009 | 7.7712e-09 | 0.0032972 | 1.1455e-08 | 0.0013359 | 1.2727e-08
[120 empty] | 7.3.3.17.5 (Remote Grid) Updates to grid topology to minimize risk of ignition in HFTDs Remote GridWLDFRContact from objectAggregated | WLDFR | HFTD - Distribution - Tier 3 - 1QU CoRE ¦ 1QU LoRE | Non-Red Flag Warning - Catastrophic Fires | Contact from object | Aggregated | 2040 | 8.0108e-06 | 58.7222 | 0.00047041 | 2040 | Mitigation | 0.95 | 45 | 0 | esc | 0.00097009 | 7.7712e-09 | 0.00097009 | 7.7712e-09 | 0.0032972 | 1.1455e-08 | 0.0013359 | 1.2727e-08
[120 empty] | 7.3.3.17.5 (Remote Grid) Updates to grid topology to minimize risk of ignition in HFTDs Remote GridWLDFRContact from objectAggregated | WLDFR | HFTD - Distribution - Tier 3 - 1QU CoRE ¦ 1QU LoRE | Non-Red Flag Warning - Catastrophic Fires | Contact from object | Aggregated | 2041 | 8.0108e-06 | 58.7222 | 0.00047041 | 2041 | Mitigation | 0.95 | 45 | 0 | esc | 0.00097009 | 7.7712e-09 | 0.00097009 | 7.7712e-09 | 0.0032972 | 1.1455e-08 | 0.0013359 | 1.2727e-08
[120 empty] | 7.3.3.17.5 (Remote Grid) Updates to grid topology to minimize risk of ignition in HFTDs Remote GridWLDFRContact from objectAggregated | WLDFR | HFTD - Distribution - Tier 3 - 1QU CoRE ¦ 1QU LoRE | Non-Red Flag Warning - Catastrophic Fires | Contact from object | Aggregated | 2042 | 8.0108e-06 | 58.7222 | 0.00047041 | 2042 | Mitigation | 0.95 | 45 | 0 | esc | 0.00097009 | 7.7712e-09 | 0.00097009 | 7.7712e-09 | 0.0032972 | 1.1455e-08 | 0.0013359 | 1.2727e-08
[120 empty] | 7.3.3.17.5 (Remote Grid) Updates to grid topology to minimize risk of ignition in HFTDs Remote GridWLDFRContact from objectAggregated | WLDFR | HFTD - Distribution - Tier 3 - 1QU CoRE ¦ 1QU LoRE | Non-Red Flag Warning - Catastrophic Fires | Contact from object | Aggregated | 2043 | 8.0108e-06 | 58.7222 | 0.00047041 | 2043 | Mitigation | 0.95 | 45 | 0 | esc | 0.00097009 | 7.7712e-09 | 0.00097009 | 7.7712e-09 | 0.0032972 | 1.1455e-08 | 0.0013359 | 1.2727e-08
[120 empty] | 7.3.3.17.5 (Remote Grid) Updates to grid topology to minimize risk of ignition in HFTDs Remote GridWLDFRContact from objectAggregated | WLDFR | HFTD - Distribution - Tier 3 - 1QU CoRE ¦ 1QU LoRE | Non-Red Flag Warning - Catastrophic Fires | Contact from object | Aggregated | 2044 | 8.0108e-06 | 58.7222 | 0.00047041 | 2044 | Mitigation | 0.95 | 45 | 0 | esc | 0.00097009 | 7.7712e-09 | 0.00097009 | 7.7712e-09 | 0.0032972 | 1.1455e-08 | 0.0013359 | 1.2727e-08
[120 empty] | 7.3.3.17.5 (Remote Grid) Updates to grid topology to minimize risk of ignition in HFTDs Remote GridWLDFRContact from objectAggregated | WLDFR | HFTD - Distribution - Tier 3 - 1QU CoRE ¦ 1QU LoRE | Non-Red Flag Warning - Catastrophic Fires | Contact from object | Aggregated | 2045 | 8.0108e-06 | 58.7222 | 0.00047041 | 2045 | Mitigation | 0.95 | 45 | 0 | esc | 0.00097009 | 7.7712e-09 | 0.00097009 | 7.7712e-09 | 0.0032972 | 1.1455e-08 | 0.0013359 | 1.2727e-08
[120 empty] | 7.3.3.17.5 (Remote Grid) Updates to grid topology to minimize risk of ignition in HFTDs Remote GridWLDFRContact from objectAggregated | WLDFR | HFTD - Distribution - Tier 3 - 1QU CoRE ¦ 1QU LoRE | Non-Red Flag Warning - Catastrophic Fires | Contact from object | Aggregated | 2046 | 8.0108e-06 | 58.7222 | 0.00047041 | 2046 | Mitigation | 0.95 | 45 | 0 | esc | 0.00097009 | 7.7712e-09 | 0.00097009 | 7.7712e-09 | 0.0032972 | 1.1455e-08 | 0.0013359 | 1.2727e-08
[120 empty] | 7.3.3.17.5 (Remote Grid) Updates to grid topology to minimize risk of ignition in HFTDs Remote GridWLDFRContact from objectAggregated | WLDFR | HFTD - Distribution - Tier 3 - 1QU CoRE ¦ 1QU LoRE | Non-Red Flag Warning - Catastrophic Fires | Contact from object | Aggregated | 2047 | 8.0108e-06 | 58.7222 | 0.00047041 | 2047 | Mitigation | 0.95 | 45 | 0 | esc | 0.00097009 | 7.7712e-09 | 0.00097009 | 7.7712e-09 | 0.0032972 | 1.1455e-08 | 0.0013359 | 1.2727e-08
[120 empty] | 7.3.3.17.5 (Remote Grid) Updates to grid topology to minimize risk of ignition in HFTDs Remote GridWLDFRContact from objectAggregated | WLDFR | HFTD - Distribution - Tier 3 - 1QU CoRE ¦ 1QU LoRE | Non-Red Flag Warning - Catastrophic Fires | Contact from object | Aggregated | 2048 | 8.0108e-06 | 58.7222 | 0.00047041 | 2048 | Mitigation | 0.95 | 45 | 0 | esc | 0.00097009 | 7.7712e-09 | 0.00097009 | 7.7712e-09 | 0.0032972 | 1.1455e-08 | 0.0013359 | 1.2727e-08
[120 empty] | 7.3.3.17.5 (Remote Grid) Updates to grid topology to minimize risk of ignition in HFTDs Remote GridWLDFRContact from objectAggregated | WLDFR | HFTD - Distribution - Tier 3 - 1QU CoRE ¦ 1QU LoRE | Non-Red Flag Warning - Catastrophic Fires | Contact from object | Aggregated | 2049 | 8.0108e-06 | 58.7222 | 0.00047041 | 2049 | Mitigation | 0.95 | 45 | 0 | esc | 0.00097009 | 7.7712e-09 | 0.00097009 | 7.7712e-09 | 0.0032972 | 1.1455e-08 | 0.0013359 | 1.2727e-08
[120 empty] | 7.3.3.17.5 (Remote Grid) Updates to grid topology to minimize risk of ignition in HFTDs Remote GridWLDFRContact from objectAggregated | WLDFR | HFTD - Distribution - Tier 3 - 1QU CoRE ¦ 1QU LoRE | Non-Red Flag Warning - Catastrophic Fires | Contact from object | Aggregated | 2050 | 8.0108e-06 | 58.7222 | 0.00047041 | 2050 | Mitigation | 0.95 | 45 | 0 | esc | 0.00097009 | 7.7712e-09 | 0.00097009 | 7.7712e-09 | 0.0032972 | 1.1455e-08 | 0.0013359 | 1.2727e-08
[120 empty] | 7.3.3.17.5 (Remote Grid) Updates to grid topology to minimize risk of ignition in HFTDs Remote GridWLDFRContact from objectAggregated | WLDFR | HFTD - Distribution - Tier 3 - 1QU CoRE ¦ 1QU LoRE | Non-Red Flag Warning - Catastrophic Fires | Contact from object | Aggregated | 2051 | 8.0108e-06 | 58.7222 | 0.00047041 | 2051 | Mitigation | 0.95 | 45 | 0 | esc | 0.00097009 | 7.7712e-09 | 0.00097009 | 7.7712e-09 | 0.0032972 | 1.1455e-08 | 0.0013359 | 1.2727e-08
[120 empty] | 7.3.3.17.5 (Remote Grid) Updates to grid topology to minimize risk of ignition in HFTDs Remote GridWLDFRContact from objectAggregated | WLDFR | HFTD - Distribution - Tier 3 - 1QU CoRE ¦ 1QU LoRE | Non-Red Flag Warning - Catastrophic Fires | Contact from object | Aggregated | 2052 | 8.0108e-06 | 58.7222 | 0.00047041 | 2052 | Mitigation | 0.95 | 45 | 0 | esc | 0.00097009 | 7.7712e-09 | 0.00097009 | 7.7712e-09 | 0.0032972 | 1.1455e-08 | 0 | 0
[120 empty] | 7.3.3.17.5 (Remote Grid) Updates to grid topology to minimize risk of ignition in HFTDs Remote GridWLDFRContact from objectAggregated | WLDFR | HFTD - Distribution - Tier 3 - 1QU CoRE ¦ 1QU LoRE | Non-Red Flag Warning - Catastrophic Fires | Contact from object | Aggregated | 2053 | 8.0108e-06 | 58.7222 | 0.00047041 | 2053 | Mitigation | 0.95 | 45 | 0 | esc | 0.00097009 | 7.7712e-09 | 0.00097009 | 7.7712e-09 | 0.0032972 | 1.1455e-08 | 0 | 0
[120 empty] | 7.3.3.17.5 (Remote Grid) Updates to grid topology to minimize risk of ignition in HFTDs Remote GridWLDFRContact from objectAggregated | WLDFR | HFTD - Distribution - Tier 3 - 1QU CoRE ¦ 1QU LoRE | Non-Red Flag Warning - Catastrophic Fires | Contact from object | Aggregated | 2054 | 8.0108e-06 | 58.7222 | 0.00047041 | 2054 | Mitigation | 0.95 | 45 | 0 | esc | 0.00097009 | 7.7712e-09 | 0.00097009 | 7.7712e-09 | 0.0032972 | 1.1455e-08 | 0.0093813 | 3.2517e-07
[120 empty] | 7.3.3.17.5 (Remote Grid) Updates to grid topology to minimize risk of ignition in HFTDs Remote GridWLDFRContact from objectAggregated | WLDFR | HFTD - Distribution - Tier 3 - 1QU CoRE ¦ 1QU LoRE | Non-Red Flag Warning - Catastrophic Fires | Contact from object | Aggregated | 2055 | 8.0108e-06 | 58.7222 | 0.00047041 | 2055 | Mitigation | 0.95 | 45 | 0 | esc | 0.00097009 | 7.7712e-09 | 0.00097009 | 7.7712e-09 | 0.0032972 | 1.1455e-08 | 0.0093813 | 3.2517e-07
[120 empty] | 7.3.3.17.5 (Remote Grid) Updates to grid topology to minimize risk of ignition in HFTDs Remote GridWLDFRContact from objectAggregated | WLDFR | HFTD - Distribution - Tier 3 - 1QU CoRE ¦ 1QU LoRE | Non-Red Flag Warning - Catastrophic Fires | Contact from object | Aggregated | 2056 | 8.0108e-06 | 58.7222 | 0.00047041 | 2056 | Mitigation | 0.95 | 45 | 0 | esc | 0.00097009 | 7.7712e-09 | 0.00097009 | 7.7712e-09 | 0.0032972 | 1.1455e-08 | 0.0093813 | 3.2517e-07
[120 empty] | 7.3.3.17.5 (Remote Grid) Updates to grid topology to minimize risk of ignition in HFTDs Remote GridWLDFRContact from objectAggregated | WLDFR | HFTD - Distribution - Tier 3 - 1QU CoRE ¦ 1QU LoRE | Non-Red Flag Warning - Catastrophic Fires | Contact from object | Aggregated | 2057 | 8.0108e-06 | 58.7222 | 0.00047041 | 2057 | Mitigation | 0.95 | 45 | 0 | esc | 0.00097009 | 7.7712e-09 | 0.00097009 | 7.7712e-09 | 0.0032972 | 1.1455e-08 | 0.0093813 | 3.2517e-07
[120 empty] | 7.3.3.17.5 (Remote Grid) Updates to grid topology to minimize risk of ignition in HFTDs Remote GridWLDFRContact from objectAggregated | WLDFR | HFTD - Distribution - Tier 3 - 1QU CoRE ¦ 1QU LoRE | Non-Red Flag Warning - Catastrophic Fires | Contact from object | Aggregated | 2058 | 8.0108e-06 | 58.7222 | 0.00047041 | 2058 | Mitigation | 0.95 | 45 | 0 | esc | 0.00097009 | 7.7712e-09 | 0.00097009 | 7.7712e-09 | 0.0032972 | 1.1455e-08 | 0.0093813 | 3.2517e-07
[120 empty] | 7.3.3.17.5 (Remote Grid) Updates to grid topology to minimize risk of ignition in HFTDs Remote GridWLDFRContact from objectAggregated | WLDFR | HFTD - Distribution - Tier 3 - 1QU CoRE ¦ 1QU LoRE | Non-Red Flag Warning - Catastrophic Fires | Contact from object | Aggregated | 2059 | 8.0108e-06 | 58.7222 | 0.00047041 | 2059 | Mitigation | 0.95 | 45 | 0 | esc | 0.00097009 | 7.7712e-09 | 0.00097009 | 7.7712e-09 | 0.0032972 | 1.1455e-08 | 0.0093813 | 3.2517e-07
[120 empty] | 7.3.3.17.5 (Remote Grid) Updates to grid topology to minimize risk of ignition in HFTDs Remote GridWLDFRContact from objectAggregated | WLDFR | HFTD - Distribution - Tier 3 - 1QU CoRE ¦ 1QU LoRE | Non-Red Flag Warning - Catastrophic Fires | Contact from object | Aggregated | 2060 | 8.0108e-06 | 58.7222 | 0.00047041 | 2060 | Mitigation | 0.95 | 45 | 0 | esc | 0.00097009 | 7.7712e-09 | 0.00097009 | 7.7712e-09 | 0.0032972 | 1.1455e-08 | 0.0093813 | 3.2517e-07
[120 empty] | 7.3.3.17.5 (Remote Grid) Updates to grid topology to minimize risk of ignition in HFTDs Remote GridWLDFRContact from objectAggregated | WLDFR | HFTD - Distribution - Tier 3 - 1QU CoRE ¦ 1QU LoRE | Non-Red Flag Warning - Catastrophic Fires | Contact from object | Aggregated | 2061 | 8.0108e-06 | 58.7222 | 0.00047041 | 2061 | Mitigation | 0.95 | 45 | 0 | esc | 0.00097009 | 7.7712e-09 | 0.00097009 | 7.7712e-09 | 0.0032972 | 1.1455e-08 | 0.0093813 | 3.2517e-07
[120 empty] | 7.3.3.17.5 (Remote Grid) Updates to grid topology to minimize risk of ignition in HFTDs Remote GridWLDFRContact from objectAggregated | WLDFR | HFTD - Distribution - Tier 3 - 1QU CoRE ¦ 1QU LoRE | Non-Red Flag Warning - Catastrophic Fires | Contact from object | Aggregated | 2062 | 8.0108e-06 | 58.7222 | 0.00047041 | 2062 | Mitigation | 0.95 | 45 | 0 | esc | 0.00097009 | 7.7712e-09 | 0.00097009 | 7.7712e-09 | 0.0032972 | 1.1455e-08 | 0.0093813 | 3.2517e-07
[120 empty] | 7.3.3.17.5 (Remote Grid) Updates to grid topology to minimize risk of ignition in HFTDs Remote GridWLDFRContact from objectAggregated | WLDFR | HFTD - Distribution - Tier 3 - 1QU CoRE ¦ 1QU LoRE | Non-Red Flag Warning - Catastrophic Fires | Contact from object | Aggregated | 2063 | 8.0108e-06 | 58.7222 | 0.00047041 | 2063 | Mitigation | 0.95 | 45 | 0 | esc | 0.00097009 | 7.7712e-09 | 0.00097009 | 7.7712e-09 | 0.0032972 | 1.1455e-08 | 0.0093813 | 3.2517e-07
[120 empty] | 7.3.3.17.5 (Remote Grid) Updates to grid topology to minimize risk of ignition in HFTDs Remote GridWLDFRContact from objectAggregated | WLDFR | HFTD - Distribution - Tier 3 - 1QU CoRE ¦ 1QU LoRE | Non-Red Flag Warning - Catastrophic Fires | Contact from object | Aggregated | 2064 | 8.0108e-06 | 58.7222 | 0.00047041 | 2064 | Mitigation | 0.95 | 45 | 0 | esc | 0.00097009 | 7.7712e-09 | 0.00097009 | 7.7712e-09 | 0.0032972 | 1.1455e-08 | 0.0093813 | 3.2517e-07
[120 empty] | 7.3.3.17.5 (Remote Grid) Updates to grid topology to minimize risk of ignition in HFTDs Remote GridWLDFRContact from objectAggregated | WLDFR | HFTD - Distribution - Tier 3 - 1QU CoRE ¦ 1QU LoRE | Non-Red Flag Warning - Catastrophic Fires | Contact from object | Aggregated | 2065 | 8.0108e-06 | 58.7222 | 0.00047041 | 2065 | Mitigation | 0.95 | 45 | 0 | esc | 0.00097009 | 7.7712e-09 | 0.00097009 | 7.7712e-09 | 0.0032972 | 1.1455e-08 | 0.0093813 | 3.2517e-07
[120 empty] | 7.3.3.17.5 (Remote Grid) Updates to grid topology to minimize risk of ignition in HFTDs Remote GridWLDFRContact from objectAggregated | WLDFR | HFTD - Distribution - Tier 3 - 1QU CoRE ¦ 1QU LoRE | Non-Red Flag Warning - Catastrophic Fires | Contact from object | Aggregated | 2066 | 8.0108e-06 | 58.7222 | 0.00047041 | 2066 | Mitigation | 0.95 | 45 | 0 | esc | 0.00097009 | 7.7712e-09 | 0.00097009 | 7.7712e-09 | 0.0032972 | 1.1455e-08 | 0.0093813 | 3.2517e-07
[120 empty] | 7.3.3.17.5 (Remote Grid) Updates to grid topology to minimize risk of ignition in HFTDs Remote GridWLDFRContact from objectAggregated | WLDFR | HFTD - Distribution - Tier 3 - 1QU CoRE ¦ 1QU LoRE | Non-Red Flag Warning - Catastrophic Fires | Contact from object | Aggregated | 2067 | 8.0108e-06 | 58.7222 | 0.00047041 | 2067 | Mitigation | 0.95 | 45 | 0 | esc | 0 | 0 | 0.00097009 | 7.7712e-09 | 0.0032972 | 1.1455e-08 | 0.0093813 | 3.2517e-07
[120 empty] | 7.3.3.17.5 (Remote Grid) Updates to grid topology to minimize risk of ignition in HFTDs Remote GridWLDFRContaminationAggregated | WLDFR | HFTD - Distribution - Tier 3 - 1QU CoRE ¦ 1QU LoRE | Non-Red Flag Warning - Catastrophic Fires | Contamination | Aggregated | 2022 | 1.3343e-07 | 58.7222 | 7.8353e-06 | 2022 | Mitigation | 0.95 | 45 | 0 | esc | 0.00097009 | 1.2944e-10 | 0 | 0 | 0.0032972 | 1.1455e-08 | 0.0093813 | 3.2517e-07
[120 empty] | 7.3.3.17.5 (Remote Grid) Updates to grid topology to minimize risk of ignition in HFTDs Remote GridWLDFRContaminationAggregated | WLDFR | HFTD - Distribution - Tier 3 - 1QU CoRE ¦ 1QU LoRE | Non-Red Flag Warning - Catastrophic Fires | Contamination | Aggregated | 2023 | 1.3343e-07 | 58.7222 | 7.8353e-06 | 2023 | Mitigation | 0.95 | 45 | 0 | esc | 0.00097009 | 1.2944e-10 | 0.00097009 | 1.2944e-10 | 0.0032972 | 1.1455e-08 | 0.0093813 | 3.2517e-07
[120 empty] | 7.3.3.17.5 (Remote Grid) Updates to grid topology to minimize risk of ignition in HFTDs Remote GridWLDFRContaminationAggregated | WLDFR | HFTD - Distribution - Tier 3 - 1QU CoRE ¦ 1QU LoRE | Non-Red Flag Warning - Catastrophic Fires | Contamination | Aggregated | 2024 | 1.3343e-07 | 58.7222 | 7.8353e-06 | 2024 | Mitigation | 0.95 | 45 | 0 | esc | 0.00097009 | 1.2944e-10 | 0.00097009 | 1.2944e-10 | 0.0032972 | 1.1455e-08 | 0.0093813 | 3.2517e-07
[120 empty] | 7.3.3.17.5 (Remote Grid) Updates to grid topology to minimize risk of ignition in HFTDs Remote GridWLDFRContaminationAggregated | WLDFR | HFTD - Distribution - Tier 3 - 1QU CoRE ¦ 1QU LoRE | Non-Red Flag Warning - Catastrophic Fires | Contamination | Aggregated | 2025 | 1.3343e-07 | 58.7222 | 7.8353e-06 | 2025 | Mitigation | 0.95 | 45 | 0 | esc | 0.00097009 | 1.2944e-10 | 0.00097009 | 1.2944e-10 | 0.0032972 | 1.1455e-08 | 0.0093813 | 3.2517e-07
[120 empty] | 7.3.3.17.5 (Remote Grid) Updates to grid topology to minimize risk of ignition in HFTDs Remote GridWLDFRContaminationAggregated | WLDFR | HFTD - Distribution - Tier 3 - 1QU CoRE ¦ 1QU LoRE | Non-Red Flag Warning - Catastrophic Fires | Contamination | Aggregated | 2026 | 1.3343e-07 | 58.7222 | 7.8353e-06 | 2026 | Mitigation | 0.95 | 45 | 0 | esc | 0.00097009 | 1.2944e-10 | 0.00097009 | 1.2944e-10 | 0 | 0 | 0.0093813 | 3.2517e-07
[120 empty] | 7.3.3.17.5 (Remote Grid) Updates to grid topology to minimize risk of ignition in HFTDs Remote GridWLDFRContaminationAggregated | WLDFR | HFTD - Distribution - Tier 3 - 1QU CoRE ¦ 1QU LoRE | Non-Red Flag Warning - Catastrophic Fires | Contamination | Aggregated | 2027 | 1.3343e-07 | 58.7222 | 7.8353e-06 | 2027 | Mitigation | 0.95 | 45 | 0 | esc | 0.00097009 | 1.2944e-10 | 0.00097009 | 1.2944e-10 | 0.0032972 | 5.1663e-06 | 0.0093813 | 3.2517e-07
[120 empty] | 7.3.3.17.5 (Remote Grid) Updates to grid topology to minimize risk of ignition in HFTDs Remote GridWLDFRContaminationAggregated | WLDFR | HFTD - Distribution - Tier 3 - 1QU CoRE ¦ 1QU LoRE | Non-Red Flag Warning - Catastrophic Fires | Contamination | Aggregated | 2028 | 1.3343e-07 | 58.7222 | 7.8353e-06 | 2028 | Mitigation | 0.95 | 45 | 0 | esc | 0.00097009 | 1.2944e-10 | 0.00097009 | 1.2944e-10 | 0.0032972 | 5.1663e-06 | 0.0093813 | 3.2517e-07
[120 empty] | 7.3.3.17.5 (Remote Grid) Updates to grid topology to minimize risk of ignition in HFTDs Remote GridWLDFRContaminationAggregated | WLDFR | HFTD - Distribution - Tier 3 - 1QU CoRE ¦ 1QU LoRE | Non-Red Flag Warning - Catastrophic Fires | Contamination | Aggregated | 2029 | 1.3343e-07 | 58.7222 | 7.8353e-06 | 2029 | Mitigation | 0.95 | 45 | 0 | esc | 0.00097009 | 1.2944e-10 | 0.00097009 | 1.2944e-10 | 0.0032972 | 5.1663e-06 | 0.0093813 | 3.2517e-07
[120 empty] | 7.3.3.17.5 (Remote Grid) Updates to grid topology to minimize risk of ignition in HFTDs Remote GridWLDFRContaminationAggregated | WLDFR | HFTD - Distribution - Tier 3 - 1QU CoRE ¦ 1QU LoRE | Non-Red Flag Warning - Catastrophic Fires | Contamination | Aggregated | 2030 | 1.3343e-07 | 58.7222 | 7.8353e-06 | 2030 | Mitigation | 0.95 | 45 | 0 | esc | 0.00097009 | 1.2944e-10 | 0.00097009 | 1.2944e-10 | 0.0032972 | 5.1663e-06 | 0.0093813 | 3.2517e-07
[120 empty] | 7.3.3.17.5 (Remote Grid) Updates to grid topology to minimize risk of ignition in HFTDs Remote GridWLDFRContaminationAggregated | WLDFR | HFTD - Distribution - Tier 3 - 1QU CoRE ¦ 1QU LoRE | Non-Red Flag Warning - Catastrophic Fires | Contamination | Aggregated | 2031 | 1.3343e-07 | 58.7222 | 7.8353e-06 | 2031 | Mitigation | 0.95 | 45 | 0 | esc | 0.00097009 | 1.2944e-10 | 0.00097009 | 1.2944e-10 | 0.0032972 | 5.1663e-06 | 0.0093813 | 3.2517e-07
[120 empty] | 7.3.3.17.5 (Remote Grid) Updates to grid topology to minimize risk of ignition in HFTDs Remote GridWLDFRContaminationAggregated | WLDFR | HFTD - Distribution - Tier 3 - 1QU CoRE ¦ 1QU LoRE | Non-Red Flag Warning - Catastrophic Fires | Contamination | Aggregated | 2032 | 1.3343e-07 | 58.7222 | 7.8353e-06 | 2032 | Mitigation | 0.95 | 45 | 0 | esc | 0.00097009 | 1.2944e-10 | 0.00097009 | 1.2944e-10 | 0.0032972 | 5.1663e-06 | 0.0093813 | 3.2517e-07
[120 empty] | 7.3.3.17.5 (Remote Grid) Updates to grid topology to minimize risk of ignition in HFTDs Remote GridWLDFRContaminationAggregated | WLDFR | HFTD - Distribution - Tier 3 - 1QU CoRE ¦ 1QU LoRE | Non-Red Flag Warning - Catastrophic Fires | Contamination | Aggregated | 2033 | 1.3343e-07 | 58.7222 | 7.8353e-06 | 2033 | Mitigation | 0.95 | 45 | 0 | esc | 0.00097009 | 1.2944e-10 | 0.00097009 | 1.2944e-10 | 0.0032972 | 5.1663e-06 | 0.0093813 | 3.2517e-07
[120 empty] | 7.3.3.17.5 (Remote Grid) Updates to grid topology to minimize risk of ignition in HFTDs Remote GridWLDFRContaminationAggregated | WLDFR | HFTD - Distribution - Tier 3 - 1QU CoRE ¦ 1QU LoRE | Non-Red Flag Warning - Catastrophic Fires | Contamination | Aggregated | 2034 | 1.3343e-07 | 58.7222 | 7.8353e-06 | 2034 | Mitigation | 0.95 | 45 | 0 | esc | 0.00097009 | 1.2944e-10 | 0.00097009 | 1.2944e-10 | 0.0032972 | 5.1663e-06 | 0.0093813 | 3.2517e-07
[120 empty] | 7.3.3.17.5 (Remote Grid) Updates to grid topology to minimize risk of ignition in HFTDs Remote GridWLDFRContaminationAggregated | WLDFR | HFTD - Distribution - Tier 3 - 1QU CoRE ¦ 1QU LoRE | Non-Red Flag Warning - Catastrophic Fires | Contamination | Aggregated | 2035 | 1.3343e-07 | 58.7222 | 7.8353e-06 | 2035 | Mitigation | 0.95 | 45 | 0 | esc | 0.00097009 | 1.2944e-10 | 0.00097009 | 1.2944e-10 | 0.0032972 | 5.1663e-06 | 0.0093813 | 3.2517e-07
[120 empty] | 7.3.3.17.5 (Remote Grid) Updates to grid topology to minimize risk of ignition in HFTDs Remote GridWLDFRContaminationAggregated | WLDFR | HFTD - Distribution - Tier 3 - 1QU CoRE ¦ 1QU LoRE | Non-Red Flag Warning - Catastrophic Fires | Contamination | Aggregated | 2036 | 1.3343e-07 | 58.7222 | 7.8353e-06 | 2036 | Mitigation | 0.95 | 45 | 0 | esc | 0.00097009 | 1.2944e-10 | 0.00097009 | 1.2944e-10 | 0.0032972 | 5.1663e-06 | 0.0093813 | 3.2517e-07
[120 empty] | 7.3.3.17.5 (Remote Grid) Updates to grid topology to minimize risk of ignition in HFTDs Remote GridWLDFRContaminationAggregated | WLDFR | HFTD - Distribution - Tier 3 - 1QU CoRE ¦ 1QU LoRE | Non-Red Flag Warning - Catastrophic Fires | Contamination | Aggregated | 2037 | 1.3343e-07 | 58.7222 | 7.8353e-06 | 2037 | Mitigation | 0.95 | 45 | 0 | esc | 0.00097009 | 1.2944e-10 | 0.00097009 | 1.2944e-10 | 0.0032972 | 5.1663e-06 | 0.0093813 | 3.2517e-07
[120 empty] | 7.3.3.17.5 (Remote Grid) Updates to grid topology to minimize risk of ignition in HFTDs Remote GridWLDFRContaminationAggregated | WLDFR | HFTD - Distribution - Tier 3 - 1QU CoRE ¦ 1QU LoRE | Non-Red Flag Warning - Catastrophic Fires | Contamination | Aggregated | 2038 | 1.3343e-07 | 58.7222 | 7.8353e-06 | 2038 | Mitigation | 0.95 | 45 | 0 | esc | 0.00097009 | 1.2944e-10 | 0.00097009 | 1.2944e-10 | 0.0032972 | 5.1663e-06 | 0 | 0
[120 empty] | 7.3.3.17.5 (Remote Grid) Updates to grid topology to minimize risk of ignition in HFTDs Remote GridWLDFRContaminationAggregated | WLDFR | HFTD - Distribution - Tier 3 - 1QU CoRE ¦ 1QU LoRE | Non-Red Flag Warning - Catastrophic Fires | Contamination | Aggregated | 2039 | 1.3343e-07 | 58.7222 | 7.8353e-06 | 2039 | Mitigation | 0.95 | 45 | 0 | esc | 0.00097009 | 1.2944e-10 | 0.00097009 | 1.2944e-10 | 0.0032972 | 5.1663e-06 | 0 | 0
[120 empty] | 7.3.3.17.5 (Remote Grid) Updates to grid topology to minimize risk of ignition in HFTDs Remote GridWLDFRContaminationAggregated | WLDFR | HFTD - Distribution - Tier 3 - 1QU CoRE ¦ 1QU LoRE | Non-Red Flag Warning - Catastrophic Fires | Contamination | Aggregated | 2040 | 1.3343e-07 | 58.7222 | 7.8353e-06 | 2040 | Mitigation | 0.95 | 45 | 0 | esc | 0.00097009 | 1.2944e-10 | 0.00097009 | 1.2944e-10 | 0.0032972 | 5.1663e-06 | 0.014004 | 3.8239e-08
[120 empty] | 7.3.3.17.5 (Remote Grid) Updates to grid topology to minimize risk of ignition in HFTDs Remote GridWLDFRContaminationAggregated | WLDFR | HFTD - Distribution - Tier 3 - 1QU CoRE ¦ 1QU LoRE | Non-Red Flag Warning - Catastrophic Fires | Contamination | Aggregated | 2041 | 1.3343e-07 | 58.7222 | 7.8353e-06 | 2041 | Mitigation | 0.95 | 45 | 0 | esc | 0.00097009 | 1.2944e-10 | 0.00097009 | 1.2944e-10 | 0.0032972 | 5.1663e-06 | 0.014004 | 3.8239e-08
[120 empty] | 7.3.3.17.5 (Remote Grid) Updates to grid topology to minimize risk of ignition in HFTDs Remote GridWLDFRContaminationAggregated | WLDFR | HFTD - Distribution - Tier 3 - 1QU CoRE ¦ 1QU LoRE | Non-Red Flag Warning - Catastrophic Fires | Contamination | Aggregated | 2042 | 1.3343e-07 | 58.7222 | 7.8353e-06 | 2042 | Mitigation | 0.95 | 45 | 0 | esc | 0.00097009 | 1.2944e-10 | 0.00097009 | 1.2944e-10 | 0.0032972 | 5.1663e-06 | 0.014004 | 3.8239e-08
[120 empty] | 7.3.3.17.5 (Remote Grid) Updates to grid topology to minimize risk of ignition in HFTDs Remote GridWLDFRContaminationAggregated | WLDFR | HFTD - Distribution - Tier 3 - 1QU CoRE ¦ 1QU LoRE | Non-Red Flag Warning - Catastrophic Fires | Contamination | Aggregated | 2043 | 1.3343e-07 | 58.7222 | 7.8353e-06 | 2043 | Mitigation | 0.95 | 45 | 0 | esc | 0.00097009 | 1.2944e-10 | 0.00097009 | 1.2944e-10 | 0.0032972 | 5.1663e-06 | 0.014004 | 3.8239e-08
[120 empty] | 7.3.3.17.5 (Remote Grid) Updates to grid topology to minimize risk of ignition in HFTDs Remote GridWLDFRContaminationAggregated | WLDFR | HFTD - Distribution - Tier 3 - 1QU CoRE ¦ 1QU LoRE | Non-Red Flag Warning - Catastrophic Fires | Contamination | Aggregated | 2044 | 1.3343e-07 | 58.7222 | 7.8353e-06 | 2044 | Mitigation | 0.95 | 45 | 0 | esc | 0.00097009 | 1.2944e-10 | 0.00097009 | 1.2944e-10 | 0.0032972 | 5.1663e-06 | 0.014004 | 3.8239e-08
[120 empty] | 7.3.3.17.5 (Remote Grid) Updates to grid topology to minimize risk of ignition in HFTDs Remote GridWLDFRContaminationAggregated | WLDFR | HFTD - Distribution - Tier 3 - 1QU CoRE ¦ 1QU LoRE | Non-Red Flag Warning - Catastrophic Fires | Contamination | Aggregated | 2045 | 1.3343e-07 | 58.7222 | 7.8353e-06 | 2045 | Mitigation | 0.95 | 45 | 0 | esc | 0.00097009 | 1.2944e-10 | 0.00097009 | 1.2944e-10 | 0.0032972 | 5.1663e-06 | 0.014004 | 3.8239e-08
[120 empty] | 7.3.3.17.5 (Remote Grid) Updates to grid topology to minimize risk of ignition in HFTDs Remote GridWLDFRContaminationAggregated | WLDFR | HFTD - Distribution - Tier 3 - 1QU CoRE ¦ 1QU LoRE | Non-Red Flag Warning - Catastrophic Fires | Contamination | Aggregated | 2046 | 1.3343e-07 | 58.7222 | 7.8353e-06 | 2046 | Mitigation | 0.95 | 45 | 0 | esc | 0.00097009 | 1.2944e-10 | 0.00097009 | 1.2944e-10 | 0.0032972 | 5.1663e-06 | 0.014004 | 3.8239e-08
[120 empty] | 7.3.3.17.5 (Remote Grid) Updates to grid topology to minimize risk of ignition in HFTDs Remote GridWLDFRContaminationAggregated | WLDFR | HFTD - Distribution - Tier 3 - 1QU CoRE ¦ 1QU LoRE | Non-Red Flag Warning - Catastrophic Fires | Contamination | Aggregated | 2047 | 1.3343e-07 | 58.7222 | 7.8353e-06 | 2047 | Mitigation | 0.95 | 45 | 0 | esc | 0.00097009 | 1.2944e-10 | 0.00097009 | 1.2944e-10 | 0.0032972 | 5.1663e-06 | 0.014004 | 3.8239e-08
[120 empty] | 7.3.3.17.5 (Remote Grid) Updates to grid topology to minimize risk of ignition in HFTDs Remote GridWLDFRContaminationAggregated | WLDFR | HFTD - Distribution - Tier 3 - 1QU CoRE ¦ 1QU LoRE | Non-Red Flag Warning - Catastrophic Fires | Contamination | Aggregated | 2048 | 1.3343e-07 | 58.7222 | 7.8353e-06 | 2048 | Mitigation | 0.95 | 45 | 0 | esc | 0.00097009 | 1.2944e-10 | 0.00097009 | 1.2944e-10 | 0.0032972 | 5.1663e-06 | 0.014004 | 3.8239e-08
[120 empty] | 7.3.3.17.5 (Remote Grid) Updates to grid topology to minimize risk of ignition in HFTDs Remote GridWLDFRContaminationAggregated | WLDFR | HFTD - Distribution - Tier 3 - 1QU CoRE ¦ 1QU LoRE | Non-Red Flag Warning - Catastrophic Fires | Contamination | Aggregated | 2049 | 1.3343e-07 | 58.7222 | 7.8353e-06 | 2049 | Mitigation | 0.95 | 45 | 0 | esc | 0.00097009 | 1.2944e-10 | 0.00097009 | 1.2944e-10 | 0.0032972 | 5.1663e-06 | 0.014004 | 3.8239e-08
[120 empty] | 7.3.3.17.5 (Remote Grid) Updates to grid topology to minimize risk of ignition in HFTDs Remote GridWLDFRContaminationAggregated | WLDFR | HFTD - Distribution - Tier 3 - 1QU CoRE ¦ 1QU LoRE | Non-Red Flag Warning - Catastrophic Fires | Contamination | Aggregated | 2050 | 1.3343e-07 | 58.7222 | 7.8353e-06 | 2050 | Mitigation | 0.95 | 45 | 0 | esc | 0.00097009 | 1.2944e-10 | 0.00097009 | 1.2944e-10 | 0.0032972 | 5.1663e-06 | 0.014004 | 3.8239e-08
[120 empty] | 7.3.3.17.5 (Remote Grid) Updates to grid topology to minimize risk of ignition in HFTDs Remote GridWLDFRContaminationAggregated | WLDFR | HFTD - Distribution - Tier 3 - 1QU CoRE ¦ 1QU LoRE | Non-Red Flag Warning - Catastrophic Fires | Contamination | Aggregated | 2051 | 1.3343e-07 | 58.7222 | 7.8353e-06 | 2051 | Mitigation | 0.95 | 45 | 0 | esc | 0.00097009 | 1.2944e-10 | 0.00097009 | 1.2944e-10 | 0.0032972 | 5.1663e-06 | 0.014004 | 3.8239e-08
[120 empty] | 7.3.3.17.5 (Remote Grid) Updates to grid topology to minimize risk of ignition in HFTDs Remote GridWLDFRContaminationAggregated | WLDFR | HFTD - Distribution - Tier 3 - 1QU CoRE ¦ 1QU LoRE | Non-Red Flag Warning - Catastrophic Fires | Contamination | Aggregated | 2052 | 1.3343e-07 | 58.7222 | 7.8353e-06 | 2052 | Mitigation | 0.95 | 45 | 0 | esc | 0.00097009 | 1.2944e-10 | 0.00097009 | 1.2944e-10 | 0.0032972 | 5.1663e-06 | 0.014004 | 3.8239e-08
[120 empty] | 7.3.3.17.5 (Remote Grid) Updates to grid topology to minimize risk of ignition in HFTDs Remote GridWLDFRContaminationAggregated | WLDFR | HFTD - Distribution - Tier 3 - 1QU CoRE ¦ 1QU LoRE | Non-Red Flag Warning - Catastrophic Fires | Contamination | Aggregated | 2053 | 1.3343e-07 | 58.7222 | 7.8353e-06 | 2053 | Mitigation | 0.95 | 45 | 0 | esc | 0.00097009 | 1.2944e-10 | 0.00097009 | 1.2944e-10 | 0.0032972 | 5.1663e-06 | 0.014004 | 3.8239e-08
[120 empty] | 7.3.3.17.5 (Remote Grid) Updates to grid topology to minimize risk of ignition in HFTDs Remote GridWLDFRContaminationAggregated | WLDFR | HFTD - Distribution - Tier 3 - 1QU CoRE ¦ 1QU LoRE | Non-Red Flag Warning - Catastrophic Fires | Contamination | Aggregated | 2054 | 1.3343e-07 | 58.7222 | 7.8353e-06 | 2054 | Mitigation | 0.95 | 45 | 0 | esc | 0.00097009 | 1.2944e-10 | 0.00097009 | 1.2944e-10 | 0.0032972 | 5.1663e-06 | 0.014004 | 3.8239e-08
[120 empty] | 7.3.3.17.5 (Remote Grid) Updates to grid topology to minimize risk of ignition in HFTDs Remote GridWLDFRContaminationAggregated | WLDFR | HFTD - Distribution - Tier 3 - 1QU CoRE ¦ 1QU LoRE | Non-Red Flag Warning - Catastrophic Fires | Contamination | Aggregated | 2055 | 1.3343e-07 | 58.7222 | 7.8353e-06 | 2055 | Mitigation | 0.95 | 45 | 0 | esc | 0.00097009 | 1.2944e-10 | 0.00097009 | 1.2944e-10 | 0.0032972 | 5.1663e-06 | 0.014004 | 3.8239e-08
[120 empty] | 7.3.3.17.5 (Remote Grid) Updates to grid topology to minimize risk of ignition in HFTDs Remote GridWLDFRContaminationAggregated | WLDFR | HFTD - Distribution - Tier 3 - 1QU CoRE ¦ 1QU LoRE | Non-Red Flag Warning - Catastrophic Fires | Contamination | Aggregated | 2056 | 1.3343e-07 | 58.7222 | 7.8353e-06 | 2056 | Mitigation | 0.95 | 45 | 0 | esc | 0.00097009 | 1.2944e-10 | 0.00097009 | 1.2944e-10 | 0.0032972 | 5.1663e-06 | 0.014004 | 3.8239e-08
[120 empty] | 7.3.3.17.5 (Remote Grid) Updates to grid topology to minimize risk of ignition in HFTDs Remote GridWLDFRContaminationAggregated | WLDFR | HFTD - Distribution - Tier 3 - 1QU CoRE ¦ 1QU LoRE | Non-Red Flag Warning - Catastrophic Fires | Contamination | Aggregated | 2057 | 1.3343e-07 | 58.7222 | 7.8353e-06 | 2057 | Mitigation | 0.95 | 45 | 0 | esc | 0.00097009 | 1.2944e-10 | 0.00097009 | 1.2944e-10 | 0.0032972 | 5.1663e-06 | 0.014004 | 3.8239e-08
[120 empty] | 7.3.3.17.5 (Remote Grid) Updates to grid topology to minimize risk of ignition in HFTDs Remote GridWLDFRContaminationAggregated | WLDFR | HFTD - Distribution - Tier 3 - 1QU CoRE ¦ 1QU LoRE | Non-Red Flag Warning - Catastrophic Fires | Contamination | Aggregated | 2058 | 1.3343e-07 | 58.7222 | 7.8353e-06 | 2058 | Mitigation | 0.95 | 45 | 0 | esc | 0.00097009 | 1.2944e-10 | 0.00097009 | 1.2944e-10 | 0.0032972 | 5.1663e-06 | 0.014004 | 3.8239e-08
[120 empty] | 7.3.3.17.5 (Remote Grid) Updates to grid topology to minimize risk of ignition in HFTDs Remote GridWLDFRContaminationAggregated | WLDFR | HFTD - Distribution - Tier 3 - 1QU CoRE ¦ 1QU LoRE | Non-Red Flag Warning - Catastrophic Fires | Contamination | Aggregated | 2059 | 1.3343e-07 | 58.7222 | 7.8353e-06 | 2059 | Mitigation | 0.95 | 45 | 0 | esc | 0.00097009 | 1.2944e-10 | 0.00097009 | 1.2944e-10 | 0.0032972 | 5.1663e-06 | 0.014004 | 3.8239e-08
[120 empty] | 7.3.3.17.5 (Remote Grid) Updates to grid topology to minimize risk of ignition in HFTDs Remote GridWLDFRContaminationAggregated | WLDFR | HFTD - Distribution - Tier 3 - 1QU CoRE ¦ 1QU LoRE | Non-Red Flag Warning - Catastrophic Fires | Contamination | Aggregated | 2060 | 1.3343e-07 | 58.7222 | 7.8353e-06 | 2060 | Mitigation | 0.95 | 45 | 0 | esc | 0.00097009 | 1.2944e-10 | 0.00097009 | 1.2944e-10 | 0.0032972 | 5.1663e-06 | 0.014004 | 3.8239e-08
[120 empty] | 7.3.3.17.5 (Remote Grid) Updates to grid topology to minimize risk of ignition in HFTDs Remote GridWLDFRContaminationAggregated | WLDFR | HFTD - Distribution - Tier 3 - 1QU CoRE ¦ 1QU LoRE | Non-Red Flag Warning - Catastrophic Fires | Contamination | Aggregated | 2061 | 1.3343e-07 | 58.7222 | 7.8353e-06 | 2061 | Mitigation | 0.95 | 45 | 0 | esc | 0.00097009 | 1.2944e-10 | 0.00097009 | 1.2944e-10 | 0.0032972 | 5.1663e-06 | 0.014004 | 3.8239e-08
[120 empty] | 7.3.3.17.5 (Remote Grid) Updates to grid topology to minimize risk of ignition in HFTDs Remote GridWLDFRContaminationAggregated | WLDFR | HFTD - Distribution - Tier 3 - 1QU CoRE ¦ 1QU LoRE | Non-Red Flag Warning - Catastrophic Fires | Contamination | Aggregated | 2062 | 1.3343e-07 | 58.7222 | 7.8353e-06 | 2062 | Mitigation | 0.95 | 45 | 0 | esc | 0.00097009 | 1.2944e-10 | 0.00097009 | 1.2944e-10 | 0.0032972 | 5.1663e-06 | 0.014004 | 3.8239e-08
[120 empty] | 7.3.3.17.5 (Remote Grid) Updates to grid topology to minimize risk of ignition in HFTDs Remote GridWLDFRContaminationAggregated | WLDFR | HFTD - Distribution - Tier 3 - 1QU CoRE ¦ 1QU LoRE | Non-Red Flag Warning - Catastrophic Fires | Contamination | Aggregated | 2063 | 1.3343e-07 | 58.7222 | 7.8353e-06 | 2063 | Mitigation | 0.95 | 45 | 0 | esc | 0.00097009 | 1.2944e-10 | 0.00097009 | 1.2944e-10 | 0.0032972 | 5.1663e-06 | 0.014004 | 3.8239e-08
[120 empty] | 7.3.3.17.5 (Remote Grid) Updates to grid topology to minimize risk of ignition in HFTDs Remote GridWLDFRContaminationAggregated | WLDFR | HFTD - Distribution - Tier 3 - 1QU CoRE ¦ 1QU LoRE | Non-Red Flag Warning - Catastrophic Fires | Contamination | Aggregated | 2064 | 1.3343e-07 | 58.7222 | 7.8353e-06 | 2064 | Mitigation | 0.95 | 45 | 0 | esc | 0.00097009 | 1.2944e-10 | 0.00097009 | 1.2944e-10 | 0.0032972 | 5.1663e-06 | 0.014004 | 3.8239e-08
[120 empty] | 7.3.3.17.5 (Remote Grid) Updates to grid topology to minimize risk of ignition in HFTDs Remote GridWLDFRContaminationAggregated | WLDFR | HFTD - Distribution - Tier 3 - 1QU CoRE ¦ 1QU LoRE | Non-Red Flag Warning - Catastrophic Fires | Contamination | Aggregated | 2065 | 1.3343e-07 | 58.7222 | 7.8353e-06 | 2065 | Mitigation | 0.95 | 45 | 0 | esc | 0.00097009 | 1.2944e-10 | 0.00097009 | 1.2944e-10 | 0.0032972 | 5.1663e-06 | 0.014004 | 3.8239e-08
[120 empty] | 7.3.3.17.5 (Remote Grid) Updates to grid topology to minimize risk of ignition in HFTDs Remote GridWLDFRContaminationAggregated | WLDFR | HFTD - Distribution - Tier 3 - 1QU CoRE ¦ 1QU LoRE | Non-Red Flag Warning - Catastrophic Fires | Contamination | Aggregated | 2066 | 1.3343e-07 | 58.7222 | 7.8353e-06 | 2066 | Mitigation | 0.95 | 45 | 0 | esc | 0.00097009 | 1.2944e-10 | 0.00097009 | 1.2944e-10 | 0.0032972 | 5.1663e-06 | 0.014004 | 3.8239e-08
[120 empty] | 7.3.3.17.5 (Remote Grid) Updates to grid topology to minimize risk of ignition in HFTDs Remote GridWLDFRContaminationAggregated | WLDFR | HFTD - Distribution - Tier 3 - 1QU CoRE ¦ 1QU LoRE | Non-Red Flag Warning - Catastrophic Fires | Contamination | Aggregated | 2067 | 1.3343e-07 | 58.7222 | 7.8353e-06 | 2067 | Mitigation | 0.95 | 45 | 0 | esc | 0 | 0 | 0.00097009 | 1.2944e-10 | 0.0032972 | 5.1663e-06 | 0.014004 | 3.8239e-08
[120 empty] | 7.3.3.17.5 (Remote Grid) Updates to grid topology to minimize risk of ignition in HFTDs Remote GridWLDFREquipment / facility failureAggregated | WLDFR | HFTD - Distribution - Tier 3 - 1QU CoRE ¦ 1QU LoRE | Non-Red Flag Warning - Catastrophic Fires | Equipment / facility failure | Aggregated | 2022 | 3.3672e-07 | 58.7222 | 1.9773e-05 | 2022 | Mitigation | 0.95 | 45 | 0 | esc | 0.00097009 | 3.2665e-10 | 0 | 0 | 0.0032972 | 5.1663e-06 | 0.014004 | 3.8239e-08
[120 empty] | 7.3.3.17.5 (Remote Grid) Updates to grid topology to minimize risk of ignition in HFTDs Remote GridWLDFREquipment / facility failureAggregated | WLDFR | HFTD - Distribution - Tier 3 - 1QU CoRE ¦ 1QU LoRE | Non-Red Flag Warning - Catastrophic Fires | Equipment / facility failure | Aggregated | 2023 | 3.3672e-07 | 58.7222 | 1.9773e-05 | 2023 | Mitigation | 0.95 | 45 | 0 | esc | 0.00097009 | 3.2665e-10 | 0.00097009 | 3.2665e-10 | 0.0032972 | 5.1663e-06 | 0.014004 | 3.8239e-08
[120 empty] | 7.3.3.17.5 (Remote Grid) Updates to grid topology to minimize risk of ignition in HFTDs Remote GridWLDFREquipment / facility failureAggregated | WLDFR | HFTD - Distribution - Tier 3 - 1QU CoRE ¦ 1QU LoRE | Non-Red Flag Warning - Catastrophic Fires | Equipment / facility failure | Aggregated | 2024 | 3.3672e-07 | 58.7222 | 1.9773e-05 | 2024 | Mitigation | 0.95 | 45 | 0 | esc | 0.00097009 | 3.2665e-10 | 0.00097009 | 3.2665e-10 | 0.0032972 | 5.1663e-06 | 0 | 0
[120 empty] | 7.3.3.17.5 (Remote Grid) Updates to grid topology to minimize risk of ignition in HFTDs Remote GridWLDFREquipment / facility failureAggregated | WLDFR | HFTD - Distribution - Tier 3 - 1QU CoRE ¦ 1QU LoRE | Non-Red Flag Warning - Catastrophic Fires | Equipment / facility failure | Aggregated | 2025 | 3.3672e-07 | 58.7222 | 1.9773e-05 | 2025 | Mitigation | 0.95 | 45 | 0 | esc | 0.00097009 | 3.2665e-10 | 0.00097009 | 3.2665e-10 | 0.0032972 | 5.1663e-06 | 0 | 0
[120 empty] | 7.3.3.17.5 (Remote Grid) Updates to grid topology to minimize risk of ignition in HFTDs Remote GridWLDFREquipment / facility failureAggregated | WLDFR | HFTD - Distribution - Tier 3 - 1QU CoRE ¦ 1QU LoRE | Non-Red Flag Warning - Catastrophic Fires | Equipment / facility failure | Aggregated | 2026 | 3.3672e-07 | 58.7222 | 1.9773e-05 | 2026 | Mitigation | 0.95 | 45 | 0 | esc | 0.00097009 | 3.2665e-10 | 0.00097009 | 3.2665e-10 | 0.0032972 | 5.1663e-06 | 0.012777 | 3.3127e-08
[120 empty] | 7.3.3.17.5 (Remote Grid) Updates to grid topology to minimize risk of ignition in HFTDs Remote GridWLDFREquipment / facility failureAggregated | WLDFR | HFTD - Distribution - Tier 3 - 1QU CoRE ¦ 1QU LoRE | Non-Red Flag Warning - Catastrophic Fires | Equipment / facility failure | Aggregated | 2027 | 3.3672e-07 | 58.7222 | 1.9773e-05 | 2027 | Mitigation | 0.95 | 45 | 0 | esc | 0.00097009 | 3.2665e-10 | 0.00097009 | 3.2665e-10 | 0.0032972 | 5.1663e-06 | 0.012777 | 3.3127e-08
[120 empty] | 7.3.3.17.5 (Remote Grid) Updates to grid topology to minimize risk of ignition in HFTDs Remote GridWLDFREquipment / facility failureAggregated | WLDFR | HFTD - Distribution - Tier 3 - 1QU CoRE ¦ 1QU LoRE | Non-Red Flag Warning - Catastrophic Fires | Equipment / facility failure | Aggregated | 2028 | 3.3672e-07 | 58.7222 | 1.9773e-05 | 2028 | Mitigation | 0.95 | 45 | 0 | esc | 0.00097009 | 3.2665e-10 | 0.00097009 | 3.2665e-10 | 0.0032972 | 5.1663e-06 | 0.012777 | 3.3127e-08
[120 empty] | 7.3.3.17.5 (Remote Grid) Updates to grid topology to minimize risk of ignition in HFTDs Remote GridWLDFREquipment / facility failureAggregated | WLDFR | HFTD - Distribution - Tier 3 - 1QU CoRE ¦ 1QU LoRE | Non-Red Flag Warning - Catastrophic Fires | Equipment / facility failure | Aggregated | 2029 | 3.3672e-07 | 58.7222 | 1.9773e-05 | 2029 | Mitigation | 0.95 | 45 | 0 | esc | 0.00097009 | 3.2665e-10 | 0.00097009 | 3.2665e-10 | 0.0032972 | 5.1663e-06 | 0.012777 | 3.3127e-08
[120 empty] | 7.3.3.17.5 (Remote Grid) Updates to grid topology to minimize risk of ignition in HFTDs Remote GridWLDFREquipment / facility failureAggregated | WLDFR | HFTD - Distribution - Tier 3 - 1QU CoRE ¦ 1QU LoRE | Non-Red Flag Warning - Catastrophic Fires | Equipment / facility failure | Aggregated | 2030 | 3.3672e-07 | 58.7222 | 1.9773e-05 | 2030 | Mitigation | 0.95 | 45 | 0 | esc | 0.00097009 | 3.2665e-10 | 0.00097009 | 3.2665e-10 | 0 | 0 | 0.012777 | 3.3127e-08
[120 empty] | 7.3.3.17.5 (Remote Grid) Updates to grid topology to minimize risk of ignition in HFTDs Remote GridWLDFREquipment / facility failureAggregated | WLDFR | HFTD - Distribution - Tier 3 - 1QU CoRE ¦ 1QU LoRE | Non-Red Flag Warning - Catastrophic Fires | Equipment / facility failure | Aggregated | 2031 | 3.3672e-07 | 58.7222 | 1.9773e-05 | 2031 | Mitigation | 0.95 | 45 | 0 | esc | 0.00097009 | 3.2665e-10 | 0.00097009 | 3.2665e-10 | 0.0032972 | 1.0327e-07 | 0.012777 | 3.3127e-08
[120 empty] | 7.3.3.17.5 (Remote Grid) Updates to grid topology to minimize risk of ignition in HFTDs Remote GridWLDFREquipment / facility failureAggregated | WLDFR | HFTD - Distribution - Tier 3 - 1QU CoRE ¦ 1QU LoRE | Non-Red Flag Warning - Catastrophic Fires | Equipment / facility failure | Aggregated | 2032 | 3.3672e-07 | 58.7222 | 1.9773e-05 | 2032 | Mitigation | 0.95 | 45 | 0 | esc | 0.00097009 | 3.2665e-10 | 0.00097009 | 3.2665e-10 | 0.0032972 | 1.0327e-07 | 0.012777 | 3.3127e-08
[120 empty] | 7.3.3.17.5 (Remote Grid) Updates to grid topology to minimize risk of ignition in HFTDs Remote GridWLDFREquipment / facility failureAggregated | WLDFR | HFTD - Distribution - Tier 3 - 1QU CoRE ¦ 1QU LoRE | Non-Red Flag Warning - Catastrophic Fires | Equipment / facility failure | Aggregated | 2033 | 3.3672e-07 | 58.7222 | 1.9773e-05 | 2033 | Mitigation | 0.95 | 45 | 0 | esc | 0.00097009 | 3.2665e-10 | 0.00097009 | 3.2665e-10 | 0.0032972 | 1.0327e-07 | 0.012777 | 3.3127e-08
[120 empty] | 7.3.3.17.5 (Remote Grid) Updates to grid topology to minimize risk of ignition in HFTDs Remote GridWLDFREquipment / facility failureAggregated | WLDFR | HFTD - Distribution - Tier 3 - 1QU CoRE ¦ 1QU LoRE | Non-Red Flag Warning - Catastrophic Fires | Equipment / facility failure | Aggregated | 2034 | 3.3672e-07 | 58.7222 | 1.9773e-05 | 2034 | Mitigation | 0.95 | 45 | 0 | esc | 0.00097009 | 3.2665e-10 | 0.00097009 | 3.2665e-10 | 0.0032972 | 1.0327e-07 | 0.012777 | 3.3127e-08
[120 empty] | 7.3.3.17.5 (Remote Grid) Updates to grid topology to minimize risk of ignition in HFTDs Remote GridWLDFREquipment / facility failureAggregated | WLDFR | HFTD - Distribution - Tier 3 - 1QU CoRE ¦ 1QU LoRE | Non-Red Flag Warning - Catastrophic Fires | Equipment / facility failure | Aggregated | 2035 | 3.3672e-07 | 58.7222 | 1.9773e-05 | 2035 | Mitigation | 0.95 | 45 | 0 | esc | 0.00097009 | 3.2665e-10 | 0.00097009 | 3.2665e-10 | 0.0032972 | 1.0327e-07 | 0.012777 | 3.3127e-08
[120 empty] | 7.3.3.17.5 (Remote Grid) Updates to grid topology to minimize risk of ignition in HFTDs Remote GridWLDFREquipment / facility failureAggregated | WLDFR | HFTD - Distribution - Tier 3 - 1QU CoRE ¦ 1QU LoRE | Non-Red Flag Warning - Catastrophic Fires | Equipment / facility failure | Aggregated | 2036 | 3.3672e-07 | 58.7222 | 1.9773e-05 | 2036 | Mitigation | 0.95 | 45 | 0 | esc | 0.00097009 | 3.2665e-10 | 0.00097009 | 3.2665e-10 | 0.0032972 | 1.0327e-07 | 0.012777 | 3.3127e-08
[120 empty] | 7.3.3.17.5 (Remote Grid) Updates to grid topology to minimize risk of ignition in HFTDs Remote GridWLDFREquipment / facility failureAggregated | WLDFR | HFTD - Distribution - Tier 3 - 1QU CoRE ¦ 1QU LoRE | Non-Red Flag Warning - Catastrophic Fires | Equipment / facility failure | Aggregated | 2037 | 3.3672e-07 | 58.7222 | 1.9773e-05 | 2037 | Mitigation | 0.95 | 45 | 0 | esc | 0.00097009 | 3.2665e-10 | 0.00097009 | 3.2665e-10 | 0.0032972 | 1.0327e-07 | 0.012777 | 3.3127e-08
[120 empty] | 7.3.3.17.5 (Remote Grid) Updates to grid topology to minimize risk of ignition in HFTDs Remote GridWLDFREquipment / facility failureAggregated | WLDFR | HFTD - Distribution - Tier 3 - 1QU CoRE ¦ 1QU LoRE | Non-Red Flag Warning - Catastrophic Fires | Equipment / facility failure | Aggregated | 2038 | 3.3672e-07 | 58.7222 | 1.9773e-05 | 2038 | Mitigation | 0.95 | 45 | 0 | esc | 0.00097009 | 3.2665e-10 | 0.00097009 | 3.2665e-10 | 0.0032972 | 1.0327e-07 | 0.012777 | 3.3127e-08
[120 empty] | 7.3.3.17.5 (Remote Grid) Updates to grid topology to minimize risk of ignition in HFTDs Remote GridWLDFREquipment / facility failureAggregated | WLDFR | HFTD - Distribution - Tier 3 - 1QU CoRE ¦ 1QU LoRE | Non-Red Flag Warning - Catastrophic Fires | Equipment / facility failure | Aggregated | 2039 | 3.3672e-07 | 58.7222 | 1.9773e-05 | 2039 | Mitigation | 0.95 | 45 | 0 | esc | 0.00097009 | 3.2665e-10 | 0.00097009 | 3.2665e-10 | 0.0032972 | 1.0327e-07 | 0.012777 | 3.3127e-08
[120 empty] | 7.3.3.17.5 (Remote Grid) Updates to grid topology to minimize risk of ignition in HFTDs Remote GridWLDFREquipment / facility failureAggregated | WLDFR | HFTD - Distribution - Tier 3 - 1QU CoRE ¦ 1QU LoRE | Non-Red Flag Warning - Catastrophic Fires | Equipment / facility failure | Aggregated | 2040 | 3.3672e-07 | 58.7222 | 1.9773e-05 | 2040 | Mitigation | 0.95 | 45 | 0 | esc | 0.00097009 | 3.2665e-10 | 0.00097009 | 3.2665e-10 | 0.0032972 | 1.0327e-07 | 0.012777 | 3.3127e-08
[120 empty] | 7.3.3.17.5 (Remote Grid) Updates to grid topology to minimize risk of ignition in HFTDs Remote GridWLDFREquipment / facility failureAggregated | WLDFR | HFTD - Distribution - Tier 3 - 1QU CoRE ¦ 1QU LoRE | Non-Red Flag Warning - Catastrophic Fires | Equipment / facility failure | Aggregated | 2041 | 3.3672e-07 | 58.7222 | 1.9773e-05 | 2041 | Mitigation | 0.95 | 45 | 0 | esc | 0.00097009 | 3.2665e-10 | 0.00097009 | 3.2665e-10 | 0.0032972 | 1.0327e-07 | 0.012777 | 3.3127e-08
[120 empty] | 7.3.3.17.5 (Remote Grid) Updates to grid topology to minimize risk of ignition in HFTDs Remote GridWLDFREquipment / facility failureAggregated | WLDFR | HFTD - Distribution - Tier 3 - 1QU CoRE ¦ 1QU LoRE | Non-Red Flag Warning - Catastrophic Fires | Equipment / facility failure | Aggregated | 2042 | 3.3672e-07 | 58.7222 | 1.9773e-05 | 2042 | Mitigation | 0.95 | 45 | 0 | esc | 0.00097009 | 3.2665e-10 | 0.00097009 | 3.2665e-10 | 0.0032972 | 1.0327e-07 | 0.012777 | 3.3127e-08
[120 empty] | 7.3.3.17.5 (Remote Grid) Updates to grid topology to minimize risk of ignition in HFTDs Remote GridWLDFREquipment / facility failureAggregated | WLDFR | HFTD - Distribution - Tier 3 - 1QU CoRE ¦ 1QU LoRE | Non-Red Flag Warning - Catastrophic Fires | Equipment / facility failure | Aggregated | 2043 | 3.3672e-07 | 58.7222 | 1.9773e-05 | 2043 | Mitigation | 0.95 | 45 | 0 | esc | 0.00097009 | 3.2665e-10 | 0.00097009 | 3.2665e-10 | 0.0032972 | 1.0327e-07 | 0.012777 | 3.3127e-08
[120 empty] | 7.3.3.17.5 (Remote Grid) Updates to grid topology to minimize risk of ignition in HFTDs Remote GridWLDFREquipment / facility failureAggregated | WLDFR | HFTD - Distribution - Tier 3 - 1QU CoRE ¦ 1QU LoRE | Non-Red Flag Warning - Catastrophic Fires | Equipment / facility failure | Aggregated | 2044 | 3.3672e-07 | 58.7222 | 1.9773e-05 | 2044 | Mitigation | 0.95 | 45 | 0 | esc | 0.00097009 | 3.2665e-10 | 0.00097009 | 3.2665e-10 | 0.0032972 | 1.0327e-07 | 0.012777 | 3.3127e-08
[120 empty] | 7.3.3.17.5 (Remote Grid) Updates to grid topology to minimize risk of ignition in HFTDs Remote GridWLDFREquipment / facility failureAggregated | WLDFR | HFTD - Distribution - Tier 3 - 1QU CoRE ¦ 1QU LoRE | Non-Red Flag Warning - Catastrophic Fires | Equipment / facility failure | Aggregated | 2045 | 3.3672e-07 | 58.7222 | 1.9773e-05 | 2045 | Mitigation | 0.95 | 45 | 0 | esc | 0.00097009 | 3.2665e-10 | 0.00097009 | 3.2665e-10 | 0.0032972 | 1.0327e-07 | 0.012777 | 3.3127e-08
[120 empty] | 7.3.3.17.5 (Remote Grid) Updates to grid topology to minimize risk of ignition in HFTDs Remote GridWLDFREquipment / facility failureAggregated | WLDFR | HFTD - Distribution - Tier 3 - 1QU CoRE ¦ 1QU LoRE | Non-Red Flag Warning - Catastrophic Fires | Equipment / facility failure | Aggregated | 2046 | 3.3672e-07 | 58.7222 | 1.9773e-05 | 2046 | Mitigation | 0.95 | 45 | 0 | esc | 0.00097009 | 3.2665e-10 | 0.00097009 | 3.2665e-10 | 0.0032972 | 1.0327e-07 | 0.012777 | 3.3127e-08
[120 empty] | 7.3.3.17.5 (Remote Grid) Updates to grid topology to minimize risk of ignition in HFTDs Remote GridWLDFREquipment / facility failureAggregated | WLDFR | HFTD - Distribution - Tier 3 - 1QU CoRE ¦ 1QU LoRE | Non-Red Flag Warning - Catastrophic Fires | Equipment / facility failure | Aggregated | 2047 | 3.3672e-07 | 58.7222 | 1.9773e-05 | 2047 | Mitigation | 0.95 | 45 | 0 | esc | 0.00097009 | 3.2665e-10 | 0.00097009 | 3.2665e-10 | 0.0032972 | 1.0327e-07 | 0.012777 | 3.3127e-08
[120 empty] | 7.3.3.17.5 (Remote Grid) Updates to grid topology to minimize risk of ignition in HFTDs Remote GridWLDFREquipment / facility failureAggregated | WLDFR | HFTD - Distribution - Tier 3 - 1QU CoRE ¦ 1QU LoRE | Non-Red Flag Warning - Catastrophic Fires | Equipment / facility failure | Aggregated | 2048 | 3.3672e-07 | 58.7222 | 1.9773e-05 | 2048 | Mitigation | 0.95 | 45 | 0 | esc | 0.00097009 | 3.2665e-10 | 0.00097009 | 3.2665e-10 | 0.0032972 | 1.0327e-07 | 0.012777 | 3.3127e-08
[120 empty] | 7.3.3.17.5 (Remote Grid) Updates to grid topology to minimize risk of ignition in HFTDs Remote GridWLDFREquipment / facility failureAggregated | WLDFR | HFTD - Distribution - Tier 3 - 1QU CoRE ¦ 1QU LoRE | Non-Red Flag Warning - Catastrophic Fires | Equipment / facility failure | Aggregated | 2049 | 3.3672e-07 | 58.7222 | 1.9773e-05 | 2049 | Mitigation | 0.95 | 45 | 0 | esc | 0.00097009 | 3.2665e-10 | 0.00097009 | 3.2665e-10 | 0.0032972 | 1.0327e-07 | 0.012777 | 3.3127e-08
[120 empty] | 7.3.3.17.5 (Remote Grid) Updates to grid topology to minimize risk of ignition in HFTDs Remote GridWLDFREquipment / facility failureAggregated | WLDFR | HFTD - Distribution - Tier 3 - 1QU CoRE ¦ 1QU LoRE | Non-Red Flag Warning - Catastrophic Fires | Equipment / facility failure | Aggregated | 2050 | 3.3672e-07 | 58.7222 | 1.9773e-05 | 2050 | Mitigation | 0.95 | 45 | 0 | esc | 0.00097009 | 3.2665e-10 | 0.00097009 | 3.2665e-10 | 0.0032972 | 1.0327e-07 | 0.012777 | 3.3127e-08
[120 empty] | 7.3.3.17.5 (Remote Grid) Updates to grid topology to minimize risk of ignition in HFTDs Remote GridWLDFREquipment / facility failureAggregated | WLDFR | HFTD - Distribution - Tier 3 - 1QU CoRE ¦ 1QU LoRE | Non-Red Flag Warning - Catastrophic Fires | Equipment / facility failure | Aggregated | 2051 | 3.3672e-07 | 58.7222 | 1.9773e-05 | 2051 | Mitigation | 0.95 | 45 | 0 | esc | 0.00097009 | 3.2665e-10 | 0.00097009 | 3.2665e-10 | 0.0032972 | 1.0327e-07 | 0.012777 | 3.3127e-08
[120 empty] | 7.3.3.17.5 (Remote Grid) Updates to grid topology to minimize risk of ignition in HFTDs Remote GridWLDFREquipment / facility failureAggregated | WLDFR | HFTD - Distribution - Tier 3 - 1QU CoRE ¦ 1QU LoRE | Non-Red Flag Warning - Catastrophic Fires | Equipment / facility failure | Aggregated | 2052 | 3.3672e-07 | 58.7222 | 1.9773e-05 | 2052 | Mitigation | 0.95 | 45 | 0 | esc | 0.00097009 | 3.2665e-10 | 0.00097009 | 3.2665e-10 | 0.0032972 | 1.0327e-07 | 0.012777 | 3.3127e-08
[120 empty] | 7.3.3.17.5 (Remote Grid) Updates to grid topology to minimize risk of ignition in HFTDs Remote GridWLDFREquipment / facility failureAggregated | WLDFR | HFTD - Distribution - Tier 3 - 1QU CoRE ¦ 1QU LoRE | Non-Red Flag Warning - Catastrophic Fires | Equipment / facility failure | Aggregated | 2053 | 3.3672e-07 | 58.7222 | 1.9773e-05 | 2053 | Mitigation | 0.95 | 45 | 0 | esc | 0.00097009 | 3.2665e-10 | 0.00097009 | 3.2665e-10 | 0.0032972 | 1.0327e-07 | 0.012777 | 3.3127e-08
[120 empty] | 7.3.3.17.5 (Remote Grid) Updates to grid topology to minimize risk of ignition in HFTDs Remote GridWLDFREquipment / facility failureAggregated | WLDFR | HFTD - Distribution - Tier 3 - 1QU CoRE ¦ 1QU LoRE | Non-Red Flag Warning - Catastrophic Fires | Equipment / facility failure | Aggregated | 2054 | 3.3672e-07 | 58.7222 | 1.9773e-05 | 2054 | Mitigation | 0.95 | 45 | 0 | esc | 0.00097009 | 3.2665e-10 | 0.00097009 | 3.2665e-10 | 0.0032972 | 1.0327e-07 | 0.012777 | 3.3127e-08
[120 empty] | 7.3.3.17.5 (Remote Grid) Updates to grid topology to minimize risk of ignition in HFTDs Remote GridWLDFREquipment / facility failureAggregated | WLDFR | HFTD - Distribution - Tier 3 - 1QU CoRE ¦ 1QU LoRE | Non-Red Flag Warning - Catastrophic Fires | Equipment / facility failure | Aggregated | 2055 | 3.3672e-07 | 58.7222 | 1.9773e-05 | 2055 | Mitigation | 0.95 | 45 | 0 | esc | 0.00097009 | 3.2665e-10 | 0.00097009 | 3.2665e-10 | 0.0032972 | 1.0327e-07 | 0.012777 | 3.3127e-08
[120 empty] | 7.3.3.17.5 (Remote Grid) Updates to grid topology to minimize risk of ignition in HFTDs Remote GridWLDFREquipment / facility failureAggregated | WLDFR | HFTD - Distribution - Tier 3 - 1QU CoRE ¦ 1QU LoRE | Non-Red Flag Warning - Catastrophic Fires | Equipment / facility failure | Aggregated | 2056 | 3.3672e-07 | 58.7222 | 1.9773e-05 | 2056 | Mitigation | 0.95 | 45 | 0 | esc | 0.00097009 | 3.2665e-10 | 0.00097009 | 3.2665e-10 | 0.0032972 | 1.0327e-07 | 0 | 0
[120 empty] | 7.3.3.17.5 (Remote Grid) Updates to grid topology to minimize risk of ignition in HFTDs Remote GridWLDFREquipment / facility failureAggregated | WLDFR | HFTD - Distribution - Tier 3 - 1QU CoRE ¦ 1QU LoRE | Non-Red Flag Warning - Catastrophic Fires | Equipment / facility failure | Aggregated | 2057 | 3.3672e-07 | 58.7222 | 1.9773e-05 | 2057 | Mitigation | 0.95 | 45 | 0 | esc | 0.00097009 | 3.2665e-10 | 0.00097009 | 3.2665e-10 | 0.0032972 | 1.0327e-07 | 0 | 0
[120 empty] | 7.3.3.17.5 (Remote Grid) Updates to grid topology to minimize risk of ignition in HFTDs Remote GridWLDFREquipment / facility failureAggregated | WLDFR | HFTD - Distribution - Tier 3 - 1QU CoRE ¦ 1QU LoRE | Non-Red Flag Warning - Catastrophic Fires | Equipment / facility failure | Aggregated | 2058 | 3.3672e-07 | 58.7222 | 1.9773e-05 | 2058 | Mitigation | 0.95 | 45 | 0 | esc | 0.00097009 | 3.2665e-10 | 0.00097009 | 3.2665e-10 | 0.0032972 | 1.0327e-07 | 0.012705 | 2.8476e-08
[120 empty] | 7.3.3.17.5 (Remote Grid) Updates to grid topology to minimize risk of ignition in HFTDs Remote GridWLDFREquipment / facility failureAggregated | WLDFR | HFTD - Distribution - Tier 3 - 1QU CoRE ¦ 1QU LoRE | Non-Red Flag Warning - Catastrophic Fires | Equipment / facility failure | Aggregated | 2059 | 3.3672e-07 | 58.7222 | 1.9773e-05 | 2059 | Mitigation | 0.95 | 45 | 0 | esc | 0.00097009 | 3.2665e-10 | 0.00097009 | 3.2665e-10 | 0.0032972 | 1.0327e-07 | 0.012705 | 2.8476e-08
[120 empty] | 7.3.3.17.5 (Remote Grid) Updates to grid topology to minimize risk of ignition in HFTDs Remote GridWLDFREquipment / facility failureAggregated | WLDFR | HFTD - Distribution - Tier 3 - 1QU CoRE ¦ 1QU LoRE | Non-Red Flag Warning - Catastrophic Fires | Equipment / facility failure | Aggregated | 2060 | 3.3672e-07 | 58.7222 | 1.9773e-05 | 2060 | Mitigation | 0.95 | 45 | 0 | esc | 0.00097009 | 3.2665e-10 | 0.00097009 | 3.2665e-10 | 0.0032972 | 1.0327e-07 | 0.012705 | 2.8476e-08
[120 empty] | 7.3.3.17.5 (Remote Grid) Updates to grid topology to minimize risk of ignition in HFTDs Remote GridWLDFREquipment / facility failureAggregated | WLDFR | HFTD - Distribution - Tier 3 - 1QU CoRE ¦ 1QU LoRE | Non-Red Flag Warning - Catastrophic Fires | Equipment / facility failure | Aggregated | 2061 | 3.3672e-07 | 58.7222 | 1.9773e-05 | 2061 | Mitigation | 0.95 | 45 | 0 | esc | 0.00097009 | 3.2665e-10 | 0.00097009 | 3.2665e-10 | 0.0032972 | 1.0327e-07 | 0.012705 | 2.8476e-08
[120 empty] | 7.3.3.17.5 (Remote Grid) Updates to grid topology to minimize risk of ignition in HFTDs Remote GridWLDFREquipment / facility failureAggregated | WLDFR | HFTD - Distribution - Tier 3 - 1QU CoRE ¦ 1QU LoRE | Non-Red Flag Warning - Catastrophic Fires | Equipment / facility failure | Aggregated | 2062 | 3.3672e-07 | 58.7222 | 1.9773e-05 | 2062 | Mitigation | 0.95 | 45 | 0 | esc | 0.00097009 | 3.2665e-10 | 0.00097009 | 3.2665e-10 | 0.0032972 | 1.0327e-07 | 0.012705 | 2.8476e-08
[120 empty] | 7.3.3.17.5 (Remote Grid) Updates to grid topology to minimize risk of ignition in HFTDs Remote GridWLDFREquipment / facility failureAggregated | WLDFR | HFTD - Distribution - Tier 3 - 1QU CoRE ¦ 1QU LoRE | Non-Red Flag Warning - Catastrophic Fires | Equipment / facility failure | Aggregated | 2063 | 3.3672e-07 | 58.7222 | 1.9773e-05 | 2063 | Mitigation | 0.95 | 45 | 0 | esc | 0.00097009 | 3.2665e-10 | 0.00097009 | 3.2665e-10 | 0.0032972 | 1.0327e-07 | 0.012705 | 2.8476e-08
[120 empty] | 7.3.3.17.5 (Remote Grid) Updates to grid topology to minimize risk of ignition in HFTDs Remote GridWLDFREquipment / facility failureAggregated | WLDFR | HFTD - Distribution - Tier 3 - 1QU CoRE ¦ 1QU LoRE | Non-Red Flag Warning - Catastrophic Fires | Equipment / facility failure | Aggregated | 2064 | 3.3672e-07 | 58.7222 | 1.9773e-05 | 2064 | Mitigation | 0.95 | 45 | 0 | esc | 0.00097009 | 3.2665e-10 | 0.00097009 | 3.2665e-10 | 0.0032972 | 1.0327e-07 | 0.012705 | 2.8476e-08
[120 empty] | 7.3.3.17.5 (Remote Grid) Updates to grid topology to minimize risk of ignition in HFTDs Remote GridWLDFREquipment / facility failureAggregated | WLDFR | HFTD - Distribution - Tier 3 - 1QU CoRE ¦ 1QU LoRE | Non-Red Flag Warning - Catastrophic Fires | Equipment / facility failure | Aggregated | 2065 | 3.3672e-07 | 58.7222 | 1.9773e-05 | 2065 | Mitigation | 0.95 | 45 | 0 | esc | 0.00097009 | 3.2665e-10 | 0.00097009 | 3.2665e-10 | 0.0032972 | 1.0327e-07 | 0.012705 | 2.8476e-08
[120 empty] | 7.3.3.17.5 (Remote Grid) Updates to grid topology to minimize risk of ignition in HFTDs Remote GridWLDFREquipment / facility failureAggregated | WLDFR | HFTD - Distribution - Tier 3 - 1QU CoRE ¦ 1QU LoRE | Non-Red Flag Warning - Catastrophic Fires | Equipment / facility failure | Aggregated | 2066 | 3.3672e-07 | 58.7222 | 1.9773e-05 | 2066 | Mitigation | 0.95 | 45 | 0 | esc | 0.00097009 | 3.2665e-10 | 0.00097009 | 3.2665e-10 | 0.0032972 | 1.0327e-07 | 0.012705 | 2.8476e-08
[120 empty] | 7.3.3.17.5 (Remote Grid) Updates to grid topology to minimize risk of ignition in HFTDs Remote GridWLDFREquipment / facility failureAggregated | WLDFR | HFTD - Distribution - Tier 3 - 1QU CoRE ¦ 1QU LoRE | Non-Red Flag Warning - Catastrophic Fires | Equipment / facility failure | Aggregated | 2067 | 3.3672e-07 | 58.7222 | 1.9773e-05 | 2067 | Mitigation | 0.95 | 45 | 0 | esc | 0 | 0 | 0.00097009 | 3.2665e-10 | 0.0032972 | 1.0327e-07 | 0.012705 | 2.8476e-08
[120 empty] | 7.3.3.17.5 (Remote Grid) Updates to grid topology to minimize risk of ignition in HFTDs Remote GridWLDFRVegetation ContactAggregated | WLDFR | HFTD - Distribution - Tier 3 - 1QU CoRE ¦ 1QU LoRE | Non-Red Flag Warning - Catastrophic Fires | Vegetation Contact | Aggregated | 2022 | 2.702e-06 | 58.7222 | 0.00015867 | 2022 | Mitigation | 0.95 | 45 | 0 | esc | 0.00097009 | 2.6212e-09 | 0 | 0 | 0.0032972 | 1.0327e-07 | 0.012705 | 2.8476e-08
[120 empty] | 7.3.3.17.5 (Remote Grid) Updates to grid topology to minimize risk of ignition in HFTDs Remote GridWLDFRVegetation ContactAggregated | WLDFR | HFTD - Distribution - Tier 3 - 1QU CoRE ¦ 1QU LoRE | Non-Red Flag Warning - Catastrophic Fires | Vegetation Contact | Aggregated | 2023 | 2.702e-06 | 58.7222 | 0.00015867 | 2023 | Mitigation | 0.95 | 45 | 0 | esc | 0.00097009 | 2.6212e-09 | 0.00097009 | 2.6212e-09 | 0.0032972 | 1.0327e-07 | 0.012705 | 2.8476e-08
[120 empty] | 7.3.3.17.5 (Remote Grid) Updates to grid topology to minimize risk of ignition in HFTDs Remote GridWLDFRVegetation ContactAggregated | WLDFR | HFTD - Distribution - Tier 3 - 1QU CoRE ¦ 1QU LoRE | Non-Red Flag Warning - Catastrophic Fires | Vegetation Contact | Aggregated | 2024 | 2.702e-06 | 58.7222 | 0.00015867 | 2024 | Mitigation | 0.95 | 45 | 0 | esc | 0.00097009 | 2.6212e-09 | 0.00097009 | 2.6212e-09 | 0.0032972 | 1.0327e-07 | 0.012705 | 2.8476e-08
[120 empty] | 7.3.3.17.5 (Remote Grid) Updates to grid topology to minimize risk of ignition in HFTDs Remote GridWLDFRVegetation ContactAggregated | WLDFR | HFTD - Distribution - Tier 3 - 1QU CoRE ¦ 1QU LoRE | Non-Red Flag Warning - Catastrophic Fires | Vegetation Contact | Aggregated | 2025 | 2.702e-06 | 58.7222 | 0.00015867 | 2025 | Mitigation | 0.95 | 45 | 0 | esc | 0.00097009 | 2.6212e-09 | 0.00097009 | 2.6212e-09 | 0.0032972 | 1.0327e-07 | 0.012705 | 2.8476e-08
[120 empty] | 7.3.3.17.5 (Remote Grid) Updates to grid topology to minimize risk of ignition in HFTDs Remote GridWLDFRVegetation ContactAggregated | WLDFR | HFTD - Distribution - Tier 3 - 1QU CoRE ¦ 1QU LoRE | Non-Red Flag Warning - Catastrophic Fires | Vegetation Contact | Aggregated | 2026 | 2.702e-06 | 58.7222 | 0.00015867 | 2026 | Mitigation | 0.95 | 45 | 0 | esc | 0.00097009 | 2.6212e-09 | 0.00097009 | 2.6212e-09 | 0.0032972 | 1.0327e-07 | 0.012705 | 2.8476e-08
[120 empty] | 7.3.3.17.5 (Remote Grid) Updates to grid topology to minimize risk of ignition in HFTDs Remote GridWLDFRVegetation ContactAggregated | WLDFR | HFTD - Distribution - Tier 3 - 1QU CoRE ¦ 1QU LoRE | Non-Red Flag Warning - Catastrophic Fires | Vegetation Contact | Aggregated | 2027 | 2.702e-06 | 58.7222 | 0.00015867 | 2027 | Mitigation | 0.95 | 45 | 0 | esc | 0.00097009 | 2.6212e-09 | 0.00097009 | 2.6212e-09 | 0.0032972 | 1.0327e-07 | 0.012705 | 2.8476e-08
[120 empty] | 7.3.3.17.5 (Remote Grid) Updates to grid topology to minimize risk of ignition in HFTDs Remote GridWLDFRVegetation ContactAggregated | WLDFR | HFTD - Distribution - Tier 3 - 1QU CoRE ¦ 1QU LoRE | Non-Red Flag Warning - Catastrophic Fires | Vegetation Contact | Aggregated | 2028 | 2.702e-06 | 58.7222 | 0.00015867 | 2028 | Mitigation | 0.95 | 45 | 0 | esc | 0.00097009 | 2.6212e-09 | 0.00097009 | 2.6212e-09 | 0.0032972 | 1.0327e-07 | 0.012705 | 2.8476e-08
[120 empty] | 7.3.3.17.5 (Remote Grid) Updates to grid topology to minimize risk of ignition in HFTDs Remote GridWLDFRVegetation ContactAggregated | WLDFR | HFTD - Distribution - Tier 3 - 1QU CoRE ¦ 1QU LoRE | Non-Red Flag Warning - Catastrophic Fires | Vegetation Contact | Aggregated | 2029 | 2.702e-06 | 58.7222 | 0.00015867 | 2029 | Mitigation | 0.95 | 45 | 0 | esc | 0.00097009 | 2.6212e-09 | 0.00097009 | 2.6212e-09 | 0.0032972 | 1.0327e-07 | 0.012705 | 2.8476e-08
[120 empty] | 7.3.3.17.5 (Remote Grid) Updates to grid topology to minimize risk of ignition in HFTDs Remote GridWLDFRVegetation ContactAggregated | WLDFR | HFTD - Distribution - Tier 3 - 1QU CoRE ¦ 1QU LoRE | Non-Red Flag Warning - Catastrophic Fires | Vegetation Contact | Aggregated | 2030 | 2.702e-06 | 58.7222 | 0.00015867 | 2030 | Mitigation | 0.95 | 45 | 0 | esc | 0.00097009 | 2.6212e-09 | 0.00097009 | 2.6212e-09 | 0.0032972 | 1.0327e-07 | 0.012705 | 2.8476e-08
[120 empty] | 7.3.3.17.5 (Remote Grid) Updates to grid topology to minimize risk of ignition in HFTDs Remote GridWLDFRVegetation ContactAggregated | WLDFR | HFTD - Distribution - Tier 3 - 1QU CoRE ¦ 1QU LoRE | Non-Red Flag Warning - Catastrophic Fires | Vegetation Contact | Aggregated | 2031 | 2.702e-06 | 58.7222 | 0.00015867 | 2031 | Mitigation | 0.95 | 45 | 0 | esc | 0.00097009 | 2.6212e-09 | 0.00097009 | 2.6212e-09 | 0.0032972 | 1.0327e-07 | 0.012705 | 2.8476e-08
[120 empty] | 7.3.3.17.5 (Remote Grid) Updates to grid topology to minimize risk of ignition in HFTDs Remote GridWLDFRVegetation ContactAggregated | WLDFR | HFTD - Distribution - Tier 3 - 1QU CoRE ¦ 1QU LoRE | Non-Red Flag Warning - Catastrophic Fires | Vegetation Contact | Aggregated | 2032 | 2.702e-06 | 58.7222 | 0.00015867 | 2032 | Mitigation | 0.95 | 45 | 0 | esc | 0.00097009 | 2.6212e-09 | 0.00097009 | 2.6212e-09 | 0.0032972 | 1.0327e-07 | 0.012705 | 2.8476e-08
[120 empty] | 7.3.3.17.5 (Remote Grid) Updates to grid topology to minimize risk of ignition in HFTDs Remote GridWLDFRVegetation ContactAggregated | WLDFR | HFTD - Distribution - Tier 3 - 1QU CoRE ¦ 1QU LoRE | Non-Red Flag Warning - Catastrophic Fires | Vegetation Contact | Aggregated | 2033 | 2.702e-06 | 58.7222 | 0.00015867 | 2033 | Mitigation | 0.95 | 45 | 0 | esc | 0.00097009 | 2.6212e-09 | 0.00097009 | 2.6212e-09 | 0.0032972 | 1.0327e-07 | 0.012705 | 2.8476e-08
[120 empty] | 7.3.3.17.5 (Remote Grid) Updates to grid topology to minimize risk of ignition in HFTDs Remote GridWLDFRVegetation ContactAggregated | WLDFR | HFTD - Distribution - Tier 3 - 1QU CoRE ¦ 1QU LoRE | Non-Red Flag Warning - Catastrophic Fires | Vegetation Contact | Aggregated | 2034 | 2.702e-06 | 58.7222 | 0.00015867 | 2034 | Mitigation | 0.95 | 45 | 0 | esc | 0.00097009 | 2.6212e-09 | 0.00097009 | 2.6212e-09 | 0 | 0 | 0.012705 | 2.8476e-08
[120 empty] | 7.3.3.17.5 (Remote Grid) Updates to grid topology to minimize risk of ignition in HFTDs Remote GridWLDFRVegetation ContactAggregated | WLDFR | HFTD - Distribution - Tier 3 - 1QU CoRE ¦ 1QU LoRE | Non-Red Flag Warning - Catastrophic Fires | Vegetation Contact | Aggregated | 2035 | 2.702e-06 | 58.7222 | 0.00015867 | 2035 | Mitigation | 0.95 | 45 | 0 | esc | 0.00097009 | 2.6212e-09 | 0.00097009 | 2.6212e-09 | 0.0032972 | 4.9752e-06 | 0.012705 | 2.8476e-08
[120 empty] | 7.3.3.17.5 (Remote Grid) Updates to grid topology to minimize risk of ignition in HFTDs Remote GridWLDFRVegetation ContactAggregated | WLDFR | HFTD - Distribution - Tier 3 - 1QU CoRE ¦ 1QU LoRE | Non-Red Flag Warning - Catastrophic Fires | Vegetation Contact | Aggregated | 2036 | 2.702e-06 | 58.7222 | 0.00015867 | 2036 | Mitigation | 0.95 | 45 | 0 | esc | 0.00097009 | 2.6212e-09 | 0.00097009 | 2.6212e-09 | 0.0032972 | 4.9752e-06 | 0.012705 | 2.8476e-08
[120 empty] | 7.3.3.17.5 (Remote Grid) Updates to grid topology to minimize risk of ignition in HFTDs Remote GridWLDFRVegetation ContactAggregated | WLDFR | HFTD - Distribution - Tier 3 - 1QU CoRE ¦ 1QU LoRE | Non-Red Flag Warning - Catastrophic Fires | Vegetation Contact | Aggregated | 2037 | 2.702e-06 | 58.7222 | 0.00015867 | 2037 | Mitigation | 0.95 | 45 | 0 | esc | 0.00097009 | 2.6212e-09 | 0.00097009 | 2.6212e-09 | 0.0032972 | 4.9752e-06 | 0.012705 | 2.8476e-08
[120 empty] | 7.3.3.17.5 (Remote Grid) Updates to grid topology to minimize risk of ignition in HFTDs Remote GridWLDFRVegetation ContactAggregated | WLDFR | HFTD - Distribution - Tier 3 - 1QU CoRE ¦ 1QU LoRE | Non-Red Flag Warning - Catastrophic Fires | Vegetation Contact | Aggregated | 2038 | 2.702e-06 | 58.7222 | 0.00015867 | 2038 | Mitigation | 0.95 | 45 | 0 | esc | 0.00097009 | 2.6212e-09 | 0.00097009 | 2.6212e-09 | 0.0032972 | 4.9752e-06 | 0.012705 | 2.8476e-08
[120 empty] | 7.3.3.17.5 (Remote Grid) Updates to grid topology to minimize risk of ignition in HFTDs Remote GridWLDFRVegetation ContactAggregated | WLDFR | HFTD - Distribution - Tier 3 - 1QU CoRE ¦ 1QU LoRE | Non-Red Flag Warning - Catastrophic Fires | Vegetation Contact | Aggregated | 2039 | 2.702e-06 | 58.7222 | 0.00015867 | 2039 | Mitigation | 0.95 | 45 | 0 | esc | 0.00097009 | 2.6212e-09 | 0.00097009 | 2.6212e-09 | 0.0032972 | 4.9752e-06 | 0.012705 | 2.8476e-08
[120 empty] | 7.3.3.17.5 (Remote Grid) Updates to grid topology to minimize risk of ignition in HFTDs Remote GridWLDFRVegetation ContactAggregated | WLDFR | HFTD - Distribution - Tier 3 - 1QU CoRE ¦ 1QU LoRE | Non-Red Flag Warning - Catastrophic Fires | Vegetation Contact | Aggregated | 2040 | 2.702e-06 | 58.7222 | 0.00015867 | 2040 | Mitigation | 0.95 | 45 | 0 | esc | 0.00097009 | 2.6212e-09 | 0.00097009 | 2.6212e-09 | 0.0032972 | 4.9752e-06 | 0.012705 | 2.8476e-08
[120 empty] | 7.3.3.17.5 (Remote Grid) Updates to grid topology to minimize risk of ignition in HFTDs Remote GridWLDFRVegetation ContactAggregated | WLDFR | HFTD - Distribution - Tier 3 - 1QU CoRE ¦ 1QU LoRE | Non-Red Flag Warning - Catastrophic Fires | Vegetation Contact | Aggregated | 2041 | 2.702e-06 | 58.7222 | 0.00015867 | 2041 | Mitigation | 0.95 | 45 | 0 | esc | 0.00097009 | 2.6212e-09 | 0.00097009 | 2.6212e-09 | 0.0032972 | 4.9752e-06 | 0.012705 | 2.8476e-08
[120 empty] | 7.3.3.17.5 (Remote Grid) Updates to grid topology to minimize risk of ignition in HFTDs Remote GridWLDFRVegetation ContactAggregated | WLDFR | HFTD - Distribution - Tier 3 - 1QU CoRE ¦ 1QU LoRE | Non-Red Flag Warning - Catastrophic Fires | Vegetation Contact | Aggregated | 2042 | 2.702e-06 | 58.7222 | 0.00015867 | 2042 | Mitigation | 0.95 | 45 | 0 | esc | 0.00097009 | 2.6212e-09 | 0.00097009 | 2.6212e-09 | 0.0032972 | 4.9752e-06 | 0 | 0
[120 empty] | 7.3.3.17.5 (Remote Grid) Updates to grid topology to minimize risk of ignition in HFTDs Remote GridWLDFRVegetation ContactAggregated | WLDFR | HFTD - Distribution - Tier 3 - 1QU CoRE ¦ 1QU LoRE | Non-Red Flag Warning - Catastrophic Fires | Vegetation Contact | Aggregated | 2043 | 2.702e-06 | 58.7222 | 0.00015867 | 2043 | Mitigation | 0.95 | 45 | 0 | esc | 0.00097009 | 2.6212e-09 | 0.00097009 | 2.6212e-09 | 0.0032972 | 4.9752e-06 | 0 | 0
[120 empty] | 7.3.3.17.5 (Remote Grid) Updates to grid topology to minimize risk of ignition in HFTDs Remote GridWLDFRVegetation ContactAggregated | WLDFR | HFTD - Distribution - Tier 3 - 1QU CoRE ¦ 1QU LoRE | Non-Red Flag Warning - Catastrophic Fires | Vegetation Contact | Aggregated | 2044 | 2.702e-06 | 58.7222 | 0.00015867 | 2044 | Mitigation | 0.95 | 45 | 0 | esc | 0.00097009 | 2.6212e-09 | 0.00097009 | 2.6212e-09 | 0.0032972 | 4.9752e-06 | 0.01662 | 4.6866e-09
[120 empty] | 7.3.3.17.5 (Remote Grid) Updates to grid topology to minimize risk of ignition in HFTDs Remote GridWLDFRVegetation ContactAggregated | WLDFR | HFTD - Distribution - Tier 3 - 1QU CoRE ¦ 1QU LoRE | Non-Red Flag Warning - Catastrophic Fires | Vegetation Contact | Aggregated | 2045 | 2.702e-06 | 58.7222 | 0.00015867 | 2045 | Mitigation | 0.95 | 45 | 0 | esc | 0.00097009 | 2.6212e-09 | 0.00097009 | 2.6212e-09 | 0.0032972 | 4.9752e-06 | 0.01662 | 4.6866e-09
[120 empty] | 7.3.3.17.5 (Remote Grid) Updates to grid topology to minimize risk of ignition in HFTDs Remote GridWLDFRVegetation ContactAggregated | WLDFR | HFTD - Distribution - Tier 3 - 1QU CoRE ¦ 1QU LoRE | Non-Red Flag Warning - Catastrophic Fires | Vegetation Contact | Aggregated | 2046 | 2.702e-06 | 58.7222 | 0.00015867 | 2046 | Mitigation | 0.95 | 45 | 0 | esc | 0.00097009 | 2.6212e-09 | 0.00097009 | 2.6212e-09 | 0.0032972 | 4.9752e-06 | 0.01662 | 4.6866e-09
[120 empty] | 7.3.3.17.5 (Remote Grid) Updates to grid topology to minimize risk of ignition in HFTDs Remote GridWLDFRVegetation ContactAggregated | WLDFR | HFTD - Distribution - Tier 3 - 1QU CoRE ¦ 1QU LoRE | Non-Red Flag Warning - Catastrophic Fires | Vegetation Contact | Aggregated | 2047 | 2.702e-06 | 58.7222 | 0.00015867 | 2047 | Mitigation | 0.95 | 45 | 0 | esc | 0.00097009 | 2.6212e-09 | 0.00097009 | 2.6212e-09 | 0.0032972 | 4.9752e-06 | 0.01662 | 4.6866e-09
[120 empty] | 7.3.3.17.5 (Remote Grid) Updates to grid topology to minimize risk of ignition in HFTDs Remote GridWLDFRVegetation ContactAggregated | WLDFR | HFTD - Distribution - Tier 3 - 1QU CoRE ¦ 1QU LoRE | Non-Red Flag Warning - Catastrophic Fires | Vegetation Contact | Aggregated | 2048 | 2.702e-06 | 58.7222 | 0.00015867 | 2048 | Mitigation | 0.95 | 45 | 0 | esc | 0.00097009 | 2.6212e-09 | 0.00097009 | 2.6212e-09 | 0.0032972 | 4.9752e-06 | 0.01662 | 4.6866e-09
[120 empty] | 7.3.3.17.5 (Remote Grid) Updates to grid topology to minimize risk of ignition in HFTDs Remote GridWLDFRVegetation ContactAggregated | WLDFR | HFTD - Distribution - Tier 3 - 1QU CoRE ¦ 1QU LoRE | Non-Red Flag Warning - Catastrophic Fires | Vegetation Contact | Aggregated | 2049 | 2.702e-06 | 58.7222 | 0.00015867 | 2049 | Mitigation | 0.95 | 45 | 0 | esc | 0.00097009 | 2.6212e-09 | 0.00097009 | 2.6212e-09 | 0.0032972 | 4.9752e-06 | 0.01662 | 4.6866e-09
[120 empty] | 7.3.3.17.5 (Remote Grid) Updates to grid topology to minimize risk of ignition in HFTDs Remote GridWLDFRVegetation ContactAggregated | WLDFR | HFTD - Distribution - Tier 3 - 1QU CoRE ¦ 1QU LoRE | Non-Red Flag Warning - Catastrophic Fires | Vegetation Contact | Aggregated | 2050 | 2.702e-06 | 58.7222 | 0.00015867 | 2050 | Mitigation | 0.95 | 45 | 0 | esc | 0.00097009 | 2.6212e-09 | 0.00097009 | 2.6212e-09 | 0.0032972 | 4.9752e-06 | 0.01662 | 4.6866e-09
[120 empty] | 7.3.3.17.5 (Remote Grid) Updates to grid topology to minimize risk of ignition in HFTDs Remote GridWLDFRVegetation ContactAggregated | WLDFR | HFTD - Distribution - Tier 3 - 1QU CoRE ¦ 1QU LoRE | Non-Red Flag Warning - Catastrophic Fires | Vegetation Contact | Aggregated | 2051 | 2.702e-06 | 58.7222 | 0.00015867 | 2051 | Mitigation | 0.95 | 45 | 0 | esc | 0.00097009 | 2.6212e-09 | 0.00097009 | 2.6212e-09 | 0.0032972 | 4.9752e-06 | 0.01662 | 4.6866e-09
[120 empty] | 7.3.3.17.5 (Remote Grid) Updates to grid topology to minimize risk of ignition in HFTDs Remote GridWLDFRVegetation ContactAggregated | WLDFR | HFTD - Distribution - Tier 3 - 1QU CoRE ¦ 1QU LoRE | Non-Red Flag Warning - Catastrophic Fires | Vegetation Contact | Aggregated | 2052 | 2.702e-06 | 58.7222 | 0.00015867 | 2052 | Mitigation | 0.95 | 45 | 0 | esc | 0.00097009 | 2.6212e-09 | 0.00097009 | 2.6212e-09 | 0.0032972 | 4.9752e-06 | 0.01662 | 4.6866e-09
[120 empty] | 7.3.3.17.5 (Remote Grid) Updates to grid topology to minimize risk of ignition in HFTDs Remote GridWLDFRVegetation ContactAggregated | WLDFR | HFTD - Distribution - Tier 3 - 1QU CoRE ¦ 1QU LoRE | Non-Red Flag Warning - Catastrophic Fires | Vegetation Contact | Aggregated | 2053 | 2.702e-06 | 58.7222 | 0.00015867 | 2053 | Mitigation | 0.95 | 45 | 0 | esc | 0.00097009 | 2.6212e-09 | 0.00097009 | 2.6212e-09 | 0.0032972 | 4.9752e-06 | 0.01662 | 4.6866e-09
[120 empty] | 7.3.3.17.5 (Remote Grid) Updates to grid topology to minimize risk of ignition in HFTDs Remote GridWLDFRVegetation ContactAggregated | WLDFR | HFTD - Distribution - Tier 3 - 1QU CoRE ¦ 1QU LoRE | Non-Red Flag Warning - Catastrophic Fires | Vegetation Contact | Aggregated | 2054 | 2.702e-06 | 58.7222 | 0.00015867 | 2054 | Mitigation | 0.95 | 45 | 0 | esc | 0.00097009 | 2.6212e-09 | 0.00097009 | 2.6212e-09 | 0.0032972 | 4.9752e-06 | 0.01662 | 4.6866e-09
[120 empty] | 7.3.3.17.5 (Remote Grid) Updates to grid topology to minimize risk of ignition in HFTDs Remote GridWLDFRVegetation ContactAggregated | WLDFR | HFTD - Distribution - Tier 3 - 1QU CoRE ¦ 1QU LoRE | Non-Red Flag Warning - Catastrophic Fires | Vegetation Contact | Aggregated | 2055 | 2.702e-06 | 58.7222 | 0.00015867 | 2055 | Mitigation | 0.95 | 45 | 0 | esc | 0.00097009 | 2.6212e-09 | 0.00097009 | 2.6212e-09 | 0.0032972 | 4.9752e-06 | 0.01662 | 4.6866e-09
[120 empty] | 7.3.3.17.5 (Remote Grid) Updates to grid topology to minimize risk of ignition in HFTDs Remote GridWLDFRVegetation ContactAggregated | WLDFR | HFTD - Distribution - Tier 3 - 1QU CoRE ¦ 1QU LoRE | Non-Red Flag Warning - Catastrophic Fires | Vegetation Contact | Aggregated | 2056 | 2.702e-06 | 58.7222 | 0.00015867 | 2056 | Mitigation | 0.95 | 45 | 0 | esc | 0.00097009 | 2.6212e-09 | 0.00097009 | 2.6212e-09 | 0.0032972 | 4.9752e-06 | 0.01662 | 4.6866e-09
[120 empty] | 7.3.3.17.5 (Remote Grid) Updates to grid topology to minimize risk of ignition in HFTDs Remote GridWLDFRVegetation ContactAggregated | WLDFR | HFTD - Distribution - Tier 3 - 1QU CoRE ¦ 1QU LoRE | Non-Red Flag Warning - Catastrophic Fires | Vegetation Contact | Aggregated | 2057 | 2.702e-06 | 58.7222 | 0.00015867 | 2057 | Mitigation | 0.95 | 45 | 0 | esc | 0.00097009 | 2.6212e-09 | 0.00097009 | 2.6212e-09 | 0.0032972 | 4.9752e-06 | 0.01662 | 4.6866e-09
[120 empty] | 7.3.3.17.5 (Remote Grid) Updates to grid topology to minimize risk of ignition in HFTDs Remote GridWLDFRVegetation ContactAggregated | WLDFR | HFTD - Distribution - Tier 3 - 1QU CoRE ¦ 1QU LoRE | Non-Red Flag Warning - Catastrophic Fires | Vegetation Contact | Aggregated | 2058 | 2.702e-06 | 58.7222 | 0.00015867 | 2058 | Mitigation | 0.95 | 45 | 0 | esc | 0.00097009 | 2.6212e-09 | 0.00097009 | 2.6212e-09 | 0.0032972 | 4.9752e-06 | 0.01662 | 4.6866e-09
[120 empty] | 7.3.3.17.5 (Remote Grid) Updates to grid topology to minimize risk of ignition in HFTDs Remote GridWLDFRVegetation ContactAggregated | WLDFR | HFTD - Distribution - Tier 3 - 1QU CoRE ¦ 1QU LoRE | Non-Red Flag Warning - Catastrophic Fires | Vegetation Contact | Aggregated | 2059 | 2.702e-06 | 58.7222 | 0.00015867 | 2059 | Mitigation | 0.95 | 45 | 0 | esc | 0.00097009 | 2.6212e-09 | 0.00097009 | 2.6212e-09 | 0.0032972 | 4.9752e-06 | 0.01662 | 4.6866e-09
[120 empty] | 7.3.3.17.5 (Remote Grid) Updates to grid topology to minimize risk of ignition in HFTDs Remote GridWLDFRVegetation ContactAggregated | WLDFR | HFTD - Distribution - Tier 3 - 1QU CoRE ¦ 1QU LoRE | Non-Red Flag Warning - Catastrophic Fires | Vegetation Contact | Aggregated | 2060 | 2.702e-06 | 58.7222 | 0.00015867 | 2060 | Mitigation | 0.95 | 45 | 0 | esc | 0.00097009 | 2.6212e-09 | 0.00097009 | 2.6212e-09 | 0.0032972 | 4.9752e-06 | 0.01662 | 4.6866e-09
[120 empty] | 7.3.3.17.5 (Remote Grid) Updates to grid topology to minimize risk of ignition in HFTDs Remote GridWLDFRVegetation ContactAggregated | WLDFR | HFTD - Distribution - Tier 3 - 1QU CoRE ¦ 1QU LoRE | Non-Red Flag Warning - Catastrophic Fires | Vegetation Contact | Aggregated | 2061 | 2.702e-06 | 58.7222 | 0.00015867 | 2061 | Mitigation | 0.95 | 45 | 0 | esc | 0.00097009 | 2.6212e-09 | 0.00097009 | 2.6212e-09 | 0.0032972 | 4.9752e-06 | 0.01662 | 4.6866e-09
[120 empty] | 7.3.3.17.5 (Remote Grid) Updates to grid topology to minimize risk of ignition in HFTDs Remote GridWLDFRVegetation ContactAggregated | WLDFR | HFTD - Distribution - Tier 3 - 1QU CoRE ¦ 1QU LoRE | Non-Red Flag Warning - Catastrophic Fires | Vegetation Contact | Aggregated | 2062 | 2.702e-06 | 58.7222 | 0.00015867 | 2062 | Mitigation | 0.95 | 45 | 0 | esc | 0.00097009 | 2.6212e-09 | 0.00097009 | 2.6212e-09 | 0.0032972 | 4.9752e-06 | 0.01662 | 4.6866e-09
[120 empty] | 7.3.3.17.5 (Remote Grid) Updates to grid topology to minimize risk of ignition in HFTDs Remote GridWLDFRVegetation ContactAggregated | WLDFR | HFTD - Distribution - Tier 3 - 1QU CoRE ¦ 1QU LoRE | Non-Red Flag Warning - Catastrophic Fires | Vegetation Contact | Aggregated | 2063 | 2.702e-06 | 58.7222 | 0.00015867 | 2063 | Mitigation | 0.95 | 45 | 0 | esc | 0.00097009 | 2.6212e-09 | 0.00097009 | 2.6212e-09 | 0.0032972 | 4.9752e-06 | 0.01662 | 4.6866e-09
[120 empty] | 7.3.3.17.5 (Remote Grid) Updates to grid topology to minimize risk of ignition in HFTDs Remote GridWLDFRVegetation ContactAggregated | WLDFR | HFTD - Distribution - Tier 3 - 1QU CoRE ¦ 1QU LoRE | Non-Red Flag Warning - Catastrophic Fires | Vegetation Contact | Aggregated | 2064 | 2.702e-06 | 58.7222 | 0.00015867 | 2064 | Mitigation | 0.95 | 45 | 0 | esc | 0.00097009 | 2.6212e-09 | 0.00097009 | 2.6212e-09 | 0.0032972 | 4.9752e-06 | 0.01662 | 4.6866e-09
[120 empty] | 7.3.3.17.5 (Remote Grid) Updates to grid topology to minimize risk of ignition in HFTDs Remote GridWLDFRVegetation ContactAggregated | WLDFR | HFTD - Distribution - Tier 3 - 1QU CoRE ¦ 1QU LoRE | Non-Red Flag Warning - Catastrophic Fires | Vegetation Contact | Aggregated | 2065 | 2.702e-06 | 58.7222 | 0.00015867 | 2065 | Mitigation | 0.95 | 45 | 0 | esc | 0.00097009 | 2.6212e-09 | 0.00097009 | 2.6212e-09 | 0.0032972 | 4.9752e-06 | 0.01662 | 4.6866e-09
[120 empty] | 7.3.3.17.5 (Remote Grid) Updates to grid topology to minimize risk of ignition in HFTDs Remote GridWLDFRVegetation ContactAggregated | WLDFR | HFTD - Distribution - Tier 3 - 1QU CoRE ¦ 1QU LoRE | Non-Red Flag Warning - Catastrophic Fires | Vegetation Contact | Aggregated | 2066 | 2.702e-06 | 58.7222 | 0.00015867 | 2066 | Mitigation | 0.95 | 45 | 0 | esc | 0.00097009 | 2.6212e-09 | 0.00097009 | 2.6212e-09 | 0.0032972 | 4.9752e-06 | 0.01662 | 4.6866e-09
[120 empty] | 7.3.3.17.5 (Remote Grid) Updates to grid topology to minimize risk of ignition in HFTDs Remote GridWLDFRVegetation ContactAggregated | WLDFR | HFTD - Distribution - Tier 3 - 1QU CoRE ¦ 1QU LoRE | Non-Red Flag Warning - Catastrophic Fires | Vegetation Contact | Aggregated | 2067 | 2.702e-06 | 58.7222 | 0.00015867 | 2067 | Mitigation | 0.95 | 45 | 0 | esc | 0 | 0 | 0.00097009 | 2.6212e-09 | 0.0032972 | 4.9752e-06 | 0.01662 | 4.6866e-09
[120 empty] | 7.3.3.17.5 (Remote Grid) Updates to grid topology to minimize risk of ignition in HFTDs Remote GridWLDFRWire-to-wire contactAggregated | WLDFR | HFTD - Distribution - Tier 3 - 1QU CoRE ¦ 1QU LoRE | Non-Red Flag Warning - Catastrophic Fires | Wire-to-wire contact | Aggregated | 2022 | 2.1562e-06 | 58.7222 | 0.00012662 | 2022 | Mitigation | 0.95 | 45 | 0 | esc | 0.00097009 | 2.0917e-09 | 0 | 0 | 0.0032972 | 4.9752e-06 | 0.01662 | 4.6866e-09
[120 empty] | 7.3.3.17.5 (Remote Grid) Updates to grid topology to minimize risk of ignition in HFTDs Remote GridWLDFRWire-to-wire contactAggregated | WLDFR | HFTD - Distribution - Tier 3 - 1QU CoRE ¦ 1QU LoRE | Non-Red Flag Warning - Catastrophic Fires | Wire-to-wire contact | Aggregated | 2023 | 2.1562e-06 | 58.7222 | 0.00012662 | 2023 | Mitigation | 0.95 | 45 | 0 | esc | 0.00097009 | 2.0917e-09 | 0.00097009 | 2.0917e-09 | 0.0032972 | 4.9752e-06 | 0.01662 | 4.6866e-09
[120 empty] | 7.3.3.17.5 (Remote Grid) Updates to grid topology to minimize risk of ignition in HFTDs Remote GridWLDFRWire-to-wire contactAggregated | WLDFR | HFTD - Distribution - Tier 3 - 1QU CoRE ¦ 1QU LoRE | Non-Red Flag Warning - Catastrophic Fires | Wire-to-wire contact | Aggregated | 2024 | 2.1562e-06 | 58.7222 | 0.00012662 | 2024 | Mitigation | 0.95 | 45 | 0 | esc | 0.00097009 | 2.0917e-09 | 0.00097009 | 2.0917e-09 | 0.0032972 | 4.9752e-06 | 0.01662 | 4.6866e-09
[120 empty] | 7.3.3.17.5 (Remote Grid) Updates to grid topology to minimize risk of ignition in HFTDs Remote GridWLDFRWire-to-wire contactAggregated | WLDFR | HFTD - Distribution - Tier 3 - 1QU CoRE ¦ 1QU LoRE | Non-Red Flag Warning - Catastrophic Fires | Wire-to-wire contact | Aggregated | 2025 | 2.1562e-06 | 58.7222 | 0.00012662 | 2025 | Mitigation | 0.95 | 45 | 0 | esc | 0.00097009 | 2.0917e-09 | 0.00097009 | 2.0917e-09 | 0.0032972 | 4.9752e-06 | 0.01662 | 4.6866e-09
[120 empty] | 7.3.3.17.5 (Remote Grid) Updates to grid topology to minimize risk of ignition in HFTDs Remote GridWLDFRWire-to-wire contactAggregated | WLDFR | HFTD - Distribution - Tier 3 - 1QU CoRE ¦ 1QU LoRE | Non-Red Flag Warning - Catastrophic Fires | Wire-to-wire contact | Aggregated | 2026 | 2.1562e-06 | 58.7222 | 0.00012662 | 2026 | Mitigation | 0.95 | 45 | 0 | esc | 0.00097009 | 2.0917e-09 | 0.00097009 | 2.0917e-09 | 0.0032972 | 4.9752e-06 | 0.01662 | 4.6866e-09
[120 empty] | 7.3.3.17.5 (Remote Grid) Updates to grid topology to minimize risk of ignition in HFTDs Remote GridWLDFRWire-to-wire contactAggregated | WLDFR | HFTD - Distribution - Tier 3 - 1QU CoRE ¦ 1QU LoRE | Non-Red Flag Warning - Catastrophic Fires | Wire-to-wire contact | Aggregated | 2027 | 2.1562e-06 | 58.7222 | 0.00012662 | 2027 | Mitigation | 0.95 | 45 | 0 | esc | 0.00097009 | 2.0917e-09 | 0.00097009 | 2.0917e-09 | 0.0032972 | 4.9752e-06 | 0.01662 | 4.6866e-09
[120 empty] | 7.3.3.17.5 (Remote Grid) Updates to grid topology to minimize risk of ignition in HFTDs Remote GridWLDFRWire-to-wire contactAggregated | WLDFR | HFTD - Distribution - Tier 3 - 1QU CoRE ¦ 1QU LoRE | Non-Red Flag Warning - Catastrophic Fires | Wire-to-wire contact | Aggregated | 2028 | 2.1562e-06 | 58.7222 | 0.00012662 | 2028 | Mitigation | 0.95 | 45 | 0 | esc | 0.00097009 | 2.0917e-09 | 0.00097009 | 2.0917e-09 | 0.0032972 | 4.9752e-06 | 0 | 0
[120 empty] | 7.3.3.17.5 (Remote Grid) Updates to grid topology to minimize risk of ignition in HFTDs Remote GridWLDFRWire-to-wire contactAggregated | WLDFR | HFTD - Distribution - Tier 3 - 1QU CoRE ¦ 1QU LoRE | Non-Red Flag Warning - Catastrophic Fires | Wire-to-wire contact | Aggregated | 2029 | 2.1562e-06 | 58.7222 | 0.00012662 | 2029 | Mitigation | 0.95 | 45 | 0 | esc | 0.00097009 | 2.0917e-09 | 0.00097009 | 2.0917e-09 | 0.0032972 | 4.9752e-06 | 0 | 0
[120 empty] | 7.3.3.17.5 (Remote Grid) Updates to grid topology to minimize risk of ignition in HFTDs Remote GridWLDFRWire-to-wire contactAggregated | WLDFR | HFTD - Distribution - Tier 3 - 1QU CoRE ¦ 1QU LoRE | Non-Red Flag Warning - Catastrophic Fires | Wire-to-wire contact | Aggregated | 2030 | 2.1562e-06 | 58.7222 | 0.00012662 | 2030 | Mitigation | 0.95 | 45 | 0 | esc | 0.00097009 | 2.0917e-09 | 0.00097009 | 2.0917e-09 | 0.0032972 | 4.9752e-06 | 0.0080352 | 4.733e-08
[120 empty] | 7.3.3.17.5 (Remote Grid) Updates to grid topology to minimize risk of ignition in HFTDs Remote GridWLDFRWire-to-wire contactAggregated | WLDFR | HFTD - Distribution - Tier 3 - 1QU CoRE ¦ 1QU LoRE | Non-Red Flag Warning - Catastrophic Fires | Wire-to-wire contact | Aggregated | 2031 | 2.1562e-06 | 58.7222 | 0.00012662 | 2031 | Mitigation | 0.95 | 45 | 0 | esc | 0.00097009 | 2.0917e-09 | 0.00097009 | 2.0917e-09 | 0.0032972 | 4.9752e-06 | 0.0080352 | 4.733e-08
[120 empty] | 7.3.3.17.5 (Remote Grid) Updates to grid topology to minimize risk of ignition in HFTDs Remote GridWLDFRWire-to-wire contactAggregated | WLDFR | HFTD - Distribution - Tier 3 - 1QU CoRE ¦ 1QU LoRE | Non-Red Flag Warning - Catastrophic Fires | Wire-to-wire contact | Aggregated | 2032 | 2.1562e-06 | 58.7222 | 0.00012662 | 2032 | Mitigation | 0.95 | 45 | 0 | esc | 0.00097009 | 2.0917e-09 | 0.00097009 | 2.0917e-09 | 0.0032972 | 4.9752e-06 | 0.0080352 | 4.733e-08
[120 empty] | 7.3.3.17.5 (Remote Grid) Updates to grid topology to minimize risk of ignition in HFTDs Remote GridWLDFRWire-to-wire contactAggregated | WLDFR | HFTD - Distribution - Tier 3 - 1QU CoRE ¦ 1QU LoRE | Non-Red Flag Warning - Catastrophic Fires | Wire-to-wire contact | Aggregated | 2033 | 2.1562e-06 | 58.7222 | 0.00012662 | 2033 | Mitigation | 0.95 | 45 | 0 | esc | 0.00097009 | 2.0917e-09 | 0.00097009 | 2.0917e-09 | 0.0032972 | 4.9752e-06 | 0.0080352 | 4.733e-08
[120 empty] | 7.3.3.17.5 (Remote Grid) Updates to grid topology to minimize risk of ignition in HFTDs Remote GridWLDFRWire-to-wire contactAggregated | WLDFR | HFTD - Distribution - Tier 3 - 1QU CoRE ¦ 1QU LoRE | Non-Red Flag Warning - Catastrophic Fires | Wire-to-wire contact | Aggregated | 2034 | 2.1562e-06 | 58.7222 | 0.00012662 | 2034 | Mitigation | 0.95 | 45 | 0 | esc | 0.00097009 | 2.0917e-09 | 0.00097009 | 2.0917e-09 | 0.0032972 | 4.9752e-06 | 0.0080352 | 4.733e-08
[120 empty] | 7.3.3.17.5 (Remote Grid) Updates to grid topology to minimize risk of ignition in HFTDs Remote GridWLDFRWire-to-wire contactAggregated | WLDFR | HFTD - Distribution - Tier 3 - 1QU CoRE ¦ 1QU LoRE | Non-Red Flag Warning - Catastrophic Fires | Wire-to-wire contact | Aggregated | 2035 | 2.1562e-06 | 58.7222 | 0.00012662 | 2035 | Mitigation | 0.95 | 45 | 0 | esc | 0.00097009 | 2.0917e-09 | 0.00097009 | 2.0917e-09 | 0.0032972 | 4.9752e-06 | 0.0080352 | 4.733e-08
[120 empty] | 7.3.3.17.5 (Remote Grid) Updates to grid topology to minimize risk of ignition in HFTDs Remote GridWLDFRWire-to-wire contactAggregated | WLDFR | HFTD - Distribution - Tier 3 - 1QU CoRE ¦ 1QU LoRE | Non-Red Flag Warning - Catastrophic Fires | Wire-to-wire contact | Aggregated | 2036 | 2.1562e-06 | 58.7222 | 0.00012662 | 2036 | Mitigation | 0.95 | 45 | 0 | esc | 0.00097009 | 2.0917e-09 | 0.00097009 | 2.0917e-09 | 0.0032972 | 4.9752e-06 | 0.0080352 | 4.733e-08
[120 empty] | 7.3.3.17.5 (Remote Grid) Updates to grid topology to minimize risk of ignition in HFTDs Remote GridWLDFRWire-to-wire contactAggregated | WLDFR | HFTD - Distribution - Tier 3 - 1QU CoRE ¦ 1QU LoRE | Non-Red Flag Warning - Catastrophic Fires | Wire-to-wire contact | Aggregated | 2037 | 2.1562e-06 | 58.7222 | 0.00012662 | 2037 | Mitigation | 0.95 | 45 | 0 | esc | 0.00097009 | 2.0917e-09 | 0.00097009 | 2.0917e-09 | 0.0032972 | 4.9752e-06 | 0.0080352 | 4.733e-08
[120 empty] | 7.3.3.17.5 (Remote Grid) Updates to grid topology to minimize risk of ignition in HFTDs Remote GridWLDFRWire-to-wire contactAggregated | WLDFR | HFTD - Distribution - Tier 3 - 1QU CoRE ¦ 1QU LoRE | Non-Red Flag Warning - Catastrophic Fires | Wire-to-wire contact | Aggregated | 2038 | 2.1562e-06 | 58.7222 | 0.00012662 | 2038 | Mitigation | 0.95 | 45 | 0 | esc | 0.00097009 | 2.0917e-09 | 0.00097009 | 2.0917e-09 | 0 | 0 | 0.0080352 | 4.733e-08
[120 empty] | 7.3.3.17.5 (Remote Grid) Updates to grid topology to minimize risk of ignition in HFTDs Remote GridWLDFRWire-to-wire contactAggregated | WLDFR | HFTD - Distribution - Tier 3 - 1QU CoRE ¦ 1QU LoRE | Non-Red Flag Warning - Catastrophic Fires | Wire-to-wire contact | Aggregated | 2039 | 2.1562e-06 | 58.7222 | 0.00012662 | 2039 | Mitigation | 0.95 | 45 | 0 | esc | 0.00097009 | 2.0917e-09 | 0.00097009 | 2.0917e-09 | 0.0032972 | 4.8939e-07 | 0.0080352 | 4.733e-08
[120 empty] | 7.3.3.17.5 (Remote Grid) Updates to grid topology to minimize risk of ignition in HFTDs Remote GridWLDFRWire-to-wire contactAggregated | WLDFR | HFTD - Distribution - Tier 3 - 1QU CoRE ¦ 1QU LoRE | Non-Red Flag Warning - Catastrophic Fires | Wire-to-wire contact | Aggregated | 2040 | 2.1562e-06 | 58.7222 | 0.00012662 | 2040 | Mitigation | 0.95 | 45 | 0 | esc | 0.00097009 | 2.0917e-09 | 0.00097009 | 2.0917e-09 | 0.0032972 | 4.8939e-07 | 0.0080352 | 4.733e-08
[120 empty] | 7.3.3.17.5 (Remote Grid) Updates to grid topology to minimize risk of ignition in HFTDs Remote GridWLDFRWire-to-wire contactAggregated | WLDFR | HFTD - Distribution - Tier 3 - 1QU CoRE ¦ 1QU LoRE | Non-Red Flag Warning - Catastrophic Fires | Wire-to-wire contact | Aggregated | 2041 | 2.1562e-06 | 58.7222 | 0.00012662 | 2041 | Mitigation | 0.95 | 45 | 0 | esc | 0.00097009 | 2.0917e-09 | 0.00097009 | 2.0917e-09 | 0.0032972 | 4.8939e-07 | 0.0080352 | 4.733e-08
[120 empty] | 7.3.3.17.5 (Remote Grid) Updates to grid topology to minimize risk of ignition in HFTDs Remote GridWLDFRWire-to-wire contactAggregated | WLDFR | HFTD - Distribution - Tier 3 - 1QU CoRE ¦ 1QU LoRE | Non-Red Flag Warning - Catastrophic Fires | Wire-to-wire contact | Aggregated | 2042 | 2.1562e-06 | 58.7222 | 0.00012662 | 2042 | Mitigation | 0.95 | 45 | 0 | esc | 0.00097009 | 2.0917e-09 | 0.00097009 | 2.0917e-09 | 0.0032972 | 4.8939e-07 | 0.0080352 | 4.733e-08
[120 empty] | 7.3.3.17.5 (Remote Grid) Updates to grid topology to minimize risk of ignition in HFTDs Remote GridWLDFRWire-to-wire contactAggregated | WLDFR | HFTD - Distribution - Tier 3 - 1QU CoRE ¦ 1QU LoRE | Non-Red Flag Warning - Catastrophic Fires | Wire-to-wire contact | Aggregated | 2043 | 2.1562e-06 | 58.7222 | 0.00012662 | 2043 | Mitigation | 0.95 | 45 | 0 | esc | 0.00097009 | 2.0917e-09 | 0.00097009 | 2.0917e-09 | 0.0032972 | 4.8939e-07 | 0.0080352 | 4.733e-08
[120 empty] | 7.3.3.17.5 (Remote Grid) Updates to grid topology to minimize risk of ignition in HFTDs Remote GridWLDFRWire-to-wire contactAggregated | WLDFR | HFTD - Distribution - Tier 3 - 1QU CoRE ¦ 1QU LoRE | Non-Red Flag Warning - Catastrophic Fires | Wire-to-wire contact | Aggregated | 2044 | 2.1562e-06 | 58.7222 | 0.00012662 | 2044 | Mitigation | 0.95 | 45 | 0 | esc | 0.00097009 | 2.0917e-09 | 0.00097009 | 2.0917e-09 | 0.0032972 | 4.8939e-07 | 0.0080352 | 4.733e-08
[120 empty] | 7.3.3.17.5 (Remote Grid) Updates to grid topology to minimize risk of ignition in HFTDs Remote GridWLDFRWire-to-wire contactAggregated | WLDFR | HFTD - Distribution - Tier 3 - 1QU CoRE ¦ 1QU LoRE | Non-Red Flag Warning - Catastrophic Fires | Wire-to-wire contact | Aggregated | 2045 | 2.1562e-06 | 58.7222 | 0.00012662 | 2045 | Mitigation | 0.95 | 45 | 0 | esc | 0.00097009 | 2.0917e-09 | 0.00097009 | 2.0917e-09 | 0.0032972 | 4.8939e-07 | 0.0080352 | 4.733e-08
[120 empty] | 7.3.3.17.5 (Remote Grid) Updates to grid topology to minimize risk of ignition in HFTDs Remote GridWLDFRWire-to-wire contactAggregated | WLDFR | HFTD - Distribution - Tier 3 - 1QU CoRE ¦ 1QU LoRE | Non-Red Flag Warning - Catastrophic Fires | Wire-to-wire contact | Aggregated | 2046 | 2.1562e-06 | 58.7222 | 0.00012662 | 2046 | Mitigation | 0.95 | 45 | 0 | esc | 0.00097009 | 2.0917e-09 | 0.00097009 | 2.0917e-09 | 0.0032972 | 4.8939e-07 | 0.0080352 | 4.733e-08
[120 empty] | 7.3.3.17.5 (Remote Grid) Updates to grid topology to minimize risk of ignition in HFTDs Remote GridWLDFRWire-to-wire contactAggregated | WLDFR | HFTD - Distribution - Tier 3 - 1QU CoRE ¦ 1QU LoRE | Non-Red Flag Warning - Catastrophic Fires | Wire-to-wire contact | Aggregated | 2047 | 2.1562e-06 | 58.7222 | 0.00012662 | 2047 | Mitigation | 0.95 | 45 | 0 | esc | 0.00097009 | 2.0917e-09 | 0.00097009 | 2.0917e-09 | 0.0032972 | 4.8939e-07 | 0.0080352 | 4.733e-08
[120 empty] | 7.3.3.17.5 (Remote Grid) Updates to grid topology to minimize risk of ignition in HFTDs Remote GridWLDFRWire-to-wire contactAggregated | WLDFR | HFTD - Distribution - Tier 3 - 1QU CoRE ¦ 1QU LoRE | Non-Red Flag Warning - Catastrophic Fires | Wire-to-wire contact | Aggregated | 2048 | 2.1562e-06 | 58.7222 | 0.00012662 | 2048 | Mitigation | 0.95 | 45 | 0 | esc | 0.00097009 | 2.0917e-09 | 0.00097009 | 2.0917e-09 | 0.0032972 | 4.8939e-07 | 0.0080352 | 4.733e-08
[120 empty] | 7.3.3.17.5 (Remote Grid) Updates to grid topology to minimize risk of ignition in HFTDs Remote GridWLDFRWire-to-wire contactAggregated | WLDFR | HFTD - Distribution - Tier 3 - 1QU CoRE ¦ 1QU LoRE | Non-Red Flag Warning - Catastrophic Fires | Wire-to-wire contact | Aggregated | 2049 | 2.1562e-06 | 58.7222 | 0.00012662 | 2049 | Mitigation | 0.95 | 45 | 0 | esc | 0.00097009 | 2.0917e-09 | 0.00097009 | 2.0917e-09 | 0.0032972 | 4.8939e-07 | 0.0080352 | 4.733e-08
[120 empty] | 7.3.3.17.5 (Remote Grid) Updates to grid topology to minimize risk of ignition in HFTDs Remote GridWLDFRWire-to-wire contactAggregated | WLDFR | HFTD - Distribution - Tier 3 - 1QU CoRE ¦ 1QU LoRE | Non-Red Flag Warning - Catastrophic Fires | Wire-to-wire contact | Aggregated | 2050 | 2.1562e-06 | 58.7222 | 0.00012662 | 2050 | Mitigation | 0.95 | 45 | 0 | esc | 0.00097009 | 2.0917e-09 | 0.00097009 | 2.0917e-09 | 0.0032972 | 4.8939e-07 | 0.0080352 | 4.733e-08
[120 empty] | 7.3.3.17.5 (Remote Grid) Updates to grid topology to minimize risk of ignition in HFTDs Remote GridWLDFRWire-to-wire contactAggregated | WLDFR | HFTD - Distribution - Tier 3 - 1QU CoRE ¦ 1QU LoRE | Non-Red Flag Warning - Catastrophic Fires | Wire-to-wire contact | Aggregated | 2051 | 2.1562e-06 | 58.7222 | 0.00012662 | 2051 | Mitigation | 0.95 | 45 | 0 | esc | 0.00097009 | 2.0917e-09 | 0.00097009 | 2.0917e-09 | 0.0032972 | 4.8939e-07 | 0.0080352 | 4.733e-08
[120 empty] | 7.3.3.17.5 (Remote Grid) Updates to grid topology to minimize risk of ignition in HFTDs Remote GridWLDFRWire-to-wire contactAggregated | WLDFR | HFTD - Distribution - Tier 3 - 1QU CoRE ¦ 1QU LoRE | Non-Red Flag Warning - Catastrophic Fires | Wire-to-wire contact | Aggregated | 2052 | 2.1562e-06 | 58.7222 | 0.00012662 | 2052 | Mitigation | 0.95 | 45 | 0 | esc | 0.00097009 | 2.0917e-09 | 0.00097009 | 2.0917e-09 | 0.0032972 | 4.8939e-07 | 0.0080352 | 4.733e-08
[120 empty] | 7.3.3.17.5 (Remote Grid) Updates to grid topology to minimize risk of ignition in HFTDs Remote GridWLDFRWire-to-wire contactAggregated | WLDFR | HFTD - Distribution - Tier 3 - 1QU CoRE ¦ 1QU LoRE | Non-Red Flag Warning - Catastrophic Fires | Wire-to-wire contact | Aggregated | 2053 | 2.1562e-06 | 58.7222 | 0.00012662 | 2053 | Mitigation | 0.95 | 45 | 0 | esc | 0.00097009 | 2.0917e-09 | 0.00097009 | 2.0917e-09 | 0.0032972 | 4.8939e-07 | 0.0080352 | 4.733e-08
[120 empty] | 7.3.3.17.5 (Remote Grid) Updates to grid topology to minimize risk of ignition in HFTDs Remote GridWLDFRWire-to-wire contactAggregated | WLDFR | HFTD - Distribution - Tier 3 - 1QU CoRE ¦ 1QU LoRE | Non-Red Flag Warning - Catastrophic Fires | Wire-to-wire contact | Aggregated | 2054 | 2.1562e-06 | 58.7222 | 0.00012662 | 2054 | Mitigation | 0.95 | 45 | 0 | esc | 0.00097009 | 2.0917e-09 | 0.00097009 | 2.0917e-09 | 0.0032972 | 4.8939e-07 | 0.0080352 | 4.733e-08
[120 empty] | 7.3.3.17.5 (Remote Grid) Updates to grid topology to minimize risk of ignition in HFTDs Remote GridWLDFRWire-to-wire contactAggregated | WLDFR | HFTD - Distribution - Tier 3 - 1QU CoRE ¦ 1QU LoRE | Non-Red Flag Warning - Catastrophic Fires | Wire-to-wire contact | Aggregated | 2055 | 2.1562e-06 | 58.7222 | 0.00012662 | 2055 | Mitigation | 0.95 | 45 | 0 | esc | 0.00097009 | 2.0917e-09 | 0.00097009 | 2.0917e-09 | 0.0032972 | 4.8939e-07 | 0.0080352 | 4.733e-08
[120 empty] | 7.3.3.17.5 (Remote Grid) Updates to grid topology to minimize risk of ignition in HFTDs Remote GridWLDFRWire-to-wire contactAggregated | WLDFR | HFTD - Distribution - Tier 3 - 1QU CoRE ¦ 1QU LoRE | Non-Red Flag Warning - Catastrophic Fires | Wire-to-wire contact | Aggregated | 2056 | 2.1562e-06 | 58.7222 | 0.00012662 | 2056 | Mitigation | 0.95 | 45 | 0 | esc | 0.00097009 | 2.0917e-09 | 0.00097009 | 2.0917e-09 | 0.0032972 | 4.8939e-07 | 0.0080352 | 4.733e-08
[120 empty] | 7.3.3.17.5 (Remote Grid) Updates to grid topology to minimize risk of ignition in HFTDs Remote GridWLDFRWire-to-wire contactAggregated | WLDFR | HFTD - Distribution - Tier 3 - 1QU CoRE ¦ 1QU LoRE | Non-Red Flag Warning - Catastrophic Fires | Wire-to-wire contact | Aggregated | 2057 | 2.1562e-06 | 58.7222 | 0.00012662 | 2057 | Mitigation | 0.95 | 45 | 0 | esc | 0.00097009 | 2.0917e-09 | 0.00097009 | 2.0917e-09 | 0.0032972 | 4.8939e-07 | 0.0080352 | 4.733e-08
[120 empty] | 7.3.3.17.5 (Remote Grid) Updates to grid topology to minimize risk of ignition in HFTDs Remote GridWLDFRWire-to-wire contactAggregated | WLDFR | HFTD - Distribution - Tier 3 - 1QU CoRE ¦ 1QU LoRE | Non-Red Flag Warning - Catastrophic Fires | Wire-to-wire contact | Aggregated | 2058 | 2.1562e-06 | 58.7222 | 0.00012662 | 2058 | Mitigation | 0.95 | 45 | 0 | esc | 0.00097009 | 2.0917e-09 | 0.00097009 | 2.0917e-09 | 0.0032972 | 4.8939e-07 | 0.0080352 | 4.733e-08
[120 empty] | 7.3.3.17.5 (Remote Grid) Updates to grid topology to minimize risk of ignition in HFTDs Remote GridWLDFRWire-to-wire contactAggregated | WLDFR | HFTD - Distribution - Tier 3 - 1QU CoRE ¦ 1QU LoRE | Non-Red Flag Warning - Catastrophic Fires | Wire-to-wire contact | Aggregated | 2059 | 2.1562e-06 | 58.7222 | 0.00012662 | 2059 | Mitigation | 0.95 | 45 | 0 | esc | 0.00097009 | 2.0917e-09 | 0.00097009 | 2.0917e-09 | 0.0032972 | 4.8939e-07 | 0.0080352 | 4.733e-08
[120 empty] | 7.3.3.17.5 (Remote Grid) Updates to grid topology to minimize risk of ignition in HFTDs Remote GridWLDFRWire-to-wire contactAggregated | WLDFR | HFTD - Distribution - Tier 3 - 1QU CoRE ¦ 1QU LoRE | Non-Red Flag Warning - Catastrophic Fires | Wire-to-wire contact | Aggregated | 2060 | 2.1562e-06 | 58.7222 | 0.00012662 | 2060 | Mitigation | 0.95 | 45 | 0 | esc | 0.00097009 | 2.0917e-09 | 0.00097009 | 2.0917e-09 | 0.0032972 | 4.8939e-07 | 0 | 0
[120 empty] | 7.3.3.17.5 (Remote Grid) Updates to grid topology to minimize risk of ignition in HFTDs Remote GridWLDFRWire-to-wire contactAggregated | WLDFR | HFTD - Distribution - Tier 3 - 1QU CoRE ¦ 1QU LoRE | Non-Red Flag Warning - Catastrophic Fires | Wire-to-wire contact | Aggregated | 2061 | 2.1562e-06 | 58.7222 | 0.00012662 | 2061 | Mitigation | 0.95 | 45 | 0 | esc | 0.00097009 | 2.0917e-09 | 0.00097009 | 2.0917e-09 | 0.0032972 | 4.8939e-07 | 0 | 0
[120 empty] | 7.3.3.17.5 (Remote Grid) Updates to grid topology to minimize risk of ignition in HFTDs Remote GridWLDFRWire-to-wire contactAggregated | WLDFR | HFTD - Distribution - Tier 3 - 1QU CoRE ¦ 1QU LoRE | Non-Red Flag Warning - Catastrophic Fires | Wire-to-wire contact | Aggregated | 2062 | 2.1562e-06 | 58.7222 | 0.00012662 | 2062 | Mitigation | 0.95 | 45 | 0 | esc | 0.00097009 | 2.0917e-09 | 0.00097009 | 2.0917e-09 | 0.0032972 | 4.8939e-07 | 0.010315 | 3.1347e-08
[120 empty] | 7.3.3.17.5 (Remote Grid) Updates to grid topology to minimize risk of ignition in HFTDs Remote GridWLDFRWire-to-wire contactAggregated | WLDFR | HFTD - Distribution - Tier 3 - 1QU CoRE ¦ 1QU LoRE | Non-Red Flag Warning - Catastrophic Fires | Wire-to-wire contact | Aggregated | 2063 | 2.1562e-06 | 58.7222 | 0.00012662 | 2063 | Mitigation | 0.95 | 45 | 0 | esc | 0.00097009 | 2.0917e-09 | 0.00097009 | 2.0917e-09 | 0.0032972 | 4.8939e-07 | 0.010315 | 3.1347e-08
[120 empty] | 7.3.3.17.5 (Remote Grid) Updates to grid topology to minimize risk of ignition in HFTDs Remote GridWLDFRWire-to-wire contactAggregated | WLDFR | HFTD - Distribution - Tier 3 - 1QU CoRE ¦ 1QU LoRE | Non-Red Flag Warning - Catastrophic Fires | Wire-to-wire contact | Aggregated | 2064 | 2.1562e-06 | 58.7222 | 0.00012662 | 2064 | Mitigation | 0.95 | 45 | 0 | esc | 0.00097009 | 2.0917e-09 | 0.00097009 | 2.0917e-09 | 0.0032972 | 4.8939e-07 | 0.010315 | 3.1347e-08
[120 empty] | 7.3.3.17.5 (Remote Grid) Updates to grid topology to minimize risk of ignition in HFTDs Remote GridWLDFRWire-to-wire contactAggregated | WLDFR | HFTD - Distribution - Tier 3 - 1QU CoRE ¦ 1QU LoRE | Non-Red Flag Warning - Catastrophic Fires | Wire-to-wire contact | Aggregated | 2065 | 2.1562e-06 | 58.7222 | 0.00012662 | 2065 | Mitigation | 0.95 | 45 | 0 | esc | 0.00097009 | 2.0917e-09 | 0.00097009 | 2.0917e-09 | 0.0032972 | 4.8939e-07 | 0.010315 | 3.1347e-08
[120 empty] | 7.3.3.17.5 (Remote Grid) Updates to grid topology to minimize risk of ignition in HFTDs Remote GridWLDFRWire-to-wire contactAggregated | WLDFR | HFTD - Distribution - Tier 3 - 1QU CoRE ¦ 1QU LoRE | Non-Red Flag Warning - Catastrophic Fires | Wire-to-wire contact | Aggregated | 2066 | 2.1562e-06 | 58.7222 | 0.00012662 | 2066 | Mitigation | 0.95 | 45 | 0 | esc | 0.00097009 | 2.0917e-09 | 0.00097009 | 2.0917e-09 | 0.0032972 | 4.8939e-07 | 0.010315 | 3.1347e-08
[120 empty] | 7.3.3.17.5 (Remote Grid) Updates to grid topology to minimize risk of ignition in HFTDs Remote GridWLDFRWire-to-wire contactAggregated | WLDFR | HFTD - Distribution - Tier 3 - 1QU CoRE ¦ 1QU LoRE | Non-Red Flag Warning - Catastrophic Fires | Wire-to-wire contact | Aggregated | 2067 | 2.1562e-06 | 58.7222 | 0.00012662 | 2067 | Mitigation | 0.95 | 45 | 0 | esc | 0 | 0 | 0.00097009 | 2.0917e-09 | 0.0032972 | 4.8939e-07 | 0.010315 | 3.1347e-08
[120 empty] | 7.3.3.17.5 (Remote Grid) Updates to grid topology to minimize risk of ignition in HFTDs Remote GridWLDFRContact from objectAggregated | WLDFR | HFTD - Distribution - Tier 3 - 1QU CoRE ¦ 1QU LoRE | Non-Red Flag Warning - Destructive Fires | Contact from object | Aggregated | 2022 | 5.6467e-06 | 58.7222 | 0.00033159 | 2022 | Mitigation | 0.95 | 45 | 0 | esc | 0.00097009 | 5.4778e-09 | 0 | 0 | 0.0032972 | 4.8939e-07 | 0.010315 | 3.1347e-08
[120 empty] | 7.3.3.17.5 (Remote Grid) Updates to grid topology to minimize risk of ignition in HFTDs Remote GridWLDFRContact from objectAggregated | WLDFR | HFTD - Distribution - Tier 3 - 1QU CoRE ¦ 1QU LoRE | Non-Red Flag Warning - Destructive Fires | Contact from object | Aggregated | 2023 | 5.6467e-06 | 58.7222 | 0.00033159 | 2023 | Mitigation | 0.95 | 45 | 0 | esc | 0.00097009 | 5.4778e-09 | 0.00097009 | 5.4778e-09 | 0.0032972 | 4.8939e-07 | 0.010315 | 3.1347e-08
[120 empty] | 7.3.3.17.5 (Remote Grid) Updates to grid topology to minimize risk of ignition in HFTDs Remote GridWLDFRContact from objectAggregated | WLDFR | HFTD - Distribution - Tier 3 - 1QU CoRE ¦ 1QU LoRE | Non-Red Flag Warning - Destructive Fires | Contact from object | Aggregated | 2024 | 5.6467e-06 | 58.7222 | 0.00033159 | 2024 | Mitigation | 0.95 | 45 | 0 | esc | 0.00097009 | 5.4778e-09 | 0.00097009 | 5.4778e-09 | 0.0032972 | 4.8939e-07 | 0.010315 | 3.1347e-08
[120 empty] | 7.3.3.17.5 (Remote Grid) Updates to grid topology to minimize risk of ignition in HFTDs Remote GridWLDFRContact from objectAggregated | WLDFR | HFTD - Distribution - Tier 3 - 1QU CoRE ¦ 1QU LoRE | Non-Red Flag Warning - Destructive Fires | Contact from object | Aggregated | 2025 | 5.6467e-06 | 58.7222 | 0.00033159 | 2025 | Mitigation | 0.95 | 45 | 0 | esc | 0.00097009 | 5.4778e-09 | 0.00097009 | 5.4778e-09 | 0.0032972 | 4.8939e-07 | 0.010315 | 3.1347e-08
[120 empty] | 7.3.3.17.5 (Remote Grid) Updates to grid topology to minimize risk of ignition in HFTDs Remote GridWLDFRContact from objectAggregated | WLDFR | HFTD - Distribution - Tier 3 - 1QU CoRE ¦ 1QU LoRE | Non-Red Flag Warning - Destructive Fires | Contact from object | Aggregated | 2026 | 5.6467e-06 | 58.7222 | 0.00033159 | 2026 | Mitigation | 0.95 | 45 | 0 | esc | 0.00097009 | 5.4778e-09 | 0.00097009 | 5.4778e-09 | 0.0032972 | 4.8939e-07 | 0.010315 | 3.1347e-08
[120 empty] | 7.3.3.17.5 (Remote Grid) Updates to grid topology to minimize risk of ignition in HFTDs Remote GridWLDFRContact from objectAggregated | WLDFR | HFTD - Distribution - Tier 3 - 1QU CoRE ¦ 1QU LoRE | Non-Red Flag Warning - Destructive Fires | Contact from object | Aggregated | 2027 | 5.6467e-06 | 58.7222 | 0.00033159 | 2027 | Mitigation | 0.95 | 45 | 0 | esc | 0.00097009 | 5.4778e-09 | 0.00097009 | 5.4778e-09 | 0.0032972 | 4.8939e-07 | 0.010315 | 3.1347e-08
[120 empty] | 7.3.3.17.5 (Remote Grid) Updates to grid topology to minimize risk of ignition in HFTDs Remote GridWLDFRContact from objectAggregated | WLDFR | HFTD - Distribution - Tier 3 - 1QU CoRE ¦ 1QU LoRE | Non-Red Flag Warning - Destructive Fires | Contact from object | Aggregated | 2028 | 5.6467e-06 | 58.7222 | 0.00033159 | 2028 | Mitigation | 0.95 | 45 | 0 | esc | 0.00097009 | 5.4778e-09 | 0.00097009 | 5.4778e-09 | 0.0032972 | 4.8939e-07 | 0.010315 | 3.1347e-08
[120 empty] | 7.3.3.17.5 (Remote Grid) Updates to grid topology to minimize risk of ignition in HFTDs Remote GridWLDFRContact from objectAggregated | WLDFR | HFTD - Distribution - Tier 3 - 1QU CoRE ¦ 1QU LoRE | Non-Red Flag Warning - Destructive Fires | Contact from object | Aggregated | 2029 | 5.6467e-06 | 58.7222 | 0.00033159 | 2029 | Mitigation | 0.95 | 45 | 0 | esc | 0.00097009 | 5.4778e-09 | 0.00097009 | 5.4778e-09 | 0.0032972 | 4.8939e-07 | 0.010315 | 3.1347e-08
[120 empty] | 7.3.3.17.5 (Remote Grid) Updates to grid topology to minimize risk of ignition in HFTDs Remote GridWLDFRContact from objectAggregated | WLDFR | HFTD - Distribution - Tier 3 - 1QU CoRE ¦ 1QU LoRE | Non-Red Flag Warning - Destructive Fires | Contact from object | Aggregated | 2030 | 5.6467e-06 | 58.7222 | 0.00033159 | 2030 | Mitigation | 0.95 | 45 | 0 | esc | 0.00097009 | 5.4778e-09 | 0.00097009 | 5.4778e-09 | 0.0032972 | 4.8939e-07 | 0.010315 | 3.1347e-08
[120 empty] | 7.3.3.17.5 (Remote Grid) Updates to grid topology to minimize risk of ignition in HFTDs Remote GridWLDFRContact from objectAggregated | WLDFR | HFTD - Distribution - Tier 3 - 1QU CoRE ¦ 1QU LoRE | Non-Red Flag Warning - Destructive Fires | Contact from object | Aggregated | 2031 | 5.6467e-06 | 58.7222 | 0.00033159 | 2031 | Mitigation | 0.95 | 45 | 0 | esc | 0.00097009 | 5.4778e-09 | 0.00097009 | 5.4778e-09 | 0.0032972 | 4.8939e-07 | 0.010315 | 3.1347e-08
[120 empty] | 7.3.3.17.5 (Remote Grid) Updates to grid topology to minimize risk of ignition in HFTDs Remote GridWLDFRContact from objectAggregated | WLDFR | HFTD - Distribution - Tier 3 - 1QU CoRE ¦ 1QU LoRE | Non-Red Flag Warning - Destructive Fires | Contact from object | Aggregated | 2032 | 5.6467e-06 | 58.7222 | 0.00033159 | 2032 | Mitigation | 0.95 | 45 | 0 | esc | 0.00097009 | 5.4778e-09 | 0.00097009 | 5.4778e-09 | 0.0032972 | 4.8939e-07 | 0.010315 | 3.1347e-08
[120 empty] | 7.3.3.17.5 (Remote Grid) Updates to grid topology to minimize risk of ignition in HFTDs Remote GridWLDFRContact from objectAggregated | WLDFR | HFTD - Distribution - Tier 3 - 1QU CoRE ¦ 1QU LoRE | Non-Red Flag Warning - Destructive Fires | Contact from object | Aggregated | 2033 | 5.6467e-06 | 58.7222 | 0.00033159 | 2033 | Mitigation | 0.95 | 45 | 0 | esc | 0.00097009 | 5.4778e-09 | 0.00097009 | 5.4778e-09 | 0.0032972 | 4.8939e-07 | 0.010315 | 3.1347e-08
[120 empty] | 7.3.3.17.5 (Remote Grid) Updates to grid topology to minimize risk of ignition in HFTDs Remote GridWLDFRContact from objectAggregated | WLDFR | HFTD - Distribution - Tier 3 - 1QU CoRE ¦ 1QU LoRE | Non-Red Flag Warning - Destructive Fires | Contact from object | Aggregated | 2034 | 5.6467e-06 | 58.7222 | 0.00033159 | 2034 | Mitigation | 0.95 | 45 | 0 | esc | 0.00097009 | 5.4778e-09 | 0.00097009 | 5.4778e-09 | 0.0032972 | 4.8939e-07 | 0.010315 | 3.1347e-08
[120 empty] | 7.3.3.17.5 (Remote Grid) Updates to grid topology to minimize risk of ignition in HFTDs Remote GridWLDFRContact from objectAggregated | WLDFR | HFTD - Distribution - Tier 3 - 1QU CoRE ¦ 1QU LoRE | Non-Red Flag Warning - Destructive Fires | Contact from object | Aggregated | 2035 | 5.6467e-06 | 58.7222 | 0.00033159 | 2035 | Mitigation | 0.95 | 45 | 0 | esc | 0.00097009 | 5.4778e-09 | 0.00097009 | 5.4778e-09 | 0.0032972 | 4.8939e-07 | 0.010315 | 3.1347e-08
[120 empty] | 7.3.3.17.5 (Remote Grid) Updates to grid topology to minimize risk of ignition in HFTDs Remote GridWLDFRContact from objectAggregated | WLDFR | HFTD - Distribution - Tier 3 - 1QU CoRE ¦ 1QU LoRE | Non-Red Flag Warning - Destructive Fires | Contact from object | Aggregated | 2036 | 5.6467e-06 | 58.7222 | 0.00033159 | 2036 | Mitigation | 0.95 | 45 | 0 | esc | 0.00097009 | 5.4778e-09 | 0.00097009 | 5.4778e-09 | 0.0032972 | 4.8939e-07 | 0.010315 | 3.1347e-08
[120 empty] | 7.3.3.17.5 (Remote Grid) Updates to grid topology to minimize risk of ignition in HFTDs Remote GridWLDFRContact from objectAggregated | WLDFR | HFTD - Distribution - Tier 3 - 1QU CoRE ¦ 1QU LoRE | Non-Red Flag Warning - Destructive Fires | Contact from object | Aggregated | 2037 | 5.6467e-06 | 58.7222 | 0.00033159 | 2037 | Mitigation | 0.95 | 45 | 0 | esc | 0.00097009 | 5.4778e-09 | 0.00097009 | 5.4778e-09 | 0.0032972 | 4.8939e-07 | 0.010315 | 3.1347e-08
[120 empty] | 7.3.3.17.5 (Remote Grid) Updates to grid topology to minimize risk of ignition in HFTDs Remote GridWLDFRContact from objectAggregated | WLDFR | HFTD - Distribution - Tier 3 - 1QU CoRE ¦ 1QU LoRE | Non-Red Flag Warning - Destructive Fires | Contact from object | Aggregated | 2038 | 5.6467e-06 | 58.7222 | 0.00033159 | 2038 | Mitigation | 0.95 | 45 | 0 | esc | 0.00097009 | 5.4778e-09 | 0.00097009 | 5.4778e-09 | 0.0032972 | 4.8939e-07 | 0.010315 | 3.1347e-08
[120 empty] | 7.3.3.17.5 (Remote Grid) Updates to grid topology to minimize risk of ignition in HFTDs Remote GridWLDFRContact from objectAggregated | WLDFR | HFTD - Distribution - Tier 3 - 1QU CoRE ¦ 1QU LoRE | Non-Red Flag Warning - Destructive Fires | Contact from object | Aggregated | 2039 | 5.6467e-06 | 58.7222 | 0.00033159 | 2039 | Mitigation | 0.95 | 45 | 0 | esc | 0.00097009 | 5.4778e-09 | 0.00097009 | 5.4778e-09 | 0.0032972 | 4.8939e-07 | 0.010315 | 3.1347e-08
[120 empty] | 7.3.3.17.5 (Remote Grid) Updates to grid topology to minimize risk of ignition in HFTDs Remote GridWLDFRContact from objectAggregated | WLDFR | HFTD - Distribution - Tier 3 - 1QU CoRE ¦ 1QU LoRE | Non-Red Flag Warning - Destructive Fires | Contact from object | Aggregated | 2040 | 5.6467e-06 | 58.7222 | 0.00033159 | 2040 | Mitigation | 0.95 | 45 | 0 | esc | 0.00097009 | 5.4778e-09 | 0.00097009 | 5.4778e-09 | 0.0032972 | 4.8939e-07 | 0.010315 | 3.1347e-08
[120 empty] | 7.3.3.17.5 (Remote Grid) Updates to grid topology to minimize risk of ignition in HFTDs Remote GridWLDFRContact from objectAggregated | WLDFR | HFTD - Distribution - Tier 3 - 1QU CoRE ¦ 1QU LoRE | Non-Red Flag Warning - Destructive Fires | Contact from object | Aggregated | 2041 | 5.6467e-06 | 58.7222 | 0.00033159 | 2041 | Mitigation | 0.95 | 45 | 0 | esc | 0.00097009 | 5.4778e-09 | 0.00097009 | 5.4778e-09 | 0.0032972 | 4.8939e-07 | 0.010315 | 3.1347e-08
[120 empty] | 7.3.3.17.5 (Remote Grid) Updates to grid topology to minimize risk of ignition in HFTDs Remote GridWLDFRContact from objectAggregated | WLDFR | HFTD - Distribution - Tier 3 - 1QU CoRE ¦ 1QU LoRE | Non-Red Flag Warning - Destructive Fires | Contact from object | Aggregated | 2042 | 5.6467e-06 | 58.7222 | 0.00033159 | 2042 | Mitigation | 0.95 | 45 | 0 | esc | 0.00097009 | 5.4778e-09 | 0.00097009 | 5.4778e-09 | 0 | 0 | 0.010315 | 3.1347e-08
[120 empty] | 7.3.3.17.5 (Remote Grid) Updates to grid topology to minimize risk of ignition in HFTDs Remote GridWLDFRContact from objectAggregated | WLDFR | HFTD - Distribution - Tier 3 - 1QU CoRE ¦ 1QU LoRE | Non-Red Flag Warning - Destructive Fires | Contact from object | Aggregated | 2043 | 5.6467e-06 | 58.7222 | 0.00033159 | 2043 | Mitigation | 0.95 | 45 | 0 | esc | 0.00097009 | 5.4778e-09 | 0.00097009 | 5.4778e-09 | 0.0032972 | 1.5596e-06 | 0.010315 | 3.1347e-08
[120 empty] | 7.3.3.17.5 (Remote Grid) Updates to grid topology to minimize risk of ignition in HFTDs Remote GridWLDFRContact from objectAggregated | WLDFR | HFTD - Distribution - Tier 3 - 1QU CoRE ¦ 1QU LoRE | Non-Red Flag Warning - Destructive Fires | Contact from object | Aggregated | 2044 | 5.6467e-06 | 58.7222 | 0.00033159 | 2044 | Mitigation | 0.95 | 45 | 0 | esc | 0.00097009 | 5.4778e-09 | 0.00097009 | 5.4778e-09 | 0.0032972 | 1.5596e-06 | 0.010315 | 3.1347e-08
[120 empty] | 7.3.3.17.5 (Remote Grid) Updates to grid topology to minimize risk of ignition in HFTDs Remote GridWLDFRContact from objectAggregated | WLDFR | HFTD - Distribution - Tier 3 - 1QU CoRE ¦ 1QU LoRE | Non-Red Flag Warning - Destructive Fires | Contact from object | Aggregated | 2045 | 5.6467e-06 | 58.7222 | 0.00033159 | 2045 | Mitigation | 0.95 | 45 | 0 | esc | 0.00097009 | 5.4778e-09 | 0.00097009 | 5.4778e-09 | 0.0032972 | 1.5596e-06 | 0.010315 | 3.1347e-08
[120 empty] | 7.3.3.17.5 (Remote Grid) Updates to grid topology to minimize risk of ignition in HFTDs Remote GridWLDFRContact from objectAggregated | WLDFR | HFTD - Distribution - Tier 3 - 1QU CoRE ¦ 1QU LoRE | Non-Red Flag Warning - Destructive Fires | Contact from object | Aggregated | 2046 | 5.6467e-06 | 58.7222 | 0.00033159 | 2046 | Mitigation | 0.95 | 45 | 0 | esc | 0.00097009 | 5.4778e-09 | 0.00097009 | 5.4778e-09 | 0.0032972 | 1.5596e-06 | 0 | 0
[120 empty] | 7.3.3.17.5 (Remote Grid) Updates to grid topology to minimize risk of ignition in HFTDs Remote GridWLDFRContact from objectAggregated | WLDFR | HFTD - Distribution - Tier 3 - 1QU CoRE ¦ 1QU LoRE | Non-Red Flag Warning - Destructive Fires | Contact from object | Aggregated | 2047 | 5.6467e-06 | 58.7222 | 0.00033159 | 2047 | Mitigation | 0.95 | 45 | 0 | esc | 0.00097009 | 5.4778e-09 | 0.00097009 | 5.4778e-09 | 0.0032972 | 1.5596e-06 | 0 | 0
[120 empty] | 7.3.3.17.5 (Remote Grid) Updates to grid topology to minimize risk of ignition in HFTDs Remote GridWLDFRContact from objectAggregated | WLDFR | HFTD - Distribution - Tier 3 - 1QU CoRE ¦ 1QU LoRE | Non-Red Flag Warning - Destructive Fires | Contact from object | Aggregated | 2048 | 5.6467e-06 | 58.7222 | 0.00033159 | 2048 | Mitigation | 0.95 | 45 | 0 | esc | 0.00097009 | 5.4778e-09 | 0.00097009 | 5.4778e-09 | 0.0032972 | 1.5596e-06 | 0.013666 | 1.5584e-08
[120 empty] | 7.3.3.17.5 (Remote Grid) Updates to grid topology to minimize risk of ignition in HFTDs Remote GridWLDFRContact from objectAggregated | WLDFR | HFTD - Distribution - Tier 3 - 1QU CoRE ¦ 1QU LoRE | Non-Red Flag Warning - Destructive Fires | Contact from object | Aggregated | 2049 | 5.6467e-06 | 58.7222 | 0.00033159 | 2049 | Mitigation | 0.95 | 45 | 0 | esc | 0.00097009 | 5.4778e-09 | 0.00097009 | 5.4778e-09 | 0.0032972 | 1.5596e-06 | 0.013666 | 1.5584e-08
[120 empty] | 7.3.3.17.5 (Remote Grid) Updates to grid topology to minimize risk of ignition in HFTDs Remote GridWLDFRContact from objectAggregated | WLDFR | HFTD - Distribution - Tier 3 - 1QU CoRE ¦ 1QU LoRE | Non-Red Flag Warning - Destructive Fires | Contact from object | Aggregated | 2050 | 5.6467e-06 | 58.7222 | 0.00033159 | 2050 | Mitigation | 0.95 | 45 | 0 | esc | 0.00097009 | 5.4778e-09 | 0.00097009 | 5.4778e-09 | 0.0032972 | 1.5596e-06 | 0.013666 | 1.5584e-08
[120 empty] | 7.3.3.17.5 (Remote Grid) Updates to grid topology to minimize risk of ignition in HFTDs Remote GridWLDFRContact from objectAggregated | WLDFR | HFTD - Distribution - Tier 3 - 1QU CoRE ¦ 1QU LoRE | Non-Red Flag Warning - Destructive Fires | Contact from object | Aggregated | 2051 | 5.6467e-06 | 58.7222 | 0.00033159 | 2051 | Mitigation | 0.95 | 45 | 0 | esc | 0.00097009 | 5.4778e-09 | 0.00097009 | 5.4778e-09 | 0.0032972 | 1.5596e-06 | 0.013666 | 1.5584e-08
[120 empty] | 7.3.3.17.5 (Remote Grid) Updates to grid topology to minimize risk of ignition in HFTDs Remote GridWLDFRContact from objectAggregated | WLDFR | HFTD - Distribution - Tier 3 - 1QU CoRE ¦ 1QU LoRE | Non-Red Flag Warning - Destructive Fires | Contact from object | Aggregated | 2052 | 5.6467e-06 | 58.7222 | 0.00033159 | 2052 | Mitigation | 0.95 | 45 | 0 | esc | 0.00097009 | 5.4778e-09 | 0.00097009 | 5.4778e-09 | 0.0032972 | 1.5596e-06 | 0.013666 | 1.5584e-08
[120 empty] | 7.3.3.17.5 (Remote Grid) Updates to grid topology to minimize risk of ignition in HFTDs Remote GridWLDFRContact from objectAggregated | WLDFR | HFTD - Distribution - Tier 3 - 1QU CoRE ¦ 1QU LoRE | Non-Red Flag Warning - Destructive Fires | Contact from object | Aggregated | 2053 | 5.6467e-06 | 58.7222 | 0.00033159 | 2053 | Mitigation | 0.95 | 45 | 0 | esc | 0.00097009 | 5.4778e-09 | 0.00097009 | 5.4778e-09 | 0.0032972 | 1.5596e-06 | 0.013666 | 1.5584e-08
[120 empty] | 7.3.3.17.5 (Remote Grid) Updates to grid topology to minimize risk of ignition in HFTDs Remote GridWLDFRContact from objectAggregated | WLDFR | HFTD - Distribution - Tier 3 - 1QU CoRE ¦ 1QU LoRE | Non-Red Flag Warning - Destructive Fires | Contact from object | Aggregated | 2054 | 5.6467e-06 | 58.7222 | 0.00033159 | 2054 | Mitigation | 0.95 | 45 | 0 | esc | 0.00097009 | 5.4778e-09 | 0.00097009 | 5.4778e-09 | 0.0032972 | 1.5596e-06 | 0.013666 | 1.5584e-08
[120 empty] | 7.3.3.17.5 (Remote Grid) Updates to grid topology to minimize risk of ignition in HFTDs Remote GridWLDFRContact from objectAggregated | WLDFR | HFTD - Distribution - Tier 3 - 1QU CoRE ¦ 1QU LoRE | Non-Red Flag Warning - Destructive Fires | Contact from object | Aggregated | 2055 | 5.6467e-06 | 58.7222 | 0.00033159 | 2055 | Mitigation | 0.95 | 45 | 0 | esc | 0.00097009 | 5.4778e-09 | 0.00097009 | 5.4778e-09 | 0.0032972 | 1.5596e-06 | 0.013666 | 1.5584e-08
[120 empty] | 7.3.3.17.5 (Remote Grid) Updates to grid topology to minimize risk of ignition in HFTDs Remote GridWLDFRContact from objectAggregated | WLDFR | HFTD - Distribution - Tier 3 - 1QU CoRE ¦ 1QU LoRE | Non-Red Flag Warning - Destructive Fires | Contact from object | Aggregated | 2056 | 5.6467e-06 | 58.7222 | 0.00033159 | 2056 | Mitigation | 0.95 | 45 | 0 | esc | 0.00097009 | 5.4778e-09 | 0.00097009 | 5.4778e-09 | 0.0032972 | 1.5596e-06 | 0.013666 | 1.5584e-08
[120 empty] | 7.3.3.17.5 (Remote Grid) Updates to grid topology to minimize risk of ignition in HFTDs Remote GridWLDFRContact from objectAggregated | WLDFR | HFTD - Distribution - Tier 3 - 1QU CoRE ¦ 1QU LoRE | Non-Red Flag Warning - Destructive Fires | Contact from object | Aggregated | 2057 | 5.6467e-06 | 58.7222 | 0.00033159 | 2057 | Mitigation | 0.95 | 45 | 0 | esc | 0.00097009 | 5.4778e-09 | 0.00097009 | 5.4778e-09 | 0.0032972 | 1.5596e-06 | 0.013666 | 1.5584e-08
[120 empty] | 7.3.3.17.5 (Remote Grid) Updates to grid topology to minimize risk of ignition in HFTDs Remote GridWLDFRContact from objectAggregated | WLDFR | HFTD - Distribution - Tier 3 - 1QU CoRE ¦ 1QU LoRE | Non-Red Flag Warning - Destructive Fires | Contact from object | Aggregated | 2058 | 5.6467e-06 | 58.7222 | 0.00033159 | 2058 | Mitigation | 0.95 | 45 | 0 | esc | 0.00097009 | 5.4778e-09 | 0.00097009 | 5.4778e-09 | 0.0032972 | 1.5596e-06 | 0.013666 | 1.5584e-08
[120 empty] | 7.3.3.17.5 (Remote Grid) Updates to grid topology to minimize risk of ignition in HFTDs Remote GridWLDFRContact from objectAggregated | WLDFR | HFTD - Distribution - Tier 3 - 1QU CoRE ¦ 1QU LoRE | Non-Red Flag Warning - Destructive Fires | Contact from object | Aggregated | 2059 | 5.6467e-06 | 58.7222 | 0.00033159 | 2059 | Mitigation | 0.95 | 45 | 0 | esc | 0.00097009 | 5.4778e-09 | 0.00097009 | 5.4778e-09 | 0.0032972 | 1.5596e-06 | 0.013666 | 1.5584e-08
[120 empty] | 7.3.3.17.5 (Remote Grid) Updates to grid topology to minimize risk of ignition in HFTDs Remote GridWLDFRContact from objectAggregated | WLDFR | HFTD - Distribution - Tier 3 - 1QU CoRE ¦ 1QU LoRE | Non-Red Flag Warning - Destructive Fires | Contact from object | Aggregated | 2060 | 5.6467e-06 | 58.7222 | 0.00033159 | 2060 | Mitigation | 0.95 | 45 | 0 | esc | 0.00097009 | 5.4778e-09 | 0.00097009 | 5.4778e-09 | 0.0032972 | 1.5596e-06 | 0.013666 | 1.5584e-08
[120 empty] | 7.3.3.17.5 (Remote Grid) Updates to grid topology to minimize risk of ignition in HFTDs Remote GridWLDFRContact from objectAggregated | WLDFR | HFTD - Distribution - Tier 3 - 1QU CoRE ¦ 1QU LoRE | Non-Red Flag Warning - Destructive Fires | Contact from object | Aggregated | 2061 | 5.6467e-06 | 58.7222 | 0.00033159 | 2061 | Mitigation | 0.95 | 45 | 0 | esc | 0.00097009 | 5.4778e-09 | 0.00097009 | 5.4778e-09 | 0.0032972 | 1.5596e-06 | 0.013666 | 1.5584e-08
[120 empty] | 7.3.3.17.5 (Remote Grid) Updates to grid topology to minimize risk of ignition in HFTDs Remote GridWLDFRContact from objectAggregated | WLDFR | HFTD - Distribution - Tier 3 - 1QU CoRE ¦ 1QU LoRE | Non-Red Flag Warning - Destructive Fires | Contact from object | Aggregated | 2062 | 5.6467e-06 | 58.7222 | 0.00033159 | 2062 | Mitigation | 0.95 | 45 | 0 | esc | 0.00097009 | 5.4778e-09 | 0.00097009 | 5.4778e-09 | 0.0032972 | 1.5596e-06 | 0.013666 | 1.5584e-08
[120 empty] | 7.3.3.17.5 (Remote Grid) Updates to grid topology to minimize risk of ignition in HFTDs Remote GridWLDFRContact from objectAggregated | WLDFR | HFTD - Distribution - Tier 3 - 1QU CoRE ¦ 1QU LoRE | Non-Red Flag Warning - Destructive Fires | Contact from object | Aggregated | 2063 | 5.6467e-06 | 58.7222 | 0.00033159 | 2063 | Mitigation | 0.95 | 45 | 0 | esc | 0.00097009 | 5.4778e-09 | 0.00097009 | 5.4778e-09 | 0.0032972 | 1.5596e-06 | 0.013666 | 1.5584e-08
[120 empty] | 7.3.3.17.5 (Remote Grid) Updates to grid topology to minimize risk of ignition in HFTDs Remote GridWLDFRContact from objectAggregated | WLDFR | HFTD - Distribution - Tier 3 - 1QU CoRE ¦ 1QU LoRE | Non-Red Flag Warning - Destructive Fires | Contact from object | Aggregated | 2064 | 5.6467e-06 | 58.7222 | 0.00033159 | 2064 | Mitigation | 0.95 | 45 | 0 | esc | 0.00097009 | 5.4778e-09 | 0.00097009 | 5.4778e-09 | 0.0032972 | 1.5596e-06 | 0.013666 | 1.5584e-08
[120 empty] | 7.3.3.17.5 (Remote Grid) Updates to grid topology to minimize risk of ignition in HFTDs Remote GridWLDFRContact from objectAggregated | WLDFR | HFTD - Distribution - Tier 3 - 1QU CoRE ¦ 1QU LoRE | Non-Red Flag Warning - Destructive Fires | Contact from object | Aggregated | 2065 | 5.6467e-06 | 58.7222 | 0.00033159 | 2065 | Mitigation | 0.95 | 45 | 0 | esc | 0.00097009 | 5.4778e-09 | 0.00097009 | 5.4778e-09 | 0.0032972 | 1.5596e-06 | 0.013666 | 1.5584e-08
[120 empty] | 7.3.3.17.5 (Remote Grid) Updates to grid topology to minimize risk of ignition in HFTDs Remote GridWLDFRContact from objectAggregated | WLDFR | HFTD - Distribution - Tier 3 - 1QU CoRE ¦ 1QU LoRE | Non-Red Flag Warning - Destructive Fires | Contact from object | Aggregated | 2066 | 5.6467e-06 | 58.7222 | 0.00033159 | 2066 | Mitigation | 0.95 | 45 | 0 | esc | 0.00097009 | 5.4778e-09 | 0.00097009 | 5.4778e-09 | 0.0032972 | 1.5596e-06 | 0.013666 | 1.5584e-08
[120 empty] | 7.3.3.17.5 (Remote Grid) Updates to grid topology to minimize risk of ignition in HFTDs Remote GridWLDFRContact from objectAggregated | WLDFR | HFTD - Distribution - Tier 3 - 1QU CoRE ¦ 1QU LoRE | Non-Red Flag Warning - Destructive Fires | Contact from object | Aggregated | 2067 | 5.6467e-06 | 58.7222 | 0.00033159 | 2067 | Mitigation | 0.95 | 45 | 0 | esc | 0 | 0 | 0.00097009 | 5.4778e-09 | 0.0032972 | 1.5596e-06 | 0.013666 | 1.5584e-08
[120 empty] | 7.3.3.17.5 (Remote Grid) Updates to grid topology to minimize risk of ignition in HFTDs Remote GridWLDFRContaminationAggregated | WLDFR | HFTD - Distribution - Tier 3 - 1QU CoRE ¦ 1QU LoRE | Non-Red Flag Warning - Destructive Fires | Contamination | Aggregated | 2022 | 7.717e-08 | 58.7222 | 4.5316e-06 | 2022 | Mitigation | 0.95 | 45 | 0 | esc | 0.00097009 | 7.4861e-11 | 0 | 0 | 0.0032972 | 1.5596e-06 | 0.013666 | 1.5584e-08
[120 empty] | 7.3.3.17.5 (Remote Grid) Updates to grid topology to minimize risk of ignition in HFTDs Remote GridWLDFRContaminationAggregated | WLDFR | HFTD - Distribution - Tier 3 - 1QU CoRE ¦ 1QU LoRE | Non-Red Flag Warning - Destructive Fires | Contamination | Aggregated | 2023 | 7.717e-08 | 58.7222 | 4.5316e-06 | 2023 | Mitigation | 0.95 | 45 | 0 | esc | 0.00097009 | 7.4861e-11 | 0.00097009 | 7.4861e-11 | 0.0032972 | 1.5596e-06 | 0.013666 | 1.5584e-08
[120 empty] | 7.3.3.17.5 (Remote Grid) Updates to grid topology to minimize risk of ignition in HFTDs Remote GridWLDFRContaminationAggregated | WLDFR | HFTD - Distribution - Tier 3 - 1QU CoRE ¦ 1QU LoRE | Non-Red Flag Warning - Destructive Fires | Contamination | Aggregated | 2024 | 7.717e-08 | 58.7222 | 4.5316e-06 | 2024 | Mitigation | 0.95 | 45 | 0 | esc | 0.00097009 | 7.4861e-11 | 0.00097009 | 7.4861e-11 | 0.0032972 | 1.5596e-06 | 0.013666 | 1.5584e-08
[120 empty] | 7.3.3.17.5 (Remote Grid) Updates to grid topology to minimize risk of ignition in HFTDs Remote GridWLDFRContaminationAggregated | WLDFR | HFTD - Distribution - Tier 3 - 1QU CoRE ¦ 1QU LoRE | Non-Red Flag Warning - Destructive Fires | Contamination | Aggregated | 2025 | 7.717e-08 | 58.7222 | 4.5316e-06 | 2025 | Mitigation | 0.95 | 45 | 0 | esc | 0.00097009 | 7.4861e-11 | 0.00097009 | 7.4861e-11 | 0.0032972 | 1.5596e-06 | 0.013666 | 1.5584e-08
[120 empty] | 7.3.3.17.5 (Remote Grid) Updates to grid topology to minimize risk of ignition in HFTDs Remote GridWLDFRContaminationAggregated | WLDFR | HFTD - Distribution - Tier 3 - 1QU CoRE ¦ 1QU LoRE | Non-Red Flag Warning - Destructive Fires | Contamination | Aggregated | 2026 | 7.717e-08 | 58.7222 | 4.5316e-06 | 2026 | Mitigation | 0.95 | 45 | 0 | esc | 0.00097009 | 7.4861e-11 | 0.00097009 | 7.4861e-11 | 0.0032972 | 1.5596e-06 | 0.013666 | 1.5584e-08
[120 empty] | 7.3.3.17.5 (Remote Grid) Updates to grid topology to minimize risk of ignition in HFTDs Remote GridWLDFRContaminationAggregated | WLDFR | HFTD - Distribution - Tier 3 - 1QU CoRE ¦ 1QU LoRE | Non-Red Flag Warning - Destructive Fires | Contamination | Aggregated | 2027 | 7.717e-08 | 58.7222 | 4.5316e-06 | 2027 | Mitigation | 0.95 | 45 | 0 | esc | 0.00097009 | 7.4861e-11 | 0.00097009 | 7.4861e-11 | 0.0032972 | 1.5596e-06 | 0.013666 | 1.5584e-08
[120 empty] | 7.3.3.17.5 (Remote Grid) Updates to grid topology to minimize risk of ignition in HFTDs Remote GridWLDFRContaminationAggregated | WLDFR | HFTD - Distribution - Tier 3 - 1QU CoRE ¦ 1QU LoRE | Non-Red Flag Warning - Destructive Fires | Contamination | Aggregated | 2028 | 7.717e-08 | 58.7222 | 4.5316e-06 | 2028 | Mitigation | 0.95 | 45 | 0 | esc | 0.00097009 | 7.4861e-11 | 0.00097009 | 7.4861e-11 | 0.0032972 | 1.5596e-06 | 0.013666 | 1.5584e-08
[120 empty] | 7.3.3.17.5 (Remote Grid) Updates to grid topology to minimize risk of ignition in HFTDs Remote GridWLDFRContaminationAggregated | WLDFR | HFTD - Distribution - Tier 3 - 1QU CoRE ¦ 1QU LoRE | Non-Red Flag Warning - Destructive Fires | Contamination | Aggregated | 2029 | 7.717e-08 | 58.7222 | 4.5316e-06 | 2029 | Mitigation | 0.95 | 45 | 0 | esc | 0.00097009 | 7.4861e-11 | 0.00097009 | 7.4861e-11 | 0.0032972 | 1.5596e-06 | 0.013666 | 1.5584e-08
[120 empty] | 7.3.3.17.5 (Remote Grid) Updates to grid topology to minimize risk of ignition in HFTDs Remote GridWLDFRContaminationAggregated | WLDFR | HFTD - Distribution - Tier 3 - 1QU CoRE ¦ 1QU LoRE | Non-Red Flag Warning - Destructive Fires | Contamination | Aggregated | 2030 | 7.717e-08 | 58.7222 | 4.5316e-06 | 2030 | Mitigation | 0.95 | 45 | 0 | esc | 0.00097009 | 7.4861e-11 | 0.00097009 | 7.4861e-11 | 0.0032972 | 1.5596e-06 | 0.013666 | 1.5584e-08
[120 empty] | 7.3.3.17.5 (Remote Grid) Updates to grid topology to minimize risk of ignition in HFTDs Remote GridWLDFRContaminationAggregated | WLDFR | HFTD - Distribution - Tier 3 - 1QU CoRE ¦ 1QU LoRE | Non-Red Flag Warning - Destructive Fires | Contamination | Aggregated | 2031 | 7.717e-08 | 58.7222 | 4.5316e-06 | 2031 | Mitigation | 0.95 | 45 | 0 | esc | 0.00097009 | 7.4861e-11 | 0.00097009 | 7.4861e-11 | 0.0032972 | 1.5596e-06 | 0.013666 | 1.5584e-08
[120 empty] | 7.3.3.17.5 (Remote Grid) Updates to grid topology to minimize risk of ignition in HFTDs Remote GridWLDFRContaminationAggregated | WLDFR | HFTD - Distribution - Tier 3 - 1QU CoRE ¦ 1QU LoRE | Non-Red Flag Warning - Destructive Fires | Contamination | Aggregated | 2032 | 7.717e-08 | 58.7222 | 4.5316e-06 | 2032 | Mitigation | 0.95 | 45 | 0 | esc | 0.00097009 | 7.4861e-11 | 0.00097009 | 7.4861e-11 | 0.0032972 | 1.5596e-06 | 0 | 0
[120 empty] | 7.3.3.17.5 (Remote Grid) Updates to grid topology to minimize risk of ignition in HFTDs Remote GridWLDFRContaminationAggregated | WLDFR | HFTD - Distribution - Tier 3 - 1QU CoRE ¦ 1QU LoRE | Non-Red Flag Warning - Destructive Fires | Contamination | Aggregated | 2033 | 7.717e-08 | 58.7222 | 4.5316e-06 | 2033 | Mitigation | 0.95 | 45 | 0 | esc | 0.00097009 | 7.4861e-11 | 0.00097009 | 7.4861e-11 | 0.0032972 | 1.5596e-06 | 0 | 0
[120 empty] | 7.3.3.17.5 (Remote Grid) Updates to grid topology to minimize risk of ignition in HFTDs Remote GridWLDFRContaminationAggregated | WLDFR | HFTD - Distribution - Tier 3 - 1QU CoRE ¦ 1QU LoRE | Non-Red Flag Warning - Destructive Fires | Contamination | Aggregated | 2034 | 7.717e-08 | 58.7222 | 4.5316e-06 | 2034 | Mitigation | 0.95 | 45 | 0 | esc | 0.00097009 | 7.4861e-11 | 0.00097009 | 7.4861e-11 | 0.0032972 | 1.5596e-06 | 0.0063316 | 8.0152e-11
[120 empty] | 7.3.3.17.5 (Remote Grid) Updates to grid topology to minimize risk of ignition in HFTDs Remote GridWLDFRContaminationAggregated | WLDFR | HFTD - Distribution - Tier 3 - 1QU CoRE ¦ 1QU LoRE | Non-Red Flag Warning - Destructive Fires | Contamination | Aggregated | 2035 | 7.717e-08 | 58.7222 | 4.5316e-06 | 2035 | Mitigation | 0.95 | 45 | 0 | esc | 0.00097009 | 7.4861e-11 | 0.00097009 | 7.4861e-11 | 0.0032972 | 1.5596e-06 | 0.0063316 | 8.0152e-11
[120 empty] | 7.3.3.17.5 (Remote Grid) Updates to grid topology to minimize risk of ignition in HFTDs Remote GridWLDFRContaminationAggregated | WLDFR | HFTD - Distribution - Tier 3 - 1QU CoRE ¦ 1QU LoRE | Non-Red Flag Warning - Destructive Fires | Contamination | Aggregated | 2036 | 7.717e-08 | 58.7222 | 4.5316e-06 | 2036 | Mitigation | 0.95 | 45 | 0 | esc | 0.00097009 | 7.4861e-11 | 0.00097009 | 7.4861e-11 | 0.0032972 | 1.5596e-06 | 0.0063316 | 8.0152e-11
[120 empty] | 7.3.3.17.5 (Remote Grid) Updates to grid topology to minimize risk of ignition in HFTDs Remote GridWLDFRContaminationAggregated | WLDFR | HFTD - Distribution - Tier 3 - 1QU CoRE ¦ 1QU LoRE | Non-Red Flag Warning - Destructive Fires | Contamination | Aggregated | 2037 | 7.717e-08 | 58.7222 | 4.5316e-06 | 2037 | Mitigation | 0.95 | 45 | 0 | esc | 0.00097009 | 7.4861e-11 | 0.00097009 | 7.4861e-11 | 0.0032972 | 1.5596e-06 | 0.0063316 | 8.0152e-11
[120 empty] | 7.3.3.17.5 (Remote Grid) Updates to grid topology to minimize risk of ignition in HFTDs Remote GridWLDFRContaminationAggregated | WLDFR | HFTD - Distribution - Tier 3 - 1QU CoRE ¦ 1QU LoRE | Non-Red Flag Warning - Destructive Fires | Contamination | Aggregated | 2038 | 7.717e-08 | 58.7222 | 4.5316e-06 | 2038 | Mitigation | 0.95 | 45 | 0 | esc | 0.00097009 | 7.4861e-11 | 0.00097009 | 7.4861e-11 | 0.0032972 | 1.5596e-06 | 0.0063316 | 8.0152e-11
[120 empty] | 7.3.3.17.5 (Remote Grid) Updates to grid topology to minimize risk of ignition in HFTDs Remote GridWLDFRContaminationAggregated | WLDFR | HFTD - Distribution - Tier 3 - 1QU CoRE ¦ 1QU LoRE | Non-Red Flag Warning - Destructive Fires | Contamination | Aggregated | 2039 | 7.717e-08 | 58.7222 | 4.5316e-06 | 2039 | Mitigation | 0.95 | 45 | 0 | esc | 0.00097009 | 7.4861e-11 | 0.00097009 | 7.4861e-11 | 0.0032972 | 1.5596e-06 | 0.0063316 | 8.0152e-11
[120 empty] | 7.3.3.17.5 (Remote Grid) Updates to grid topology to minimize risk of ignition in HFTDs Remote GridWLDFRContaminationAggregated | WLDFR | HFTD - Distribution - Tier 3 - 1QU CoRE ¦ 1QU LoRE | Non-Red Flag Warning - Destructive Fires | Contamination | Aggregated | 2040 | 7.717e-08 | 58.7222 | 4.5316e-06 | 2040 | Mitigation | 0.95 | 45 | 0 | esc | 0.00097009 | 7.4861e-11 | 0.00097009 | 7.4861e-11 | 0.0032972 | 1.5596e-06 | 0.0063316 | 8.0152e-11
[120 empty] | 7.3.3.17.5 (Remote Grid) Updates to grid topology to minimize risk of ignition in HFTDs Remote GridWLDFRContaminationAggregated | WLDFR | HFTD - Distribution - Tier 3 - 1QU CoRE ¦ 1QU LoRE | Non-Red Flag Warning - Destructive Fires | Contamination | Aggregated | 2041 | 7.717e-08 | 58.7222 | 4.5316e-06 | 2041 | Mitigation | 0.95 | 45 | 0 | esc | 0.00097009 | 7.4861e-11 | 0.00097009 | 7.4861e-11 | 0.0032972 | 1.5596e-06 | 0.0063316 | 8.0152e-11
[120 empty] | 7.3.3.17.5 (Remote Grid) Updates to grid topology to minimize risk of ignition in HFTDs Remote GridWLDFRContaminationAggregated | WLDFR | HFTD - Distribution - Tier 3 - 1QU CoRE ¦ 1QU LoRE | Non-Red Flag Warning - Destructive Fires | Contamination | Aggregated | 2042 | 7.717e-08 | 58.7222 | 4.5316e-06 | 2042 | Mitigation | 0.95 | 45 | 0 | esc | 0.00097009 | 7.4861e-11 | 0.00097009 | 7.4861e-11 | 0.0032972 | 1.5596e-06 | 0.0063316 | 8.0152e-11
[120 empty] | 7.3.3.17.5 (Remote Grid) Updates to grid topology to minimize risk of ignition in HFTDs Remote GridWLDFRContaminationAggregated | WLDFR | HFTD - Distribution - Tier 3 - 1QU CoRE ¦ 1QU LoRE | Non-Red Flag Warning - Destructive Fires | Contamination | Aggregated | 2043 | 7.717e-08 | 58.7222 | 4.5316e-06 | 2043 | Mitigation | 0.95 | 45 | 0 | esc | 0.00097009 | 7.4861e-11 | 0.00097009 | 7.4861e-11 | 0.0032972 | 1.5596e-06 | 0.0063316 | 8.0152e-11
[120 empty] | 7.3.3.17.5 (Remote Grid) Updates to grid topology to minimize risk of ignition in HFTDs Remote GridWLDFRContaminationAggregated | WLDFR | HFTD - Distribution - Tier 3 - 1QU CoRE ¦ 1QU LoRE | Non-Red Flag Warning - Destructive Fires | Contamination | Aggregated | 2044 | 7.717e-08 | 58.7222 | 4.5316e-06 | 2044 | Mitigation | 0.95 | 45 | 0 | esc | 0.00097009 | 7.4861e-11 | 0.00097009 | 7.4861e-11 | 0.0032972 | 1.5596e-06 | 0.0063316 | 8.0152e-11
[120 empty] | 7.3.3.17.5 (Remote Grid) Updates to grid topology to minimize risk of ignition in HFTDs Remote GridWLDFRContaminationAggregated | WLDFR | HFTD - Distribution - Tier 3 - 1QU CoRE ¦ 1QU LoRE | Non-Red Flag Warning - Destructive Fires | Contamination | Aggregated | 2045 | 7.717e-08 | 58.7222 | 4.5316e-06 | 2045 | Mitigation | 0.95 | 45 | 0 | esc | 0.00097009 | 7.4861e-11 | 0.00097009 | 7.4861e-11 | 0.0032972 | 1.5596e-06 | 0.0063316 | 8.0152e-11
[120 empty] | 7.3.3.17.5 (Remote Grid) Updates to grid topology to minimize risk of ignition in HFTDs Remote GridWLDFRContaminationAggregated | WLDFR | HFTD - Distribution - Tier 3 - 1QU CoRE ¦ 1QU LoRE | Non-Red Flag Warning - Destructive Fires | Contamination | Aggregated | 2046 | 7.717e-08 | 58.7222 | 4.5316e-06 | 2046 | Mitigation | 0.95 | 45 | 0 | esc | 0.00097009 | 7.4861e-11 | 0.00097009 | 7.4861e-11 | 0 | 0 | 0.0063316 | 8.0152e-11
[120 empty] | 7.3.3.17.5 (Remote Grid) Updates to grid topology to minimize risk of ignition in HFTDs Remote GridWLDFRContaminationAggregated | WLDFR | HFTD - Distribution - Tier 3 - 1QU CoRE ¦ 1QU LoRE | Non-Red Flag Warning - Destructive Fires | Contamination | Aggregated | 2047 | 7.717e-08 | 58.7222 | 4.5316e-06 | 2047 | Mitigation | 0.95 | 45 | 0 | esc | 0.00097009 | 7.4861e-11 | 0.00097009 | 7.4861e-11 | 0.0032972 | 8.7974e-08 | 0.0063316 | 8.0152e-11
[120 empty] | 7.3.3.17.5 (Remote Grid) Updates to grid topology to minimize risk of ignition in HFTDs Remote GridWLDFRContaminationAggregated | WLDFR | HFTD - Distribution - Tier 3 - 1QU CoRE ¦ 1QU LoRE | Non-Red Flag Warning - Destructive Fires | Contamination | Aggregated | 2048 | 7.717e-08 | 58.7222 | 4.5316e-06 | 2048 | Mitigation | 0.95 | 45 | 0 | esc | 0.00097009 | 7.4861e-11 | 0.00097009 | 7.4861e-11 | 0.0032972 | 8.7974e-08 | 0.0063316 | 8.0152e-11
[120 empty] | 7.3.3.17.5 (Remote Grid) Updates to grid topology to minimize risk of ignition in HFTDs Remote GridWLDFRContaminationAggregated | WLDFR | HFTD - Distribution - Tier 3 - 1QU CoRE ¦ 1QU LoRE | Non-Red Flag Warning - Destructive Fires | Contamination | Aggregated | 2049 | 7.717e-08 | 58.7222 | 4.5316e-06 | 2049 | Mitigation | 0.95 | 45 | 0 | esc | 0.00097009 | 7.4861e-11 | 0.00097009 | 7.4861e-11 | 0.0032972 | 8.7974e-08 | 0.0063316 | 8.0152e-11
[120 empty] | 7.3.3.17.5 (Remote Grid) Updates to grid topology to minimize risk of ignition in HFTDs Remote GridWLDFRContaminationAggregated | WLDFR | HFTD - Distribution - Tier 3 - 1QU CoRE ¦ 1QU LoRE | Non-Red Flag Warning - Destructive Fires | Contamination | Aggregated | 2050 | 7.717e-08 | 58.7222 | 4.5316e-06 | 2050 | Mitigation | 0.95 | 45 | 0 | esc | 0.00097009 | 7.4861e-11 | 0.00097009 | 7.4861e-11 | 0.0032972 | 8.7974e-08 | 0.0063316 | 8.0152e-11
[120 empty] | 7.3.3.17.5 (Remote Grid) Updates to grid topology to minimize risk of ignition in HFTDs Remote GridWLDFRContaminationAggregated | WLDFR | HFTD - Distribution - Tier 3 - 1QU CoRE ¦ 1QU LoRE | Non-Red Flag Warning - Destructive Fires | Contamination | Aggregated | 2051 | 7.717e-08 | 58.7222 | 4.5316e-06 | 2051 | Mitigation | 0.95 | 45 | 0 | esc | 0.00097009 | 7.4861e-11 | 0.00097009 | 7.4861e-11 | 0.0032972 | 8.7974e-08 | 0.0063316 | 8.0152e-11
[120 empty] | 7.3.3.17.5 (Remote Grid) Updates to grid topology to minimize risk of ignition in HFTDs Remote GridWLDFRContaminationAggregated | WLDFR | HFTD - Distribution - Tier 3 - 1QU CoRE ¦ 1QU LoRE | Non-Red Flag Warning - Destructive Fires | Contamination | Aggregated | 2052 | 7.717e-08 | 58.7222 | 4.5316e-06 | 2052 | Mitigation | 0.95 | 45 | 0 | esc | 0.00097009 | 7.4861e-11 | 0.00097009 | 7.4861e-11 | 0.0032972 | 8.7974e-08 | 0.0063316 | 8.0152e-11
[120 empty] | 7.3.3.17.5 (Remote Grid) Updates to grid topology to minimize risk of ignition in HFTDs Remote GridWLDFRContaminationAggregated | WLDFR | HFTD - Distribution - Tier 3 - 1QU CoRE ¦ 1QU LoRE | Non-Red Flag Warning - Destructive Fires | Contamination | Aggregated | 2053 | 7.717e-08 | 58.7222 | 4.5316e-06 | 2053 | Mitigation | 0.95 | 45 | 0 | esc | 0.00097009 | 7.4861e-11 | 0.00097009 | 7.4861e-11 | 0.0032972 | 8.7974e-08 | 0.0063316 | 8.0152e-11
[120 empty] | 7.3.3.17.5 (Remote Grid) Updates to grid topology to minimize risk of ignition in HFTDs Remote GridWLDFRContaminationAggregated | WLDFR | HFTD - Distribution - Tier 3 - 1QU CoRE ¦ 1QU LoRE | Non-Red Flag Warning - Destructive Fires | Contamination | Aggregated | 2054 | 7.717e-08 | 58.7222 | 4.5316e-06 | 2054 | Mitigation | 0.95 | 45 | 0 | esc | 0.00097009 | 7.4861e-11 | 0.00097009 | 7.4861e-11 | 0.0032972 | 8.7974e-08 | 0.0063316 | 8.0152e-11
[120 empty] | 7.3.3.17.5 (Remote Grid) Updates to grid topology to minimize risk of ignition in HFTDs Remote GridWLDFRContaminationAggregated | WLDFR | HFTD - Distribution - Tier 3 - 1QU CoRE ¦ 1QU LoRE | Non-Red Flag Warning - Destructive Fires | Contamination | Aggregated | 2055 | 7.717e-08 | 58.7222 | 4.5316e-06 | 2055 | Mitigation | 0.95 | 45 | 0 | esc | 0.00097009 | 7.4861e-11 | 0.00097009 | 7.4861e-11 | 0.0032972 | 8.7974e-08 | 0.0063316 | 8.0152e-11
[120 empty] | 7.3.3.17.5 (Remote Grid) Updates to grid topology to minimize risk of ignition in HFTDs Remote GridWLDFRContaminationAggregated | WLDFR | HFTD - Distribution - Tier 3 - 1QU CoRE ¦ 1QU LoRE | Non-Red Flag Warning - Destructive Fires | Contamination | Aggregated | 2056 | 7.717e-08 | 58.7222 | 4.5316e-06 | 2056 | Mitigation | 0.95 | 45 | 0 | esc | 0.00097009 | 7.4861e-11 | 0.00097009 | 7.4861e-11 | 0.0032972 | 8.7974e-08 | 0.0063316 | 8.0152e-11
[120 empty] | 7.3.3.17.5 (Remote Grid) Updates to grid topology to minimize risk of ignition in HFTDs Remote GridWLDFRContaminationAggregated | WLDFR | HFTD - Distribution - Tier 3 - 1QU CoRE ¦ 1QU LoRE | Non-Red Flag Warning - Destructive Fires | Contamination | Aggregated | 2057 | 7.717e-08 | 58.7222 | 4.5316e-06 | 2057 | Mitigation | 0.95 | 45 | 0 | esc | 0.00097009 | 7.4861e-11 | 0.00097009 | 7.4861e-11 | 0.0032972 | 8.7974e-08 | 0.0063316 | 8.0152e-11
[120 empty] | 7.3.3.17.5 (Remote Grid) Updates to grid topology to minimize risk of ignition in HFTDs Remote GridWLDFRContaminationAggregated | WLDFR | HFTD - Distribution - Tier 3 - 1QU CoRE ¦ 1QU LoRE | Non-Red Flag Warning - Destructive Fires | Contamination | Aggregated | 2058 | 7.717e-08 | 58.7222 | 4.5316e-06 | 2058 | Mitigation | 0.95 | 45 | 0 | esc | 0.00097009 | 7.4861e-11 | 0.00097009 | 7.4861e-11 | 0.0032972 | 8.7974e-08 | 0.0063316 | 8.0152e-11
[120 empty] | 7.3.3.17.5 (Remote Grid) Updates to grid topology to minimize risk of ignition in HFTDs Remote GridWLDFRContaminationAggregated | WLDFR | HFTD - Distribution - Tier 3 - 1QU CoRE ¦ 1QU LoRE | Non-Red Flag Warning - Destructive Fires | Contamination | Aggregated | 2059 | 7.717e-08 | 58.7222 | 4.5316e-06 | 2059 | Mitigation | 0.95 | 45 | 0 | esc | 0.00097009 | 7.4861e-11 | 0.00097009 | 7.4861e-11 | 0.0032972 | 8.7974e-08 | 0.0063316 | 8.0152e-11
[120 empty] | 7.3.3.17.5 (Remote Grid) Updates to grid topology to minimize risk of ignition in HFTDs Remote GridWLDFRContaminationAggregated | WLDFR | HFTD - Distribution - Tier 3 - 1QU CoRE ¦ 1QU LoRE | Non-Red Flag Warning - Destructive Fires | Contamination | Aggregated | 2060 | 7.717e-08 | 58.7222 | 4.5316e-06 | 2060 | Mitigation | 0.95 | 45 | 0 | esc | 0.00097009 | 7.4861e-11 | 0.00097009 | 7.4861e-11 | 0.0032972 | 8.7974e-08 | 0.0063316 | 8.0152e-11
[120 empty] | 7.3.3.17.5 (Remote Grid) Updates to grid topology to minimize risk of ignition in HFTDs Remote GridWLDFRContaminationAggregated | WLDFR | HFTD - Distribution - Tier 3 - 1QU CoRE ¦ 1QU LoRE | Non-Red Flag Warning - Destructive Fires | Contamination | Aggregated | 2061 | 7.717e-08 | 58.7222 | 4.5316e-06 | 2061 | Mitigation | 0.95 | 45 | 0 | esc | 0.00097009 | 7.4861e-11 | 0.00097009 | 7.4861e-11 | 0.0032972 | 8.7974e-08 | 0.0063316 | 8.0152e-11
[120 empty] | 7.3.3.17.5 (Remote Grid) Updates to grid topology to minimize risk of ignition in HFTDs Remote GridWLDFRContaminationAggregated | WLDFR | HFTD - Distribution - Tier 3 - 1QU CoRE ¦ 1QU LoRE | Non-Red Flag Warning - Destructive Fires | Contamination | Aggregated | 2062 | 7.717e-08 | 58.7222 | 4.5316e-06 | 2062 | Mitigation | 0.95 | 45 | 0 | esc | 0.00097009 | 7.4861e-11 | 0.00097009 | 7.4861e-11 | 0.0032972 | 8.7974e-08 | 0.0063316 | 8.0152e-11
[120 empty] | 7.3.3.17.5 (Remote Grid) Updates to grid topology to minimize risk of ignition in HFTDs Remote GridWLDFRContaminationAggregated | WLDFR | HFTD - Distribution - Tier 3 - 1QU CoRE ¦ 1QU LoRE | Non-Red Flag Warning - Destructive Fires | Contamination | Aggregated | 2063 | 7.717e-08 | 58.7222 | 4.5316e-06 | 2063 | Mitigation | 0.95 | 45 | 0 | esc | 0.00097009 | 7.4861e-11 | 0.00097009 | 7.4861e-11 | 0.0032972 | 8.7974e-08 | 0.0063316 | 8.0152e-11
[120 empty] | 7.3.3.17.5 (Remote Grid) Updates to grid topology to minimize risk of ignition in HFTDs Remote GridWLDFRContaminationAggregated | WLDFR | HFTD - Distribution - Tier 3 - 1QU CoRE ¦ 1QU LoRE | Non-Red Flag Warning - Destructive Fires | Contamination | Aggregated | 2064 | 7.717e-08 | 58.7222 | 4.5316e-06 | 2064 | Mitigation | 0.95 | 45 | 0 | esc | 0.00097009 | 7.4861e-11 | 0.00097009 | 7.4861e-11 | 0.0032972 | 8.7974e-08 | 0 | 0
[120 empty] | 7.3.3.17.5 (Remote Grid) Updates to grid topology to minimize risk of ignition in HFTDs Remote GridWLDFRContaminationAggregated | WLDFR | HFTD - Distribution - Tier 3 - 1QU CoRE ¦ 1QU LoRE | Non-Red Flag Warning - Destructive Fires | Contamination | Aggregated | 2065 | 7.717e-08 | 58.7222 | 4.5316e-06 | 2065 | Mitigation | 0.95 | 45 | 0 | esc | 0.00097009 | 7.4861e-11 | 0.00097009 | 7.4861e-11 | 0.0032972 | 8.7974e-08 | 0 | 0
[120 empty] | 7.3.3.17.5 (Remote Grid) Updates to grid topology to minimize risk of ignition in HFTDs Remote GridWLDFRContaminationAggregated | WLDFR | HFTD - Distribution - Tier 3 - 1QU CoRE ¦ 1QU LoRE | Non-Red Flag Warning - Destructive Fires | Contamination | Aggregated | 2066 | 7.717e-08 | 58.7222 | 4.5316e-06 | 2066 | Mitigation | 0.95 | 45 | 0 | esc | 0.00097009 | 7.4861e-11 | 0.00097009 | 7.4861e-11 | 0.0032972 | 8.7974e-08 | 0.012004 | 1.0295e-08
[120 empty] | 7.3.3.17.5 (Remote Grid) Updates to grid topology to minimize risk of ignition in HFTDs Remote GridWLDFRContaminationAggregated | WLDFR | HFTD - Distribution - Tier 3 - 1QU CoRE ¦ 1QU LoRE | Non-Red Flag Warning - Destructive Fires | Contamination | Aggregated | 2067 | 7.717e-08 | 58.7222 | 4.5316e-06 | 2067 | Mitigation | 0.95 | 45 | 0 | esc | 0 | 0 | 0.00097009 | 7.4861e-11 | 0.0032972 | 8.7974e-08 | 0.012004 | 1.0295e-08
[120 empty] | 7.3.3.17.5 (Remote Grid) Updates to grid topology to minimize risk of ignition in HFTDs Remote GridWLDFREquipment / facility failureAggregated | WLDFR | HFTD - Distribution - Tier 3 - 1QU CoRE ¦ 1QU LoRE | Non-Red Flag Warning - Destructive Fires | Equipment / facility failure | Aggregated | 2022 | 1.2273e-06 | 58.7222 | 7.2067e-05 | 2022 | Mitigation | 0.95 | 45 | 0 | esc | 0.00097009 | 1.1905e-09 | 0 | 0 | 0.0032972 | 8.7974e-08 | 0.012004 | 1.0295e-08
[120 empty] | 7.3.3.17.5 (Remote Grid) Updates to grid topology to minimize risk of ignition in HFTDs Remote GridWLDFREquipment / facility failureAggregated | WLDFR | HFTD - Distribution - Tier 3 - 1QU CoRE ¦ 1QU LoRE | Non-Red Flag Warning - Destructive Fires | Equipment / facility failure | Aggregated | 2023 | 1.2273e-06 | 58.7222 | 7.2067e-05 | 2023 | Mitigation | 0.95 | 45 | 0 | esc | 0.00097009 | 1.1905e-09 | 0.00097009 | 1.1905e-09 | 0.0032972 | 8.7974e-08 | 0.012004 | 1.0295e-08
[120 empty] | 7.3.3.17.5 (Remote Grid) Updates to grid topology to minimize risk of ignition in HFTDs Remote GridWLDFREquipment / facility failureAggregated | WLDFR | HFTD - Distribution - Tier 3 - 1QU CoRE ¦ 1QU LoRE | Non-Red Flag Warning - Destructive Fires | Equipment / facility failure | Aggregated | 2024 | 1.2273e-06 | 58.7222 | 7.2067e-05 | 2024 | Mitigation | 0.95 | 45 | 0 | esc | 0.00097009 | 1.1905e-09 | 0.00097009 | 1.1905e-09 | 0.0032972 | 8.7974e-08 | 0.012004 | 1.0295e-08
[120 empty] | 7.3.3.17.5 (Remote Grid) Updates to grid topology to minimize risk of ignition in HFTDs Remote GridWLDFREquipment / facility failureAggregated | WLDFR | HFTD - Distribution - Tier 3 - 1QU CoRE ¦ 1QU LoRE | Non-Red Flag Warning - Destructive Fires | Equipment / facility failure | Aggregated | 2025 | 1.2273e-06 | 58.7222 | 7.2067e-05 | 2025 | Mitigation | 0.95 | 45 | 0 | esc | 0.00097009 | 1.1905e-09 | 0.00097009 | 1.1905e-09 | 0.0032972 | 8.7974e-08 | 0.012004 | 1.0295e-08
[120 empty] | 7.3.3.17.5 (Remote Grid) Updates to grid topology to minimize risk of ignition in HFTDs Remote GridWLDFREquipment / facility failureAggregated | WLDFR | HFTD - Distribution - Tier 3 - 1QU CoRE ¦ 1QU LoRE | Non-Red Flag Warning - Destructive Fires | Equipment / facility failure | Aggregated | 2026 | 1.2273e-06 | 58.7222 | 7.2067e-05 | 2026 | Mitigation | 0.95 | 45 | 0 | esc | 0.00097009 | 1.1905e-09 | 0.00097009 | 1.1905e-09 | 0.0032972 | 8.7974e-08 | 0.012004 | 1.0295e-08
[120 empty] | 7.3.3.17.5 (Remote Grid) Updates to grid topology to minimize risk of ignition in HFTDs Remote GridWLDFREquipment / facility failureAggregated | WLDFR | HFTD - Distribution - Tier 3 - 1QU CoRE ¦ 1QU LoRE | Non-Red Flag Warning - Destructive Fires | Equipment / facility failure | Aggregated | 2027 | 1.2273e-06 | 58.7222 | 7.2067e-05 | 2027 | Mitigation | 0.95 | 45 | 0 | esc | 0.00097009 | 1.1905e-09 | 0.00097009 | 1.1905e-09 | 0.0032972 | 8.7974e-08 | 0.012004 | 1.0295e-08
[120 empty] | 7.3.3.17.5 (Remote Grid) Updates to grid topology to minimize risk of ignition in HFTDs Remote GridWLDFREquipment / facility failureAggregated | WLDFR | HFTD - Distribution - Tier 3 - 1QU CoRE ¦ 1QU LoRE | Non-Red Flag Warning - Destructive Fires | Equipment / facility failure | Aggregated | 2028 | 1.2273e-06 | 58.7222 | 7.2067e-05 | 2028 | Mitigation | 0.95 | 45 | 0 | esc | 0.00097009 | 1.1905e-09 | 0.00097009 | 1.1905e-09 | 0.0032972 | 8.7974e-08 | 0.012004 | 1.0295e-08
[120 empty] | 7.3.3.17.5 (Remote Grid) Updates to grid topology to minimize risk of ignition in HFTDs Remote GridWLDFREquipment / facility failureAggregated | WLDFR | HFTD - Distribution - Tier 3 - 1QU CoRE ¦ 1QU LoRE | Non-Red Flag Warning - Destructive Fires | Equipment / facility failure | Aggregated | 2029 | 1.2273e-06 | 58.7222 | 7.2067e-05 | 2029 | Mitigation | 0.95 | 45 | 0 | esc | 0.00097009 | 1.1905e-09 | 0.00097009 | 1.1905e-09 | 0.0032972 | 8.7974e-08 | 0.012004 | 1.0295e-08
[120 empty] | 7.3.3.17.5 (Remote Grid) Updates to grid topology to minimize risk of ignition in HFTDs Remote GridWLDFREquipment / facility failureAggregated | WLDFR | HFTD - Distribution - Tier 3 - 1QU CoRE ¦ 1QU LoRE | Non-Red Flag Warning - Destructive Fires | Equipment / facility failure | Aggregated | 2030 | 1.2273e-06 | 58.7222 | 7.2067e-05 | 2030 | Mitigation | 0.95 | 45 | 0 | esc | 0.00097009 | 1.1905e-09 | 0.00097009 | 1.1905e-09 | 0.0032972 | 8.7974e-08 | 0.012004 | 1.0295e-08
[120 empty] | 7.3.3.17.5 (Remote Grid) Updates to grid topology to minimize risk of ignition in HFTDs Remote GridWLDFREquipment / facility failureAggregated | WLDFR | HFTD - Distribution - Tier 3 - 1QU CoRE ¦ 1QU LoRE | Non-Red Flag Warning - Destructive Fires | Equipment / facility failure | Aggregated | 2031 | 1.2273e-06 | 58.7222 | 7.2067e-05 | 2031 | Mitigation | 0.95 | 45 | 0 | esc | 0.00097009 | 1.1905e-09 | 0.00097009 | 1.1905e-09 | 0.0032972 | 8.7974e-08 | 0.012004 | 1.0295e-08
[120 empty] | 7.3.3.17.5 (Remote Grid) Updates to grid topology to minimize risk of ignition in HFTDs Remote GridWLDFREquipment / facility failureAggregated | WLDFR | HFTD - Distribution - Tier 3 - 1QU CoRE ¦ 1QU LoRE | Non-Red Flag Warning - Destructive Fires | Equipment / facility failure | Aggregated | 2032 | 1.2273e-06 | 58.7222 | 7.2067e-05 | 2032 | Mitigation | 0.95 | 45 | 0 | esc | 0.00097009 | 1.1905e-09 | 0.00097009 | 1.1905e-09 | 0.0032972 | 8.7974e-08 | 0.012004 | 1.0295e-08
[120 empty] | 7.3.3.17.5 (Remote Grid) Updates to grid topology to minimize risk of ignition in HFTDs Remote GridWLDFREquipment / facility failureAggregated | WLDFR | HFTD - Distribution - Tier 3 - 1QU CoRE ¦ 1QU LoRE | Non-Red Flag Warning - Destructive Fires | Equipment / facility failure | Aggregated | 2033 | 1.2273e-06 | 58.7222 | 7.2067e-05 | 2033 | Mitigation | 0.95 | 45 | 0 | esc | 0.00097009 | 1.1905e-09 | 0.00097009 | 1.1905e-09 | 0.0032972 | 8.7974e-08 | 0.012004 | 1.0295e-08
[120 empty] | 7.3.3.17.5 (Remote Grid) Updates to grid topology to minimize risk of ignition in HFTDs Remote GridWLDFREquipment / facility failureAggregated | WLDFR | HFTD - Distribution - Tier 3 - 1QU CoRE ¦ 1QU LoRE | Non-Red Flag Warning - Destructive Fires | Equipment / facility failure | Aggregated | 2034 | 1.2273e-06 | 58.7222 | 7.2067e-05 | 2034 | Mitigation | 0.95 | 45 | 0 | esc | 0.00097009 | 1.1905e-09 | 0.00097009 | 1.1905e-09 | 0.0032972 | 8.7974e-08 | 0.012004 | 1.0295e-08
[120 empty] | 7.3.3.17.5 (Remote Grid) Updates to grid topology to minimize risk of ignition in HFTDs Remote GridWLDFREquipment / facility failureAggregated | WLDFR | HFTD - Distribution - Tier 3 - 1QU CoRE ¦ 1QU LoRE | Non-Red Flag Warning - Destructive Fires | Equipment / facility failure | Aggregated | 2035 | 1.2273e-06 | 58.7222 | 7.2067e-05 | 2035 | Mitigation | 0.95 | 45 | 0 | esc | 0.00097009 | 1.1905e-09 | 0.00097009 | 1.1905e-09 | 0.0032972 | 8.7974e-08 | 0.012004 | 1.0295e-08
[120 empty] | 7.3.3.17.5 (Remote Grid) Updates to grid topology to minimize risk of ignition in HFTDs Remote GridWLDFREquipment / facility failureAggregated | WLDFR | HFTD - Distribution - Tier 3 - 1QU CoRE ¦ 1QU LoRE | Non-Red Flag Warning - Destructive Fires | Equipment / facility failure | Aggregated | 2036 | 1.2273e-06 | 58.7222 | 7.2067e-05 | 2036 | Mitigation | 0.95 | 45 | 0 | esc | 0.00097009 | 1.1905e-09 | 0.00097009 | 1.1905e-09 | 0.0032972 | 8.7974e-08 | 0.012004 | 1.0295e-08
[120 empty] | 7.3.3.17.5 (Remote Grid) Updates to grid topology to minimize risk of ignition in HFTDs Remote GridWLDFREquipment / facility failureAggregated | WLDFR | HFTD - Distribution - Tier 3 - 1QU CoRE ¦ 1QU LoRE | Non-Red Flag Warning - Destructive Fires | Equipment / facility failure | Aggregated | 2037 | 1.2273e-06 | 58.7222 | 7.2067e-05 | 2037 | Mitigation | 0.95 | 45 | 0 | esc | 0.00097009 | 1.1905e-09 | 0.00097009 | 1.1905e-09 | 0.0032972 | 8.7974e-08 | 0.012004 | 1.0295e-08
[120 empty] | 7.3.3.17.5 (Remote Grid) Updates to grid topology to minimize risk of ignition in HFTDs Remote GridWLDFREquipment / facility failureAggregated | WLDFR | HFTD - Distribution - Tier 3 - 1QU CoRE ¦ 1QU LoRE | Non-Red Flag Warning - Destructive Fires | Equipment / facility failure | Aggregated | 2038 | 1.2273e-06 | 58.7222 | 7.2067e-05 | 2038 | Mitigation | 0.95 | 45 | 0 | esc | 0.00097009 | 1.1905e-09 | 0.00097009 | 1.1905e-09 | 0.0032972 | 8.7974e-08 | 0.012004 | 1.0295e-08
[120 empty] | 7.3.3.17.5 (Remote Grid) Updates to grid topology to minimize risk of ignition in HFTDs Remote GridWLDFREquipment / facility failureAggregated | WLDFR | HFTD - Distribution - Tier 3 - 1QU CoRE ¦ 1QU LoRE | Non-Red Flag Warning - Destructive Fires | Equipment / facility failure | Aggregated | 2039 | 1.2273e-06 | 58.7222 | 7.2067e-05 | 2039 | Mitigation | 0.95 | 45 | 0 | esc | 0.00097009 | 1.1905e-09 | 0.00097009 | 1.1905e-09 | 0.0032972 | 8.7974e-08 | 0.012004 | 1.0295e-08
[120 empty] | 7.3.3.17.5 (Remote Grid) Updates to grid topology to minimize risk of ignition in HFTDs Remote GridWLDFREquipment / facility failureAggregated | WLDFR | HFTD - Distribution - Tier 3 - 1QU CoRE ¦ 1QU LoRE | Non-Red Flag Warning - Destructive Fires | Equipment / facility failure | Aggregated | 2040 | 1.2273e-06 | 58.7222 | 7.2067e-05 | 2040 | Mitigation | 0.95 | 45 | 0 | esc | 0.00097009 | 1.1905e-09 | 0.00097009 | 1.1905e-09 | 0.0032972 | 8.7974e-08 | 0.012004 | 1.0295e-08
[120 empty] | 7.3.3.17.5 (Remote Grid) Updates to grid topology to minimize risk of ignition in HFTDs Remote GridWLDFREquipment / facility failureAggregated | WLDFR | HFTD - Distribution - Tier 3 - 1QU CoRE ¦ 1QU LoRE | Non-Red Flag Warning - Destructive Fires | Equipment / facility failure | Aggregated | 2041 | 1.2273e-06 | 58.7222 | 7.2067e-05 | 2041 | Mitigation | 0.95 | 45 | 0 | esc | 0.00097009 | 1.1905e-09 | 0.00097009 | 1.1905e-09 | 0.0032972 | 8.7974e-08 | 0.012004 | 1.0295e-08
[120 empty] | 7.3.3.17.5 (Remote Grid) Updates to grid topology to minimize risk of ignition in HFTDs Remote GridWLDFREquipment / facility failureAggregated | WLDFR | HFTD - Distribution - Tier 3 - 1QU CoRE ¦ 1QU LoRE | Non-Red Flag Warning - Destructive Fires | Equipment / facility failure | Aggregated | 2042 | 1.2273e-06 | 58.7222 | 7.2067e-05 | 2042 | Mitigation | 0.95 | 45 | 0 | esc | 0.00097009 | 1.1905e-09 | 0.00097009 | 1.1905e-09 | 0.0032972 | 8.7974e-08 | 0.012004 | 1.0295e-08
[120 empty] | 7.3.3.17.5 (Remote Grid) Updates to grid topology to minimize risk of ignition in HFTDs Remote GridWLDFREquipment / facility failureAggregated | WLDFR | HFTD - Distribution - Tier 3 - 1QU CoRE ¦ 1QU LoRE | Non-Red Flag Warning - Destructive Fires | Equipment / facility failure | Aggregated | 2043 | 1.2273e-06 | 58.7222 | 7.2067e-05 | 2043 | Mitigation | 0.95 | 45 | 0 | esc | 0.00097009 | 1.1905e-09 | 0.00097009 | 1.1905e-09 | 0.0032972 | 8.7974e-08 | 0.012004 | 1.0295e-08
[120 empty] | 7.3.3.17.5 (Remote Grid) Updates to grid topology to minimize risk of ignition in HFTDs Remote GridWLDFREquipment / facility failureAggregated | WLDFR | HFTD - Distribution - Tier 3 - 1QU CoRE ¦ 1QU LoRE | Non-Red Flag Warning - Destructive Fires | Equipment / facility failure | Aggregated | 2044 | 1.2273e-06 | 58.7222 | 7.2067e-05 | 2044 | Mitigation | 0.95 | 45 | 0 | esc | 0.00097009 | 1.1905e-09 | 0.00097009 | 1.1905e-09 | 0.0032972 | 8.7974e-08 | 0.012004 | 1.0295e-08
[120 empty] | 7.3.3.17.5 (Remote Grid) Updates to grid topology to minimize risk of ignition in HFTDs Remote GridWLDFREquipment / facility failureAggregated | WLDFR | HFTD - Distribution - Tier 3 - 1QU CoRE ¦ 1QU LoRE | Non-Red Flag Warning - Destructive Fires | Equipment / facility failure | Aggregated | 2045 | 1.2273e-06 | 58.7222 | 7.2067e-05 | 2045 | Mitigation | 0.95 | 45 | 0 | esc | 0.00097009 | 1.1905e-09 | 0.00097009 | 1.1905e-09 | 0.0032972 | 8.7974e-08 | 0.012004 | 1.0295e-08
[120 empty] | 7.3.3.17.5 (Remote Grid) Updates to grid topology to minimize risk of ignition in HFTDs Remote GridWLDFREquipment / facility failureAggregated | WLDFR | HFTD - Distribution - Tier 3 - 1QU CoRE ¦ 1QU LoRE | Non-Red Flag Warning - Destructive Fires | Equipment / facility failure | Aggregated | 2046 | 1.2273e-06 | 58.7222 | 7.2067e-05 | 2046 | Mitigation | 0.95 | 45 | 0 | esc | 0.00097009 | 1.1905e-09 | 0.00097009 | 1.1905e-09 | 0.0032972 | 8.7974e-08 | 0.012004 | 1.0295e-08
[120 empty] | 7.3.3.17.5 (Remote Grid) Updates to grid topology to minimize risk of ignition in HFTDs Remote GridWLDFREquipment / facility failureAggregated | WLDFR | HFTD - Distribution - Tier 3 - 1QU CoRE ¦ 1QU LoRE | Non-Red Flag Warning - Destructive Fires | Equipment / facility failure | Aggregated | 2047 | 1.2273e-06 | 58.7222 | 7.2067e-05 | 2047 | Mitigation | 0.95 | 45 | 0 | esc | 0.00097009 | 1.1905e-09 | 0.00097009 | 1.1905e-09 | 0.0032972 | 8.7974e-08 | 0.012004 | 1.0295e-08
[120 empty] | 7.3.3.17.5 (Remote Grid) Updates to grid topology to minimize risk of ignition in HFTDs Remote GridWLDFREquipment / facility failureAggregated | WLDFR | HFTD - Distribution - Tier 3 - 1QU CoRE ¦ 1QU LoRE | Non-Red Flag Warning - Destructive Fires | Equipment / facility failure | Aggregated | 2048 | 1.2273e-06 | 58.7222 | 7.2067e-05 | 2048 | Mitigation | 0.95 | 45 | 0 | esc | 0.00097009 | 1.1905e-09 | 0.00097009 | 1.1905e-09 | 0.0032972 | 8.7974e-08 | 0.012004 | 1.0295e-08
[120 empty] | 7.3.3.17.5 (Remote Grid) Updates to grid topology to minimize risk of ignition in HFTDs Remote GridWLDFREquipment / facility failureAggregated | WLDFR | HFTD - Distribution - Tier 3 - 1QU CoRE ¦ 1QU LoRE | Non-Red Flag Warning - Destructive Fires | Equipment / facility failure | Aggregated | 2049 | 1.2273e-06 | 58.7222 | 7.2067e-05 | 2049 | Mitigation | 0.95 | 45 | 0 | esc | 0.00097009 | 1.1905e-09 | 0.00097009 | 1.1905e-09 | 0.0032972 | 8.7974e-08 | 0.012004 | 1.0295e-08
[120 empty] | 7.3.3.17.5 (Remote Grid) Updates to grid topology to minimize risk of ignition in HFTDs Remote GridWLDFREquipment / facility failureAggregated | WLDFR | HFTD - Distribution - Tier 3 - 1QU CoRE ¦ 1QU LoRE | Non-Red Flag Warning - Destructive Fires | Equipment / facility failure | Aggregated | 2050 | 1.2273e-06 | 58.7222 | 7.2067e-05 | 2050 | Mitigation | 0.95 | 45 | 0 | esc | 0.00097009 | 1.1905e-09 | 0.00097009 | 1.1905e-09 | 0 | 0 | 0 | 0
[120 empty] | 7.3.3.17.5 (Remote Grid) Updates to grid topology to minimize risk of ignition in HFTDs Remote GridWLDFREquipment / facility failureAggregated | WLDFR | HFTD - Distribution - Tier 3 - 1QU CoRE ¦ 1QU LoRE | Non-Red Flag Warning - Destructive Fires | Equipment / facility failure | Aggregated | 2051 | 1.2273e-06 | 58.7222 | 7.2067e-05 | 2051 | Mitigation | 0.95 | 45 | 0 | esc | 0.00097009 | 1.1905e-09 | 0.00097009 | 1.1905e-09 | 0.0032972 | 1.7828e-05 | 0 | 0
[120 empty] | 7.3.3.17.5 (Remote Grid) Updates to grid topology to minimize risk of ignition in HFTDs Remote GridWLDFREquipment / facility failureAggregated | WLDFR | HFTD - Distribution - Tier 3 - 1QU CoRE ¦ 1QU LoRE | Non-Red Flag Warning - Destructive Fires | Equipment / facility failure | Aggregated | 2052 | 1.2273e-06 | 58.7222 | 7.2067e-05 | 2052 | Mitigation | 0.95 | 45 | 0 | esc | 0.00097009 | 1.1905e-09 | 0.00097009 | 1.1905e-09 | 0.0032972 | 1.7828e-05 | 0.010025 | 1.2906e-08
[120 empty] | 7.3.3.17.5 (Remote Grid) Updates to grid topology to minimize risk of ignition in HFTDs Remote GridWLDFREquipment / facility failureAggregated | WLDFR | HFTD - Distribution - Tier 3 - 1QU CoRE ¦ 1QU LoRE | Non-Red Flag Warning - Destructive Fires | Equipment / facility failure | Aggregated | 2053 | 1.2273e-06 | 58.7222 | 7.2067e-05 | 2053 | Mitigation | 0.95 | 45 | 0 | esc | 0.00097009 | 1.1905e-09 | 0.00097009 | 1.1905e-09 | 0.0032972 | 1.7828e-05 | 0.010025 | 1.2906e-08
[120 empty] | 7.3.3.17.5 (Remote Grid) Updates to grid topology to minimize risk of ignition in HFTDs Remote GridWLDFREquipment / facility failureAggregated | WLDFR | HFTD - Distribution - Tier 3 - 1QU CoRE ¦ 1QU LoRE | Non-Red Flag Warning - Destructive Fires | Equipment / facility failure | Aggregated | 2054 | 1.2273e-06 | 58.7222 | 7.2067e-05 | 2054 | Mitigation | 0.95 | 45 | 0 | esc | 0.00097009 | 1.1905e-09 | 0.00097009 | 1.1905e-09 | 0.0032972 | 1.7828e-05 | 0.010025 | 1.2906e-08
[120 empty] | 7.3.3.17.5 (Remote Grid) Updates to grid topology to minimize risk of ignition in HFTDs Remote GridWLDFREquipment / facility failureAggregated | WLDFR | HFTD - Distribution - Tier 3 - 1QU CoRE ¦ 1QU LoRE | Non-Red Flag Warning - Destructive Fires | Equipment / facility failure | Aggregated | 2055 | 1.2273e-06 | 58.7222 | 7.2067e-05 | 2055 | Mitigation | 0.95 | 45 | 0 | esc | 0.00097009 | 1.1905e-09 | 0.00097009 | 1.1905e-09 | 0.0032972 | 1.7828e-05 | 0.010025 | 1.2906e-08
[120 empty] | 7.3.3.17.5 (Remote Grid) Updates to grid topology to minimize risk of ignition in HFTDs Remote GridWLDFREquipment / facility failureAggregated | WLDFR | HFTD - Distribution - Tier 3 - 1QU CoRE ¦ 1QU LoRE | Non-Red Flag Warning - Destructive Fires | Equipment / facility failure | Aggregated | 2056 | 1.2273e-06 | 58.7222 | 7.2067e-05 | 2056 | Mitigation | 0.95 | 45 | 0 | esc | 0.00097009 | 1.1905e-09 | 0.00097009 | 1.1905e-09 | 0.0032972 | 1.7828e-05 | 0.010025 | 1.2906e-08
[120 empty] | 7.3.3.17.5 (Remote Grid) Updates to grid topology to minimize risk of ignition in HFTDs Remote GridWLDFREquipment / facility failureAggregated | WLDFR | HFTD - Distribution - Tier 3 - 1QU CoRE ¦ 1QU LoRE | Non-Red Flag Warning - Destructive Fires | Equipment / facility failure | Aggregated | 2057 | 1.2273e-06 | 58.7222 | 7.2067e-05 | 2057 | Mitigation | 0.95 | 45 | 0 | esc | 0.00097009 | 1.1905e-09 | 0.00097009 | 1.1905e-09 | 0.0032972 | 1.7828e-05 | 0.010025 | 1.2906e-08
[120 empty] | 7.3.3.17.5 (Remote Grid) Updates to grid topology to minimize risk of ignition in HFTDs Remote GridWLDFREquipment / facility failureAggregated | WLDFR | HFTD - Distribution - Tier 3 - 1QU CoRE ¦ 1QU LoRE | Non-Red Flag Warning - Destructive Fires | Equipment / facility failure | Aggregated | 2058 | 1.2273e-06 | 58.7222 | 7.2067e-05 | 2058 | Mitigation | 0.95 | 45 | 0 | esc | 0.00097009 | 1.1905e-09 | 0.00097009 | 1.1905e-09 | 0.0032972 | 1.7828e-05 | 0.010025 | 1.2906e-08
[120 empty] | 7.3.3.17.5 (Remote Grid) Updates to grid topology to minimize risk of ignition in HFTDs Remote GridWLDFREquipment / facility failureAggregated | WLDFR | HFTD - Distribution - Tier 3 - 1QU CoRE ¦ 1QU LoRE | Non-Red Flag Warning - Destructive Fires | Equipment / facility failure | Aggregated | 2059 | 1.2273e-06 | 58.7222 | 7.2067e-05 | 2059 | Mitigation | 0.95 | 45 | 0 | esc | 0.00097009 | 1.1905e-09 | 0.00097009 | 1.1905e-09 | 0.0032972 | 1.7828e-05 | 0.010025 | 1.2906e-08
[120 empty] | 7.3.3.17.5 (Remote Grid) Updates to grid topology to minimize risk of ignition in HFTDs Remote GridWLDFREquipment / facility failureAggregated | WLDFR | HFTD - Distribution - Tier 3 - 1QU CoRE ¦ 1QU LoRE | Non-Red Flag Warning - Destructive Fires | Equipment / facility failure | Aggregated | 2060 | 1.2273e-06 | 58.7222 | 7.2067e-05 | 2060 | Mitigation | 0.95 | 45 | 0 | esc | 0.00097009 | 1.1905e-09 | 0.00097009 | 1.1905e-09 | 0.0032972 | 1.7828e-05 | 0.010025 | 1.2906e-08
[120 empty] | 7.3.3.17.5 (Remote Grid) Updates to grid topology to minimize risk of ignition in HFTDs Remote GridWLDFREquipment / facility failureAggregated | WLDFR | HFTD - Distribution - Tier 3 - 1QU CoRE ¦ 1QU LoRE | Non-Red Flag Warning - Destructive Fires | Equipment / facility failure | Aggregated | 2061 | 1.2273e-06 | 58.7222 | 7.2067e-05 | 2061 | Mitigation | 0.95 | 45 | 0 | esc | 0.00097009 | 1.1905e-09 | 0.00097009 | 1.1905e-09 | 0.0032972 | 1.7828e-05 | 0.010025 | 1.2906e-08
[120 empty] | 7.3.3.17.5 (Remote Grid) Updates to grid topology to minimize risk of ignition in HFTDs Remote GridWLDFREquipment / facility failureAggregated | WLDFR | HFTD - Distribution - Tier 3 - 1QU CoRE ¦ 1QU LoRE | Non-Red Flag Warning - Destructive Fires | Equipment / facility failure | Aggregated | 2062 | 1.2273e-06 | 58.7222 | 7.2067e-05 | 2062 | Mitigation | 0.95 | 45 | 0 | esc | 0.00097009 | 1.1905e-09 | 0.00097009 | 1.1905e-09 | 0.0032972 | 1.7828e-05 | 0.010025 | 1.2906e-08
[120 empty] | 7.3.3.17.5 (Remote Grid) Updates to grid topology to minimize risk of ignition in HFTDs Remote GridWLDFREquipment / facility failureAggregated | WLDFR | HFTD - Distribution - Tier 3 - 1QU CoRE ¦ 1QU LoRE | Non-Red Flag Warning - Destructive Fires | Equipment / facility failure | Aggregated | 2063 | 1.2273e-06 | 58.7222 | 7.2067e-05 | 2063 | Mitigation | 0.95 | 45 | 0 | esc | 0.00097009 | 1.1905e-09 | 0.00097009 | 1.1905e-09 | 0.0032972 | 1.7828e-05 | 0.010025 | 1.2906e-08
[120 empty] | 7.3.3.17.5 (Remote Grid) Updates to grid topology to minimize risk of ignition in HFTDs Remote GridWLDFREquipment / facility failureAggregated | WLDFR | HFTD - Distribution - Tier 3 - 1QU CoRE ¦ 1QU LoRE | Non-Red Flag Warning - Destructive Fires | Equipment / facility failure | Aggregated | 2064 | 1.2273e-06 | 58.7222 | 7.2067e-05 | 2064 | Mitigation | 0.95 | 45 | 0 | esc | 0.00097009 | 1.1905e-09 | 0.00097009 | 1.1905e-09 | 0.0032972 | 1.7828e-05 | 0.010025 | 1.2906e-08
[120 empty] | 7.3.3.17.5 (Remote Grid) Updates to grid topology to minimize risk of ignition in HFTDs Remote GridWLDFREquipment / facility failureAggregated | WLDFR | HFTD - Distribution - Tier 3 - 1QU CoRE ¦ 1QU LoRE | Non-Red Flag Warning - Destructive Fires | Equipment / facility failure | Aggregated | 2065 | 1.2273e-06 | 58.7222 | 7.2067e-05 | 2065 | Mitigation | 0.95 | 45 | 0 | esc | 0.00097009 | 1.1905e-09 | 0.00097009 | 1.1905e-09 | 0.0032972 | 1.7828e-05 | 0.010025 | 1.2906e-08
[120 empty] | 7.3.3.17.5 (Remote Grid) Updates to grid topology to minimize risk of ignition in HFTDs Remote GridWLDFREquipment / facility failureAggregated | WLDFR | HFTD - Distribution - Tier 3 - 1QU CoRE ¦ 1QU LoRE | Non-Red Flag Warning - Destructive Fires | Equipment / facility failure | Aggregated | 2066 | 1.2273e-06 | 58.7222 | 7.2067e-05 | 2066 | Mitigation | 0.95 | 45 | 0 | esc | 0.00097009 | 1.1905e-09 | 0.00097009 | 1.1905e-09 | 0.0032972 | 1.7828e-05 | 0.010025 | 1.2906e-08
[120 empty] | 7.3.3.17.5 (Remote Grid) Updates to grid topology to minimize risk of ignition in HFTDs Remote GridWLDFREquipment / facility failureAggregated | WLDFR | HFTD - Distribution - Tier 3 - 1QU CoRE ¦ 1QU LoRE | Non-Red Flag Warning - Destructive Fires | Equipment / facility failure | Aggregated | 2067 | 1.2273e-06 | 58.7222 | 7.2067e-05 | 2067 | Mitigation | 0.95 | 45 | 0 | esc | 0 | 0 | 0.00097009 | 1.1905e-09 | 0.0032972 | 1.7828e-05 | 0.010025 | 1.2906e-08
[120 empty] | 7.3.3.17.5 (Remote Grid) Updates to grid topology to minimize risk of ignition in HFTDs Remote GridWLDFRVegetation ContactAggregated | WLDFR | HFTD - Distribution - Tier 3 - 1QU CoRE ¦ 1QU LoRE | Non-Red Flag Warning - Destructive Fires | Vegetation Contact | Aggregated | 2022 | 6.2597e-06 | 58.7222 | 0.00036759 | 2022 | Mitigation | 0.95 | 45 | 0 | esc | 0.00097009 | 6.0725e-09 | 0 | 0 | 0.0032972 | 1.7828e-05 | 0.010025 | 1.2906e-08
[120 empty] | 7.3.3.17.5 (Remote Grid) Updates to grid topology to minimize risk of ignition in HFTDs Remote GridWLDFRVegetation ContactAggregated | WLDFR | HFTD - Distribution - Tier 3 - 1QU CoRE ¦ 1QU LoRE | Non-Red Flag Warning - Destructive Fires | Vegetation Contact | Aggregated | 2023 | 6.2597e-06 | 58.7222 | 0.00036759 | 2023 | Mitigation | 0.95 | 45 | 0 | esc | 0.00097009 | 6.0725e-09 | 0.00097009 | 6.0725e-09 | 0.0032972 | 1.7828e-05 | 0.010025 | 1.2906e-08
[120 empty] | 7.3.3.17.5 (Remote Grid) Updates to grid topology to minimize risk of ignition in HFTDs Remote GridWLDFRVegetation ContactAggregated | WLDFR | HFTD - Distribution - Tier 3 - 1QU CoRE ¦ 1QU LoRE | Non-Red Flag Warning - Destructive Fires | Vegetation Contact | Aggregated | 2024 | 6.2597e-06 | 58.7222 | 0.00036759 | 2024 | Mitigation | 0.95 | 45 | 0 | esc | 0.00097009 | 6.0725e-09 | 0.00097009 | 6.0725e-09 | 0.0032972 | 1.7828e-05 | 0.010025 | 1.2906e-08
[120 empty] | 7.3.3.17.5 (Remote Grid) Updates to grid topology to minimize risk of ignition in HFTDs Remote GridWLDFRVegetation ContactAggregated | WLDFR | HFTD - Distribution - Tier 3 - 1QU CoRE ¦ 1QU LoRE | Non-Red Flag Warning - Destructive Fires | Vegetation Contact | Aggregated | 2025 | 6.2597e-06 | 58.7222 | 0.00036759 | 2025 | Mitigation | 0.95 | 45 | 0 | esc | 0.00097009 | 6.0725e-09 | 0.00097009 | 6.0725e-09 | 0.0032972 | 1.7828e-05 | 0.010025 | 1.2906e-08
[120 empty] | 7.3.3.17.5 (Remote Grid) Updates to grid topology to minimize risk of ignition in HFTDs Remote GridWLDFRVegetation ContactAggregated | WLDFR | HFTD - Distribution - Tier 3 - 1QU CoRE ¦ 1QU LoRE | Non-Red Flag Warning - Destructive Fires | Vegetation Contact | Aggregated | 2026 | 6.2597e-06 | 58.7222 | 0.00036759 | 2026 | Mitigation | 0.95 | 45 | 0 | esc | 0.00097009 | 6.0725e-09 | 0.00097009 | 6.0725e-09 | 0.0032972 | 1.7828e-05 | 0.010025 | 1.2906e-08
[120 empty] | 7.3.3.17.5 (Remote Grid) Updates to grid topology to minimize risk of ignition in HFTDs Remote GridWLDFRVegetation ContactAggregated | WLDFR | HFTD - Distribution - Tier 3 - 1QU CoRE ¦ 1QU LoRE | Non-Red Flag Warning - Destructive Fires | Vegetation Contact | Aggregated | 2027 | 6.2597e-06 | 58.7222 | 0.00036759 | 2027 | Mitigation | 0.95 | 45 | 0 | esc | 0.00097009 | 6.0725e-09 | 0.00097009 | 6.0725e-09 | 0.0032972 | 1.7828e-05 | 0.010025 | 1.2906e-08
[120 empty] | 7.3.3.17.5 (Remote Grid) Updates to grid topology to minimize risk of ignition in HFTDs Remote GridWLDFRVegetation ContactAggregated | WLDFR | HFTD - Distribution - Tier 3 - 1QU CoRE ¦ 1QU LoRE | Non-Red Flag Warning - Destructive Fires | Vegetation Contact | Aggregated | 2028 | 6.2597e-06 | 58.7222 | 0.00036759 | 2028 | Mitigation | 0.95 | 45 | 0 | esc | 0.00097009 | 6.0725e-09 | 0.00097009 | 6.0725e-09 | 0.0032972 | 1.7828e-05 | 0.010025 | 1.2906e-08
[120 empty] | 7.3.3.17.5 (Remote Grid) Updates to grid topology to minimize risk of ignition in HFTDs Remote GridWLDFRVegetation ContactAggregated | WLDFR | HFTD - Distribution - Tier 3 - 1QU CoRE ¦ 1QU LoRE | Non-Red Flag Warning - Destructive Fires | Vegetation Contact | Aggregated | 2029 | 6.2597e-06 | 58.7222 | 0.00036759 | 2029 | Mitigation | 0.95 | 45 | 0 | esc | 0.00097009 | 6.0725e-09 | 0.00097009 | 6.0725e-09 | 0.0032972 | 1.7828e-05 | 0.010025 | 1.2906e-08
[120 empty] | 7.3.3.17.5 (Remote Grid) Updates to grid topology to minimize risk of ignition in HFTDs Remote GridWLDFRVegetation ContactAggregated | WLDFR | HFTD - Distribution - Tier 3 - 1QU CoRE ¦ 1QU LoRE | Non-Red Flag Warning - Destructive Fires | Vegetation Contact | Aggregated | 2030 | 6.2597e-06 | 58.7222 | 0.00036759 | 2030 | Mitigation | 0.95 | 45 | 0 | esc | 0.00097009 | 6.0725e-09 | 0.00097009 | 6.0725e-09 | 0.0032972 | 1.7828e-05 | 0.010025 | 1.2906e-08
[120 empty] | 7.3.3.17.5 (Remote Grid) Updates to grid topology to minimize risk of ignition in HFTDs Remote GridWLDFRVegetation ContactAggregated | WLDFR | HFTD - Distribution - Tier 3 - 1QU CoRE ¦ 1QU LoRE | Non-Red Flag Warning - Destructive Fires | Vegetation Contact | Aggregated | 2031 | 6.2597e-06 | 58.7222 | 0.00036759 | 2031 | Mitigation | 0.95 | 45 | 0 | esc | 0.00097009 | 6.0725e-09 | 0.00097009 | 6.0725e-09 | 0.0032972 | 1.7828e-05 | 0.010025 | 1.2906e-08
[120 empty] | 7.3.3.17.5 (Remote Grid) Updates to grid topology to minimize risk of ignition in HFTDs Remote GridWLDFRVegetation ContactAggregated | WLDFR | HFTD - Distribution - Tier 3 - 1QU CoRE ¦ 1QU LoRE | Non-Red Flag Warning - Destructive Fires | Vegetation Contact | Aggregated | 2032 | 6.2597e-06 | 58.7222 | 0.00036759 | 2032 | Mitigation | 0.95 | 45 | 0 | esc | 0.00097009 | 6.0725e-09 | 0.00097009 | 6.0725e-09 | 0.0032972 | 1.7828e-05 | 0.010025 | 1.2906e-08
[120 empty] | 7.3.3.17.5 (Remote Grid) Updates to grid topology to minimize risk of ignition in HFTDs Remote GridWLDFRVegetation ContactAggregated | WLDFR | HFTD - Distribution - Tier 3 - 1QU CoRE ¦ 1QU LoRE | Non-Red Flag Warning - Destructive Fires | Vegetation Contact | Aggregated | 2033 | 6.2597e-06 | 58.7222 | 0.00036759 | 2033 | Mitigation | 0.95 | 45 | 0 | esc | 0.00097009 | 6.0725e-09 | 0.00097009 | 6.0725e-09 | 0.0032972 | 1.7828e-05 | 0.010025 | 1.2906e-08
[120 empty] | 7.3.3.17.5 (Remote Grid) Updates to grid topology to minimize risk of ignition in HFTDs Remote GridWLDFRVegetation ContactAggregated | WLDFR | HFTD - Distribution - Tier 3 - 1QU CoRE ¦ 1QU LoRE | Non-Red Flag Warning - Destructive Fires | Vegetation Contact | Aggregated | 2034 | 6.2597e-06 | 58.7222 | 0.00036759 | 2034 | Mitigation | 0.95 | 45 | 0 | esc | 0.00097009 | 6.0725e-09 | 0.00097009 | 6.0725e-09 | 0.0032972 | 1.7828e-05 | 0.010025 | 1.2906e-08
[120 empty] | 7.3.3.17.5 (Remote Grid) Updates to grid topology to minimize risk of ignition in HFTDs Remote GridWLDFRVegetation ContactAggregated | WLDFR | HFTD - Distribution - Tier 3 - 1QU CoRE ¦ 1QU LoRE | Non-Red Flag Warning - Destructive Fires | Vegetation Contact | Aggregated | 2035 | 6.2597e-06 | 58.7222 | 0.00036759 | 2035 | Mitigation | 0.95 | 45 | 0 | esc | 0.00097009 | 6.0725e-09 | 0.00097009 | 6.0725e-09 | 0.0032972 | 1.7828e-05 | 0.010025 | 1.2906e-08
[120 empty] | 7.3.3.17.5 (Remote Grid) Updates to grid topology to minimize risk of ignition in HFTDs Remote GridWLDFRVegetation ContactAggregated | WLDFR | HFTD - Distribution - Tier 3 - 1QU CoRE ¦ 1QU LoRE | Non-Red Flag Warning - Destructive Fires | Vegetation Contact | Aggregated | 2036 | 6.2597e-06 | 58.7222 | 0.00036759 | 2036 | Mitigation | 0.95 | 45 | 0 | esc | 0.00097009 | 6.0725e-09 | 0.00097009 | 6.0725e-09 | 0.0032972 | 1.7828e-05 | 0 | 0
[120 empty] | 7.3.3.17.5 (Remote Grid) Updates to grid topology to minimize risk of ignition in HFTDs Remote GridWLDFRVegetation ContactAggregated | WLDFR | HFTD - Distribution - Tier 3 - 1QU CoRE ¦ 1QU LoRE | Non-Red Flag Warning - Destructive Fires | Vegetation Contact | Aggregated | 2037 | 6.2597e-06 | 58.7222 | 0.00036759 | 2037 | Mitigation | 0.95 | 45 | 0 | esc | 0.00097009 | 6.0725e-09 | 0.00097009 | 6.0725e-09 | 0.0032972 | 1.7828e-05 | 0 | 0
[120 empty] | 7.3.3.17.5 (Remote Grid) Updates to grid topology to minimize risk of ignition in HFTDs Remote GridWLDFRVegetation ContactAggregated | WLDFR | HFTD - Distribution - Tier 3 - 1QU CoRE ¦ 1QU LoRE | Non-Red Flag Warning - Destructive Fires | Vegetation Contact | Aggregated | 2038 | 6.2597e-06 | 58.7222 | 0.00036759 | 2038 | Mitigation | 0.95 | 45 | 0 | esc | 0.00097009 | 6.0725e-09 | 0.00097009 | 6.0725e-09 | 0.0032972 | 1.7828e-05 | 0.0094681 | 5.8914e-08
[120 empty] | 7.3.3.17.5 (Remote Grid) Updates to grid topology to minimize risk of ignition in HFTDs Remote GridWLDFRVegetation ContactAggregated | WLDFR | HFTD - Distribution - Tier 3 - 1QU CoRE ¦ 1QU LoRE | Non-Red Flag Warning - Destructive Fires | Vegetation Contact | Aggregated | 2039 | 6.2597e-06 | 58.7222 | 0.00036759 | 2039 | Mitigation | 0.95 | 45 | 0 | esc | 0.00097009 | 6.0725e-09 | 0.00097009 | 6.0725e-09 | 0.0032972 | 1.7828e-05 | 0.0094681 | 5.8914e-08
[120 empty] | 7.3.3.17.5 (Remote Grid) Updates to grid topology to minimize risk of ignition in HFTDs Remote GridWLDFRVegetation ContactAggregated | WLDFR | HFTD - Distribution - Tier 3 - 1QU CoRE ¦ 1QU LoRE | Non-Red Flag Warning - Destructive Fires | Vegetation Contact | Aggregated | 2040 | 6.2597e-06 | 58.7222 | 0.00036759 | 2040 | Mitigation | 0.95 | 45 | 0 | esc | 0.00097009 | 6.0725e-09 | 0.00097009 | 6.0725e-09 | 0.0032972 | 1.7828e-05 | 0.0094681 | 5.8914e-08
[120 empty] | 7.3.3.17.5 (Remote Grid) Updates to grid topology to minimize risk of ignition in HFTDs Remote GridWLDFRVegetation ContactAggregated | WLDFR | HFTD - Distribution - Tier 3 - 1QU CoRE ¦ 1QU LoRE | Non-Red Flag Warning - Destructive Fires | Vegetation Contact | Aggregated | 2041 | 6.2597e-06 | 58.7222 | 0.00036759 | 2041 | Mitigation | 0.95 | 45 | 0 | esc | 0.00097009 | 6.0725e-09 | 0.00097009 | 6.0725e-09 | 0.0032972 | 1.7828e-05 | 0.0094681 | 5.8914e-08
[120 empty] | 7.3.3.17.5 (Remote Grid) Updates to grid topology to minimize risk of ignition in HFTDs Remote GridWLDFRVegetation ContactAggregated | WLDFR | HFTD - Distribution - Tier 3 - 1QU CoRE ¦ 1QU LoRE | Non-Red Flag Warning - Destructive Fires | Vegetation Contact | Aggregated | 2042 | 6.2597e-06 | 58.7222 | 0.00036759 | 2042 | Mitigation | 0.95 | 45 | 0 | esc | 0.00097009 | 6.0725e-09 | 0.00097009 | 6.0725e-09 | 0.0032972 | 1.7828e-05 | 0.0094681 | 5.8914e-08
[120 empty] | 7.3.3.17.5 (Remote Grid) Updates to grid topology to minimize risk of ignition in HFTDs Remote GridWLDFRVegetation ContactAggregated | WLDFR | HFTD - Distribution - Tier 3 - 1QU CoRE ¦ 1QU LoRE | Non-Red Flag Warning - Destructive Fires | Vegetation Contact | Aggregated | 2043 | 6.2597e-06 | 58.7222 | 0.00036759 | 2043 | Mitigation | 0.95 | 45 | 0 | esc | 0.00097009 | 6.0725e-09 | 0.00097009 | 6.0725e-09 | 0.0032972 | 1.7828e-05 | 0.0094681 | 5.8914e-08
[120 empty] | 7.3.3.17.5 (Remote Grid) Updates to grid topology to minimize risk of ignition in HFTDs Remote GridWLDFRVegetation ContactAggregated | WLDFR | HFTD - Distribution - Tier 3 - 1QU CoRE ¦ 1QU LoRE | Non-Red Flag Warning - Destructive Fires | Vegetation Contact | Aggregated | 2044 | 6.2597e-06 | 58.7222 | 0.00036759 | 2044 | Mitigation | 0.95 | 45 | 0 | esc | 0.00097009 | 6.0725e-09 | 0.00097009 | 6.0725e-09 | 0.0032972 | 1.7828e-05 | 0.0094681 | 5.8914e-08
[120 empty] | 7.3.3.17.5 (Remote Grid) Updates to grid topology to minimize risk of ignition in HFTDs Remote GridWLDFRVegetation ContactAggregated | WLDFR | HFTD - Distribution - Tier 3 - 1QU CoRE ¦ 1QU LoRE | Non-Red Flag Warning - Destructive Fires | Vegetation Contact | Aggregated | 2045 | 6.2597e-06 | 58.7222 | 0.00036759 | 2045 | Mitigation | 0.95 | 45 | 0 | esc | 0.00097009 | 6.0725e-09 | 0.00097009 | 6.0725e-09 | 0.0032972 | 1.7828e-05 | 0.0094681 | 5.8914e-08
[120 empty] | 7.3.3.17.5 (Remote Grid) Updates to grid topology to minimize risk of ignition in HFTDs Remote GridWLDFRVegetation ContactAggregated | WLDFR | HFTD - Distribution - Tier 3 - 1QU CoRE ¦ 1QU LoRE | Non-Red Flag Warning - Destructive Fires | Vegetation Contact | Aggregated | 2046 | 6.2597e-06 | 58.7222 | 0.00036759 | 2046 | Mitigation | 0.95 | 45 | 0 | esc | 0.00097009 | 6.0725e-09 | 0.00097009 | 6.0725e-09 | 0.0032972 | 1.7828e-05 | 0.0094681 | 5.8914e-08
[120 empty] | 7.3.3.17.5 (Remote Grid) Updates to grid topology to minimize risk of ignition in HFTDs Remote GridWLDFRVegetation ContactAggregated | WLDFR | HFTD - Distribution - Tier 3 - 1QU CoRE ¦ 1QU LoRE | Non-Red Flag Warning - Destructive Fires | Vegetation Contact | Aggregated | 2047 | 6.2597e-06 | 58.7222 | 0.00036759 | 2047 | Mitigation | 0.95 | 45 | 0 | esc | 0.00097009 | 6.0725e-09 | 0.00097009 | 6.0725e-09 | 0.0032972 | 1.7828e-05 | 0.0094681 | 5.8914e-08
[120 empty] | 7.3.3.17.5 (Remote Grid) Updates to grid topology to minimize risk of ignition in HFTDs Remote GridWLDFRVegetation ContactAggregated | WLDFR | HFTD - Distribution - Tier 3 - 1QU CoRE ¦ 1QU LoRE | Non-Red Flag Warning - Destructive Fires | Vegetation Contact | Aggregated | 2048 | 6.2597e-06 | 58.7222 | 0.00036759 | 2048 | Mitigation | 0.95 | 45 | 0 | esc | 0.00097009 | 6.0725e-09 | 0.00097009 | 6.0725e-09 | 0.0032972 | 1.7828e-05 | 0.0094681 | 5.8914e-08
[120 empty] | 7.3.3.17.5 (Remote Grid) Updates to grid topology to minimize risk of ignition in HFTDs Remote GridWLDFRVegetation ContactAggregated | WLDFR | HFTD - Distribution - Tier 3 - 1QU CoRE ¦ 1QU LoRE | Non-Red Flag Warning - Destructive Fires | Vegetation Contact | Aggregated | 2049 | 6.2597e-06 | 58.7222 | 0.00036759 | 2049 | Mitigation | 0.95 | 45 | 0 | esc | 0.00097009 | 6.0725e-09 | 0.00097009 | 6.0725e-09 | 0.0032972 | 1.7828e-05 | 0.0094681 | 5.8914e-08
[120 empty] | 7.3.3.17.5 (Remote Grid) Updates to grid topology to minimize risk of ignition in HFTDs Remote GridWLDFRVegetation ContactAggregated | WLDFR | HFTD - Distribution - Tier 3 - 1QU CoRE ¦ 1QU LoRE | Non-Red Flag Warning - Destructive Fires | Vegetation Contact | Aggregated | 2050 | 6.2597e-06 | 58.7222 | 0.00036759 | 2050 | Mitigation | 0.95 | 45 | 0 | esc | 0.00097009 | 6.0725e-09 | 0.00097009 | 6.0725e-09 | 0.0032972 | 1.7828e-05 | 0.0094681 | 5.8914e-08
[120 empty] | 7.3.3.17.5 (Remote Grid) Updates to grid topology to minimize risk of ignition in HFTDs Remote GridWLDFRVegetation ContactAggregated | WLDFR | HFTD - Distribution - Tier 3 - 1QU CoRE ¦ 1QU LoRE | Non-Red Flag Warning - Destructive Fires | Vegetation Contact | Aggregated | 2051 | 6.2597e-06 | 58.7222 | 0.00036759 | 2051 | Mitigation | 0.95 | 45 | 0 | esc | 0.00097009 | 6.0725e-09 | 0.00097009 | 6.0725e-09 | 0.0032972 | 1.7828e-05 | 0.0094681 | 5.8914e-08
[120 empty] | 7.3.3.17.5 (Remote Grid) Updates to grid topology to minimize risk of ignition in HFTDs Remote GridWLDFRVegetation ContactAggregated | WLDFR | HFTD - Distribution - Tier 3 - 1QU CoRE ¦ 1QU LoRE | Non-Red Flag Warning - Destructive Fires | Vegetation Contact | Aggregated | 2052 | 6.2597e-06 | 58.7222 | 0.00036759 | 2052 | Mitigation | 0.95 | 45 | 0 | esc | 0.00097009 | 6.0725e-09 | 0.00097009 | 6.0725e-09 | 0.0032972 | 1.7828e-05 | 0.0094681 | 5.8914e-08
[120 empty] | 7.3.3.17.5 (Remote Grid) Updates to grid topology to minimize risk of ignition in HFTDs Remote GridWLDFRVegetation ContactAggregated | WLDFR | HFTD - Distribution - Tier 3 - 1QU CoRE ¦ 1QU LoRE | Non-Red Flag Warning - Destructive Fires | Vegetation Contact | Aggregated | 2053 | 6.2597e-06 | 58.7222 | 0.00036759 | 2053 | Mitigation | 0.95 | 45 | 0 | esc | 0.00097009 | 6.0725e-09 | 0.00097009 | 6.0725e-09 | 0.0032972 | 1.7828e-05 | 0.0094681 | 5.8914e-08
[120 empty] | 7.3.3.17.5 (Remote Grid) Updates to grid topology to minimize risk of ignition in HFTDs Remote GridWLDFRVegetation ContactAggregated | WLDFR | HFTD - Distribution - Tier 3 - 1QU CoRE ¦ 1QU LoRE | Non-Red Flag Warning - Destructive Fires | Vegetation Contact | Aggregated | 2054 | 6.2597e-06 | 58.7222 | 0.00036759 | 2054 | Mitigation | 0.95 | 45 | 0 | esc | 0.00097009 | 6.0725e-09 | 0.00097009 | 6.0725e-09 | 0 | 0 | 0.0094681 | 5.8914e-08
[120 empty] | 7.3.3.17.5 (Remote Grid) Updates to grid topology to minimize risk of ignition in HFTDs Remote GridWLDFRVegetation ContactAggregated | WLDFR | HFTD - Distribution - Tier 3 - 1QU CoRE ¦ 1QU LoRE | Non-Red Flag Warning - Destructive Fires | Vegetation Contact | Aggregated | 2055 | 6.2597e-06 | 58.7222 | 0.00036759 | 2055 | Mitigation | 0.95 | 45 | 0 | esc | 0.00097009 | 6.0725e-09 | 0.00097009 | 6.0725e-09 | 0.0032972 | 2.5254e-06 | 0.0094681 | 5.8914e-08
[120 empty] | 7.3.3.17.5 (Remote Grid) Updates to grid topology to minimize risk of ignition in HFTDs Remote GridWLDFRVegetation ContactAggregated | WLDFR | HFTD - Distribution - Tier 3 - 1QU CoRE ¦ 1QU LoRE | Non-Red Flag Warning - Destructive Fires | Vegetation Contact | Aggregated | 2056 | 6.2597e-06 | 58.7222 | 0.00036759 | 2056 | Mitigation | 0.95 | 45 | 0 | esc | 0.00097009 | 6.0725e-09 | 0.00097009 | 6.0725e-09 | 0.0032972 | 2.5254e-06 | 0.0094681 | 5.8914e-08
[120 empty] | 7.3.3.17.5 (Remote Grid) Updates to grid topology to minimize risk of ignition in HFTDs Remote GridWLDFRVegetation ContactAggregated | WLDFR | HFTD - Distribution - Tier 3 - 1QU CoRE ¦ 1QU LoRE | Non-Red Flag Warning - Destructive Fires | Vegetation Contact | Aggregated | 2057 | 6.2597e-06 | 58.7222 | 0.00036759 | 2057 | Mitigation | 0.95 | 45 | 0 | esc | 0.00097009 | 6.0725e-09 | 0.00097009 | 6.0725e-09 | 0.0032972 | 2.5254e-06 | 0.0094681 | 5.8914e-08
[120 empty] | 7.3.3.17.5 (Remote Grid) Updates to grid topology to minimize risk of ignition in HFTDs Remote GridWLDFRVegetation ContactAggregated | WLDFR | HFTD - Distribution - Tier 3 - 1QU CoRE ¦ 1QU LoRE | Non-Red Flag Warning - Destructive Fires | Vegetation Contact | Aggregated | 2058 | 6.2597e-06 | 58.7222 | 0.00036759 | 2058 | Mitigation | 0.95 | 45 | 0 | esc | 0.00097009 | 6.0725e-09 | 0.00097009 | 6.0725e-09 | 0.0032972 | 2.5254e-06 | 0.0094681 | 5.8914e-08
[120 empty] | 7.3.3.17.5 (Remote Grid) Updates to grid topology to minimize risk of ignition in HFTDs Remote GridWLDFRVegetation ContactAggregated | WLDFR | HFTD - Distribution - Tier 3 - 1QU CoRE ¦ 1QU LoRE | Non-Red Flag Warning - Destructive Fires | Vegetation Contact | Aggregated | 2059 | 6.2597e-06 | 58.7222 | 0.00036759 | 2059 | Mitigation | 0.95 | 45 | 0 | esc | 0.00097009 | 6.0725e-09 | 0.00097009 | 6.0725e-09 | 0.0032972 | 2.5254e-06 | 0.0094681 | 5.8914e-08
[120 empty] | 7.3.3.17.5 (Remote Grid) Updates to grid topology to minimize risk of ignition in HFTDs Remote GridWLDFRVegetation ContactAggregated | WLDFR | HFTD - Distribution - Tier 3 - 1QU CoRE ¦ 1QU LoRE | Non-Red Flag Warning - Destructive Fires | Vegetation Contact | Aggregated | 2060 | 6.2597e-06 | 58.7222 | 0.00036759 | 2060 | Mitigation | 0.95 | 45 | 0 | esc | 0.00097009 | 6.0725e-09 | 0.00097009 | 6.0725e-09 | 0.0032972 | 2.5254e-06 | 0.0094681 | 5.8914e-08
[120 empty] | 7.3.3.17.5 (Remote Grid) Updates to grid topology to minimize risk of ignition in HFTDs Remote GridWLDFRVegetation ContactAggregated | WLDFR | HFTD - Distribution - Tier 3 - 1QU CoRE ¦ 1QU LoRE | Non-Red Flag Warning - Destructive Fires | Vegetation Contact | Aggregated | 2061 | 6.2597e-06 | 58.7222 | 0.00036759 | 2061 | Mitigation | 0.95 | 45 | 0 | esc | 0.00097009 | 6.0725e-09 | 0.00097009 | 6.0725e-09 | 0.0032972 | 2.5254e-06 | 0.0094681 | 5.8914e-08
[120 empty] | 7.3.3.17.5 (Remote Grid) Updates to grid topology to minimize risk of ignition in HFTDs Remote GridWLDFRVegetation ContactAggregated | WLDFR | HFTD - Distribution - Tier 3 - 1QU CoRE ¦ 1QU LoRE | Non-Red Flag Warning - Destructive Fires | Vegetation Contact | Aggregated | 2062 | 6.2597e-06 | 58.7222 | 0.00036759 | 2062 | Mitigation | 0.95 | 45 | 0 | esc | 0.00097009 | 6.0725e-09 | 0.00097009 | 6.0725e-09 | 0.0032972 | 2.5254e-06 | 0.0094681 | 5.8914e-08
[120 empty] | 7.3.3.17.5 (Remote Grid) Updates to grid topology to minimize risk of ignition in HFTDs Remote GridWLDFRVegetation ContactAggregated | WLDFR | HFTD - Distribution - Tier 3 - 1QU CoRE ¦ 1QU LoRE | Non-Red Flag Warning - Destructive Fires | Vegetation Contact | Aggregated | 2063 | 6.2597e-06 | 58.7222 | 0.00036759 | 2063 | Mitigation | 0.95 | 45 | 0 | esc | 0.00097009 | 6.0725e-09 | 0.00097009 | 6.0725e-09 | 0.0032972 | 2.5254e-06 | 0.0094681 | 5.8914e-08
[120 empty] | 7.3.3.17.5 (Remote Grid) Updates to grid topology to minimize risk of ignition in HFTDs Remote GridWLDFRVegetation ContactAggregated | WLDFR | HFTD - Distribution - Tier 3 - 1QU CoRE ¦ 1QU LoRE | Non-Red Flag Warning - Destructive Fires | Vegetation Contact | Aggregated | 2064 | 6.2597e-06 | 58.7222 | 0.00036759 | 2064 | Mitigation | 0.95 | 45 | 0 | esc | 0.00097009 | 6.0725e-09 | 0.00097009 | 6.0725e-09 | 0.0032972 | 2.5254e-06 | 0.0094681 | 5.8914e-08
[120 empty] | 7.3.3.17.5 (Remote Grid) Updates to grid topology to minimize risk of ignition in HFTDs Remote GridWLDFRVegetation ContactAggregated | WLDFR | HFTD - Distribution - Tier 3 - 1QU CoRE ¦ 1QU LoRE | Non-Red Flag Warning - Destructive Fires | Vegetation Contact | Aggregated | 2065 | 6.2597e-06 | 58.7222 | 0.00036759 | 2065 | Mitigation | 0.95 | 45 | 0 | esc | 0.00097009 | 6.0725e-09 | 0.00097009 | 6.0725e-09 | 0.0032972 | 2.5254e-06 | 0.0094681 | 5.8914e-08
[120 empty] | 7.3.3.17.5 (Remote Grid) Updates to grid topology to minimize risk of ignition in HFTDs Remote GridWLDFRVegetation ContactAggregated | WLDFR | HFTD - Distribution - Tier 3 - 1QU CoRE ¦ 1QU LoRE | Non-Red Flag Warning - Destructive Fires | Vegetation Contact | Aggregated | 2066 | 6.2597e-06 | 58.7222 | 0.00036759 | 2066 | Mitigation | 0.95 | 45 | 0 | esc | 0.00097009 | 6.0725e-09 | 0.00097009 | 6.0725e-09 | 0.0032972 | 2.5254e-06 | 0.0094681 | 5.8914e-08
[120 empty] | 7.3.3.17.5 (Remote Grid) Updates to grid topology to minimize risk of ignition in HFTDs Remote GridWLDFRVegetation ContactAggregated | WLDFR | HFTD - Distribution - Tier 3 - 1QU CoRE ¦ 1QU LoRE | Non-Red Flag Warning - Destructive Fires | Vegetation Contact | Aggregated | 2067 | 6.2597e-06 | 58.7222 | 0.00036759 | 2067 | Mitigation | 0.95 | 45 | 0 | esc | 0 | 0 | 0.00097009 | 6.0725e-09 | 0.0032972 | 2.5254e-06 | 0.0094681 | 5.8914e-08
[120 empty] | 7.3.3.17.5 (Remote Grid) Updates to grid topology to minimize risk of ignition in HFTDs Remote GridWLDFRWire-to-wire contactAggregated | WLDFR | HFTD - Distribution - Tier 3 - 1QU CoRE ¦ 1QU LoRE | Non-Red Flag Warning - Destructive Fires | Wire-to-wire contact | Aggregated | 2022 | 1.6244e-06 | 58.7222 | 9.5385e-05 | 2022 | Mitigation | 0.95 | 45 | 0 | esc | 0.00097009 | 1.5758e-09 | 0 | 0 | 0.0032972 | 2.5254e-06 | 0 | 0
[120 empty] | 7.3.3.17.5 (Remote Grid) Updates to grid topology to minimize risk of ignition in HFTDs Remote GridWLDFRWire-to-wire contactAggregated | WLDFR | HFTD - Distribution - Tier 3 - 1QU CoRE ¦ 1QU LoRE | Non-Red Flag Warning - Destructive Fires | Wire-to-wire contact | Aggregated | 2023 | 1.6244e-06 | 58.7222 | 9.5385e-05 | 2023 | Mitigation | 0.95 | 45 | 0 | esc | 0.00097009 | 1.5758e-09 | 0.00097009 | 1.5758e-09 | 0.0032972 | 2.5254e-06 | 0 | 0
[120 empty] | 7.3.3.17.5 (Remote Grid) Updates to grid topology to minimize risk of ignition in HFTDs Remote GridWLDFRWire-to-wire contactAggregated | WLDFR | HFTD - Distribution - Tier 3 - 1QU CoRE ¦ 1QU LoRE | Non-Red Flag Warning - Destructive Fires | Wire-to-wire contact | Aggregated | 2024 | 1.6244e-06 | 58.7222 | 9.5385e-05 | 2024 | Mitigation | 0.95 | 45 | 0 | esc | 0.00097009 | 1.5758e-09 | 0.00097009 | 1.5758e-09 | 0.0032972 | 2.5254e-06 | 0.010598 | 2.2754e-09
[120 empty] | 7.3.3.17.5 (Remote Grid) Updates to grid topology to minimize risk of ignition in HFTDs Remote GridWLDFRWire-to-wire contactAggregated | WLDFR | HFTD - Distribution - Tier 3 - 1QU CoRE ¦ 1QU LoRE | Non-Red Flag Warning - Destructive Fires | Wire-to-wire contact | Aggregated | 2025 | 1.6244e-06 | 58.7222 | 9.5385e-05 | 2025 | Mitigation | 0.95 | 45 | 0 | esc | 0.00097009 | 1.5758e-09 | 0.00097009 | 1.5758e-09 | 0.0032972 | 2.5254e-06 | 0.010598 | 2.2754e-09
[120 empty] | 7.3.3.17.5 (Remote Grid) Updates to grid topology to minimize risk of ignition in HFTDs Remote GridWLDFRWire-to-wire contactAggregated | WLDFR | HFTD - Distribution - Tier 3 - 1QU CoRE ¦ 1QU LoRE | Non-Red Flag Warning - Destructive Fires | Wire-to-wire contact | Aggregated | 2026 | 1.6244e-06 | 58.7222 | 9.5385e-05 | 2026 | Mitigation | 0.95 | 45 | 0 | esc | 0.00097009 | 1.5758e-09 | 0.00097009 | 1.5758e-09 | 0.0032972 | 2.5254e-06 | 0.010598 | 2.2754e-09
[120 empty] | 7.3.3.17.5 (Remote Grid) Updates to grid topology to minimize risk of ignition in HFTDs Remote GridWLDFRWire-to-wire contactAggregated | WLDFR | HFTD - Distribution - Tier 3 - 1QU CoRE ¦ 1QU LoRE | Non-Red Flag Warning - Destructive Fires | Wire-to-wire contact | Aggregated | 2027 | 1.6244e-06 | 58.7222 | 9.5385e-05 | 2027 | Mitigation | 0.95 | 45 | 0 | esc | 0.00097009 | 1.5758e-09 | 0.00097009 | 1.5758e-09 | 0.0032972 | 2.5254e-06 | 0.010598 | 2.2754e-09
[120 empty] | 7.3.3.17.5 (Remote Grid) Updates to grid topology to minimize risk of ignition in HFTDs Remote GridWLDFRWire-to-wire contactAggregated | WLDFR | HFTD - Distribution - Tier 3 - 1QU CoRE ¦ 1QU LoRE | Non-Red Flag Warning - Destructive Fires | Wire-to-wire contact | Aggregated | 2028 | 1.6244e-06 | 58.7222 | 9.5385e-05 | 2028 | Mitigation | 0.95 | 45 | 0 | esc | 0.00097009 | 1.5758e-09 | 0.00097009 | 1.5758e-09 | 0.0032972 | 2.5254e-06 | 0.010598 | 2.2754e-09
[120 empty] | 7.3.3.17.5 (Remote Grid) Updates to grid topology to minimize risk of ignition in HFTDs Remote GridWLDFRWire-to-wire contactAggregated | WLDFR | HFTD - Distribution - Tier 3 - 1QU CoRE ¦ 1QU LoRE | Non-Red Flag Warning - Destructive Fires | Wire-to-wire contact | Aggregated | 2029 | 1.6244e-06 | 58.7222 | 9.5385e-05 | 2029 | Mitigation | 0.95 | 45 | 0 | esc | 0.00097009 | 1.5758e-09 | 0.00097009 | 1.5758e-09 | 0.0032972 | 2.5254e-06 | 0.010598 | 2.2754e-09
[120 empty] | 7.3.3.17.5 (Remote Grid) Updates to grid topology to minimize risk of ignition in HFTDs Remote GridWLDFRWire-to-wire contactAggregated | WLDFR | HFTD - Distribution - Tier 3 - 1QU CoRE ¦ 1QU LoRE | Non-Red Flag Warning - Destructive Fires | Wire-to-wire contact | Aggregated | 2030 | 1.6244e-06 | 58.7222 | 9.5385e-05 | 2030 | Mitigation | 0.95 | 45 | 0 | esc | 0.00097009 | 1.5758e-09 | 0.00097009 | 1.5758e-09 | 0.0032972 | 2.5254e-06 | 0.010598 | 2.2754e-09
[120 empty] | 7.3.3.17.5 (Remote Grid) Updates to grid topology to minimize risk of ignition in HFTDs Remote GridWLDFRWire-to-wire contactAggregated | WLDFR | HFTD - Distribution - Tier 3 - 1QU CoRE ¦ 1QU LoRE | Non-Red Flag Warning - Destructive Fires | Wire-to-wire contact | Aggregated | 2031 | 1.6244e-06 | 58.7222 | 9.5385e-05 | 2031 | Mitigation | 0.95 | 45 | 0 | esc | 0.00097009 | 1.5758e-09 | 0.00097009 | 1.5758e-09 | 0.0032972 | 2.5254e-06 | 0.010598 | 2.2754e-09
[120 empty] | 7.3.3.17.5 (Remote Grid) Updates to grid topology to minimize risk of ignition in HFTDs Remote GridWLDFRWire-to-wire contactAggregated | WLDFR | HFTD - Distribution - Tier 3 - 1QU CoRE ¦ 1QU LoRE | Non-Red Flag Warning - Destructive Fires | Wire-to-wire contact | Aggregated | 2032 | 1.6244e-06 | 58.7222 | 9.5385e-05 | 2032 | Mitigation | 0.95 | 45 | 0 | esc | 0.00097009 | 1.5758e-09 | 0.00097009 | 1.5758e-09 | 0.0032972 | 2.5254e-06 | 0.010598 | 2.2754e-09
[120 empty] | 7.3.3.17.5 (Remote Grid) Updates to grid topology to minimize risk of ignition in HFTDs Remote GridWLDFRWire-to-wire contactAggregated | WLDFR | HFTD - Distribution - Tier 3 - 1QU CoRE ¦ 1QU LoRE | Non-Red Flag Warning - Destructive Fires | Wire-to-wire contact | Aggregated | 2033 | 1.6244e-06 | 58.7222 | 9.5385e-05 | 2033 | Mitigation | 0.95 | 45 | 0 | esc | 0.00097009 | 1.5758e-09 | 0.00097009 | 1.5758e-09 | 0.0032972 | 2.5254e-06 | 0.010598 | 2.2754e-09
[120 empty] | 7.3.3.17.5 (Remote Grid) Updates to grid topology to minimize risk of ignition in HFTDs Remote GridWLDFRWire-to-wire contactAggregated | WLDFR | HFTD - Distribution - Tier 3 - 1QU CoRE ¦ 1QU LoRE | Non-Red Flag Warning - Destructive Fires | Wire-to-wire contact | Aggregated | 2034 | 1.6244e-06 | 58.7222 | 9.5385e-05 | 2034 | Mitigation | 0.95 | 45 | 0 | esc | 0.00097009 | 1.5758e-09 | 0.00097009 | 1.5758e-09 | 0.0032972 | 2.5254e-06 | 0.010598 | 2.2754e-09
[120 empty] | 7.3.3.17.5 (Remote Grid) Updates to grid topology to minimize risk of ignition in HFTDs Remote GridWLDFRWire-to-wire contactAggregated | WLDFR | HFTD - Distribution - Tier 3 - 1QU CoRE ¦ 1QU LoRE | Non-Red Flag Warning - Destructive Fires | Wire-to-wire contact | Aggregated | 2035 | 1.6244e-06 | 58.7222 | 9.5385e-05 | 2035 | Mitigation | 0.95 | 45 | 0 | esc | 0.00097009 | 1.5758e-09 | 0.00097009 | 1.5758e-09 | 0.0032972 | 2.5254e-06 | 0.010598 | 2.2754e-09
[120 empty] | 7.3.3.17.5 (Remote Grid) Updates to grid topology to minimize risk of ignition in HFTDs Remote GridWLDFRWire-to-wire contactAggregated | WLDFR | HFTD - Distribution - Tier 3 - 1QU CoRE ¦ 1QU LoRE | Non-Red Flag Warning - Destructive Fires | Wire-to-wire contact | Aggregated | 2036 | 1.6244e-06 | 58.7222 | 9.5385e-05 | 2036 | Mitigation | 0.95 | 45 | 0 | esc | 0.00097009 | 1.5758e-09 | 0.00097009 | 1.5758e-09 | 0.0032972 | 2.5254e-06 | 0.010598 | 2.2754e-09
[120 empty] | 7.3.3.17.5 (Remote Grid) Updates to grid topology to minimize risk of ignition in HFTDs Remote GridWLDFRWire-to-wire contactAggregated | WLDFR | HFTD - Distribution - Tier 3 - 1QU CoRE ¦ 1QU LoRE | Non-Red Flag Warning - Destructive Fires | Wire-to-wire contact | Aggregated | 2037 | 1.6244e-06 | 58.7222 | 9.5385e-05 | 2037 | Mitigation | 0.95 | 45 | 0 | esc | 0.00097009 | 1.5758e-09 | 0.00097009 | 1.5758e-09 | 0.0032972 | 2.5254e-06 | 0.010598 | 2.2754e-09
[120 empty] | 7.3.3.17.5 (Remote Grid) Updates to grid topology to minimize risk of ignition in HFTDs Remote GridWLDFRWire-to-wire contactAggregated | WLDFR | HFTD - Distribution - Tier 3 - 1QU CoRE ¦ 1QU LoRE | Non-Red Flag Warning - Destructive Fires | Wire-to-wire contact | Aggregated | 2038 | 1.6244e-06 | 58.7222 | 9.5385e-05 | 2038 | Mitigation | 0.95 | 45 | 0 | esc | 0.00097009 | 1.5758e-09 | 0.00097009 | 1.5758e-09 | 0.0032972 | 2.5254e-06 | 0.010598 | 2.2754e-09
[120 empty] | 7.3.3.17.5 (Remote Grid) Updates to grid topology to minimize risk of ignition in HFTDs Remote GridWLDFRWire-to-wire contactAggregated | WLDFR | HFTD - Distribution - Tier 3 - 1QU CoRE ¦ 1QU LoRE | Non-Red Flag Warning - Destructive Fires | Wire-to-wire contact | Aggregated | 2039 | 1.6244e-06 | 58.7222 | 9.5385e-05 | 2039 | Mitigation | 0.95 | 45 | 0 | esc | 0.00097009 | 1.5758e-09 | 0.00097009 | 1.5758e-09 | 0.0032972 | 2.5254e-06 | 0.010598 | 2.2754e-09
[120 empty] | 7.3.3.17.5 (Remote Grid) Updates to grid topology to minimize risk of ignition in HFTDs Remote GridWLDFRWire-to-wire contactAggregated | WLDFR | HFTD - Distribution - Tier 3 - 1QU CoRE ¦ 1QU LoRE | Non-Red Flag Warning - Destructive Fires | Wire-to-wire contact | Aggregated | 2040 | 1.6244e-06 | 58.7222 | 9.5385e-05 | 2040 | Mitigation | 0.95 | 45 | 0 | esc | 0.00097009 | 1.5758e-09 | 0.00097009 | 1.5758e-09 | 0.0032972 | 2.5254e-06 | 0.010598 | 2.2754e-09
[120 empty] | 7.3.3.17.5 (Remote Grid) Updates to grid topology to minimize risk of ignition in HFTDs Remote GridWLDFRWire-to-wire contactAggregated | WLDFR | HFTD - Distribution - Tier 3 - 1QU CoRE ¦ 1QU LoRE | Non-Red Flag Warning - Destructive Fires | Wire-to-wire contact | Aggregated | 2041 | 1.6244e-06 | 58.7222 | 9.5385e-05 | 2041 | Mitigation | 0.95 | 45 | 0 | esc | 0.00097009 | 1.5758e-09 | 0.00097009 | 1.5758e-09 | 0.0032972 | 2.5254e-06 | 0.010598 | 2.2754e-09
[120 empty] | 7.3.3.17.5 (Remote Grid) Updates to grid topology to minimize risk of ignition in HFTDs Remote GridWLDFRWire-to-wire contactAggregated | WLDFR | HFTD - Distribution - Tier 3 - 1QU CoRE ¦ 1QU LoRE | Non-Red Flag Warning - Destructive Fires | Wire-to-wire contact | Aggregated | 2042 | 1.6244e-06 | 58.7222 | 9.5385e-05 | 2042 | Mitigation | 0.95 | 45 | 0 | esc | 0.00097009 | 1.5758e-09 | 0.00097009 | 1.5758e-09 | 0.0032972 | 2.5254e-06 | 0.010598 | 2.2754e-09
[120 empty] | 7.3.3.17.5 (Remote Grid) Updates to grid topology to minimize risk of ignition in HFTDs Remote GridWLDFRWire-to-wire contactAggregated | WLDFR | HFTD - Distribution - Tier 3 - 1QU CoRE ¦ 1QU LoRE | Non-Red Flag Warning - Destructive Fires | Wire-to-wire contact | Aggregated | 2043 | 1.6244e-06 | 58.7222 | 9.5385e-05 | 2043 | Mitigation | 0.95 | 45 | 0 | esc | 0.00097009 | 1.5758e-09 | 0.00097009 | 1.5758e-09 | 0.0032972 | 2.5254e-06 | 0.010598 | 2.2754e-09
[120 empty] | 7.3.3.17.5 (Remote Grid) Updates to grid topology to minimize risk of ignition in HFTDs Remote GridWLDFRWire-to-wire contactAggregated | WLDFR | HFTD - Distribution - Tier 3 - 1QU CoRE ¦ 1QU LoRE | Non-Red Flag Warning - Destructive Fires | Wire-to-wire contact | Aggregated | 2044 | 1.6244e-06 | 58.7222 | 9.5385e-05 | 2044 | Mitigation | 0.95 | 45 | 0 | esc | 0.00097009 | 1.5758e-09 | 0.00097009 | 1.5758e-09 | 0.0032972 | 2.5254e-06 | 0.010598 | 2.2754e-09
[120 empty] | 7.3.3.17.5 (Remote Grid) Updates to grid topology to minimize risk of ignition in HFTDs Remote GridWLDFRWire-to-wire contactAggregated | WLDFR | HFTD - Distribution - Tier 3 - 1QU CoRE ¦ 1QU LoRE | Non-Red Flag Warning - Destructive Fires | Wire-to-wire contact | Aggregated | 2045 | 1.6244e-06 | 58.7222 | 9.5385e-05 | 2045 | Mitigation | 0.95 | 45 | 0 | esc | 0.00097009 | 1.5758e-09 | 0.00097009 | 1.5758e-09 | 0.0032972 | 2.5254e-06 | 0.010598 | 2.2754e-09
[120 empty] | 7.3.3.17.5 (Remote Grid) Updates to grid topology to minimize risk of ignition in HFTDs Remote GridWLDFRWire-to-wire contactAggregated | WLDFR | HFTD - Distribution - Tier 3 - 1QU CoRE ¦ 1QU LoRE | Non-Red Flag Warning - Destructive Fires | Wire-to-wire contact | Aggregated | 2046 | 1.6244e-06 | 58.7222 | 9.5385e-05 | 2046 | Mitigation | 0.95 | 45 | 0 | esc | 0.00097009 | 1.5758e-09 | 0.00097009 | 1.5758e-09 | 0.0032972 | 2.5254e-06 | 0.010598 | 2.2754e-09
[120 empty] | 7.3.3.17.5 (Remote Grid) Updates to grid topology to minimize risk of ignition in HFTDs Remote GridWLDFRWire-to-wire contactAggregated | WLDFR | HFTD - Distribution - Tier 3 - 1QU CoRE ¦ 1QU LoRE | Non-Red Flag Warning - Destructive Fires | Wire-to-wire contact | Aggregated | 2047 | 1.6244e-06 | 58.7222 | 9.5385e-05 | 2047 | Mitigation | 0.95 | 45 | 0 | esc | 0.00097009 | 1.5758e-09 | 0.00097009 | 1.5758e-09 | 0.0032972 | 2.5254e-06 | 0.010598 | 2.2754e-09
[120 empty] | 7.3.3.17.5 (Remote Grid) Updates to grid topology to minimize risk of ignition in HFTDs Remote GridWLDFRWire-to-wire contactAggregated | WLDFR | HFTD - Distribution - Tier 3 - 1QU CoRE ¦ 1QU LoRE | Non-Red Flag Warning - Destructive Fires | Wire-to-wire contact | Aggregated | 2048 | 1.6244e-06 | 58.7222 | 9.5385e-05 | 2048 | Mitigation | 0.95 | 45 | 0 | esc | 0.00097009 | 1.5758e-09 | 0.00097009 | 1.5758e-09 | 0.0032972 | 2.5254e-06 | 0.010598 | 2.2754e-09
[120 empty] | 7.3.3.17.5 (Remote Grid) Updates to grid topology to minimize risk of ignition in HFTDs Remote GridWLDFRWire-to-wire contactAggregated | WLDFR | HFTD - Distribution - Tier 3 - 1QU CoRE ¦ 1QU LoRE | Non-Red Flag Warning - Destructive Fires | Wire-to-wire contact | Aggregated | 2049 | 1.6244e-06 | 58.7222 | 9.5385e-05 | 2049 | Mitigation | 0.95 | 45 | 0 | esc | 0.00097009 | 1.5758e-09 | 0.00097009 | 1.5758e-09 | 0.0032972 | 2.5254e-06 | 0.010598 | 2.2754e-09
[120 empty] | 7.3.3.17.5 (Remote Grid) Updates to grid topology to minimize risk of ignition in HFTDs Remote GridWLDFRWire-to-wire contactAggregated | WLDFR | HFTD - Distribution - Tier 3 - 1QU CoRE ¦ 1QU LoRE | Non-Red Flag Warning - Destructive Fires | Wire-to-wire contact | Aggregated | 2050 | 1.6244e-06 | 58.7222 | 9.5385e-05 | 2050 | Mitigation | 0.95 | 45 | 0 | esc | 0.00097009 | 1.5758e-09 | 0.00097009 | 1.5758e-09 | 0.0032972 | 2.5254e-06 | 0.010598 | 2.2754e-09
[120 empty] | 7.3.3.17.5 (Remote Grid) Updates to grid topology to minimize risk of ignition in HFTDs Remote GridWLDFRWire-to-wire contactAggregated | WLDFR | HFTD - Distribution - Tier 3 - 1QU CoRE ¦ 1QU LoRE | Non-Red Flag Warning - Destructive Fires | Wire-to-wire contact | Aggregated | 2051 | 1.6244e-06 | 58.7222 | 9.5385e-05 | 2051 | Mitigation | 0.95 | 45 | 0 | esc | 0.00097009 | 1.5758e-09 | 0.00097009 | 1.5758e-09 | 0.0032972 | 2.5254e-06 | 0.010598 | 2.2754e-09
[120 empty] | 7.3.3.17.5 (Remote Grid) Updates to grid topology to minimize risk of ignition in HFTDs Remote GridWLDFRWire-to-wire contactAggregated | WLDFR | HFTD - Distribution - Tier 3 - 1QU CoRE ¦ 1QU LoRE | Non-Red Flag Warning - Destructive Fires | Wire-to-wire contact | Aggregated | 2052 | 1.6244e-06 | 58.7222 | 9.5385e-05 | 2052 | Mitigation | 0.95 | 45 | 0 | esc | 0.00097009 | 1.5758e-09 | 0.00097009 | 1.5758e-09 | 0.0032972 | 2.5254e-06 | 0.010598 | 2.2754e-09
[120 empty] | 7.3.3.17.5 (Remote Grid) Updates to grid topology to minimize risk of ignition in HFTDs Remote GridWLDFRWire-to-wire contactAggregated | WLDFR | HFTD - Distribution - Tier 3 - 1QU CoRE ¦ 1QU LoRE | Non-Red Flag Warning - Destructive Fires | Wire-to-wire contact | Aggregated | 2053 | 1.6244e-06 | 58.7222 | 9.5385e-05 | 2053 | Mitigation | 0.95 | 45 | 0 | esc | 0.00097009 | 1.5758e-09 | 0.00097009 | 1.5758e-09 | 0.0032972 | 2.5254e-06 | 0.010598 | 2.2754e-09
[120 empty] | 7.3.3.17.5 (Remote Grid) Updates to grid topology to minimize risk of ignition in HFTDs Remote GridWLDFRWire-to-wire contactAggregated | WLDFR | HFTD - Distribution - Tier 3 - 1QU CoRE ¦ 1QU LoRE | Non-Red Flag Warning - Destructive Fires | Wire-to-wire contact | Aggregated | 2054 | 1.6244e-06 | 58.7222 | 9.5385e-05 | 2054 | Mitigation | 0.95 | 45 | 0 | esc | 0.00097009 | 1.5758e-09 | 0.00097009 | 1.5758e-09 | 0.0032972 | 2.5254e-06 | 0 | 0
[120 empty] | 7.3.3.17.5 (Remote Grid) Updates to grid topology to minimize risk of ignition in HFTDs Remote GridWLDFRWire-to-wire contactAggregated | WLDFR | HFTD - Distribution - Tier 3 - 1QU CoRE ¦ 1QU LoRE | Non-Red Flag Warning - Destructive Fires | Wire-to-wire contact | Aggregated | 2055 | 1.6244e-06 | 58.7222 | 9.5385e-05 | 2055 | Mitigation | 0.95 | 45 | 0 | esc | 0.00097009 | 1.5758e-09 | 0.00097009 | 1.5758e-09 | 0.0032972 | 2.5254e-06 | 0 | 0
[120 empty] | 7.3.3.17.5 (Remote Grid) Updates to grid topology to minimize risk of ignition in HFTDs Remote GridWLDFRWire-to-wire contactAggregated | WLDFR | HFTD - Distribution - Tier 3 - 1QU CoRE ¦ 1QU LoRE | Non-Red Flag Warning - Destructive Fires | Wire-to-wire contact | Aggregated | 2056 | 1.6244e-06 | 58.7222 | 9.5385e-05 | 2056 | Mitigation | 0.95 | 45 | 0 | esc | 0.00097009 | 1.5758e-09 | 0.00097009 | 1.5758e-09 | 0.0032972 | 2.5254e-06 | 0.0087991 | 1.1146e-07
[120 empty] | 7.3.3.17.5 (Remote Grid) Updates to grid topology to minimize risk of ignition in HFTDs Remote GridWLDFRWire-to-wire contactAggregated | WLDFR | HFTD - Distribution - Tier 3 - 1QU CoRE ¦ 1QU LoRE | Non-Red Flag Warning - Destructive Fires | Wire-to-wire contact | Aggregated | 2057 | 1.6244e-06 | 58.7222 | 9.5385e-05 | 2057 | Mitigation | 0.95 | 45 | 0 | esc | 0.00097009 | 1.5758e-09 | 0.00097009 | 1.5758e-09 | 0.0032972 | 2.5254e-06 | 0.0087991 | 1.1146e-07
[120 empty] | 7.3.3.17.5 (Remote Grid) Updates to grid topology to minimize risk of ignition in HFTDs Remote GridWLDFRWire-to-wire contactAggregated | WLDFR | HFTD - Distribution - Tier 3 - 1QU CoRE ¦ 1QU LoRE | Non-Red Flag Warning - Destructive Fires | Wire-to-wire contact | Aggregated | 2058 | 1.6244e-06 | 58.7222 | 9.5385e-05 | 2058 | Mitigation | 0.95 | 45 | 0 | esc | 0.00097009 | 1.5758e-09 | 0.00097009 | 1.5758e-09 | 0 | 0 | 0.0087991 | 1.1146e-07
[120 empty] | 7.3.3.17.5 (Remote Grid) Updates to grid topology to minimize risk of ignition in HFTDs Remote GridWLDFRWire-to-wire contactAggregated | WLDFR | HFTD - Distribution - Tier 3 - 1QU CoRE ¦ 1QU LoRE | Non-Red Flag Warning - Destructive Fires | Wire-to-wire contact | Aggregated | 2059 | 1.6244e-06 | 58.7222 | 9.5385e-05 | 2059 | Mitigation | 0.95 | 45 | 0 | esc | 0.00097009 | 1.5758e-09 | 0.00097009 | 1.5758e-09 | 0.0032972 | 1.7864e-08 | 0.0087991 | 1.1146e-07
[120 empty] | 7.3.3.17.5 (Remote Grid) Updates to grid topology to minimize risk of ignition in HFTDs Remote GridWLDFRWire-to-wire contactAggregated | WLDFR | HFTD - Distribution - Tier 3 - 1QU CoRE ¦ 1QU LoRE | Non-Red Flag Warning - Destructive Fires | Wire-to-wire contact | Aggregated | 2060 | 1.6244e-06 | 58.7222 | 9.5385e-05 | 2060 | Mitigation | 0.95 | 45 | 0 | esc | 0.00097009 | 1.5758e-09 | 0.00097009 | 1.5758e-09 | 0.0032972 | 1.7864e-08 | 0.0087991 | 1.1146e-07
[120 empty] | 7.3.3.17.5 (Remote Grid) Updates to grid topology to minimize risk of ignition in HFTDs Remote GridWLDFRWire-to-wire contactAggregated | WLDFR | HFTD - Distribution - Tier 3 - 1QU CoRE ¦ 1QU LoRE | Non-Red Flag Warning - Destructive Fires | Wire-to-wire contact | Aggregated | 2061 | 1.6244e-06 | 58.7222 | 9.5385e-05 | 2061 | Mitigation | 0.95 | 45 | 0 | esc | 0.00097009 | 1.5758e-09 | 0.00097009 | 1.5758e-09 | 0.0032972 | 1.7864e-08 | 0.0087991 | 1.1146e-07
[120 empty] | 7.3.3.17.5 (Remote Grid) Updates to grid topology to minimize risk of ignition in HFTDs Remote GridWLDFRWire-to-wire contactAggregated | WLDFR | HFTD - Distribution - Tier 3 - 1QU CoRE ¦ 1QU LoRE | Non-Red Flag Warning - Destructive Fires | Wire-to-wire contact | Aggregated | 2062 | 1.6244e-06 | 58.7222 | 9.5385e-05 | 2062 | Mitigation | 0.95 | 45 | 0 | esc | 0.00097009 | 1.5758e-09 | 0.00097009 | 1.5758e-09 | 0.0032972 | 1.7864e-08 | 0.0087991 | 1.1146e-07
[120 empty] | 7.3.3.17.5 (Remote Grid) Updates to grid topology to minimize risk of ignition in HFTDs Remote GridWLDFRWire-to-wire contactAggregated | WLDFR | HFTD - Distribution - Tier 3 - 1QU CoRE ¦ 1QU LoRE | Non-Red Flag Warning - Destructive Fires | Wire-to-wire contact | Aggregated | 2063 | 1.6244e-06 | 58.7222 | 9.5385e-05 | 2063 | Mitigation | 0.95 | 45 | 0 | esc | 0.00097009 | 1.5758e-09 | 0.00097009 | 1.5758e-09 | 0.0032972 | 1.7864e-08 | 0.0087991 | 1.1146e-07
[120 empty] | 7.3.3.17.5 (Remote Grid) Updates to grid topology to minimize risk of ignition in HFTDs Remote GridWLDFRWire-to-wire contactAggregated | WLDFR | HFTD - Distribution - Tier 3 - 1QU CoRE ¦ 1QU LoRE | Non-Red Flag Warning - Destructive Fires | Wire-to-wire contact | Aggregated | 2064 | 1.6244e-06 | 58.7222 | 9.5385e-05 | 2064 | Mitigation | 0.95 | 45 | 0 | esc | 0.00097009 | 1.5758e-09 | 0.00097009 | 1.5758e-09 | 0.0032972 | 1.7864e-08 | 0.0087991 | 1.1146e-07
[120 empty] | 7.3.3.17.5 (Remote Grid) Updates to grid topology to minimize risk of ignition in HFTDs Remote GridWLDFRWire-to-wire contactAggregated | WLDFR | HFTD - Distribution - Tier 3 - 1QU CoRE ¦ 1QU LoRE | Non-Red Flag Warning - Destructive Fires | Wire-to-wire contact | Aggregated | 2065 | 1.6244e-06 | 58.7222 | 9.5385e-05 | 2065 | Mitigation | 0.95 | 45 | 0 | esc | 0.00097009 | 1.5758e-09 | 0.00097009 | 1.5758e-09 | 0.0032972 | 1.7864e-08 | 0.0087991 | 1.1146e-07
[120 empty] | 7.3.3.17.5 (Remote Grid) Updates to grid topology to minimize risk of ignition in HFTDs Remote GridWLDFRWire-to-wire contactAggregated | WLDFR | HFTD - Distribution - Tier 3 - 1QU CoRE ¦ 1QU LoRE | Non-Red Flag Warning - Destructive Fires | Wire-to-wire contact | Aggregated | 2066 | 1.6244e-06 | 58.7222 | 9.5385e-05 | 2066 | Mitigation | 0.95 | 45 | 0 | esc | 0.00097009 | 1.5758e-09 | 0.00097009 | 1.5758e-09 | 0.0032972 | 1.7864e-08 | 0.0087991 | 1.1146e-07
[120 empty] | 7.3.3.17.5 (Remote Grid) Updates to grid topology to minimize risk of ignition in HFTDs Remote GridWLDFRWire-to-wire contactAggregated | WLDFR | HFTD - Distribution - Tier 3 - 1QU CoRE ¦ 1QU LoRE | Non-Red Flag Warning - Destructive Fires | Wire-to-wire contact | Aggregated | 2067 | 1.6244e-06 | 58.7222 | 9.5385e-05 | 2067 | Mitigation | 0.95 | 45 | 0 | esc | 0 | 0 | 0.00097009 | 1.5758e-09 | 0.0032972 | 1.7864e-08 | 0.0087991 | 1.1146e-07
[120 empty] | 7.3.3.17.5 (Remote Grid) Updates to grid topology to minimize risk of ignition in HFTDs Remote GridWLDFRContact from objectAggregated | WLDFR | HFTD - Distribution - Tier 3 - 1QU CoRE ¦ 1QU LoRE | Non-Red Flag Warning - Large Fires | Contact from object | Aggregated | 2022 | 1.8961e-05 | 58.7222 | 0.0011134 | 2022 | Mitigation | 0.95 | 45 | 0 | esc | 0.00097009 | 1.8393e-08 | 0 | 0 | 0.0032972 | 1.7864e-08 | 0.0087991 | 1.1146e-07
[120 empty] | 7.3.3.17.5 (Remote Grid) Updates to grid topology to minimize risk of ignition in HFTDs Remote GridWLDFRContact from objectAggregated | WLDFR | HFTD - Distribution - Tier 3 - 1QU CoRE ¦ 1QU LoRE | Non-Red Flag Warning - Large Fires | Contact from object | Aggregated | 2023 | 1.8961e-05 | 58.7222 | 0.0011134 | 2023 | Mitigation | 0.95 | 45 | 0 | esc | 0.00097009 | 1.8393e-08 | 0.00097009 | 1.8393e-08 | 0.0032972 | 1.7864e-08 | 0.0087991 | 1.1146e-07
[120 empty] | 7.3.3.17.5 (Remote Grid) Updates to grid topology to minimize risk of ignition in HFTDs Remote GridWLDFRContact from objectAggregated | WLDFR | HFTD - Distribution - Tier 3 - 1QU CoRE ¦ 1QU LoRE | Non-Red Flag Warning - Large Fires | Contact from object | Aggregated | 2024 | 1.8961e-05 | 58.7222 | 0.0011134 | 2024 | Mitigation | 0.95 | 45 | 0 | esc | 0.00097009 | 1.8393e-08 | 0.00097009 | 1.8393e-08 | 0.0032972 | 1.7864e-08 | 0.0087991 | 1.1146e-07
[120 empty] | 7.3.3.17.5 (Remote Grid) Updates to grid topology to minimize risk of ignition in HFTDs Remote GridWLDFRContact from objectAggregated | WLDFR | HFTD - Distribution - Tier 3 - 1QU CoRE ¦ 1QU LoRE | Non-Red Flag Warning - Large Fires | Contact from object | Aggregated | 2025 | 1.8961e-05 | 58.7222 | 0.0011134 | 2025 | Mitigation | 0.95 | 45 | 0 | esc | 0.00097009 | 1.8393e-08 | 0.00097009 | 1.8393e-08 | 0.0032972 | 1.7864e-08 | 0.0087991 | 1.1146e-07
[120 empty] | 7.3.3.17.5 (Remote Grid) Updates to grid topology to minimize risk of ignition in HFTDs Remote GridWLDFRContact from objectAggregated | WLDFR | HFTD - Distribution - Tier 3 - 1QU CoRE ¦ 1QU LoRE | Non-Red Flag Warning - Large Fires | Contact from object | Aggregated | 2026 | 1.8961e-05 | 58.7222 | 0.0011134 | 2026 | Mitigation | 0.95 | 45 | 0 | esc | 0.00097009 | 1.8393e-08 | 0.00097009 | 1.8393e-08 | 0.0032972 | 1.7864e-08 | 0.0087991 | 1.1146e-07
[120 empty] | 7.3.3.17.5 (Remote Grid) Updates to grid topology to minimize risk of ignition in HFTDs Remote GridWLDFRContact from objectAggregated | WLDFR | HFTD - Distribution - Tier 3 - 1QU CoRE ¦ 1QU LoRE | Non-Red Flag Warning - Large Fires | Contact from object | Aggregated | 2027 | 1.8961e-05 | 58.7222 | 0.0011134 | 2027 | Mitigation | 0.95 | 45 | 0 | esc | 0.00097009 | 1.8393e-08 | 0.00097009 | 1.8393e-08 | 0.0032972 | 1.7864e-08 | 0.0087991 | 1.1146e-07
[120 empty] | 7.3.3.17.5 (Remote Grid) Updates to grid topology to minimize risk of ignition in HFTDs Remote GridWLDFRContact from objectAggregated | WLDFR | HFTD - Distribution - Tier 3 - 1QU CoRE ¦ 1QU LoRE | Non-Red Flag Warning - Large Fires | Contact from object | Aggregated | 2028 | 1.8961e-05 | 58.7222 | 0.0011134 | 2028 | Mitigation | 0.95 | 45 | 0 | esc | 0.00097009 | 1.8393e-08 | 0.00097009 | 1.8393e-08 | 0.0032972 | 1.7864e-08 | 0.0087991 | 1.1146e-07
[120 empty] | 7.3.3.17.5 (Remote Grid) Updates to grid topology to minimize risk of ignition in HFTDs Remote GridWLDFRContact from objectAggregated | WLDFR | HFTD - Distribution - Tier 3 - 1QU CoRE ¦ 1QU LoRE | Non-Red Flag Warning - Large Fires | Contact from object | Aggregated | 2029 | 1.8961e-05 | 58.7222 | 0.0011134 | 2029 | Mitigation | 0.95 | 45 | 0 | esc | 0.00097009 | 1.8393e-08 | 0.00097009 | 1.8393e-08 | 0.0032972 | 1.7864e-08 | 0.0087991 | 1.1146e-07
[120 empty] | 7.3.3.17.5 (Remote Grid) Updates to grid topology to minimize risk of ignition in HFTDs Remote GridWLDFRContact from objectAggregated | WLDFR | HFTD - Distribution - Tier 3 - 1QU CoRE ¦ 1QU LoRE | Non-Red Flag Warning - Large Fires | Contact from object | Aggregated | 2030 | 1.8961e-05 | 58.7222 | 0.0011134 | 2030 | Mitigation | 0.95 | 45 | 0 | esc | 0.00097009 | 1.8393e-08 | 0.00097009 | 1.8393e-08 | 0.0032972 | 1.7864e-08 | 0.0087991 | 1.1146e-07
[120 empty] | 7.3.3.17.5 (Remote Grid) Updates to grid topology to minimize risk of ignition in HFTDs Remote GridWLDFRContact from objectAggregated | WLDFR | HFTD - Distribution - Tier 3 - 1QU CoRE ¦ 1QU LoRE | Non-Red Flag Warning - Large Fires | Contact from object | Aggregated | 2031 | 1.8961e-05 | 58.7222 | 0.0011134 | 2031 | Mitigation | 0.95 | 45 | 0 | esc | 0.00097009 | 1.8393e-08 | 0.00097009 | 1.8393e-08 | 0.0032972 | 1.7864e-08 | 0.0087991 | 1.1146e-07
[120 empty] | 7.3.3.17.5 (Remote Grid) Updates to grid topology to minimize risk of ignition in HFTDs Remote GridWLDFRContact from objectAggregated | WLDFR | HFTD - Distribution - Tier 3 - 1QU CoRE ¦ 1QU LoRE | Non-Red Flag Warning - Large Fires | Contact from object | Aggregated | 2032 | 1.8961e-05 | 58.7222 | 0.0011134 | 2032 | Mitigation | 0.95 | 45 | 0 | esc | 0.00097009 | 1.8393e-08 | 0.00097009 | 1.8393e-08 | 0.0032972 | 1.7864e-08 | 0.0087991 | 1.1146e-07
[120 empty] | 7.3.3.17.5 (Remote Grid) Updates to grid topology to minimize risk of ignition in HFTDs Remote GridWLDFRContact from objectAggregated | WLDFR | HFTD - Distribution - Tier 3 - 1QU CoRE ¦ 1QU LoRE | Non-Red Flag Warning - Large Fires | Contact from object | Aggregated | 2033 | 1.8961e-05 | 58.7222 | 0.0011134 | 2033 | Mitigation | 0.95 | 45 | 0 | esc | 0.00097009 | 1.8393e-08 | 0.00097009 | 1.8393e-08 | 0.0032972 | 1.7864e-08 | 0.0087991 | 1.1146e-07
[120 empty] | 7.3.3.17.5 (Remote Grid) Updates to grid topology to minimize risk of ignition in HFTDs Remote GridWLDFRContact from objectAggregated | WLDFR | HFTD - Distribution - Tier 3 - 1QU CoRE ¦ 1QU LoRE | Non-Red Flag Warning - Large Fires | Contact from object | Aggregated | 2034 | 1.8961e-05 | 58.7222 | 0.0011134 | 2034 | Mitigation | 0.95 | 45 | 0 | esc | 0.00097009 | 1.8393e-08 | 0.00097009 | 1.8393e-08 | 0.0032972 | 1.7864e-08 | 0.0087991 | 1.1146e-07
[120 empty] | 7.3.3.17.5 (Remote Grid) Updates to grid topology to minimize risk of ignition in HFTDs Remote GridWLDFRContact from objectAggregated | WLDFR | HFTD - Distribution - Tier 3 - 1QU CoRE ¦ 1QU LoRE | Non-Red Flag Warning - Large Fires | Contact from object | Aggregated | 2035 | 1.8961e-05 | 58.7222 | 0.0011134 | 2035 | Mitigation | 0.95 | 45 | 0 | esc | 0.00097009 | 1.8393e-08 | 0.00097009 | 1.8393e-08 | 0.0032972 | 1.7864e-08 | 0.0087991 | 1.1146e-07
[120 empty] | 7.3.3.17.5 (Remote Grid) Updates to grid topology to minimize risk of ignition in HFTDs Remote GridWLDFRContact from objectAggregated | WLDFR | HFTD - Distribution - Tier 3 - 1QU CoRE ¦ 1QU LoRE | Non-Red Flag Warning - Large Fires | Contact from object | Aggregated | 2036 | 1.8961e-05 | 58.7222 | 0.0011134 | 2036 | Mitigation | 0.95 | 45 | 0 | esc | 0.00097009 | 1.8393e-08 | 0.00097009 | 1.8393e-08 | 0.0032972 | 1.7864e-08 | 0.0087991 | 1.1146e-07
[120 empty] | 7.3.3.17.5 (Remote Grid) Updates to grid topology to minimize risk of ignition in HFTDs Remote GridWLDFRContact from objectAggregated | WLDFR | HFTD - Distribution - Tier 3 - 1QU CoRE ¦ 1QU LoRE | Non-Red Flag Warning - Large Fires | Contact from object | Aggregated | 2037 | 1.8961e-05 | 58.7222 | 0.0011134 | 2037 | Mitigation | 0.95 | 45 | 0 | esc | 0.00097009 | 1.8393e-08 | 0.00097009 | 1.8393e-08 | 0.0032972 | 1.7864e-08 | 0.0087991 | 1.1146e-07
[120 empty] | 7.3.3.17.5 (Remote Grid) Updates to grid topology to minimize risk of ignition in HFTDs Remote GridWLDFRContact from objectAggregated | WLDFR | HFTD - Distribution - Tier 3 - 1QU CoRE ¦ 1QU LoRE | Non-Red Flag Warning - Large Fires | Contact from object | Aggregated | 2038 | 1.8961e-05 | 58.7222 | 0.0011134 | 2038 | Mitigation | 0.95 | 45 | 0 | esc | 0.00097009 | 1.8393e-08 | 0.00097009 | 1.8393e-08 | 0.0032972 | 1.7864e-08 | 0.0087991 | 1.1146e-07
[120 empty] | 7.3.3.17.5 (Remote Grid) Updates to grid topology to minimize risk of ignition in HFTDs Remote GridWLDFRContact from objectAggregated | WLDFR | HFTD - Distribution - Tier 3 - 1QU CoRE ¦ 1QU LoRE | Non-Red Flag Warning - Large Fires | Contact from object | Aggregated | 2039 | 1.8961e-05 | 58.7222 | 0.0011134 | 2039 | Mitigation | 0.95 | 45 | 0 | esc | 0.00097009 | 1.8393e-08 | 0.00097009 | 1.8393e-08 | 0.0032972 | 1.7864e-08 | 0.0087991 | 1.1146e-07
[120 empty] | 7.3.3.17.5 (Remote Grid) Updates to grid topology to minimize risk of ignition in HFTDs Remote GridWLDFRContact from objectAggregated | WLDFR | HFTD - Distribution - Tier 3 - 1QU CoRE ¦ 1QU LoRE | Non-Red Flag Warning - Large Fires | Contact from object | Aggregated | 2040 | 1.8961e-05 | 58.7222 | 0.0011134 | 2040 | Mitigation | 0.95 | 45 | 0 | esc | 0.00097009 | 1.8393e-08 | 0.00097009 | 1.8393e-08 | 0.0032972 | 1.7864e-08 | 0 | 0
[120 empty] | 7.3.3.17.5 (Remote Grid) Updates to grid topology to minimize risk of ignition in HFTDs Remote GridWLDFRContact from objectAggregated | WLDFR | HFTD - Distribution - Tier 3 - 1QU CoRE ¦ 1QU LoRE | Non-Red Flag Warning - Large Fires | Contact from object | Aggregated | 2041 | 1.8961e-05 | 58.7222 | 0.0011134 | 2041 | Mitigation | 0.95 | 45 | 0 | esc | 0.00097009 | 1.8393e-08 | 0.00097009 | 1.8393e-08 | 0.0032972 | 1.7864e-08 | 0 | 0
[120 empty] | 7.3.3.17.5 (Remote Grid) Updates to grid topology to minimize risk of ignition in HFTDs Remote GridWLDFRContact from objectAggregated | WLDFR | HFTD - Distribution - Tier 3 - 1QU CoRE ¦ 1QU LoRE | Non-Red Flag Warning - Large Fires | Contact from object | Aggregated | 2042 | 1.8961e-05 | 58.7222 | 0.0011134 | 2042 | Mitigation | 0.95 | 45 | 0 | esc | 0.00097009 | 1.8393e-08 | 0.00097009 | 1.8393e-08 | 0.0032972 | 1.7864e-08 | 0.00988 | 4.6638e-08
[120 empty] | 7.3.3.17.5 (Remote Grid) Updates to grid topology to minimize risk of ignition in HFTDs Remote GridWLDFRContact from objectAggregated | WLDFR | HFTD - Distribution - Tier 3 - 1QU CoRE ¦ 1QU LoRE | Non-Red Flag Warning - Large Fires | Contact from object | Aggregated | 2043 | 1.8961e-05 | 58.7222 | 0.0011134 | 2043 | Mitigation | 0.95 | 45 | 0 | esc | 0.00097009 | 1.8393e-08 | 0.00097009 | 1.8393e-08 | 0.0032972 | 1.7864e-08 | 0.00988 | 4.6638e-08
[120 empty] | 7.3.3.17.5 (Remote Grid) Updates to grid topology to minimize risk of ignition in HFTDs Remote GridWLDFRContact from objectAggregated | WLDFR | HFTD - Distribution - Tier 3 - 1QU CoRE ¦ 1QU LoRE | Non-Red Flag Warning - Large Fires | Contact from object | Aggregated | 2044 | 1.8961e-05 | 58.7222 | 0.0011134 | 2044 | Mitigation | 0.95 | 45 | 0 | esc | 0.00097009 | 1.8393e-08 | 0.00097009 | 1.8393e-08 | 0.0032972 | 1.7864e-08 | 0.00988 | 4.6638e-08
[120 empty] | 7.3.3.17.5 (Remote Grid) Updates to grid topology to minimize risk of ignition in HFTDs Remote GridWLDFRContact from objectAggregated | WLDFR | HFTD - Distribution - Tier 3 - 1QU CoRE ¦ 1QU LoRE | Non-Red Flag Warning - Large Fires | Contact from object | Aggregated | 2045 | 1.8961e-05 | 58.7222 | 0.0011134 | 2045 | Mitigation | 0.95 | 45 | 0 | esc | 0.00097009 | 1.8393e-08 | 0.00097009 | 1.8393e-08 | 0.0032972 | 1.7864e-08 | 0.00988 | 4.6638e-08
[120 empty] | 7.3.3.17.5 (Remote Grid) Updates to grid topology to minimize risk of ignition in HFTDs Remote GridWLDFRContact from objectAggregated | WLDFR | HFTD - Distribution - Tier 3 - 1QU CoRE ¦ 1QU LoRE | Non-Red Flag Warning - Large Fires | Contact from object | Aggregated | 2046 | 1.8961e-05 | 58.7222 | 0.0011134 | 2046 | Mitigation | 0.95 | 45 | 0 | esc | 0.00097009 | 1.8393e-08 | 0.00097009 | 1.8393e-08 | 0.0032972 | 1.7864e-08 | 0.00988 | 4.6638e-08
[120 empty] | 7.3.3.17.5 (Remote Grid) Updates to grid topology to minimize risk of ignition in HFTDs Remote GridWLDFRContact from objectAggregated | WLDFR | HFTD - Distribution - Tier 3 - 1QU CoRE ¦ 1QU LoRE | Non-Red Flag Warning - Large Fires | Contact from object | Aggregated | 2047 | 1.8961e-05 | 58.7222 | 0.0011134 | 2047 | Mitigation | 0.95 | 45 | 0 | esc | 0.00097009 | 1.8393e-08 | 0.00097009 | 1.8393e-08 | 0.0032972 | 1.7864e-08 | 0.00988 | 4.6638e-08
[120 empty] | 7.3.3.17.5 (Remote Grid) Updates to grid topology to minimize risk of ignition in HFTDs Remote GridWLDFRContact from objectAggregated | WLDFR | HFTD - Distribution - Tier 3 - 1QU CoRE ¦ 1QU LoRE | Non-Red Flag Warning - Large Fires | Contact from object | Aggregated | 2048 | 1.8961e-05 | 58.7222 | 0.0011134 | 2048 | Mitigation | 0.95 | 45 | 0 | esc | 0.00097009 | 1.8393e-08 | 0.00097009 | 1.8393e-08 | 0.0032972 | 1.7864e-08 | 0.00988 | 4.6638e-08
[120 empty] | 7.3.3.17.5 (Remote Grid) Updates to grid topology to minimize risk of ignition in HFTDs Remote GridWLDFRContact from objectAggregated | WLDFR | HFTD - Distribution - Tier 3 - 1QU CoRE ¦ 1QU LoRE | Non-Red Flag Warning - Large Fires | Contact from object | Aggregated | 2049 | 1.8961e-05 | 58.7222 | 0.0011134 | 2049 | Mitigation | 0.95 | 45 | 0 | esc | 0.00097009 | 1.8393e-08 | 0.00097009 | 1.8393e-08 | 0.0032972 | 1.7864e-08 | 0.00988 | 4.6638e-08
[120 empty] | 7.3.3.17.5 (Remote Grid) Updates to grid topology to minimize risk of ignition in HFTDs Remote GridWLDFRContact from objectAggregated | WLDFR | HFTD - Distribution - Tier 3 - 1QU CoRE ¦ 1QU LoRE | Non-Red Flag Warning - Large Fires | Contact from object | Aggregated | 2050 | 1.8961e-05 | 58.7222 | 0.0011134 | 2050 | Mitigation | 0.95 | 45 | 0 | esc | 0.00097009 | 1.8393e-08 | 0.00097009 | 1.8393e-08 | 0.0032972 | 1.7864e-08 | 0.00988 | 4.6638e-08
[120 empty] | 7.3.3.17.5 (Remote Grid) Updates to grid topology to minimize risk of ignition in HFTDs Remote GridWLDFRContact from objectAggregated | WLDFR | HFTD - Distribution - Tier 3 - 1QU CoRE ¦ 1QU LoRE | Non-Red Flag Warning - Large Fires | Contact from object | Aggregated | 2051 | 1.8961e-05 | 58.7222 | 0.0011134 | 2051 | Mitigation | 0.95 | 45 | 0 | esc | 0.00097009 | 1.8393e-08 | 0.00097009 | 1.8393e-08 | 0.0032972 | 1.7864e-08 | 0.00988 | 4.6638e-08
[120 empty] | 7.3.3.17.5 (Remote Grid) Updates to grid topology to minimize risk of ignition in HFTDs Remote GridWLDFRContact from objectAggregated | WLDFR | HFTD - Distribution - Tier 3 - 1QU CoRE ¦ 1QU LoRE | Non-Red Flag Warning - Large Fires | Contact from object | Aggregated | 2052 | 1.8961e-05 | 58.7222 | 0.0011134 | 2052 | Mitigation | 0.95 | 45 | 0 | esc | 0.00097009 | 1.8393e-08 | 0.00097009 | 1.8393e-08 | 0.0032972 | 1.7864e-08 | 0.00988 | 4.6638e-08
[120 empty] | 7.3.3.17.5 (Remote Grid) Updates to grid topology to minimize risk of ignition in HFTDs Remote GridWLDFRContact from objectAggregated | WLDFR | HFTD - Distribution - Tier 3 - 1QU CoRE ¦ 1QU LoRE | Non-Red Flag Warning - Large Fires | Contact from object | Aggregated | 2053 | 1.8961e-05 | 58.7222 | 0.0011134 | 2053 | Mitigation | 0.95 | 45 | 0 | esc | 0.00097009 | 1.8393e-08 | 0.00097009 | 1.8393e-08 | 0.0032972 | 1.7864e-08 | 0.00988 | 4.6638e-08
[120 empty] | 7.3.3.17.5 (Remote Grid) Updates to grid topology to minimize risk of ignition in HFTDs Remote GridWLDFRContact from objectAggregated | WLDFR | HFTD - Distribution - Tier 3 - 1QU CoRE ¦ 1QU LoRE | Non-Red Flag Warning - Large Fires | Contact from object | Aggregated | 2054 | 1.8961e-05 | 58.7222 | 0.0011134 | 2054 | Mitigation | 0.95 | 45 | 0 | esc | 0.00097009 | 1.8393e-08 | 0.00097009 | 1.8393e-08 | 0.0032972 | 1.7864e-08 | 0.00988 | 4.6638e-08
[120 empty] | 7.3.3.17.5 (Remote Grid) Updates to grid topology to minimize risk of ignition in HFTDs Remote GridWLDFRContact from objectAggregated | WLDFR | HFTD - Distribution - Tier 3 - 1QU CoRE ¦ 1QU LoRE | Non-Red Flag Warning - Large Fires | Contact from object | Aggregated | 2055 | 1.8961e-05 | 58.7222 | 0.0011134 | 2055 | Mitigation | 0.95 | 45 | 0 | esc | 0.00097009 | 1.8393e-08 | 0.00097009 | 1.8393e-08 | 0.0032972 | 1.7864e-08 | 0.00988 | 4.6638e-08
[120 empty] | 7.3.3.17.5 (Remote Grid) Updates to grid topology to minimize risk of ignition in HFTDs Remote GridWLDFRContact from objectAggregated | WLDFR | HFTD - Distribution - Tier 3 - 1QU CoRE ¦ 1QU LoRE | Non-Red Flag Warning - Large Fires | Contact from object | Aggregated | 2056 | 1.8961e-05 | 58.7222 | 0.0011134 | 2056 | Mitigation | 0.95 | 45 | 0 | esc | 0.00097009 | 1.8393e-08 | 0.00097009 | 1.8393e-08 | 0.0032972 | 1.7864e-08 | 0.00988 | 4.6638e-08
[120 empty] | 7.3.3.17.5 (Remote Grid) Updates to grid topology to minimize risk of ignition in HFTDs Remote GridWLDFRContact from objectAggregated | WLDFR | HFTD - Distribution - Tier 3 - 1QU CoRE ¦ 1QU LoRE | Non-Red Flag Warning - Large Fires | Contact from object | Aggregated | 2057 | 1.8961e-05 | 58.7222 | 0.0011134 | 2057 | Mitigation | 0.95 | 45 | 0 | esc | 0.00097009 | 1.8393e-08 | 0.00097009 | 1.8393e-08 | 0.0032972 | 1.7864e-08 | 0.00988 | 4.6638e-08
[120 empty] | 7.3.3.17.5 (Remote Grid) Updates to grid topology to minimize risk of ignition in HFTDs Remote GridWLDFRContact from objectAggregated | WLDFR | HFTD - Distribution - Tier 3 - 1QU CoRE ¦ 1QU LoRE | Non-Red Flag Warning - Large Fires | Contact from object | Aggregated | 2058 | 1.8961e-05 | 58.7222 | 0.0011134 | 2058 | Mitigation | 0.95 | 45 | 0 | esc | 0.00097009 | 1.8393e-08 | 0.00097009 | 1.8393e-08 | 0.0032972 | 1.7864e-08 | 0.00988 | 4.6638e-08
[120 empty] | 7.3.3.17.5 (Remote Grid) Updates to grid topology to minimize risk of ignition in HFTDs Remote GridWLDFRContact from objectAggregated | WLDFR | HFTD - Distribution - Tier 3 - 1QU CoRE ¦ 1QU LoRE | Non-Red Flag Warning - Large Fires | Contact from object | Aggregated | 2059 | 1.8961e-05 | 58.7222 | 0.0011134 | 2059 | Mitigation | 0.95 | 45 | 0 | esc | 0.00097009 | 1.8393e-08 | 0.00097009 | 1.8393e-08 | 0.0032972 | 1.7864e-08 | 0.00988 | 4.6638e-08
[120 empty] | 7.3.3.17.5 (Remote Grid) Updates to grid topology to minimize risk of ignition in HFTDs Remote GridWLDFRContact from objectAggregated | WLDFR | HFTD - Distribution - Tier 3 - 1QU CoRE ¦ 1QU LoRE | Non-Red Flag Warning - Large Fires | Contact from object | Aggregated | 2060 | 1.8961e-05 | 58.7222 | 0.0011134 | 2060 | Mitigation | 0.95 | 45 | 0 | esc | 0.00097009 | 1.8393e-08 | 0.00097009 | 1.8393e-08 | 0.0032972 | 1.7864e-08 | 0.00988 | 4.6638e-08
[120 empty] | 7.3.3.17.5 (Remote Grid) Updates to grid topology to minimize risk of ignition in HFTDs Remote GridWLDFRContact from objectAggregated | WLDFR | HFTD - Distribution - Tier 3 - 1QU CoRE ¦ 1QU LoRE | Non-Red Flag Warning - Large Fires | Contact from object | Aggregated | 2061 | 1.8961e-05 | 58.7222 | 0.0011134 | 2061 | Mitigation | 0.95 | 45 | 0 | esc | 0.00097009 | 1.8393e-08 | 0.00097009 | 1.8393e-08 | 0.0032972 | 1.7864e-08 | 0.00988 | 4.6638e-08
[120 empty] | 7.3.3.17.5 (Remote Grid) Updates to grid topology to minimize risk of ignition in HFTDs Remote GridWLDFRContact from objectAggregated | WLDFR | HFTD - Distribution - Tier 3 - 1QU CoRE ¦ 1QU LoRE | Non-Red Flag Warning - Large Fires | Contact from object | Aggregated | 2062 | 1.8961e-05 | 58.7222 | 0.0011134 | 2062 | Mitigation | 0.95 | 45 | 0 | esc | 0.00097009 | 1.8393e-08 | 0.00097009 | 1.8393e-08 | 0 | 0 | 0.00988 | 4.6638e-08
[120 empty] | 7.3.3.17.5 (Remote Grid) Updates to grid topology to minimize risk of ignition in HFTDs Remote GridWLDFRContact from objectAggregated | WLDFR | HFTD - Distribution - Tier 3 - 1QU CoRE ¦ 1QU LoRE | Non-Red Flag Warning - Large Fires | Contact from object | Aggregated | 2063 | 1.8961e-05 | 58.7222 | 0.0011134 | 2063 | Mitigation | 0.95 | 45 | 0 | esc | 0.00097009 | 1.8393e-08 | 0.00097009 | 1.8393e-08 | 0.0032972 | 5.4607e-08 | 0.00988 | 4.6638e-08
[120 empty] | 7.3.3.17.5 (Remote Grid) Updates to grid topology to minimize risk of ignition in HFTDs Remote GridWLDFRContact from objectAggregated | WLDFR | HFTD - Distribution - Tier 3 - 1QU CoRE ¦ 1QU LoRE | Non-Red Flag Warning - Large Fires | Contact from object | Aggregated | 2064 | 1.8961e-05 | 58.7222 | 0.0011134 | 2064 | Mitigation | 0.95 | 45 | 0 | esc | 0.00097009 | 1.8393e-08 | 0.00097009 | 1.8393e-08 | 0.0032972 | 5.4607e-08 | 0.00988 | 4.6638e-08
[120 empty] | 7.3.3.17.5 (Remote Grid) Updates to grid topology to minimize risk of ignition in HFTDs Remote GridWLDFRContact from objectAggregated | WLDFR | HFTD - Distribution - Tier 3 - 1QU CoRE ¦ 1QU LoRE | Non-Red Flag Warning - Large Fires | Contact from object | Aggregated | 2065 | 1.8961e-05 | 58.7222 | 0.0011134 | 2065 | Mitigation | 0.95 | 45 | 0 | esc | 0.00097009 | 1.8393e-08 | 0.00097009 | 1.8393e-08 | 0.0032972 | 5.4607e-08 | 0.00988 | 4.6638e-08
[120 empty] | 7.3.3.17.5 (Remote Grid) Updates to grid topology to minimize risk of ignition in HFTDs Remote GridWLDFRContact from objectAggregated | WLDFR | HFTD - Distribution - Tier 3 - 1QU CoRE ¦ 1QU LoRE | Non-Red Flag Warning - Large Fires | Contact from object | Aggregated | 2066 | 1.8961e-05 | 58.7222 | 0.0011134 | 2066 | Mitigation | 0.95 | 45 | 0 | esc | 0.00097009 | 1.8393e-08 | 0.00097009 | 1.8393e-08 | 0.0032972 | 5.4607e-08 | 0.00988 | 4.6638e-08
[120 empty] | 7.3.3.17.5 (Remote Grid) Updates to grid topology to minimize risk of ignition in HFTDs Remote GridWLDFRContact from objectAggregated | WLDFR | HFTD - Distribution - Tier 3 - 1QU CoRE ¦ 1QU LoRE | Non-Red Flag Warning - Large Fires | Contact from object | Aggregated | 2067 | 1.8961e-05 | 58.7222 | 0.0011134 | 2067 | Mitigation | 0.95 | 45 | 0 | esc | 0 | 0 | 0.00097009 | 1.8393e-08 | 0.0032972 | 5.4607e-08 | 0.00988 | 4.6638e-08
[120 empty] | 7.3.3.17.5 (Remote Grid) Updates to grid topology to minimize risk of ignition in HFTDs Remote GridWLDFRContaminationAggregated | WLDFR | HFTD - Distribution - Tier 3 - 1QU CoRE ¦ 1QU LoRE | Non-Red Flag Warning - Large Fires | Contamination | Aggregated | 2022 | 4.1359e-07 | 58.7222 | 2.4287e-05 | 2022 | Mitigation | 0.95 | 45 | 0 | esc | 0.00097009 | 4.0122e-10 | 0 | 0 | 0.0032972 | 5.4607e-08 | 0.00988 | 4.6638e-08
[120 empty] | 7.3.3.17.5 (Remote Grid) Updates to grid topology to minimize risk of ignition in HFTDs Remote GridWLDFRContaminationAggregated | WLDFR | HFTD - Distribution - Tier 3 - 1QU CoRE ¦ 1QU LoRE | Non-Red Flag Warning - Large Fires | Contamination | Aggregated | 2023 | 4.1359e-07 | 58.7222 | 2.4287e-05 | 2023 | Mitigation | 0.95 | 45 | 0 | esc | 0.00097009 | 4.0122e-10 | 0.00097009 | 4.0122e-10 | 0.0032972 | 5.4607e-08 | 0.00988 | 4.6638e-08
[120 empty] | 7.3.3.17.5 (Remote Grid) Updates to grid topology to minimize risk of ignition in HFTDs Remote GridWLDFRContaminationAggregated | WLDFR | HFTD - Distribution - Tier 3 - 1QU CoRE ¦ 1QU LoRE | Non-Red Flag Warning - Large Fires | Contamination | Aggregated | 2024 | 4.1359e-07 | 58.7222 | 2.4287e-05 | 2024 | Mitigation | 0.95 | 45 | 0 | esc | 0.00097009 | 4.0122e-10 | 0.00097009 | 4.0122e-10 | 0.0032972 | 5.4607e-08 | 0.00988 | 4.6638e-08
[120 empty] | 7.3.3.17.5 (Remote Grid) Updates to grid topology to minimize risk of ignition in HFTDs Remote GridWLDFRContaminationAggregated | WLDFR | HFTD - Distribution - Tier 3 - 1QU CoRE ¦ 1QU LoRE | Non-Red Flag Warning - Large Fires | Contamination | Aggregated | 2025 | 4.1359e-07 | 58.7222 | 2.4287e-05 | 2025 | Mitigation | 0.95 | 45 | 0 | esc | 0.00097009 | 4.0122e-10 | 0.00097009 | 4.0122e-10 | 0.0032972 | 5.4607e-08 | 0.00988 | 4.6638e-08
[120 empty] | 7.3.3.17.5 (Remote Grid) Updates to grid topology to minimize risk of ignition in HFTDs Remote GridWLDFRContaminationAggregated | WLDFR | HFTD - Distribution - Tier 3 - 1QU CoRE ¦ 1QU LoRE | Non-Red Flag Warning - Large Fires | Contamination | Aggregated | 2026 | 4.1359e-07 | 58.7222 | 2.4287e-05 | 2026 | Mitigation | 0.95 | 45 | 0 | esc | 0.00097009 | 4.0122e-10 | 0.00097009 | 4.0122e-10 | 0.0032972 | 5.4607e-08 | 0 | 0
[120 empty] | 7.3.3.17.5 (Remote Grid) Updates to grid topology to minimize risk of ignition in HFTDs Remote GridWLDFRContaminationAggregated | WLDFR | HFTD - Distribution - Tier 3 - 1QU CoRE ¦ 1QU LoRE | Non-Red Flag Warning - Large Fires | Contamination | Aggregated | 2027 | 4.1359e-07 | 58.7222 | 2.4287e-05 | 2027 | Mitigation | 0.95 | 45 | 0 | esc | 0.00097009 | 4.0122e-10 | 0.00097009 | 4.0122e-10 | 0.0032972 | 5.4607e-08 | 0 | 0
[120 empty] | 7.3.3.17.5 (Remote Grid) Updates to grid topology to minimize risk of ignition in HFTDs Remote GridWLDFRContaminationAggregated | WLDFR | HFTD - Distribution - Tier 3 - 1QU CoRE ¦ 1QU LoRE | Non-Red Flag Warning - Large Fires | Contamination | Aggregated | 2028 | 4.1359e-07 | 58.7222 | 2.4287e-05 | 2028 | Mitigation | 0.95 | 45 | 0 | esc | 0.00097009 | 4.0122e-10 | 0.00097009 | 4.0122e-10 | 0.0032972 | 5.4607e-08 | 0.0085129 | 3.3007e-08
[120 empty] | 7.3.3.17.5 (Remote Grid) Updates to grid topology to minimize risk of ignition in HFTDs Remote GridWLDFRContaminationAggregated | WLDFR | HFTD - Distribution - Tier 3 - 1QU CoRE ¦ 1QU LoRE | Non-Red Flag Warning - Large Fires | Contamination | Aggregated | 2029 | 4.1359e-07 | 58.7222 | 2.4287e-05 | 2029 | Mitigation | 0.95 | 45 | 0 | esc | 0.00097009 | 4.0122e-10 | 0.00097009 | 4.0122e-10 | 0.0032972 | 5.4607e-08 | 0.0085129 | 3.3007e-08
[120 empty] | 7.3.3.17.5 (Remote Grid) Updates to grid topology to minimize risk of ignition in HFTDs Remote GridWLDFRContaminationAggregated | WLDFR | HFTD - Distribution - Tier 3 - 1QU CoRE ¦ 1QU LoRE | Non-Red Flag Warning - Large Fires | Contamination | Aggregated | 2030 | 4.1359e-07 | 58.7222 | 2.4287e-05 | 2030 | Mitigation | 0.95 | 45 | 0 | esc | 0.00097009 | 4.0122e-10 | 0.00097009 | 4.0122e-10 | 0.0032972 | 5.4607e-08 | 0.0085129 | 3.3007e-08
[120 empty] | 7.3.3.17.5 (Remote Grid) Updates to grid topology to minimize risk of ignition in HFTDs Remote GridWLDFRContaminationAggregated | WLDFR | HFTD - Distribution - Tier 3 - 1QU CoRE ¦ 1QU LoRE | Non-Red Flag Warning - Large Fires | Contamination | Aggregated | 2031 | 4.1359e-07 | 58.7222 | 2.4287e-05 | 2031 | Mitigation | 0.95 | 45 | 0 | esc | 0.00097009 | 4.0122e-10 | 0.00097009 | 4.0122e-10 | 0.0032972 | 5.4607e-08 | 0.0085129 | 3.3007e-08
[120 empty] | 7.3.3.17.5 (Remote Grid) Updates to grid topology to minimize risk of ignition in HFTDs Remote GridWLDFRContaminationAggregated | WLDFR | HFTD - Distribution - Tier 3 - 1QU CoRE ¦ 1QU LoRE | Non-Red Flag Warning - Large Fires | Contamination | Aggregated | 2032 | 4.1359e-07 | 58.7222 | 2.4287e-05 | 2032 | Mitigation | 0.95 | 45 | 0 | esc | 0.00097009 | 4.0122e-10 | 0.00097009 | 4.0122e-10 | 0.0032972 | 5.4607e-08 | 0.0085129 | 3.3007e-08
[120 empty] | 7.3.3.17.5 (Remote Grid) Updates to grid topology to minimize risk of ignition in HFTDs Remote GridWLDFRContaminationAggregated | WLDFR | HFTD - Distribution - Tier 3 - 1QU CoRE ¦ 1QU LoRE | Non-Red Flag Warning - Large Fires | Contamination | Aggregated | 2033 | 4.1359e-07 | 58.7222 | 2.4287e-05 | 2033 | Mitigation | 0.95 | 45 | 0 | esc | 0.00097009 | 4.0122e-10 | 0.00097009 | 4.0122e-10 | 0.0032972 | 5.4607e-08 | 0.0085129 | 3.3007e-08
[120 empty] | 7.3.3.17.5 (Remote Grid) Updates to grid topology to minimize risk of ignition in HFTDs Remote GridWLDFRContaminationAggregated | WLDFR | HFTD - Distribution - Tier 3 - 1QU CoRE ¦ 1QU LoRE | Non-Red Flag Warning - Large Fires | Contamination | Aggregated | 2034 | 4.1359e-07 | 58.7222 | 2.4287e-05 | 2034 | Mitigation | 0.95 | 45 | 0 | esc | 0.00097009 | 4.0122e-10 | 0.00097009 | 4.0122e-10 | 0.0032972 | 5.4607e-08 | 0.0085129 | 3.3007e-08
[120 empty] | 7.3.3.17.5 (Remote Grid) Updates to grid topology to minimize risk of ignition in HFTDs Remote GridWLDFRContaminationAggregated | WLDFR | HFTD - Distribution - Tier 3 - 1QU CoRE ¦ 1QU LoRE | Non-Red Flag Warning - Large Fires | Contamination | Aggregated | 2035 | 4.1359e-07 | 58.7222 | 2.4287e-05 | 2035 | Mitigation | 0.95 | 45 | 0 | esc | 0.00097009 | 4.0122e-10 | 0.00097009 | 4.0122e-10 | 0.0032972 | 5.4607e-08 | 0.0085129 | 3.3007e-08
[120 empty] | 7.3.3.17.5 (Remote Grid) Updates to grid topology to minimize risk of ignition in HFTDs Remote GridWLDFRContaminationAggregated | WLDFR | HFTD - Distribution - Tier 3 - 1QU CoRE ¦ 1QU LoRE | Non-Red Flag Warning - Large Fires | Contamination | Aggregated | 2036 | 4.1359e-07 | 58.7222 | 2.4287e-05 | 2036 | Mitigation | 0.95 | 45 | 0 | esc | 0.00097009 | 4.0122e-10 | 0.00097009 | 4.0122e-10 | 0.0032972 | 5.4607e-08 | 0.0085129 | 3.3007e-08
[120 empty] | 7.3.3.17.5 (Remote Grid) Updates to grid topology to minimize risk of ignition in HFTDs Remote GridWLDFRContaminationAggregated | WLDFR | HFTD - Distribution - Tier 3 - 1QU CoRE ¦ 1QU LoRE | Non-Red Flag Warning - Large Fires | Contamination | Aggregated | 2037 | 4.1359e-07 | 58.7222 | 2.4287e-05 | 2037 | Mitigation | 0.95 | 45 | 0 | esc | 0.00097009 | 4.0122e-10 | 0.00097009 | 4.0122e-10 | 0.0032972 | 5.4607e-08 | 0.0085129 | 3.3007e-08
[120 empty] | 7.3.3.17.5 (Remote Grid) Updates to grid topology to minimize risk of ignition in HFTDs Remote GridWLDFRContaminationAggregated | WLDFR | HFTD - Distribution - Tier 3 - 1QU CoRE ¦ 1QU LoRE | Non-Red Flag Warning - Large Fires | Contamination | Aggregated | 2038 | 4.1359e-07 | 58.7222 | 2.4287e-05 | 2038 | Mitigation | 0.95 | 45 | 0 | esc | 0.00097009 | 4.0122e-10 | 0.00097009 | 4.0122e-10 | 0.0032972 | 5.4607e-08 | 0.0085129 | 3.3007e-08
[120 empty] | 7.3.3.17.5 (Remote Grid) Updates to grid topology to minimize risk of ignition in HFTDs Remote GridWLDFRContaminationAggregated | WLDFR | HFTD - Distribution - Tier 3 - 1QU CoRE ¦ 1QU LoRE | Non-Red Flag Warning - Large Fires | Contamination | Aggregated | 2039 | 4.1359e-07 | 58.7222 | 2.4287e-05 | 2039 | Mitigation | 0.95 | 45 | 0 | esc | 0.00097009 | 4.0122e-10 | 0.00097009 | 4.0122e-10 | 0.0032972 | 5.4607e-08 | 0.0085129 | 3.3007e-08
[120 empty] | 7.3.3.17.5 (Remote Grid) Updates to grid topology to minimize risk of ignition in HFTDs Remote GridWLDFRContaminationAggregated | WLDFR | HFTD - Distribution - Tier 3 - 1QU CoRE ¦ 1QU LoRE | Non-Red Flag Warning - Large Fires | Contamination | Aggregated | 2040 | 4.1359e-07 | 58.7222 | 2.4287e-05 | 2040 | Mitigation | 0.95 | 45 | 0 | esc | 0.00097009 | 4.0122e-10 | 0.00097009 | 4.0122e-10 | 0.0032972 | 5.4607e-08 | 0.0085129 | 3.3007e-08
[120 empty] | 7.3.3.17.5 (Remote Grid) Updates to grid topology to minimize risk of ignition in HFTDs Remote GridWLDFRContaminationAggregated | WLDFR | HFTD - Distribution - Tier 3 - 1QU CoRE ¦ 1QU LoRE | Non-Red Flag Warning - Large Fires | Contamination | Aggregated | 2041 | 4.1359e-07 | 58.7222 | 2.4287e-05 | 2041 | Mitigation | 0.95 | 45 | 0 | esc | 0.00097009 | 4.0122e-10 | 0.00097009 | 4.0122e-10 | 0.0032972 | 5.4607e-08 | 0.0085129 | 3.3007e-08
[120 empty] | 7.3.3.17.5 (Remote Grid) Updates to grid topology to minimize risk of ignition in HFTDs Remote GridWLDFRContaminationAggregated | WLDFR | HFTD - Distribution - Tier 3 - 1QU CoRE ¦ 1QU LoRE | Non-Red Flag Warning - Large Fires | Contamination | Aggregated | 2042 | 4.1359e-07 | 58.7222 | 2.4287e-05 | 2042 | Mitigation | 0.95 | 45 | 0 | esc | 0.00097009 | 4.0122e-10 | 0.00097009 | 4.0122e-10 | 0.0032972 | 5.4607e-08 | 0.0085129 | 3.3007e-08
[120 empty] | 7.3.3.17.5 (Remote Grid) Updates to grid topology to minimize risk of ignition in HFTDs Remote GridWLDFRContaminationAggregated | WLDFR | HFTD - Distribution - Tier 3 - 1QU CoRE ¦ 1QU LoRE | Non-Red Flag Warning - Large Fires | Contamination | Aggregated | 2043 | 4.1359e-07 | 58.7222 | 2.4287e-05 | 2043 | Mitigation | 0.95 | 45 | 0 | esc | 0.00097009 | 4.0122e-10 | 0.00097009 | 4.0122e-10 | 0.0032972 | 5.4607e-08 | 0.0085129 | 3.3007e-08
[120 empty] | 7.3.3.17.5 (Remote Grid) Updates to grid topology to minimize risk of ignition in HFTDs Remote GridWLDFRContaminationAggregated | WLDFR | HFTD - Distribution - Tier 3 - 1QU CoRE ¦ 1QU LoRE | Non-Red Flag Warning - Large Fires | Contamination | Aggregated | 2044 | 4.1359e-07 | 58.7222 | 2.4287e-05 | 2044 | Mitigation | 0.95 | 45 | 0 | esc | 0.00097009 | 4.0122e-10 | 0.00097009 | 4.0122e-10 | 0.0032972 | 5.4607e-08 | 0.0085129 | 3.3007e-08
[120 empty] | 7.3.3.17.5 (Remote Grid) Updates to grid topology to minimize risk of ignition in HFTDs Remote GridWLDFRContaminationAggregated | WLDFR | HFTD - Distribution - Tier 3 - 1QU CoRE ¦ 1QU LoRE | Non-Red Flag Warning - Large Fires | Contamination | Aggregated | 2045 | 4.1359e-07 | 58.7222 | 2.4287e-05 | 2045 | Mitigation | 0.95 | 45 | 0 | esc | 0.00097009 | 4.0122e-10 | 0.00097009 | 4.0122e-10 | 0.0032972 | 5.4607e-08 | 0.0085129 | 3.3007e-08
[120 empty] | 7.3.3.17.5 (Remote Grid) Updates to grid topology to minimize risk of ignition in HFTDs Remote GridWLDFRContaminationAggregated | WLDFR | HFTD - Distribution - Tier 3 - 1QU CoRE ¦ 1QU LoRE | Non-Red Flag Warning - Large Fires | Contamination | Aggregated | 2046 | 4.1359e-07 | 58.7222 | 2.4287e-05 | 2046 | Mitigation | 0.95 | 45 | 0 | esc | 0.00097009 | 4.0122e-10 | 0.00097009 | 4.0122e-10 | 0.0032972 | 5.4607e-08 | 0.0085129 | 3.3007e-08
[120 empty] | 7.3.3.17.5 (Remote Grid) Updates to grid topology to minimize risk of ignition in HFTDs Remote GridWLDFRContaminationAggregated | WLDFR | HFTD - Distribution - Tier 3 - 1QU CoRE ¦ 1QU LoRE | Non-Red Flag Warning - Large Fires | Contamination | Aggregated | 2047 | 4.1359e-07 | 58.7222 | 2.4287e-05 | 2047 | Mitigation | 0.95 | 45 | 0 | esc | 0.00097009 | 4.0122e-10 | 0.00097009 | 4.0122e-10 | 0.0032972 | 5.4607e-08 | 0.0085129 | 3.3007e-08
[120 empty] | 7.3.3.17.5 (Remote Grid) Updates to grid topology to minimize risk of ignition in HFTDs Remote GridWLDFRContaminationAggregated | WLDFR | HFTD - Distribution - Tier 3 - 1QU CoRE ¦ 1QU LoRE | Non-Red Flag Warning - Large Fires | Contamination | Aggregated | 2048 | 4.1359e-07 | 58.7222 | 2.4287e-05 | 2048 | Mitigation | 0.95 | 45 | 0 | esc | 0.00097009 | 4.0122e-10 | 0.00097009 | 4.0122e-10 | 0.0032972 | 5.4607e-08 | 0.0085129 | 3.3007e-08
[120 empty] | 7.3.3.17.5 (Remote Grid) Updates to grid topology to minimize risk of ignition in HFTDs Remote GridWLDFRContaminationAggregated | WLDFR | HFTD - Distribution - Tier 3 - 1QU CoRE ¦ 1QU LoRE | Non-Red Flag Warning - Large Fires | Contamination | Aggregated | 2049 | 4.1359e-07 | 58.7222 | 2.4287e-05 | 2049 | Mitigation | 0.95 | 45 | 0 | esc | 0.00097009 | 4.0122e-10 | 0.00097009 | 4.0122e-10 | 0.0032972 | 5.4607e-08 | 0.0085129 | 3.3007e-08
[120 empty] | 7.3.3.17.5 (Remote Grid) Updates to grid topology to minimize risk of ignition in HFTDs Remote GridWLDFRContaminationAggregated | WLDFR | HFTD - Distribution - Tier 3 - 1QU CoRE ¦ 1QU LoRE | Non-Red Flag Warning - Large Fires | Contamination | Aggregated | 2050 | 4.1359e-07 | 58.7222 | 2.4287e-05 | 2050 | Mitigation | 0.95 | 45 | 0 | esc | 0.00097009 | 4.0122e-10 | 0.00097009 | 4.0122e-10 | 0.0032972 | 5.4607e-08 | 0.0085129 | 3.3007e-08
[120 empty] | 7.3.3.17.5 (Remote Grid) Updates to grid topology to minimize risk of ignition in HFTDs Remote GridWLDFRContaminationAggregated | WLDFR | HFTD - Distribution - Tier 3 - 1QU CoRE ¦ 1QU LoRE | Non-Red Flag Warning - Large Fires | Contamination | Aggregated | 2051 | 4.1359e-07 | 58.7222 | 2.4287e-05 | 2051 | Mitigation | 0.95 | 45 | 0 | esc | 0.00097009 | 4.0122e-10 | 0.00097009 | 4.0122e-10 | 0.0032972 | 5.4607e-08 | 0.0085129 | 3.3007e-08
[120 empty] | 7.3.3.17.5 (Remote Grid) Updates to grid topology to minimize risk of ignition in HFTDs Remote GridWLDFRContaminationAggregated | WLDFR | HFTD - Distribution - Tier 3 - 1QU CoRE ¦ 1QU LoRE | Non-Red Flag Warning - Large Fires | Contamination | Aggregated | 2052 | 4.1359e-07 | 58.7222 | 2.4287e-05 | 2052 | Mitigation | 0.95 | 45 | 0 | esc | 0.00097009 | 4.0122e-10 | 0.00097009 | 4.0122e-10 | 0.0032972 | 5.4607e-08 | 0.0085129 | 3.3007e-08
[120 empty] | 7.3.3.17.5 (Remote Grid) Updates to grid topology to minimize risk of ignition in HFTDs Remote GridWLDFRContaminationAggregated | WLDFR | HFTD - Distribution - Tier 3 - 1QU CoRE ¦ 1QU LoRE | Non-Red Flag Warning - Large Fires | Contamination | Aggregated | 2053 | 4.1359e-07 | 58.7222 | 2.4287e-05 | 2053 | Mitigation | 0.95 | 45 | 0 | esc | 0.00097009 | 4.0122e-10 | 0.00097009 | 4.0122e-10 | 0.0032972 | 5.4607e-08 | 0.0085129 | 3.3007e-08
[120 empty] | 7.3.3.17.5 (Remote Grid) Updates to grid topology to minimize risk of ignition in HFTDs Remote GridWLDFRContaminationAggregated | WLDFR | HFTD - Distribution - Tier 3 - 1QU CoRE ¦ 1QU LoRE | Non-Red Flag Warning - Large Fires | Contamination | Aggregated | 2054 | 4.1359e-07 | 58.7222 | 2.4287e-05 | 2054 | Mitigation | 0.95 | 45 | 0 | esc | 0.00097009 | 4.0122e-10 | 0.00097009 | 4.0122e-10 | 0.0032972 | 5.4607e-08 | 0.0085129 | 3.3007e-08
[120 empty] | 7.3.3.17.5 (Remote Grid) Updates to grid topology to minimize risk of ignition in HFTDs Remote GridWLDFRContaminationAggregated | WLDFR | HFTD - Distribution - Tier 3 - 1QU CoRE ¦ 1QU LoRE | Non-Red Flag Warning - Large Fires | Contamination | Aggregated | 2055 | 4.1359e-07 | 58.7222 | 2.4287e-05 | 2055 | Mitigation | 0.95 | 45 | 0 | esc | 0.00097009 | 4.0122e-10 | 0.00097009 | 4.0122e-10 | 0.0032972 | 5.4607e-08 | 0.0085129 | 3.3007e-08
[120 empty] | 7.3.3.17.5 (Remote Grid) Updates to grid topology to minimize risk of ignition in HFTDs Remote GridWLDFRContaminationAggregated | WLDFR | HFTD - Distribution - Tier 3 - 1QU CoRE ¦ 1QU LoRE | Non-Red Flag Warning - Large Fires | Contamination | Aggregated | 2056 | 4.1359e-07 | 58.7222 | 2.4287e-05 | 2056 | Mitigation | 0.95 | 45 | 0 | esc | 0.00097009 | 4.0122e-10 | 0.00097009 | 4.0122e-10 | 0.0032972 | 5.4607e-08 | 0.0085129 | 3.3007e-08
[120 empty] | 7.3.3.17.5 (Remote Grid) Updates to grid topology to minimize risk of ignition in HFTDs Remote GridWLDFRContaminationAggregated | WLDFR | HFTD - Distribution - Tier 3 - 1QU CoRE ¦ 1QU LoRE | Non-Red Flag Warning - Large Fires | Contamination | Aggregated | 2057 | 4.1359e-07 | 58.7222 | 2.4287e-05 | 2057 | Mitigation | 0.95 | 45 | 0 | esc | 0.00097009 | 4.0122e-10 | 0.00097009 | 4.0122e-10 | 0.0032972 | 5.4607e-08 | 0.0085129 | 3.3007e-08
[120 empty] | 7.3.3.17.5 (Remote Grid) Updates to grid topology to minimize risk of ignition in HFTDs Remote GridWLDFRContaminationAggregated | WLDFR | HFTD - Distribution - Tier 3 - 1QU CoRE ¦ 1QU LoRE | Non-Red Flag Warning - Large Fires | Contamination | Aggregated | 2058 | 4.1359e-07 | 58.7222 | 2.4287e-05 | 2058 | Mitigation | 0.95 | 45 | 0 | esc | 0.00097009 | 4.0122e-10 | 0.00097009 | 4.0122e-10 | 0.0032972 | 5.4607e-08 | 0 | 0
[120 empty] | 7.3.3.17.5 (Remote Grid) Updates to grid topology to minimize risk of ignition in HFTDs Remote GridWLDFRContaminationAggregated | WLDFR | HFTD - Distribution - Tier 3 - 1QU CoRE ¦ 1QU LoRE | Non-Red Flag Warning - Large Fires | Contamination | Aggregated | 2059 | 4.1359e-07 | 58.7222 | 2.4287e-05 | 2059 | Mitigation | 0.95 | 45 | 0 | esc | 0.00097009 | 4.0122e-10 | 0.00097009 | 4.0122e-10 | 0.0032972 | 5.4607e-08 | 0 | 0
[120 empty] | 7.3.3.17.5 (Remote Grid) Updates to grid topology to minimize risk of ignition in HFTDs Remote GridWLDFRContaminationAggregated | WLDFR | HFTD - Distribution - Tier 3 - 1QU CoRE ¦ 1QU LoRE | Non-Red Flag Warning - Large Fires | Contamination | Aggregated | 2060 | 4.1359e-07 | 58.7222 | 2.4287e-05 | 2060 | Mitigation | 0.95 | 45 | 0 | esc | 0.00097009 | 4.0122e-10 | 0.00097009 | 4.0122e-10 | 0.0032972 | 5.4607e-08 | 0.0093087 | 1.478e-07
[120 empty] | 7.3.3.17.5 (Remote Grid) Updates to grid topology to minimize risk of ignition in HFTDs Remote GridWLDFRContaminationAggregated | WLDFR | HFTD - Distribution - Tier 3 - 1QU CoRE ¦ 1QU LoRE | Non-Red Flag Warning - Large Fires | Contamination | Aggregated | 2061 | 4.1359e-07 | 58.7222 | 2.4287e-05 | 2061 | Mitigation | 0.95 | 45 | 0 | esc | 0.00097009 | 4.0122e-10 | 0.00097009 | 4.0122e-10 | 0.0032972 | 5.4607e-08 | 0.0093087 | 1.478e-07
[120 empty] | 7.3.3.17.5 (Remote Grid) Updates to grid topology to minimize risk of ignition in HFTDs Remote GridWLDFRContaminationAggregated | WLDFR | HFTD - Distribution - Tier 3 - 1QU CoRE ¦ 1QU LoRE | Non-Red Flag Warning - Large Fires | Contamination | Aggregated | 2062 | 4.1359e-07 | 58.7222 | 2.4287e-05 | 2062 | Mitigation | 0.95 | 45 | 0 | esc | 0.00097009 | 4.0122e-10 | 0.00097009 | 4.0122e-10 | 0.0032972 | 5.4607e-08 | 0.0093087 | 1.478e-07
[120 empty] | 7.3.3.17.5 (Remote Grid) Updates to grid topology to minimize risk of ignition in HFTDs Remote GridWLDFRContaminationAggregated | WLDFR | HFTD - Distribution - Tier 3 - 1QU CoRE ¦ 1QU LoRE | Non-Red Flag Warning - Large Fires | Contamination | Aggregated | 2063 | 4.1359e-07 | 58.7222 | 2.4287e-05 | 2063 | Mitigation | 0.95 | 45 | 0 | esc | 0.00097009 | 4.0122e-10 | 0.00097009 | 4.0122e-10 | 0.0032972 | 5.4607e-08 | 0.0093087 | 1.478e-07
[120 empty] | 7.3.3.17.5 (Remote Grid) Updates to grid topology to minimize risk of ignition in HFTDs Remote GridWLDFRContaminationAggregated | WLDFR | HFTD - Distribution - Tier 3 - 1QU CoRE ¦ 1QU LoRE | Non-Red Flag Warning - Large Fires | Contamination | Aggregated | 2064 | 4.1359e-07 | 58.7222 | 2.4287e-05 | 2064 | Mitigation | 0.95 | 45 | 0 | esc | 0.00097009 | 4.0122e-10 | 0.00097009 | 4.0122e-10 | 0.0032972 | 5.4607e-08 | 0.0093087 | 1.478e-07
[120 empty] | 7.3.3.17.5 (Remote Grid) Updates to grid topology to minimize risk of ignition in HFTDs Remote GridWLDFRContaminationAggregated | WLDFR | HFTD - Distribution - Tier 3 - 1QU CoRE ¦ 1QU LoRE | Non-Red Flag Warning - Large Fires | Contamination | Aggregated | 2065 | 4.1359e-07 | 58.7222 | 2.4287e-05 | 2065 | Mitigation | 0.95 | 45 | 0 | esc | 0.00097009 | 4.0122e-10 | 0.00097009 | 4.0122e-10 | 0.0032972 | 5.4607e-08 | 0.0093087 | 1.478e-07
[120 empty] | 7.3.3.17.5 (Remote Grid) Updates to grid topology to minimize risk of ignition in HFTDs Remote GridWLDFRContaminationAggregated | WLDFR | HFTD - Distribution - Tier 3 - 1QU CoRE ¦ 1QU LoRE | Non-Red Flag Warning - Large Fires | Contamination | Aggregated | 2066 | 4.1359e-07 | 58.7222 | 2.4287e-05 | 2066 | Mitigation | 0.95 | 45 | 0 | esc | 0.00097009 | 4.0122e-10 | 0.00097009 | 4.0122e-10 | 0 | 0 | 0.0093087 | 1.478e-07
[120 empty] | 7.3.3.17.5 (Remote Grid) Updates to grid topology to minimize risk of ignition in HFTDs Remote GridWLDFRContaminationAggregated | WLDFR | HFTD - Distribution - Tier 3 - 1QU CoRE ¦ 1QU LoRE | Non-Red Flag Warning - Large Fires | Contamination | Aggregated | 2067 | 4.1359e-07 | 58.7222 | 2.4287e-05 | 2067 | Mitigation | 0.95 | 45 | 0 | esc | 0 | 0 | 0.00097009 | 4.0122e-10 | 0.0032972 | 3.9779e-09 | 0.0093087 | 1.478e-07
[120 empty] | 7.3.3.17.5 (Remote Grid) Updates to grid topology to minimize risk of ignition in HFTDs Remote GridWLDFREquipment / facility failureAggregated | WLDFR | HFTD - Distribution - Tier 3 - 1QU CoRE ¦ 1QU LoRE | Non-Red Flag Warning - Large Fires | Equipment / facility failure | Aggregated | 2022 | 7.3942e-06 | 58.7222 | 0.0004342 | 2022 | Mitigation | 0.95 | 45 | 0 | esc | 0.00097009 | 7.173e-09 | 0 | 0 | 0.0032972 | 3.9779e-09 | 0.0093087 | 1.478e-07
[120 empty] | 7.3.3.17.5 (Remote Grid) Updates to grid topology to minimize risk of ignition in HFTDs Remote GridWLDFREquipment / facility failureAggregated | WLDFR | HFTD - Distribution - Tier 3 - 1QU CoRE ¦ 1QU LoRE | Non-Red Flag Warning - Large Fires | Equipment / facility failure | Aggregated | 2023 | 7.3942e-06 | 58.7222 | 0.0004342 | 2023 | Mitigation | 0.95 | 45 | 0 | esc | 0.00097009 | 7.173e-09 | 0.00097009 | 7.173e-09 | 0.0032972 | 3.9779e-09 | 0.0093087 | 1.478e-07
[120 empty] | 7.3.3.17.5 (Remote Grid) Updates to grid topology to minimize risk of ignition in HFTDs Remote GridWLDFREquipment / facility failureAggregated | WLDFR | HFTD - Distribution - Tier 3 - 1QU CoRE ¦ 1QU LoRE | Non-Red Flag Warning - Large Fires | Equipment / facility failure | Aggregated | 2024 | 7.3942e-06 | 58.7222 | 0.0004342 | 2024 | Mitigation | 0.95 | 45 | 0 | esc | 0.00097009 | 7.173e-09 | 0.00097009 | 7.173e-09 | 0.0032972 | 3.9779e-09 | 0.0093087 | 1.478e-07
[120 empty] | 7.3.3.17.5 (Remote Grid) Updates to grid topology to minimize risk of ignition in HFTDs Remote GridWLDFREquipment / facility failureAggregated | WLDFR | HFTD - Distribution - Tier 3 - 1QU CoRE ¦ 1QU LoRE | Non-Red Flag Warning - Large Fires | Equipment / facility failure | Aggregated | 2025 | 7.3942e-06 | 58.7222 | 0.0004342 | 2025 | Mitigation | 0.95 | 45 | 0 | esc | 0.00097009 | 7.173e-09 | 0.00097009 | 7.173e-09 | 0.0032972 | 3.9779e-09 | 0.0093087 | 1.478e-07
[120 empty] | 7.3.3.17.5 (Remote Grid) Updates to grid topology to minimize risk of ignition in HFTDs Remote GridWLDFREquipment / facility failureAggregated | WLDFR | HFTD - Distribution - Tier 3 - 1QU CoRE ¦ 1QU LoRE | Non-Red Flag Warning - Large Fires | Equipment / facility failure | Aggregated | 2026 | 7.3942e-06 | 58.7222 | 0.0004342 | 2026 | Mitigation | 0.95 | 45 | 0 | esc | 0.00097009 | 7.173e-09 | 0.00097009 | 7.173e-09 | 0.0032972 | 3.9779e-09 | 0.0093087 | 1.478e-07
[120 empty] | 7.3.3.17.5 (Remote Grid) Updates to grid topology to minimize risk of ignition in HFTDs Remote GridWLDFREquipment / facility failureAggregated | WLDFR | HFTD - Distribution - Tier 3 - 1QU CoRE ¦ 1QU LoRE | Non-Red Flag Warning - Large Fires | Equipment / facility failure | Aggregated | 2027 | 7.3942e-06 | 58.7222 | 0.0004342 | 2027 | Mitigation | 0.95 | 45 | 0 | esc | 0.00097009 | 7.173e-09 | 0.00097009 | 7.173e-09 | 0.0032972 | 3.9779e-09 | 0.0093087 | 1.478e-07
[120 empty] | 7.3.3.17.5 (Remote Grid) Updates to grid topology to minimize risk of ignition in HFTDs Remote GridWLDFREquipment / facility failureAggregated | WLDFR | HFTD - Distribution - Tier 3 - 1QU CoRE ¦ 1QU LoRE | Non-Red Flag Warning - Large Fires | Equipment / facility failure | Aggregated | 2028 | 7.3942e-06 | 58.7222 | 0.0004342 | 2028 | Mitigation | 0.95 | 45 | 0 | esc | 0.00097009 | 7.173e-09 | 0.00097009 | 7.173e-09 | 0.0032972 | 3.9779e-09 | 0.0093087 | 1.478e-07
[120 empty] | 7.3.3.17.5 (Remote Grid) Updates to grid topology to minimize risk of ignition in HFTDs Remote GridWLDFREquipment / facility failureAggregated | WLDFR | HFTD - Distribution - Tier 3 - 1QU CoRE ¦ 1QU LoRE | Non-Red Flag Warning - Large Fires | Equipment / facility failure | Aggregated | 2029 | 7.3942e-06 | 58.7222 | 0.0004342 | 2029 | Mitigation | 0.95 | 45 | 0 | esc | 0.00097009 | 7.173e-09 | 0.00097009 | 7.173e-09 | 0.0032972 | 3.9779e-09 | 0.0093087 | 1.478e-07
[120 empty] | 7.3.3.17.5 (Remote Grid) Updates to grid topology to minimize risk of ignition in HFTDs Remote GridWLDFREquipment / facility failureAggregated | WLDFR | HFTD - Distribution - Tier 3 - 1QU CoRE ¦ 1QU LoRE | Non-Red Flag Warning - Large Fires | Equipment / facility failure | Aggregated | 2030 | 7.3942e-06 | 58.7222 | 0.0004342 | 2030 | Mitigation | 0.95 | 45 | 0 | esc | 0.00097009 | 7.173e-09 | 0.00097009 | 7.173e-09 | 0.0032972 | 3.9779e-09 | 0.0093087 | 1.478e-07
[120 empty] | 7.3.3.17.5 (Remote Grid) Updates to grid topology to minimize risk of ignition in HFTDs Remote GridWLDFREquipment / facility failureAggregated | WLDFR | HFTD - Distribution - Tier 3 - 1QU CoRE ¦ 1QU LoRE | Non-Red Flag Warning - Large Fires | Equipment / facility failure | Aggregated | 2031 | 7.3942e-06 | 58.7222 | 0.0004342 | 2031 | Mitigation | 0.95 | 45 | 0 | esc | 0.00097009 | 7.173e-09 | 0.00097009 | 7.173e-09 | 0.0032972 | 3.9779e-09 | 0.0093087 | 1.478e-07
[120 empty] | 7.3.3.17.5 (Remote Grid) Updates to grid topology to minimize risk of ignition in HFTDs Remote GridWLDFREquipment / facility failureAggregated | WLDFR | HFTD - Distribution - Tier 3 - 1QU CoRE ¦ 1QU LoRE | Non-Red Flag Warning - Large Fires | Equipment / facility failure | Aggregated | 2032 | 7.3942e-06 | 58.7222 | 0.0004342 | 2032 | Mitigation | 0.95 | 45 | 0 | esc | 0.00097009 | 7.173e-09 | 0.00097009 | 7.173e-09 | 0.0032972 | 3.9779e-09 | 0.0093087 | 1.478e-07
[120 empty] | 7.3.3.17.5 (Remote Grid) Updates to grid topology to minimize risk of ignition in HFTDs Remote GridWLDFREquipment / facility failureAggregated | WLDFR | HFTD - Distribution - Tier 3 - 1QU CoRE ¦ 1QU LoRE | Non-Red Flag Warning - Large Fires | Equipment / facility failure | Aggregated | 2033 | 7.3942e-06 | 58.7222 | 0.0004342 | 2033 | Mitigation | 0.95 | 45 | 0 | esc | 0.00097009 | 7.173e-09 | 0.00097009 | 7.173e-09 | 0.0032972 | 3.9779e-09 | 0.0093087 | 1.478e-07
[120 empty] | 7.3.3.17.5 (Remote Grid) Updates to grid topology to minimize risk of ignition in HFTDs Remote GridWLDFREquipment / facility failureAggregated | WLDFR | HFTD - Distribution - Tier 3 - 1QU CoRE ¦ 1QU LoRE | Non-Red Flag Warning - Large Fires | Equipment / facility failure | Aggregated | 2034 | 7.3942e-06 | 58.7222 | 0.0004342 | 2034 | Mitigation | 0.95 | 45 | 0 | esc | 0.00097009 | 7.173e-09 | 0.00097009 | 7.173e-09 | 0.0032972 | 3.9779e-09 | 0.0093087 | 1.478e-07
[120 empty] | 7.3.3.17.5 (Remote Grid) Updates to grid topology to minimize risk of ignition in HFTDs Remote GridWLDFREquipment / facility failureAggregated | WLDFR | HFTD - Distribution - Tier 3 - 1QU CoRE ¦ 1QU LoRE | Non-Red Flag Warning - Large Fires | Equipment / facility failure | Aggregated | 2035 | 7.3942e-06 | 58.7222 | 0.0004342 | 2035 | Mitigation | 0.95 | 45 | 0 | esc | 0.00097009 | 7.173e-09 | 0.00097009 | 7.173e-09 | 0.0032972 | 3.9779e-09 | 0.0093087 | 1.478e-07
[120 empty] | 7.3.3.17.5 (Remote Grid) Updates to grid topology to minimize risk of ignition in HFTDs Remote GridWLDFREquipment / facility failureAggregated | WLDFR | HFTD - Distribution - Tier 3 - 1QU CoRE ¦ 1QU LoRE | Non-Red Flag Warning - Large Fires | Equipment / facility failure | Aggregated | 2036 | 7.3942e-06 | 58.7222 | 0.0004342 | 2036 | Mitigation | 0.95 | 45 | 0 | esc | 0.00097009 | 7.173e-09 | 0.00097009 | 7.173e-09 | 0.0032972 | 3.9779e-09 | 0.0093087 | 1.478e-07
[120 empty] | 7.3.3.17.5 (Remote Grid) Updates to grid topology to minimize risk of ignition in HFTDs Remote GridWLDFREquipment / facility failureAggregated | WLDFR | HFTD - Distribution - Tier 3 - 1QU CoRE ¦ 1QU LoRE | Non-Red Flag Warning - Large Fires | Equipment / facility failure | Aggregated | 2037 | 7.3942e-06 | 58.7222 | 0.0004342 | 2037 | Mitigation | 0.95 | 45 | 0 | esc | 0.00097009 | 7.173e-09 | 0.00097009 | 7.173e-09 | 0.0032972 | 3.9779e-09 | 0.0093087 | 1.478e-07
[120 empty] | 7.3.3.17.5 (Remote Grid) Updates to grid topology to minimize risk of ignition in HFTDs Remote GridWLDFREquipment / facility failureAggregated | WLDFR | HFTD - Distribution - Tier 3 - 1QU CoRE ¦ 1QU LoRE | Non-Red Flag Warning - Large Fires | Equipment / facility failure | Aggregated | 2038 | 7.3942e-06 | 58.7222 | 0.0004342 | 2038 | Mitigation | 0.95 | 45 | 0 | esc | 0.00097009 | 7.173e-09 | 0.00097009 | 7.173e-09 | 0.0032972 | 3.9779e-09 | 0.0093087 | 1.478e-07
[120 empty] | 7.3.3.17.5 (Remote Grid) Updates to grid topology to minimize risk of ignition in HFTDs Remote GridWLDFREquipment / facility failureAggregated | WLDFR | HFTD - Distribution - Tier 3 - 1QU CoRE ¦ 1QU LoRE | Non-Red Flag Warning - Large Fires | Equipment / facility failure | Aggregated | 2039 | 7.3942e-06 | 58.7222 | 0.0004342 | 2039 | Mitigation | 0.95 | 45 | 0 | esc | 0.00097009 | 7.173e-09 | 0.00097009 | 7.173e-09 | 0.0032972 | 3.9779e-09 | 0.0093087 | 1.478e-07
[120 empty] | 7.3.3.17.5 (Remote Grid) Updates to grid topology to minimize risk of ignition in HFTDs Remote GridWLDFREquipment / facility failureAggregated | WLDFR | HFTD - Distribution - Tier 3 - 1QU CoRE ¦ 1QU LoRE | Non-Red Flag Warning - Large Fires | Equipment / facility failure | Aggregated | 2040 | 7.3942e-06 | 58.7222 | 0.0004342 | 2040 | Mitigation | 0.95 | 45 | 0 | esc | 0.00097009 | 7.173e-09 | 0.00097009 | 7.173e-09 | 0.0032972 | 3.9779e-09 | 0.0093087 | 1.478e-07
[120 empty] | 7.3.3.17.5 (Remote Grid) Updates to grid topology to minimize risk of ignition in HFTDs Remote GridWLDFREquipment / facility failureAggregated | WLDFR | HFTD - Distribution - Tier 3 - 1QU CoRE ¦ 1QU LoRE | Non-Red Flag Warning - Large Fires | Equipment / facility failure | Aggregated | 2041 | 7.3942e-06 | 58.7222 | 0.0004342 | 2041 | Mitigation | 0.95 | 45 | 0 | esc | 0.00097009 | 7.173e-09 | 0.00097009 | 7.173e-09 | 0.0032972 | 3.9779e-09 | 0.0093087 | 1.478e-07
[120 empty] | 7.3.3.17.5 (Remote Grid) Updates to grid topology to minimize risk of ignition in HFTDs Remote GridWLDFREquipment / facility failureAggregated | WLDFR | HFTD - Distribution - Tier 3 - 1QU CoRE ¦ 1QU LoRE | Non-Red Flag Warning - Large Fires | Equipment / facility failure | Aggregated | 2042 | 7.3942e-06 | 58.7222 | 0.0004342 | 2042 | Mitigation | 0.95 | 45 | 0 | esc | 0.00097009 | 7.173e-09 | 0.00097009 | 7.173e-09 | 0.0032972 | 3.9779e-09 | 0.0093087 | 1.478e-07
[120 empty] | 7.3.3.17.5 (Remote Grid) Updates to grid topology to minimize risk of ignition in HFTDs Remote GridWLDFREquipment / facility failureAggregated | WLDFR | HFTD - Distribution - Tier 3 - 1QU CoRE ¦ 1QU LoRE | Non-Red Flag Warning - Large Fires | Equipment / facility failure | Aggregated | 2043 | 7.3942e-06 | 58.7222 | 0.0004342 | 2043 | Mitigation | 0.95 | 45 | 0 | esc | 0.00097009 | 7.173e-09 | 0.00097009 | 7.173e-09 | 0.0032972 | 3.9779e-09 | 0.0093087 | 1.478e-07
[120 empty] | 7.3.3.17.5 (Remote Grid) Updates to grid topology to minimize risk of ignition in HFTDs Remote GridWLDFREquipment / facility failureAggregated | WLDFR | HFTD - Distribution - Tier 3 - 1QU CoRE ¦ 1QU LoRE | Non-Red Flag Warning - Large Fires | Equipment / facility failure | Aggregated | 2044 | 7.3942e-06 | 58.7222 | 0.0004342 | 2044 | Mitigation | 0.95 | 45 | 0 | esc | 0.00097009 | 7.173e-09 | 0.00097009 | 7.173e-09 | 0.0032972 | 3.9779e-09 | 0 | 0
[120 empty] | 7.3.3.17.5 (Remote Grid) Updates to grid topology to minimize risk of ignition in HFTDs Remote GridWLDFREquipment / facility failureAggregated | WLDFR | HFTD - Distribution - Tier 3 - 1QU CoRE ¦ 1QU LoRE | Non-Red Flag Warning - Large Fires | Equipment / facility failure | Aggregated | 2045 | 7.3942e-06 | 58.7222 | 0.0004342 | 2045 | Mitigation | 0.95 | 45 | 0 | esc | 0.00097009 | 7.173e-09 | 0.00097009 | 7.173e-09 | 0.0032972 | 3.9779e-09 | 0 | 0
[120 empty] | 7.3.3.17.5 (Remote Grid) Updates to grid topology to minimize risk of ignition in HFTDs Remote GridWLDFREquipment / facility failureAggregated | WLDFR | HFTD - Distribution - Tier 3 - 1QU CoRE ¦ 1QU LoRE | Non-Red Flag Warning - Large Fires | Equipment / facility failure | Aggregated | 2046 | 7.3942e-06 | 58.7222 | 0.0004342 | 2046 | Mitigation | 0.95 | 45 | 0 | esc | 0.00097009 | 7.173e-09 | 0.00097009 | 7.173e-09 | 0.0032972 | 3.9779e-09 | 0.0083522 | 3.4905e-08
[120 empty] | 7.3.3.17.5 (Remote Grid) Updates to grid topology to minimize risk of ignition in HFTDs Remote GridWLDFREquipment / facility failureAggregated | WLDFR | HFTD - Distribution - Tier 3 - 1QU CoRE ¦ 1QU LoRE | Non-Red Flag Warning - Large Fires | Equipment / facility failure | Aggregated | 2047 | 7.3942e-06 | 58.7222 | 0.0004342 | 2047 | Mitigation | 0.95 | 45 | 0 | esc | 0.00097009 | 7.173e-09 | 0.00097009 | 7.173e-09 | 0.0032972 | 3.9779e-09 | 0.0083522 | 3.4905e-08
[120 empty] | 7.3.3.17.5 (Remote Grid) Updates to grid topology to minimize risk of ignition in HFTDs Remote GridWLDFREquipment / facility failureAggregated | WLDFR | HFTD - Distribution - Tier 3 - 1QU CoRE ¦ 1QU LoRE | Non-Red Flag Warning - Large Fires | Equipment / facility failure | Aggregated | 2048 | 7.3942e-06 | 58.7222 | 0.0004342 | 2048 | Mitigation | 0.95 | 45 | 0 | esc | 0.00097009 | 7.173e-09 | 0.00097009 | 7.173e-09 | 0.0032972 | 3.9779e-09 | 0.0083522 | 3.4905e-08
[120 empty] | 7.3.3.17.5 (Remote Grid) Updates to grid topology to minimize risk of ignition in HFTDs Remote GridWLDFREquipment / facility failureAggregated | WLDFR | HFTD - Distribution - Tier 3 - 1QU CoRE ¦ 1QU LoRE | Non-Red Flag Warning - Large Fires | Equipment / facility failure | Aggregated | 2049 | 7.3942e-06 | 58.7222 | 0.0004342 | 2049 | Mitigation | 0.95 | 45 | 0 | esc | 0.00097009 | 7.173e-09 | 0.00097009 | 7.173e-09 | 0.0032972 | 3.9779e-09 | 0.0083522 | 3.4905e-08
[120 empty] | 7.3.3.17.5 (Remote Grid) Updates to grid topology to minimize risk of ignition in HFTDs Remote GridWLDFREquipment / facility failureAggregated | WLDFR | HFTD - Distribution - Tier 3 - 1QU CoRE ¦ 1QU LoRE | Non-Red Flag Warning - Large Fires | Equipment / facility failure | Aggregated | 2050 | 7.3942e-06 | 58.7222 | 0.0004342 | 2050 | Mitigation | 0.95 | 45 | 0 | esc | 0.00097009 | 7.173e-09 | 0.00097009 | 7.173e-09 | 0.0032972 | 3.9779e-09 | 0.0083522 | 3.4905e-08
[120 empty] | 7.3.3.17.5 (Remote Grid) Updates to grid topology to minimize risk of ignition in HFTDs Remote GridWLDFREquipment / facility failureAggregated | WLDFR | HFTD - Distribution - Tier 3 - 1QU CoRE ¦ 1QU LoRE | Non-Red Flag Warning - Large Fires | Equipment / facility failure | Aggregated | 2051 | 7.3942e-06 | 58.7222 | 0.0004342 | 2051 | Mitigation | 0.95 | 45 | 0 | esc | 0.00097009 | 7.173e-09 | 0.00097009 | 7.173e-09 | 0.0032972 | 3.9779e-09 | 0.0083522 | 3.4905e-08
[120 empty] | 7.3.3.17.5 (Remote Grid) Updates to grid topology to minimize risk of ignition in HFTDs Remote GridWLDFREquipment / facility failureAggregated | WLDFR | HFTD - Distribution - Tier 3 - 1QU CoRE ¦ 1QU LoRE | Non-Red Flag Warning - Large Fires | Equipment / facility failure | Aggregated | 2052 | 7.3942e-06 | 58.7222 | 0.0004342 | 2052 | Mitigation | 0.95 | 45 | 0 | esc | 0.00097009 | 7.173e-09 | 0.00097009 | 7.173e-09 | 0.0032972 | 3.9779e-09 | 0.0083522 | 3.4905e-08
[120 empty] | 7.3.3.17.5 (Remote Grid) Updates to grid topology to minimize risk of ignition in HFTDs Remote GridWLDFREquipment / facility failureAggregated | WLDFR | HFTD - Distribution - Tier 3 - 1QU CoRE ¦ 1QU LoRE | Non-Red Flag Warning - Large Fires | Equipment / facility failure | Aggregated | 2053 | 7.3942e-06 | 58.7222 | 0.0004342 | 2053 | Mitigation | 0.95 | 45 | 0 | esc | 0.00097009 | 7.173e-09 | 0.00097009 | 7.173e-09 | 0.0032972 | 3.9779e-09 | 0.0083522 | 3.4905e-08
[120 empty] | 7.3.3.17.5 (Remote Grid) Updates to grid topology to minimize risk of ignition in HFTDs Remote GridWLDFREquipment / facility failureAggregated | WLDFR | HFTD - Distribution - Tier 3 - 1QU CoRE ¦ 1QU LoRE | Non-Red Flag Warning - Large Fires | Equipment / facility failure | Aggregated | 2054 | 7.3942e-06 | 58.7222 | 0.0004342 | 2054 | Mitigation | 0.95 | 45 | 0 | esc | 0.00097009 | 7.173e-09 | 0.00097009 | 7.173e-09 | 0.0032972 | 3.9779e-09 | 0.0083522 | 3.4905e-08
[120 empty] | 7.3.3.17.5 (Remote Grid) Updates to grid topology to minimize risk of ignition in HFTDs Remote GridWLDFREquipment / facility failureAggregated | WLDFR | HFTD - Distribution - Tier 3 - 1QU CoRE ¦ 1QU LoRE | Non-Red Flag Warning - Large Fires | Equipment / facility failure | Aggregated | 2055 | 7.3942e-06 | 58.7222 | 0.0004342 | 2055 | Mitigation | 0.95 | 45 | 0 | esc | 0.00097009 | 7.173e-09 | 0.00097009 | 7.173e-09 | 0.0032972 | 3.9779e-09 | 0.0083522 | 3.4905e-08
[120 empty] | 7.3.3.17.5 (Remote Grid) Updates to grid topology to minimize risk of ignition in HFTDs Remote GridWLDFREquipment / facility failureAggregated | WLDFR | HFTD - Distribution - Tier 3 - 1QU CoRE ¦ 1QU LoRE | Non-Red Flag Warning - Large Fires | Equipment / facility failure | Aggregated | 2056 | 7.3942e-06 | 58.7222 | 0.0004342 | 2056 | Mitigation | 0.95 | 45 | 0 | esc | 0.00097009 | 7.173e-09 | 0.00097009 | 7.173e-09 | 0.0032972 | 3.9779e-09 | 0.0083522 | 3.4905e-08
[120 empty] | 7.3.3.17.5 (Remote Grid) Updates to grid topology to minimize risk of ignition in HFTDs Remote GridWLDFREquipment / facility failureAggregated | WLDFR | HFTD - Distribution - Tier 3 - 1QU CoRE ¦ 1QU LoRE | Non-Red Flag Warning - Large Fires | Equipment / facility failure | Aggregated | 2057 | 7.3942e-06 | 58.7222 | 0.0004342 | 2057 | Mitigation | 0.95 | 45 | 0 | esc | 0.00097009 | 7.173e-09 | 0.00097009 | 7.173e-09 | 0.0032972 | 3.9779e-09 | 0.0083522 | 3.4905e-08
[120 empty] | 7.3.3.17.5 (Remote Grid) Updates to grid topology to minimize risk of ignition in HFTDs Remote GridWLDFREquipment / facility failureAggregated | WLDFR | HFTD - Distribution - Tier 3 - 1QU CoRE ¦ 1QU LoRE | Non-Red Flag Warning - Large Fires | Equipment / facility failure | Aggregated | 2058 | 7.3942e-06 | 58.7222 | 0.0004342 | 2058 | Mitigation | 0.95 | 45 | 0 | esc | 0.00097009 | 7.173e-09 | 0.00097009 | 7.173e-09 | 0.0032972 | 3.9779e-09 | 0.0083522 | 3.4905e-08
[120 empty] | 7.3.3.17.5 (Remote Grid) Updates to grid topology to minimize risk of ignition in HFTDs Remote GridWLDFREquipment / facility failureAggregated | WLDFR | HFTD - Distribution - Tier 3 - 1QU CoRE ¦ 1QU LoRE | Non-Red Flag Warning - Large Fires | Equipment / facility failure | Aggregated | 2059 | 7.3942e-06 | 58.7222 | 0.0004342 | 2059 | Mitigation | 0.95 | 45 | 0 | esc | 0.00097009 | 7.173e-09 | 0.00097009 | 7.173e-09 | 0.0032972 | 3.9779e-09 | 0.0083522 | 3.4905e-08
[120 empty] | 7.3.3.17.5 (Remote Grid) Updates to grid topology to minimize risk of ignition in HFTDs Remote GridWLDFREquipment / facility failureAggregated | WLDFR | HFTD - Distribution - Tier 3 - 1QU CoRE ¦ 1QU LoRE | Non-Red Flag Warning - Large Fires | Equipment / facility failure | Aggregated | 2060 | 7.3942e-06 | 58.7222 | 0.0004342 | 2060 | Mitigation | 0.95 | 45 | 0 | esc | 0.00097009 | 7.173e-09 | 0.00097009 | 7.173e-09 | 0.0032972 | 3.9779e-09 | 0.0083522 | 3.4905e-08
[120 empty] | 7.3.3.17.5 (Remote Grid) Updates to grid topology to minimize risk of ignition in HFTDs Remote GridWLDFREquipment / facility failureAggregated | WLDFR | HFTD - Distribution - Tier 3 - 1QU CoRE ¦ 1QU LoRE | Non-Red Flag Warning - Large Fires | Equipment / facility failure | Aggregated | 2061 | 7.3942e-06 | 58.7222 | 0.0004342 | 2061 | Mitigation | 0.95 | 45 | 0 | esc | 0.00097009 | 7.173e-09 | 0.00097009 | 7.173e-09 | 0.0032972 | 3.9779e-09 | 0.0083522 | 3.4905e-08
[120 empty] | 7.3.3.17.5 (Remote Grid) Updates to grid topology to minimize risk of ignition in HFTDs Remote GridWLDFREquipment / facility failureAggregated | WLDFR | HFTD - Distribution - Tier 3 - 1QU CoRE ¦ 1QU LoRE | Non-Red Flag Warning - Large Fires | Equipment / facility failure | Aggregated | 2062 | 7.3942e-06 | 58.7222 | 0.0004342 | 2062 | Mitigation | 0.95 | 45 | 0 | esc | 0.00097009 | 7.173e-09 | 0.00097009 | 7.173e-09 | 0.0032972 | 3.9779e-09 | 0.0083522 | 3.4905e-08
[120 empty] | 7.3.3.17.5 (Remote Grid) Updates to grid topology to minimize risk of ignition in HFTDs Remote GridWLDFREquipment / facility failureAggregated | WLDFR | HFTD - Distribution - Tier 3 - 1QU CoRE ¦ 1QU LoRE | Non-Red Flag Warning - Large Fires | Equipment / facility failure | Aggregated | 2063 | 7.3942e-06 | 58.7222 | 0.0004342 | 2063 | Mitigation | 0.95 | 45 | 0 | esc | 0.00097009 | 7.173e-09 | 0.00097009 | 7.173e-09 | 0.0032972 | 3.9779e-09 | 0.0083522 | 3.4905e-08
[120 empty] | 7.3.3.17.5 (Remote Grid) Updates to grid topology to minimize risk of ignition in HFTDs Remote GridWLDFREquipment / facility failureAggregated | WLDFR | HFTD - Distribution - Tier 3 - 1QU CoRE ¦ 1QU LoRE | Non-Red Flag Warning - Large Fires | Equipment / facility failure | Aggregated | 2064 | 7.3942e-06 | 58.7222 | 0.0004342 | 2064 | Mitigation | 0.95 | 45 | 0 | esc | 0.00097009 | 7.173e-09 | 0.00097009 | 7.173e-09 | 0.0032972 | 3.9779e-09 | 0.0083522 | 3.4905e-08
[120 empty] | 7.3.3.17.5 (Remote Grid) Updates to grid topology to minimize risk of ignition in HFTDs Remote GridWLDFREquipment / facility failureAggregated | WLDFR | HFTD - Distribution - Tier 3 - 1QU CoRE ¦ 1QU LoRE | Non-Red Flag Warning - Large Fires | Equipment / facility failure | Aggregated | 2065 | 7.3942e-06 | 58.7222 | 0.0004342 | 2065 | Mitigation | 0.95 | 45 | 0 | esc | 0.00097009 | 7.173e-09 | 0.00097009 | 7.173e-09 | 0.0032972 | 3.9779e-09 | 0.0083522 | 3.4905e-08
[120 empty] | 7.3.3.17.5 (Remote Grid) Updates to grid topology to minimize risk of ignition in HFTDs Remote GridWLDFREquipment / facility failureAggregated | WLDFR | HFTD - Distribution - Tier 3 - 1QU CoRE ¦ 1QU LoRE | Non-Red Flag Warning - Large Fires | Equipment / facility failure | Aggregated | 2066 | 7.3942e-06 | 58.7222 | 0.0004342 | 2066 | Mitigation | 0.95 | 45 | 0 | esc | 0.00097009 | 7.173e-09 | 0.00097009 | 7.173e-09 | 0.0032972 | 3.9779e-09 | 0.0083522 | 3.4905e-08
[120 empty] | 7.3.3.17.5 (Remote Grid) Updates to grid topology to minimize risk of ignition in HFTDs Remote GridWLDFREquipment / facility failureAggregated | WLDFR | HFTD - Distribution - Tier 3 - 1QU CoRE ¦ 1QU LoRE | Non-Red Flag Warning - Large Fires | Equipment / facility failure | Aggregated | 2067 | 7.3942e-06 | 58.7222 | 0.0004342 | 2067 | Mitigation | 0.95 | 45 | 0 | esc | 0 | 0 | 0.00097009 | 7.173e-09 | 0.0032972 | 3.9779e-09 | 0.0083522 | 3.4905e-08
[120 empty] | 7.3.3.17.5 (Remote Grid) Updates to grid topology to minimize risk of ignition in HFTDs Remote GridWLDFRVegetation ContactAggregated | WLDFR | HFTD - Distribution - Tier 3 - 1QU CoRE ¦ 1QU LoRE | Non-Red Flag Warning - Large Fires | Vegetation Contact | Aggregated | 2022 | 3.9907e-05 | 58.7222 | 0.0023434 | 2022 | Mitigation | 0.95 | 45 | 0 | esc | 0.00097009 | 3.8713e-08 | 0 | 0 | 0.0032972 | 3.9779e-09 | 0.0083522 | 3.4905e-08
[120 empty] | 7.3.3.17.5 (Remote Grid) Updates to grid topology to minimize risk of ignition in HFTDs Remote GridWLDFRVegetation ContactAggregated | WLDFR | HFTD - Distribution - Tier 3 - 1QU CoRE ¦ 1QU LoRE | Non-Red Flag Warning - Large Fires | Vegetation Contact | Aggregated | 2023 | 3.9907e-05 | 58.7222 | 0.0023434 | 2023 | Mitigation | 0.95 | 45 | 0 | esc | 0.00097009 | 3.8713e-08 | 0.00097009 | 3.8713e-08 | 0.0032972 | 3.9779e-09 | 0.0083522 | 3.4905e-08
[120 empty] | 7.3.3.17.5 (Remote Grid) Updates to grid topology to minimize risk of ignition in HFTDs Remote GridWLDFRVegetation ContactAggregated | WLDFR | HFTD - Distribution - Tier 3 - 1QU CoRE ¦ 1QU LoRE | Non-Red Flag Warning - Large Fires | Vegetation Contact | Aggregated | 2024 | 3.9907e-05 | 58.7222 | 0.0023434 | 2024 | Mitigation | 0.95 | 45 | 0 | esc | 0.00097009 | 3.8713e-08 | 0.00097009 | 3.8713e-08 | 0 | 0 | 0.0083522 | 3.4905e-08
[120 empty] | 7.3.3.17.5 (Remote Grid) Updates to grid topology to minimize risk of ignition in HFTDs Remote GridWLDFRVegetation ContactAggregated | WLDFR | HFTD - Distribution - Tier 3 - 1QU CoRE ¦ 1QU LoRE | Non-Red Flag Warning - Large Fires | Vegetation Contact | Aggregated | 2025 | 3.9907e-05 | 58.7222 | 0.0023434 | 2025 | Mitigation | 0.95 | 45 | 0 | esc | 0.00097009 | 3.8713e-08 | 0.00097009 | 3.8713e-08 | 0.0032972 | 7.9818e-09 | 0.0083522 | 3.4905e-08
[120 empty] | 7.3.3.17.5 (Remote Grid) Updates to grid topology to minimize risk of ignition in HFTDs Remote GridWLDFRVegetation ContactAggregated | WLDFR | HFTD - Distribution - Tier 3 - 1QU CoRE ¦ 1QU LoRE | Non-Red Flag Warning - Large Fires | Vegetation Contact | Aggregated | 2026 | 3.9907e-05 | 58.7222 | 0.0023434 | 2026 | Mitigation | 0.95 | 45 | 0 | esc | 0.00097009 | 3.8713e-08 | 0.00097009 | 3.8713e-08 | 0.0032972 | 7.9818e-09 | 0.0083522 | 3.4905e-08
[120 empty] | 7.3.3.17.5 (Remote Grid) Updates to grid topology to minimize risk of ignition in HFTDs Remote GridWLDFRVegetation ContactAggregated | WLDFR | HFTD - Distribution - Tier 3 - 1QU CoRE ¦ 1QU LoRE | Non-Red Flag Warning - Large Fires | Vegetation Contact | Aggregated | 2027 | 3.9907e-05 | 58.7222 | 0.0023434 | 2027 | Mitigation | 0.95 | 45 | 0 | esc | 0.00097009 | 3.8713e-08 | 0.00097009 | 3.8713e-08 | 0.0032972 | 7.9818e-09 | 0.0083522 | 3.4905e-08
[120 empty] | 7.3.3.17.5 (Remote Grid) Updates to grid topology to minimize risk of ignition in HFTDs Remote GridWLDFRVegetation ContactAggregated | WLDFR | HFTD - Distribution - Tier 3 - 1QU CoRE ¦ 1QU LoRE | Non-Red Flag Warning - Large Fires | Vegetation Contact | Aggregated | 2028 | 3.9907e-05 | 58.7222 | 0.0023434 | 2028 | Mitigation | 0.95 | 45 | 0 | esc | 0.00097009 | 3.8713e-08 | 0.00097009 | 3.8713e-08 | 0.0032972 | 7.9818e-09 | 0.0083522 | 3.4905e-08
[120 empty] | 7.3.3.17.5 (Remote Grid) Updates to grid topology to minimize risk of ignition in HFTDs Remote GridWLDFRVegetation ContactAggregated | WLDFR | HFTD - Distribution - Tier 3 - 1QU CoRE ¦ 1QU LoRE | Non-Red Flag Warning - Large Fires | Vegetation Contact | Aggregated | 2029 | 3.9907e-05 | 58.7222 | 0.0023434 | 2029 | Mitigation | 0.95 | 45 | 0 | esc | 0.00097009 | 3.8713e-08 | 0.00097009 | 3.8713e-08 | 0.0032972 | 7.9818e-09 | 0.0083522 | 3.4905e-08
[120 empty] | 7.3.3.17.5 (Remote Grid) Updates to grid topology to minimize risk of ignition in HFTDs Remote GridWLDFRVegetation ContactAggregated | WLDFR | HFTD - Distribution - Tier 3 - 1QU CoRE ¦ 1QU LoRE | Non-Red Flag Warning - Large Fires | Vegetation Contact | Aggregated | 2030 | 3.9907e-05 | 58.7222 | 0.0023434 | 2030 | Mitigation | 0.95 | 45 | 0 | esc | 0.00097009 | 3.8713e-08 | 0.00097009 | 3.8713e-08 | 0.0032972 | 7.9818e-09 | 0 | 0
[120 empty] | 7.3.3.17.5 (Remote Grid) Updates to grid topology to minimize risk of ignition in HFTDs Remote GridWLDFRVegetation ContactAggregated | WLDFR | HFTD - Distribution - Tier 3 - 1QU CoRE ¦ 1QU LoRE | Non-Red Flag Warning - Large Fires | Vegetation Contact | Aggregated | 2031 | 3.9907e-05 | 58.7222 | 0.0023434 | 2031 | Mitigation | 0.95 | 45 | 0 | esc | 0.00097009 | 3.8713e-08 | 0.00097009 | 3.8713e-08 | 0.0032972 | 7.9818e-09 | 0 | 0
[120 empty] | 7.3.3.17.5 (Remote Grid) Updates to grid topology to minimize risk of ignition in HFTDs Remote GridWLDFRVegetation ContactAggregated | WLDFR | HFTD - Distribution - Tier 3 - 1QU CoRE ¦ 1QU LoRE | Non-Red Flag Warning - Large Fires | Vegetation Contact | Aggregated | 2032 | 3.9907e-05 | 58.7222 | 0.0023434 | 2032 | Mitigation | 0.95 | 45 | 0 | esc | 0.00097009 | 3.8713e-08 | 0.00097009 | 3.8713e-08 | 0.0032972 | 7.9818e-09 | 0.0092336 | 4.0619e-09
[120 empty] | 7.3.3.17.5 (Remote Grid) Updates to grid topology to minimize risk of ignition in HFTDs Remote GridWLDFRVegetation ContactAggregated | WLDFR | HFTD - Distribution - Tier 3 - 1QU CoRE ¦ 1QU LoRE | Non-Red Flag Warning - Large Fires | Vegetation Contact | Aggregated | 2033 | 3.9907e-05 | 58.7222 | 0.0023434 | 2033 | Mitigation | 0.95 | 45 | 0 | esc | 0.00097009 | 3.8713e-08 | 0.00097009 | 3.8713e-08 | 0.0032972 | 7.9818e-09 | 0.0092336 | 4.0619e-09
[120 empty] | 7.3.3.17.5 (Remote Grid) Updates to grid topology to minimize risk of ignition in HFTDs Remote GridWLDFRVegetation ContactAggregated | WLDFR | HFTD - Distribution - Tier 3 - 1QU CoRE ¦ 1QU LoRE | Non-Red Flag Warning - Large Fires | Vegetation Contact | Aggregated | 2034 | 3.9907e-05 | 58.7222 | 0.0023434 | 2034 | Mitigation | 0.95 | 45 | 0 | esc | 0.00097009 | 3.8713e-08 | 0.00097009 | 3.8713e-08 | 0.0032972 | 7.9818e-09 | 0.0092336 | 4.0619e-09
[120 empty] | 7.3.3.17.5 (Remote Grid) Updates to grid topology to minimize risk of ignition in HFTDs Remote GridWLDFRVegetation ContactAggregated | WLDFR | HFTD - Distribution - Tier 3 - 1QU CoRE ¦ 1QU LoRE | Non-Red Flag Warning - Large Fires | Vegetation Contact | Aggregated | 2035 | 3.9907e-05 | 58.7222 | 0.0023434 | 2035 | Mitigation | 0.95 | 45 | 0 | esc | 0.00097009 | 3.8713e-08 | 0.00097009 | 3.8713e-08 | 0.0032972 | 7.9818e-09 | 0.0092336 | 4.0619e-09
[120 empty] | 7.3.3.17.5 (Remote Grid) Updates to grid topology to minimize risk of ignition in HFTDs Remote GridWLDFRVegetation ContactAggregated | WLDFR | HFTD - Distribution - Tier 3 - 1QU CoRE ¦ 1QU LoRE | Non-Red Flag Warning - Large Fires | Vegetation Contact | Aggregated | 2036 | 3.9907e-05 | 58.7222 | 0.0023434 | 2036 | Mitigation | 0.95 | 45 | 0 | esc | 0.00097009 | 3.8713e-08 | 0.00097009 | 3.8713e-08 | 0.0032972 | 7.9818e-09 | 0.0092336 | 4.0619e-09
[120 empty] | 7.3.3.17.5 (Remote Grid) Updates to grid topology to minimize risk of ignition in HFTDs Remote GridWLDFRVegetation ContactAggregated | WLDFR | HFTD - Distribution - Tier 3 - 1QU CoRE ¦ 1QU LoRE | Non-Red Flag Warning - Large Fires | Vegetation Contact | Aggregated | 2037 | 3.9907e-05 | 58.7222 | 0.0023434 | 2037 | Mitigation | 0.95 | 45 | 0 | esc | 0.00097009 | 3.8713e-08 | 0.00097009 | 3.8713e-08 | 0.0032972 | 7.9818e-09 | 0.0092336 | 4.0619e-09
[120 empty] | 7.3.3.17.5 (Remote Grid) Updates to grid topology to minimize risk of ignition in HFTDs Remote GridWLDFRVegetation ContactAggregated | WLDFR | HFTD - Distribution - Tier 3 - 1QU CoRE ¦ 1QU LoRE | Non-Red Flag Warning - Large Fires | Vegetation Contact | Aggregated | 2038 | 3.9907e-05 | 58.7222 | 0.0023434 | 2038 | Mitigation | 0.95 | 45 | 0 | esc | 0.00097009 | 3.8713e-08 | 0.00097009 | 3.8713e-08 | 0.0032972 | 7.9818e-09 | 0.0092336 | 4.0619e-09
[120 empty] | 7.3.3.17.5 (Remote Grid) Updates to grid topology to minimize risk of ignition in HFTDs Remote GridWLDFRVegetation ContactAggregated | WLDFR | HFTD - Distribution - Tier 3 - 1QU CoRE ¦ 1QU LoRE | Non-Red Flag Warning - Large Fires | Vegetation Contact | Aggregated | 2039 | 3.9907e-05 | 58.7222 | 0.0023434 | 2039 | Mitigation | 0.95 | 45 | 0 | esc | 0.00097009 | 3.8713e-08 | 0.00097009 | 3.8713e-08 | 0.0032972 | 7.9818e-09 | 0.0092336 | 4.0619e-09
[120 empty] | 7.3.3.17.5 (Remote Grid) Updates to grid topology to minimize risk of ignition in HFTDs Remote GridWLDFRVegetation ContactAggregated | WLDFR | HFTD - Distribution - Tier 3 - 1QU CoRE ¦ 1QU LoRE | Non-Red Flag Warning - Large Fires | Vegetation Contact | Aggregated | 2040 | 3.9907e-05 | 58.7222 | 0.0023434 | 2040 | Mitigation | 0.95 | 45 | 0 | esc | 0.00097009 | 3.8713e-08 | 0.00097009 | 3.8713e-08 | 0.0032972 | 7.9818e-09 | 0.0092336 | 4.0619e-09
[120 empty] | 7.3.3.17.5 (Remote Grid) Updates to grid topology to minimize risk of ignition in HFTDs Remote GridWLDFRVegetation ContactAggregated | WLDFR | HFTD - Distribution - Tier 3 - 1QU CoRE ¦ 1QU LoRE | Non-Red Flag Warning - Large Fires | Vegetation Contact | Aggregated | 2041 | 3.9907e-05 | 58.7222 | 0.0023434 | 2041 | Mitigation | 0.95 | 45 | 0 | esc | 0.00097009 | 3.8713e-08 | 0.00097009 | 3.8713e-08 | 0.0032972 | 7.9818e-09 | 0.0092336 | 4.0619e-09
[120 empty] | 7.3.3.17.5 (Remote Grid) Updates to grid topology to minimize risk of ignition in HFTDs Remote GridWLDFRVegetation ContactAggregated | WLDFR | HFTD - Distribution - Tier 3 - 1QU CoRE ¦ 1QU LoRE | Non-Red Flag Warning - Large Fires | Vegetation Contact | Aggregated | 2042 | 3.9907e-05 | 58.7222 | 0.0023434 | 2042 | Mitigation | 0.95 | 45 | 0 | esc | 0.00097009 | 3.8713e-08 | 0.00097009 | 3.8713e-08 | 0.0032972 | 7.9818e-09 | 0.0092336 | 4.0619e-09
[120 empty] | 7.3.3.17.5 (Remote Grid) Updates to grid topology to minimize risk of ignition in HFTDs Remote GridWLDFRVegetation ContactAggregated | WLDFR | HFTD - Distribution - Tier 3 - 1QU CoRE ¦ 1QU LoRE | Non-Red Flag Warning - Large Fires | Vegetation Contact | Aggregated | 2043 | 3.9907e-05 | 58.7222 | 0.0023434 | 2043 | Mitigation | 0.95 | 45 | 0 | esc | 0.00097009 | 3.8713e-08 | 0.00097009 | 3.8713e-08 | 0.0032972 | 7.9818e-09 | 0.0092336 | 4.0619e-09
[120 empty] | 7.3.3.17.5 (Remote Grid) Updates to grid topology to minimize risk of ignition in HFTDs Remote GridWLDFRVegetation ContactAggregated | WLDFR | HFTD - Distribution - Tier 3 - 1QU CoRE ¦ 1QU LoRE | Non-Red Flag Warning - Large Fires | Vegetation Contact | Aggregated | 2044 | 3.9907e-05 | 58.7222 | 0.0023434 | 2044 | Mitigation | 0.95 | 45 | 0 | esc | 0.00097009 | 3.8713e-08 | 0.00097009 | 3.8713e-08 | 0.0032972 | 7.9818e-09 | 0.0092336 | 4.0619e-09
[120 empty] | 7.3.3.17.5 (Remote Grid) Updates to grid topology to minimize risk of ignition in HFTDs Remote GridWLDFRVegetation ContactAggregated | WLDFR | HFTD - Distribution - Tier 3 - 1QU CoRE ¦ 1QU LoRE | Non-Red Flag Warning - Large Fires | Vegetation Contact | Aggregated | 2045 | 3.9907e-05 | 58.7222 | 0.0023434 | 2045 | Mitigation | 0.95 | 45 | 0 | esc | 0.00097009 | 3.8713e-08 | 0.00097009 | 3.8713e-08 | 0.0032972 | 7.9818e-09 | 0.0092336 | 4.0619e-09
[120 empty] | 7.3.3.17.5 (Remote Grid) Updates to grid topology to minimize risk of ignition in HFTDs Remote GridWLDFRVegetation ContactAggregated | WLDFR | HFTD - Distribution - Tier 3 - 1QU CoRE ¦ 1QU LoRE | Non-Red Flag Warning - Large Fires | Vegetation Contact | Aggregated | 2046 | 3.9907e-05 | 58.7222 | 0.0023434 | 2046 | Mitigation | 0.95 | 45 | 0 | esc | 0.00097009 | 3.8713e-08 | 0.00097009 | 3.8713e-08 | 0.0032972 | 7.9818e-09 | 0.0092336 | 4.0619e-09
[120 empty] | 7.3.3.17.5 (Remote Grid) Updates to grid topology to minimize risk of ignition in HFTDs Remote GridWLDFRVegetation ContactAggregated | WLDFR | HFTD - Distribution - Tier 3 - 1QU CoRE ¦ 1QU LoRE | Non-Red Flag Warning - Large Fires | Vegetation Contact | Aggregated | 2047 | 3.9907e-05 | 58.7222 | 0.0023434 | 2047 | Mitigation | 0.95 | 45 | 0 | esc | 0.00097009 | 3.8713e-08 | 0.00097009 | 3.8713e-08 | 0.0032972 | 7.9818e-09 | 0.0092336 | 4.0619e-09
[120 empty] | 7.3.3.17.5 (Remote Grid) Updates to grid topology to minimize risk of ignition in HFTDs Remote GridWLDFRVegetation ContactAggregated | WLDFR | HFTD - Distribution - Tier 3 - 1QU CoRE ¦ 1QU LoRE | Non-Red Flag Warning - Large Fires | Vegetation Contact | Aggregated | 2048 | 3.9907e-05 | 58.7222 | 0.0023434 | 2048 | Mitigation | 0.95 | 45 | 0 | esc | 0.00097009 | 3.8713e-08 | 0.00097009 | 3.8713e-08 | 0.0032972 | 7.9818e-09 | 0.0092336 | 4.0619e-09
[120 empty] | 7.3.3.17.5 (Remote Grid) Updates to grid topology to minimize risk of ignition in HFTDs Remote GridWLDFRVegetation ContactAggregated | WLDFR | HFTD - Distribution - Tier 3 - 1QU CoRE ¦ 1QU LoRE | Non-Red Flag Warning - Large Fires | Vegetation Contact | Aggregated | 2049 | 3.9907e-05 | 58.7222 | 0.0023434 | 2049 | Mitigation | 0.95 | 45 | 0 | esc | 0.00097009 | 3.8713e-08 | 0.00097009 | 3.8713e-08 | 0.0032972 | 7.9818e-09 | 0.0092336 | 4.0619e-09
[120 empty] | 7.3.3.17.5 (Remote Grid) Updates to grid topology to minimize risk of ignition in HFTDs Remote GridWLDFRVegetation ContactAggregated | WLDFR | HFTD - Distribution - Tier 3 - 1QU CoRE ¦ 1QU LoRE | Non-Red Flag Warning - Large Fires | Vegetation Contact | Aggregated | 2050 | 3.9907e-05 | 58.7222 | 0.0023434 | 2050 | Mitigation | 0.95 | 45 | 0 | esc | 0.00097009 | 3.8713e-08 | 0.00097009 | 3.8713e-08 | 0.0032972 | 7.9818e-09 | 0.0092336 | 4.0619e-09
[120 empty] | 7.3.3.17.5 (Remote Grid) Updates to grid topology to minimize risk of ignition in HFTDs Remote GridWLDFRVegetation ContactAggregated | WLDFR | HFTD - Distribution - Tier 3 - 1QU CoRE ¦ 1QU LoRE | Non-Red Flag Warning - Large Fires | Vegetation Contact | Aggregated | 2051 | 3.9907e-05 | 58.7222 | 0.0023434 | 2051 | Mitigation | 0.95 | 45 | 0 | esc | 0.00097009 | 3.8713e-08 | 0.00097009 | 3.8713e-08 | 0.0032972 | 7.9818e-09 | 0.0092336 | 4.0619e-09
[120 empty] | 7.3.3.17.5 (Remote Grid) Updates to grid topology to minimize risk of ignition in HFTDs Remote GridWLDFRVegetation ContactAggregated | WLDFR | HFTD - Distribution - Tier 3 - 1QU CoRE ¦ 1QU LoRE | Non-Red Flag Warning - Large Fires | Vegetation Contact | Aggregated | 2052 | 3.9907e-05 | 58.7222 | 0.0023434 | 2052 | Mitigation | 0.95 | 45 | 0 | esc | 0.00097009 | 3.8713e-08 | 0.00097009 | 3.8713e-08 | 0.0032972 | 7.9818e-09 | 0.0092336 | 4.0619e-09
[120 empty] | 7.3.3.17.5 (Remote Grid) Updates to grid topology to minimize risk of ignition in HFTDs Remote GridWLDFRVegetation ContactAggregated | WLDFR | HFTD - Distribution - Tier 3 - 1QU CoRE ¦ 1QU LoRE | Non-Red Flag Warning - Large Fires | Vegetation Contact | Aggregated | 2053 | 3.9907e-05 | 58.7222 | 0.0023434 | 2053 | Mitigation | 0.95 | 45 | 0 | esc | 0.00097009 | 3.8713e-08 | 0.00097009 | 3.8713e-08 | 0.0032972 | 7.9818e-09 | 0.0092336 | 4.0619e-09
[120 empty] | 7.3.3.17.5 (Remote Grid) Updates to grid topology to minimize risk of ignition in HFTDs Remote GridWLDFRVegetation ContactAggregated | WLDFR | HFTD - Distribution - Tier 3 - 1QU CoRE ¦ 1QU LoRE | Non-Red Flag Warning - Large Fires | Vegetation Contact | Aggregated | 2054 | 3.9907e-05 | 58.7222 | 0.0023434 | 2054 | Mitigation | 0.95 | 45 | 0 | esc | 0.00097009 | 3.8713e-08 | 0.00097009 | 3.8713e-08 | 0.0032972 | 7.9818e-09 | 0.0092336 | 4.0619e-09
[120 empty] | 7.3.3.17.5 (Remote Grid) Updates to grid topology to minimize risk of ignition in HFTDs Remote GridWLDFRVegetation ContactAggregated | WLDFR | HFTD - Distribution - Tier 3 - 1QU CoRE ¦ 1QU LoRE | Non-Red Flag Warning - Large Fires | Vegetation Contact | Aggregated | 2055 | 3.9907e-05 | 58.7222 | 0.0023434 | 2055 | Mitigation | 0.95 | 45 | 0 | esc | 0.00097009 | 3.8713e-08 | 0.00097009 | 3.8713e-08 | 0.0032972 | 7.9818e-09 | 0.0092336 | 4.0619e-09
[120 empty] | 7.3.3.17.5 (Remote Grid) Updates to grid topology to minimize risk of ignition in HFTDs Remote GridWLDFRVegetation ContactAggregated | WLDFR | HFTD - Distribution - Tier 3 - 1QU CoRE ¦ 1QU LoRE | Non-Red Flag Warning - Large Fires | Vegetation Contact | Aggregated | 2056 | 3.9907e-05 | 58.7222 | 0.0023434 | 2056 | Mitigation | 0.95 | 45 | 0 | esc | 0.00097009 | 3.8713e-08 | 0.00097009 | 3.8713e-08 | 0.0032972 | 7.9818e-09 | 0.0092336 | 4.0619e-09
[120 empty] | 7.3.3.17.5 (Remote Grid) Updates to grid topology to minimize risk of ignition in HFTDs Remote GridWLDFRVegetation ContactAggregated | WLDFR | HFTD - Distribution - Tier 3 - 1QU CoRE ¦ 1QU LoRE | Non-Red Flag Warning - Large Fires | Vegetation Contact | Aggregated | 2057 | 3.9907e-05 | 58.7222 | 0.0023434 | 2057 | Mitigation | 0.95 | 45 | 0 | esc | 0.00097009 | 3.8713e-08 | 0.00097009 | 3.8713e-08 | 0.0032972 | 7.9818e-09 | 0.0092336 | 4.0619e-09
[120 empty] | 7.3.3.17.5 (Remote Grid) Updates to grid topology to minimize risk of ignition in HFTDs Remote GridWLDFRVegetation ContactAggregated | WLDFR | HFTD - Distribution - Tier 3 - 1QU CoRE ¦ 1QU LoRE | Non-Red Flag Warning - Large Fires | Vegetation Contact | Aggregated | 2058 | 3.9907e-05 | 58.7222 | 0.0023434 | 2058 | Mitigation | 0.95 | 45 | 0 | esc | 0.00097009 | 3.8713e-08 | 0.00097009 | 3.8713e-08 | 0.0032972 | 7.9818e-09 | 0.0092336 | 4.0619e-09
[120 empty] | 7.3.3.17.5 (Remote Grid) Updates to grid topology to minimize risk of ignition in HFTDs Remote GridWLDFRVegetation ContactAggregated | WLDFR | HFTD - Distribution - Tier 3 - 1QU CoRE ¦ 1QU LoRE | Non-Red Flag Warning - Large Fires | Vegetation Contact | Aggregated | 2059 | 3.9907e-05 | 58.7222 | 0.0023434 | 2059 | Mitigation | 0.95 | 45 | 0 | esc | 0.00097009 | 3.8713e-08 | 0.00097009 | 3.8713e-08 | 0.0032972 | 7.9818e-09 | 0.0092336 | 4.0619e-09
[120 empty] | 7.3.3.17.5 (Remote Grid) Updates to grid topology to minimize risk of ignition in HFTDs Remote GridWLDFRVegetation ContactAggregated | WLDFR | HFTD - Distribution - Tier 3 - 1QU CoRE ¦ 1QU LoRE | Non-Red Flag Warning - Large Fires | Vegetation Contact | Aggregated | 2060 | 3.9907e-05 | 58.7222 | 0.0023434 | 2060 | Mitigation | 0.95 | 45 | 0 | esc | 0.00097009 | 3.8713e-08 | 0.00097009 | 3.8713e-08 | 0.0032972 | 7.9818e-09 | 0.0092336 | 4.0619e-09
[120 empty] | 7.3.3.17.5 (Remote Grid) Updates to grid topology to minimize risk of ignition in HFTDs Remote GridWLDFRVegetation ContactAggregated | WLDFR | HFTD - Distribution - Tier 3 - 1QU CoRE ¦ 1QU LoRE | Non-Red Flag Warning - Large Fires | Vegetation Contact | Aggregated | 2061 | 3.9907e-05 | 58.7222 | 0.0023434 | 2061 | Mitigation | 0.95 | 45 | 0 | esc | 0.00097009 | 3.8713e-08 | 0.00097009 | 3.8713e-08 | 0.0032972 | 7.9818e-09 | 0.0092336 | 4.0619e-09
[120 empty] | 7.3.3.17.5 (Remote Grid) Updates to grid topology to minimize risk of ignition in HFTDs Remote GridWLDFRVegetation ContactAggregated | WLDFR | HFTD - Distribution - Tier 3 - 1QU CoRE ¦ 1QU LoRE | Non-Red Flag Warning - Large Fires | Vegetation Contact | Aggregated | 2062 | 3.9907e-05 | 58.7222 | 0.0023434 | 2062 | Mitigation | 0.95 | 45 | 0 | esc | 0.00097009 | 3.8713e-08 | 0.00097009 | 3.8713e-08 | 0.0032972 | 7.9818e-09 | 0 | 0
[120 empty] | 7.3.3.17.5 (Remote Grid) Updates to grid topology to minimize risk of ignition in HFTDs Remote GridWLDFRVegetation ContactAggregated | WLDFR | HFTD - Distribution - Tier 3 - 1QU CoRE ¦ 1QU LoRE | Non-Red Flag Warning - Large Fires | Vegetation Contact | Aggregated | 2063 | 3.9907e-05 | 58.7222 | 0.0023434 | 2063 | Mitigation | 0.95 | 45 | 0 | esc | 0.00097009 | 3.8713e-08 | 0.00097009 | 3.8713e-08 | 0.0032972 | 7.9818e-09 | 0 | 0
[120 empty] | 7.3.3.17.5 (Remote Grid) Updates to grid topology to minimize risk of ignition in HFTDs Remote GridWLDFRVegetation ContactAggregated | WLDFR | HFTD - Distribution - Tier 3 - 1QU CoRE ¦ 1QU LoRE | Non-Red Flag Warning - Large Fires | Vegetation Contact | Aggregated | 2064 | 3.9907e-05 | 58.7222 | 0.0023434 | 2064 | Mitigation | 0.95 | 45 | 0 | esc | 0.00097009 | 3.8713e-08 | 0.00097009 | 3.8713e-08 | 0.0032972 | 7.9818e-09 | 0.0033164 | 7.1158e-08
[120 empty] | 7.3.3.17.5 (Remote Grid) Updates to grid topology to minimize risk of ignition in HFTDs Remote GridWLDFRVegetation ContactAggregated | WLDFR | HFTD - Distribution - Tier 3 - 1QU CoRE ¦ 1QU LoRE | Non-Red Flag Warning - Large Fires | Vegetation Contact | Aggregated | 2065 | 3.9907e-05 | 58.7222 | 0.0023434 | 2065 | Mitigation | 0.95 | 45 | 0 | esc | 0.00097009 | 3.8713e-08 | 0.00097009 | 3.8713e-08 | 0.0032972 | 7.9818e-09 | 0.0033164 | 7.1158e-08
[120 empty] | 7.3.3.17.5 (Remote Grid) Updates to grid topology to minimize risk of ignition in HFTDs Remote GridWLDFRVegetation ContactAggregated | WLDFR | HFTD - Distribution - Tier 3 - 1QU CoRE ¦ 1QU LoRE | Non-Red Flag Warning - Large Fires | Vegetation Contact | Aggregated | 2066 | 3.9907e-05 | 58.7222 | 0.0023434 | 2066 | Mitigation | 0.95 | 45 | 0 | esc | 0.00097009 | 3.8713e-08 | 0.00097009 | 3.8713e-08 | 0.0032972 | 7.9818e-09 | 0.0033164 | 7.1158e-08
[120 empty] | 7.3.3.17.5 (Remote Grid) Updates to grid topology to minimize risk of ignition in HFTDs Remote GridWLDFRVegetation ContactAggregated | WLDFR | HFTD - Distribution - Tier 3 - 1QU CoRE ¦ 1QU LoRE | Non-Red Flag Warning - Large Fires | Vegetation Contact | Aggregated | 2067 | 3.9907e-05 | 58.7222 | 0.0023434 | 2067 | Mitigation | 0.95 | 45 | 0 | esc | 0 | 0 | 0.00097009 | 3.8713e-08 | 0.0032972 | 7.9818e-09 | 0.0033164 | 7.1158e-08
[120 empty] | 7.3.3.17.5 (Remote Grid) Updates to grid topology to minimize risk of ignition in HFTDs Remote GridWLDFRWire-to-wire contactAggregated | WLDFR | HFTD - Distribution - Tier 3 - 1QU CoRE ¦ 1QU LoRE | Non-Red Flag Warning - Large Fires | Wire-to-wire contact | Aggregated | 2022 | 5.3772e-06 | 58.7222 | 0.00031576 | 2022 | Mitigation | 0.95 | 45 | 0 | esc | 0.00097009 | 5.2163e-09 | 0 | 0 | 0.0032972 | 7.9818e-09 | 0.0033164 | 7.1158e-08
[120 empty] | 7.3.3.17.5 (Remote Grid) Updates to grid topology to minimize risk of ignition in HFTDs Remote GridWLDFRWire-to-wire contactAggregated | WLDFR | HFTD - Distribution - Tier 3 - 1QU CoRE ¦ 1QU LoRE | Non-Red Flag Warning - Large Fires | Wire-to-wire contact | Aggregated | 2023 | 5.3772e-06 | 58.7222 | 0.00031576 | 2023 | Mitigation | 0.95 | 45 | 0 | esc | 0.00097009 | 5.2163e-09 | 0.00097009 | 5.2163e-09 | 0.0032972 | 7.9818e-09 | 0.0033164 | 7.1158e-08
[120 empty] | 7.3.3.17.5 (Remote Grid) Updates to grid topology to minimize risk of ignition in HFTDs Remote GridWLDFRWire-to-wire contactAggregated | WLDFR | HFTD - Distribution - Tier 3 - 1QU CoRE ¦ 1QU LoRE | Non-Red Flag Warning - Large Fires | Wire-to-wire contact | Aggregated | 2024 | 5.3772e-06 | 58.7222 | 0.00031576 | 2024 | Mitigation | 0.95 | 45 | 0 | esc | 0.00097009 | 5.2163e-09 | 0.00097009 | 5.2163e-09 | 0.0032972 | 7.9818e-09 | 0.0033164 | 7.1158e-08
[120 empty] | 7.3.3.17.5 (Remote Grid) Updates to grid topology to minimize risk of ignition in HFTDs Remote GridWLDFRWire-to-wire contactAggregated | WLDFR | HFTD - Distribution - Tier 3 - 1QU CoRE ¦ 1QU LoRE | Non-Red Flag Warning - Large Fires | Wire-to-wire contact | Aggregated | 2025 | 5.3772e-06 | 58.7222 | 0.00031576 | 2025 | Mitigation | 0.95 | 45 | 0 | esc | 0.00097009 | 5.2163e-09 | 0.00097009 | 5.2163e-09 | 0.0032972 | 7.9818e-09 | 0.0033164 | 7.1158e-08
[120 empty] | 7.3.3.17.5 (Remote Grid) Updates to grid topology to minimize risk of ignition in HFTDs Remote GridWLDFRWire-to-wire contactAggregated | WLDFR | HFTD - Distribution - Tier 3 - 1QU CoRE ¦ 1QU LoRE | Non-Red Flag Warning - Large Fires | Wire-to-wire contact | Aggregated | 2026 | 5.3772e-06 | 58.7222 | 0.00031576 | 2026 | Mitigation | 0.95 | 45 | 0 | esc | 0.00097009 | 5.2163e-09 | 0.00097009 | 5.2163e-09 | 0.0032972 | 7.9818e-09 | 0.0033164 | 7.1158e-08
[120 empty] | 7.3.3.17.5 (Remote Grid) Updates to grid topology to minimize risk of ignition in HFTDs Remote GridWLDFRWire-to-wire contactAggregated | WLDFR | HFTD - Distribution - Tier 3 - 1QU CoRE ¦ 1QU LoRE | Non-Red Flag Warning - Large Fires | Wire-to-wire contact | Aggregated | 2027 | 5.3772e-06 | 58.7222 | 0.00031576 | 2027 | Mitigation | 0.95 | 45 | 0 | esc | 0.00097009 | 5.2163e-09 | 0.00097009 | 5.2163e-09 | 0.0032972 | 7.9818e-09 | 0.0033164 | 7.1158e-08
[120 empty] | 7.3.3.17.5 (Remote Grid) Updates to grid topology to minimize risk of ignition in HFTDs Remote GridWLDFRWire-to-wire contactAggregated | WLDFR | HFTD - Distribution - Tier 3 - 1QU CoRE ¦ 1QU LoRE | Non-Red Flag Warning - Large Fires | Wire-to-wire contact | Aggregated | 2028 | 5.3772e-06 | 58.7222 | 0.00031576 | 2028 | Mitigation | 0.95 | 45 | 0 | esc | 0.00097009 | 5.2163e-09 | 0.00097009 | 5.2163e-09 | 0 | 0 | 0.0033164 | 7.1158e-08
[120 empty] | 7.3.3.17.5 (Remote Grid) Updates to grid topology to minimize risk of ignition in HFTDs Remote GridWLDFRWire-to-wire contactAggregated | WLDFR | HFTD - Distribution - Tier 3 - 1QU CoRE ¦ 1QU LoRE | Non-Red Flag Warning - Large Fires | Wire-to-wire contact | Aggregated | 2029 | 5.3772e-06 | 58.7222 | 0.00031576 | 2029 | Mitigation | 0.95 | 45 | 0 | esc | 0.00097009 | 5.2163e-09 | 0.00097009 | 5.2163e-09 | 0.0032972 | 6.1169e-08 | 0.0033164 | 7.1158e-08
[120 empty] | 7.3.3.17.5 (Remote Grid) Updates to grid topology to minimize risk of ignition in HFTDs Remote GridWLDFRWire-to-wire contactAggregated | WLDFR | HFTD - Distribution - Tier 3 - 1QU CoRE ¦ 1QU LoRE | Non-Red Flag Warning - Large Fires | Wire-to-wire contact | Aggregated | 2030 | 5.3772e-06 | 58.7222 | 0.00031576 | 2030 | Mitigation | 0.95 | 45 | 0 | esc | 0.00097009 | 5.2163e-09 | 0.00097009 | 5.2163e-09 | 0.0032972 | 6.1169e-08 | 0.0033164 | 7.1158e-08
[120 empty] | 7.3.3.17.5 (Remote Grid) Updates to grid topology to minimize risk of ignition in HFTDs Remote GridWLDFRWire-to-wire contactAggregated | WLDFR | HFTD - Distribution - Tier 3 - 1QU CoRE ¦ 1QU LoRE | Non-Red Flag Warning - Large Fires | Wire-to-wire contact | Aggregated | 2031 | 5.3772e-06 | 58.7222 | 0.00031576 | 2031 | Mitigation | 0.95 | 45 | 0 | esc | 0.00097009 | 5.2163e-09 | 0.00097009 | 5.2163e-09 | 0.0032972 | 6.1169e-08 | 0.0033164 | 7.1158e-08
[120 empty] | 7.3.3.17.5 (Remote Grid) Updates to grid topology to minimize risk of ignition in HFTDs Remote GridWLDFRWire-to-wire contactAggregated | WLDFR | HFTD - Distribution - Tier 3 - 1QU CoRE ¦ 1QU LoRE | Non-Red Flag Warning - Large Fires | Wire-to-wire contact | Aggregated | 2032 | 5.3772e-06 | 58.7222 | 0.00031576 | 2032 | Mitigation | 0.95 | 45 | 0 | esc | 0.00097009 | 5.2163e-09 | 0.00097009 | 5.2163e-09 | 0.0032972 | 6.1169e-08 | 0.0033164 | 7.1158e-08
[120 empty] | 7.3.3.17.5 (Remote Grid) Updates to grid topology to minimize risk of ignition in HFTDs Remote GridWLDFRWire-to-wire contactAggregated | WLDFR | HFTD - Distribution - Tier 3 - 1QU CoRE ¦ 1QU LoRE | Non-Red Flag Warning - Large Fires | Wire-to-wire contact | Aggregated | 2033 | 5.3772e-06 | 58.7222 | 0.00031576 | 2033 | Mitigation | 0.95 | 45 | 0 | esc | 0.00097009 | 5.2163e-09 | 0.00097009 | 5.2163e-09 | 0.0032972 | 6.1169e-08 | 0.0033164 | 7.1158e-08
[120 empty] | 7.3.3.17.5 (Remote Grid) Updates to grid topology to minimize risk of ignition in HFTDs Remote GridWLDFRWire-to-wire contactAggregated | WLDFR | HFTD - Distribution - Tier 3 - 1QU CoRE ¦ 1QU LoRE | Non-Red Flag Warning - Large Fires | Wire-to-wire contact | Aggregated | 2034 | 5.3772e-06 | 58.7222 | 0.00031576 | 2034 | Mitigation | 0.95 | 45 | 0 | esc | 0.00097009 | 5.2163e-09 | 0.00097009 | 5.2163e-09 | 0.0032972 | 6.1169e-08 | 0.0033164 | 7.1158e-08
[120 empty] | 7.3.3.17.5 (Remote Grid) Updates to grid topology to minimize risk of ignition in HFTDs Remote GridWLDFRWire-to-wire contactAggregated | WLDFR | HFTD - Distribution - Tier 3 - 1QU CoRE ¦ 1QU LoRE | Non-Red Flag Warning - Large Fires | Wire-to-wire contact | Aggregated | 2035 | 5.3772e-06 | 58.7222 | 0.00031576 | 2035 | Mitigation | 0.95 | 45 | 0 | esc | 0.00097009 | 5.2163e-09 | 0.00097009 | 5.2163e-09 | 0.0032972 | 6.1169e-08 | 0.0033164 | 7.1158e-08
[120 empty] | 7.3.3.17.5 (Remote Grid) Updates to grid topology to minimize risk of ignition in HFTDs Remote GridWLDFRWire-to-wire contactAggregated | WLDFR | HFTD - Distribution - Tier 3 - 1QU CoRE ¦ 1QU LoRE | Non-Red Flag Warning - Large Fires | Wire-to-wire contact | Aggregated | 2036 | 5.3772e-06 | 58.7222 | 0.00031576 | 2036 | Mitigation | 0.95 | 45 | 0 | esc | 0.00097009 | 5.2163e-09 | 0.00097009 | 5.2163e-09 | 0.0032972 | 6.1169e-08 | 0.0033164 | 7.1158e-08
[120 empty] | 7.3.3.17.5 (Remote Grid) Updates to grid topology to minimize risk of ignition in HFTDs Remote GridWLDFRWire-to-wire contactAggregated | WLDFR | HFTD - Distribution - Tier 3 - 1QU CoRE ¦ 1QU LoRE | Non-Red Flag Warning - Large Fires | Wire-to-wire contact | Aggregated | 2037 | 5.3772e-06 | 58.7222 | 0.00031576 | 2037 | Mitigation | 0.95 | 45 | 0 | esc | 0.00097009 | 5.2163e-09 | 0.00097009 | 5.2163e-09 | 0.0032972 | 6.1169e-08 | 0.0033164 | 7.1158e-08
[120 empty] | 7.3.3.17.5 (Remote Grid) Updates to grid topology to minimize risk of ignition in HFTDs Remote GridWLDFRWire-to-wire contactAggregated | WLDFR | HFTD - Distribution - Tier 3 - 1QU CoRE ¦ 1QU LoRE | Non-Red Flag Warning - Large Fires | Wire-to-wire contact | Aggregated | 2038 | 5.3772e-06 | 58.7222 | 0.00031576 | 2038 | Mitigation | 0.95 | 45 | 0 | esc | 0.00097009 | 5.2163e-09 | 0.00097009 | 5.2163e-09 | 0.0032972 | 6.1169e-08 | 0.0033164 | 7.1158e-08
[120 empty] | 7.3.3.17.5 (Remote Grid) Updates to grid topology to minimize risk of ignition in HFTDs Remote GridWLDFRWire-to-wire contactAggregated | WLDFR | HFTD - Distribution - Tier 3 - 1QU CoRE ¦ 1QU LoRE | Non-Red Flag Warning - Large Fires | Wire-to-wire contact | Aggregated | 2039 | 5.3772e-06 | 58.7222 | 0.00031576 | 2039 | Mitigation | 0.95 | 45 | 0 | esc | 0.00097009 | 5.2163e-09 | 0.00097009 | 5.2163e-09 | 0.0032972 | 6.1169e-08 | 0.0033164 | 7.1158e-08
[120 empty] | 7.3.3.17.5 (Remote Grid) Updates to grid topology to minimize risk of ignition in HFTDs Remote GridWLDFRWire-to-wire contactAggregated | WLDFR | HFTD - Distribution - Tier 3 - 1QU CoRE ¦ 1QU LoRE | Non-Red Flag Warning - Large Fires | Wire-to-wire contact | Aggregated | 2040 | 5.3772e-06 | 58.7222 | 0.00031576 | 2040 | Mitigation | 0.95 | 45 | 0 | esc | 0.00097009 | 5.2163e-09 | 0.00097009 | 5.2163e-09 | 0.0032972 | 6.1169e-08 | 0.0033164 | 7.1158e-08
[120 empty] | 7.3.3.17.5 (Remote Grid) Updates to grid topology to minimize risk of ignition in HFTDs Remote GridWLDFRWire-to-wire contactAggregated | WLDFR | HFTD - Distribution - Tier 3 - 1QU CoRE ¦ 1QU LoRE | Non-Red Flag Warning - Large Fires | Wire-to-wire contact | Aggregated | 2041 | 5.3772e-06 | 58.7222 | 0.00031576 | 2041 | Mitigation | 0.95 | 45 | 0 | esc | 0.00097009 | 5.2163e-09 | 0.00097009 | 5.2163e-09 | 0.0032972 | 6.1169e-08 | 0.0033164 | 7.1158e-08
[120 empty] | 7.3.3.17.5 (Remote Grid) Updates to grid topology to minimize risk of ignition in HFTDs Remote GridWLDFRWire-to-wire contactAggregated | WLDFR | HFTD - Distribution - Tier 3 - 1QU CoRE ¦ 1QU LoRE | Non-Red Flag Warning - Large Fires | Wire-to-wire contact | Aggregated | 2042 | 5.3772e-06 | 58.7222 | 0.00031576 | 2042 | Mitigation | 0.95 | 45 | 0 | esc | 0.00097009 | 5.2163e-09 | 0.00097009 | 5.2163e-09 | 0.0032972 | 6.1169e-08 | 0.0033164 | 7.1158e-08
[120 empty] | 7.3.3.17.5 (Remote Grid) Updates to grid topology to minimize risk of ignition in HFTDs Remote GridWLDFRWire-to-wire contactAggregated | WLDFR | HFTD - Distribution - Tier 3 - 1QU CoRE ¦ 1QU LoRE | Non-Red Flag Warning - Large Fires | Wire-to-wire contact | Aggregated | 2043 | 5.3772e-06 | 58.7222 | 0.00031576 | 2043 | Mitigation | 0.95 | 45 | 0 | esc | 0.00097009 | 5.2163e-09 | 0.00097009 | 5.2163e-09 | 0.0032972 | 6.1169e-08 | 0.0033164 | 7.1158e-08
[120 empty] | 7.3.3.17.5 (Remote Grid) Updates to grid topology to minimize risk of ignition in HFTDs Remote GridWLDFRWire-to-wire contactAggregated | WLDFR | HFTD - Distribution - Tier 3 - 1QU CoRE ¦ 1QU LoRE | Non-Red Flag Warning - Large Fires | Wire-to-wire contact | Aggregated | 2044 | 5.3772e-06 | 58.7222 | 0.00031576 | 2044 | Mitigation | 0.95 | 45 | 0 | esc | 0.00097009 | 5.2163e-09 | 0.00097009 | 5.2163e-09 | 0.0032972 | 6.1169e-08 | 0.0033164 | 7.1158e-08
[120 empty] | 7.3.3.17.5 (Remote Grid) Updates to grid topology to minimize risk of ignition in HFTDs Remote GridWLDFRWire-to-wire contactAggregated | WLDFR | HFTD - Distribution - Tier 3 - 1QU CoRE ¦ 1QU LoRE | Non-Red Flag Warning - Large Fires | Wire-to-wire contact | Aggregated | 2045 | 5.3772e-06 | 58.7222 | 0.00031576 | 2045 | Mitigation | 0.95 | 45 | 0 | esc | 0.00097009 | 5.2163e-09 | 0.00097009 | 5.2163e-09 | 0.0032972 | 6.1169e-08 | 0.0033164 | 7.1158e-08
[120 empty] | 7.3.3.17.5 (Remote Grid) Updates to grid topology to minimize risk of ignition in HFTDs Remote GridWLDFRWire-to-wire contactAggregated | WLDFR | HFTD - Distribution - Tier 3 - 1QU CoRE ¦ 1QU LoRE | Non-Red Flag Warning - Large Fires | Wire-to-wire contact | Aggregated | 2046 | 5.3772e-06 | 58.7222 | 0.00031576 | 2046 | Mitigation | 0.95 | 45 | 0 | esc | 0.00097009 | 5.2163e-09 | 0.00097009 | 5.2163e-09 | 0.0032972 | 6.1169e-08 | 0.0033164 | 7.1158e-08
[120 empty] | 7.3.3.17.5 (Remote Grid) Updates to grid topology to minimize risk of ignition in HFTDs Remote GridWLDFRWire-to-wire contactAggregated | WLDFR | HFTD - Distribution - Tier 3 - 1QU CoRE ¦ 1QU LoRE | Non-Red Flag Warning - Large Fires | Wire-to-wire contact | Aggregated | 2047 | 5.3772e-06 | 58.7222 | 0.00031576 | 2047 | Mitigation | 0.95 | 45 | 0 | esc | 0.00097009 | 5.2163e-09 | 0.00097009 | 5.2163e-09 | 0.0032972 | 6.1169e-08 | 0.0033164 | 7.1158e-08
[120 empty] | 7.3.3.17.5 (Remote Grid) Updates to grid topology to minimize risk of ignition in HFTDs Remote GridWLDFRWire-to-wire contactAggregated | WLDFR | HFTD - Distribution - Tier 3 - 1QU CoRE ¦ 1QU LoRE | Non-Red Flag Warning - Large Fires | Wire-to-wire contact | Aggregated | 2048 | 5.3772e-06 | 58.7222 | 0.00031576 | 2048 | Mitigation | 0.95 | 45 | 0 | esc | 0.00097009 | 5.2163e-09 | 0.00097009 | 5.2163e-09 | 0.0032972 | 6.1169e-08 | 0 | 0
[120 empty] | 7.3.3.17.5 (Remote Grid) Updates to grid topology to minimize risk of ignition in HFTDs Remote GridWLDFRWire-to-wire contactAggregated | WLDFR | HFTD - Distribution - Tier 3 - 1QU CoRE ¦ 1QU LoRE | Non-Red Flag Warning - Large Fires | Wire-to-wire contact | Aggregated | 2049 | 5.3772e-06 | 58.7222 | 0.00031576 | 2049 | Mitigation | 0.95 | 45 | 0 | esc | 0.00097009 | 5.2163e-09 | 0.00097009 | 5.2163e-09 | 0.0032972 | 6.1169e-08 | 0 | 0
[120 empty] | 7.3.3.17.5 (Remote Grid) Updates to grid topology to minimize risk of ignition in HFTDs Remote GridWLDFRWire-to-wire contactAggregated | WLDFR | HFTD - Distribution - Tier 3 - 1QU CoRE ¦ 1QU LoRE | Non-Red Flag Warning - Large Fires | Wire-to-wire contact | Aggregated | 2050 | 5.3772e-06 | 58.7222 | 0.00031576 | 2050 | Mitigation | 0.95 | 45 | 0 | esc | 0.00097009 | 5.2163e-09 | 0.00097009 | 5.2163e-09 | 0.0032972 | 6.1169e-08 | 0.013543 | 2.5463e-09
[120 empty] | 7.3.3.17.5 (Remote Grid) Updates to grid topology to minimize risk of ignition in HFTDs Remote GridWLDFRWire-to-wire contactAggregated | WLDFR | HFTD - Distribution - Tier 3 - 1QU CoRE ¦ 1QU LoRE | Non-Red Flag Warning - Large Fires | Wire-to-wire contact | Aggregated | 2051 | 5.3772e-06 | 58.7222 | 0.00031576 | 2051 | Mitigation | 0.95 | 45 | 0 | esc | 0.00097009 | 5.2163e-09 | 0.00097009 | 5.2163e-09 | 0.0032972 | 6.1169e-08 | 0.013543 | 2.5463e-09
[120 empty] | 7.3.3.17.5 (Remote Grid) Updates to grid topology to minimize risk of ignition in HFTDs Remote GridWLDFRWire-to-wire contactAggregated | WLDFR | HFTD - Distribution - Tier 3 - 1QU CoRE ¦ 1QU LoRE | Non-Red Flag Warning - Large Fires | Wire-to-wire contact | Aggregated | 2052 | 5.3772e-06 | 58.7222 | 0.00031576 | 2052 | Mitigation | 0.95 | 45 | 0 | esc | 0.00097009 | 5.2163e-09 | 0.00097009 | 5.2163e-09 | 0.0032972 | 6.1169e-08 | 0.013543 | 2.5463e-09
[120 empty] | 7.3.3.17.5 (Remote Grid) Updates to grid topology to minimize risk of ignition in HFTDs Remote GridWLDFRWire-to-wire contactAggregated | WLDFR | HFTD - Distribution - Tier 3 - 1QU CoRE ¦ 1QU LoRE | Non-Red Flag Warning - Large Fires | Wire-to-wire contact | Aggregated | 2053 | 5.3772e-06 | 58.7222 | 0.00031576 | 2053 | Mitigation | 0.95 | 45 | 0 | esc | 0.00097009 | 5.2163e-09 | 0.00097009 | 5.2163e-09 | 0.0032972 | 6.1169e-08 | 0.013543 | 2.5463e-09
[120 empty] | 7.3.3.17.5 (Remote Grid) Updates to grid topology to minimize risk of ignition in HFTDs Remote GridWLDFRWire-to-wire contactAggregated | WLDFR | HFTD - Distribution - Tier 3 - 1QU CoRE ¦ 1QU LoRE | Non-Red Flag Warning - Large Fires | Wire-to-wire contact | Aggregated | 2054 | 5.3772e-06 | 58.7222 | 0.00031576 | 2054 | Mitigation | 0.95 | 45 | 0 | esc | 0.00097009 | 5.2163e-09 | 0.00097009 | 5.2163e-09 | 0.0032972 | 6.1169e-08 | 0.013543 | 2.5463e-09
[120 empty] | 7.3.3.17.5 (Remote Grid) Updates to grid topology to minimize risk of ignition in HFTDs Remote GridWLDFRWire-to-wire contactAggregated | WLDFR | HFTD - Distribution - Tier 3 - 1QU CoRE ¦ 1QU LoRE | Non-Red Flag Warning - Large Fires | Wire-to-wire contact | Aggregated | 2055 | 5.3772e-06 | 58.7222 | 0.00031576 | 2055 | Mitigation | 0.95 | 45 | 0 | esc | 0.00097009 | 5.2163e-09 | 0.00097009 | 5.2163e-09 | 0.0032972 | 6.1169e-08 | 0.013543 | 2.5463e-09
[120 empty] | 7.3.3.17.5 (Remote Grid) Updates to grid topology to minimize risk of ignition in HFTDs Remote GridWLDFRWire-to-wire contactAggregated | WLDFR | HFTD - Distribution - Tier 3 - 1QU CoRE ¦ 1QU LoRE | Non-Red Flag Warning - Large Fires | Wire-to-wire contact | Aggregated | 2056 | 5.3772e-06 | 58.7222 | 0.00031576 | 2056 | Mitigation | 0.95 | 45 | 0 | esc | 0.00097009 | 5.2163e-09 | 0.00097009 | 5.2163e-09 | 0.0032972 | 6.1169e-08 | 0.013543 | 2.5463e-09
[120 empty] | 7.3.3.17.5 (Remote Grid) Updates to grid topology to minimize risk of ignition in HFTDs Remote GridWLDFRWire-to-wire contactAggregated | WLDFR | HFTD - Distribution - Tier 3 - 1QU CoRE ¦ 1QU LoRE | Non-Red Flag Warning - Large Fires | Wire-to-wire contact | Aggregated | 2057 | 5.3772e-06 | 58.7222 | 0.00031576 | 2057 | Mitigation | 0.95 | 45 | 0 | esc | 0.00097009 | 5.2163e-09 | 0.00097009 | 5.2163e-09 | 0.0032972 | 6.1169e-08 | 0.013543 | 2.5463e-09
[120 empty] | 7.3.3.17.5 (Remote Grid) Updates to grid topology to minimize risk of ignition in HFTDs Remote GridWLDFRWire-to-wire contactAggregated | WLDFR | HFTD - Distribution - Tier 3 - 1QU CoRE ¦ 1QU LoRE | Non-Red Flag Warning - Large Fires | Wire-to-wire contact | Aggregated | 2058 | 5.3772e-06 | 58.7222 | 0.00031576 | 2058 | Mitigation | 0.95 | 45 | 0 | esc | 0.00097009 | 5.2163e-09 | 0.00097009 | 5.2163e-09 | 0.0032972 | 6.1169e-08 | 0.013543 | 2.5463e-09
[120 empty] | 7.3.3.17.5 (Remote Grid) Updates to grid topology to minimize risk of ignition in HFTDs Remote GridWLDFRWire-to-wire contactAggregated | WLDFR | HFTD - Distribution - Tier 3 - 1QU CoRE ¦ 1QU LoRE | Non-Red Flag Warning - Large Fires | Wire-to-wire contact | Aggregated | 2059 | 5.3772e-06 | 58.7222 | 0.00031576 | 2059 | Mitigation | 0.95 | 45 | 0 | esc | 0.00097009 | 5.2163e-09 | 0.00097009 | 5.2163e-09 | 0.0032972 | 6.1169e-08 | 0.013543 | 2.5463e-09
[120 empty] | 7.3.3.17.5 (Remote Grid) Updates to grid topology to minimize risk of ignition in HFTDs Remote GridWLDFRWire-to-wire contactAggregated | WLDFR | HFTD - Distribution - Tier 3 - 1QU CoRE ¦ 1QU LoRE | Non-Red Flag Warning - Large Fires | Wire-to-wire contact | Aggregated | 2060 | 5.3772e-06 | 58.7222 | 0.00031576 | 2060 | Mitigation | 0.95 | 45 | 0 | esc | 0.00097009 | 5.2163e-09 | 0.00097009 | 5.2163e-09 | 0.0032972 | 6.1169e-08 | 0.013543 | 2.5463e-09
[120 empty] | 7.3.3.17.5 (Remote Grid) Updates to grid topology to minimize risk of ignition in HFTDs Remote GridWLDFRWire-to-wire contactAggregated | WLDFR | HFTD - Distribution - Tier 3 - 1QU CoRE ¦ 1QU LoRE | Non-Red Flag Warning - Large Fires | Wire-to-wire contact | Aggregated | 2061 | 5.3772e-06 | 58.7222 | 0.00031576 | 2061 | Mitigation | 0.95 | 45 | 0 | esc | 0.00097009 | 5.2163e-09 | 0.00097009 | 5.2163e-09 | 0.0032972 | 6.1169e-08 | 0.013543 | 2.5463e-09
[120 empty] | 7.3.3.17.5 (Remote Grid) Updates to grid topology to minimize risk of ignition in HFTDs Remote GridWLDFRWire-to-wire contactAggregated | WLDFR | HFTD - Distribution - Tier 3 - 1QU CoRE ¦ 1QU LoRE | Non-Red Flag Warning - Large Fires | Wire-to-wire contact | Aggregated | 2062 | 5.3772e-06 | 58.7222 | 0.00031576 | 2062 | Mitigation | 0.95 | 45 | 0 | esc | 0.00097009 | 5.2163e-09 | 0.00097009 | 5.2163e-09 | 0.0032972 | 6.1169e-08 | 0.013543 | 2.5463e-09
[120 empty] | 7.3.3.17.5 (Remote Grid) Updates to grid topology to minimize risk of ignition in HFTDs Remote GridWLDFRWire-to-wire contactAggregated | WLDFR | HFTD - Distribution - Tier 3 - 1QU CoRE ¦ 1QU LoRE | Non-Red Flag Warning - Large Fires | Wire-to-wire contact | Aggregated | 2063 | 5.3772e-06 | 58.7222 | 0.00031576 | 2063 | Mitigation | 0.95 | 45 | 0 | esc | 0.00097009 | 5.2163e-09 | 0.00097009 | 5.2163e-09 | 0.0032972 | 6.1169e-08 | 0.013543 | 2.5463e-09
[120 empty] | 7.3.3.17.5 (Remote Grid) Updates to grid topology to minimize risk of ignition in HFTDs Remote GridWLDFRWire-to-wire contactAggregated | WLDFR | HFTD - Distribution - Tier 3 - 1QU CoRE ¦ 1QU LoRE | Non-Red Flag Warning - Large Fires | Wire-to-wire contact | Aggregated | 2064 | 5.3772e-06 | 58.7222 | 0.00031576 | 2064 | Mitigation | 0.95 | 45 | 0 | esc | 0.00097009 | 5.2163e-09 | 0.00097009 | 5.2163e-09 | 0.0032972 | 6.1169e-08 | 0.013543 | 2.5463e-09
[120 empty] | 7.3.3.17.5 (Remote Grid) Updates to grid topology to minimize risk of ignition in HFTDs Remote GridWLDFRWire-to-wire contactAggregated | WLDFR | HFTD - Distribution - Tier 3 - 1QU CoRE ¦ 1QU LoRE | Non-Red Flag Warning - Large Fires | Wire-to-wire contact | Aggregated | 2065 | 5.3772e-06 | 58.7222 | 0.00031576 | 2065 | Mitigation | 0.95 | 45 | 0 | esc | 0.00097009 | 5.2163e-09 | 0.00097009 | 5.2163e-09 | 0.0032972 | 6.1169e-08 | 0.013543 | 2.5463e-09
[120 empty] | 7.3.3.17.5 (Remote Grid) Updates to grid topology to minimize risk of ignition in HFTDs Remote GridWLDFRWire-to-wire contactAggregated | WLDFR | HFTD - Distribution - Tier 3 - 1QU CoRE ¦ 1QU LoRE | Non-Red Flag Warning - Large Fires | Wire-to-wire contact | Aggregated | 2066 | 5.3772e-06 | 58.7222 | 0.00031576 | 2066 | Mitigation | 0.95 | 45 | 0 | esc | 0.00097009 | 5.2163e-09 | 0.00097009 | 5.2163e-09 | 0.0032972 | 6.1169e-08 | 0.013543 | 2.5463e-09
[120 empty] | 7.3.3.17.5 (Remote Grid) Updates to grid topology to minimize risk of ignition in HFTDs Remote GridWLDFRWire-to-wire contactAggregated | WLDFR | HFTD - Distribution - Tier 3 - 1QU CoRE ¦ 1QU LoRE | Non-Red Flag Warning - Large Fires | Wire-to-wire contact | Aggregated | 2067 | 5.3772e-06 | 58.7222 | 0.00031576 | 2067 | Mitigation | 0.95 | 45 | 0 | esc | 0 | 0 | 0.00097009 | 5.2163e-09 | 0.0032972 | 6.1169e-08 | 0.013543 | 2.5463e-09
[120 empty] | 7.3.3.17.5 (Remote Grid) Updates to grid topology to minimize risk of ignition in HFTDs Remote GridWLDFRContact from objectAggregated | WLDFR | HFTD - Distribution - Tier 3 - 1QU CoRE ¦ 1QU LoRE | Non-Red Flag Warning - Small Fires | Contact from object | Aggregated | 2022 | 0.0011499 | 58.7222 | 0.067525 | 2022 | Mitigation | 0.95 | 45 | 0 | esc | 0.00097009 | 1.1155e-06 | 0 | 0 | 0.0032972 | 6.1169e-08 | 0.013543 | 2.5463e-09
[120 empty] | 7.3.3.17.5 (Remote Grid) Updates to grid topology to minimize risk of ignition in HFTDs Remote GridWLDFRContact from objectAggregated | WLDFR | HFTD - Distribution - Tier 3 - 1QU CoRE ¦ 1QU LoRE | Non-Red Flag Warning - Small Fires | Contact from object | Aggregated | 2023 | 0.0011499 | 58.7222 | 0.067525 | 2023 | Mitigation | 0.95 | 45 | 0 | esc | 0.00097009 | 1.1155e-06 | 0.00097009 | 1.1155e-06 | 0.0032972 | 6.1169e-08 | 0.013543 | 2.5463e-09
[120 empty] | 7.3.3.17.5 (Remote Grid) Updates to grid topology to minimize risk of ignition in HFTDs Remote GridWLDFRContact from objectAggregated | WLDFR | HFTD - Distribution - Tier 3 - 1QU CoRE ¦ 1QU LoRE | Non-Red Flag Warning - Small Fires | Contact from object | Aggregated | 2024 | 0.0011499 | 58.7222 | 0.067525 | 2024 | Mitigation | 0.95 | 45 | 0 | esc | 0.00097009 | 1.1155e-06 | 0.00097009 | 1.1155e-06 | 0.0032972 | 6.1169e-08 | 0.013543 | 2.5463e-09
[120 empty] | 7.3.3.17.5 (Remote Grid) Updates to grid topology to minimize risk of ignition in HFTDs Remote GridWLDFRContact from objectAggregated | WLDFR | HFTD - Distribution - Tier 3 - 1QU CoRE ¦ 1QU LoRE | Non-Red Flag Warning - Small Fires | Contact from object | Aggregated | 2025 | 0.0011499 | 58.7222 | 0.067525 | 2025 | Mitigation | 0.95 | 45 | 0 | esc | 0.00097009 | 1.1155e-06 | 0.00097009 | 1.1155e-06 | 0.0032972 | 6.1169e-08 | 0.013543 | 2.5463e-09
[120 empty] | 7.3.3.17.5 (Remote Grid) Updates to grid topology to minimize risk of ignition in HFTDs Remote GridWLDFRContact from objectAggregated | WLDFR | HFTD - Distribution - Tier 3 - 1QU CoRE ¦ 1QU LoRE | Non-Red Flag Warning - Small Fires | Contact from object | Aggregated | 2026 | 0.0011499 | 58.7222 | 0.067525 | 2026 | Mitigation | 0.95 | 45 | 0 | esc | 0.00097009 | 1.1155e-06 | 0.00097009 | 1.1155e-06 | 0.0032972 | 6.1169e-08 | 0.013543 | 2.5463e-09
[120 empty] | 7.3.3.17.5 (Remote Grid) Updates to grid topology to minimize risk of ignition in HFTDs Remote GridWLDFRContact from objectAggregated | WLDFR | HFTD - Distribution - Tier 3 - 1QU CoRE ¦ 1QU LoRE | Non-Red Flag Warning - Small Fires | Contact from object | Aggregated | 2027 | 0.0011499 | 58.7222 | 0.067525 | 2027 | Mitigation | 0.95 | 45 | 0 | esc | 0.00097009 | 1.1155e-06 | 0.00097009 | 1.1155e-06 | 0.0032972 | 6.1169e-08 | 0.013543 | 2.5463e-09
[120 empty] | 7.3.3.17.5 (Remote Grid) Updates to grid topology to minimize risk of ignition in HFTDs Remote GridWLDFRContact from objectAggregated | WLDFR | HFTD - Distribution - Tier 3 - 1QU CoRE ¦ 1QU LoRE | Non-Red Flag Warning - Small Fires | Contact from object | Aggregated | 2028 | 0.0011499 | 58.7222 | 0.067525 | 2028 | Mitigation | 0.95 | 45 | 0 | esc | 0.00097009 | 1.1155e-06 | 0.00097009 | 1.1155e-06 | 0.0032972 | 6.1169e-08 | 0.013543 | 2.5463e-09
[120 empty] | 7.3.3.17.5 (Remote Grid) Updates to grid topology to minimize risk of ignition in HFTDs Remote GridWLDFRContact from objectAggregated | WLDFR | HFTD - Distribution - Tier 3 - 1QU CoRE ¦ 1QU LoRE | Non-Red Flag Warning - Small Fires | Contact from object | Aggregated | 2029 | 0.0011499 | 58.7222 | 0.067525 | 2029 | Mitigation | 0.95 | 45 | 0 | esc | 0.00097009 | 1.1155e-06 | 0.00097009 | 1.1155e-06 | 0.0032972 | 6.1169e-08 | 0.013543 | 2.5463e-09
[120 empty] | 7.3.3.17.5 (Remote Grid) Updates to grid topology to minimize risk of ignition in HFTDs Remote GridWLDFRContact from objectAggregated | WLDFR | HFTD - Distribution - Tier 3 - 1QU CoRE ¦ 1QU LoRE | Non-Red Flag Warning - Small Fires | Contact from object | Aggregated | 2030 | 0.0011499 | 58.7222 | 0.067525 | 2030 | Mitigation | 0.95 | 45 | 0 | esc | 0.00097009 | 1.1155e-06 | 0.00097009 | 1.1155e-06 | 0.0032972 | 6.1169e-08 | 0.013543 | 2.5463e-09
[120 empty] | 7.3.3.17.5 (Remote Grid) Updates to grid topology to minimize risk of ignition in HFTDs Remote GridWLDFRContact from objectAggregated | WLDFR | HFTD - Distribution - Tier 3 - 1QU CoRE ¦ 1QU LoRE | Non-Red Flag Warning - Small Fires | Contact from object | Aggregated | 2031 | 0.0011499 | 58.7222 | 0.067525 | 2031 | Mitigation | 0.95 | 45 | 0 | esc | 0.00097009 | 1.1155e-06 | 0.00097009 | 1.1155e-06 | 0.0032972 | 6.1169e-08 | 0.013543 | 2.5463e-09
[120 empty] | 7.3.3.17.5 (Remote Grid) Updates to grid topology to minimize risk of ignition in HFTDs Remote GridWLDFRContact from objectAggregated | WLDFR | HFTD - Distribution - Tier 3 - 1QU CoRE ¦ 1QU LoRE | Non-Red Flag Warning - Small Fires | Contact from object | Aggregated | 2032 | 0.0011499 | 58.7222 | 0.067525 | 2032 | Mitigation | 0.95 | 45 | 0 | esc | 0.00097009 | 1.1155e-06 | 0.00097009 | 1.1155e-06 | 0 | 0 | 0.013543 | 2.5463e-09
[120 empty] | 7.3.3.17.5 (Remote Grid) Updates to grid topology to minimize risk of ignition in HFTDs Remote GridWLDFRContact from objectAggregated | WLDFR | HFTD - Distribution - Tier 3 - 1QU CoRE ¦ 1QU LoRE | Non-Red Flag Warning - Small Fires | Contact from object | Aggregated | 2033 | 0.0011499 | 58.7222 | 0.067525 | 2033 | Mitigation | 0.95 | 45 | 0 | esc | 0.00097009 | 1.1155e-06 | 0.00097009 | 1.1155e-06 | 0.0032972 | 9.9506e-08 | 0.013543 | 2.5463e-09
[120 empty] | 7.3.3.17.5 (Remote Grid) Updates to grid topology to minimize risk of ignition in HFTDs Remote GridWLDFRContact from objectAggregated | WLDFR | HFTD - Distribution - Tier 3 - 1QU CoRE ¦ 1QU LoRE | Non-Red Flag Warning - Small Fires | Contact from object | Aggregated | 2034 | 0.0011499 | 58.7222 | 0.067525 | 2034 | Mitigation | 0.95 | 45 | 0 | esc | 0.00097009 | 1.1155e-06 | 0.00097009 | 1.1155e-06 | 0.0032972 | 9.9506e-08 | 0 | 0
[120 empty] | 7.3.3.17.5 (Remote Grid) Updates to grid topology to minimize risk of ignition in HFTDs Remote GridWLDFRContact from objectAggregated | WLDFR | HFTD - Distribution - Tier 3 - 1QU CoRE ¦ 1QU LoRE | Non-Red Flag Warning - Small Fires | Contact from object | Aggregated | 2035 | 0.0011499 | 58.7222 | 0.067525 | 2035 | Mitigation | 0.95 | 45 | 0 | esc | 0.00097009 | 1.1155e-06 | 0.00097009 | 1.1155e-06 | 0.0032972 | 9.9506e-08 | 0 | 0
[120 empty] | 7.3.3.17.5 (Remote Grid) Updates to grid topology to minimize risk of ignition in HFTDs Remote GridWLDFRContact from objectAggregated | WLDFR | HFTD - Distribution - Tier 3 - 1QU CoRE ¦ 1QU LoRE | Non-Red Flag Warning - Small Fires | Contact from object | Aggregated | 2036 | 0.0011499 | 58.7222 | 0.067525 | 2036 | Mitigation | 0.95 | 45 | 0 | esc | 0.00097009 | 1.1155e-06 | 0.00097009 | 1.1155e-06 | 0.0032972 | 9.9506e-08 | 0.0013359 | 2.2014e-09
[120 empty] | 7.3.3.17.5 (Remote Grid) Updates to grid topology to minimize risk of ignition in HFTDs Remote GridWLDFRContact from objectAggregated | WLDFR | HFTD - Distribution - Tier 3 - 1QU CoRE ¦ 1QU LoRE | Non-Red Flag Warning - Small Fires | Contact from object | Aggregated | 2037 | 0.0011499 | 58.7222 | 0.067525 | 2037 | Mitigation | 0.95 | 45 | 0 | esc | 0.00097009 | 1.1155e-06 | 0.00097009 | 1.1155e-06 | 0.0032972 | 9.9506e-08 | 0.0013359 | 2.2014e-09
[120 empty] | 7.3.3.17.5 (Remote Grid) Updates to grid topology to minimize risk of ignition in HFTDs Remote GridWLDFRContact from objectAggregated | WLDFR | HFTD - Distribution - Tier 3 - 1QU CoRE ¦ 1QU LoRE | Non-Red Flag Warning - Small Fires | Contact from object | Aggregated | 2038 | 0.0011499 | 58.7222 | 0.067525 | 2038 | Mitigation | 0.95 | 45 | 0 | esc | 0.00097009 | 1.1155e-06 | 0.00097009 | 1.1155e-06 | 0.0032972 | 9.9506e-08 | 0.0013359 | 2.2014e-09
[120 empty] | 7.3.3.17.5 (Remote Grid) Updates to grid topology to minimize risk of ignition in HFTDs Remote GridWLDFRContact from objectAggregated | WLDFR | HFTD - Distribution - Tier 3 - 1QU CoRE ¦ 1QU LoRE | Non-Red Flag Warning - Small Fires | Contact from object | Aggregated | 2039 | 0.0011499 | 58.7222 | 0.067525 | 2039 | Mitigation | 0.95 | 45 | 0 | esc | 0.00097009 | 1.1155e-06 | 0.00097009 | 1.1155e-06 | 0.0032972 | 9.9506e-08 | 0.0013359 | 2.2014e-09
[120 empty] | 7.3.3.17.5 (Remote Grid) Updates to grid topology to minimize risk of ignition in HFTDs Remote GridWLDFRContact from objectAggregated | WLDFR | HFTD - Distribution - Tier 3 - 1QU CoRE ¦ 1QU LoRE | Non-Red Flag Warning - Small Fires | Contact from object | Aggregated | 2040 | 0.0011499 | 58.7222 | 0.067525 | 2040 | Mitigation | 0.95 | 45 | 0 | esc | 0.00097009 | 1.1155e-06 | 0.00097009 | 1.1155e-06 | 0.0032972 | 9.9506e-08 | 0.0013359 | 2.2014e-09
[120 empty] | 7.3.3.17.5 (Remote Grid) Updates to grid topology to minimize risk of ignition in HFTDs Remote GridWLDFRContact from objectAggregated | WLDFR | HFTD - Distribution - Tier 3 - 1QU CoRE ¦ 1QU LoRE | Non-Red Flag Warning - Small Fires | Contact from object | Aggregated | 2041 | 0.0011499 | 58.7222 | 0.067525 | 2041 | Mitigation | 0.95 | 45 | 0 | esc | 0.00097009 | 1.1155e-06 | 0.00097009 | 1.1155e-06 | 0.0032972 | 9.9506e-08 | 0.0013359 | 2.2014e-09
[120 empty] | 7.3.3.17.5 (Remote Grid) Updates to grid topology to minimize risk of ignition in HFTDs Remote GridWLDFRContact from objectAggregated | WLDFR | HFTD - Distribution - Tier 3 - 1QU CoRE ¦ 1QU LoRE | Non-Red Flag Warning - Small Fires | Contact from object | Aggregated | 2042 | 0.0011499 | 58.7222 | 0.067525 | 2042 | Mitigation | 0.95 | 45 | 0 | esc | 0.00097009 | 1.1155e-06 | 0.00097009 | 1.1155e-06 | 0.0032972 | 9.9506e-08 | 0.0013359 | 2.2014e-09
[120 empty] | 7.3.3.17.5 (Remote Grid) Updates to grid topology to minimize risk of ignition in HFTDs Remote GridWLDFRContact from objectAggregated | WLDFR | HFTD - Distribution - Tier 3 - 1QU CoRE ¦ 1QU LoRE | Non-Red Flag Warning - Small Fires | Contact from object | Aggregated | 2043 | 0.0011499 | 58.7222 | 0.067525 | 2043 | Mitigation | 0.95 | 45 | 0 | esc | 0.00097009 | 1.1155e-06 | 0.00097009 | 1.1155e-06 | 0.0032972 | 9.9506e-08 | 0.0013359 | 2.2014e-09
[120 empty] | 7.3.3.17.5 (Remote Grid) Updates to grid topology to minimize risk of ignition in HFTDs Remote GridWLDFRContact from objectAggregated | WLDFR | HFTD - Distribution - Tier 3 - 1QU CoRE ¦ 1QU LoRE | Non-Red Flag Warning - Small Fires | Contact from object | Aggregated | 2044 | 0.0011499 | 58.7222 | 0.067525 | 2044 | Mitigation | 0.95 | 45 | 0 | esc | 0.00097009 | 1.1155e-06 | 0.00097009 | 1.1155e-06 | 0.0032972 | 9.9506e-08 | 0.0013359 | 2.2014e-09
[120 empty] | 7.3.3.17.5 (Remote Grid) Updates to grid topology to minimize risk of ignition in HFTDs Remote GridWLDFRContact from objectAggregated | WLDFR | HFTD - Distribution - Tier 3 - 1QU CoRE ¦ 1QU LoRE | Non-Red Flag Warning - Small Fires | Contact from object | Aggregated | 2045 | 0.0011499 | 58.7222 | 0.067525 | 2045 | Mitigation | 0.95 | 45 | 0 | esc | 0.00097009 | 1.1155e-06 | 0.00097009 | 1.1155e-06 | 0.0032972 | 9.9506e-08 | 0.0013359 | 2.2014e-09
[120 empty] | 7.3.3.17.5 (Remote Grid) Updates to grid topology to minimize risk of ignition in HFTDs Remote GridWLDFRContact from objectAggregated | WLDFR | HFTD - Distribution - Tier 3 - 1QU CoRE ¦ 1QU LoRE | Non-Red Flag Warning - Small Fires | Contact from object | Aggregated | 2046 | 0.0011499 | 58.7222 | 0.067525 | 2046 | Mitigation | 0.95 | 45 | 0 | esc | 0.00097009 | 1.1155e-06 | 0.00097009 | 1.1155e-06 | 0.0032972 | 9.9506e-08 | 0.0013359 | 2.2014e-09
[120 empty] | 7.3.3.17.5 (Remote Grid) Updates to grid topology to minimize risk of ignition in HFTDs Remote GridWLDFRContact from objectAggregated | WLDFR | HFTD - Distribution - Tier 3 - 1QU CoRE ¦ 1QU LoRE | Non-Red Flag Warning - Small Fires | Contact from object | Aggregated | 2047 | 0.0011499 | 58.7222 | 0.067525 | 2047 | Mitigation | 0.95 | 45 | 0 | esc | 0.00097009 | 1.1155e-06 | 0.00097009 | 1.1155e-06 | 0.0032972 | 9.9506e-08 | 0.0013359 | 2.2014e-09
[120 empty] | 7.3.3.17.5 (Remote Grid) Updates to grid topology to minimize risk of ignition in HFTDs Remote GridWLDFRContact from objectAggregated | WLDFR | HFTD - Distribution - Tier 3 - 1QU CoRE ¦ 1QU LoRE | Non-Red Flag Warning - Small Fires | Contact from object | Aggregated | 2048 | 0.0011499 | 58.7222 | 0.067525 | 2048 | Mitigation | 0.95 | 45 | 0 | esc | 0.00097009 | 1.1155e-06 | 0.00097009 | 1.1155e-06 | 0.0032972 | 9.9506e-08 | 0.0013359 | 2.2014e-09
[120 empty] | 7.3.3.17.5 (Remote Grid) Updates to grid topology to minimize risk of ignition in HFTDs Remote GridWLDFRContact from objectAggregated | WLDFR | HFTD - Distribution - Tier 3 - 1QU CoRE ¦ 1QU LoRE | Non-Red Flag Warning - Small Fires | Contact from object | Aggregated | 2049 | 0.0011499 | 58.7222 | 0.067525 | 2049 | Mitigation | 0.95 | 45 | 0 | esc | 0.00097009 | 1.1155e-06 | 0.00097009 | 1.1155e-06 | 0.0032972 | 9.9506e-08 | 0.0013359 | 2.2014e-09
[120 empty] | 7.3.3.17.5 (Remote Grid) Updates to grid topology to minimize risk of ignition in HFTDs Remote GridWLDFRContact from objectAggregated | WLDFR | HFTD - Distribution - Tier 3 - 1QU CoRE ¦ 1QU LoRE | Non-Red Flag Warning - Small Fires | Contact from object | Aggregated | 2050 | 0.0011499 | 58.7222 | 0.067525 | 2050 | Mitigation | 0.95 | 45 | 0 | esc | 0.00097009 | 1.1155e-06 | 0.00097009 | 1.1155e-06 | 0.0032972 | 9.9506e-08 | 0.0013359 | 2.2014e-09
[120 empty] | 7.3.3.17.5 (Remote Grid) Updates to grid topology to minimize risk of ignition in HFTDs Remote GridWLDFRContact from objectAggregated | WLDFR | HFTD - Distribution - Tier 3 - 1QU CoRE ¦ 1QU LoRE | Non-Red Flag Warning - Small Fires | Contact from object | Aggregated | 2051 | 0.0011499 | 58.7222 | 0.067525 | 2051 | Mitigation | 0.95 | 45 | 0 | esc | 0.00097009 | 1.1155e-06 | 0.00097009 | 1.1155e-06 | 0.0032972 | 9.9506e-08 | 0.0013359 | 2.2014e-09
[120 empty] | 7.3.3.17.5 (Remote Grid) Updates to grid topology to minimize risk of ignition in HFTDs Remote GridWLDFRContact from objectAggregated | WLDFR | HFTD - Distribution - Tier 3 - 1QU CoRE ¦ 1QU LoRE | Non-Red Flag Warning - Small Fires | Contact from object | Aggregated | 2052 | 0.0011499 | 58.7222 | 0.067525 | 2052 | Mitigation | 0.95 | 45 | 0 | esc | 0.00097009 | 1.1155e-06 | 0.00097009 | 1.1155e-06 | 0.0032972 | 9.9506e-08 | 0.0013359 | 2.2014e-09
[120 empty] | 7.3.3.17.5 (Remote Grid) Updates to grid topology to minimize risk of ignition in HFTDs Remote GridWLDFRContact from objectAggregated | WLDFR | HFTD - Distribution - Tier 3 - 1QU CoRE ¦ 1QU LoRE | Non-Red Flag Warning - Small Fires | Contact from object | Aggregated | 2053 | 0.0011499 | 58.7222 | 0.067525 | 2053 | Mitigation | 0.95 | 45 | 0 | esc | 0.00097009 | 1.1155e-06 | 0.00097009 | 1.1155e-06 | 0.0032972 | 9.9506e-08 | 0.0013359 | 2.2014e-09
[120 empty] | 7.3.3.17.5 (Remote Grid) Updates to grid topology to minimize risk of ignition in HFTDs Remote GridWLDFRContact from objectAggregated | WLDFR | HFTD - Distribution - Tier 3 - 1QU CoRE ¦ 1QU LoRE | Non-Red Flag Warning - Small Fires | Contact from object | Aggregated | 2054 | 0.0011499 | 58.7222 | 0.067525 | 2054 | Mitigation | 0.95 | 45 | 0 | esc | 0.00097009 | 1.1155e-06 | 0.00097009 | 1.1155e-06 | 0.0032972 | 9.9506e-08 | 0.0013359 | 2.2014e-09
[120 empty] | 7.3.3.17.5 (Remote Grid) Updates to grid topology to minimize risk of ignition in HFTDs Remote GridWLDFRContact from objectAggregated | WLDFR | HFTD - Distribution - Tier 3 - 1QU CoRE ¦ 1QU LoRE | Non-Red Flag Warning - Small Fires | Contact from object | Aggregated | 2055 | 0.0011499 | 58.7222 | 0.067525 | 2055 | Mitigation | 0.95 | 45 | 0 | esc | 0.00097009 | 1.1155e-06 | 0.00097009 | 1.1155e-06 | 0.0032972 | 9.9506e-08 | 0.0013359 | 2.2014e-09
[120 empty] | 7.3.3.17.5 (Remote Grid) Updates to grid topology to minimize risk of ignition in HFTDs Remote GridWLDFRContact from objectAggregated | WLDFR | HFTD - Distribution - Tier 3 - 1QU CoRE ¦ 1QU LoRE | Non-Red Flag Warning - Small Fires | Contact from object | Aggregated | 2056 | 0.0011499 | 58.7222 | 0.067525 | 2056 | Mitigation | 0.95 | 45 | 0 | esc | 0.00097009 | 1.1155e-06 | 0.00097009 | 1.1155e-06 | 0.0032972 | 9.9506e-08 | 0.0013359 | 2.2014e-09
[120 empty] | 7.3.3.17.5 (Remote Grid) Updates to grid topology to minimize risk of ignition in HFTDs Remote GridWLDFRContact from objectAggregated | WLDFR | HFTD - Distribution - Tier 3 - 1QU CoRE ¦ 1QU LoRE | Non-Red Flag Warning - Small Fires | Contact from object | Aggregated | 2057 | 0.0011499 | 58.7222 | 0.067525 | 2057 | Mitigation | 0.95 | 45 | 0 | esc | 0.00097009 | 1.1155e-06 | 0.00097009 | 1.1155e-06 | 0.0032972 | 9.9506e-08 | 0.0013359 | 2.2014e-09
[120 empty] | 7.3.3.17.5 (Remote Grid) Updates to grid topology to minimize risk of ignition in HFTDs Remote GridWLDFRContact from objectAggregated | WLDFR | HFTD - Distribution - Tier 3 - 1QU CoRE ¦ 1QU LoRE | Non-Red Flag Warning - Small Fires | Contact from object | Aggregated | 2058 | 0.0011499 | 58.7222 | 0.067525 | 2058 | Mitigation | 0.95 | 45 | 0 | esc | 0.00097009 | 1.1155e-06 | 0.00097009 | 1.1155e-06 | 0.0032972 | 9.9506e-08 | 0.0013359 | 2.2014e-09
[120 empty] | 7.3.3.17.5 (Remote Grid) Updates to grid topology to minimize risk of ignition in HFTDs Remote GridWLDFRContact from objectAggregated | WLDFR | HFTD - Distribution - Tier 3 - 1QU CoRE ¦ 1QU LoRE | Non-Red Flag Warning - Small Fires | Contact from object | Aggregated | 2059 | 0.0011499 | 58.7222 | 0.067525 | 2059 | Mitigation | 0.95 | 45 | 0 | esc | 0.00097009 | 1.1155e-06 | 0.00097009 | 1.1155e-06 | 0.0032972 | 9.9506e-08 | 0.0013359 | 2.2014e-09
[120 empty] | 7.3.3.17.5 (Remote Grid) Updates to grid topology to minimize risk of ignition in HFTDs Remote GridWLDFRContact from objectAggregated | WLDFR | HFTD - Distribution - Tier 3 - 1QU CoRE ¦ 1QU LoRE | Non-Red Flag Warning - Small Fires | Contact from object | Aggregated | 2060 | 0.0011499 | 58.7222 | 0.067525 | 2060 | Mitigation | 0.95 | 45 | 0 | esc | 0.00097009 | 1.1155e-06 | 0.00097009 | 1.1155e-06 | 0.0032972 | 9.9506e-08 | 0.0013359 | 2.2014e-09
[120 empty] | 7.3.3.17.5 (Remote Grid) Updates to grid topology to minimize risk of ignition in HFTDs Remote GridWLDFRContact from objectAggregated | WLDFR | HFTD - Distribution - Tier 3 - 1QU CoRE ¦ 1QU LoRE | Non-Red Flag Warning - Small Fires | Contact from object | Aggregated | 2061 | 0.0011499 | 58.7222 | 0.067525 | 2061 | Mitigation | 0.95 | 45 | 0 | esc | 0.00097009 | 1.1155e-06 | 0.00097009 | 1.1155e-06 | 0.0032972 | 9.9506e-08 | 0.0013359 | 2.2014e-09
[120 empty] | 7.3.3.17.5 (Remote Grid) Updates to grid topology to minimize risk of ignition in HFTDs Remote GridWLDFRContact from objectAggregated | WLDFR | HFTD - Distribution - Tier 3 - 1QU CoRE ¦ 1QU LoRE | Non-Red Flag Warning - Small Fires | Contact from object | Aggregated | 2062 | 0.0011499 | 58.7222 | 0.067525 | 2062 | Mitigation | 0.95 | 45 | 0 | esc | 0.00097009 | 1.1155e-06 | 0.00097009 | 1.1155e-06 | 0.0032972 | 9.9506e-08 | 0.0013359 | 2.2014e-09
[120 empty] | 7.3.3.17.5 (Remote Grid) Updates to grid topology to minimize risk of ignition in HFTDs Remote GridWLDFRContact from objectAggregated | WLDFR | HFTD - Distribution - Tier 3 - 1QU CoRE ¦ 1QU LoRE | Non-Red Flag Warning - Small Fires | Contact from object | Aggregated | 2063 | 0.0011499 | 58.7222 | 0.067525 | 2063 | Mitigation | 0.95 | 45 | 0 | esc | 0.00097009 | 1.1155e-06 | 0.00097009 | 1.1155e-06 | 0.0032972 | 9.9506e-08 | 0.0013359 | 2.2014e-09
[120 empty] | 7.3.3.17.5 (Remote Grid) Updates to grid topology to minimize risk of ignition in HFTDs Remote GridWLDFRContact from objectAggregated | WLDFR | HFTD - Distribution - Tier 3 - 1QU CoRE ¦ 1QU LoRE | Non-Red Flag Warning - Small Fires | Contact from object | Aggregated | 2064 | 0.0011499 | 58.7222 | 0.067525 | 2064 | Mitigation | 0.95 | 45 | 0 | esc | 0.00097009 | 1.1155e-06 | 0.00097009 | 1.1155e-06 | 0.0032972 | 9.9506e-08 | 0.0013359 | 2.2014e-09
[120 empty] | 7.3.3.17.5 (Remote Grid) Updates to grid topology to minimize risk of ignition in HFTDs Remote GridWLDFRContact from objectAggregated | WLDFR | HFTD - Distribution - Tier 3 - 1QU CoRE ¦ 1QU LoRE | Non-Red Flag Warning - Small Fires | Contact from object | Aggregated | 2065 | 0.0011499 | 58.7222 | 0.067525 | 2065 | Mitigation | 0.95 | 45 | 0 | esc | 0.00097009 | 1.1155e-06 | 0.00097009 | 1.1155e-06 | 0.0032972 | 9.9506e-08 | 0.0013359 | 2.2014e-09
[120 empty] | 7.3.3.17.5 (Remote Grid) Updates to grid topology to minimize risk of ignition in HFTDs Remote GridWLDFRContact from objectAggregated | WLDFR | HFTD - Distribution - Tier 3 - 1QU CoRE ¦ 1QU LoRE | Non-Red Flag Warning - Small Fires | Contact from object | Aggregated | 2066 | 0.0011499 | 58.7222 | 0.067525 | 2066 | Mitigation | 0.95 | 45 | 0 | esc | 0.00097009 | 1.1155e-06 | 0.00097009 | 1.1155e-06 | 0.0032972 | 9.9506e-08 | 0 | 0
[120 empty] | 7.3.3.17.5 (Remote Grid) Updates to grid topology to minimize risk of ignition in HFTDs Remote GridWLDFRContact from objectAggregated | WLDFR | HFTD - Distribution - Tier 3 - 1QU CoRE ¦ 1QU LoRE | Non-Red Flag Warning - Small Fires | Contact from object | Aggregated | 2067 | 0.0011499 | 58.7222 | 0.067525 | 2067 | Mitigation | 0.95 | 45 | 0 | esc | 0 | 0 | 0.00097009 | 1.1155e-06 | 0.0032972 | 9.9506e-08 | 0 | 0
[120 empty] | 7.3.3.17.5 (Remote Grid) Updates to grid topology to minimize risk of ignition in HFTDs Remote GridWLDFRContaminationAggregated | WLDFR | HFTD - Distribution - Tier 3 - 1QU CoRE ¦ 1QU LoRE | Non-Red Flag Warning - Small Fires | Contamination | Aggregated | 2022 | 2.413e-05 | 58.7222 | 0.0014169 | 2022 | Mitigation | 0.95 | 45 | 0 | esc | 0.00097009 | 2.3408e-08 | 0 | 0 | 0.0032972 | 9.9506e-08 | 0.0093813 | 8.2344e-08
[120 empty] | 7.3.3.17.5 (Remote Grid) Updates to grid topology to minimize risk of ignition in HFTDs Remote GridWLDFRContaminationAggregated | WLDFR | HFTD - Distribution - Tier 3 - 1QU CoRE ¦ 1QU LoRE | Non-Red Flag Warning - Small Fires | Contamination | Aggregated | 2023 | 2.413e-05 | 58.7222 | 0.0014169 | 2023 | Mitigation | 0.95 | 45 | 0 | esc | 0.00097009 | 2.3408e-08 | 0.00097009 | 2.3408e-08 | 0.0032972 | 9.9506e-08 | 0.0093813 | 8.2344e-08
[120 empty] | 7.3.3.17.5 (Remote Grid) Updates to grid topology to minimize risk of ignition in HFTDs Remote GridWLDFRContaminationAggregated | WLDFR | HFTD - Distribution - Tier 3 - 1QU CoRE ¦ 1QU LoRE | Non-Red Flag Warning - Small Fires | Contamination | Aggregated | 2024 | 2.413e-05 | 58.7222 | 0.0014169 | 2024 | Mitigation | 0.95 | 45 | 0 | esc | 0.00097009 | 2.3408e-08 | 0.00097009 | 2.3408e-08 | 0.0032972 | 9.9506e-08 | 0.0093813 | 8.2344e-08
[120 empty] | 7.3.3.17.5 (Remote Grid) Updates to grid topology to minimize risk of ignition in HFTDs Remote GridWLDFRContaminationAggregated | WLDFR | HFTD - Distribution - Tier 3 - 1QU CoRE ¦ 1QU LoRE | Non-Red Flag Warning - Small Fires | Contamination | Aggregated | 2025 | 2.413e-05 | 58.7222 | 0.0014169 | 2025 | Mitigation | 0.95 | 45 | 0 | esc | 0.00097009 | 2.3408e-08 | 0.00097009 | 2.3408e-08 | 0.0032972 | 9.9506e-08 | 0.0093813 | 8.2344e-08
[120 empty] | 7.3.3.17.5 (Remote Grid) Updates to grid topology to minimize risk of ignition in HFTDs Remote GridWLDFRContaminationAggregated | WLDFR | HFTD - Distribution - Tier 3 - 1QU CoRE ¦ 1QU LoRE | Non-Red Flag Warning - Small Fires | Contamination | Aggregated | 2026 | 2.413e-05 | 58.7222 | 0.0014169 | 2026 | Mitigation | 0.95 | 45 | 0 | esc | 0.00097009 | 2.3408e-08 | 0.00097009 | 2.3408e-08 | 0.0032972 | 9.9506e-08 | 0.0093813 | 8.2344e-08
[120 empty] | 7.3.3.17.5 (Remote Grid) Updates to grid topology to minimize risk of ignition in HFTDs Remote GridWLDFRContaminationAggregated | WLDFR | HFTD - Distribution - Tier 3 - 1QU CoRE ¦ 1QU LoRE | Non-Red Flag Warning - Small Fires | Contamination | Aggregated | 2027 | 2.413e-05 | 58.7222 | 0.0014169 | 2027 | Mitigation | 0.95 | 45 | 0 | esc | 0.00097009 | 2.3408e-08 | 0.00097009 | 2.3408e-08 | 0.0032972 | 9.9506e-08 | 0.0093813 | 8.2344e-08
[120 empty] | 7.3.3.17.5 (Remote Grid) Updates to grid topology to minimize risk of ignition in HFTDs Remote GridWLDFRContaminationAggregated | WLDFR | HFTD - Distribution - Tier 3 - 1QU CoRE ¦ 1QU LoRE | Non-Red Flag Warning - Small Fires | Contamination | Aggregated | 2028 | 2.413e-05 | 58.7222 | 0.0014169 | 2028 | Mitigation | 0.95 | 45 | 0 | esc | 0.00097009 | 2.3408e-08 | 0.00097009 | 2.3408e-08 | 0.0032972 | 9.9506e-08 | 0.0093813 | 8.2344e-08
[120 empty] | 7.3.3.17.5 (Remote Grid) Updates to grid topology to minimize risk of ignition in HFTDs Remote GridWLDFRContaminationAggregated | WLDFR | HFTD - Distribution - Tier 3 - 1QU CoRE ¦ 1QU LoRE | Non-Red Flag Warning - Small Fires | Contamination | Aggregated | 2029 | 2.413e-05 | 58.7222 | 0.0014169 | 2029 | Mitigation | 0.95 | 45 | 0 | esc | 0.00097009 | 2.3408e-08 | 0.00097009 | 2.3408e-08 | 0.0032972 | 9.9506e-08 | 0.0093813 | 8.2344e-08
[120 empty] | 7.3.3.17.5 (Remote Grid) Updates to grid topology to minimize risk of ignition in HFTDs Remote GridWLDFRContaminationAggregated | WLDFR | HFTD - Distribution - Tier 3 - 1QU CoRE ¦ 1QU LoRE | Non-Red Flag Warning - Small Fires | Contamination | Aggregated | 2030 | 2.413e-05 | 58.7222 | 0.0014169 | 2030 | Mitigation | 0.95 | 45 | 0 | esc | 0.00097009 | 2.3408e-08 | 0.00097009 | 2.3408e-08 | 0.0032972 | 9.9506e-08 | 0.0093813 | 8.2344e-08
[120 empty] | 7.3.3.17.5 (Remote Grid) Updates to grid topology to minimize risk of ignition in HFTDs Remote GridWLDFRContaminationAggregated | WLDFR | HFTD - Distribution - Tier 3 - 1QU CoRE ¦ 1QU LoRE | Non-Red Flag Warning - Small Fires | Contamination | Aggregated | 2031 | 2.413e-05 | 58.7222 | 0.0014169 | 2031 | Mitigation | 0.95 | 45 | 0 | esc | 0.00097009 | 2.3408e-08 | 0.00097009 | 2.3408e-08 | 0.0032972 | 9.9506e-08 | 0.0093813 | 8.2344e-08
[120 empty] | 7.3.3.17.5 (Remote Grid) Updates to grid topology to minimize risk of ignition in HFTDs Remote GridWLDFRContaminationAggregated | WLDFR | HFTD - Distribution - Tier 3 - 1QU CoRE ¦ 1QU LoRE | Non-Red Flag Warning - Small Fires | Contamination | Aggregated | 2032 | 2.413e-05 | 58.7222 | 0.0014169 | 2032 | Mitigation | 0.95 | 45 | 0 | esc | 0.00097009 | 2.3408e-08 | 0.00097009 | 2.3408e-08 | 0.0032972 | 9.9506e-08 | 0.0093813 | 8.2344e-08
[120 empty] | 7.3.3.17.5 (Remote Grid) Updates to grid topology to minimize risk of ignition in HFTDs Remote GridWLDFRContaminationAggregated | WLDFR | HFTD - Distribution - Tier 3 - 1QU CoRE ¦ 1QU LoRE | Non-Red Flag Warning - Small Fires | Contamination | Aggregated | 2033 | 2.413e-05 | 58.7222 | 0.0014169 | 2033 | Mitigation | 0.95 | 45 | 0 | esc | 0.00097009 | 2.3408e-08 | 0.00097009 | 2.3408e-08 | 0.0032972 | 9.9506e-08 | 0.0093813 | 8.2344e-08
[120 empty] | 7.3.3.17.5 (Remote Grid) Updates to grid topology to minimize risk of ignition in HFTDs Remote GridWLDFRContaminationAggregated | WLDFR | HFTD - Distribution - Tier 3 - 1QU CoRE ¦ 1QU LoRE | Non-Red Flag Warning - Small Fires | Contamination | Aggregated | 2034 | 2.413e-05 | 58.7222 | 0.0014169 | 2034 | Mitigation | 0.95 | 45 | 0 | esc | 0.00097009 | 2.3408e-08 | 0.00097009 | 2.3408e-08 | 0.0032972 | 9.9506e-08 | 0.0093813 | 8.2344e-08
[120 empty] | 7.3.3.17.5 (Remote Grid) Updates to grid topology to minimize risk of ignition in HFTDs Remote GridWLDFRContaminationAggregated | WLDFR | HFTD - Distribution - Tier 3 - 1QU CoRE ¦ 1QU LoRE | Non-Red Flag Warning - Small Fires | Contamination | Aggregated | 2035 | 2.413e-05 | 58.7222 | 0.0014169 | 2035 | Mitigation | 0.95 | 45 | 0 | esc | 0.00097009 | 2.3408e-08 | 0.00097009 | 2.3408e-08 | 0.0032972 | 9.9506e-08 | 0.0093813 | 8.2344e-08
[120 empty] | 7.3.3.17.5 (Remote Grid) Updates to grid topology to minimize risk of ignition in HFTDs Remote GridWLDFRContaminationAggregated | WLDFR | HFTD - Distribution - Tier 3 - 1QU CoRE ¦ 1QU LoRE | Non-Red Flag Warning - Small Fires | Contamination | Aggregated | 2036 | 2.413e-05 | 58.7222 | 0.0014169 | 2036 | Mitigation | 0.95 | 45 | 0 | esc | 0.00097009 | 2.3408e-08 | 0.00097009 | 2.3408e-08 | 0 | 0 | 0.0093813 | 8.2344e-08
[120 empty] | 7.3.3.17.5 (Remote Grid) Updates to grid topology to minimize risk of ignition in HFTDs Remote GridWLDFRContaminationAggregated | WLDFR | HFTD - Distribution - Tier 3 - 1QU CoRE ¦ 1QU LoRE | Non-Red Flag Warning - Small Fires | Contamination | Aggregated | 2037 | 2.413e-05 | 58.7222 | 0.0014169 | 2037 | Mitigation | 0.95 | 45 | 0 | esc | 0.00097009 | 2.3408e-08 | 0.00097009 | 2.3408e-08 | 0.0032972 | 1.6373e-07 | 0.0093813 | 8.2344e-08
[120 empty] | 7.3.3.17.5 (Remote Grid) Updates to grid topology to minimize risk of ignition in HFTDs Remote GridWLDFRContaminationAggregated | WLDFR | HFTD - Distribution - Tier 3 - 1QU CoRE ¦ 1QU LoRE | Non-Red Flag Warning - Small Fires | Contamination | Aggregated | 2038 | 2.413e-05 | 58.7222 | 0.0014169 | 2038 | Mitigation | 0.95 | 45 | 0 | esc | 0.00097009 | 2.3408e-08 | 0.00097009 | 2.3408e-08 | 0.0032972 | 1.6373e-07 | 0.0093813 | 8.2344e-08
[120 empty] | 7.3.3.17.5 (Remote Grid) Updates to grid topology to minimize risk of ignition in HFTDs Remote GridWLDFRContaminationAggregated | WLDFR | HFTD - Distribution - Tier 3 - 1QU CoRE ¦ 1QU LoRE | Non-Red Flag Warning - Small Fires | Contamination | Aggregated | 2039 | 2.413e-05 | 58.7222 | 0.0014169 | 2039 | Mitigation | 0.95 | 45 | 0 | esc | 0.00097009 | 2.3408e-08 | 0.00097009 | 2.3408e-08 | 0.0032972 | 1.6373e-07 | 0.0093813 | 8.2344e-08
[120 empty] | 7.3.3.17.5 (Remote Grid) Updates to grid topology to minimize risk of ignition in HFTDs Remote GridWLDFRContaminationAggregated | WLDFR | HFTD - Distribution - Tier 3 - 1QU CoRE ¦ 1QU LoRE | Non-Red Flag Warning - Small Fires | Contamination | Aggregated | 2040 | 2.413e-05 | 58.7222 | 0.0014169 | 2040 | Mitigation | 0.95 | 45 | 0 | esc | 0.00097009 | 2.3408e-08 | 0.00097009 | 2.3408e-08 | 0.0032972 | 1.6373e-07 | 0.0093813 | 8.2344e-08
[120 empty] | 7.3.3.17.5 (Remote Grid) Updates to grid topology to minimize risk of ignition in HFTDs Remote GridWLDFRContaminationAggregated | WLDFR | HFTD - Distribution - Tier 3 - 1QU CoRE ¦ 1QU LoRE | Non-Red Flag Warning - Small Fires | Contamination | Aggregated | 2041 | 2.413e-05 | 58.7222 | 0.0014169 | 2041 | Mitigation | 0.95 | 45 | 0 | esc | 0.00097009 | 2.3408e-08 | 0.00097009 | 2.3408e-08 | 0.0032972 | 1.6373e-07 | 0.0093813 | 8.2344e-08
[120 empty] | 7.3.3.17.5 (Remote Grid) Updates to grid topology to minimize risk of ignition in HFTDs Remote GridWLDFRContaminationAggregated | WLDFR | HFTD - Distribution - Tier 3 - 1QU CoRE ¦ 1QU LoRE | Non-Red Flag Warning - Small Fires | Contamination | Aggregated | 2042 | 2.413e-05 | 58.7222 | 0.0014169 | 2042 | Mitigation | 0.95 | 45 | 0 | esc | 0.00097009 | 2.3408e-08 | 0.00097009 | 2.3408e-08 | 0.0032972 | 1.6373e-07 | 0.0093813 | 8.2344e-08
[120 empty] | 7.3.3.17.5 (Remote Grid) Updates to grid topology to minimize risk of ignition in HFTDs Remote GridWLDFRContaminationAggregated | WLDFR | HFTD - Distribution - Tier 3 - 1QU CoRE ¦ 1QU LoRE | Non-Red Flag Warning - Small Fires | Contamination | Aggregated | 2043 | 2.413e-05 | 58.7222 | 0.0014169 | 2043 | Mitigation | 0.95 | 45 | 0 | esc | 0.00097009 | 2.3408e-08 | 0.00097009 | 2.3408e-08 | 0.0032972 | 1.6373e-07 | 0.0093813 | 8.2344e-08
[120 empty] | 7.3.3.17.5 (Remote Grid) Updates to grid topology to minimize risk of ignition in HFTDs Remote GridWLDFRContaminationAggregated | WLDFR | HFTD - Distribution - Tier 3 - 1QU CoRE ¦ 1QU LoRE | Non-Red Flag Warning - Small Fires | Contamination | Aggregated | 2044 | 2.413e-05 | 58.7222 | 0.0014169 | 2044 | Mitigation | 0.95 | 45 | 0 | esc | 0.00097009 | 2.3408e-08 | 0.00097009 | 2.3408e-08 | 0.0032972 | 1.6373e-07 | 0.0093813 | 8.2344e-08
[120 empty] | 7.3.3.17.5 (Remote Grid) Updates to grid topology to minimize risk of ignition in HFTDs Remote GridWLDFRContaminationAggregated | WLDFR | HFTD - Distribution - Tier 3 - 1QU CoRE ¦ 1QU LoRE | Non-Red Flag Warning - Small Fires | Contamination | Aggregated | 2045 | 2.413e-05 | 58.7222 | 0.0014169 | 2045 | Mitigation | 0.95 | 45 | 0 | esc | 0.00097009 | 2.3408e-08 | 0.00097009 | 2.3408e-08 | 0.0032972 | 1.6373e-07 | 0.0093813 | 8.2344e-08
[120 empty] | 7.3.3.17.5 (Remote Grid) Updates to grid topology to minimize risk of ignition in HFTDs Remote GridWLDFRContaminationAggregated | WLDFR | HFTD - Distribution - Tier 3 - 1QU CoRE ¦ 1QU LoRE | Non-Red Flag Warning - Small Fires | Contamination | Aggregated | 2046 | 2.413e-05 | 58.7222 | 0.0014169 | 2046 | Mitigation | 0.95 | 45 | 0 | esc | 0.00097009 | 2.3408e-08 | 0.00097009 | 2.3408e-08 | 0.0032972 | 1.6373e-07 | 0.0093813 | 8.2344e-08
[120 empty] | 7.3.3.17.5 (Remote Grid) Updates to grid topology to minimize risk of ignition in HFTDs Remote GridWLDFRContaminationAggregated | WLDFR | HFTD - Distribution - Tier 3 - 1QU CoRE ¦ 1QU LoRE | Non-Red Flag Warning - Small Fires | Contamination | Aggregated | 2047 | 2.413e-05 | 58.7222 | 0.0014169 | 2047 | Mitigation | 0.95 | 45 | 0 | esc | 0.00097009 | 2.3408e-08 | 0.00097009 | 2.3408e-08 | 0.0032972 | 1.6373e-07 | 0.0093813 | 8.2344e-08
[120 empty] | 7.3.3.17.5 (Remote Grid) Updates to grid topology to minimize risk of ignition in HFTDs Remote GridWLDFRContaminationAggregated | WLDFR | HFTD - Distribution - Tier 3 - 1QU CoRE ¦ 1QU LoRE | Non-Red Flag Warning - Small Fires | Contamination | Aggregated | 2048 | 2.413e-05 | 58.7222 | 0.0014169 | 2048 | Mitigation | 0.95 | 45 | 0 | esc | 0.00097009 | 2.3408e-08 | 0.00097009 | 2.3408e-08 | 0.0032972 | 1.6373e-07 | 0.0093813 | 8.2344e-08
[120 empty] | 7.3.3.17.5 (Remote Grid) Updates to grid topology to minimize risk of ignition in HFTDs Remote GridWLDFRContaminationAggregated | WLDFR | HFTD - Distribution - Tier 3 - 1QU CoRE ¦ 1QU LoRE | Non-Red Flag Warning - Small Fires | Contamination | Aggregated | 2049 | 2.413e-05 | 58.7222 | 0.0014169 | 2049 | Mitigation | 0.95 | 45 | 0 | esc | 0.00097009 | 2.3408e-08 | 0.00097009 | 2.3408e-08 | 0.0032972 | 1.6373e-07 | 0.0093813 | 8.2344e-08
[120 empty] | 7.3.3.17.5 (Remote Grid) Updates to grid topology to minimize risk of ignition in HFTDs Remote GridWLDFRContaminationAggregated | WLDFR | HFTD - Distribution - Tier 3 - 1QU CoRE ¦ 1QU LoRE | Non-Red Flag Warning - Small Fires | Contamination | Aggregated | 2050 | 2.413e-05 | 58.7222 | 0.0014169 | 2050 | Mitigation | 0.95 | 45 | 0 | esc | 0.00097009 | 2.3408e-08 | 0.00097009 | 2.3408e-08 | 0.0032972 | 1.6373e-07 | 0.0093813 | 8.2344e-08
[120 empty] | 7.3.3.17.5 (Remote Grid) Updates to grid topology to minimize risk of ignition in HFTDs Remote GridWLDFRContaminationAggregated | WLDFR | HFTD - Distribution - Tier 3 - 1QU CoRE ¦ 1QU LoRE | Non-Red Flag Warning - Small Fires | Contamination | Aggregated | 2051 | 2.413e-05 | 58.7222 | 0.0014169 | 2051 | Mitigation | 0.95 | 45 | 0 | esc | 0.00097009 | 2.3408e-08 | 0.00097009 | 2.3408e-08 | 0.0032972 | 1.6373e-07 | 0.0093813 | 8.2344e-08
[120 empty] | 7.3.3.17.5 (Remote Grid) Updates to grid topology to minimize risk of ignition in HFTDs Remote GridWLDFRContaminationAggregated | WLDFR | HFTD - Distribution - Tier 3 - 1QU CoRE ¦ 1QU LoRE | Non-Red Flag Warning - Small Fires | Contamination | Aggregated | 2052 | 2.413e-05 | 58.7222 | 0.0014169 | 2052 | Mitigation | 0.95 | 45 | 0 | esc | 0.00097009 | 2.3408e-08 | 0.00097009 | 2.3408e-08 | 0.0032972 | 1.6373e-07 | 0 | 0
[120 empty] | 7.3.3.17.5 (Remote Grid) Updates to grid topology to minimize risk of ignition in HFTDs Remote GridWLDFRContaminationAggregated | WLDFR | HFTD - Distribution - Tier 3 - 1QU CoRE ¦ 1QU LoRE | Non-Red Flag Warning - Small Fires | Contamination | Aggregated | 2053 | 2.413e-05 | 58.7222 | 0.0014169 | 2053 | Mitigation | 0.95 | 45 | 0 | esc | 0.00097009 | 2.3408e-08 | 0.00097009 | 2.3408e-08 | 0.0032972 | 1.6373e-07 | 0 | 0
[120 empty] | 7.3.3.17.5 (Remote Grid) Updates to grid topology to minimize risk of ignition in HFTDs Remote GridWLDFRContaminationAggregated | WLDFR | HFTD - Distribution - Tier 3 - 1QU CoRE ¦ 1QU LoRE | Non-Red Flag Warning - Small Fires | Contamination | Aggregated | 2054 | 2.413e-05 | 58.7222 | 0.0014169 | 2054 | Mitigation | 0.95 | 45 | 0 | esc | 0.00097009 | 2.3408e-08 | 0.00097009 | 2.3408e-08 | 0.0032972 | 1.6373e-07 | 0.014004 | 7.9661e-09
[120 empty] | 7.3.3.17.5 (Remote Grid) Updates to grid topology to minimize risk of ignition in HFTDs Remote GridWLDFRContaminationAggregated | WLDFR | HFTD - Distribution - Tier 3 - 1QU CoRE ¦ 1QU LoRE | Non-Red Flag Warning - Small Fires | Contamination | Aggregated | 2055 | 2.413e-05 | 58.7222 | 0.0014169 | 2055 | Mitigation | 0.95 | 45 | 0 | esc | 0.00097009 | 2.3408e-08 | 0.00097009 | 2.3408e-08 | 0.0032972 | 1.6373e-07 | 0.014004 | 7.9661e-09
[120 empty] | 7.3.3.17.5 (Remote Grid) Updates to grid topology to minimize risk of ignition in HFTDs Remote GridWLDFRContaminationAggregated | WLDFR | HFTD - Distribution - Tier 3 - 1QU CoRE ¦ 1QU LoRE | Non-Red Flag Warning - Small Fires | Contamination | Aggregated | 2056 | 2.413e-05 | 58.7222 | 0.0014169 | 2056 | Mitigation | 0.95 | 45 | 0 | esc | 0.00097009 | 2.3408e-08 | 0.00097009 | 2.3408e-08 | 0.0032972 | 1.6373e-07 | 0.014004 | 7.9661e-09
[120 empty] | 7.3.3.17.5 (Remote Grid) Updates to grid topology to minimize risk of ignition in HFTDs Remote GridWLDFRContaminationAggregated | WLDFR | HFTD - Distribution - Tier 3 - 1QU CoRE ¦ 1QU LoRE | Non-Red Flag Warning - Small Fires | Contamination | Aggregated | 2057 | 2.413e-05 | 58.7222 | 0.0014169 | 2057 | Mitigation | 0.95 | 45 | 0 | esc | 0.00097009 | 2.3408e-08 | 0.00097009 | 2.3408e-08 | 0.0032972 | 1.6373e-07 | 0.014004 | 7.9661e-09
[120 empty] | 7.3.3.17.5 (Remote Grid) Updates to grid topology to minimize risk of ignition in HFTDs Remote GridWLDFRContaminationAggregated | WLDFR | HFTD - Distribution - Tier 3 - 1QU CoRE ¦ 1QU LoRE | Non-Red Flag Warning - Small Fires | Contamination | Aggregated | 2058 | 2.413e-05 | 58.7222 | 0.0014169 | 2058 | Mitigation | 0.95 | 45 | 0 | esc | 0.00097009 | 2.3408e-08 | 0.00097009 | 2.3408e-08 | 0.0032972 | 1.6373e-07 | 0.014004 | 7.9661e-09
[120 empty] | 7.3.3.17.5 (Remote Grid) Updates to grid topology to minimize risk of ignition in HFTDs Remote GridWLDFRContaminationAggregated | WLDFR | HFTD - Distribution - Tier 3 - 1QU CoRE ¦ 1QU LoRE | Non-Red Flag Warning - Small Fires | Contamination | Aggregated | 2059 | 2.413e-05 | 58.7222 | 0.0014169 | 2059 | Mitigation | 0.95 | 45 | 0 | esc | 0.00097009 | 2.3408e-08 | 0.00097009 | 2.3408e-08 | 0.0032972 | 1.6373e-07 | 0.014004 | 7.9661e-09
[120 empty] | 7.3.3.17.5 (Remote Grid) Updates to grid topology to minimize risk of ignition in HFTDs Remote GridWLDFRContaminationAggregated | WLDFR | HFTD - Distribution - Tier 3 - 1QU CoRE ¦ 1QU LoRE | Non-Red Flag Warning - Small Fires | Contamination | Aggregated | 2060 | 2.413e-05 | 58.7222 | 0.0014169 | 2060 | Mitigation | 0.95 | 45 | 0 | esc | 0.00097009 | 2.3408e-08 | 0.00097009 | 2.3408e-08 | 0.0032972 | 1.6373e-07 | 0.014004 | 7.9661e-09
[120 empty] | 7.3.3.17.5 (Remote Grid) Updates to grid topology to minimize risk of ignition in HFTDs Remote GridWLDFRContaminationAggregated | WLDFR | HFTD - Distribution - Tier 3 - 1QU CoRE ¦ 1QU LoRE | Non-Red Flag Warning - Small Fires | Contamination | Aggregated | 2061 | 2.413e-05 | 58.7222 | 0.0014169 | 2061 | Mitigation | 0.95 | 45 | 0 | esc | 0.00097009 | 2.3408e-08 | 0.00097009 | 2.3408e-08 | 0.0032972 | 1.6373e-07 | 0.014004 | 7.9661e-09
[120 empty] | 7.3.3.17.5 (Remote Grid) Updates to grid topology to minimize risk of ignition in HFTDs Remote GridWLDFRContaminationAggregated | WLDFR | HFTD - Distribution - Tier 3 - 1QU CoRE ¦ 1QU LoRE | Non-Red Flag Warning - Small Fires | Contamination | Aggregated | 2062 | 2.413e-05 | 58.7222 | 0.0014169 | 2062 | Mitigation | 0.95 | 45 | 0 | esc | 0.00097009 | 2.3408e-08 | 0.00097009 | 2.3408e-08 | 0.0032972 | 1.6373e-07 | 0.014004 | 7.9661e-09
[120 empty] | 7.3.3.17.5 (Remote Grid) Updates to grid topology to minimize risk of ignition in HFTDs Remote GridWLDFRContaminationAggregated | WLDFR | HFTD - Distribution - Tier 3 - 1QU CoRE ¦ 1QU LoRE | Non-Red Flag Warning - Small Fires | Contamination | Aggregated | 2063 | 2.413e-05 | 58.7222 | 0.0014169 | 2063 | Mitigation | 0.95 | 45 | 0 | esc | 0.00097009 | 2.3408e-08 | 0.00097009 | 2.3408e-08 | 0.0032972 | 1.6373e-07 | 0.014004 | 7.9661e-09
[120 empty] | 7.3.3.17.5 (Remote Grid) Updates to grid topology to minimize risk of ignition in HFTDs Remote GridWLDFRContaminationAggregated | WLDFR | HFTD - Distribution - Tier 3 - 1QU CoRE ¦ 1QU LoRE | Non-Red Flag Warning - Small Fires | Contamination | Aggregated | 2064 | 2.413e-05 | 58.7222 | 0.0014169 | 2064 | Mitigation | 0.95 | 45 | 0 | esc | 0.00097009 | 2.3408e-08 | 0.00097009 | 2.3408e-08 | 0.0032972 | 1.6373e-07 | 0.014004 | 7.9661e-09
[120 empty] | 7.3.3.17.5 (Remote Grid) Updates to grid topology to minimize risk of ignition in HFTDs Remote GridWLDFRContaminationAggregated | WLDFR | HFTD - Distribution - Tier 3 - 1QU CoRE ¦ 1QU LoRE | Non-Red Flag Warning - Small Fires | Contamination | Aggregated | 2065 | 2.413e-05 | 58.7222 | 0.0014169 | 2065 | Mitigation | 0.95 | 45 | 0 | esc | 0.00097009 | 2.3408e-08 | 0.00097009 | 2.3408e-08 | 0.0032972 | 1.6373e-07 | 0.014004 | 7.9661e-09
[120 empty] | 7.3.3.17.5 (Remote Grid) Updates to grid topology to minimize risk of ignition in HFTDs Remote GridWLDFRContaminationAggregated | WLDFR | HFTD - Distribution - Tier 3 - 1QU CoRE ¦ 1QU LoRE | Non-Red Flag Warning - Small Fires | Contamination | Aggregated | 2066 | 2.413e-05 | 58.7222 | 0.0014169 | 2066 | Mitigation | 0.95 | 45 | 0 | esc | 0.00097009 | 2.3408e-08 | 0.00097009 | 2.3408e-08 | 0.0032972 | 1.6373e-07 | 0.014004 | 7.9661e-09
[120 empty] | 7.3.3.17.5 (Remote Grid) Updates to grid topology to minimize risk of ignition in HFTDs Remote GridWLDFRContaminationAggregated | WLDFR | HFTD - Distribution - Tier 3 - 1QU CoRE ¦ 1QU LoRE | Non-Red Flag Warning - Small Fires | Contamination | Aggregated | 2067 | 2.413e-05 | 58.7222 | 0.0014169 | 2067 | Mitigation | 0.95 | 45 | 0 | esc | 0 | 0 | 0.00097009 | 2.3408e-08 | 0.0032972 | 1.6373e-07 | 0.014004 | 7.9661e-09
[120 empty] | 7.3.3.17.5 (Remote Grid) Updates to grid topology to minimize risk of ignition in HFTDs Remote GridWLDFREquipment / facility failureAggregated | WLDFR | HFTD - Distribution - Tier 3 - 1QU CoRE ¦ 1QU LoRE | Non-Red Flag Warning - Small Fires | Equipment / facility failure | Aggregated | 2022 | 0.0013232 | 58.7222 | 0.0777 | 2022 | Mitigation | 0.95 | 45 | 0 | esc | 0.00097009 | 1.2836e-06 | 0 | 0 | 0.0032972 | 1.6373e-07 | 0.014004 | 7.9661e-09
[120 empty] | 7.3.3.17.5 (Remote Grid) Updates to grid topology to minimize risk of ignition in HFTDs Remote GridWLDFREquipment / facility failureAggregated | WLDFR | HFTD - Distribution - Tier 3 - 1QU CoRE ¦ 1QU LoRE | Non-Red Flag Warning - Small Fires | Equipment / facility failure | Aggregated | 2023 | 0.0013232 | 58.7222 | 0.0777 | 2023 | Mitigation | 0.95 | 45 | 0 | esc | 0.00097009 | 1.2836e-06 | 0.00097009 | 1.2836e-06 | 0.0032972 | 1.6373e-07 | 0.014004 | 7.9661e-09
[120 empty] | 7.3.3.17.5 (Remote Grid) Updates to grid topology to minimize risk of ignition in HFTDs Remote GridWLDFREquipment / facility failureAggregated | WLDFR | HFTD - Distribution - Tier 3 - 1QU CoRE ¦ 1QU LoRE | Non-Red Flag Warning - Small Fires | Equipment / facility failure | Aggregated | 2024 | 0.0013232 | 58.7222 | 0.0777 | 2024 | Mitigation | 0.95 | 45 | 0 | esc | 0.00097009 | 1.2836e-06 | 0.00097009 | 1.2836e-06 | 0.0032972 | 1.6373e-07 | 0.014004 | 7.9661e-09
[120 empty] | 7.3.3.17.5 (Remote Grid) Updates to grid topology to minimize risk of ignition in HFTDs Remote GridWLDFREquipment / facility failureAggregated | WLDFR | HFTD - Distribution - Tier 3 - 1QU CoRE ¦ 1QU LoRE | Non-Red Flag Warning - Small Fires | Equipment / facility failure | Aggregated | 2025 | 0.0013232 | 58.7222 | 0.0777 | 2025 | Mitigation | 0.95 | 45 | 0 | esc | 0.00097009 | 1.2836e-06 | 0.00097009 | 1.2836e-06 | 0.0032972 | 1.6373e-07 | 0.014004 | 7.9661e-09
[120 empty] | 7.3.3.17.5 (Remote Grid) Updates to grid topology to minimize risk of ignition in HFTDs Remote GridWLDFREquipment / facility failureAggregated | WLDFR | HFTD - Distribution - Tier 3 - 1QU CoRE ¦ 1QU LoRE | Non-Red Flag Warning - Small Fires | Equipment / facility failure | Aggregated | 2026 | 0.0013232 | 58.7222 | 0.0777 | 2026 | Mitigation | 0.95 | 45 | 0 | esc | 0.00097009 | 1.2836e-06 | 0.00097009 | 1.2836e-06 | 0.0032972 | 1.6373e-07 | 0.014004 | 7.9661e-09
[120 empty] | 7.3.3.17.5 (Remote Grid) Updates to grid topology to minimize risk of ignition in HFTDs Remote GridWLDFREquipment / facility failureAggregated | WLDFR | HFTD - Distribution - Tier 3 - 1QU CoRE ¦ 1QU LoRE | Non-Red Flag Warning - Small Fires | Equipment / facility failure | Aggregated | 2027 | 0.0013232 | 58.7222 | 0.0777 | 2027 | Mitigation | 0.95 | 45 | 0 | esc | 0.00097009 | 1.2836e-06 | 0.00097009 | 1.2836e-06 | 0.0032972 | 1.6373e-07 | 0.014004 | 7.9661e-09
[120 empty] | 7.3.3.17.5 (Remote Grid) Updates to grid topology to minimize risk of ignition in HFTDs Remote GridWLDFREquipment / facility failureAggregated | WLDFR | HFTD - Distribution - Tier 3 - 1QU CoRE ¦ 1QU LoRE | Non-Red Flag Warning - Small Fires | Equipment / facility failure | Aggregated | 2028 | 0.0013232 | 58.7222 | 0.0777 | 2028 | Mitigation | 0.95 | 45 | 0 | esc | 0.00097009 | 1.2836e-06 | 0.00097009 | 1.2836e-06 | 0.0032972 | 1.6373e-07 | 0.014004 | 7.9661e-09
[120 empty] | 7.3.3.17.5 (Remote Grid) Updates to grid topology to minimize risk of ignition in HFTDs Remote GridWLDFREquipment / facility failureAggregated | WLDFR | HFTD - Distribution - Tier 3 - 1QU CoRE ¦ 1QU LoRE | Non-Red Flag Warning - Small Fires | Equipment / facility failure | Aggregated | 2029 | 0.0013232 | 58.7222 | 0.0777 | 2029 | Mitigation | 0.95 | 45 | 0 | esc | 0.00097009 | 1.2836e-06 | 0.00097009 | 1.2836e-06 | 0.0032972 | 1.6373e-07 | 0.014004 | 7.9661e-09
[120 empty] | 7.3.3.17.5 (Remote Grid) Updates to grid topology to minimize risk of ignition in HFTDs Remote GridWLDFREquipment / facility failureAggregated | WLDFR | HFTD - Distribution - Tier 3 - 1QU CoRE ¦ 1QU LoRE | Non-Red Flag Warning - Small Fires | Equipment / facility failure | Aggregated | 2030 | 0.0013232 | 58.7222 | 0.0777 | 2030 | Mitigation | 0.95 | 45 | 0 | esc | 0.00097009 | 1.2836e-06 | 0.00097009 | 1.2836e-06 | 0.0032972 | 1.6373e-07 | 0.014004 | 7.9661e-09
[120 empty] | 7.3.3.17.5 (Remote Grid) Updates to grid topology to minimize risk of ignition in HFTDs Remote GridWLDFREquipment / facility failureAggregated | WLDFR | HFTD - Distribution - Tier 3 - 1QU CoRE ¦ 1QU LoRE | Non-Red Flag Warning - Small Fires | Equipment / facility failure | Aggregated | 2031 | 0.0013232 | 58.7222 | 0.0777 | 2031 | Mitigation | 0.95 | 45 | 0 | esc | 0.00097009 | 1.2836e-06 | 0.00097009 | 1.2836e-06 | 0.0032972 | 1.6373e-07 | 0.014004 | 7.9661e-09
[120 empty] | 7.3.3.17.5 (Remote Grid) Updates to grid topology to minimize risk of ignition in HFTDs Remote GridWLDFREquipment / facility failureAggregated | WLDFR | HFTD - Distribution - Tier 3 - 1QU CoRE ¦ 1QU LoRE | Non-Red Flag Warning - Small Fires | Equipment / facility failure | Aggregated | 2032 | 0.0013232 | 58.7222 | 0.0777 | 2032 | Mitigation | 0.95 | 45 | 0 | esc | 0.00097009 | 1.2836e-06 | 0.00097009 | 1.2836e-06 | 0.0032972 | 1.6373e-07 | 0.014004 | 7.9661e-09
[120 empty] | 7.3.3.17.5 (Remote Grid) Updates to grid topology to minimize risk of ignition in HFTDs Remote GridWLDFREquipment / facility failureAggregated | WLDFR | HFTD - Distribution - Tier 3 - 1QU CoRE ¦ 1QU LoRE | Non-Red Flag Warning - Small Fires | Equipment / facility failure | Aggregated | 2033 | 0.0013232 | 58.7222 | 0.0777 | 2033 | Mitigation | 0.95 | 45 | 0 | esc | 0.00097009 | 1.2836e-06 | 0.00097009 | 1.2836e-06 | 0.0032972 | 1.6373e-07 | 0.014004 | 7.9661e-09
[120 empty] | 7.3.3.17.5 (Remote Grid) Updates to grid topology to minimize risk of ignition in HFTDs Remote GridWLDFREquipment / facility failureAggregated | WLDFR | HFTD - Distribution - Tier 3 - 1QU CoRE ¦ 1QU LoRE | Non-Red Flag Warning - Small Fires | Equipment / facility failure | Aggregated | 2034 | 0.0013232 | 58.7222 | 0.0777 | 2034 | Mitigation | 0.95 | 45 | 0 | esc | 0.00097009 | 1.2836e-06 | 0.00097009 | 1.2836e-06 | 0.0032972 | 1.6373e-07 | 0.014004 | 7.9661e-09
[120 empty] | 7.3.3.17.5 (Remote Grid) Updates to grid topology to minimize risk of ignition in HFTDs Remote GridWLDFREquipment / facility failureAggregated | WLDFR | HFTD - Distribution - Tier 3 - 1QU CoRE ¦ 1QU LoRE | Non-Red Flag Warning - Small Fires | Equipment / facility failure | Aggregated | 2035 | 0.0013232 | 58.7222 | 0.0777 | 2035 | Mitigation | 0.95 | 45 | 0 | esc | 0.00097009 | 1.2836e-06 | 0.00097009 | 1.2836e-06 | 0.0032972 | 1.6373e-07 | 0.014004 | 7.9661e-09
[120 empty] | 7.3.3.17.5 (Remote Grid) Updates to grid topology to minimize risk of ignition in HFTDs Remote GridWLDFREquipment / facility failureAggregated | WLDFR | HFTD - Distribution - Tier 3 - 1QU CoRE ¦ 1QU LoRE | Non-Red Flag Warning - Small Fires | Equipment / facility failure | Aggregated | 2036 | 0.0013232 | 58.7222 | 0.0777 | 2036 | Mitigation | 0.95 | 45 | 0 | esc | 0.00097009 | 1.2836e-06 | 0.00097009 | 1.2836e-06 | 0.0032972 | 1.6373e-07 | 0.014004 | 7.9661e-09
[120 empty] | 7.3.3.17.5 (Remote Grid) Updates to grid topology to minimize risk of ignition in HFTDs Remote GridWLDFREquipment / facility failureAggregated | WLDFR | HFTD - Distribution - Tier 3 - 1QU CoRE ¦ 1QU LoRE | Non-Red Flag Warning - Small Fires | Equipment / facility failure | Aggregated | 2037 | 0.0013232 | 58.7222 | 0.0777 | 2037 | Mitigation | 0.95 | 45 | 0 | esc | 0.00097009 | 1.2836e-06 | 0.00097009 | 1.2836e-06 | 0.0032972 | 1.6373e-07 | 0.014004 | 7.9661e-09
[120 empty] | 7.3.3.17.5 (Remote Grid) Updates to grid topology to minimize risk of ignition in HFTDs Remote GridWLDFREquipment / facility failureAggregated | WLDFR | HFTD - Distribution - Tier 3 - 1QU CoRE ¦ 1QU LoRE | Non-Red Flag Warning - Small Fires | Equipment / facility failure | Aggregated | 2038 | 0.0013232 | 58.7222 | 0.0777 | 2038 | Mitigation | 0.95 | 45 | 0 | esc | 0.00097009 | 1.2836e-06 | 0.00097009 | 1.2836e-06 | 0.0032972 | 1.6373e-07 | 0 | 0
[120 empty] | 7.3.3.17.5 (Remote Grid) Updates to grid topology to minimize risk of ignition in HFTDs Remote GridWLDFREquipment / facility failureAggregated | WLDFR | HFTD - Distribution - Tier 3 - 1QU CoRE ¦ 1QU LoRE | Non-Red Flag Warning - Small Fires | Equipment / facility failure | Aggregated | 2039 | 0.0013232 | 58.7222 | 0.0777 | 2039 | Mitigation | 0.95 | 45 | 0 | esc | 0.00097009 | 1.2836e-06 | 0.00097009 | 1.2836e-06 | 0.0032972 | 1.6373e-07 | 0 | 0
[120 empty] | 7.3.3.17.5 (Remote Grid) Updates to grid topology to minimize risk of ignition in HFTDs Remote GridWLDFREquipment / facility failureAggregated | WLDFR | HFTD - Distribution - Tier 3 - 1QU CoRE ¦ 1QU LoRE | Non-Red Flag Warning - Small Fires | Equipment / facility failure | Aggregated | 2040 | 0.0013232 | 58.7222 | 0.0777 | 2040 | Mitigation | 0.95 | 45 | 0 | esc | 0.00097009 | 1.2836e-06 | 0.00097009 | 1.2836e-06 | 0 | 0 | 0.012777 | 6.6507e-09
[120 empty] | 7.3.3.17.5 (Remote Grid) Updates to grid topology to minimize risk of ignition in HFTDs Remote GridWLDFREquipment / facility failureAggregated | WLDFR | HFTD - Distribution - Tier 3 - 1QU CoRE ¦ 1QU LoRE | Non-Red Flag Warning - Small Fires | Equipment / facility failure | Aggregated | 2041 | 0.0013232 | 58.7222 | 0.0777 | 2041 | Mitigation | 0.95 | 45 | 0 | esc | 0.00097009 | 1.2836e-06 | 0.00097009 | 1.2836e-06 | 0.0032972 | 1.0857e-09 | 0.012777 | 6.6507e-09
[120 empty] | 7.3.3.17.5 (Remote Grid) Updates to grid topology to minimize risk of ignition in HFTDs Remote GridWLDFREquipment / facility failureAggregated | WLDFR | HFTD - Distribution - Tier 3 - 1QU CoRE ¦ 1QU LoRE | Non-Red Flag Warning - Small Fires | Equipment / facility failure | Aggregated | 2042 | 0.0013232 | 58.7222 | 0.0777 | 2042 | Mitigation | 0.95 | 45 | 0 | esc | 0.00097009 | 1.2836e-06 | 0.00097009 | 1.2836e-06 | 0.0032972 | 1.0857e-09 | 0.012777 | 6.6507e-09
[120 empty] | 7.3.3.17.5 (Remote Grid) Updates to grid topology to minimize risk of ignition in HFTDs Remote GridWLDFREquipment / facility failureAggregated | WLDFR | HFTD - Distribution - Tier 3 - 1QU CoRE ¦ 1QU LoRE | Non-Red Flag Warning - Small Fires | Equipment / facility failure | Aggregated | 2043 | 0.0013232 | 58.7222 | 0.0777 | 2043 | Mitigation | 0.95 | 45 | 0 | esc | 0.00097009 | 1.2836e-06 | 0.00097009 | 1.2836e-06 | 0.0032972 | 1.0857e-09 | 0.012777 | 6.6507e-09
[120 empty] | 7.3.3.17.5 (Remote Grid) Updates to grid topology to minimize risk of ignition in HFTDs Remote GridWLDFREquipment / facility failureAggregated | WLDFR | HFTD - Distribution - Tier 3 - 1QU CoRE ¦ 1QU LoRE | Non-Red Flag Warning - Small Fires | Equipment / facility failure | Aggregated | 2044 | 0.0013232 | 58.7222 | 0.0777 | 2044 | Mitigation | 0.95 | 45 | 0 | esc | 0.00097009 | 1.2836e-06 | 0.00097009 | 1.2836e-06 | 0.0032972 | 1.0857e-09 | 0.012777 | 6.6507e-09
[120 empty] | 7.3.3.17.5 (Remote Grid) Updates to grid topology to minimize risk of ignition in HFTDs Remote GridWLDFREquipment / facility failureAggregated | WLDFR | HFTD - Distribution - Tier 3 - 1QU CoRE ¦ 1QU LoRE | Non-Red Flag Warning - Small Fires | Equipment / facility failure | Aggregated | 2045 | 0.0013232 | 58.7222 | 0.0777 | 2045 | Mitigation | 0.95 | 45 | 0 | esc | 0.00097009 | 1.2836e-06 | 0.00097009 | 1.2836e-06 | 0.0032972 | 1.0857e-09 | 0.012777 | 6.6507e-09
[120 empty] | 7.3.3.17.5 (Remote Grid) Updates to grid topology to minimize risk of ignition in HFTDs Remote GridWLDFREquipment / facility failureAggregated | WLDFR | HFTD - Distribution - Tier 3 - 1QU CoRE ¦ 1QU LoRE | Non-Red Flag Warning - Small Fires | Equipment / facility failure | Aggregated | 2046 | 0.0013232 | 58.7222 | 0.0777 | 2046 | Mitigation | 0.95 | 45 | 0 | esc | 0.00097009 | 1.2836e-06 | 0.00097009 | 1.2836e-06 | 0.0032972 | 1.0857e-09 | 0.012777 | 6.6507e-09
[120 empty] | 7.3.3.17.5 (Remote Grid) Updates to grid topology to minimize risk of ignition in HFTDs Remote GridWLDFREquipment / facility failureAggregated | WLDFR | HFTD - Distribution - Tier 3 - 1QU CoRE ¦ 1QU LoRE | Non-Red Flag Warning - Small Fires | Equipment / facility failure | Aggregated | 2047 | 0.0013232 | 58.7222 | 0.0777 | 2047 | Mitigation | 0.95 | 45 | 0 | esc | 0.00097009 | 1.2836e-06 | 0.00097009 | 1.2836e-06 | 0.0032972 | 1.0857e-09 | 0.012777 | 6.6507e-09
[120 empty] | 7.3.3.17.5 (Remote Grid) Updates to grid topology to minimize risk of ignition in HFTDs Remote GridWLDFREquipment / facility failureAggregated | WLDFR | HFTD - Distribution - Tier 3 - 1QU CoRE ¦ 1QU LoRE | Non-Red Flag Warning - Small Fires | Equipment / facility failure | Aggregated | 2048 | 0.0013232 | 58.7222 | 0.0777 | 2048 | Mitigation | 0.95 | 45 | 0 | esc | 0.00097009 | 1.2836e-06 | 0.00097009 | 1.2836e-06 | 0.0032972 | 1.0857e-09 | 0.012777 | 6.6507e-09
[120 empty] | 7.3.3.17.5 (Remote Grid) Updates to grid topology to minimize risk of ignition in HFTDs Remote GridWLDFREquipment / facility failureAggregated | WLDFR | HFTD - Distribution - Tier 3 - 1QU CoRE ¦ 1QU LoRE | Non-Red Flag Warning - Small Fires | Equipment / facility failure | Aggregated | 2049 | 0.0013232 | 58.7222 | 0.0777 | 2049 | Mitigation | 0.95 | 45 | 0 | esc | 0.00097009 | 1.2836e-06 | 0.00097009 | 1.2836e-06 | 0.0032972 | 1.0857e-09 | 0.012777 | 6.6507e-09
[120 empty] | 7.3.3.17.5 (Remote Grid) Updates to grid topology to minimize risk of ignition in HFTDs Remote GridWLDFREquipment / facility failureAggregated | WLDFR | HFTD - Distribution - Tier 3 - 1QU CoRE ¦ 1QU LoRE | Non-Red Flag Warning - Small Fires | Equipment / facility failure | Aggregated | 2050 | 0.0013232 | 58.7222 | 0.0777 | 2050 | Mitigation | 0.95 | 45 | 0 | esc | 0.00097009 | 1.2836e-06 | 0.00097009 | 1.2836e-06 | 0.0032972 | 1.0857e-09 | 0.012777 | 6.6507e-09
[120 empty] | 7.3.3.17.5 (Remote Grid) Updates to grid topology to minimize risk of ignition in HFTDs Remote GridWLDFREquipment / facility failureAggregated | WLDFR | HFTD - Distribution - Tier 3 - 1QU CoRE ¦ 1QU LoRE | Non-Red Flag Warning - Small Fires | Equipment / facility failure | Aggregated | 2051 | 0.0013232 | 58.7222 | 0.0777 | 2051 | Mitigation | 0.95 | 45 | 0 | esc | 0.00097009 | 1.2836e-06 | 0.00097009 | 1.2836e-06 | 0.0032972 | 1.0857e-09 | 0.012777 | 6.6507e-09
[120 empty] | 7.3.3.17.5 (Remote Grid) Updates to grid topology to minimize risk of ignition in HFTDs Remote GridWLDFREquipment / facility failureAggregated | WLDFR | HFTD - Distribution - Tier 3 - 1QU CoRE ¦ 1QU LoRE | Non-Red Flag Warning - Small Fires | Equipment / facility failure | Aggregated | 2052 | 0.0013232 | 58.7222 | 0.0777 | 2052 | Mitigation | 0.95 | 45 | 0 | esc | 0.00097009 | 1.2836e-06 | 0.00097009 | 1.2836e-06 | 0.0032972 | 1.0857e-09 | 0.012777 | 6.6507e-09
[120 empty] | 7.3.3.17.5 (Remote Grid) Updates to grid topology to minimize risk of ignition in HFTDs Remote GridWLDFREquipment / facility failureAggregated | WLDFR | HFTD - Distribution - Tier 3 - 1QU CoRE ¦ 1QU LoRE | Non-Red Flag Warning - Small Fires | Equipment / facility failure | Aggregated | 2053 | 0.0013232 | 58.7222 | 0.0777 | 2053 | Mitigation | 0.95 | 45 | 0 | esc | 0.00097009 | 1.2836e-06 | 0.00097009 | 1.2836e-06 | 0.0032972 | 1.0857e-09 | 0.012777 | 6.6507e-09
[120 empty] | 7.3.3.17.5 (Remote Grid) Updates to grid topology to minimize risk of ignition in HFTDs Remote GridWLDFREquipment / facility failureAggregated | WLDFR | HFTD - Distribution - Tier 3 - 1QU CoRE ¦ 1QU LoRE | Non-Red Flag Warning - Small Fires | Equipment / facility failure | Aggregated | 2054 | 0.0013232 | 58.7222 | 0.0777 | 2054 | Mitigation | 0.95 | 45 | 0 | esc | 0.00097009 | 1.2836e-06 | 0.00097009 | 1.2836e-06 | 0.0032972 | 1.0857e-09 | 0.012777 | 6.6507e-09
[120 empty] | 7.3.3.17.5 (Remote Grid) Updates to grid topology to minimize risk of ignition in HFTDs Remote GridWLDFREquipment / facility failureAggregated | WLDFR | HFTD - Distribution - Tier 3 - 1QU CoRE ¦ 1QU LoRE | Non-Red Flag Warning - Small Fires | Equipment / facility failure | Aggregated | 2055 | 0.0013232 | 58.7222 | 0.0777 | 2055 | Mitigation | 0.95 | 45 | 0 | esc | 0.00097009 | 1.2836e-06 | 0.00097009 | 1.2836e-06 | 0.0032972 | 1.0857e-09 | 0.012777 | 6.6507e-09
[120 empty] | 7.3.3.17.5 (Remote Grid) Updates to grid topology to minimize risk of ignition in HFTDs Remote GridWLDFREquipment / facility failureAggregated | WLDFR | HFTD - Distribution - Tier 3 - 1QU CoRE ¦ 1QU LoRE | Non-Red Flag Warning - Small Fires | Equipment / facility failure | Aggregated | 2056 | 0.0013232 | 58.7222 | 0.0777 | 2056 | Mitigation | 0.95 | 45 | 0 | esc | 0.00097009 | 1.2836e-06 | 0.00097009 | 1.2836e-06 | 0.0032972 | 1.0857e-09 | 0.012777 | 6.6507e-09
[120 empty] | 7.3.3.17.5 (Remote Grid) Updates to grid topology to minimize risk of ignition in HFTDs Remote GridWLDFREquipment / facility failureAggregated | WLDFR | HFTD - Distribution - Tier 3 - 1QU CoRE ¦ 1QU LoRE | Non-Red Flag Warning - Small Fires | Equipment / facility failure | Aggregated | 2057 | 0.0013232 | 58.7222 | 0.0777 | 2057 | Mitigation | 0.95 | 45 | 0 | esc | 0.00097009 | 1.2836e-06 | 0.00097009 | 1.2836e-06 | 0.0032972 | 1.0857e-09 | 0.012777 | 6.6507e-09
[120 empty] | 7.3.3.17.5 (Remote Grid) Updates to grid topology to minimize risk of ignition in HFTDs Remote GridWLDFREquipment / facility failureAggregated | WLDFR | HFTD - Distribution - Tier 3 - 1QU CoRE ¦ 1QU LoRE | Non-Red Flag Warning - Small Fires | Equipment / facility failure | Aggregated | 2058 | 0.0013232 | 58.7222 | 0.0777 | 2058 | Mitigation | 0.95 | 45 | 0 | esc | 0.00097009 | 1.2836e-06 | 0.00097009 | 1.2836e-06 | 0.0032972 | 1.0857e-09 | 0.012777 | 6.6507e-09
[120 empty] | 7.3.3.17.5 (Remote Grid) Updates to grid topology to minimize risk of ignition in HFTDs Remote GridWLDFREquipment / facility failureAggregated | WLDFR | HFTD - Distribution - Tier 3 - 1QU CoRE ¦ 1QU LoRE | Non-Red Flag Warning - Small Fires | Equipment / facility failure | Aggregated | 2059 | 0.0013232 | 58.7222 | 0.0777 | 2059 | Mitigation | 0.95 | 45 | 0 | esc | 0.00097009 | 1.2836e-06 | 0.00097009 | 1.2836e-06 | 0.0032972 | 1.0857e-09 | 0.012777 | 6.6507e-09
[120 empty] | 7.3.3.17.5 (Remote Grid) Updates to grid topology to minimize risk of ignition in HFTDs Remote GridWLDFREquipment / facility failureAggregated | WLDFR | HFTD - Distribution - Tier 3 - 1QU CoRE ¦ 1QU LoRE | Non-Red Flag Warning - Small Fires | Equipment / facility failure | Aggregated | 2060 | 0.0013232 | 58.7222 | 0.0777 | 2060 | Mitigation | 0.95 | 45 | 0 | esc | 0.00097009 | 1.2836e-06 | 0.00097009 | 1.2836e-06 | 0.0032972 | 1.0857e-09 | 0.012777 | 6.6507e-09
[120 empty] | 7.3.3.17.5 (Remote Grid) Updates to grid topology to minimize risk of ignition in HFTDs Remote GridWLDFREquipment / facility failureAggregated | WLDFR | HFTD - Distribution - Tier 3 - 1QU CoRE ¦ 1QU LoRE | Non-Red Flag Warning - Small Fires | Equipment / facility failure | Aggregated | 2061 | 0.0013232 | 58.7222 | 0.0777 | 2061 | Mitigation | 0.95 | 45 | 0 | esc | 0.00097009 | 1.2836e-06 | 0.00097009 | 1.2836e-06 | 0.0032972 | 1.0857e-09 | 0.012777 | 6.6507e-09
[120 empty] | 7.3.3.17.5 (Remote Grid) Updates to grid topology to minimize risk of ignition in HFTDs Remote GridWLDFREquipment / facility failureAggregated | WLDFR | HFTD - Distribution - Tier 3 - 1QU CoRE ¦ 1QU LoRE | Non-Red Flag Warning - Small Fires | Equipment / facility failure | Aggregated | 2062 | 0.0013232 | 58.7222 | 0.0777 | 2062 | Mitigation | 0.95 | 45 | 0 | esc | 0.00097009 | 1.2836e-06 | 0.00097009 | 1.2836e-06 | 0.0032972 | 1.0857e-09 | 0.012777 | 6.6507e-09
[120 empty] | 7.3.3.17.5 (Remote Grid) Updates to grid topology to minimize risk of ignition in HFTDs Remote GridWLDFREquipment / facility failureAggregated | WLDFR | HFTD - Distribution - Tier 3 - 1QU CoRE ¦ 1QU LoRE | Non-Red Flag Warning - Small Fires | Equipment / facility failure | Aggregated | 2063 | 0.0013232 | 58.7222 | 0.0777 | 2063 | Mitigation | 0.95 | 45 | 0 | esc | 0.00097009 | 1.2836e-06 | 0.00097009 | 1.2836e-06 | 0.0032972 | 1.0857e-09 | 0.012777 | 6.6507e-09
[120 empty] | 7.3.3.17.5 (Remote Grid) Updates to grid topology to minimize risk of ignition in HFTDs Remote GridWLDFREquipment / facility failureAggregated | WLDFR | HFTD - Distribution - Tier 3 - 1QU CoRE ¦ 1QU LoRE | Non-Red Flag Warning - Small Fires | Equipment / facility failure | Aggregated | 2064 | 0.0013232 | 58.7222 | 0.0777 | 2064 | Mitigation | 0.95 | 45 | 0 | esc | 0.00097009 | 1.2836e-06 | 0.00097009 | 1.2836e-06 | 0.0032972 | 1.0857e-09 | 0.012777 | 6.6507e-09
[120 empty] | 7.3.3.17.5 (Remote Grid) Updates to grid topology to minimize risk of ignition in HFTDs Remote GridWLDFREquipment / facility failureAggregated | WLDFR | HFTD - Distribution - Tier 3 - 1QU CoRE ¦ 1QU LoRE | Non-Red Flag Warning - Small Fires | Equipment / facility failure | Aggregated | 2065 | 0.0013232 | 58.7222 | 0.0777 | 2065 | Mitigation | 0.95 | 45 | 0 | esc | 0.00097009 | 1.2836e-06 | 0.00097009 | 1.2836e-06 | 0.0032972 | 1.0857e-09 | 0.012777 | 6.6507e-09
[120 empty] | 7.3.3.17.5 (Remote Grid) Updates to grid topology to minimize risk of ignition in HFTDs Remote GridWLDFREquipment / facility failureAggregated | WLDFR | HFTD - Distribution - Tier 3 - 1QU CoRE ¦ 1QU LoRE | Non-Red Flag Warning - Small Fires | Equipment / facility failure | Aggregated | 2066 | 0.0013232 | 58.7222 | 0.0777 | 2066 | Mitigation | 0.95 | 45 | 0 | esc | 0.00097009 | 1.2836e-06 | 0.00097009 | 1.2836e-06 | 0.0032972 | 1.0857e-09 | 0.012777 | 6.6507e-09
[120 empty] | 7.3.3.17.5 (Remote Grid) Updates to grid topology to minimize risk of ignition in HFTDs Remote GridWLDFREquipment / facility failureAggregated | WLDFR | HFTD - Distribution - Tier 3 - 1QU CoRE ¦ 1QU LoRE | Non-Red Flag Warning - Small Fires | Equipment / facility failure | Aggregated | 2067 | 0.0013232 | 58.7222 | 0.0777 | 2067 | Mitigation | 0.95 | 45 | 0 | esc | 0 | 0 | 0.00097009 | 1.2836e-06 | 0.0032972 | 1.0857e-09 | 0.012777 | 6.6507e-09
[120 empty] | 7.3.3.17.5 (Remote Grid) Updates to grid topology to minimize risk of ignition in HFTDs Remote GridWLDFRVegetation ContactAggregated | WLDFR | HFTD - Distribution - Tier 3 - 1QU CoRE ¦ 1QU LoRE | Non-Red Flag Warning - Small Fires | Vegetation Contact | Aggregated | 2022 | 0.0037456 | 58.7222 | 0.21995 | 2022 | Mitigation | 0.95 | 45 | 0 | esc | 0.00097009 | 3.6336e-06 | 0 | 0 | 0.0032972 | 1.0857e-09 | 0.012777 | 6.6507e-09
[120 empty] | 7.3.3.17.5 (Remote Grid) Updates to grid topology to minimize risk of ignition in HFTDs Remote GridWLDFRVegetation ContactAggregated | WLDFR | HFTD - Distribution - Tier 3 - 1QU CoRE ¦ 1QU LoRE | Non-Red Flag Warning - Small Fires | Vegetation Contact | Aggregated | 2023 | 0.0037456 | 58.7222 | 0.21995 | 2023 | Mitigation | 0.95 | 45 | 0 | esc | 0.00097009 | 3.6336e-06 | 0.00097009 | 3.6336e-06 | 0.0032972 | 1.0857e-09 | 0.012777 | 6.6507e-09
[120 empty] | 7.3.3.17.5 (Remote Grid) Updates to grid topology to minimize risk of ignition in HFTDs Remote GridWLDFRVegetation ContactAggregated | WLDFR | HFTD - Distribution - Tier 3 - 1QU CoRE ¦ 1QU LoRE | Non-Red Flag Warning - Small Fires | Vegetation Contact | Aggregated | 2024 | 0.0037456 | 58.7222 | 0.21995 | 2024 | Mitigation | 0.95 | 45 | 0 | esc | 0.00097009 | 3.6336e-06 | 0.00097009 | 3.6336e-06 | 0.0032972 | 1.0857e-09 | 0 | 0
[120 empty] | 7.3.3.17.5 (Remote Grid) Updates to grid topology to minimize risk of ignition in HFTDs Remote GridWLDFRVegetation ContactAggregated | WLDFR | HFTD - Distribution - Tier 3 - 1QU CoRE ¦ 1QU LoRE | Non-Red Flag Warning - Small Fires | Vegetation Contact | Aggregated | 2025 | 0.0037456 | 58.7222 | 0.21995 | 2025 | Mitigation | 0.95 | 45 | 0 | esc | 0.00097009 | 3.6336e-06 | 0.00097009 | 3.6336e-06 | 0.0032972 | 1.0857e-09 | 0 | 0
[120 empty] | 7.3.3.17.5 (Remote Grid) Updates to grid topology to minimize risk of ignition in HFTDs Remote GridWLDFRVegetation ContactAggregated | WLDFR | HFTD - Distribution - Tier 3 - 1QU CoRE ¦ 1QU LoRE | Non-Red Flag Warning - Small Fires | Vegetation Contact | Aggregated | 2026 | 0.0037456 | 58.7222 | 0.21995 | 2026 | Mitigation | 0.95 | 45 | 0 | esc | 0.00097009 | 3.6336e-06 | 0.00097009 | 3.6336e-06 | 0.0032972 | 1.0857e-09 | 0.012705 | 5.0539e-09
[120 empty] | 7.3.3.17.5 (Remote Grid) Updates to grid topology to minimize risk of ignition in HFTDs Remote GridWLDFRVegetation ContactAggregated | WLDFR | HFTD - Distribution - Tier 3 - 1QU CoRE ¦ 1QU LoRE | Non-Red Flag Warning - Small Fires | Vegetation Contact | Aggregated | 2027 | 0.0037456 | 58.7222 | 0.21995 | 2027 | Mitigation | 0.95 | 45 | 0 | esc | 0.00097009 | 3.6336e-06 | 0.00097009 | 3.6336e-06 | 0.0032972 | 1.0857e-09 | 0.012705 | 5.0539e-09
[120 empty] | 7.3.3.17.5 (Remote Grid) Updates to grid topology to minimize risk of ignition in HFTDs Remote GridWLDFRVegetation ContactAggregated | WLDFR | HFTD - Distribution - Tier 3 - 1QU CoRE ¦ 1QU LoRE | Non-Red Flag Warning - Small Fires | Vegetation Contact | Aggregated | 2028 | 0.0037456 | 58.7222 | 0.21995 | 2028 | Mitigation | 0.95 | 45 | 0 | esc | 0.00097009 | 3.6336e-06 | 0.00097009 | 3.6336e-06 | 0.0032972 | 1.0857e-09 | 0.012705 | 5.0539e-09
[120 empty] | 7.3.3.17.5 (Remote Grid) Updates to grid topology to minimize risk of ignition in HFTDs Remote GridWLDFRVegetation ContactAggregated | WLDFR | HFTD - Distribution - Tier 3 - 1QU CoRE ¦ 1QU LoRE | Non-Red Flag Warning - Small Fires | Vegetation Contact | Aggregated | 2029 | 0.0037456 | 58.7222 | 0.21995 | 2029 | Mitigation | 0.95 | 45 | 0 | esc | 0.00097009 | 3.6336e-06 | 0.00097009 | 3.6336e-06 | 0.0032972 | 1.0857e-09 | 0.012705 | 5.0539e-09
[120 empty] | 7.3.3.17.5 (Remote Grid) Updates to grid topology to minimize risk of ignition in HFTDs Remote GridWLDFRVegetation ContactAggregated | WLDFR | HFTD - Distribution - Tier 3 - 1QU CoRE ¦ 1QU LoRE | Non-Red Flag Warning - Small Fires | Vegetation Contact | Aggregated | 2030 | 0.0037456 | 58.7222 | 0.21995 | 2030 | Mitigation | 0.95 | 45 | 0 | esc | 0.00097009 | 3.6336e-06 | 0.00097009 | 3.6336e-06 | 0.0032972 | 1.0857e-09 | 0.012705 | 5.0539e-09
[120 empty] | 7.3.3.17.5 (Remote Grid) Updates to grid topology to minimize risk of ignition in HFTDs Remote GridWLDFRVegetation ContactAggregated | WLDFR | HFTD - Distribution - Tier 3 - 1QU CoRE ¦ 1QU LoRE | Non-Red Flag Warning - Small Fires | Vegetation Contact | Aggregated | 2031 | 0.0037456 | 58.7222 | 0.21995 | 2031 | Mitigation | 0.95 | 45 | 0 | esc | 0.00097009 | 3.6336e-06 | 0.00097009 | 3.6336e-06 | 0.0032972 | 1.0857e-09 | 0.012705 | 5.0539e-09
[120 empty] | 7.3.3.17.5 (Remote Grid) Updates to grid topology to minimize risk of ignition in HFTDs Remote GridWLDFRVegetation ContactAggregated | WLDFR | HFTD - Distribution - Tier 3 - 1QU CoRE ¦ 1QU LoRE | Non-Red Flag Warning - Small Fires | Vegetation Contact | Aggregated | 2032 | 0.0037456 | 58.7222 | 0.21995 | 2032 | Mitigation | 0.95 | 45 | 0 | esc | 0.00097009 | 3.6336e-06 | 0.00097009 | 3.6336e-06 | 0.0032972 | 1.0857e-09 | 0.012705 | 5.0539e-09
[120 empty] | 7.3.3.17.5 (Remote Grid) Updates to grid topology to minimize risk of ignition in HFTDs Remote GridWLDFRVegetation ContactAggregated | WLDFR | HFTD - Distribution - Tier 3 - 1QU CoRE ¦ 1QU LoRE | Non-Red Flag Warning - Small Fires | Vegetation Contact | Aggregated | 2033 | 0.0037456 | 58.7222 | 0.21995 | 2033 | Mitigation | 0.95 | 45 | 0 | esc | 0.00097009 | 3.6336e-06 | 0.00097009 | 3.6336e-06 | 0.0032972 | 1.0857e-09 | 0.012705 | 5.0539e-09
[120 empty] | 7.3.3.17.5 (Remote Grid) Updates to grid topology to minimize risk of ignition in HFTDs Remote GridWLDFRVegetation ContactAggregated | WLDFR | HFTD - Distribution - Tier 3 - 1QU CoRE ¦ 1QU LoRE | Non-Red Flag Warning - Small Fires | Vegetation Contact | Aggregated | 2034 | 0.0037456 | 58.7222 | 0.21995 | 2034 | Mitigation | 0.95 | 45 | 0 | esc | 0.00097009 | 3.6336e-06 | 0.00097009 | 3.6336e-06 | 0.0032972 | 1.0857e-09 | 0.012705 | 5.0539e-09
[120 empty] | 7.3.3.17.5 (Remote Grid) Updates to grid topology to minimize risk of ignition in HFTDs Remote GridWLDFRVegetation ContactAggregated | WLDFR | HFTD - Distribution - Tier 3 - 1QU CoRE ¦ 1QU LoRE | Non-Red Flag Warning - Small Fires | Vegetation Contact | Aggregated | 2035 | 0.0037456 | 58.7222 | 0.21995 | 2035 | Mitigation | 0.95 | 45 | 0 | esc | 0.00097009 | 3.6336e-06 | 0.00097009 | 3.6336e-06 | 0.0032972 | 1.0857e-09 | 0.012705 | 5.0539e-09
[120 empty] | 7.3.3.17.5 (Remote Grid) Updates to grid topology to minimize risk of ignition in HFTDs Remote GridWLDFRVegetation ContactAggregated | WLDFR | HFTD - Distribution - Tier 3 - 1QU CoRE ¦ 1QU LoRE | Non-Red Flag Warning - Small Fires | Vegetation Contact | Aggregated | 2036 | 0.0037456 | 58.7222 | 0.21995 | 2036 | Mitigation | 0.95 | 45 | 0 | esc | 0.00097009 | 3.6336e-06 | 0.00097009 | 3.6336e-06 | 0.0032972 | 1.0857e-09 | 0.012705 | 5.0539e-09
[120 empty] | 7.3.3.17.5 (Remote Grid) Updates to grid topology to minimize risk of ignition in HFTDs Remote GridWLDFRVegetation ContactAggregated | WLDFR | HFTD - Distribution - Tier 3 - 1QU CoRE ¦ 1QU LoRE | Non-Red Flag Warning - Small Fires | Vegetation Contact | Aggregated | 2037 | 0.0037456 | 58.7222 | 0.21995 | 2037 | Mitigation | 0.95 | 45 | 0 | esc | 0.00097009 | 3.6336e-06 | 0.00097009 | 3.6336e-06 | 0.0032972 | 1.0857e-09 | 0.012705 | 5.0539e-09
[120 empty] | 7.3.3.17.5 (Remote Grid) Updates to grid topology to minimize risk of ignition in HFTDs Remote GridWLDFRVegetation ContactAggregated | WLDFR | HFTD - Distribution - Tier 3 - 1QU CoRE ¦ 1QU LoRE | Non-Red Flag Warning - Small Fires | Vegetation Contact | Aggregated | 2038 | 0.0037456 | 58.7222 | 0.21995 | 2038 | Mitigation | 0.95 | 45 | 0 | esc | 0.00097009 | 3.6336e-06 | 0.00097009 | 3.6336e-06 | 0.0032972 | 1.0857e-09 | 0.012705 | 5.0539e-09
[120 empty] | 7.3.3.17.5 (Remote Grid) Updates to grid topology to minimize risk of ignition in HFTDs Remote GridWLDFRVegetation ContactAggregated | WLDFR | HFTD - Distribution - Tier 3 - 1QU CoRE ¦ 1QU LoRE | Non-Red Flag Warning - Small Fires | Vegetation Contact | Aggregated | 2039 | 0.0037456 | 58.7222 | 0.21995 | 2039 | Mitigation | 0.95 | 45 | 0 | esc | 0.00097009 | 3.6336e-06 | 0.00097009 | 3.6336e-06 | 0.0032972 | 1.0857e-09 | 0.012705 | 5.0539e-09
[120 empty] | 7.3.3.17.5 (Remote Grid) Updates to grid topology to minimize risk of ignition in HFTDs Remote GridWLDFRVegetation ContactAggregated | WLDFR | HFTD - Distribution - Tier 3 - 1QU CoRE ¦ 1QU LoRE | Non-Red Flag Warning - Small Fires | Vegetation Contact | Aggregated | 2040 | 0.0037456 | 58.7222 | 0.21995 | 2040 | Mitigation | 0.95 | 45 | 0 | esc | 0.00097009 | 3.6336e-06 | 0.00097009 | 3.6336e-06 | 0.0032972 | 1.0857e-09 | 0.012705 | 5.0539e-09
[120 empty] | 7.3.3.17.5 (Remote Grid) Updates to grid topology to minimize risk of ignition in HFTDs Remote GridWLDFRVegetation ContactAggregated | WLDFR | HFTD - Distribution - Tier 3 - 1QU CoRE ¦ 1QU LoRE | Non-Red Flag Warning - Small Fires | Vegetation Contact | Aggregated | 2041 | 0.0037456 | 58.7222 | 0.21995 | 2041 | Mitigation | 0.95 | 45 | 0 | esc | 0.00097009 | 3.6336e-06 | 0.00097009 | 3.6336e-06 | 0.0032972 | 1.0857e-09 | 0.012705 | 5.0539e-09
[120 empty] | 7.3.3.17.5 (Remote Grid) Updates to grid topology to minimize risk of ignition in HFTDs Remote GridWLDFRVegetation ContactAggregated | WLDFR | HFTD - Distribution - Tier 3 - 1QU CoRE ¦ 1QU LoRE | Non-Red Flag Warning - Small Fires | Vegetation Contact | Aggregated | 2042 | 0.0037456 | 58.7222 | 0.21995 | 2042 | Mitigation | 0.95 | 45 | 0 | esc | 0.00097009 | 3.6336e-06 | 0.00097009 | 3.6336e-06 | 0.0032972 | 1.0857e-09 | 0.012705 | 5.0539e-09
[120 empty] | 7.3.3.17.5 (Remote Grid) Updates to grid topology to minimize risk of ignition in HFTDs Remote GridWLDFRVegetation ContactAggregated | WLDFR | HFTD - Distribution - Tier 3 - 1QU CoRE ¦ 1QU LoRE | Non-Red Flag Warning - Small Fires | Vegetation Contact | Aggregated | 2043 | 0.0037456 | 58.7222 | 0.21995 | 2043 | Mitigation | 0.95 | 45 | 0 | esc | 0.00097009 | 3.6336e-06 | 0.00097009 | 3.6336e-06 | 0.0032972 | 1.0857e-09 | 0.012705 | 5.0539e-09
[120 empty] | 7.3.3.17.5 (Remote Grid) Updates to grid topology to minimize risk of ignition in HFTDs Remote GridWLDFRVegetation ContactAggregated | WLDFR | HFTD - Distribution - Tier 3 - 1QU CoRE ¦ 1QU LoRE | Non-Red Flag Warning - Small Fires | Vegetation Contact | Aggregated | 2044 | 0.0037456 | 58.7222 | 0.21995 | 2044 | Mitigation | 0.95 | 45 | 0 | esc | 0.00097009 | 3.6336e-06 | 0.00097009 | 3.6336e-06 | 0 | 0 | 0.012705 | 5.0539e-09
[120 empty] | 7.3.3.17.5 (Remote Grid) Updates to grid topology to minimize risk of ignition in HFTDs Remote GridWLDFRVegetation ContactAggregated | WLDFR | HFTD - Distribution - Tier 3 - 1QU CoRE ¦ 1QU LoRE | Non-Red Flag Warning - Small Fires | Vegetation Contact | Aggregated | 2045 | 0.0037456 | 58.7222 | 0.21995 | 2045 | Mitigation | 0.95 | 45 | 0 | esc | 0.00097009 | 3.6336e-06 | 0.00097009 | 3.6336e-06 | 0.0032972 | 6.9089e-07 | 0.012705 | 5.0539e-09
[120 empty] | 7.3.3.17.5 (Remote Grid) Updates to grid topology to minimize risk of ignition in HFTDs Remote GridWLDFRVegetation ContactAggregated | WLDFR | HFTD - Distribution - Tier 3 - 1QU CoRE ¦ 1QU LoRE | Non-Red Flag Warning - Small Fires | Vegetation Contact | Aggregated | 2046 | 0.0037456 | 58.7222 | 0.21995 | 2046 | Mitigation | 0.95 | 45 | 0 | esc | 0.00097009 | 3.6336e-06 | 0.00097009 | 3.6336e-06 | 0.0032972 | 6.9089e-07 | 0.012705 | 5.0539e-09
[120 empty] | 7.3.3.17.5 (Remote Grid) Updates to grid topology to minimize risk of ignition in HFTDs Remote GridWLDFRVegetation ContactAggregated | WLDFR | HFTD - Distribution - Tier 3 - 1QU CoRE ¦ 1QU LoRE | Non-Red Flag Warning - Small Fires | Vegetation Contact | Aggregated | 2047 | 0.0037456 | 58.7222 | 0.21995 | 2047 | Mitigation | 0.95 | 45 | 0 | esc | 0.00097009 | 3.6336e-06 | 0.00097009 | 3.6336e-06 | 0.0032972 | 6.9089e-07 | 0.012705 | 5.0539e-09
[120 empty] | 7.3.3.17.5 (Remote Grid) Updates to grid topology to minimize risk of ignition in HFTDs Remote GridWLDFRVegetation ContactAggregated | WLDFR | HFTD - Distribution - Tier 3 - 1QU CoRE ¦ 1QU LoRE | Non-Red Flag Warning - Small Fires | Vegetation Contact | Aggregated | 2048 | 0.0037456 | 58.7222 | 0.21995 | 2048 | Mitigation | 0.95 | 45 | 0 | esc | 0.00097009 | 3.6336e-06 | 0.00097009 | 3.6336e-06 | 0.0032972 | 6.9089e-07 | 0.012705 | 5.0539e-09
[120 empty] | 7.3.3.17.5 (Remote Grid) Updates to grid topology to minimize risk of ignition in HFTDs Remote GridWLDFRVegetation ContactAggregated | WLDFR | HFTD - Distribution - Tier 3 - 1QU CoRE ¦ 1QU LoRE | Non-Red Flag Warning - Small Fires | Vegetation Contact | Aggregated | 2049 | 0.0037456 | 58.7222 | 0.21995 | 2049 | Mitigation | 0.95 | 45 | 0 | esc | 0.00097009 | 3.6336e-06 | 0.00097009 | 3.6336e-06 | 0.0032972 | 6.9089e-07 | 0.012705 | 5.0539e-09
[120 empty] | 7.3.3.17.5 (Remote Grid) Updates to grid topology to minimize risk of ignition in HFTDs Remote GridWLDFRVegetation ContactAggregated | WLDFR | HFTD - Distribution - Tier 3 - 1QU CoRE ¦ 1QU LoRE | Non-Red Flag Warning - Small Fires | Vegetation Contact | Aggregated | 2050 | 0.0037456 | 58.7222 | 0.21995 | 2050 | Mitigation | 0.95 | 45 | 0 | esc | 0.00097009 | 3.6336e-06 | 0.00097009 | 3.6336e-06 | 0.0032972 | 6.9089e-07 | 0.012705 | 5.0539e-09
[120 empty] | 7.3.3.17.5 (Remote Grid) Updates to grid topology to minimize risk of ignition in HFTDs Remote GridWLDFRVegetation ContactAggregated | WLDFR | HFTD - Distribution - Tier 3 - 1QU CoRE ¦ 1QU LoRE | Non-Red Flag Warning - Small Fires | Vegetation Contact | Aggregated | 2051 | 0.0037456 | 58.7222 | 0.21995 | 2051 | Mitigation | 0.95 | 45 | 0 | esc | 0.00097009 | 3.6336e-06 | 0.00097009 | 3.6336e-06 | 0.0032972 | 6.9089e-07 | 0.012705 | 5.0539e-09
[120 empty] | 7.3.3.17.5 (Remote Grid) Updates to grid topology to minimize risk of ignition in HFTDs Remote GridWLDFRVegetation ContactAggregated | WLDFR | HFTD - Distribution - Tier 3 - 1QU CoRE ¦ 1QU LoRE | Non-Red Flag Warning - Small Fires | Vegetation Contact | Aggregated | 2052 | 0.0037456 | 58.7222 | 0.21995 | 2052 | Mitigation | 0.95 | 45 | 0 | esc | 0.00097009 | 3.6336e-06 | 0.00097009 | 3.6336e-06 | 0.0032972 | 6.9089e-07 | 0.012705 | 5.0539e-09
[120 empty] | 7.3.3.17.5 (Remote Grid) Updates to grid topology to minimize risk of ignition in HFTDs Remote GridWLDFRVegetation ContactAggregated | WLDFR | HFTD - Distribution - Tier 3 - 1QU CoRE ¦ 1QU LoRE | Non-Red Flag Warning - Small Fires | Vegetation Contact | Aggregated | 2053 | 0.0037456 | 58.7222 | 0.21995 | 2053 | Mitigation | 0.95 | 45 | 0 | esc | 0.00097009 | 3.6336e-06 | 0.00097009 | 3.6336e-06 | 0.0032972 | 6.9089e-07 | 0.012705 | 5.0539e-09
[120 empty] | 7.3.3.17.5 (Remote Grid) Updates to grid topology to minimize risk of ignition in HFTDs Remote GridWLDFRVegetation ContactAggregated | WLDFR | HFTD - Distribution - Tier 3 - 1QU CoRE ¦ 1QU LoRE | Non-Red Flag Warning - Small Fires | Vegetation Contact | Aggregated | 2054 | 0.0037456 | 58.7222 | 0.21995 | 2054 | Mitigation | 0.95 | 45 | 0 | esc | 0.00097009 | 3.6336e-06 | 0.00097009 | 3.6336e-06 | 0.0032972 | 6.9089e-07 | 0.012705 | 5.0539e-09
[120 empty] | 7.3.3.17.5 (Remote Grid) Updates to grid topology to minimize risk of ignition in HFTDs Remote GridWLDFRVegetation ContactAggregated | WLDFR | HFTD - Distribution - Tier 3 - 1QU CoRE ¦ 1QU LoRE | Non-Red Flag Warning - Small Fires | Vegetation Contact | Aggregated | 2055 | 0.0037456 | 58.7222 | 0.21995 | 2055 | Mitigation | 0.95 | 45 | 0 | esc | 0.00097009 | 3.6336e-06 | 0.00097009 | 3.6336e-06 | 0.0032972 | 6.9089e-07 | 0.012705 | 5.0539e-09
[120 empty] | 7.3.3.17.5 (Remote Grid) Updates to grid topology to minimize risk of ignition in HFTDs Remote GridWLDFRVegetation ContactAggregated | WLDFR | HFTD - Distribution - Tier 3 - 1QU CoRE ¦ 1QU LoRE | Non-Red Flag Warning - Small Fires | Vegetation Contact | Aggregated | 2056 | 0.0037456 | 58.7222 | 0.21995 | 2056 | Mitigation | 0.95 | 45 | 0 | esc | 0.00097009 | 3.6336e-06 | 0.00097009 | 3.6336e-06 | 0.0032972 | 6.9089e-07 | 0 | 0
[120 empty] | 7.3.3.17.5 (Remote Grid) Updates to grid topology to minimize risk of ignition in HFTDs Remote GridWLDFRVegetation ContactAggregated | WLDFR | HFTD - Distribution - Tier 3 - 1QU CoRE ¦ 1QU LoRE | Non-Red Flag Warning - Small Fires | Vegetation Contact | Aggregated | 2057 | 0.0037456 | 58.7222 | 0.21995 | 2057 | Mitigation | 0.95 | 45 | 0 | esc | 0.00097009 | 3.6336e-06 | 0.00097009 | 3.6336e-06 | 0.0032972 | 6.9089e-07 | 0 | 0
[120 empty] | 7.3.3.17.5 (Remote Grid) Updates to grid topology to minimize risk of ignition in HFTDs Remote GridWLDFRVegetation ContactAggregated | WLDFR | HFTD - Distribution - Tier 3 - 1QU CoRE ¦ 1QU LoRE | Non-Red Flag Warning - Small Fires | Vegetation Contact | Aggregated | 2058 | 0.0037456 | 58.7222 | 0.21995 | 2058 | Mitigation | 0.95 | 45 | 0 | esc | 0.00097009 | 3.6336e-06 | 0.00097009 | 3.6336e-06 | 0.0032972 | 6.9089e-07 | 0.01662 | 8.3439e-10
[120 empty] | 7.3.3.17.5 (Remote Grid) Updates to grid topology to minimize risk of ignition in HFTDs Remote GridWLDFRVegetation ContactAggregated | WLDFR | HFTD - Distribution - Tier 3 - 1QU CoRE ¦ 1QU LoRE | Non-Red Flag Warning - Small Fires | Vegetation Contact | Aggregated | 2059 | 0.0037456 | 58.7222 | 0.21995 | 2059 | Mitigation | 0.95 | 45 | 0 | esc | 0.00097009 | 3.6336e-06 | 0.00097009 | 3.6336e-06 | 0.0032972 | 6.9089e-07 | 0.01662 | 8.3439e-10
[120 empty] | 7.3.3.17.5 (Remote Grid) Updates to grid topology to minimize risk of ignition in HFTDs Remote GridWLDFRVegetation ContactAggregated | WLDFR | HFTD - Distribution - Tier 3 - 1QU CoRE ¦ 1QU LoRE | Non-Red Flag Warning - Small Fires | Vegetation Contact | Aggregated | 2060 | 0.0037456 | 58.7222 | 0.21995 | 2060 | Mitigation | 0.95 | 45 | 0 | esc | 0.00097009 | 3.6336e-06 | 0.00097009 | 3.6336e-06 | 0.0032972 | 6.9089e-07 | 0.01662 | 8.3439e-10
[120 empty] | 7.3.3.17.5 (Remote Grid) Updates to grid topology to minimize risk of ignition in HFTDs Remote GridWLDFRVegetation ContactAggregated | WLDFR | HFTD - Distribution - Tier 3 - 1QU CoRE ¦ 1QU LoRE | Non-Red Flag Warning - Small Fires | Vegetation Contact | Aggregated | 2061 | 0.0037456 | 58.7222 | 0.21995 | 2061 | Mitigation | 0.95 | 45 | 0 | esc | 0.00097009 | 3.6336e-06 | 0.00097009 | 3.6336e-06 | 0.0032972 | 6.9089e-07 | 0.01662 | 8.3439e-10
[120 empty] | 7.3.3.17.5 (Remote Grid) Updates to grid topology to minimize risk of ignition in HFTDs Remote GridWLDFRVegetation ContactAggregated | WLDFR | HFTD - Distribution - Tier 3 - 1QU CoRE ¦ 1QU LoRE | Non-Red Flag Warning - Small Fires | Vegetation Contact | Aggregated | 2062 | 0.0037456 | 58.7222 | 0.21995 | 2062 | Mitigation | 0.95 | 45 | 0 | esc | 0.00097009 | 3.6336e-06 | 0.00097009 | 3.6336e-06 | 0.0032972 | 6.9089e-07 | 0.01662 | 8.3439e-10
[120 empty] | 7.3.3.17.5 (Remote Grid) Updates to grid topology to minimize risk of ignition in HFTDs Remote GridWLDFRVegetation ContactAggregated | WLDFR | HFTD - Distribution - Tier 3 - 1QU CoRE ¦ 1QU LoRE | Non-Red Flag Warning - Small Fires | Vegetation Contact | Aggregated | 2063 | 0.0037456 | 58.7222 | 0.21995 | 2063 | Mitigation | 0.95 | 45 | 0 | esc | 0.00097009 | 3.6336e-06 | 0.00097009 | 3.6336e-06 | 0.0032972 | 6.9089e-07 | 0.01662 | 8.3439e-10
[120 empty] | 7.3.3.17.5 (Remote Grid) Updates to grid topology to minimize risk of ignition in HFTDs Remote GridWLDFRVegetation ContactAggregated | WLDFR | HFTD - Distribution - Tier 3 - 1QU CoRE ¦ 1QU LoRE | Non-Red Flag Warning - Small Fires | Vegetation Contact | Aggregated | 2064 | 0.0037456 | 58.7222 | 0.21995 | 2064 | Mitigation | 0.95 | 45 | 0 | esc | 0.00097009 | 3.6336e-06 | 0.00097009 | 3.6336e-06 | 0.0032972 | 6.9089e-07 | 0.01662 | 8.3439e-10
[120 empty] | 7.3.3.17.5 (Remote Grid) Updates to grid topology to minimize risk of ignition in HFTDs Remote GridWLDFRVegetation ContactAggregated | WLDFR | HFTD - Distribution - Tier 3 - 1QU CoRE ¦ 1QU LoRE | Non-Red Flag Warning - Small Fires | Vegetation Contact | Aggregated | 2065 | 0.0037456 | 58.7222 | 0.21995 | 2065 | Mitigation | 0.95 | 45 | 0 | esc | 0.00097009 | 3.6336e-06 | 0.00097009 | 3.6336e-06 | 0.0032972 | 6.9089e-07 | 0.01662 | 8.3439e-10
[120 empty] | 7.3.3.17.5 (Remote Grid) Updates to grid topology to minimize risk of ignition in HFTDs Remote GridWLDFRVegetation ContactAggregated | WLDFR | HFTD - Distribution - Tier 3 - 1QU CoRE ¦ 1QU LoRE | Non-Red Flag Warning - Small Fires | Vegetation Contact | Aggregated | 2066 | 0.0037456 | 58.7222 | 0.21995 | 2066 | Mitigation | 0.95 | 45 | 0 | esc | 0.00097009 | 3.6336e-06 | 0.00097009 | 3.6336e-06 | 0.0032972 | 6.9089e-07 | 0.01662 | 8.3439e-10
[120 empty] | 7.3.3.17.5 (Remote Grid) Updates to grid topology to minimize risk of ignition in HFTDs Remote GridWLDFRVegetation ContactAggregated | WLDFR | HFTD - Distribution - Tier 3 - 1QU CoRE ¦ 1QU LoRE | Non-Red Flag Warning - Small Fires | Vegetation Contact | Aggregated | 2067 | 0.0037456 | 58.7222 | 0.21995 | 2067 | Mitigation | 0.95 | 45 | 0 | esc | 0 | 0 | 0.00097009 | 3.6336e-06 | 0.0032972 | 6.9089e-07 | 0.01662 | 8.3439e-10
[120 empty] | 7.3.3.17.5 (Remote Grid) Updates to grid topology to minimize risk of ignition in HFTDs Remote GridWLDFRWire-to-wire contactAggregated | WLDFR | HFTD - Distribution - Tier 3 - 1QU CoRE ¦ 1QU LoRE | Non-Red Flag Warning - Small Fires | Wire-to-wire contact | Aggregated | 2022 | 0.00033223 | 58.7222 | 0.01951 | 2022 | Mitigation | 0.95 | 45 | 0 | esc | 0.00097009 | 3.223e-07 | 0 | 0 | 0.0032972 | 6.9089e-07 | 0.01662 | 8.3439e-10
[120 empty] | 7.3.3.17.5 (Remote Grid) Updates to grid topology to minimize risk of ignition in HFTDs Remote GridWLDFRWire-to-wire contactAggregated | WLDFR | HFTD - Distribution - Tier 3 - 1QU CoRE ¦ 1QU LoRE | Non-Red Flag Warning - Small Fires | Wire-to-wire contact | Aggregated | 2023 | 0.00033223 | 58.7222 | 0.01951 | 2023 | Mitigation | 0.95 | 45 | 0 | esc | 0.00097009 | 3.223e-07 | 0.00097009 | 3.223e-07 | 0.0032972 | 6.9089e-07 | 0.01662 | 8.3439e-10
[120 empty] | 7.3.3.17.5 (Remote Grid) Updates to grid topology to minimize risk of ignition in HFTDs Remote GridWLDFRWire-to-wire contactAggregated | WLDFR | HFTD - Distribution - Tier 3 - 1QU CoRE ¦ 1QU LoRE | Non-Red Flag Warning - Small Fires | Wire-to-wire contact | Aggregated | 2024 | 0.00033223 | 58.7222 | 0.01951 | 2024 | Mitigation | 0.95 | 45 | 0 | esc | 0.00097009 | 3.223e-07 | 0.00097009 | 3.223e-07 | 0.0032972 | 6.9089e-07 | 0.01662 | 8.3439e-10
[120 empty] | 7.3.3.17.5 (Remote Grid) Updates to grid topology to minimize risk of ignition in HFTDs Remote GridWLDFRWire-to-wire contactAggregated | WLDFR | HFTD - Distribution - Tier 3 - 1QU CoRE ¦ 1QU LoRE | Non-Red Flag Warning - Small Fires | Wire-to-wire contact | Aggregated | 2025 | 0.00033223 | 58.7222 | 0.01951 | 2025 | Mitigation | 0.95 | 45 | 0 | esc | 0.00097009 | 3.223e-07 | 0.00097009 | 3.223e-07 | 0.0032972 | 6.9089e-07 | 0.01662 | 8.3439e-10
[120 empty] | 7.3.3.17.5 (Remote Grid) Updates to grid topology to minimize risk of ignition in HFTDs Remote GridWLDFRWire-to-wire contactAggregated | WLDFR | HFTD - Distribution - Tier 3 - 1QU CoRE ¦ 1QU LoRE | Non-Red Flag Warning - Small Fires | Wire-to-wire contact | Aggregated | 2026 | 0.00033223 | 58.7222 | 0.01951 | 2026 | Mitigation | 0.95 | 45 | 0 | esc | 0.00097009 | 3.223e-07 | 0.00097009 | 3.223e-07 | 0.0032972 | 6.9089e-07 | 0.01662 | 8.3439e-10
[120 empty] | 7.3.3.17.5 (Remote Grid) Updates to grid topology to minimize risk of ignition in HFTDs Remote GridWLDFRWire-to-wire contactAggregated | WLDFR | HFTD - Distribution - Tier 3 - 1QU CoRE ¦ 1QU LoRE | Non-Red Flag Warning - Small Fires | Wire-to-wire contact | Aggregated | 2027 | 0.00033223 | 58.7222 | 0.01951 | 2027 | Mitigation | 0.95 | 45 | 0 | esc | 0.00097009 | 3.223e-07 | 0.00097009 | 3.223e-07 | 0.0032972 | 6.9089e-07 | 0.01662 | 8.3439e-10
[120 empty] | 7.3.3.17.5 (Remote Grid) Updates to grid topology to minimize risk of ignition in HFTDs Remote GridWLDFRWire-to-wire contactAggregated | WLDFR | HFTD - Distribution - Tier 3 - 1QU CoRE ¦ 1QU LoRE | Non-Red Flag Warning - Small Fires | Wire-to-wire contact | Aggregated | 2028 | 0.00033223 | 58.7222 | 0.01951 | 2028 | Mitigation | 0.95 | 45 | 0 | esc | 0.00097009 | 3.223e-07 | 0.00097009 | 3.223e-07 | 0.0032972 | 6.9089e-07 | 0.01662 | 8.3439e-10
[120 empty] | 7.3.3.17.5 (Remote Grid) Updates to grid topology to minimize risk of ignition in HFTDs Remote GridWLDFRWire-to-wire contactAggregated | WLDFR | HFTD - Distribution - Tier 3 - 1QU CoRE ¦ 1QU LoRE | Non-Red Flag Warning - Small Fires | Wire-to-wire contact | Aggregated | 2029 | 0.00033223 | 58.7222 | 0.01951 | 2029 | Mitigation | 0.95 | 45 | 0 | esc | 0.00097009 | 3.223e-07 | 0.00097009 | 3.223e-07 | 0.0032972 | 6.9089e-07 | 0.01662 | 8.3439e-10
[120 empty] | 7.3.3.17.5 (Remote Grid) Updates to grid topology to minimize risk of ignition in HFTDs Remote GridWLDFRWire-to-wire contactAggregated | WLDFR | HFTD - Distribution - Tier 3 - 1QU CoRE ¦ 1QU LoRE | Non-Red Flag Warning - Small Fires | Wire-to-wire contact | Aggregated | 2030 | 0.00033223 | 58.7222 | 0.01951 | 2030 | Mitigation | 0.95 | 45 | 0 | esc | 0.00097009 | 3.223e-07 | 0.00097009 | 3.223e-07 | 0.0032972 | 6.9089e-07 | 0.01662 | 8.3439e-10
[120 empty] | 7.3.3.17.5 (Remote Grid) Updates to grid topology to minimize risk of ignition in HFTDs Remote GridWLDFRWire-to-wire contactAggregated | WLDFR | HFTD - Distribution - Tier 3 - 1QU CoRE ¦ 1QU LoRE | Non-Red Flag Warning - Small Fires | Wire-to-wire contact | Aggregated | 2031 | 0.00033223 | 58.7222 | 0.01951 | 2031 | Mitigation | 0.95 | 45 | 0 | esc | 0.00097009 | 3.223e-07 | 0.00097009 | 3.223e-07 | 0.0032972 | 6.9089e-07 | 0.01662 | 8.3439e-10
[120 empty] | 7.3.3.17.5 (Remote Grid) Updates to grid topology to minimize risk of ignition in HFTDs Remote GridWLDFRWire-to-wire contactAggregated | WLDFR | HFTD - Distribution - Tier 3 - 1QU CoRE ¦ 1QU LoRE | Non-Red Flag Warning - Small Fires | Wire-to-wire contact | Aggregated | 2032 | 0.00033223 | 58.7222 | 0.01951 | 2032 | Mitigation | 0.95 | 45 | 0 | esc | 0.00097009 | 3.223e-07 | 0.00097009 | 3.223e-07 | 0.0032972 | 6.9089e-07 | 0.01662 | 8.3439e-10
[120 empty] | 7.3.3.17.5 (Remote Grid) Updates to grid topology to minimize risk of ignition in HFTDs Remote GridWLDFRWire-to-wire contactAggregated | WLDFR | HFTD - Distribution - Tier 3 - 1QU CoRE ¦ 1QU LoRE | Non-Red Flag Warning - Small Fires | Wire-to-wire contact | Aggregated | 2033 | 0.00033223 | 58.7222 | 0.01951 | 2033 | Mitigation | 0.95 | 45 | 0 | esc | 0.00097009 | 3.223e-07 | 0.00097009 | 3.223e-07 | 0.0032972 | 6.9089e-07 | 0.01662 | 8.3439e-10
[120 empty] | 7.3.3.17.5 (Remote Grid) Updates to grid topology to minimize risk of ignition in HFTDs Remote GridWLDFRWire-to-wire contactAggregated | WLDFR | HFTD - Distribution - Tier 3 - 1QU CoRE ¦ 1QU LoRE | Non-Red Flag Warning - Small Fires | Wire-to-wire contact | Aggregated | 2034 | 0.00033223 | 58.7222 | 0.01951 | 2034 | Mitigation | 0.95 | 45 | 0 | esc | 0.00097009 | 3.223e-07 | 0.00097009 | 3.223e-07 | 0.0032972 | 6.9089e-07 | 0.01662 | 8.3439e-10
[120 empty] | 7.3.3.17.5 (Remote Grid) Updates to grid topology to minimize risk of ignition in HFTDs Remote GridWLDFRWire-to-wire contactAggregated | WLDFR | HFTD - Distribution - Tier 3 - 1QU CoRE ¦ 1QU LoRE | Non-Red Flag Warning - Small Fires | Wire-to-wire contact | Aggregated | 2035 | 0.00033223 | 58.7222 | 0.01951 | 2035 | Mitigation | 0.95 | 45 | 0 | esc | 0.00097009 | 3.223e-07 | 0.00097009 | 3.223e-07 | 0.0032972 | 6.9089e-07 | 0.01662 | 8.3439e-10
[120 empty] | 7.3.3.17.5 (Remote Grid) Updates to grid topology to minimize risk of ignition in HFTDs Remote GridWLDFRWire-to-wire contactAggregated | WLDFR | HFTD - Distribution - Tier 3 - 1QU CoRE ¦ 1QU LoRE | Non-Red Flag Warning - Small Fires | Wire-to-wire contact | Aggregated | 2036 | 0.00033223 | 58.7222 | 0.01951 | 2036 | Mitigation | 0.95 | 45 | 0 | esc | 0.00097009 | 3.223e-07 | 0.00097009 | 3.223e-07 | 0.0032972 | 6.9089e-07 | 0.01662 | 8.3439e-10
[120 empty] | 7.3.3.17.5 (Remote Grid) Updates to grid topology to minimize risk of ignition in HFTDs Remote GridWLDFRWire-to-wire contactAggregated | WLDFR | HFTD - Distribution - Tier 3 - 1QU CoRE ¦ 1QU LoRE | Non-Red Flag Warning - Small Fires | Wire-to-wire contact | Aggregated | 2037 | 0.00033223 | 58.7222 | 0.01951 | 2037 | Mitigation | 0.95 | 45 | 0 | esc | 0.00097009 | 3.223e-07 | 0.00097009 | 3.223e-07 | 0.0032972 | 6.9089e-07 | 0.01662 | 8.3439e-10
[120 empty] | 7.3.3.17.5 (Remote Grid) Updates to grid topology to minimize risk of ignition in HFTDs Remote GridWLDFRWire-to-wire contactAggregated | WLDFR | HFTD - Distribution - Tier 3 - 1QU CoRE ¦ 1QU LoRE | Non-Red Flag Warning - Small Fires | Wire-to-wire contact | Aggregated | 2038 | 0.00033223 | 58.7222 | 0.01951 | 2038 | Mitigation | 0.95 | 45 | 0 | esc | 0.00097009 | 3.223e-07 | 0.00097009 | 3.223e-07 | 0.0032972 | 6.9089e-07 | 0.01662 | 8.3439e-10
[120 empty] | 7.3.3.17.5 (Remote Grid) Updates to grid topology to minimize risk of ignition in HFTDs Remote GridWLDFRWire-to-wire contactAggregated | WLDFR | HFTD - Distribution - Tier 3 - 1QU CoRE ¦ 1QU LoRE | Non-Red Flag Warning - Small Fires | Wire-to-wire contact | Aggregated | 2039 | 0.00033223 | 58.7222 | 0.01951 | 2039 | Mitigation | 0.95 | 45 | 0 | esc | 0.00097009 | 3.223e-07 | 0.00097009 | 3.223e-07 | 0.0032972 | 6.9089e-07 | 0.01662 | 8.3439e-10
[120 empty] | 7.3.3.17.5 (Remote Grid) Updates to grid topology to minimize risk of ignition in HFTDs Remote GridWLDFRWire-to-wire contactAggregated | WLDFR | HFTD - Distribution - Tier 3 - 1QU CoRE ¦ 1QU LoRE | Non-Red Flag Warning - Small Fires | Wire-to-wire contact | Aggregated | 2040 | 0.00033223 | 58.7222 | 0.01951 | 2040 | Mitigation | 0.95 | 45 | 0 | esc | 0.00097009 | 3.223e-07 | 0.00097009 | 3.223e-07 | 0.0032972 | 6.9089e-07 | 0.01662 | 8.3439e-10
[120 empty] | 7.3.3.17.5 (Remote Grid) Updates to grid topology to minimize risk of ignition in HFTDs Remote GridWLDFRWire-to-wire contactAggregated | WLDFR | HFTD - Distribution - Tier 3 - 1QU CoRE ¦ 1QU LoRE | Non-Red Flag Warning - Small Fires | Wire-to-wire contact | Aggregated | 2041 | 0.00033223 | 58.7222 | 0.01951 | 2041 | Mitigation | 0.95 | 45 | 0 | esc | 0.00097009 | 3.223e-07 | 0.00097009 | 3.223e-07 | 0.0032972 | 6.9089e-07 | 0.01662 | 8.3439e-10
[120 empty] | 7.3.3.17.5 (Remote Grid) Updates to grid topology to minimize risk of ignition in HFTDs Remote GridWLDFRWire-to-wire contactAggregated | WLDFR | HFTD - Distribution - Tier 3 - 1QU CoRE ¦ 1QU LoRE | Non-Red Flag Warning - Small Fires | Wire-to-wire contact | Aggregated | 2042 | 0.00033223 | 58.7222 | 0.01951 | 2042 | Mitigation | 0.95 | 45 | 0 | esc | 0.00097009 | 3.223e-07 | 0.00097009 | 3.223e-07 | 0.0032972 | 6.9089e-07 | 0 | 0
[120 empty] | 7.3.3.17.5 (Remote Grid) Updates to grid topology to minimize risk of ignition in HFTDs Remote GridWLDFRWire-to-wire contactAggregated | WLDFR | HFTD - Distribution - Tier 3 - 1QU CoRE ¦ 1QU LoRE | Non-Red Flag Warning - Small Fires | Wire-to-wire contact | Aggregated | 2043 | 0.00033223 | 58.7222 | 0.01951 | 2043 | Mitigation | 0.95 | 45 | 0 | esc | 0.00097009 | 3.223e-07 | 0.00097009 | 3.223e-07 | 0.0032972 | 6.9089e-07 | 0 | 0
[120 empty] | 7.3.3.17.5 (Remote Grid) Updates to grid topology to minimize risk of ignition in HFTDs Remote GridWLDFRWire-to-wire contactAggregated | WLDFR | HFTD - Distribution - Tier 3 - 1QU CoRE ¦ 1QU LoRE | Non-Red Flag Warning - Small Fires | Wire-to-wire contact | Aggregated | 2044 | 0.00033223 | 58.7222 | 0.01951 | 2044 | Mitigation | 0.95 | 45 | 0 | esc | 0.00097009 | 3.223e-07 | 0.00097009 | 3.223e-07 | 0.0032972 | 6.9089e-07 | 0.0080352 | 1.0591e-08
[120 empty] | 7.3.3.17.5 (Remote Grid) Updates to grid topology to minimize risk of ignition in HFTDs Remote GridWLDFRWire-to-wire contactAggregated | WLDFR | HFTD - Distribution - Tier 3 - 1QU CoRE ¦ 1QU LoRE | Non-Red Flag Warning - Small Fires | Wire-to-wire contact | Aggregated | 2045 | 0.00033223 | 58.7222 | 0.01951 | 2045 | Mitigation | 0.95 | 45 | 0 | esc | 0.00097009 | 3.223e-07 | 0.00097009 | 3.223e-07 | 0.0032972 | 6.9089e-07 | 0.0080352 | 1.0591e-08
[120 empty] | 7.3.3.17.5 (Remote Grid) Updates to grid topology to minimize risk of ignition in HFTDs Remote GridWLDFRWire-to-wire contactAggregated | WLDFR | HFTD - Distribution - Tier 3 - 1QU CoRE ¦ 1QU LoRE | Non-Red Flag Warning - Small Fires | Wire-to-wire contact | Aggregated | 2046 | 0.00033223 | 58.7222 | 0.01951 | 2046 | Mitigation | 0.95 | 45 | 0 | esc | 0.00097009 | 3.223e-07 | 0.00097009 | 3.223e-07 | 0.0032972 | 6.9089e-07 | 0.0080352 | 1.0591e-08
[120 empty] | 7.3.3.17.5 (Remote Grid) Updates to grid topology to minimize risk of ignition in HFTDs Remote GridWLDFRWire-to-wire contactAggregated | WLDFR | HFTD - Distribution - Tier 3 - 1QU CoRE ¦ 1QU LoRE | Non-Red Flag Warning - Small Fires | Wire-to-wire contact | Aggregated | 2047 | 0.00033223 | 58.7222 | 0.01951 | 2047 | Mitigation | 0.95 | 45 | 0 | esc | 0.00097009 | 3.223e-07 | 0.00097009 | 3.223e-07 | 0.0032972 | 6.9089e-07 | 0.0080352 | 1.0591e-08
[120 empty] | 7.3.3.17.5 (Remote Grid) Updates to grid topology to minimize risk of ignition in HFTDs Remote GridWLDFRWire-to-wire contactAggregated | WLDFR | HFTD - Distribution - Tier 3 - 1QU CoRE ¦ 1QU LoRE | Non-Red Flag Warning - Small Fires | Wire-to-wire contact | Aggregated | 2048 | 0.00033223 | 58.7222 | 0.01951 | 2048 | Mitigation | 0.95 | 45 | 0 | esc | 0.00097009 | 3.223e-07 | 0.00097009 | 3.223e-07 | 0 | 0 | 0.0080352 | 1.0591e-08
[120 empty] | 7.3.3.17.5 (Remote Grid) Updates to grid topology to minimize risk of ignition in HFTDs Remote GridWLDFRWire-to-wire contactAggregated | WLDFR | HFTD - Distribution - Tier 3 - 1QU CoRE ¦ 1QU LoRE | Non-Red Flag Warning - Small Fires | Wire-to-wire contact | Aggregated | 2049 | 0.00033223 | 58.7222 | 0.01951 | 2049 | Mitigation | 0.95 | 45 | 0 | esc | 0.00097009 | 3.223e-07 | 0.00097009 | 3.223e-07 | 0.0032972 | 1.453e-08 | 0.0080352 | 1.0591e-08
[120 empty] | 7.3.3.17.5 (Remote Grid) Updates to grid topology to minimize risk of ignition in HFTDs Remote GridWLDFRWire-to-wire contactAggregated | WLDFR | HFTD - Distribution - Tier 3 - 1QU CoRE ¦ 1QU LoRE | Non-Red Flag Warning - Small Fires | Wire-to-wire contact | Aggregated | 2050 | 0.00033223 | 58.7222 | 0.01951 | 2050 | Mitigation | 0.95 | 45 | 0 | esc | 0.00097009 | 3.223e-07 | 0.00097009 | 3.223e-07 | 0.0032972 | 1.453e-08 | 0.0080352 | 1.0591e-08
[120 empty] | 7.3.3.17.5 (Remote Grid) Updates to grid topology to minimize risk of ignition in HFTDs Remote GridWLDFRWire-to-wire contactAggregated | WLDFR | HFTD - Distribution - Tier 3 - 1QU CoRE ¦ 1QU LoRE | Non-Red Flag Warning - Small Fires | Wire-to-wire contact | Aggregated | 2051 | 0.00033223 | 58.7222 | 0.01951 | 2051 | Mitigation | 0.95 | 45 | 0 | esc | 0.00097009 | 3.223e-07 | 0.00097009 | 3.223e-07 | 0.0032972 | 1.453e-08 | 0.0080352 | 1.0591e-08
[120 empty] | 7.3.3.17.5 (Remote Grid) Updates to grid topology to minimize risk of ignition in HFTDs Remote GridWLDFRWire-to-wire contactAggregated | WLDFR | HFTD - Distribution - Tier 3 - 1QU CoRE ¦ 1QU LoRE | Non-Red Flag Warning - Small Fires | Wire-to-wire contact | Aggregated | 2052 | 0.00033223 | 58.7222 | 0.01951 | 2052 | Mitigation | 0.95 | 45 | 0 | esc | 0.00097009 | 3.223e-07 | 0.00097009 | 3.223e-07 | 0.0032972 | 1.453e-08 | 0.0080352 | 1.0591e-08
[120 empty] | 7.3.3.17.5 (Remote Grid) Updates to grid topology to minimize risk of ignition in HFTDs Remote GridWLDFRWire-to-wire contactAggregated | WLDFR | HFTD - Distribution - Tier 3 - 1QU CoRE ¦ 1QU LoRE | Non-Red Flag Warning - Small Fires | Wire-to-wire contact | Aggregated | 2053 | 0.00033223 | 58.7222 | 0.01951 | 2053 | Mitigation | 0.95 | 45 | 0 | esc | 0.00097009 | 3.223e-07 | 0.00097009 | 3.223e-07 | 0.0032972 | 1.453e-08 | 0.0080352 | 1.0591e-08
[120 empty] | 7.3.3.17.5 (Remote Grid) Updates to grid topology to minimize risk of ignition in HFTDs Remote GridWLDFRWire-to-wire contactAggregated | WLDFR | HFTD - Distribution - Tier 3 - 1QU CoRE ¦ 1QU LoRE | Non-Red Flag Warning - Small Fires | Wire-to-wire contact | Aggregated | 2054 | 0.00033223 | 58.7222 | 0.01951 | 2054 | Mitigation | 0.95 | 45 | 0 | esc | 0.00097009 | 3.223e-07 | 0.00097009 | 3.223e-07 | 0.0032972 | 1.453e-08 | 0.0080352 | 1.0591e-08
[120 empty] | 7.3.3.17.5 (Remote Grid) Updates to grid topology to minimize risk of ignition in HFTDs Remote GridWLDFRWire-to-wire contactAggregated | WLDFR | HFTD - Distribution - Tier 3 - 1QU CoRE ¦ 1QU LoRE | Non-Red Flag Warning - Small Fires | Wire-to-wire contact | Aggregated | 2055 | 0.00033223 | 58.7222 | 0.01951 | 2055 | Mitigation | 0.95 | 45 | 0 | esc | 0.00097009 | 3.223e-07 | 0.00097009 | 3.223e-07 | 0.0032972 | 1.453e-08 | 0.0080352 | 1.0591e-08
[120 empty] | 7.3.3.17.5 (Remote Grid) Updates to grid topology to minimize risk of ignition in HFTDs Remote GridWLDFRWire-to-wire contactAggregated | WLDFR | HFTD - Distribution - Tier 3 - 1QU CoRE ¦ 1QU LoRE | Non-Red Flag Warning - Small Fires | Wire-to-wire contact | Aggregated | 2056 | 0.00033223 | 58.7222 | 0.01951 | 2056 | Mitigation | 0.95 | 45 | 0 | esc | 0.00097009 | 3.223e-07 | 0.00097009 | 3.223e-07 | 0.0032972 | 1.453e-08 | 0.0080352 | 1.0591e-08
[120 empty] | 7.3.3.17.5 (Remote Grid) Updates to grid topology to minimize risk of ignition in HFTDs Remote GridWLDFRWire-to-wire contactAggregated | WLDFR | HFTD - Distribution - Tier 3 - 1QU CoRE ¦ 1QU LoRE | Non-Red Flag Warning - Small Fires | Wire-to-wire contact | Aggregated | 2057 | 0.00033223 | 58.7222 | 0.01951 | 2057 | Mitigation | 0.95 | 45 | 0 | esc | 0.00097009 | 3.223e-07 | 0.00097009 | 3.223e-07 | 0.0032972 | 1.453e-08 | 0.0080352 | 1.0591e-08
[120 empty] | 7.3.3.17.5 (Remote Grid) Updates to grid topology to minimize risk of ignition in HFTDs Remote GridWLDFRWire-to-wire contactAggregated | WLDFR | HFTD - Distribution - Tier 3 - 1QU CoRE ¦ 1QU LoRE | Non-Red Flag Warning - Small Fires | Wire-to-wire contact | Aggregated | 2058 | 0.00033223 | 58.7222 | 0.01951 | 2058 | Mitigation | 0.95 | 45 | 0 | esc | 0.00097009 | 3.223e-07 | 0.00097009 | 3.223e-07 | 0.0032972 | 1.453e-08 | 0.0080352 | 1.0591e-08
[120 empty] | 7.3.3.17.5 (Remote Grid) Updates to grid topology to minimize risk of ignition in HFTDs Remote GridWLDFRWire-to-wire contactAggregated | WLDFR | HFTD - Distribution - Tier 3 - 1QU CoRE ¦ 1QU LoRE | Non-Red Flag Warning - Small Fires | Wire-to-wire contact | Aggregated | 2059 | 0.00033223 | 58.7222 | 0.01951 | 2059 | Mitigation | 0.95 | 45 | 0 | esc | 0.00097009 | 3.223e-07 | 0.00097009 | 3.223e-07 | 0.0032972 | 1.453e-08 | 0.0080352 | 1.0591e-08
[120 empty] | 7.3.3.17.5 (Remote Grid) Updates to grid topology to minimize risk of ignition in HFTDs Remote GridWLDFRWire-to-wire contactAggregated | WLDFR | HFTD - Distribution - Tier 3 - 1QU CoRE ¦ 1QU LoRE | Non-Red Flag Warning - Small Fires | Wire-to-wire contact | Aggregated | 2060 | 0.00033223 | 58.7222 | 0.01951 | 2060 | Mitigation | 0.95 | 45 | 0 | esc | 0.00097009 | 3.223e-07 | 0.00097009 | 3.223e-07 | 0.0032972 | 1.453e-08 | 0.0080352 | 1.0591e-08
[120 empty] | 7.3.3.17.5 (Remote Grid) Updates to grid topology to minimize risk of ignition in HFTDs Remote GridWLDFRWire-to-wire contactAggregated | WLDFR | HFTD - Distribution - Tier 3 - 1QU CoRE ¦ 1QU LoRE | Non-Red Flag Warning - Small Fires | Wire-to-wire contact | Aggregated | 2061 | 0.00033223 | 58.7222 | 0.01951 | 2061 | Mitigation | 0.95 | 45 | 0 | esc | 0.00097009 | 3.223e-07 | 0.00097009 | 3.223e-07 | 0.0032972 | 1.453e-08 | 0.0080352 | 1.0591e-08
[120 empty] | 7.3.3.17.5 (Remote Grid) Updates to grid topology to minimize risk of ignition in HFTDs Remote GridWLDFRWire-to-wire contactAggregated | WLDFR | HFTD - Distribution - Tier 3 - 1QU CoRE ¦ 1QU LoRE | Non-Red Flag Warning - Small Fires | Wire-to-wire contact | Aggregated | 2062 | 0.00033223 | 58.7222 | 0.01951 | 2062 | Mitigation | 0.95 | 45 | 0 | esc | 0.00097009 | 3.223e-07 | 0.00097009 | 3.223e-07 | 0.0032972 | 1.453e-08 | 0.0080352 | 1.0591e-08
[120 empty] | 7.3.3.17.5 (Remote Grid) Updates to grid topology to minimize risk of ignition in HFTDs Remote GridWLDFRWire-to-wire contactAggregated | WLDFR | HFTD - Distribution - Tier 3 - 1QU CoRE ¦ 1QU LoRE | Non-Red Flag Warning - Small Fires | Wire-to-wire contact | Aggregated | 2063 | 0.00033223 | 58.7222 | 0.01951 | 2063 | Mitigation | 0.95 | 45 | 0 | esc | 0.00097009 | 3.223e-07 | 0.00097009 | 3.223e-07 | 0.0032972 | 1.453e-08 | 0.0080352 | 1.0591e-08
[120 empty] | 7.3.3.17.5 (Remote Grid) Updates to grid topology to minimize risk of ignition in HFTDs Remote GridWLDFRWire-to-wire contactAggregated | WLDFR | HFTD - Distribution - Tier 3 - 1QU CoRE ¦ 1QU LoRE | Non-Red Flag Warning - Small Fires | Wire-to-wire contact | Aggregated | 2064 | 0.00033223 | 58.7222 | 0.01951 | 2064 | Mitigation | 0.95 | 45 | 0 | esc | 0.00097009 | 3.223e-07 | 0.00097009 | 3.223e-07 | 0.0032972 | 1.453e-08 | 0.0080352 | 1.0591e-08
[120 empty] | 7.3.3.17.5 (Remote Grid) Updates to grid topology to minimize risk of ignition in HFTDs Remote GridWLDFRWire-to-wire contactAggregated | WLDFR | HFTD - Distribution - Tier 3 - 1QU CoRE ¦ 1QU LoRE | Non-Red Flag Warning - Small Fires | Wire-to-wire contact | Aggregated | 2065 | 0.00033223 | 58.7222 | 0.01951 | 2065 | Mitigation | 0.95 | 45 | 0 | esc | 0.00097009 | 3.223e-07 | 0.00097009 | 3.223e-07 | 0.0032972 | 1.453e-08 | 0.0080352 | 1.0591e-08
[120 empty] | 7.3.3.17.5 (Remote Grid) Updates to grid topology to minimize risk of ignition in HFTDs Remote GridWLDFRWire-to-wire contactAggregated | WLDFR | HFTD - Distribution - Tier 3 - 1QU CoRE ¦ 1QU LoRE | Non-Red Flag Warning - Small Fires | Wire-to-wire contact | Aggregated | 2066 | 0.00033223 | 58.7222 | 0.01951 | 2066 | Mitigation | 0.95 | 45 | 0 | esc | 0.00097009 | 3.223e-07 | 0.00097009 | 3.223e-07 | 0.0032972 | 1.453e-08 | 0.0080352 | 1.0591e-08
[120 empty] | 7.3.3.17.5 (Remote Grid) Updates to grid topology to minimize risk of ignition in HFTDs Remote GridWLDFRWire-to-wire contactAggregated | WLDFR | HFTD - Distribution - Tier 3 - 1QU CoRE ¦ 1QU LoRE | Non-Red Flag Warning - Small Fires | Wire-to-wire contact | Aggregated | 2067 | 0.00033223 | 58.7222 | 0.01951 | 2067 | Mitigation | 0.95 | 45 | 0 | esc | 0 | 0 | 0.00097009 | 3.223e-07 | 0.0032972 | 1.453e-08 | 0.0080352 | 1.0591e-08
[120 empty] | 7.3.3.17.5 (Remote Grid) Updates to grid topology to minimize risk of ignition in HFTDs Remote GridWLDFREquipment / facility failureAggregated | WLDFR | HFTD - Distribution - Tier 3 - 1QU CoRE ¦ 1QU LoRE | Red Flag Warning - Catastrophic Fires | Equipment / facility failure | Aggregated | 2022 | 8.9498e-05 | 58.7222 | 0.0052555 | 2022 | Mitigation | 0.95 | 45 | 0 | esc | 0.00097009 | 8.682e-08 | 0 | 0 | 0.0032972 | 1.453e-08 | 0.0080352 | 1.0591e-08
[120 empty] | 7.3.3.17.5 (Remote Grid) Updates to grid topology to minimize risk of ignition in HFTDs Remote GridWLDFREquipment / facility failureAggregated | WLDFR | HFTD - Distribution - Tier 3 - 1QU CoRE ¦ 1QU LoRE | Red Flag Warning - Catastrophic Fires | Equipment / facility failure | Aggregated | 2023 | 8.9498e-05 | 58.7222 | 0.0052555 | 2023 | Mitigation | 0.95 | 45 | 0 | esc | 0.00097009 | 8.682e-08 | 0.00097009 | 8.682e-08 | 0.0032972 | 1.453e-08 | 0.0080352 | 1.0591e-08
[120 empty] | 7.3.3.17.5 (Remote Grid) Updates to grid topology to minimize risk of ignition in HFTDs Remote GridWLDFREquipment / facility failureAggregated | WLDFR | HFTD - Distribution - Tier 3 - 1QU CoRE ¦ 1QU LoRE | Red Flag Warning - Catastrophic Fires | Equipment / facility failure | Aggregated | 2024 | 8.9498e-05 | 58.7222 | 0.0052555 | 2024 | Mitigation | 0.95 | 45 | 0 | esc | 0.00097009 | 8.682e-08 | 0.00097009 | 8.682e-08 | 0.0032972 | 1.453e-08 | 0.0080352 | 1.0591e-08
[120 empty] | 7.3.3.17.5 (Remote Grid) Updates to grid topology to minimize risk of ignition in HFTDs Remote GridWLDFREquipment / facility failureAggregated | WLDFR | HFTD - Distribution - Tier 3 - 1QU CoRE ¦ 1QU LoRE | Red Flag Warning - Catastrophic Fires | Equipment / facility failure | Aggregated | 2025 | 8.9498e-05 | 58.7222 | 0.0052555 | 2025 | Mitigation | 0.95 | 45 | 0 | esc | 0.00097009 | 8.682e-08 | 0.00097009 | 8.682e-08 | 0.0032972 | 1.453e-08 | 0.0080352 | 1.0591e-08
[120 empty] | 7.3.3.17.5 (Remote Grid) Updates to grid topology to minimize risk of ignition in HFTDs Remote GridWLDFREquipment / facility failureAggregated | WLDFR | HFTD - Distribution - Tier 3 - 1QU CoRE ¦ 1QU LoRE | Red Flag Warning - Catastrophic Fires | Equipment / facility failure | Aggregated | 2026 | 8.9498e-05 | 58.7222 | 0.0052555 | 2026 | Mitigation | 0.95 | 45 | 0 | esc | 0.00097009 | 8.682e-08 | 0.00097009 | 8.682e-08 | 0.0032972 | 1.453e-08 | 0.0080352 | 1.0591e-08
[120 empty] | 7.3.3.17.5 (Remote Grid) Updates to grid topology to minimize risk of ignition in HFTDs Remote GridWLDFREquipment / facility failureAggregated | WLDFR | HFTD - Distribution - Tier 3 - 1QU CoRE ¦ 1QU LoRE | Red Flag Warning - Catastrophic Fires | Equipment / facility failure | Aggregated | 2027 | 8.9498e-05 | 58.7222 | 0.0052555 | 2027 | Mitigation | 0.95 | 45 | 0 | esc | 0.00097009 | 8.682e-08 | 0.00097009 | 8.682e-08 | 0.0032972 | 1.453e-08 | 0.0080352 | 1.0591e-08
[120 empty] | 7.3.3.17.5 (Remote Grid) Updates to grid topology to minimize risk of ignition in HFTDs Remote GridWLDFREquipment / facility failureAggregated | WLDFR | HFTD - Distribution - Tier 3 - 1QU CoRE ¦ 1QU LoRE | Red Flag Warning - Catastrophic Fires | Equipment / facility failure | Aggregated | 2028 | 8.9498e-05 | 58.7222 | 0.0052555 | 2028 | Mitigation | 0.95 | 45 | 0 | esc | 0.00097009 | 8.682e-08 | 0.00097009 | 8.682e-08 | 0.0032972 | 1.453e-08 | 0 | 0
[120 empty] | 7.3.3.17.5 (Remote Grid) Updates to grid topology to minimize risk of ignition in HFTDs Remote GridWLDFREquipment / facility failureAggregated | WLDFR | HFTD - Distribution - Tier 3 - 1QU CoRE ¦ 1QU LoRE | Red Flag Warning - Catastrophic Fires | Equipment / facility failure | Aggregated | 2029 | 8.9498e-05 | 58.7222 | 0.0052555 | 2029 | Mitigation | 0.95 | 45 | 0 | esc | 0.00097009 | 8.682e-08 | 0.00097009 | 8.682e-08 | 0.0032972 | 1.453e-08 | 0 | 0
[120 empty] | 7.3.3.17.5 (Remote Grid) Updates to grid topology to minimize risk of ignition in HFTDs Remote GridWLDFREquipment / facility failureAggregated | WLDFR | HFTD - Distribution - Tier 3 - 1QU CoRE ¦ 1QU LoRE | Red Flag Warning - Catastrophic Fires | Equipment / facility failure | Aggregated | 2030 | 8.9498e-05 | 58.7222 | 0.0052555 | 2030 | Mitigation | 0.95 | 45 | 0 | esc | 0.00097009 | 8.682e-08 | 0.00097009 | 8.682e-08 | 0.0032972 | 1.453e-08 | 0.010315 | 5.7774e-09
[120 empty] | 7.3.3.17.5 (Remote Grid) Updates to grid topology to minimize risk of ignition in HFTDs Remote GridWLDFREquipment / facility failureAggregated | WLDFR | HFTD - Distribution - Tier 3 - 1QU CoRE ¦ 1QU LoRE | Red Flag Warning - Catastrophic Fires | Equipment / facility failure | Aggregated | 2031 | 8.9498e-05 | 58.7222 | 0.0052555 | 2031 | Mitigation | 0.95 | 45 | 0 | esc | 0.00097009 | 8.682e-08 | 0.00097009 | 8.682e-08 | 0.0032972 | 1.453e-08 | 0.010315 | 5.7774e-09
[120 empty] | 7.3.3.17.5 (Remote Grid) Updates to grid topology to minimize risk of ignition in HFTDs Remote GridWLDFREquipment / facility failureAggregated | WLDFR | HFTD - Distribution - Tier 3 - 1QU CoRE ¦ 1QU LoRE | Red Flag Warning - Catastrophic Fires | Equipment / facility failure | Aggregated | 2032 | 8.9498e-05 | 58.7222 | 0.0052555 | 2032 | Mitigation | 0.95 | 45 | 0 | esc | 0.00097009 | 8.682e-08 | 0.00097009 | 8.682e-08 | 0.0032972 | 1.453e-08 | 0.010315 | 5.7774e-09
[120 empty] | 7.3.3.17.5 (Remote Grid) Updates to grid topology to minimize risk of ignition in HFTDs Remote GridWLDFREquipment / facility failureAggregated | WLDFR | HFTD - Distribution - Tier 3 - 1QU CoRE ¦ 1QU LoRE | Red Flag Warning - Catastrophic Fires | Equipment / facility failure | Aggregated | 2033 | 8.9498e-05 | 58.7222 | 0.0052555 | 2033 | Mitigation | 0.95 | 45 | 0 | esc | 0.00097009 | 8.682e-08 | 0.00097009 | 8.682e-08 | 0.0032972 | 1.453e-08 | 0.010315 | 5.7774e-09
[120 empty] | 7.3.3.17.5 (Remote Grid) Updates to grid topology to minimize risk of ignition in HFTDs Remote GridWLDFREquipment / facility failureAggregated | WLDFR | HFTD - Distribution - Tier 3 - 1QU CoRE ¦ 1QU LoRE | Red Flag Warning - Catastrophic Fires | Equipment / facility failure | Aggregated | 2034 | 8.9498e-05 | 58.7222 | 0.0052555 | 2034 | Mitigation | 0.95 | 45 | 0 | esc | 0.00097009 | 8.682e-08 | 0.00097009 | 8.682e-08 | 0.0032972 | 1.453e-08 | 0.010315 | 5.7774e-09
[120 empty] | 7.3.3.17.5 (Remote Grid) Updates to grid topology to minimize risk of ignition in HFTDs Remote GridWLDFREquipment / facility failureAggregated | WLDFR | HFTD - Distribution - Tier 3 - 1QU CoRE ¦ 1QU LoRE | Red Flag Warning - Catastrophic Fires | Equipment / facility failure | Aggregated | 2035 | 8.9498e-05 | 58.7222 | 0.0052555 | 2035 | Mitigation | 0.95 | 45 | 0 | esc | 0.00097009 | 8.682e-08 | 0.00097009 | 8.682e-08 | 0.0032972 | 1.453e-08 | 0.010315 | 5.7774e-09
[120 empty] | 7.3.3.17.5 (Remote Grid) Updates to grid topology to minimize risk of ignition in HFTDs Remote GridWLDFREquipment / facility failureAggregated | WLDFR | HFTD - Distribution - Tier 3 - 1QU CoRE ¦ 1QU LoRE | Red Flag Warning - Catastrophic Fires | Equipment / facility failure | Aggregated | 2036 | 8.9498e-05 | 58.7222 | 0.0052555 | 2036 | Mitigation | 0.95 | 45 | 0 | esc | 0.00097009 | 8.682e-08 | 0.00097009 | 8.682e-08 | 0.0032972 | 1.453e-08 | 0.010315 | 5.7774e-09
[120 empty] | 7.3.3.17.5 (Remote Grid) Updates to grid topology to minimize risk of ignition in HFTDs Remote GridWLDFREquipment / facility failureAggregated | WLDFR | HFTD - Distribution - Tier 3 - 1QU CoRE ¦ 1QU LoRE | Red Flag Warning - Catastrophic Fires | Equipment / facility failure | Aggregated | 2037 | 8.9498e-05 | 58.7222 | 0.0052555 | 2037 | Mitigation | 0.95 | 45 | 0 | esc | 0.00097009 | 8.682e-08 | 0.00097009 | 8.682e-08 | 0.0032972 | 1.453e-08 | 0.010315 | 5.7774e-09
[120 empty] | 7.3.3.17.5 (Remote Grid) Updates to grid topology to minimize risk of ignition in HFTDs Remote GridWLDFREquipment / facility failureAggregated | WLDFR | HFTD - Distribution - Tier 3 - 1QU CoRE ¦ 1QU LoRE | Red Flag Warning - Catastrophic Fires | Equipment / facility failure | Aggregated | 2038 | 8.9498e-05 | 58.7222 | 0.0052555 | 2038 | Mitigation | 0.95 | 45 | 0 | esc | 0.00097009 | 8.682e-08 | 0.00097009 | 8.682e-08 | 0.0032972 | 1.453e-08 | 0.010315 | 5.7774e-09
[120 empty] | 7.3.3.17.5 (Remote Grid) Updates to grid topology to minimize risk of ignition in HFTDs Remote GridWLDFREquipment / facility failureAggregated | WLDFR | HFTD - Distribution - Tier 3 - 1QU CoRE ¦ 1QU LoRE | Red Flag Warning - Catastrophic Fires | Equipment / facility failure | Aggregated | 2039 | 8.9498e-05 | 58.7222 | 0.0052555 | 2039 | Mitigation | 0.95 | 45 | 0 | esc | 0.00097009 | 8.682e-08 | 0.00097009 | 8.682e-08 | 0.0032972 | 1.453e-08 | 0.010315 | 5.7774e-09
[120 empty] | 7.3.3.17.5 (Remote Grid) Updates to grid topology to minimize risk of ignition in HFTDs Remote GridWLDFREquipment / facility failureAggregated | WLDFR | HFTD - Distribution - Tier 3 - 1QU CoRE ¦ 1QU LoRE | Red Flag Warning - Catastrophic Fires | Equipment / facility failure | Aggregated | 2040 | 8.9498e-05 | 58.7222 | 0.0052555 | 2040 | Mitigation | 0.95 | 45 | 0 | esc | 0.00097009 | 8.682e-08 | 0.00097009 | 8.682e-08 | 0.0032972 | 1.453e-08 | 0.010315 | 5.7774e-09
[120 empty] | 7.3.3.17.5 (Remote Grid) Updates to grid topology to minimize risk of ignition in HFTDs Remote GridWLDFREquipment / facility failureAggregated | WLDFR | HFTD - Distribution - Tier 3 - 1QU CoRE ¦ 1QU LoRE | Red Flag Warning - Catastrophic Fires | Equipment / facility failure | Aggregated | 2041 | 8.9498e-05 | 58.7222 | 0.0052555 | 2041 | Mitigation | 0.95 | 45 | 0 | esc | 0.00097009 | 8.682e-08 | 0.00097009 | 8.682e-08 | 0.0032972 | 1.453e-08 | 0.010315 | 5.7774e-09
[120 empty] | 7.3.3.17.5 (Remote Grid) Updates to grid topology to minimize risk of ignition in HFTDs Remote GridWLDFREquipment / facility failureAggregated | WLDFR | HFTD - Distribution - Tier 3 - 1QU CoRE ¦ 1QU LoRE | Red Flag Warning - Catastrophic Fires | Equipment / facility failure | Aggregated | 2042 | 8.9498e-05 | 58.7222 | 0.0052555 | 2042 | Mitigation | 0.95 | 45 | 0 | esc | 0.00097009 | 8.682e-08 | 0.00097009 | 8.682e-08 | 0.0032972 | 1.453e-08 | 0.010315 | 5.7774e-09
[120 empty] | 7.3.3.17.5 (Remote Grid) Updates to grid topology to minimize risk of ignition in HFTDs Remote GridWLDFREquipment / facility failureAggregated | WLDFR | HFTD - Distribution - Tier 3 - 1QU CoRE ¦ 1QU LoRE | Red Flag Warning - Catastrophic Fires | Equipment / facility failure | Aggregated | 2043 | 8.9498e-05 | 58.7222 | 0.0052555 | 2043 | Mitigation | 0.95 | 45 | 0 | esc | 0.00097009 | 8.682e-08 | 0.00097009 | 8.682e-08 | 0.0032972 | 1.453e-08 | 0.010315 | 5.7774e-09
[120 empty] | 7.3.3.17.5 (Remote Grid) Updates to grid topology to minimize risk of ignition in HFTDs Remote GridWLDFREquipment / facility failureAggregated | WLDFR | HFTD - Distribution - Tier 3 - 1QU CoRE ¦ 1QU LoRE | Red Flag Warning - Catastrophic Fires | Equipment / facility failure | Aggregated | 2044 | 8.9498e-05 | 58.7222 | 0.0052555 | 2044 | Mitigation | 0.95 | 45 | 0 | esc | 0.00097009 | 8.682e-08 | 0.00097009 | 8.682e-08 | 0.0032972 | 1.453e-08 | 0.010315 | 5.7774e-09
[120 empty] | 7.3.3.17.5 (Remote Grid) Updates to grid topology to minimize risk of ignition in HFTDs Remote GridWLDFREquipment / facility failureAggregated | WLDFR | HFTD - Distribution - Tier 3 - 1QU CoRE ¦ 1QU LoRE | Red Flag Warning - Catastrophic Fires | Equipment / facility failure | Aggregated | 2045 | 8.9498e-05 | 58.7222 | 0.0052555 | 2045 | Mitigation | 0.95 | 45 | 0 | esc | 0.00097009 | 8.682e-08 | 0.00097009 | 8.682e-08 | 0.0032972 | 1.453e-08 | 0.010315 | 5.7774e-09
[120 empty] | 7.3.3.17.5 (Remote Grid) Updates to grid topology to minimize risk of ignition in HFTDs Remote GridWLDFREquipment / facility failureAggregated | WLDFR | HFTD - Distribution - Tier 3 - 1QU CoRE ¦ 1QU LoRE | Red Flag Warning - Catastrophic Fires | Equipment / facility failure | Aggregated | 2046 | 8.9498e-05 | 58.7222 | 0.0052555 | 2046 | Mitigation | 0.95 | 45 | 0 | esc | 0.00097009 | 8.682e-08 | 0.00097009 | 8.682e-08 | 0.0032972 | 1.453e-08 | 0.010315 | 5.7774e-09
[120 empty] | 7.3.3.17.5 (Remote Grid) Updates to grid topology to minimize risk of ignition in HFTDs Remote GridWLDFREquipment / facility failureAggregated | WLDFR | HFTD - Distribution - Tier 3 - 1QU CoRE ¦ 1QU LoRE | Red Flag Warning - Catastrophic Fires | Equipment / facility failure | Aggregated | 2047 | 8.9498e-05 | 58.7222 | 0.0052555 | 2047 | Mitigation | 0.95 | 45 | 0 | esc | 0.00097009 | 8.682e-08 | 0.00097009 | 8.682e-08 | 0.0032972 | 1.453e-08 | 0.010315 | 5.7774e-09
[120 empty] | 7.3.3.17.5 (Remote Grid) Updates to grid topology to minimize risk of ignition in HFTDs Remote GridWLDFREquipment / facility failureAggregated | WLDFR | HFTD - Distribution - Tier 3 - 1QU CoRE ¦ 1QU LoRE | Red Flag Warning - Catastrophic Fires | Equipment / facility failure | Aggregated | 2048 | 8.9498e-05 | 58.7222 | 0.0052555 | 2048 | Mitigation | 0.95 | 45 | 0 | esc | 0.00097009 | 8.682e-08 | 0.00097009 | 8.682e-08 | 0.0032972 | 1.453e-08 | 0.010315 | 5.7774e-09
[120 empty] | 7.3.3.17.5 (Remote Grid) Updates to grid topology to minimize risk of ignition in HFTDs Remote GridWLDFREquipment / facility failureAggregated | WLDFR | HFTD - Distribution - Tier 3 - 1QU CoRE ¦ 1QU LoRE | Red Flag Warning - Catastrophic Fires | Equipment / facility failure | Aggregated | 2049 | 8.9498e-05 | 58.7222 | 0.0052555 | 2049 | Mitigation | 0.95 | 45 | 0 | esc | 0.00097009 | 8.682e-08 | 0.00097009 | 8.682e-08 | 0.0032972 | 1.453e-08 | 0.010315 | 5.7774e-09
[120 empty] | 7.3.3.17.5 (Remote Grid) Updates to grid topology to minimize risk of ignition in HFTDs Remote GridWLDFREquipment / facility failureAggregated | WLDFR | HFTD - Distribution - Tier 3 - 1QU CoRE ¦ 1QU LoRE | Red Flag Warning - Catastrophic Fires | Equipment / facility failure | Aggregated | 2050 | 8.9498e-05 | 58.7222 | 0.0052555 | 2050 | Mitigation | 0.95 | 45 | 0 | esc | 0.00097009 | 8.682e-08 | 0.00097009 | 8.682e-08 | 0.0032972 | 1.453e-08 | 0.010315 | 5.7774e-09
[120 empty] | 7.3.3.17.5 (Remote Grid) Updates to grid topology to minimize risk of ignition in HFTDs Remote GridWLDFREquipment / facility failureAggregated | WLDFR | HFTD - Distribution - Tier 3 - 1QU CoRE ¦ 1QU LoRE | Red Flag Warning - Catastrophic Fires | Equipment / facility failure | Aggregated | 2051 | 8.9498e-05 | 58.7222 | 0.0052555 | 2051 | Mitigation | 0.95 | 45 | 0 | esc | 0.00097009 | 8.682e-08 | 0.00097009 | 8.682e-08 | 0.0032972 | 1.453e-08 | 0.010315 | 5.7774e-09
[120 empty] | 7.3.3.17.5 (Remote Grid) Updates to grid topology to minimize risk of ignition in HFTDs Remote GridWLDFREquipment / facility failureAggregated | WLDFR | HFTD - Distribution - Tier 3 - 1QU CoRE ¦ 1QU LoRE | Red Flag Warning - Catastrophic Fires | Equipment / facility failure | Aggregated | 2052 | 8.9498e-05 | 58.7222 | 0.0052555 | 2052 | Mitigation | 0.95 | 45 | 0 | esc | 0.00097009 | 8.682e-08 | 0.00097009 | 8.682e-08 | 0 | 0 | 0.010315 | 5.7774e-09
[120 empty] | 7.3.3.17.5 (Remote Grid) Updates to grid topology to minimize risk of ignition in HFTDs Remote GridWLDFREquipment / facility failureAggregated | WLDFR | HFTD - Distribution - Tier 3 - 1QU CoRE ¦ 1QU LoRE | Red Flag Warning - Catastrophic Fires | Equipment / facility failure | Aggregated | 2053 | 8.9498e-05 | 58.7222 | 0.0052555 | 2053 | Mitigation | 0.95 | 45 | 0 | esc | 0.00097009 | 8.682e-08 | 0.00097009 | 8.682e-08 | 0.0032972 | 6.6943e-08 | 0.010315 | 5.7774e-09
[120 empty] | 7.3.3.17.5 (Remote Grid) Updates to grid topology to minimize risk of ignition in HFTDs Remote GridWLDFREquipment / facility failureAggregated | WLDFR | HFTD - Distribution - Tier 3 - 1QU CoRE ¦ 1QU LoRE | Red Flag Warning - Catastrophic Fires | Equipment / facility failure | Aggregated | 2054 | 8.9498e-05 | 58.7222 | 0.0052555 | 2054 | Mitigation | 0.95 | 45 | 0 | esc | 0.00097009 | 8.682e-08 | 0.00097009 | 8.682e-08 | 0.0032972 | 6.6943e-08 | 0.010315 | 5.7774e-09
[120 empty] | 7.3.3.17.5 (Remote Grid) Updates to grid topology to minimize risk of ignition in HFTDs Remote GridWLDFREquipment / facility failureAggregated | WLDFR | HFTD - Distribution - Tier 3 - 1QU CoRE ¦ 1QU LoRE | Red Flag Warning - Catastrophic Fires | Equipment / facility failure | Aggregated | 2055 | 8.9498e-05 | 58.7222 | 0.0052555 | 2055 | Mitigation | 0.95 | 45 | 0 | esc | 0.00097009 | 8.682e-08 | 0.00097009 | 8.682e-08 | 0.0032972 | 6.6943e-08 | 0.010315 | 5.7774e-09
[120 empty] | 7.3.3.17.5 (Remote Grid) Updates to grid topology to minimize risk of ignition in HFTDs Remote GridWLDFREquipment / facility failureAggregated | WLDFR | HFTD - Distribution - Tier 3 - 1QU CoRE ¦ 1QU LoRE | Red Flag Warning - Catastrophic Fires | Equipment / facility failure | Aggregated | 2056 | 8.9498e-05 | 58.7222 | 0.0052555 | 2056 | Mitigation | 0.95 | 45 | 0 | esc | 0.00097009 | 8.682e-08 | 0.00097009 | 8.682e-08 | 0.0032972 | 6.6943e-08 | 0.010315 | 5.7774e-09
[120 empty] | 7.3.3.17.5 (Remote Grid) Updates to grid topology to minimize risk of ignition in HFTDs Remote GridWLDFREquipment / facility failureAggregated | WLDFR | HFTD - Distribution - Tier 3 - 1QU CoRE ¦ 1QU LoRE | Red Flag Warning - Catastrophic Fires | Equipment / facility failure | Aggregated | 2057 | 8.9498e-05 | 58.7222 | 0.0052555 | 2057 | Mitigation | 0.95 | 45 | 0 | esc | 0.00097009 | 8.682e-08 | 0.00097009 | 8.682e-08 | 0.0032972 | 6.6943e-08 | 0.010315 | 5.7774e-09
[120 empty] | 7.3.3.17.5 (Remote Grid) Updates to grid topology to minimize risk of ignition in HFTDs Remote GridWLDFREquipment / facility failureAggregated | WLDFR | HFTD - Distribution - Tier 3 - 1QU CoRE ¦ 1QU LoRE | Red Flag Warning - Catastrophic Fires | Equipment / facility failure | Aggregated | 2058 | 8.9498e-05 | 58.7222 | 0.0052555 | 2058 | Mitigation | 0.95 | 45 | 0 | esc | 0.00097009 | 8.682e-08 | 0.00097009 | 8.682e-08 | 0.0032972 | 6.6943e-08 | 0.010315 | 5.7774e-09
[120 empty] | 7.3.3.17.5 (Remote Grid) Updates to grid topology to minimize risk of ignition in HFTDs Remote GridWLDFREquipment / facility failureAggregated | WLDFR | HFTD - Distribution - Tier 3 - 1QU CoRE ¦ 1QU LoRE | Red Flag Warning - Catastrophic Fires | Equipment / facility failure | Aggregated | 2059 | 8.9498e-05 | 58.7222 | 0.0052555 | 2059 | Mitigation | 0.95 | 45 | 0 | esc | 0.00097009 | 8.682e-08 | 0.00097009 | 8.682e-08 | 0.0032972 | 6.6943e-08 | 0.010315 | 5.7774e-09
[120 empty] | 7.3.3.17.5 (Remote Grid) Updates to grid topology to minimize risk of ignition in HFTDs Remote GridWLDFREquipment / facility failureAggregated | WLDFR | HFTD - Distribution - Tier 3 - 1QU CoRE ¦ 1QU LoRE | Red Flag Warning - Catastrophic Fires | Equipment / facility failure | Aggregated | 2060 | 8.9498e-05 | 58.7222 | 0.0052555 | 2060 | Mitigation | 0.95 | 45 | 0 | esc | 0.00097009 | 8.682e-08 | 0.00097009 | 8.682e-08 | 0.0032972 | 6.6943e-08 | 0 | 0
[120 empty] | 7.3.3.17.5 (Remote Grid) Updates to grid topology to minimize risk of ignition in HFTDs Remote GridWLDFREquipment / facility failureAggregated | WLDFR | HFTD - Distribution - Tier 3 - 1QU CoRE ¦ 1QU LoRE | Red Flag Warning - Catastrophic Fires | Equipment / facility failure | Aggregated | 2061 | 8.9498e-05 | 58.7222 | 0.0052555 | 2061 | Mitigation | 0.95 | 45 | 0 | esc | 0.00097009 | 8.682e-08 | 0.00097009 | 8.682e-08 | 0.0032972 | 6.6943e-08 | 0 | 0
[120 empty] | 7.3.3.17.5 (Remote Grid) Updates to grid topology to minimize risk of ignition in HFTDs Remote GridWLDFREquipment / facility failureAggregated | WLDFR | HFTD - Distribution - Tier 3 - 1QU CoRE ¦ 1QU LoRE | Red Flag Warning - Catastrophic Fires | Equipment / facility failure | Aggregated | 2062 | 8.9498e-05 | 58.7222 | 0.0052555 | 2062 | Mitigation | 0.95 | 45 | 0 | esc | 0.00097009 | 8.682e-08 | 0.00097009 | 8.682e-08 | 0.0032972 | 6.6943e-08 | 0.013666 | 2.9149e-09
[120 empty] | 7.3.3.17.5 (Remote Grid) Updates to grid topology to minimize risk of ignition in HFTDs Remote GridWLDFREquipment / facility failureAggregated | WLDFR | HFTD - Distribution - Tier 3 - 1QU CoRE ¦ 1QU LoRE | Red Flag Warning - Catastrophic Fires | Equipment / facility failure | Aggregated | 2063 | 8.9498e-05 | 58.7222 | 0.0052555 | 2063 | Mitigation | 0.95 | 45 | 0 | esc | 0.00097009 | 8.682e-08 | 0.00097009 | 8.682e-08 | 0.0032972 | 6.6943e-08 | 0.013666 | 2.9149e-09
[120 empty] | 7.3.3.17.5 (Remote Grid) Updates to grid topology to minimize risk of ignition in HFTDs Remote GridWLDFREquipment / facility failureAggregated | WLDFR | HFTD - Distribution - Tier 3 - 1QU CoRE ¦ 1QU LoRE | Red Flag Warning - Catastrophic Fires | Equipment / facility failure | Aggregated | 2064 | 8.9498e-05 | 58.7222 | 0.0052555 | 2064 | Mitigation | 0.95 | 45 | 0 | esc | 0.00097009 | 8.682e-08 | 0.00097009 | 8.682e-08 | 0.0032972 | 6.6943e-08 | 0.013666 | 2.9149e-09
[120 empty] | 7.3.3.17.5 (Remote Grid) Updates to grid topology to minimize risk of ignition in HFTDs Remote GridWLDFREquipment / facility failureAggregated | WLDFR | HFTD - Distribution - Tier 3 - 1QU CoRE ¦ 1QU LoRE | Red Flag Warning - Catastrophic Fires | Equipment / facility failure | Aggregated | 2065 | 8.9498e-05 | 58.7222 | 0.0052555 | 2065 | Mitigation | 0.95 | 45 | 0 | esc | 0.00097009 | 8.682e-08 | 0.00097009 | 8.682e-08 | 0.0032972 | 6.6943e-08 | 0.013666 | 2.9149e-09
[120 empty] | 7.3.3.17.5 (Remote Grid) Updates to grid topology to minimize risk of ignition in HFTDs Remote GridWLDFREquipment / facility failureAggregated | WLDFR | HFTD - Distribution - Tier 3 - 1QU CoRE ¦ 1QU LoRE | Red Flag Warning - Catastrophic Fires | Equipment / facility failure | Aggregated | 2066 | 8.9498e-05 | 58.7222 | 0.0052555 | 2066 | Mitigation | 0.95 | 45 | 0 | esc | 0.00097009 | 8.682e-08 | 0.00097009 | 8.682e-08 | 0.0032972 | 6.6943e-08 | 0.013666 | 2.9149e-09
[120 empty] | 7.3.3.17.5 (Remote Grid) Updates to grid topology to minimize risk of ignition in HFTDs Remote GridWLDFREquipment / facility failureAggregated | WLDFR | HFTD - Distribution - Tier 3 - 1QU CoRE ¦ 1QU LoRE | Red Flag Warning - Catastrophic Fires | Equipment / facility failure | Aggregated | 2067 | 8.9498e-05 | 58.7222 | 0.0052555 | 2067 | Mitigation | 0.95 | 45 | 0 | esc | 0 | 0 | 0.00097009 | 8.682e-08 | 0.0032972 | 6.6943e-08 | 0.013666 | 2.9149e-09
[120 empty] | 7.3.3.17.5 (Remote Grid) Updates to grid topology to minimize risk of ignition in HFTDs Remote GridWLDFRVegetation ContactAggregated | WLDFR | HFTD - Distribution - Tier 3 - 1QU CoRE ¦ 1QU LoRE | Red Flag Warning - Catastrophic Fires | Vegetation Contact | Aggregated | 2022 | 0.00021789 | 58.7222 | 0.012795 | 2022 | Mitigation | 0.95 | 45 | 0 | esc | 0.00097009 | 2.1137e-07 | 0 | 0 | 0.0032972 | 6.6943e-08 | 0.013666 | 2.9149e-09
[120 empty] | 7.3.3.17.5 (Remote Grid) Updates to grid topology to minimize risk of ignition in HFTDs Remote GridWLDFRVegetation ContactAggregated | WLDFR | HFTD - Distribution - Tier 3 - 1QU CoRE ¦ 1QU LoRE | Red Flag Warning - Catastrophic Fires | Vegetation Contact | Aggregated | 2023 | 0.00021789 | 58.7222 | 0.012795 | 2023 | Mitigation | 0.95 | 45 | 0 | esc | 0.00097009 | 2.1137e-07 | 0.00097009 | 2.1137e-07 | 0.0032972 | 6.6943e-08 | 0.013666 | 2.9149e-09
[120 empty] | 7.3.3.17.5 (Remote Grid) Updates to grid topology to minimize risk of ignition in HFTDs Remote GridWLDFRVegetation ContactAggregated | WLDFR | HFTD - Distribution - Tier 3 - 1QU CoRE ¦ 1QU LoRE | Red Flag Warning - Catastrophic Fires | Vegetation Contact | Aggregated | 2024 | 0.00021789 | 58.7222 | 0.012795 | 2024 | Mitigation | 0.95 | 45 | 0 | esc | 0.00097009 | 2.1137e-07 | 0.00097009 | 2.1137e-07 | 0.0032972 | 6.6943e-08 | 0.013666 | 2.9149e-09
[120 empty] | 7.3.3.17.5 (Remote Grid) Updates to grid topology to minimize risk of ignition in HFTDs Remote GridWLDFRVegetation ContactAggregated | WLDFR | HFTD - Distribution - Tier 3 - 1QU CoRE ¦ 1QU LoRE | Red Flag Warning - Catastrophic Fires | Vegetation Contact | Aggregated | 2025 | 0.00021789 | 58.7222 | 0.012795 | 2025 | Mitigation | 0.95 | 45 | 0 | esc | 0.00097009 | 2.1137e-07 | 0.00097009 | 2.1137e-07 | 0.0032972 | 6.6943e-08 | 0.013666 | 2.9149e-09
[120 empty] | 7.3.3.17.5 (Remote Grid) Updates to grid topology to minimize risk of ignition in HFTDs Remote GridWLDFRVegetation ContactAggregated | WLDFR | HFTD - Distribution - Tier 3 - 1QU CoRE ¦ 1QU LoRE | Red Flag Warning - Catastrophic Fires | Vegetation Contact | Aggregated | 2026 | 0.00021789 | 58.7222 | 0.012795 | 2026 | Mitigation | 0.95 | 45 | 0 | esc | 0.00097009 | 2.1137e-07 | 0.00097009 | 2.1137e-07 | 0.0032972 | 6.6943e-08 | 0.013666 | 2.9149e-09
[120 empty] | 7.3.3.17.5 (Remote Grid) Updates to grid topology to minimize risk of ignition in HFTDs Remote GridWLDFRVegetation ContactAggregated | WLDFR | HFTD - Distribution - Tier 3 - 1QU CoRE ¦ 1QU LoRE | Red Flag Warning - Catastrophic Fires | Vegetation Contact | Aggregated | 2027 | 0.00021789 | 58.7222 | 0.012795 | 2027 | Mitigation | 0.95 | 45 | 0 | esc | 0.00097009 | 2.1137e-07 | 0.00097009 | 2.1137e-07 | 0.0032972 | 6.6943e-08 | 0.013666 | 2.9149e-09
[120 empty] | 7.3.3.17.5 (Remote Grid) Updates to grid topology to minimize risk of ignition in HFTDs Remote GridWLDFRVegetation ContactAggregated | WLDFR | HFTD - Distribution - Tier 3 - 1QU CoRE ¦ 1QU LoRE | Red Flag Warning - Catastrophic Fires | Vegetation Contact | Aggregated | 2028 | 0.00021789 | 58.7222 | 0.012795 | 2028 | Mitigation | 0.95 | 45 | 0 | esc | 0.00097009 | 2.1137e-07 | 0.00097009 | 2.1137e-07 | 0.0032972 | 6.6943e-08 | 0.013666 | 2.9149e-09
[120 empty] | 7.3.3.17.5 (Remote Grid) Updates to grid topology to minimize risk of ignition in HFTDs Remote GridWLDFRVegetation ContactAggregated | WLDFR | HFTD - Distribution - Tier 3 - 1QU CoRE ¦ 1QU LoRE | Red Flag Warning - Catastrophic Fires | Vegetation Contact | Aggregated | 2029 | 0.00021789 | 58.7222 | 0.012795 | 2029 | Mitigation | 0.95 | 45 | 0 | esc | 0.00097009 | 2.1137e-07 | 0.00097009 | 2.1137e-07 | 0.0032972 | 6.6943e-08 | 0.013666 | 2.9149e-09
[120 empty] | 7.3.3.17.5 (Remote Grid) Updates to grid topology to minimize risk of ignition in HFTDs Remote GridWLDFRVegetation ContactAggregated | WLDFR | HFTD - Distribution - Tier 3 - 1QU CoRE ¦ 1QU LoRE | Red Flag Warning - Catastrophic Fires | Vegetation Contact | Aggregated | 2030 | 0.00021789 | 58.7222 | 0.012795 | 2030 | Mitigation | 0.95 | 45 | 0 | esc | 0.00097009 | 2.1137e-07 | 0.00097009 | 2.1137e-07 | 0.0032972 | 6.6943e-08 | 0.013666 | 2.9149e-09
[120 empty] | 7.3.3.17.5 (Remote Grid) Updates to grid topology to minimize risk of ignition in HFTDs Remote GridWLDFRVegetation ContactAggregated | WLDFR | HFTD - Distribution - Tier 3 - 1QU CoRE ¦ 1QU LoRE | Red Flag Warning - Catastrophic Fires | Vegetation Contact | Aggregated | 2031 | 0.00021789 | 58.7222 | 0.012795 | 2031 | Mitigation | 0.95 | 45 | 0 | esc | 0.00097009 | 2.1137e-07 | 0.00097009 | 2.1137e-07 | 0.0032972 | 6.6943e-08 | 0.013666 | 2.9149e-09
[120 empty] | 7.3.3.17.5 (Remote Grid) Updates to grid topology to minimize risk of ignition in HFTDs Remote GridWLDFRVegetation ContactAggregated | WLDFR | HFTD - Distribution - Tier 3 - 1QU CoRE ¦ 1QU LoRE | Red Flag Warning - Catastrophic Fires | Vegetation Contact | Aggregated | 2032 | 0.00021789 | 58.7222 | 0.012795 | 2032 | Mitigation | 0.95 | 45 | 0 | esc | 0.00097009 | 2.1137e-07 | 0.00097009 | 2.1137e-07 | 0.0032972 | 6.6943e-08 | 0.013666 | 2.9149e-09
[120 empty] | 7.3.3.17.5 (Remote Grid) Updates to grid topology to minimize risk of ignition in HFTDs Remote GridWLDFRVegetation ContactAggregated | WLDFR | HFTD - Distribution - Tier 3 - 1QU CoRE ¦ 1QU LoRE | Red Flag Warning - Catastrophic Fires | Vegetation Contact | Aggregated | 2033 | 0.00021789 | 58.7222 | 0.012795 | 2033 | Mitigation | 0.95 | 45 | 0 | esc | 0.00097009 | 2.1137e-07 | 0.00097009 | 2.1137e-07 | 0.0032972 | 6.6943e-08 | 0.013666 | 2.9149e-09
[120 empty] | 7.3.3.17.5 (Remote Grid) Updates to grid topology to minimize risk of ignition in HFTDs Remote GridWLDFRVegetation ContactAggregated | WLDFR | HFTD - Distribution - Tier 3 - 1QU CoRE ¦ 1QU LoRE | Red Flag Warning - Catastrophic Fires | Vegetation Contact | Aggregated | 2034 | 0.00021789 | 58.7222 | 0.012795 | 2034 | Mitigation | 0.95 | 45 | 0 | esc | 0.00097009 | 2.1137e-07 | 0.00097009 | 2.1137e-07 | 0.0032972 | 6.6943e-08 | 0.013666 | 2.9149e-09
[120 empty] | 7.3.3.17.5 (Remote Grid) Updates to grid topology to minimize risk of ignition in HFTDs Remote GridWLDFRVegetation ContactAggregated | WLDFR | HFTD - Distribution - Tier 3 - 1QU CoRE ¦ 1QU LoRE | Red Flag Warning - Catastrophic Fires | Vegetation Contact | Aggregated | 2035 | 0.00021789 | 58.7222 | 0.012795 | 2035 | Mitigation | 0.95 | 45 | 0 | esc | 0.00097009 | 2.1137e-07 | 0.00097009 | 2.1137e-07 | 0.0032972 | 6.6943e-08 | 0.013666 | 2.9149e-09
[120 empty] | 7.3.3.17.5 (Remote Grid) Updates to grid topology to minimize risk of ignition in HFTDs Remote GridWLDFRVegetation ContactAggregated | WLDFR | HFTD - Distribution - Tier 3 - 1QU CoRE ¦ 1QU LoRE | Red Flag Warning - Catastrophic Fires | Vegetation Contact | Aggregated | 2036 | 0.00021789 | 58.7222 | 0.012795 | 2036 | Mitigation | 0.95 | 45 | 0 | esc | 0.00097009 | 2.1137e-07 | 0.00097009 | 2.1137e-07 | 0.0032972 | 6.6943e-08 | 0.013666 | 2.9149e-09
[120 empty] | 7.3.3.17.5 (Remote Grid) Updates to grid topology to minimize risk of ignition in HFTDs Remote GridWLDFRVegetation ContactAggregated | WLDFR | HFTD - Distribution - Tier 3 - 1QU CoRE ¦ 1QU LoRE | Red Flag Warning - Catastrophic Fires | Vegetation Contact | Aggregated | 2037 | 0.00021789 | 58.7222 | 0.012795 | 2037 | Mitigation | 0.95 | 45 | 0 | esc | 0.00097009 | 2.1137e-07 | 0.00097009 | 2.1137e-07 | 0.0032972 | 6.6943e-08 | 0.013666 | 2.9149e-09
[120 empty] | 7.3.3.17.5 (Remote Grid) Updates to grid topology to minimize risk of ignition in HFTDs Remote GridWLDFRVegetation ContactAggregated | WLDFR | HFTD - Distribution - Tier 3 - 1QU CoRE ¦ 1QU LoRE | Red Flag Warning - Catastrophic Fires | Vegetation Contact | Aggregated | 2038 | 0.00021789 | 58.7222 | 0.012795 | 2038 | Mitigation | 0.95 | 45 | 0 | esc | 0.00097009 | 2.1137e-07 | 0.00097009 | 2.1137e-07 | 0.0032972 | 6.6943e-08 | 0.013666 | 2.9149e-09
[120 empty] | 7.3.3.17.5 (Remote Grid) Updates to grid topology to minimize risk of ignition in HFTDs Remote GridWLDFRVegetation ContactAggregated | WLDFR | HFTD - Distribution - Tier 3 - 1QU CoRE ¦ 1QU LoRE | Red Flag Warning - Catastrophic Fires | Vegetation Contact | Aggregated | 2039 | 0.00021789 | 58.7222 | 0.012795 | 2039 | Mitigation | 0.95 | 45 | 0 | esc | 0.00097009 | 2.1137e-07 | 0.00097009 | 2.1137e-07 | 0.0032972 | 6.6943e-08 | 0.013666 | 2.9149e-09
[120 empty] | 7.3.3.17.5 (Remote Grid) Updates to grid topology to minimize risk of ignition in HFTDs Remote GridWLDFRVegetation ContactAggregated | WLDFR | HFTD - Distribution - Tier 3 - 1QU CoRE ¦ 1QU LoRE | Red Flag Warning - Catastrophic Fires | Vegetation Contact | Aggregated | 2040 | 0.00021789 | 58.7222 | 0.012795 | 2040 | Mitigation | 0.95 | 45 | 0 | esc | 0.00097009 | 2.1137e-07 | 0.00097009 | 2.1137e-07 | 0.0032972 | 6.6943e-08 | 0.013666 | 2.9149e-09
[120 empty] | 7.3.3.17.5 (Remote Grid) Updates to grid topology to minimize risk of ignition in HFTDs Remote GridWLDFRVegetation ContactAggregated | WLDFR | HFTD - Distribution - Tier 3 - 1QU CoRE ¦ 1QU LoRE | Red Flag Warning - Catastrophic Fires | Vegetation Contact | Aggregated | 2041 | 0.00021789 | 58.7222 | 0.012795 | 2041 | Mitigation | 0.95 | 45 | 0 | esc | 0.00097009 | 2.1137e-07 | 0.00097009 | 2.1137e-07 | 0.0032972 | 6.6943e-08 | 0.013666 | 2.9149e-09
[120 empty] | 7.3.3.17.5 (Remote Grid) Updates to grid topology to minimize risk of ignition in HFTDs Remote GridWLDFRVegetation ContactAggregated | WLDFR | HFTD - Distribution - Tier 3 - 1QU CoRE ¦ 1QU LoRE | Red Flag Warning - Catastrophic Fires | Vegetation Contact | Aggregated | 2042 | 0.00021789 | 58.7222 | 0.012795 | 2042 | Mitigation | 0.95 | 45 | 0 | esc | 0.00097009 | 2.1137e-07 | 0.00097009 | 2.1137e-07 | 0.0032972 | 6.6943e-08 | 0.013666 | 2.9149e-09
[120 empty] | 7.3.3.17.5 (Remote Grid) Updates to grid topology to minimize risk of ignition in HFTDs Remote GridWLDFRVegetation ContactAggregated | WLDFR | HFTD - Distribution - Tier 3 - 1QU CoRE ¦ 1QU LoRE | Red Flag Warning - Catastrophic Fires | Vegetation Contact | Aggregated | 2043 | 0.00021789 | 58.7222 | 0.012795 | 2043 | Mitigation | 0.95 | 45 | 0 | esc | 0.00097009 | 2.1137e-07 | 0.00097009 | 2.1137e-07 | 0.0032972 | 6.6943e-08 | 0.013666 | 2.9149e-09
[120 empty] | 7.3.3.17.5 (Remote Grid) Updates to grid topology to minimize risk of ignition in HFTDs Remote GridWLDFRVegetation ContactAggregated | WLDFR | HFTD - Distribution - Tier 3 - 1QU CoRE ¦ 1QU LoRE | Red Flag Warning - Catastrophic Fires | Vegetation Contact | Aggregated | 2044 | 0.00021789 | 58.7222 | 0.012795 | 2044 | Mitigation | 0.95 | 45 | 0 | esc | 0.00097009 | 2.1137e-07 | 0.00097009 | 2.1137e-07 | 0.0032972 | 6.6943e-08 | 0.013666 | 2.9149e-09
[120 empty] | 7.3.3.17.5 (Remote Grid) Updates to grid topology to minimize risk of ignition in HFTDs Remote GridWLDFRVegetation ContactAggregated | WLDFR | HFTD - Distribution - Tier 3 - 1QU CoRE ¦ 1QU LoRE | Red Flag Warning - Catastrophic Fires | Vegetation Contact | Aggregated | 2045 | 0.00021789 | 58.7222 | 0.012795 | 2045 | Mitigation | 0.95 | 45 | 0 | esc | 0.00097009 | 2.1137e-07 | 0.00097009 | 2.1137e-07 | 0.0032972 | 6.6943e-08 | 0.013666 | 2.9149e-09
[120 empty] | 7.3.3.17.5 (Remote Grid) Updates to grid topology to minimize risk of ignition in HFTDs Remote GridWLDFRVegetation ContactAggregated | WLDFR | HFTD - Distribution - Tier 3 - 1QU CoRE ¦ 1QU LoRE | Red Flag Warning - Catastrophic Fires | Vegetation Contact | Aggregated | 2046 | 0.00021789 | 58.7222 | 0.012795 | 2046 | Mitigation | 0.95 | 45 | 0 | esc | 0.00097009 | 2.1137e-07 | 0.00097009 | 2.1137e-07 | 0.0032972 | 6.6943e-08 | 0 | 0
[120 empty] | 7.3.3.17.5 (Remote Grid) Updates to grid topology to minimize risk of ignition in HFTDs Remote GridWLDFRVegetation ContactAggregated | WLDFR | HFTD - Distribution - Tier 3 - 1QU CoRE ¦ 1QU LoRE | Red Flag Warning - Catastrophic Fires | Vegetation Contact | Aggregated | 2047 | 0.00021789 | 58.7222 | 0.012795 | 2047 | Mitigation | 0.95 | 45 | 0 | esc | 0.00097009 | 2.1137e-07 | 0.00097009 | 2.1137e-07 | 0.0032972 | 6.6943e-08 | 0 | 0
[120 empty] | 7.3.3.17.5 (Remote Grid) Updates to grid topology to minimize risk of ignition in HFTDs Remote GridWLDFRVegetation ContactAggregated | WLDFR | HFTD - Distribution - Tier 3 - 1QU CoRE ¦ 1QU LoRE | Red Flag Warning - Catastrophic Fires | Vegetation Contact | Aggregated | 2048 | 0.00021789 | 58.7222 | 0.012795 | 2048 | Mitigation | 0.95 | 45 | 0 | esc | 0.00097009 | 2.1137e-07 | 0.00097009 | 2.1137e-07 | 0.0032972 | 6.6943e-08 | 0.0063316 | 1.3615e-11
[120 empty] | 7.3.3.17.5 (Remote Grid) Updates to grid topology to minimize risk of ignition in HFTDs Remote GridWLDFRVegetation ContactAggregated | WLDFR | HFTD - Distribution - Tier 3 - 1QU CoRE ¦ 1QU LoRE | Red Flag Warning - Catastrophic Fires | Vegetation Contact | Aggregated | 2049 | 0.00021789 | 58.7222 | 0.012795 | 2049 | Mitigation | 0.95 | 45 | 0 | esc | 0.00097009 | 2.1137e-07 | 0.00097009 | 2.1137e-07 | 0.0032972 | 6.6943e-08 | 0.0063316 | 1.3615e-11
[120 empty] | 7.3.3.17.5 (Remote Grid) Updates to grid topology to minimize risk of ignition in HFTDs Remote GridWLDFRVegetation ContactAggregated | WLDFR | HFTD - Distribution - Tier 3 - 1QU CoRE ¦ 1QU LoRE | Red Flag Warning - Catastrophic Fires | Vegetation Contact | Aggregated | 2050 | 0.00021789 | 58.7222 | 0.012795 | 2050 | Mitigation | 0.95 | 45 | 0 | esc | 0.00097009 | 2.1137e-07 | 0.00097009 | 2.1137e-07 | 0.0032972 | 6.6943e-08 | 0.0063316 | 1.3615e-11
[120 empty] | 7.3.3.17.5 (Remote Grid) Updates to grid topology to minimize risk of ignition in HFTDs Remote GridWLDFRVegetation ContactAggregated | WLDFR | HFTD - Distribution - Tier 3 - 1QU CoRE ¦ 1QU LoRE | Red Flag Warning - Catastrophic Fires | Vegetation Contact | Aggregated | 2051 | 0.00021789 | 58.7222 | 0.012795 | 2051 | Mitigation | 0.95 | 45 | 0 | esc | 0.00097009 | 2.1137e-07 | 0.00097009 | 2.1137e-07 | 0.0032972 | 6.6943e-08 | 0.0063316 | 1.3615e-11
[120 empty] | 7.3.3.17.5 (Remote Grid) Updates to grid topology to minimize risk of ignition in HFTDs Remote GridWLDFRVegetation ContactAggregated | WLDFR | HFTD - Distribution - Tier 3 - 1QU CoRE ¦ 1QU LoRE | Red Flag Warning - Catastrophic Fires | Vegetation Contact | Aggregated | 2052 | 0.00021789 | 58.7222 | 0.012795 | 2052 | Mitigation | 0.95 | 45 | 0 | esc | 0.00097009 | 2.1137e-07 | 0.00097009 | 2.1137e-07 | 0.0032972 | 6.6943e-08 | 0.0063316 | 1.3615e-11
[120 empty] | 7.3.3.17.5 (Remote Grid) Updates to grid topology to minimize risk of ignition in HFTDs Remote GridWLDFRVegetation ContactAggregated | WLDFR | HFTD - Distribution - Tier 3 - 1QU CoRE ¦ 1QU LoRE | Red Flag Warning - Catastrophic Fires | Vegetation Contact | Aggregated | 2053 | 0.00021789 | 58.7222 | 0.012795 | 2053 | Mitigation | 0.95 | 45 | 0 | esc | 0.00097009 | 2.1137e-07 | 0.00097009 | 2.1137e-07 | 0.0032972 | 6.6943e-08 | 0.0063316 | 1.3615e-11
[120 empty] | 7.3.3.17.5 (Remote Grid) Updates to grid topology to minimize risk of ignition in HFTDs Remote GridWLDFRVegetation ContactAggregated | WLDFR | HFTD - Distribution - Tier 3 - 1QU CoRE ¦ 1QU LoRE | Red Flag Warning - Catastrophic Fires | Vegetation Contact | Aggregated | 2054 | 0.00021789 | 58.7222 | 0.012795 | 2054 | Mitigation | 0.95 | 45 | 0 | esc | 0.00097009 | 2.1137e-07 | 0.00097009 | 2.1137e-07 | 0.0032972 | 6.6943e-08 | 0.0063316 | 1.3615e-11
[120 empty] | 7.3.3.17.5 (Remote Grid) Updates to grid topology to minimize risk of ignition in HFTDs Remote GridWLDFRVegetation ContactAggregated | WLDFR | HFTD - Distribution - Tier 3 - 1QU CoRE ¦ 1QU LoRE | Red Flag Warning - Catastrophic Fires | Vegetation Contact | Aggregated | 2055 | 0.00021789 | 58.7222 | 0.012795 | 2055 | Mitigation | 0.95 | 45 | 0 | esc | 0.00097009 | 2.1137e-07 | 0.00097009 | 2.1137e-07 | 0.0032972 | 6.6943e-08 | 0.0063316 | 1.3615e-11
[120 empty] | 7.3.3.17.5 (Remote Grid) Updates to grid topology to minimize risk of ignition in HFTDs Remote GridWLDFRVegetation ContactAggregated | WLDFR | HFTD - Distribution - Tier 3 - 1QU CoRE ¦ 1QU LoRE | Red Flag Warning - Catastrophic Fires | Vegetation Contact | Aggregated | 2056 | 0.00021789 | 58.7222 | 0.012795 | 2056 | Mitigation | 0.95 | 45 | 0 | esc | 0.00097009 | 2.1137e-07 | 0.00097009 | 2.1137e-07 | 0 | 0 | 0.0063316 | 1.3615e-11
[120 empty] | 7.3.3.17.5 (Remote Grid) Updates to grid topology to minimize risk of ignition in HFTDs Remote GridWLDFRVegetation ContactAggregated | WLDFR | HFTD - Distribution - Tier 3 - 1QU CoRE ¦ 1QU LoRE | Red Flag Warning - Catastrophic Fires | Vegetation Contact | Aggregated | 2057 | 0.00021789 | 58.7222 | 0.012795 | 2057 | Mitigation | 0.95 | 45 | 0 | esc | 0.00097009 | 2.1137e-07 | 0.00097009 | 2.1137e-07 | 0.0032972 | 1.4396e-09 | 0.0063316 | 1.3615e-11
[120 empty] | 7.3.3.17.5 (Remote Grid) Updates to grid topology to minimize risk of ignition in HFTDs Remote GridWLDFRVegetation ContactAggregated | WLDFR | HFTD - Distribution - Tier 3 - 1QU CoRE ¦ 1QU LoRE | Red Flag Warning - Catastrophic Fires | Vegetation Contact | Aggregated | 2058 | 0.00021789 | 58.7222 | 0.012795 | 2058 | Mitigation | 0.95 | 45 | 0 | esc | 0.00097009 | 2.1137e-07 | 0.00097009 | 2.1137e-07 | 0.0032972 | 1.4396e-09 | 0.0063316 | 1.3615e-11
[120 empty] | 7.3.3.17.5 (Remote Grid) Updates to grid topology to minimize risk of ignition in HFTDs Remote GridWLDFRVegetation ContactAggregated | WLDFR | HFTD - Distribution - Tier 3 - 1QU CoRE ¦ 1QU LoRE | Red Flag Warning - Catastrophic Fires | Vegetation Contact | Aggregated | 2059 | 0.00021789 | 58.7222 | 0.012795 | 2059 | Mitigation | 0.95 | 45 | 0 | esc | 0.00097009 | 2.1137e-07 | 0.00097009 | 2.1137e-07 | 0.0032972 | 1.4396e-09 | 0.0063316 | 1.3615e-11
[120 empty] | 7.3.3.17.5 (Remote Grid) Updates to grid topology to minimize risk of ignition in HFTDs Remote GridWLDFRVegetation ContactAggregated | WLDFR | HFTD - Distribution - Tier 3 - 1QU CoRE ¦ 1QU LoRE | Red Flag Warning - Catastrophic Fires | Vegetation Contact | Aggregated | 2060 | 0.00021789 | 58.7222 | 0.012795 | 2060 | Mitigation | 0.95 | 45 | 0 | esc | 0.00097009 | 2.1137e-07 | 0.00097009 | 2.1137e-07 | 0.0032972 | 1.4396e-09 | 0.0063316 | 1.3615e-11
[120 empty] | 7.3.3.17.5 (Remote Grid) Updates to grid topology to minimize risk of ignition in HFTDs Remote GridWLDFRVegetation ContactAggregated | WLDFR | HFTD - Distribution - Tier 3 - 1QU CoRE ¦ 1QU LoRE | Red Flag Warning - Catastrophic Fires | Vegetation Contact | Aggregated | 2061 | 0.00021789 | 58.7222 | 0.012795 | 2061 | Mitigation | 0.95 | 45 | 0 | esc | 0.00097009 | 2.1137e-07 | 0.00097009 | 2.1137e-07 | 0.0032972 | 1.4396e-09 | 0.0063316 | 1.3615e-11
[120 empty] | 7.3.3.17.5 (Remote Grid) Updates to grid topology to minimize risk of ignition in HFTDs Remote GridWLDFRVegetation ContactAggregated | WLDFR | HFTD - Distribution - Tier 3 - 1QU CoRE ¦ 1QU LoRE | Red Flag Warning - Catastrophic Fires | Vegetation Contact | Aggregated | 2062 | 0.00021789 | 58.7222 | 0.012795 | 2062 | Mitigation | 0.95 | 45 | 0 | esc | 0.00097009 | 2.1137e-07 | 0.00097009 | 2.1137e-07 | 0.0032972 | 1.4396e-09 | 0.0063316 | 1.3615e-11
[120 empty] | 7.3.3.17.5 (Remote Grid) Updates to grid topology to minimize risk of ignition in HFTDs Remote GridWLDFRVegetation ContactAggregated | WLDFR | HFTD - Distribution - Tier 3 - 1QU CoRE ¦ 1QU LoRE | Red Flag Warning - Catastrophic Fires | Vegetation Contact | Aggregated | 2063 | 0.00021789 | 58.7222 | 0.012795 | 2063 | Mitigation | 0.95 | 45 | 0 | esc | 0.00097009 | 2.1137e-07 | 0.00097009 | 2.1137e-07 | 0.0032972 | 1.4396e-09 | 0.0063316 | 1.3615e-11
[120 empty] | 7.3.3.17.5 (Remote Grid) Updates to grid topology to minimize risk of ignition in HFTDs Remote GridWLDFRVegetation ContactAggregated | WLDFR | HFTD - Distribution - Tier 3 - 1QU CoRE ¦ 1QU LoRE | Red Flag Warning - Catastrophic Fires | Vegetation Contact | Aggregated | 2064 | 0.00021789 | 58.7222 | 0.012795 | 2064 | Mitigation | 0.95 | 45 | 0 | esc | 0.00097009 | 2.1137e-07 | 0.00097009 | 2.1137e-07 | 0.0032972 | 1.4396e-09 | 0.0063316 | 1.3615e-11
[120 empty] | 7.3.3.17.5 (Remote Grid) Updates to grid topology to minimize risk of ignition in HFTDs Remote GridWLDFRVegetation ContactAggregated | WLDFR | HFTD - Distribution - Tier 3 - 1QU CoRE ¦ 1QU LoRE | Red Flag Warning - Catastrophic Fires | Vegetation Contact | Aggregated | 2065 | 0.00021789 | 58.7222 | 0.012795 | 2065 | Mitigation | 0.95 | 45 | 0 | esc | 0.00097009 | 2.1137e-07 | 0.00097009 | 2.1137e-07 | 0.0032972 | 1.4396e-09 | 0.0063316 | 1.3615e-11
[120 empty] | 7.3.3.17.5 (Remote Grid) Updates to grid topology to minimize risk of ignition in HFTDs Remote GridWLDFRVegetation ContactAggregated | WLDFR | HFTD - Distribution - Tier 3 - 1QU CoRE ¦ 1QU LoRE | Red Flag Warning - Catastrophic Fires | Vegetation Contact | Aggregated | 2066 | 0.00021789 | 58.7222 | 0.012795 | 2066 | Mitigation | 0.95 | 45 | 0 | esc | 0.00097009 | 2.1137e-07 | 0.00097009 | 2.1137e-07 | 0.0032972 | 1.4396e-09 | 0.0063316 | 1.3615e-11
[120 empty] | 7.3.3.17.5 (Remote Grid) Updates to grid topology to minimize risk of ignition in HFTDs Remote GridWLDFRVegetation ContactAggregated | WLDFR | HFTD - Distribution - Tier 3 - 1QU CoRE ¦ 1QU LoRE | Red Flag Warning - Catastrophic Fires | Vegetation Contact | Aggregated | 2067 | 0.00021789 | 58.7222 | 0.012795 | 2067 | Mitigation | 0.95 | 45 | 0 | esc | 0 | 0 | 0.00097009 | 2.1137e-07 | 0.0032972 | 1.4396e-09 | 0.0063316 | 1.3615e-11
[120 empty] | 7.3.3.17.5 (Remote Grid) Updates to grid topology to minimize risk of ignition in HFTDs Remote GridWLDFREquipment / facility failureAggregated | WLDFR | HFTD - Distribution - Tier 3 - 1QU CoRE ¦ 1QU LoRE | Red Flag Warning - Destructive Fires | Equipment / facility failure | Aggregated | 2022 | 1.7236e-05 | 58.7222 | 0.0010121 | 2022 | Mitigation | 0.95 | 45 | 0 | esc | 0.00097009 | 1.672e-08 | 0 | 0 | 0.0032972 | 1.4396e-09 | 0.0063316 | 1.3615e-11
[120 empty] | 7.3.3.17.5 (Remote Grid) Updates to grid topology to minimize risk of ignition in HFTDs Remote GridWLDFREquipment / facility failureAggregated | WLDFR | HFTD - Distribution - Tier 3 - 1QU CoRE ¦ 1QU LoRE | Red Flag Warning - Destructive Fires | Equipment / facility failure | Aggregated | 2023 | 1.7236e-05 | 58.7222 | 0.0010121 | 2023 | Mitigation | 0.95 | 45 | 0 | esc | 0.00097009 | 1.672e-08 | 0.00097009 | 1.672e-08 | 0.0032972 | 1.4396e-09 | 0.0063316 | 1.3615e-11
[120 empty] | 7.3.3.17.5 (Remote Grid) Updates to grid topology to minimize risk of ignition in HFTDs Remote GridWLDFREquipment / facility failureAggregated | WLDFR | HFTD - Distribution - Tier 3 - 1QU CoRE ¦ 1QU LoRE | Red Flag Warning - Destructive Fires | Equipment / facility failure | Aggregated | 2024 | 1.7236e-05 | 58.7222 | 0.0010121 | 2024 | Mitigation | 0.95 | 45 | 0 | esc | 0.00097009 | 1.672e-08 | 0.00097009 | 1.672e-08 | 0.0032972 | 1.4396e-09 | 0.0063316 | 1.3615e-11
[120 empty] | 7.3.3.17.5 (Remote Grid) Updates to grid topology to minimize risk of ignition in HFTDs Remote GridWLDFREquipment / facility failureAggregated | WLDFR | HFTD - Distribution - Tier 3 - 1QU CoRE ¦ 1QU LoRE | Red Flag Warning - Destructive Fires | Equipment / facility failure | Aggregated | 2025 | 1.7236e-05 | 58.7222 | 0.0010121 | 2025 | Mitigation | 0.95 | 45 | 0 | esc | 0.00097009 | 1.672e-08 | 0.00097009 | 1.672e-08 | 0.0032972 | 1.4396e-09 | 0.0063316 | 1.3615e-11
[120 empty] | 7.3.3.17.5 (Remote Grid) Updates to grid topology to minimize risk of ignition in HFTDs Remote GridWLDFREquipment / facility failureAggregated | WLDFR | HFTD - Distribution - Tier 3 - 1QU CoRE ¦ 1QU LoRE | Red Flag Warning - Destructive Fires | Equipment / facility failure | Aggregated | 2026 | 1.7236e-05 | 58.7222 | 0.0010121 | 2026 | Mitigation | 0.95 | 45 | 0 | esc | 0.00097009 | 1.672e-08 | 0.00097009 | 1.672e-08 | 0.0032972 | 1.4396e-09 | 0.0063316 | 1.3615e-11
[120 empty] | 7.3.3.17.5 (Remote Grid) Updates to grid topology to minimize risk of ignition in HFTDs Remote GridWLDFREquipment / facility failureAggregated | WLDFR | HFTD - Distribution - Tier 3 - 1QU CoRE ¦ 1QU LoRE | Red Flag Warning - Destructive Fires | Equipment / facility failure | Aggregated | 2027 | 1.7236e-05 | 58.7222 | 0.0010121 | 2027 | Mitigation | 0.95 | 45 | 0 | esc | 0.00097009 | 1.672e-08 | 0.00097009 | 1.672e-08 | 0.0032972 | 1.4396e-09 | 0.0063316 | 1.3615e-11
[120 empty] | 7.3.3.17.5 (Remote Grid) Updates to grid topology to minimize risk of ignition in HFTDs Remote GridWLDFREquipment / facility failureAggregated | WLDFR | HFTD - Distribution - Tier 3 - 1QU CoRE ¦ 1QU LoRE | Red Flag Warning - Destructive Fires | Equipment / facility failure | Aggregated | 2028 | 1.7236e-05 | 58.7222 | 0.0010121 | 2028 | Mitigation | 0.95 | 45 | 0 | esc | 0.00097009 | 1.672e-08 | 0.00097009 | 1.672e-08 | 0.0032972 | 1.4396e-09 | 0.0063316 | 1.3615e-11
[120 empty] | 7.3.3.17.5 (Remote Grid) Updates to grid topology to minimize risk of ignition in HFTDs Remote GridWLDFREquipment / facility failureAggregated | WLDFR | HFTD - Distribution - Tier 3 - 1QU CoRE ¦ 1QU LoRE | Red Flag Warning - Destructive Fires | Equipment / facility failure | Aggregated | 2029 | 1.7236e-05 | 58.7222 | 0.0010121 | 2029 | Mitigation | 0.95 | 45 | 0 | esc | 0.00097009 | 1.672e-08 | 0.00097009 | 1.672e-08 | 0.0032972 | 1.4396e-09 | 0.0063316 | 1.3615e-11
[120 empty] | 7.3.3.17.5 (Remote Grid) Updates to grid topology to minimize risk of ignition in HFTDs Remote GridWLDFREquipment / facility failureAggregated | WLDFR | HFTD - Distribution - Tier 3 - 1QU CoRE ¦ 1QU LoRE | Red Flag Warning - Destructive Fires | Equipment / facility failure | Aggregated | 2030 | 1.7236e-05 | 58.7222 | 0.0010121 | 2030 | Mitigation | 0.95 | 45 | 0 | esc | 0.00097009 | 1.672e-08 | 0.00097009 | 1.672e-08 | 0.0032972 | 1.4396e-09 | 0.0063316 | 1.3615e-11
[120 empty] | 7.3.3.17.5 (Remote Grid) Updates to grid topology to minimize risk of ignition in HFTDs Remote GridWLDFREquipment / facility failureAggregated | WLDFR | HFTD - Distribution - Tier 3 - 1QU CoRE ¦ 1QU LoRE | Red Flag Warning - Destructive Fires | Equipment / facility failure | Aggregated | 2031 | 1.7236e-05 | 58.7222 | 0.0010121 | 2031 | Mitigation | 0.95 | 45 | 0 | esc | 0.00097009 | 1.672e-08 | 0.00097009 | 1.672e-08 | 0.0032972 | 1.4396e-09 | 0.0063316 | 1.3615e-11
[120 empty] | 7.3.3.17.5 (Remote Grid) Updates to grid topology to minimize risk of ignition in HFTDs Remote GridWLDFREquipment / facility failureAggregated | WLDFR | HFTD - Distribution - Tier 3 - 1QU CoRE ¦ 1QU LoRE | Red Flag Warning - Destructive Fires | Equipment / facility failure | Aggregated | 2032 | 1.7236e-05 | 58.7222 | 0.0010121 | 2032 | Mitigation | 0.95 | 45 | 0 | esc | 0.00097009 | 1.672e-08 | 0.00097009 | 1.672e-08 | 0.0032972 | 1.4396e-09 | 0 | 0
[120 empty] | 7.3.3.17.5 (Remote Grid) Updates to grid topology to minimize risk of ignition in HFTDs Remote GridWLDFREquipment / facility failureAggregated | WLDFR | HFTD - Distribution - Tier 3 - 1QU CoRE ¦ 1QU LoRE | Red Flag Warning - Destructive Fires | Equipment / facility failure | Aggregated | 2033 | 1.7236e-05 | 58.7222 | 0.0010121 | 2033 | Mitigation | 0.95 | 45 | 0 | esc | 0.00097009 | 1.672e-08 | 0.00097009 | 1.672e-08 | 0.0032972 | 1.4396e-09 | 0 | 0
[120 empty] | 7.3.3.17.5 (Remote Grid) Updates to grid topology to minimize risk of ignition in HFTDs Remote GridWLDFREquipment / facility failureAggregated | WLDFR | HFTD - Distribution - Tier 3 - 1QU CoRE ¦ 1QU LoRE | Red Flag Warning - Destructive Fires | Equipment / facility failure | Aggregated | 2034 | 1.7236e-05 | 58.7222 | 0.0010121 | 2034 | Mitigation | 0.95 | 45 | 0 | esc | 0.00097009 | 1.672e-08 | 0.00097009 | 1.672e-08 | 0.0032972 | 1.4396e-09 | 0.012004 | 1.3703e-09
[120 empty] | 7.3.3.17.5 (Remote Grid) Updates to grid topology to minimize risk of ignition in HFTDs Remote GridWLDFREquipment / facility failureAggregated | WLDFR | HFTD - Distribution - Tier 3 - 1QU CoRE ¦ 1QU LoRE | Red Flag Warning - Destructive Fires | Equipment / facility failure | Aggregated | 2035 | 1.7236e-05 | 58.7222 | 0.0010121 | 2035 | Mitigation | 0.95 | 45 | 0 | esc | 0.00097009 | 1.672e-08 | 0.00097009 | 1.672e-08 | 0.0032972 | 1.4396e-09 | 0.012004 | 1.3703e-09
[120 empty] | 7.3.3.17.5 (Remote Grid) Updates to grid topology to minimize risk of ignition in HFTDs Remote GridWLDFREquipment / facility failureAggregated | WLDFR | HFTD - Distribution - Tier 3 - 1QU CoRE ¦ 1QU LoRE | Red Flag Warning - Destructive Fires | Equipment / facility failure | Aggregated | 2036 | 1.7236e-05 | 58.7222 | 0.0010121 | 2036 | Mitigation | 0.95 | 45 | 0 | esc | 0.00097009 | 1.672e-08 | 0.00097009 | 1.672e-08 | 0.0032972 | 1.4396e-09 | 0.012004 | 1.3703e-09
[120 empty] | 7.3.3.17.5 (Remote Grid) Updates to grid topology to minimize risk of ignition in HFTDs Remote GridWLDFREquipment / facility failureAggregated | WLDFR | HFTD - Distribution - Tier 3 - 1QU CoRE ¦ 1QU LoRE | Red Flag Warning - Destructive Fires | Equipment / facility failure | Aggregated | 2037 | 1.7236e-05 | 58.7222 | 0.0010121 | 2037 | Mitigation | 0.95 | 45 | 0 | esc | 0.00097009 | 1.672e-08 | 0.00097009 | 1.672e-08 | 0.0032972 | 1.4396e-09 | 0.012004 | 1.3703e-09
[120 empty] | 7.3.3.17.5 (Remote Grid) Updates to grid topology to minimize risk of ignition in HFTDs Remote GridWLDFREquipment / facility failureAggregated | WLDFR | HFTD - Distribution - Tier 3 - 1QU CoRE ¦ 1QU LoRE | Red Flag Warning - Destructive Fires | Equipment / facility failure | Aggregated | 2038 | 1.7236e-05 | 58.7222 | 0.0010121 | 2038 | Mitigation | 0.95 | 45 | 0 | esc | 0.00097009 | 1.672e-08 | 0.00097009 | 1.672e-08 | 0.0032972 | 1.4396e-09 | 0.012004 | 1.3703e-09
[120 empty] | 7.3.3.17.5 (Remote Grid) Updates to grid topology to minimize risk of ignition in HFTDs Remote GridWLDFREquipment / facility failureAggregated | WLDFR | HFTD - Distribution - Tier 3 - 1QU CoRE ¦ 1QU LoRE | Red Flag Warning - Destructive Fires | Equipment / facility failure | Aggregated | 2039 | 1.7236e-05 | 58.7222 | 0.0010121 | 2039 | Mitigation | 0.95 | 45 | 0 | esc | 0.00097009 | 1.672e-08 | 0.00097009 | 1.672e-08 | 0.0032972 | 1.4396e-09 | 0.012004 | 1.3703e-09
[120 empty] | 7.3.3.17.5 (Remote Grid) Updates to grid topology to minimize risk of ignition in HFTDs Remote GridWLDFREquipment / facility failureAggregated | WLDFR | HFTD - Distribution - Tier 3 - 1QU CoRE ¦ 1QU LoRE | Red Flag Warning - Destructive Fires | Equipment / facility failure | Aggregated | 2040 | 1.7236e-05 | 58.7222 | 0.0010121 | 2040 | Mitigation | 0.95 | 45 | 0 | esc | 0.00097009 | 1.672e-08 | 0.00097009 | 1.672e-08 | 0.0032972 | 1.4396e-09 | 0.012004 | 1.3703e-09
[120 empty] | 7.3.3.17.5 (Remote Grid) Updates to grid topology to minimize risk of ignition in HFTDs Remote GridWLDFREquipment / facility failureAggregated | WLDFR | HFTD - Distribution - Tier 3 - 1QU CoRE ¦ 1QU LoRE | Red Flag Warning - Destructive Fires | Equipment / facility failure | Aggregated | 2041 | 1.7236e-05 | 58.7222 | 0.0010121 | 2041 | Mitigation | 0.95 | 45 | 0 | esc | 0.00097009 | 1.672e-08 | 0.00097009 | 1.672e-08 | 0.0032972 | 1.4396e-09 | 0.012004 | 1.3703e-09
[120 empty] | 7.3.3.17.5 (Remote Grid) Updates to grid topology to minimize risk of ignition in HFTDs Remote GridWLDFREquipment / facility failureAggregated | WLDFR | HFTD - Distribution - Tier 3 - 1QU CoRE ¦ 1QU LoRE | Red Flag Warning - Destructive Fires | Equipment / facility failure | Aggregated | 2042 | 1.7236e-05 | 58.7222 | 0.0010121 | 2042 | Mitigation | 0.95 | 45 | 0 | esc | 0.00097009 | 1.672e-08 | 0.00097009 | 1.672e-08 | 0.0032972 | 1.4396e-09 | 0.012004 | 1.3703e-09
[120 empty] | 7.3.3.17.5 (Remote Grid) Updates to grid topology to minimize risk of ignition in HFTDs Remote GridWLDFREquipment / facility failureAggregated | WLDFR | HFTD - Distribution - Tier 3 - 1QU CoRE ¦ 1QU LoRE | Red Flag Warning - Destructive Fires | Equipment / facility failure | Aggregated | 2043 | 1.7236e-05 | 58.7222 | 0.0010121 | 2043 | Mitigation | 0.95 | 45 | 0 | esc | 0.00097009 | 1.672e-08 | 0.00097009 | 1.672e-08 | 0.0032972 | 1.4396e-09 | 0.012004 | 1.3703e-09
[120 empty] | 7.3.3.17.5 (Remote Grid) Updates to grid topology to minimize risk of ignition in HFTDs Remote GridWLDFREquipment / facility failureAggregated | WLDFR | HFTD - Distribution - Tier 3 - 1QU CoRE ¦ 1QU LoRE | Red Flag Warning - Destructive Fires | Equipment / facility failure | Aggregated | 2044 | 1.7236e-05 | 58.7222 | 0.0010121 | 2044 | Mitigation | 0.95 | 45 | 0 | esc | 0.00097009 | 1.672e-08 | 0.00097009 | 1.672e-08 | 0.0032972 | 1.4396e-09 | 0.012004 | 1.3703e-09
[120 empty] | 7.3.3.17.5 (Remote Grid) Updates to grid topology to minimize risk of ignition in HFTDs Remote GridWLDFREquipment / facility failureAggregated | WLDFR | HFTD - Distribution - Tier 3 - 1QU CoRE ¦ 1QU LoRE | Red Flag Warning - Destructive Fires | Equipment / facility failure | Aggregated | 2045 | 1.7236e-05 | 58.7222 | 0.0010121 | 2045 | Mitigation | 0.95 | 45 | 0 | esc | 0.00097009 | 1.672e-08 | 0.00097009 | 1.672e-08 | 0.0032972 | 1.4396e-09 | 0.012004 | 1.3703e-09
[120 empty] | 7.3.3.17.5 (Remote Grid) Updates to grid topology to minimize risk of ignition in HFTDs Remote GridWLDFREquipment / facility failureAggregated | WLDFR | HFTD - Distribution - Tier 3 - 1QU CoRE ¦ 1QU LoRE | Red Flag Warning - Destructive Fires | Equipment / facility failure | Aggregated | 2046 | 1.7236e-05 | 58.7222 | 0.0010121 | 2046 | Mitigation | 0.95 | 45 | 0 | esc | 0.00097009 | 1.672e-08 | 0.00097009 | 1.672e-08 | 0.0032972 | 1.4396e-09 | 0.012004 | 1.3703e-09
[120 empty] | 7.3.3.17.5 (Remote Grid) Updates to grid topology to minimize risk of ignition in HFTDs Remote GridWLDFREquipment / facility failureAggregated | WLDFR | HFTD - Distribution - Tier 3 - 1QU CoRE ¦ 1QU LoRE | Red Flag Warning - Destructive Fires | Equipment / facility failure | Aggregated | 2047 | 1.7236e-05 | 58.7222 | 0.0010121 | 2047 | Mitigation | 0.95 | 45 | 0 | esc | 0.00097009 | 1.672e-08 | 0.00097009 | 1.672e-08 | 0.0032972 | 1.4396e-09 | 0.012004 | 1.3703e-09
[120 empty] | 7.3.3.17.5 (Remote Grid) Updates to grid topology to minimize risk of ignition in HFTDs Remote GridWLDFREquipment / facility failureAggregated | WLDFR | HFTD - Distribution - Tier 3 - 1QU CoRE ¦ 1QU LoRE | Red Flag Warning - Destructive Fires | Equipment / facility failure | Aggregated | 2048 | 1.7236e-05 | 58.7222 | 0.0010121 | 2048 | Mitigation | 0.95 | 45 | 0 | esc | 0.00097009 | 1.672e-08 | 0.00097009 | 1.672e-08 | 0.0032972 | 1.4396e-09 | 0.012004 | 1.3703e-09
[120 empty] | 7.3.3.17.5 (Remote Grid) Updates to grid topology to minimize risk of ignition in HFTDs Remote GridWLDFREquipment / facility failureAggregated | WLDFR | HFTD - Distribution - Tier 3 - 1QU CoRE ¦ 1QU LoRE | Red Flag Warning - Destructive Fires | Equipment / facility failure | Aggregated | 2049 | 1.7236e-05 | 58.7222 | 0.0010121 | 2049 | Mitigation | 0.95 | 45 | 0 | esc | 0.00097009 | 1.672e-08 | 0.00097009 | 1.672e-08 | 0.0032972 | 1.4396e-09 | 0.012004 | 1.3703e-09
[120 empty] | 7.3.3.17.5 (Remote Grid) Updates to grid topology to minimize risk of ignition in HFTDs Remote GridWLDFREquipment / facility failureAggregated | WLDFR | HFTD - Distribution - Tier 3 - 1QU CoRE ¦ 1QU LoRE | Red Flag Warning - Destructive Fires | Equipment / facility failure | Aggregated | 2050 | 1.7236e-05 | 58.7222 | 0.0010121 | 2050 | Mitigation | 0.95 | 45 | 0 | esc | 0.00097009 | 1.672e-08 | 0.00097009 | 1.672e-08 | 0.0032972 | 1.4396e-09 | 0.012004 | 1.3703e-09
[120 empty] | 7.3.3.17.5 (Remote Grid) Updates to grid topology to minimize risk of ignition in HFTDs Remote GridWLDFREquipment / facility failureAggregated | WLDFR | HFTD - Distribution - Tier 3 - 1QU CoRE ¦ 1QU LoRE | Red Flag Warning - Destructive Fires | Equipment / facility failure | Aggregated | 2051 | 1.7236e-05 | 58.7222 | 0.0010121 | 2051 | Mitigation | 0.95 | 45 | 0 | esc | 0.00097009 | 1.672e-08 | 0.00097009 | 1.672e-08 | 0.0032972 | 1.4396e-09 | 0.012004 | 1.3703e-09
[120 empty] | 7.3.3.17.5 (Remote Grid) Updates to grid topology to minimize risk of ignition in HFTDs Remote GridWLDFREquipment / facility failureAggregated | WLDFR | HFTD - Distribution - Tier 3 - 1QU CoRE ¦ 1QU LoRE | Red Flag Warning - Destructive Fires | Equipment / facility failure | Aggregated | 2052 | 1.7236e-05 | 58.7222 | 0.0010121 | 2052 | Mitigation | 0.95 | 45 | 0 | esc | 0.00097009 | 1.672e-08 | 0.00097009 | 1.672e-08 | 0.0032972 | 1.4396e-09 | 0.012004 | 1.3703e-09
[120 empty] | 7.3.3.17.5 (Remote Grid) Updates to grid topology to minimize risk of ignition in HFTDs Remote GridWLDFREquipment / facility failureAggregated | WLDFR | HFTD - Distribution - Tier 3 - 1QU CoRE ¦ 1QU LoRE | Red Flag Warning - Destructive Fires | Equipment / facility failure | Aggregated | 2053 | 1.7236e-05 | 58.7222 | 0.0010121 | 2053 | Mitigation | 0.95 | 45 | 0 | esc | 0.00097009 | 1.672e-08 | 0.00097009 | 1.672e-08 | 0.0032972 | 1.4396e-09 | 0.012004 | 1.3703e-09
[120 empty] | 7.3.3.17.5 (Remote Grid) Updates to grid topology to minimize risk of ignition in HFTDs Remote GridWLDFREquipment / facility failureAggregated | WLDFR | HFTD - Distribution - Tier 3 - 1QU CoRE ¦ 1QU LoRE | Red Flag Warning - Destructive Fires | Equipment / facility failure | Aggregated | 2054 | 1.7236e-05 | 58.7222 | 0.0010121 | 2054 | Mitigation | 0.95 | 45 | 0 | esc | 0.00097009 | 1.672e-08 | 0.00097009 | 1.672e-08 | 0.0032972 | 1.4396e-09 | 0.012004 | 1.3703e-09
[120 empty] | 7.3.3.17.5 (Remote Grid) Updates to grid topology to minimize risk of ignition in HFTDs Remote GridWLDFREquipment / facility failureAggregated | WLDFR | HFTD - Distribution - Tier 3 - 1QU CoRE ¦ 1QU LoRE | Red Flag Warning - Destructive Fires | Equipment / facility failure | Aggregated | 2055 | 1.7236e-05 | 58.7222 | 0.0010121 | 2055 | Mitigation | 0.95 | 45 | 0 | esc | 0.00097009 | 1.672e-08 | 0.00097009 | 1.672e-08 | 0.0032972 | 1.4396e-09 | 0.012004 | 1.3703e-09
[120 empty] | 7.3.3.17.5 (Remote Grid) Updates to grid topology to minimize risk of ignition in HFTDs Remote GridWLDFREquipment / facility failureAggregated | WLDFR | HFTD - Distribution - Tier 3 - 1QU CoRE ¦ 1QU LoRE | Red Flag Warning - Destructive Fires | Equipment / facility failure | Aggregated | 2056 | 1.7236e-05 | 58.7222 | 0.0010121 | 2056 | Mitigation | 0.95 | 45 | 0 | esc | 0.00097009 | 1.672e-08 | 0.00097009 | 1.672e-08 | 0.0032972 | 1.4396e-09 | 0.012004 | 1.3703e-09
[120 empty] | 7.3.3.17.5 (Remote Grid) Updates to grid topology to minimize risk of ignition in HFTDs Remote GridWLDFREquipment / facility failureAggregated | WLDFR | HFTD - Distribution - Tier 3 - 1QU CoRE ¦ 1QU LoRE | Red Flag Warning - Destructive Fires | Equipment / facility failure | Aggregated | 2057 | 1.7236e-05 | 58.7222 | 0.0010121 | 2057 | Mitigation | 0.95 | 45 | 0 | esc | 0.00097009 | 1.672e-08 | 0.00097009 | 1.672e-08 | 0.0032972 | 1.4396e-09 | 0.012004 | 1.3703e-09
[120 empty] | 7.3.3.17.5 (Remote Grid) Updates to grid topology to minimize risk of ignition in HFTDs Remote GridWLDFREquipment / facility failureAggregated | WLDFR | HFTD - Distribution - Tier 3 - 1QU CoRE ¦ 1QU LoRE | Red Flag Warning - Destructive Fires | Equipment / facility failure | Aggregated | 2058 | 1.7236e-05 | 58.7222 | 0.0010121 | 2058 | Mitigation | 0.95 | 45 | 0 | esc | 0.00097009 | 1.672e-08 | 0.00097009 | 1.672e-08 | 0.0032972 | 1.4396e-09 | 0.012004 | 1.3703e-09
[120 empty] | 7.3.3.17.5 (Remote Grid) Updates to grid topology to minimize risk of ignition in HFTDs Remote GridWLDFREquipment / facility failureAggregated | WLDFR | HFTD - Distribution - Tier 3 - 1QU CoRE ¦ 1QU LoRE | Red Flag Warning - Destructive Fires | Equipment / facility failure | Aggregated | 2059 | 1.7236e-05 | 58.7222 | 0.0010121 | 2059 | Mitigation | 0.95 | 45 | 0 | esc | 0.00097009 | 1.672e-08 | 0.00097009 | 1.672e-08 | 0.0032972 | 1.4396e-09 | 0.012004 | 1.3703e-09
[120 empty] | 7.3.3.17.5 (Remote Grid) Updates to grid topology to minimize risk of ignition in HFTDs Remote GridWLDFREquipment / facility failureAggregated | WLDFR | HFTD - Distribution - Tier 3 - 1QU CoRE ¦ 1QU LoRE | Red Flag Warning - Destructive Fires | Equipment / facility failure | Aggregated | 2060 | 1.7236e-05 | 58.7222 | 0.0010121 | 2060 | Mitigation | 0.95 | 45 | 0 | esc | 0.00097009 | 1.672e-08 | 0.00097009 | 1.672e-08 | 0 | 0 | 0.012004 | 1.3703e-09
[120 empty] | 7.3.3.17.5 (Remote Grid) Updates to grid topology to minimize risk of ignition in HFTDs Remote GridWLDFREquipment / facility failureAggregated | WLDFR | HFTD - Distribution - Tier 3 - 1QU CoRE ¦ 1QU LoRE | Red Flag Warning - Destructive Fires | Equipment / facility failure | Aggregated | 2061 | 1.7236e-05 | 58.7222 | 0.0010121 | 2061 | Mitigation | 0.95 | 45 | 0 | esc | 0.00097009 | 1.672e-08 | 0.00097009 | 1.672e-08 | 0.0032972 | 3.6355e-06 | 0.012004 | 1.3703e-09
[120 empty] | 7.3.3.17.5 (Remote Grid) Updates to grid topology to minimize risk of ignition in HFTDs Remote GridWLDFREquipment / facility failureAggregated | WLDFR | HFTD - Distribution - Tier 3 - 1QU CoRE ¦ 1QU LoRE | Red Flag Warning - Destructive Fires | Equipment / facility failure | Aggregated | 2062 | 1.7236e-05 | 58.7222 | 0.0010121 | 2062 | Mitigation | 0.95 | 45 | 0 | esc | 0.00097009 | 1.672e-08 | 0.00097009 | 1.672e-08 | 0.0032972 | 3.6355e-06 | 0.012004 | 1.3703e-09
[120 empty] | 7.3.3.17.5 (Remote Grid) Updates to grid topology to minimize risk of ignition in HFTDs Remote GridWLDFREquipment / facility failureAggregated | WLDFR | HFTD - Distribution - Tier 3 - 1QU CoRE ¦ 1QU LoRE | Red Flag Warning - Destructive Fires | Equipment / facility failure | Aggregated | 2063 | 1.7236e-05 | 58.7222 | 0.0010121 | 2063 | Mitigation | 0.95 | 45 | 0 | esc | 0.00097009 | 1.672e-08 | 0.00097009 | 1.672e-08 | 0.0032972 | 3.6355e-06 | 0.012004 | 1.3703e-09
[120 empty] | 7.3.3.17.5 (Remote Grid) Updates to grid topology to minimize risk of ignition in HFTDs Remote GridWLDFREquipment / facility failureAggregated | WLDFR | HFTD - Distribution - Tier 3 - 1QU CoRE ¦ 1QU LoRE | Red Flag Warning - Destructive Fires | Equipment / facility failure | Aggregated | 2064 | 1.7236e-05 | 58.7222 | 0.0010121 | 2064 | Mitigation | 0.95 | 45 | 0 | esc | 0.00097009 | 1.672e-08 | 0.00097009 | 1.672e-08 | 0.0032972 | 3.6355e-06 | 0 | 0
[120 empty] | 7.3.3.17.5 (Remote Grid) Updates to grid topology to minimize risk of ignition in HFTDs Remote GridWLDFREquipment / facility failureAggregated | WLDFR | HFTD - Distribution - Tier 3 - 1QU CoRE ¦ 1QU LoRE | Red Flag Warning - Destructive Fires | Equipment / facility failure | Aggregated | 2065 | 1.7236e-05 | 58.7222 | 0.0010121 | 2065 | Mitigation | 0.95 | 45 | 0 | esc | 0.00097009 | 1.672e-08 | 0.00097009 | 1.672e-08 | 0.0032972 | 3.6355e-06 | 0 | 0
[120 empty] | 7.3.3.17.5 (Remote Grid) Updates to grid topology to minimize risk of ignition in HFTDs Remote GridWLDFREquipment / facility failureAggregated | WLDFR | HFTD - Distribution - Tier 3 - 1QU CoRE ¦ 1QU LoRE | Red Flag Warning - Destructive Fires | Equipment / facility failure | Aggregated | 2066 | 1.7236e-05 | 58.7222 | 0.0010121 | 2066 | Mitigation | 0.95 | 45 | 0 | esc | 0.00097009 | 1.672e-08 | 0.00097009 | 1.672e-08 | 0.0032972 | 3.6355e-06 | 0.010025 | 1.7286e-09
[120 empty] | 7.3.3.17.5 (Remote Grid) Updates to grid topology to minimize risk of ignition in HFTDs Remote GridWLDFREquipment / facility failureAggregated | WLDFR | HFTD - Distribution - Tier 3 - 1QU CoRE ¦ 1QU LoRE | Red Flag Warning - Destructive Fires | Equipment / facility failure | Aggregated | 2067 | 1.7236e-05 | 58.7222 | 0.0010121 | 2067 | Mitigation | 0.95 | 45 | 0 | esc | 0 | 0 | 0.00097009 | 1.672e-08 | 0.0032972 | 3.6355e-06 | 0.010025 | 1.7286e-09
[120 empty] | 7.3.3.17.5 (Remote Grid) Updates to grid topology to minimize risk of ignition in HFTDs Remote GridWLDFRVegetation ContactAggregated | WLDFR | HFTD - Distribution - Tier 3 - 1QU CoRE ¦ 1QU LoRE | Red Flag Warning - Destructive Fires | Vegetation Contact | Aggregated | 2022 | 2.5387e-05 | 58.7222 | 0.0014908 | 2022 | Mitigation | 0.95 | 45 | 0 | esc | 0.00097009 | 2.4628e-08 | 0 | 0 | 0.0032972 | 3.6355e-06 | 0.010025 | 1.7286e-09
[120 empty] | 7.3.3.17.5 (Remote Grid) Updates to grid topology to minimize risk of ignition in HFTDs Remote GridWLDFRVegetation ContactAggregated | WLDFR | HFTD - Distribution - Tier 3 - 1QU CoRE ¦ 1QU LoRE | Red Flag Warning - Destructive Fires | Vegetation Contact | Aggregated | 2023 | 2.5387e-05 | 58.7222 | 0.0014908 | 2023 | Mitigation | 0.95 | 45 | 0 | esc | 0.00097009 | 2.4628e-08 | 0.00097009 | 2.4628e-08 | 0.0032972 | 3.6355e-06 | 0.010025 | 1.7286e-09
[120 empty] | 7.3.3.17.5 (Remote Grid) Updates to grid topology to minimize risk of ignition in HFTDs Remote GridWLDFRVegetation ContactAggregated | WLDFR | HFTD - Distribution - Tier 3 - 1QU CoRE ¦ 1QU LoRE | Red Flag Warning - Destructive Fires | Vegetation Contact | Aggregated | 2024 | 2.5387e-05 | 58.7222 | 0.0014908 | 2024 | Mitigation | 0.95 | 45 | 0 | esc | 0.00097009 | 2.4628e-08 | 0.00097009 | 2.4628e-08 | 0.0032972 | 3.6355e-06 | 0.010025 | 1.7286e-09
[120 empty] | 7.3.3.17.5 (Remote Grid) Updates to grid topology to minimize risk of ignition in HFTDs Remote GridWLDFRVegetation ContactAggregated | WLDFR | HFTD - Distribution - Tier 3 - 1QU CoRE ¦ 1QU LoRE | Red Flag Warning - Destructive Fires | Vegetation Contact | Aggregated | 2025 | 2.5387e-05 | 58.7222 | 0.0014908 | 2025 | Mitigation | 0.95 | 45 | 0 | esc | 0.00097009 | 2.4628e-08 | 0.00097009 | 2.4628e-08 | 0.0032972 | 3.6355e-06 | 0.010025 | 1.7286e-09
[120 empty] | 7.3.3.17.5 (Remote Grid) Updates to grid topology to minimize risk of ignition in HFTDs Remote GridWLDFRVegetation ContactAggregated | WLDFR | HFTD - Distribution - Tier 3 - 1QU CoRE ¦ 1QU LoRE | Red Flag Warning - Destructive Fires | Vegetation Contact | Aggregated | 2026 | 2.5387e-05 | 58.7222 | 0.0014908 | 2026 | Mitigation | 0.95 | 45 | 0 | esc | 0.00097009 | 2.4628e-08 | 0.00097009 | 2.4628e-08 | 0.0032972 | 3.6355e-06 | 0.010025 | 1.7286e-09
[120 empty] | 7.3.3.17.5 (Remote Grid) Updates to grid topology to minimize risk of ignition in HFTDs Remote GridWLDFRVegetation ContactAggregated | WLDFR | HFTD - Distribution - Tier 3 - 1QU CoRE ¦ 1QU LoRE | Red Flag Warning - Destructive Fires | Vegetation Contact | Aggregated | 2027 | 2.5387e-05 | 58.7222 | 0.0014908 | 2027 | Mitigation | 0.95 | 45 | 0 | esc | 0.00097009 | 2.4628e-08 | 0.00097009 | 2.4628e-08 | 0.0032972 | 3.6355e-06 | 0.010025 | 1.7286e-09
[120 empty] | 7.3.3.17.5 (Remote Grid) Updates to grid topology to minimize risk of ignition in HFTDs Remote GridWLDFRVegetation ContactAggregated | WLDFR | HFTD - Distribution - Tier 3 - 1QU CoRE ¦ 1QU LoRE | Red Flag Warning - Destructive Fires | Vegetation Contact | Aggregated | 2028 | 2.5387e-05 | 58.7222 | 0.0014908 | 2028 | Mitigation | 0.95 | 45 | 0 | esc | 0.00097009 | 2.4628e-08 | 0.00097009 | 2.4628e-08 | 0.0032972 | 3.6355e-06 | 0.010025 | 1.7286e-09
[120 empty] | 7.3.3.17.5 (Remote Grid) Updates to grid topology to minimize risk of ignition in HFTDs Remote GridWLDFRVegetation ContactAggregated | WLDFR | HFTD - Distribution - Tier 3 - 1QU CoRE ¦ 1QU LoRE | Red Flag Warning - Destructive Fires | Vegetation Contact | Aggregated | 2029 | 2.5387e-05 | 58.7222 | 0.0014908 | 2029 | Mitigation | 0.95 | 45 | 0 | esc | 0.00097009 | 2.4628e-08 | 0.00097009 | 2.4628e-08 | 0.0032972 | 3.6355e-06 | 0.010025 | 1.7286e-09
[120 empty] | 7.3.3.17.5 (Remote Grid) Updates to grid topology to minimize risk of ignition in HFTDs Remote GridWLDFRVegetation ContactAggregated | WLDFR | HFTD - Distribution - Tier 3 - 1QU CoRE ¦ 1QU LoRE | Red Flag Warning - Destructive Fires | Vegetation Contact | Aggregated | 2030 | 2.5387e-05 | 58.7222 | 0.0014908 | 2030 | Mitigation | 0.95 | 45 | 0 | esc | 0.00097009 | 2.4628e-08 | 0.00097009 | 2.4628e-08 | 0.0032972 | 3.6355e-06 | 0.010025 | 1.7286e-09
[120 empty] | 7.3.3.17.5 (Remote Grid) Updates to grid topology to minimize risk of ignition in HFTDs Remote GridWLDFRVegetation ContactAggregated | WLDFR | HFTD - Distribution - Tier 3 - 1QU CoRE ¦ 1QU LoRE | Red Flag Warning - Destructive Fires | Vegetation Contact | Aggregated | 2031 | 2.5387e-05 | 58.7222 | 0.0014908 | 2031 | Mitigation | 0.95 | 45 | 0 | esc | 0.00097009 | 2.4628e-08 | 0.00097009 | 2.4628e-08 | 0.0032972 | 3.6355e-06 | 0.010025 | 1.7286e-09
[120 empty] | 7.3.3.17.5 (Remote Grid) Updates to grid topology to minimize risk of ignition in HFTDs Remote GridWLDFRVegetation ContactAggregated | WLDFR | HFTD - Distribution - Tier 3 - 1QU CoRE ¦ 1QU LoRE | Red Flag Warning - Destructive Fires | Vegetation Contact | Aggregated | 2032 | 2.5387e-05 | 58.7222 | 0.0014908 | 2032 | Mitigation | 0.95 | 45 | 0 | esc | 0.00097009 | 2.4628e-08 | 0.00097009 | 2.4628e-08 | 0.0032972 | 3.6355e-06 | 0.010025 | 1.7286e-09
[120 empty] | 7.3.3.17.5 (Remote Grid) Updates to grid topology to minimize risk of ignition in HFTDs Remote GridWLDFRVegetation ContactAggregated | WLDFR | HFTD - Distribution - Tier 3 - 1QU CoRE ¦ 1QU LoRE | Red Flag Warning - Destructive Fires | Vegetation Contact | Aggregated | 2033 | 2.5387e-05 | 58.7222 | 0.0014908 | 2033 | Mitigation | 0.95 | 45 | 0 | esc | 0.00097009 | 2.4628e-08 | 0.00097009 | 2.4628e-08 | 0.0032972 | 3.6355e-06 | 0.010025 | 1.7286e-09
[120 empty] | 7.3.3.17.5 (Remote Grid) Updates to grid topology to minimize risk of ignition in HFTDs Remote GridWLDFRVegetation ContactAggregated | WLDFR | HFTD - Distribution - Tier 3 - 1QU CoRE ¦ 1QU LoRE | Red Flag Warning - Destructive Fires | Vegetation Contact | Aggregated | 2034 | 2.5387e-05 | 58.7222 | 0.0014908 | 2034 | Mitigation | 0.95 | 45 | 0 | esc | 0.00097009 | 2.4628e-08 | 0.00097009 | 2.4628e-08 | 0.0032972 | 3.6355e-06 | 0.010025 | 1.7286e-09
[120 empty] | 7.3.3.17.5 (Remote Grid) Updates to grid topology to minimize risk of ignition in HFTDs Remote GridWLDFRVegetation ContactAggregated | WLDFR | HFTD - Distribution - Tier 3 - 1QU CoRE ¦ 1QU LoRE | Red Flag Warning - Destructive Fires | Vegetation Contact | Aggregated | 2035 | 2.5387e-05 | 58.7222 | 0.0014908 | 2035 | Mitigation | 0.95 | 45 | 0 | esc | 0.00097009 | 2.4628e-08 | 0.00097009 | 2.4628e-08 | 0.0032972 | 3.6355e-06 | 0.010025 | 1.7286e-09
[120 empty] | 7.3.3.17.5 (Remote Grid) Updates to grid topology to minimize risk of ignition in HFTDs Remote GridWLDFRVegetation ContactAggregated | WLDFR | HFTD - Distribution - Tier 3 - 1QU CoRE ¦ 1QU LoRE | Red Flag Warning - Destructive Fires | Vegetation Contact | Aggregated | 2036 | 2.5387e-05 | 58.7222 | 0.0014908 | 2036 | Mitigation | 0.95 | 45 | 0 | esc | 0.00097009 | 2.4628e-08 | 0.00097009 | 2.4628e-08 | 0.0032972 | 3.6355e-06 | 0.010025 | 1.7286e-09
[120 empty] | 7.3.3.17.5 (Remote Grid) Updates to grid topology to minimize risk of ignition in HFTDs Remote GridWLDFRVegetation ContactAggregated | WLDFR | HFTD - Distribution - Tier 3 - 1QU CoRE ¦ 1QU LoRE | Red Flag Warning - Destructive Fires | Vegetation Contact | Aggregated | 2037 | 2.5387e-05 | 58.7222 | 0.0014908 | 2037 | Mitigation | 0.95 | 45 | 0 | esc | 0.00097009 | 2.4628e-08 | 0.00097009 | 2.4628e-08 | 0.0032972 | 3.6355e-06 | 0.010025 | 1.7286e-09
[120 empty] | 7.3.3.17.5 (Remote Grid) Updates to grid topology to minimize risk of ignition in HFTDs Remote GridWLDFRVegetation ContactAggregated | WLDFR | HFTD - Distribution - Tier 3 - 1QU CoRE ¦ 1QU LoRE | Red Flag Warning - Destructive Fires | Vegetation Contact | Aggregated | 2038 | 2.5387e-05 | 58.7222 | 0.0014908 | 2038 | Mitigation | 0.95 | 45 | 0 | esc | 0.00097009 | 2.4628e-08 | 0.00097009 | 2.4628e-08 | 0.0032972 | 3.6355e-06 | 0.010025 | 1.7286e-09
[120 empty] | 7.3.3.17.5 (Remote Grid) Updates to grid topology to minimize risk of ignition in HFTDs Remote GridWLDFRVegetation ContactAggregated | WLDFR | HFTD - Distribution - Tier 3 - 1QU CoRE ¦ 1QU LoRE | Red Flag Warning - Destructive Fires | Vegetation Contact | Aggregated | 2039 | 2.5387e-05 | 58.7222 | 0.0014908 | 2039 | Mitigation | 0.95 | 45 | 0 | esc | 0.00097009 | 2.4628e-08 | 0.00097009 | 2.4628e-08 | 0.0032972 | 3.6355e-06 | 0.010025 | 1.7286e-09
[120 empty] | 7.3.3.17.5 (Remote Grid) Updates to grid topology to minimize risk of ignition in HFTDs Remote GridWLDFRVegetation ContactAggregated | WLDFR | HFTD - Distribution - Tier 3 - 1QU CoRE ¦ 1QU LoRE | Red Flag Warning - Destructive Fires | Vegetation Contact | Aggregated | 2040 | 2.5387e-05 | 58.7222 | 0.0014908 | 2040 | Mitigation | 0.95 | 45 | 0 | esc | 0.00097009 | 2.4628e-08 | 0.00097009 | 2.4628e-08 | 0.0032972 | 3.6355e-06 | 0.010025 | 1.7286e-09
[120 empty] | 7.3.3.17.5 (Remote Grid) Updates to grid topology to minimize risk of ignition in HFTDs Remote GridWLDFRVegetation ContactAggregated | WLDFR | HFTD - Distribution - Tier 3 - 1QU CoRE ¦ 1QU LoRE | Red Flag Warning - Destructive Fires | Vegetation Contact | Aggregated | 2041 | 2.5387e-05 | 58.7222 | 0.0014908 | 2041 | Mitigation | 0.95 | 45 | 0 | esc | 0.00097009 | 2.4628e-08 | 0.00097009 | 2.4628e-08 | 0.0032972 | 3.6355e-06 | 0.010025 | 1.7286e-09
[120 empty] | 7.3.3.17.5 (Remote Grid) Updates to grid topology to minimize risk of ignition in HFTDs Remote GridWLDFRVegetation ContactAggregated | WLDFR | HFTD - Distribution - Tier 3 - 1QU CoRE ¦ 1QU LoRE | Red Flag Warning - Destructive Fires | Vegetation Contact | Aggregated | 2042 | 2.5387e-05 | 58.7222 | 0.0014908 | 2042 | Mitigation | 0.95 | 45 | 0 | esc | 0.00097009 | 2.4628e-08 | 0.00097009 | 2.4628e-08 | 0.0032972 | 3.6355e-06 | 0.010025 | 1.7286e-09
[120 empty] | 7.3.3.17.5 (Remote Grid) Updates to grid topology to minimize risk of ignition in HFTDs Remote GridWLDFRVegetation ContactAggregated | WLDFR | HFTD - Distribution - Tier 3 - 1QU CoRE ¦ 1QU LoRE | Red Flag Warning - Destructive Fires | Vegetation Contact | Aggregated | 2043 | 2.5387e-05 | 58.7222 | 0.0014908 | 2043 | Mitigation | 0.95 | 45 | 0 | esc | 0.00097009 | 2.4628e-08 | 0.00097009 | 2.4628e-08 | 0.0032972 | 3.6355e-06 | 0.010025 | 1.7286e-09
[120 empty] | 7.3.3.17.5 (Remote Grid) Updates to grid topology to minimize risk of ignition in HFTDs Remote GridWLDFRVegetation ContactAggregated | WLDFR | HFTD - Distribution - Tier 3 - 1QU CoRE ¦ 1QU LoRE | Red Flag Warning - Destructive Fires | Vegetation Contact | Aggregated | 2044 | 2.5387e-05 | 58.7222 | 0.0014908 | 2044 | Mitigation | 0.95 | 45 | 0 | esc | 0.00097009 | 2.4628e-08 | 0.00097009 | 2.4628e-08 | 0.0032972 | 3.6355e-06 | 0.010025 | 1.7286e-09
[120 empty] | 7.3.3.17.5 (Remote Grid) Updates to grid topology to minimize risk of ignition in HFTDs Remote GridWLDFRVegetation ContactAggregated | WLDFR | HFTD - Distribution - Tier 3 - 1QU CoRE ¦ 1QU LoRE | Red Flag Warning - Destructive Fires | Vegetation Contact | Aggregated | 2045 | 2.5387e-05 | 58.7222 | 0.0014908 | 2045 | Mitigation | 0.95 | 45 | 0 | esc | 0.00097009 | 2.4628e-08 | 0.00097009 | 2.4628e-08 | 0.0032972 | 3.6355e-06 | 0.010025 | 1.7286e-09
[120 empty] | 7.3.3.17.5 (Remote Grid) Updates to grid topology to minimize risk of ignition in HFTDs Remote GridWLDFRVegetation ContactAggregated | WLDFR | HFTD - Distribution - Tier 3 - 1QU CoRE ¦ 1QU LoRE | Red Flag Warning - Destructive Fires | Vegetation Contact | Aggregated | 2046 | 2.5387e-05 | 58.7222 | 0.0014908 | 2046 | Mitigation | 0.95 | 45 | 0 | esc | 0.00097009 | 2.4628e-08 | 0.00097009 | 2.4628e-08 | 0.0032972 | 3.6355e-06 | 0.010025 | 1.7286e-09
[120 empty] | 7.3.3.17.5 (Remote Grid) Updates to grid topology to minimize risk of ignition in HFTDs Remote GridWLDFRVegetation ContactAggregated | WLDFR | HFTD - Distribution - Tier 3 - 1QU CoRE ¦ 1QU LoRE | Red Flag Warning - Destructive Fires | Vegetation Contact | Aggregated | 2047 | 2.5387e-05 | 58.7222 | 0.0014908 | 2047 | Mitigation | 0.95 | 45 | 0 | esc | 0.00097009 | 2.4628e-08 | 0.00097009 | 2.4628e-08 | 0.0032972 | 3.6355e-06 | 0.010025 | 1.7286e-09
[120 empty] | 7.3.3.17.5 (Remote Grid) Updates to grid topology to minimize risk of ignition in HFTDs Remote GridWLDFRVegetation ContactAggregated | WLDFR | HFTD - Distribution - Tier 3 - 1QU CoRE ¦ 1QU LoRE | Red Flag Warning - Destructive Fires | Vegetation Contact | Aggregated | 2048 | 2.5387e-05 | 58.7222 | 0.0014908 | 2048 | Mitigation | 0.95 | 45 | 0 | esc | 0.00097009 | 2.4628e-08 | 0.00097009 | 2.4628e-08 | 0.0032972 | 3.6355e-06 | 0.010025 | 1.7286e-09
[120 empty] | 7.3.3.17.5 (Remote Grid) Updates to grid topology to minimize risk of ignition in HFTDs Remote GridWLDFRVegetation ContactAggregated | WLDFR | HFTD - Distribution - Tier 3 - 1QU CoRE ¦ 1QU LoRE | Red Flag Warning - Destructive Fires | Vegetation Contact | Aggregated | 2049 | 2.5387e-05 | 58.7222 | 0.0014908 | 2049 | Mitigation | 0.95 | 45 | 0 | esc | 0.00097009 | 2.4628e-08 | 0.00097009 | 2.4628e-08 | 0.0032972 | 3.6355e-06 | 0.010025 | 1.7286e-09
[120 empty] | 7.3.3.17.5 (Remote Grid) Updates to grid topology to minimize risk of ignition in HFTDs Remote GridWLDFRVegetation ContactAggregated | WLDFR | HFTD - Distribution - Tier 3 - 1QU CoRE ¦ 1QU LoRE | Red Flag Warning - Destructive Fires | Vegetation Contact | Aggregated | 2050 | 2.5387e-05 | 58.7222 | 0.0014908 | 2050 | Mitigation | 0.95 | 45 | 0 | esc | 0.00097009 | 2.4628e-08 | 0.00097009 | 2.4628e-08 | 0.0032972 | 3.6355e-06 | 0 | 0
[120 empty] | 7.3.3.17.5 (Remote Grid) Updates to grid topology to minimize risk of ignition in HFTDs Remote GridWLDFRVegetation ContactAggregated | WLDFR | HFTD - Distribution - Tier 3 - 1QU CoRE ¦ 1QU LoRE | Red Flag Warning - Destructive Fires | Vegetation Contact | Aggregated | 2051 | 2.5387e-05 | 58.7222 | 0.0014908 | 2051 | Mitigation | 0.95 | 45 | 0 | esc | 0.00097009 | 2.4628e-08 | 0.00097009 | 2.4628e-08 | 0.0032972 | 3.6355e-06 | 0 | 0
[120 empty] | 7.3.3.17.5 (Remote Grid) Updates to grid topology to minimize risk of ignition in HFTDs Remote GridWLDFRVegetation ContactAggregated | WLDFR | HFTD - Distribution - Tier 3 - 1QU CoRE ¦ 1QU LoRE | Red Flag Warning - Destructive Fires | Vegetation Contact | Aggregated | 2052 | 2.5387e-05 | 58.7222 | 0.0014908 | 2052 | Mitigation | 0.95 | 45 | 0 | esc | 0.00097009 | 2.4628e-08 | 0.00097009 | 2.4628e-08 | 0.0032972 | 3.6355e-06 | 0.0094681 | 7.8906e-09
[120 empty] | 7.3.3.17.5 (Remote Grid) Updates to grid topology to minimize risk of ignition in HFTDs Remote GridWLDFRVegetation ContactAggregated | WLDFR | HFTD - Distribution - Tier 3 - 1QU CoRE ¦ 1QU LoRE | Red Flag Warning - Destructive Fires | Vegetation Contact | Aggregated | 2053 | 2.5387e-05 | 58.7222 | 0.0014908 | 2053 | Mitigation | 0.95 | 45 | 0 | esc | 0.00097009 | 2.4628e-08 | 0.00097009 | 2.4628e-08 | 0.0032972 | 3.6355e-06 | 0.0094681 | 7.8906e-09
[120 empty] | 7.3.3.17.5 (Remote Grid) Updates to grid topology to minimize risk of ignition in HFTDs Remote GridWLDFRVegetation ContactAggregated | WLDFR | HFTD - Distribution - Tier 3 - 1QU CoRE ¦ 1QU LoRE | Red Flag Warning - Destructive Fires | Vegetation Contact | Aggregated | 2054 | 2.5387e-05 | 58.7222 | 0.0014908 | 2054 | Mitigation | 0.95 | 45 | 0 | esc | 0.00097009 | 2.4628e-08 | 0.00097009 | 2.4628e-08 | 0.0032972 | 3.6355e-06 | 0.0094681 | 7.8906e-09
[120 empty] | 7.3.3.17.5 (Remote Grid) Updates to grid topology to minimize risk of ignition in HFTDs Remote GridWLDFRVegetation ContactAggregated | WLDFR | HFTD - Distribution - Tier 3 - 1QU CoRE ¦ 1QU LoRE | Red Flag Warning - Destructive Fires | Vegetation Contact | Aggregated | 2055 | 2.5387e-05 | 58.7222 | 0.0014908 | 2055 | Mitigation | 0.95 | 45 | 0 | esc | 0.00097009 | 2.4628e-08 | 0.00097009 | 2.4628e-08 | 0.0032972 | 3.6355e-06 | 0.0094681 | 7.8906e-09
[120 empty] | 7.3.3.17.5 (Remote Grid) Updates to grid topology to minimize risk of ignition in HFTDs Remote GridWLDFRVegetation ContactAggregated | WLDFR | HFTD - Distribution - Tier 3 - 1QU CoRE ¦ 1QU LoRE | Red Flag Warning - Destructive Fires | Vegetation Contact | Aggregated | 2056 | 2.5387e-05 | 58.7222 | 0.0014908 | 2056 | Mitigation | 0.95 | 45 | 0 | esc | 0.00097009 | 2.4628e-08 | 0.00097009 | 2.4628e-08 | 0.0032972 | 3.6355e-06 | 0.0094681 | 7.8906e-09
[120 empty] | 7.3.3.17.5 (Remote Grid) Updates to grid topology to minimize risk of ignition in HFTDs Remote GridWLDFRVegetation ContactAggregated | WLDFR | HFTD - Distribution - Tier 3 - 1QU CoRE ¦ 1QU LoRE | Red Flag Warning - Destructive Fires | Vegetation Contact | Aggregated | 2057 | 2.5387e-05 | 58.7222 | 0.0014908 | 2057 | Mitigation | 0.95 | 45 | 0 | esc | 0.00097009 | 2.4628e-08 | 0.00097009 | 2.4628e-08 | 0.0032972 | 3.6355e-06 | 0.0094681 | 7.8906e-09
[120 empty] | 7.3.3.17.5 (Remote Grid) Updates to grid topology to minimize risk of ignition in HFTDs Remote GridWLDFRVegetation ContactAggregated | WLDFR | HFTD - Distribution - Tier 3 - 1QU CoRE ¦ 1QU LoRE | Red Flag Warning - Destructive Fires | Vegetation Contact | Aggregated | 2058 | 2.5387e-05 | 58.7222 | 0.0014908 | 2058 | Mitigation | 0.95 | 45 | 0 | esc | 0.00097009 | 2.4628e-08 | 0.00097009 | 2.4628e-08 | 0.0032972 | 3.6355e-06 | 0.0094681 | 7.8906e-09
[120 empty] | 7.3.3.17.5 (Remote Grid) Updates to grid topology to minimize risk of ignition in HFTDs Remote GridWLDFRVegetation ContactAggregated | WLDFR | HFTD - Distribution - Tier 3 - 1QU CoRE ¦ 1QU LoRE | Red Flag Warning - Destructive Fires | Vegetation Contact | Aggregated | 2059 | 2.5387e-05 | 58.7222 | 0.0014908 | 2059 | Mitigation | 0.95 | 45 | 0 | esc | 0.00097009 | 2.4628e-08 | 0.00097009 | 2.4628e-08 | 0.0032972 | 3.6355e-06 | 0.0094681 | 7.8906e-09
[120 empty] | 7.3.3.17.5 (Remote Grid) Updates to grid topology to minimize risk of ignition in HFTDs Remote GridWLDFRVegetation ContactAggregated | WLDFR | HFTD - Distribution - Tier 3 - 1QU CoRE ¦ 1QU LoRE | Red Flag Warning - Destructive Fires | Vegetation Contact | Aggregated | 2060 | 2.5387e-05 | 58.7222 | 0.0014908 | 2060 | Mitigation | 0.95 | 45 | 0 | esc | 0.00097009 | 2.4628e-08 | 0.00097009 | 2.4628e-08 | 0.0032972 | 3.6355e-06 | 0.0094681 | 7.8906e-09
[120 empty] | 7.3.3.17.5 (Remote Grid) Updates to grid topology to minimize risk of ignition in HFTDs Remote GridWLDFRVegetation ContactAggregated | WLDFR | HFTD - Distribution - Tier 3 - 1QU CoRE ¦ 1QU LoRE | Red Flag Warning - Destructive Fires | Vegetation Contact | Aggregated | 2061 | 2.5387e-05 | 58.7222 | 0.0014908 | 2061 | Mitigation | 0.95 | 45 | 0 | esc | 0.00097009 | 2.4628e-08 | 0.00097009 | 2.4628e-08 | 0.0032972 | 3.6355e-06 | 0.0094681 | 7.8906e-09
[120 empty] | 7.3.3.17.5 (Remote Grid) Updates to grid topology to minimize risk of ignition in HFTDs Remote GridWLDFRVegetation ContactAggregated | WLDFR | HFTD - Distribution - Tier 3 - 1QU CoRE ¦ 1QU LoRE | Red Flag Warning - Destructive Fires | Vegetation Contact | Aggregated | 2062 | 2.5387e-05 | 58.7222 | 0.0014908 | 2062 | Mitigation | 0.95 | 45 | 0 | esc | 0.00097009 | 2.4628e-08 | 0.00097009 | 2.4628e-08 | 0.0032972 | 3.6355e-06 | 0.0094681 | 7.8906e-09
[120 empty] | 7.3.3.17.5 (Remote Grid) Updates to grid topology to minimize risk of ignition in HFTDs Remote GridWLDFRVegetation ContactAggregated | WLDFR | HFTD - Distribution - Tier 3 - 1QU CoRE ¦ 1QU LoRE | Red Flag Warning - Destructive Fires | Vegetation Contact | Aggregated | 2063 | 2.5387e-05 | 58.7222 | 0.0014908 | 2063 | Mitigation | 0.95 | 45 | 0 | esc | 0.00097009 | 2.4628e-08 | 0.00097009 | 2.4628e-08 | 0.0032972 | 3.6355e-06 | 0.0094681 | 7.8906e-09
[120 empty] | 7.3.3.17.5 (Remote Grid) Updates to grid topology to minimize risk of ignition in HFTDs Remote GridWLDFRVegetation ContactAggregated | WLDFR | HFTD - Distribution - Tier 3 - 1QU CoRE ¦ 1QU LoRE | Red Flag Warning - Destructive Fires | Vegetation Contact | Aggregated | 2064 | 2.5387e-05 | 58.7222 | 0.0014908 | 2064 | Mitigation | 0.95 | 45 | 0 | esc | 0.00097009 | 2.4628e-08 | 0.00097009 | 2.4628e-08 | 0 | 0 | 0.0094681 | 7.8906e-09
[120 empty] | 7.3.3.17.5 (Remote Grid) Updates to grid topology to minimize risk of ignition in HFTDs Remote GridWLDFRVegetation ContactAggregated | WLDFR | HFTD - Distribution - Tier 3 - 1QU CoRE ¦ 1QU LoRE | Red Flag Warning - Destructive Fires | Vegetation Contact | Aggregated | 2065 | 2.5387e-05 | 58.7222 | 0.0014908 | 2065 | Mitigation | 0.95 | 45 | 0 | esc | 0.00097009 | 2.4628e-08 | 0.00097009 | 2.4628e-08 | 0.0032972 | 8.4309e-08 | 0.0094681 | 7.8906e-09
[120 empty] | 7.3.3.17.5 (Remote Grid) Updates to grid topology to minimize risk of ignition in HFTDs Remote GridWLDFRVegetation ContactAggregated | WLDFR | HFTD - Distribution - Tier 3 - 1QU CoRE ¦ 1QU LoRE | Red Flag Warning - Destructive Fires | Vegetation Contact | Aggregated | 2066 | 2.5387e-05 | 58.7222 | 0.0014908 | 2066 | Mitigation | 0.95 | 45 | 0 | esc | 0.00097009 | 2.4628e-08 | 0.00097009 | 2.4628e-08 | 0.0032972 | 8.4309e-08 | 0.0094681 | 7.8906e-09
[120 empty] | 7.3.3.17.5 (Remote Grid) Updates to grid topology to minimize risk of ignition in HFTDs Remote GridWLDFRVegetation ContactAggregated | WLDFR | HFTD - Distribution - Tier 3 - 1QU CoRE ¦ 1QU LoRE | Red Flag Warning - Destructive Fires | Vegetation Contact | Aggregated | 2067 | 2.5387e-05 | 58.7222 | 0.0014908 | 2067 | Mitigation | 0.95 | 45 | 0 | esc | 0 | 0 | 0.00097009 | 2.4628e-08 | 0.0032972 | 8.4309e-08 | 0.0094681 | 7.8906e-09
[120 empty] | 7.3.3.17.5 (Remote Grid) Updates to grid topology to minimize risk of ignition in HFTDs Remote GridWLDFREquipment / facility failureAggregated | WLDFR | HFTD - Distribution - Tier 3 - 1QU CoRE ¦ 1QU LoRE | Red Flag Warning - Large Fires | Equipment / facility failure | Aggregated | 2022 | 4.9553e-05 | 58.7222 | 0.0029099 | 2022 | Mitigation | 0.95 | 45 | 0 | esc | 0.00097009 | 4.8071e-08 | 0 | 0 | 0.0032972 | 8.4309e-08 | 0.0094681 | 7.8906e-09
[120 empty] | 7.3.3.17.5 (Remote Grid) Updates to grid topology to minimize risk of ignition in HFTDs Remote GridWLDFREquipment / facility failureAggregated | WLDFR | HFTD - Distribution - Tier 3 - 1QU CoRE ¦ 1QU LoRE | Red Flag Warning - Large Fires | Equipment / facility failure | Aggregated | 2023 | 4.9553e-05 | 58.7222 | 0.0029099 | 2023 | Mitigation | 0.95 | 45 | 0 | esc | 0.00097009 | 4.8071e-08 | 0.00097009 | 4.8071e-08 | 0.0032972 | 8.4309e-08 | 0.0094681 | 7.8906e-09
[120 empty] | 7.3.3.17.5 (Remote Grid) Updates to grid topology to minimize risk of ignition in HFTDs Remote GridWLDFREquipment / facility failureAggregated | WLDFR | HFTD - Distribution - Tier 3 - 1QU CoRE ¦ 1QU LoRE | Red Flag Warning - Large Fires | Equipment / facility failure | Aggregated | 2024 | 4.9553e-05 | 58.7222 | 0.0029099 | 2024 | Mitigation | 0.95 | 45 | 0 | esc | 0.00097009 | 4.8071e-08 | 0.00097009 | 4.8071e-08 | 0.0032972 | 8.4309e-08 | 0.0094681 | 7.8906e-09
[120 empty] | 7.3.3.17.5 (Remote Grid) Updates to grid topology to minimize risk of ignition in HFTDs Remote GridWLDFREquipment / facility failureAggregated | WLDFR | HFTD - Distribution - Tier 3 - 1QU CoRE ¦ 1QU LoRE | Red Flag Warning - Large Fires | Equipment / facility failure | Aggregated | 2025 | 4.9553e-05 | 58.7222 | 0.0029099 | 2025 | Mitigation | 0.95 | 45 | 0 | esc | 0.00097009 | 4.8071e-08 | 0.00097009 | 4.8071e-08 | 0.0032972 | 8.4309e-08 | 0.0094681 | 7.8906e-09
[120 empty] | 7.3.3.17.5 (Remote Grid) Updates to grid topology to minimize risk of ignition in HFTDs Remote GridWLDFREquipment / facility failureAggregated | WLDFR | HFTD - Distribution - Tier 3 - 1QU CoRE ¦ 1QU LoRE | Red Flag Warning - Large Fires | Equipment / facility failure | Aggregated | 2026 | 4.9553e-05 | 58.7222 | 0.0029099 | 2026 | Mitigation | 0.95 | 45 | 0 | esc | 0.00097009 | 4.8071e-08 | 0.00097009 | 4.8071e-08 | 0.0032972 | 8.4309e-08 | 0.0094681 | 7.8906e-09
[120 empty] | 7.3.3.17.5 (Remote Grid) Updates to grid topology to minimize risk of ignition in HFTDs Remote GridWLDFREquipment / facility failureAggregated | WLDFR | HFTD - Distribution - Tier 3 - 1QU CoRE ¦ 1QU LoRE | Red Flag Warning - Large Fires | Equipment / facility failure | Aggregated | 2027 | 4.9553e-05 | 58.7222 | 0.0029099 | 2027 | Mitigation | 0.95 | 45 | 0 | esc | 0.00097009 | 4.8071e-08 | 0.00097009 | 4.8071e-08 | 0.0032972 | 8.4309e-08 | 0.0094681 | 7.8906e-09
[120 empty] | 7.3.3.17.5 (Remote Grid) Updates to grid topology to minimize risk of ignition in HFTDs Remote GridWLDFREquipment / facility failureAggregated | WLDFR | HFTD - Distribution - Tier 3 - 1QU CoRE ¦ 1QU LoRE | Red Flag Warning - Large Fires | Equipment / facility failure | Aggregated | 2028 | 4.9553e-05 | 58.7222 | 0.0029099 | 2028 | Mitigation | 0.95 | 45 | 0 | esc | 0.00097009 | 4.8071e-08 | 0.00097009 | 4.8071e-08 | 0.0032972 | 8.4309e-08 | 0.0094681 | 7.8906e-09
[120 empty] | 7.3.3.17.5 (Remote Grid) Updates to grid topology to minimize risk of ignition in HFTDs Remote GridWLDFREquipment / facility failureAggregated | WLDFR | HFTD - Distribution - Tier 3 - 1QU CoRE ¦ 1QU LoRE | Red Flag Warning - Large Fires | Equipment / facility failure | Aggregated | 2029 | 4.9553e-05 | 58.7222 | 0.0029099 | 2029 | Mitigation | 0.95 | 45 | 0 | esc | 0.00097009 | 4.8071e-08 | 0.00097009 | 4.8071e-08 | 0.0032972 | 8.4309e-08 | 0.0094681 | 7.8906e-09
[120 empty] | 7.3.3.17.5 (Remote Grid) Updates to grid topology to minimize risk of ignition in HFTDs Remote GridWLDFREquipment / facility failureAggregated | WLDFR | HFTD - Distribution - Tier 3 - 1QU CoRE ¦ 1QU LoRE | Red Flag Warning - Large Fires | Equipment / facility failure | Aggregated | 2030 | 4.9553e-05 | 58.7222 | 0.0029099 | 2030 | Mitigation | 0.95 | 45 | 0 | esc | 0.00097009 | 4.8071e-08 | 0.00097009 | 4.8071e-08 | 0.0032972 | 8.4309e-08 | 0.0094681 | 7.8906e-09
[120 empty] | 7.3.3.17.5 (Remote Grid) Updates to grid topology to minimize risk of ignition in HFTDs Remote GridWLDFREquipment / facility failureAggregated | WLDFR | HFTD - Distribution - Tier 3 - 1QU CoRE ¦ 1QU LoRE | Red Flag Warning - Large Fires | Equipment / facility failure | Aggregated | 2031 | 4.9553e-05 | 58.7222 | 0.0029099 | 2031 | Mitigation | 0.95 | 45 | 0 | esc | 0.00097009 | 4.8071e-08 | 0.00097009 | 4.8071e-08 | 0.0032972 | 8.4309e-08 | 0.0094681 | 7.8906e-09
[120 empty] | 7.3.3.17.5 (Remote Grid) Updates to grid topology to minimize risk of ignition in HFTDs Remote GridWLDFREquipment / facility failureAggregated | WLDFR | HFTD - Distribution - Tier 3 - 1QU CoRE ¦ 1QU LoRE | Red Flag Warning - Large Fires | Equipment / facility failure | Aggregated | 2032 | 4.9553e-05 | 58.7222 | 0.0029099 | 2032 | Mitigation | 0.95 | 45 | 0 | esc | 0.00097009 | 4.8071e-08 | 0.00097009 | 4.8071e-08 | 0.0032972 | 8.4309e-08 | 0.0094681 | 7.8906e-09
[120 empty] | 7.3.3.17.5 (Remote Grid) Updates to grid topology to minimize risk of ignition in HFTDs Remote GridWLDFREquipment / facility failureAggregated | WLDFR | HFTD - Distribution - Tier 3 - 1QU CoRE ¦ 1QU LoRE | Red Flag Warning - Large Fires | Equipment / facility failure | Aggregated | 2033 | 4.9553e-05 | 58.7222 | 0.0029099 | 2033 | Mitigation | 0.95 | 45 | 0 | esc | 0.00097009 | 4.8071e-08 | 0.00097009 | 4.8071e-08 | 0.0032972 | 8.4309e-08 | 0.0094681 | 7.8906e-09
[120 empty] | 7.3.3.17.5 (Remote Grid) Updates to grid topology to minimize risk of ignition in HFTDs Remote GridWLDFREquipment / facility failureAggregated | WLDFR | HFTD - Distribution - Tier 3 - 1QU CoRE ¦ 1QU LoRE | Red Flag Warning - Large Fires | Equipment / facility failure | Aggregated | 2034 | 4.9553e-05 | 58.7222 | 0.0029099 | 2034 | Mitigation | 0.95 | 45 | 0 | esc | 0.00097009 | 4.8071e-08 | 0.00097009 | 4.8071e-08 | 0.0032972 | 8.4309e-08 | 0.0094681 | 7.8906e-09
[120 empty] | 7.3.3.17.5 (Remote Grid) Updates to grid topology to minimize risk of ignition in HFTDs Remote GridWLDFREquipment / facility failureAggregated | WLDFR | HFTD - Distribution - Tier 3 - 1QU CoRE ¦ 1QU LoRE | Red Flag Warning - Large Fires | Equipment / facility failure | Aggregated | 2035 | 4.9553e-05 | 58.7222 | 0.0029099 | 2035 | Mitigation | 0.95 | 45 | 0 | esc | 0.00097009 | 4.8071e-08 | 0.00097009 | 4.8071e-08 | 0.0032972 | 8.4309e-08 | 0.0094681 | 7.8906e-09
[120 empty] | 7.3.3.17.5 (Remote Grid) Updates to grid topology to minimize risk of ignition in HFTDs Remote GridWLDFREquipment / facility failureAggregated | WLDFR | HFTD - Distribution - Tier 3 - 1QU CoRE ¦ 1QU LoRE | Red Flag Warning - Large Fires | Equipment / facility failure | Aggregated | 2036 | 4.9553e-05 | 58.7222 | 0.0029099 | 2036 | Mitigation | 0.95 | 45 | 0 | esc | 0.00097009 | 4.8071e-08 | 0.00097009 | 4.8071e-08 | 0.0032972 | 8.4309e-08 | 0 | 0
[120 empty] | 7.3.3.17.5 (Remote Grid) Updates to grid topology to minimize risk of ignition in HFTDs Remote GridWLDFREquipment / facility failureAggregated | WLDFR | HFTD - Distribution - Tier 3 - 1QU CoRE ¦ 1QU LoRE | Red Flag Warning - Large Fires | Equipment / facility failure | Aggregated | 2037 | 4.9553e-05 | 58.7222 | 0.0029099 | 2037 | Mitigation | 0.95 | 45 | 0 | esc | 0.00097009 | 4.8071e-08 | 0.00097009 | 4.8071e-08 | 0.0032972 | 8.4309e-08 | 0 | 0
[120 empty] | 7.3.3.17.5 (Remote Grid) Updates to grid topology to minimize risk of ignition in HFTDs Remote GridWLDFREquipment / facility failureAggregated | WLDFR | HFTD - Distribution - Tier 3 - 1QU CoRE ¦ 1QU LoRE | Red Flag Warning - Large Fires | Equipment / facility failure | Aggregated | 2038 | 4.9553e-05 | 58.7222 | 0.0029099 | 2038 | Mitigation | 0.95 | 45 | 0 | esc | 0.00097009 | 4.8071e-08 | 0.00097009 | 4.8071e-08 | 0.0032972 | 8.4309e-08 | 0.010598 | 3.012e-10
[120 empty] | 7.3.3.17.5 (Remote Grid) Updates to grid topology to minimize risk of ignition in HFTDs Remote GridWLDFREquipment / facility failureAggregated | WLDFR | HFTD - Distribution - Tier 3 - 1QU CoRE ¦ 1QU LoRE | Red Flag Warning - Large Fires | Equipment / facility failure | Aggregated | 2039 | 4.9553e-05 | 58.7222 | 0.0029099 | 2039 | Mitigation | 0.95 | 45 | 0 | esc | 0.00097009 | 4.8071e-08 | 0.00097009 | 4.8071e-08 | 0.0032972 | 8.4309e-08 | 0.010598 | 3.012e-10
[120 empty] | 7.3.3.17.5 (Remote Grid) Updates to grid topology to minimize risk of ignition in HFTDs Remote GridWLDFREquipment / facility failureAggregated | WLDFR | HFTD - Distribution - Tier 3 - 1QU CoRE ¦ 1QU LoRE | Red Flag Warning - Large Fires | Equipment / facility failure | Aggregated | 2040 | 4.9553e-05 | 58.7222 | 0.0029099 | 2040 | Mitigation | 0.95 | 45 | 0 | esc | 0.00097009 | 4.8071e-08 | 0.00097009 | 4.8071e-08 | 0.0032972 | 8.4309e-08 | 0.010598 | 3.012e-10
[120 empty] | 7.3.3.17.5 (Remote Grid) Updates to grid topology to minimize risk of ignition in HFTDs Remote GridWLDFREquipment / facility failureAggregated | WLDFR | HFTD - Distribution - Tier 3 - 1QU CoRE ¦ 1QU LoRE | Red Flag Warning - Large Fires | Equipment / facility failure | Aggregated | 2041 | 4.9553e-05 | 58.7222 | 0.0029099 | 2041 | Mitigation | 0.95 | 45 | 0 | esc | 0.00097009 | 4.8071e-08 | 0.00097009 | 4.8071e-08 | 0.0032972 | 8.4309e-08 | 0.010598 | 3.012e-10
[120 empty] | 7.3.3.17.5 (Remote Grid) Updates to grid topology to minimize risk of ignition in HFTDs Remote GridWLDFREquipment / facility failureAggregated | WLDFR | HFTD - Distribution - Tier 3 - 1QU CoRE ¦ 1QU LoRE | Red Flag Warning - Large Fires | Equipment / facility failure | Aggregated | 2042 | 4.9553e-05 | 58.7222 | 0.0029099 | 2042 | Mitigation | 0.95 | 45 | 0 | esc | 0.00097009 | 4.8071e-08 | 0.00097009 | 4.8071e-08 | 0.0032972 | 8.4309e-08 | 0.010598 | 3.012e-10
[120 empty] | 7.3.3.17.5 (Remote Grid) Updates to grid topology to minimize risk of ignition in HFTDs Remote GridWLDFREquipment / facility failureAggregated | WLDFR | HFTD - Distribution - Tier 3 - 1QU CoRE ¦ 1QU LoRE | Red Flag Warning - Large Fires | Equipment / facility failure | Aggregated | 2043 | 4.9553e-05 | 58.7222 | 0.0029099 | 2043 | Mitigation | 0.95 | 45 | 0 | esc | 0.00097009 | 4.8071e-08 | 0.00097009 | 4.8071e-08 | 0.0032972 | 8.4309e-08 | 0.010598 | 3.012e-10
[120 empty] | 7.3.3.17.5 (Remote Grid) Updates to grid topology to minimize risk of ignition in HFTDs Remote GridWLDFREquipment / facility failureAggregated | WLDFR | HFTD - Distribution - Tier 3 - 1QU CoRE ¦ 1QU LoRE | Red Flag Warning - Large Fires | Equipment / facility failure | Aggregated | 2044 | 4.9553e-05 | 58.7222 | 0.0029099 | 2044 | Mitigation | 0.95 | 45 | 0 | esc | 0.00097009 | 4.8071e-08 | 0.00097009 | 4.8071e-08 | 0.0032972 | 8.4309e-08 | 0.010598 | 3.012e-10
[120 empty] | 7.3.3.17.5 (Remote Grid) Updates to grid topology to minimize risk of ignition in HFTDs Remote GridWLDFREquipment / facility failureAggregated | WLDFR | HFTD - Distribution - Tier 3 - 1QU CoRE ¦ 1QU LoRE | Red Flag Warning - Large Fires | Equipment / facility failure | Aggregated | 2045 | 4.9553e-05 | 58.7222 | 0.0029099 | 2045 | Mitigation | 0.95 | 45 | 0 | esc | 0.00097009 | 4.8071e-08 | 0.00097009 | 4.8071e-08 | 0.0032972 | 8.4309e-08 | 0.010598 | 3.012e-10
[120 empty] | 7.3.3.17.5 (Remote Grid) Updates to grid topology to minimize risk of ignition in HFTDs Remote GridWLDFREquipment / facility failureAggregated | WLDFR | HFTD - Distribution - Tier 3 - 1QU CoRE ¦ 1QU LoRE | Red Flag Warning - Large Fires | Equipment / facility failure | Aggregated | 2046 | 4.9553e-05 | 58.7222 | 0.0029099 | 2046 | Mitigation | 0.95 | 45 | 0 | esc | 0.00097009 | 4.8071e-08 | 0.00097009 | 4.8071e-08 | 0.0032972 | 8.4309e-08 | 0.010598 | 3.012e-10
[120 empty] | 7.3.3.17.5 (Remote Grid) Updates to grid topology to minimize risk of ignition in HFTDs Remote GridWLDFREquipment / facility failureAggregated | WLDFR | HFTD - Distribution - Tier 3 - 1QU CoRE ¦ 1QU LoRE | Red Flag Warning - Large Fires | Equipment / facility failure | Aggregated | 2047 | 4.9553e-05 | 58.7222 | 0.0029099 | 2047 | Mitigation | 0.95 | 45 | 0 | esc | 0.00097009 | 4.8071e-08 | 0.00097009 | 4.8071e-08 | 0.0032972 | 8.4309e-08 | 0.010598 | 3.012e-10
[120 empty] | 7.3.3.17.5 (Remote Grid) Updates to grid topology to minimize risk of ignition in HFTDs Remote GridWLDFREquipment / facility failureAggregated | WLDFR | HFTD - Distribution - Tier 3 - 1QU CoRE ¦ 1QU LoRE | Red Flag Warning - Large Fires | Equipment / facility failure | Aggregated | 2048 | 4.9553e-05 | 58.7222 | 0.0029099 | 2048 | Mitigation | 0.95 | 45 | 0 | esc | 0.00097009 | 4.8071e-08 | 0.00097009 | 4.8071e-08 | 0.0032972 | 8.4309e-08 | 0.010598 | 3.012e-10
[120 empty] | 7.3.3.17.5 (Remote Grid) Updates to grid topology to minimize risk of ignition in HFTDs Remote GridWLDFREquipment / facility failureAggregated | WLDFR | HFTD - Distribution - Tier 3 - 1QU CoRE ¦ 1QU LoRE | Red Flag Warning - Large Fires | Equipment / facility failure | Aggregated | 2049 | 4.9553e-05 | 58.7222 | 0.0029099 | 2049 | Mitigation | 0.95 | 45 | 0 | esc | 0.00097009 | 4.8071e-08 | 0.00097009 | 4.8071e-08 | 0.0032972 | 8.4309e-08 | 0.010598 | 3.012e-10
[120 empty] | 7.3.3.17.5 (Remote Grid) Updates to grid topology to minimize risk of ignition in HFTDs Remote GridWLDFREquipment / facility failureAggregated | WLDFR | HFTD - Distribution - Tier 3 - 1QU CoRE ¦ 1QU LoRE | Red Flag Warning - Large Fires | Equipment / facility failure | Aggregated | 2050 | 4.9553e-05 | 58.7222 | 0.0029099 | 2050 | Mitigation | 0.95 | 45 | 0 | esc | 0.00097009 | 4.8071e-08 | 0.00097009 | 4.8071e-08 | 0.0032972 | 8.4309e-08 | 0.010598 | 3.012e-10
[120 empty] | 7.3.3.17.5 (Remote Grid) Updates to grid topology to minimize risk of ignition in HFTDs Remote GridWLDFREquipment / facility failureAggregated | WLDFR | HFTD - Distribution - Tier 3 - 1QU CoRE ¦ 1QU LoRE | Red Flag Warning - Large Fires | Equipment / facility failure | Aggregated | 2051 | 4.9553e-05 | 58.7222 | 0.0029099 | 2051 | Mitigation | 0.95 | 45 | 0 | esc | 0.00097009 | 4.8071e-08 | 0.00097009 | 4.8071e-08 | 0.0032972 | 8.4309e-08 | 0.010598 | 3.012e-10
[120 empty] | 7.3.3.17.5 (Remote Grid) Updates to grid topology to minimize risk of ignition in HFTDs Remote GridWLDFREquipment / facility failureAggregated | WLDFR | HFTD - Distribution - Tier 3 - 1QU CoRE ¦ 1QU LoRE | Red Flag Warning - Large Fires | Equipment / facility failure | Aggregated | 2052 | 4.9553e-05 | 58.7222 | 0.0029099 | 2052 | Mitigation | 0.95 | 45 | 0 | esc | 0.00097009 | 4.8071e-08 | 0.00097009 | 4.8071e-08 | 0.0032972 | 8.4309e-08 | 0.010598 | 3.012e-10
[120 empty] | 7.3.3.17.5 (Remote Grid) Updates to grid topology to minimize risk of ignition in HFTDs Remote GridWLDFREquipment / facility failureAggregated | WLDFR | HFTD - Distribution - Tier 3 - 1QU CoRE ¦ 1QU LoRE | Red Flag Warning - Large Fires | Equipment / facility failure | Aggregated | 2053 | 4.9553e-05 | 58.7222 | 0.0029099 | 2053 | Mitigation | 0.95 | 45 | 0 | esc | 0.00097009 | 4.8071e-08 | 0.00097009 | 4.8071e-08 | 0.0032972 | 8.4309e-08 | 0.010598 | 3.012e-10
[120 empty] | 7.3.3.17.5 (Remote Grid) Updates to grid topology to minimize risk of ignition in HFTDs Remote GridWLDFREquipment / facility failureAggregated | WLDFR | HFTD - Distribution - Tier 3 - 1QU CoRE ¦ 1QU LoRE | Red Flag Warning - Large Fires | Equipment / facility failure | Aggregated | 2054 | 4.9553e-05 | 58.7222 | 0.0029099 | 2054 | Mitigation | 0.95 | 45 | 0 | esc | 0.00097009 | 4.8071e-08 | 0.00097009 | 4.8071e-08 | 0.0032972 | 8.4309e-08 | 0.010598 | 3.012e-10
[120 empty] | 7.3.3.17.5 (Remote Grid) Updates to grid topology to minimize risk of ignition in HFTDs Remote GridWLDFREquipment / facility failureAggregated | WLDFR | HFTD - Distribution - Tier 3 - 1QU CoRE ¦ 1QU LoRE | Red Flag Warning - Large Fires | Equipment / facility failure | Aggregated | 2055 | 4.9553e-05 | 58.7222 | 0.0029099 | 2055 | Mitigation | 0.95 | 45 | 0 | esc | 0.00097009 | 4.8071e-08 | 0.00097009 | 4.8071e-08 | 0.0032972 | 8.4309e-08 | 0.010598 | 3.012e-10
[120 empty] | 7.3.3.17.5 (Remote Grid) Updates to grid topology to minimize risk of ignition in HFTDs Remote GridWLDFREquipment / facility failureAggregated | WLDFR | HFTD - Distribution - Tier 3 - 1QU CoRE ¦ 1QU LoRE | Red Flag Warning - Large Fires | Equipment / facility failure | Aggregated | 2056 | 4.9553e-05 | 58.7222 | 0.0029099 | 2056 | Mitigation | 0.95 | 45 | 0 | esc | 0.00097009 | 4.8071e-08 | 0.00097009 | 4.8071e-08 | 0.0032972 | 8.4309e-08 | 0.010598 | 3.012e-10
[120 empty] | 7.3.3.17.5 (Remote Grid) Updates to grid topology to minimize risk of ignition in HFTDs Remote GridWLDFREquipment / facility failureAggregated | WLDFR | HFTD - Distribution - Tier 3 - 1QU CoRE ¦ 1QU LoRE | Red Flag Warning - Large Fires | Equipment / facility failure | Aggregated | 2057 | 4.9553e-05 | 58.7222 | 0.0029099 | 2057 | Mitigation | 0.95 | 45 | 0 | esc | 0.00097009 | 4.8071e-08 | 0.00097009 | 4.8071e-08 | 0.0032972 | 8.4309e-08 | 0.010598 | 3.012e-10
[120 empty] | 7.3.3.17.5 (Remote Grid) Updates to grid topology to minimize risk of ignition in HFTDs Remote GridWLDFREquipment / facility failureAggregated | WLDFR | HFTD - Distribution - Tier 3 - 1QU CoRE ¦ 1QU LoRE | Red Flag Warning - Large Fires | Equipment / facility failure | Aggregated | 2058 | 4.9553e-05 | 58.7222 | 0.0029099 | 2058 | Mitigation | 0.95 | 45 | 0 | esc | 0.00097009 | 4.8071e-08 | 0.00097009 | 4.8071e-08 | 0.0032972 | 8.4309e-08 | 0.010598 | 3.012e-10
[120 empty] | 7.3.3.17.5 (Remote Grid) Updates to grid topology to minimize risk of ignition in HFTDs Remote GridWLDFREquipment / facility failureAggregated | WLDFR | HFTD - Distribution - Tier 3 - 1QU CoRE ¦ 1QU LoRE | Red Flag Warning - Large Fires | Equipment / facility failure | Aggregated | 2059 | 4.9553e-05 | 58.7222 | 0.0029099 | 2059 | Mitigation | 0.95 | 45 | 0 | esc | 0.00097009 | 4.8071e-08 | 0.00097009 | 4.8071e-08 | 0.0032972 | 8.4309e-08 | 0.010598 | 3.012e-10
[120 empty] | 7.3.3.17.5 (Remote Grid) Updates to grid topology to minimize risk of ignition in HFTDs Remote GridWLDFREquipment / facility failureAggregated | WLDFR | HFTD - Distribution - Tier 3 - 1QU CoRE ¦ 1QU LoRE | Red Flag Warning - Large Fires | Equipment / facility failure | Aggregated | 2060 | 4.9553e-05 | 58.7222 | 0.0029099 | 2060 | Mitigation | 0.95 | 45 | 0 | esc | 0.00097009 | 4.8071e-08 | 0.00097009 | 4.8071e-08 | 0.0032972 | 8.4309e-08 | 0.010598 | 3.012e-10
[120 empty] | 7.3.3.17.5 (Remote Grid) Updates to grid topology to minimize risk of ignition in HFTDs Remote GridWLDFREquipment / facility failureAggregated | WLDFR | HFTD - Distribution - Tier 3 - 1QU CoRE ¦ 1QU LoRE | Red Flag Warning - Large Fires | Equipment / facility failure | Aggregated | 2061 | 4.9553e-05 | 58.7222 | 0.0029099 | 2061 | Mitigation | 0.95 | 45 | 0 | esc | 0.00097009 | 4.8071e-08 | 0.00097009 | 4.8071e-08 | 0.0032972 | 8.4309e-08 | 0.010598 | 3.012e-10
[120 empty] | 7.3.3.17.5 (Remote Grid) Updates to grid topology to minimize risk of ignition in HFTDs Remote GridWLDFREquipment / facility failureAggregated | WLDFR | HFTD - Distribution - Tier 3 - 1QU CoRE ¦ 1QU LoRE | Red Flag Warning - Large Fires | Equipment / facility failure | Aggregated | 2062 | 4.9553e-05 | 58.7222 | 0.0029099 | 2062 | Mitigation | 0.95 | 45 | 0 | esc | 0.00097009 | 4.8071e-08 | 0.00097009 | 4.8071e-08 | 0.0032972 | 8.4309e-08 | 0.010598 | 3.012e-10
[120 empty] | 7.3.3.17.5 (Remote Grid) Updates to grid topology to minimize risk of ignition in HFTDs Remote GridWLDFREquipment / facility failureAggregated | WLDFR | HFTD - Distribution - Tier 3 - 1QU CoRE ¦ 1QU LoRE | Red Flag Warning - Large Fires | Equipment / facility failure | Aggregated | 2063 | 4.9553e-05 | 58.7222 | 0.0029099 | 2063 | Mitigation | 0.95 | 45 | 0 | esc | 0.00097009 | 4.8071e-08 | 0.00097009 | 4.8071e-08 | 0.0032972 | 8.4309e-08 | 0.010598 | 3.012e-10
[120 empty] | 7.3.3.17.5 (Remote Grid) Updates to grid topology to minimize risk of ignition in HFTDs Remote GridWLDFREquipment / facility failureAggregated | WLDFR | HFTD - Distribution - Tier 3 - 1QU CoRE ¦ 1QU LoRE | Red Flag Warning - Large Fires | Equipment / facility failure | Aggregated | 2064 | 4.9553e-05 | 58.7222 | 0.0029099 | 2064 | Mitigation | 0.95 | 45 | 0 | esc | 0.00097009 | 4.8071e-08 | 0.00097009 | 4.8071e-08 | 0.0032972 | 8.4309e-08 | 0.010598 | 3.012e-10
[120 empty] | 7.3.3.17.5 (Remote Grid) Updates to grid topology to minimize risk of ignition in HFTDs Remote GridWLDFREquipment / facility failureAggregated | WLDFR | HFTD - Distribution - Tier 3 - 1QU CoRE ¦ 1QU LoRE | Red Flag Warning - Large Fires | Equipment / facility failure | Aggregated | 2065 | 4.9553e-05 | 58.7222 | 0.0029099 | 2065 | Mitigation | 0.95 | 45 | 0 | esc | 0.00097009 | 4.8071e-08 | 0.00097009 | 4.8071e-08 | 0.0032972 | 8.4309e-08 | 0.010598 | 3.012e-10
[120 empty] | 7.3.3.17.5 (Remote Grid) Updates to grid topology to minimize risk of ignition in HFTDs Remote GridWLDFREquipment / facility failureAggregated | WLDFR | HFTD - Distribution - Tier 3 - 1QU CoRE ¦ 1QU LoRE | Red Flag Warning - Large Fires | Equipment / facility failure | Aggregated | 2066 | 4.9553e-05 | 58.7222 | 0.0029099 | 2066 | Mitigation | 0.95 | 45 | 0 | esc | 0.00097009 | 4.8071e-08 | 0.00097009 | 4.8071e-08 | 0.0032972 | 8.4309e-08 | 0.010598 | 3.012e-10
[120 empty] | 7.3.3.17.5 (Remote Grid) Updates to grid topology to minimize risk of ignition in HFTDs Remote GridWLDFREquipment / facility failureAggregated | WLDFR | HFTD - Distribution - Tier 3 - 1QU CoRE ¦ 1QU LoRE | Red Flag Warning - Large Fires | Equipment / facility failure | Aggregated | 2067 | 4.9553e-05 | 58.7222 | 0.0029099 | 2067 | Mitigation | 0.95 | 45 | 0 | esc | 0 | 0 | 0.00097009 | 4.8071e-08 | 0.0032972 | 8.4309e-08 | 0.010598 | 3.012e-10
[120 empty] | 7.3.3.17.5 (Remote Grid) Updates to grid topology to minimize risk of ignition in HFTDs Remote GridWLDFRVegetation ContactAggregated | WLDFR | HFTD - Distribution - Tier 3 - 1QU CoRE ¦ 1QU LoRE | Red Flag Warning - Large Fires | Vegetation Contact | Aggregated | 2022 | 8.7774e-05 | 58.7222 | 0.0051543 | 2022 | Mitigation | 0.95 | 45 | 0 | esc | 0.00097009 | 8.5149e-08 | 0 | 0 | 0 | 0 | 0 | 0
[120 empty] | 7.3.3.17.5 (Remote Grid) Updates to grid topology to minimize risk of ignition in HFTDs Remote GridWLDFRVegetation ContactAggregated | WLDFR | HFTD - Distribution - Tier 3 - 1QU CoRE ¦ 1QU LoRE | Red Flag Warning - Large Fires | Vegetation Contact | Aggregated | 2023 | 8.7774e-05 | 58.7222 | 0.0051543 | 2023 | Mitigation | 0.95 | 45 | 0 | esc | 0.00097009 | 8.5149e-08 | 0.00097009 | 8.5149e-08 | 0.0027785 | 1.0545e-09 | 0 | 0
[120 empty] | 7.3.3.17.5 (Remote Grid) Updates to grid topology to minimize risk of ignition in HFTDs Remote GridWLDFRVegetation ContactAggregated | WLDFR | HFTD - Distribution - Tier 3 - 1QU CoRE ¦ 1QU LoRE | Red Flag Warning - Large Fires | Vegetation Contact | Aggregated | 2024 | 8.7774e-05 | 58.7222 | 0.0051543 | 2024 | Mitigation | 0.95 | 45 | 0 | esc | 0.00097009 | 8.5149e-08 | 0.00097009 | 8.5149e-08 | 0.0027785 | 1.0545e-09 | 0.0087991 | 1.4754e-08
[120 empty] | 7.3.3.17.5 (Remote Grid) Updates to grid topology to minimize risk of ignition in HFTDs Remote GridWLDFRVegetation ContactAggregated | WLDFR | HFTD - Distribution - Tier 3 - 1QU CoRE ¦ 1QU LoRE | Red Flag Warning - Large Fires | Vegetation Contact | Aggregated | 2025 | 8.7774e-05 | 58.7222 | 0.0051543 | 2025 | Mitigation | 0.95 | 45 | 0 | esc | 0.00097009 | 8.5149e-08 | 0.00097009 | 8.5149e-08 | 0.0027785 | 1.0545e-09 | 0.0087991 | 1.4754e-08
[120 empty] | 7.3.3.17.5 (Remote Grid) Updates to grid topology to minimize risk of ignition in HFTDs Remote GridWLDFRVegetation ContactAggregated | WLDFR | HFTD - Distribution - Tier 3 - 1QU CoRE ¦ 1QU LoRE | Red Flag Warning - Large Fires | Vegetation Contact | Aggregated | 2026 | 8.7774e-05 | 58.7222 | 0.0051543 | 2026 | Mitigation | 0.95 | 45 | 0 | esc | 0.00097009 | 8.5149e-08 | 0.00097009 | 8.5149e-08 | 0.0027785 | 1.0545e-09 | 0.0087991 | 1.4754e-08
[120 empty] | 7.3.3.17.5 (Remote Grid) Updates to grid topology to minimize risk of ignition in HFTDs Remote GridWLDFRVegetation ContactAggregated | WLDFR | HFTD - Distribution - Tier 3 - 1QU CoRE ¦ 1QU LoRE | Red Flag Warning - Large Fires | Vegetation Contact | Aggregated | 2027 | 8.7774e-05 | 58.7222 | 0.0051543 | 2027 | Mitigation | 0.95 | 45 | 0 | esc | 0.00097009 | 8.5149e-08 | 0.00097009 | 8.5149e-08 | 0.0027785 | 1.0545e-09 | 0.0087991 | 1.4754e-08
[120 empty] | 7.3.3.17.5 (Remote Grid) Updates to grid topology to minimize risk of ignition in HFTDs Remote GridWLDFRVegetation ContactAggregated | WLDFR | HFTD - Distribution - Tier 3 - 1QU CoRE ¦ 1QU LoRE | Red Flag Warning - Large Fires | Vegetation Contact | Aggregated | 2028 | 8.7774e-05 | 58.7222 | 0.0051543 | 2028 | Mitigation | 0.95 | 45 | 0 | esc | 0.00097009 | 8.5149e-08 | 0.00097009 | 8.5149e-08 | 0.0027785 | 1.0545e-09 | 0.0087991 | 1.4754e-08
[120 empty] | 7.3.3.17.5 (Remote Grid) Updates to grid topology to minimize risk of ignition in HFTDs Remote GridWLDFRVegetation ContactAggregated | WLDFR | HFTD - Distribution - Tier 3 - 1QU CoRE ¦ 1QU LoRE | Red Flag Warning - Large Fires | Vegetation Contact | Aggregated | 2029 | 8.7774e-05 | 58.7222 | 0.0051543 | 2029 | Mitigation | 0.95 | 45 | 0 | esc | 0.00097009 | 8.5149e-08 | 0.00097009 | 8.5149e-08 | 0.0027785 | 1.0545e-09 | 0.0087991 | 1.4754e-08
[120 empty] | 7.3.3.17.5 (Remote Grid) Updates to grid topology to minimize risk of ignition in HFTDs Remote GridWLDFRVegetation ContactAggregated | WLDFR | HFTD - Distribution - Tier 3 - 1QU CoRE ¦ 1QU LoRE | Red Flag Warning - Large Fires | Vegetation Contact | Aggregated | 2030 | 8.7774e-05 | 58.7222 | 0.0051543 | 2030 | Mitigation | 0.95 | 45 | 0 | esc | 0.00097009 | 8.5149e-08 | 0.00097009 | 8.5149e-08 | 0.0027785 | 1.0545e-09 | 0.0087991 | 1.4754e-08
[120 empty] | 7.3.3.17.5 (Remote Grid) Updates to grid topology to minimize risk of ignition in HFTDs Remote GridWLDFRVegetation ContactAggregated | WLDFR | HFTD - Distribution - Tier 3 - 1QU CoRE ¦ 1QU LoRE | Red Flag Warning - Large Fires | Vegetation Contact | Aggregated | 2031 | 8.7774e-05 | 58.7222 | 0.0051543 | 2031 | Mitigation | 0.95 | 45 | 0 | esc | 0.00097009 | 8.5149e-08 | 0.00097009 | 8.5149e-08 | 0.0027785 | 1.0545e-09 | 0.0087991 | 1.4754e-08
[120 empty] | 7.3.3.17.5 (Remote Grid) Updates to grid topology to minimize risk of ignition in HFTDs Remote GridWLDFRVegetation ContactAggregated | WLDFR | HFTD - Distribution - Tier 3 - 1QU CoRE ¦ 1QU LoRE | Red Flag Warning - Large Fires | Vegetation Contact | Aggregated | 2032 | 8.7774e-05 | 58.7222 | 0.0051543 | 2032 | Mitigation | 0.95 | 45 | 0 | esc | 0.00097009 | 8.5149e-08 | 0.00097009 | 8.5149e-08 | 0.0027785 | 1.0545e-09 | 0.0087991 | 1.4754e-08
[120 empty] | 7.3.3.17.5 (Remote Grid) Updates to grid topology to minimize risk of ignition in HFTDs Remote GridWLDFRVegetation ContactAggregated | WLDFR | HFTD - Distribution - Tier 3 - 1QU CoRE ¦ 1QU LoRE | Red Flag Warning - Large Fires | Vegetation Contact | Aggregated | 2033 | 8.7774e-05 | 58.7222 | 0.0051543 | 2033 | Mitigation | 0.95 | 45 | 0 | esc | 0.00097009 | 8.5149e-08 | 0.00097009 | 8.5149e-08 | 0.0027785 | 1.0545e-09 | 0.0087991 | 1.4754e-08
[120 empty] | 7.3.3.17.5 (Remote Grid) Updates to grid topology to minimize risk of ignition in HFTDs Remote GridWLDFRVegetation ContactAggregated | WLDFR | HFTD - Distribution - Tier 3 - 1QU CoRE ¦ 1QU LoRE | Red Flag Warning - Large Fires | Vegetation Contact | Aggregated | 2034 | 8.7774e-05 | 58.7222 | 0.0051543 | 2034 | Mitigation | 0.95 | 45 | 0 | esc | 0.00097009 | 8.5149e-08 | 0.00097009 | 8.5149e-08 | 0.0027785 | 1.0545e-09 | 0.0087991 | 1.4754e-08
[120 empty] | 7.3.3.17.5 (Remote Grid) Updates to grid topology to minimize risk of ignition in HFTDs Remote GridWLDFRVegetation ContactAggregated | WLDFR | HFTD - Distribution - Tier 3 - 1QU CoRE ¦ 1QU LoRE | Red Flag Warning - Large Fires | Vegetation Contact | Aggregated | 2035 | 8.7774e-05 | 58.7222 | 0.0051543 | 2035 | Mitigation | 0.95 | 45 | 0 | esc | 0.00097009 | 8.5149e-08 | 0.00097009 | 8.5149e-08 | 0.0027785 | 1.0545e-09 | 0.0087991 | 1.4754e-08
[120 empty] | 7.3.3.17.5 (Remote Grid) Updates to grid topology to minimize risk of ignition in HFTDs Remote GridWLDFRVegetation ContactAggregated | WLDFR | HFTD - Distribution - Tier 3 - 1QU CoRE ¦ 1QU LoRE | Red Flag Warning - Large Fires | Vegetation Contact | Aggregated | 2036 | 8.7774e-05 | 58.7222 | 0.0051543 | 2036 | Mitigation | 0.95 | 45 | 0 | esc | 0.00097009 | 8.5149e-08 | 0.00097009 | 8.5149e-08 | 0.0027785 | 1.0545e-09 | 0.0087991 | 1.4754e-08
[120 empty] | 7.3.3.17.5 (Remote Grid) Updates to grid topology to minimize risk of ignition in HFTDs Remote GridWLDFRVegetation ContactAggregated | WLDFR | HFTD - Distribution - Tier 3 - 1QU CoRE ¦ 1QU LoRE | Red Flag Warning - Large Fires | Vegetation Contact | Aggregated | 2037 | 8.7774e-05 | 58.7222 | 0.0051543 | 2037 | Mitigation | 0.95 | 45 | 0 | esc | 0.00097009 | 8.5149e-08 | 0.00097009 | 8.5149e-08 | 0.0027785 | 1.0545e-09 | 0.0087991 | 1.4754e-08
[120 empty] | 7.3.3.17.5 (Remote Grid) Updates to grid topology to minimize risk of ignition in HFTDs Remote GridWLDFRVegetation ContactAggregated | WLDFR | HFTD - Distribution - Tier 3 - 1QU CoRE ¦ 1QU LoRE | Red Flag Warning - Large Fires | Vegetation Contact | Aggregated | 2038 | 8.7774e-05 | 58.7222 | 0.0051543 | 2038 | Mitigation | 0.95 | 45 | 0 | esc | 0.00097009 | 8.5149e-08 | 0.00097009 | 8.5149e-08 | 0.0027785 | 1.0545e-09 | 0.0087991 | 1.4754e-08
[120 empty] | 7.3.3.17.5 (Remote Grid) Updates to grid topology to minimize risk of ignition in HFTDs Remote GridWLDFRVegetation ContactAggregated | WLDFR | HFTD - Distribution - Tier 3 - 1QU CoRE ¦ 1QU LoRE | Red Flag Warning - Large Fires | Vegetation Contact | Aggregated | 2039 | 8.7774e-05 | 58.7222 | 0.0051543 | 2039 | Mitigation | 0.95 | 45 | 0 | esc | 0.00097009 | 8.5149e-08 | 0.00097009 | 8.5149e-08 | 0.0027785 | 1.0545e-09 | 0.0087991 | 1.4754e-08
[120 empty] | 7.3.3.17.5 (Remote Grid) Updates to grid topology to minimize risk of ignition in HFTDs Remote GridWLDFRVegetation ContactAggregated | WLDFR | HFTD - Distribution - Tier 3 - 1QU CoRE ¦ 1QU LoRE | Red Flag Warning - Large Fires | Vegetation Contact | Aggregated | 2040 | 8.7774e-05 | 58.7222 | 0.0051543 | 2040 | Mitigation | 0.95 | 45 | 0 | esc | 0.00097009 | 8.5149e-08 | 0.00097009 | 8.5149e-08 | 0.0027785 | 1.0545e-09 | 0.0087991 | 1.4754e-08
[120 empty] | 7.3.3.17.5 (Remote Grid) Updates to grid topology to minimize risk of ignition in HFTDs Remote GridWLDFRVegetation ContactAggregated | WLDFR | HFTD - Distribution - Tier 3 - 1QU CoRE ¦ 1QU LoRE | Red Flag Warning - Large Fires | Vegetation Contact | Aggregated | 2041 | 8.7774e-05 | 58.7222 | 0.0051543 | 2041 | Mitigation | 0.95 | 45 | 0 | esc | 0.00097009 | 8.5149e-08 | 0.00097009 | 8.5149e-08 | 0.0027785 | 1.0545e-09 | 0.0087991 | 1.4754e-08
[120 empty] | 7.3.3.17.5 (Remote Grid) Updates to grid topology to minimize risk of ignition in HFTDs Remote GridWLDFRVegetation ContactAggregated | WLDFR | HFTD - Distribution - Tier 3 - 1QU CoRE ¦ 1QU LoRE | Red Flag Warning - Large Fires | Vegetation Contact | Aggregated | 2042 | 8.7774e-05 | 58.7222 | 0.0051543 | 2042 | Mitigation | 0.95 | 45 | 0 | esc | 0.00097009 | 8.5149e-08 | 0.00097009 | 8.5149e-08 | 0.0027785 | 1.0545e-09 | 0.0087991 | 1.4754e-08
[120 empty] | 7.3.3.17.5 (Remote Grid) Updates to grid topology to minimize risk of ignition in HFTDs Remote GridWLDFRVegetation ContactAggregated | WLDFR | HFTD - Distribution - Tier 3 - 1QU CoRE ¦ 1QU LoRE | Red Flag Warning - Large Fires | Vegetation Contact | Aggregated | 2043 | 8.7774e-05 | 58.7222 | 0.0051543 | 2043 | Mitigation | 0.95 | 45 | 0 | esc | 0.00097009 | 8.5149e-08 | 0.00097009 | 8.5149e-08 | 0.0027785 | 1.0545e-09 | 0.0087991 | 1.4754e-08
[120 empty] | 7.3.3.17.5 (Remote Grid) Updates to grid topology to minimize risk of ignition in HFTDs Remote GridWLDFRVegetation ContactAggregated | WLDFR | HFTD - Distribution - Tier 3 - 1QU CoRE ¦ 1QU LoRE | Red Flag Warning - Large Fires | Vegetation Contact | Aggregated | 2044 | 8.7774e-05 | 58.7222 | 0.0051543 | 2044 | Mitigation | 0.95 | 45 | 0 | esc | 0.00097009 | 8.5149e-08 | 0.00097009 | 8.5149e-08 | 0.0027785 | 1.0545e-09 | 0.0087991 | 1.4754e-08
[120 empty] | 7.3.3.17.5 (Remote Grid) Updates to grid topology to minimize risk of ignition in HFTDs Remote GridWLDFRVegetation ContactAggregated | WLDFR | HFTD - Distribution - Tier 3 - 1QU CoRE ¦ 1QU LoRE | Red Flag Warning - Large Fires | Vegetation Contact | Aggregated | 2045 | 8.7774e-05 | 58.7222 | 0.0051543 | 2045 | Mitigation | 0.95 | 45 | 0 | esc | 0.00097009 | 8.5149e-08 | 0.00097009 | 8.5149e-08 | 0.0027785 | 1.0545e-09 | 0.0087991 | 1.4754e-08
[120 empty] | 7.3.3.17.5 (Remote Grid) Updates to grid topology to minimize risk of ignition in HFTDs Remote GridWLDFRVegetation ContactAggregated | WLDFR | HFTD - Distribution - Tier 3 - 1QU CoRE ¦ 1QU LoRE | Red Flag Warning - Large Fires | Vegetation Contact | Aggregated | 2046 | 8.7774e-05 | 58.7222 | 0.0051543 | 2046 | Mitigation | 0.95 | 45 | 0 | esc | 0.00097009 | 8.5149e-08 | 0.00097009 | 8.5149e-08 | 0.0027785 | 1.0545e-09 | 0.0087991 | 1.4754e-08
[120 empty] | 7.3.3.17.5 (Remote Grid) Updates to grid topology to minimize risk of ignition in HFTDs Remote GridWLDFRVegetation ContactAggregated | WLDFR | HFTD - Distribution - Tier 3 - 1QU CoRE ¦ 1QU LoRE | Red Flag Warning - Large Fires | Vegetation Contact | Aggregated | 2047 | 8.7774e-05 | 58.7222 | 0.0051543 | 2047 | Mitigation | 0.95 | 45 | 0 | esc | 0.00097009 | 8.5149e-08 | 0.00097009 | 8.5149e-08 | 0.0027785 | 1.0545e-09 | 0.0087991 | 1.4754e-08
[120 empty] | 7.3.3.17.5 (Remote Grid) Updates to grid topology to minimize risk of ignition in HFTDs Remote GridWLDFRVegetation ContactAggregated | WLDFR | HFTD - Distribution - Tier 3 - 1QU CoRE ¦ 1QU LoRE | Red Flag Warning - Large Fires | Vegetation Contact | Aggregated | 2048 | 8.7774e-05 | 58.7222 | 0.0051543 | 2048 | Mitigation | 0.95 | 45 | 0 | esc | 0.00097009 | 8.5149e-08 | 0.00097009 | 8.5149e-08 | 0.0027785 | 1.0545e-09 | 0.0087991 | 1.4754e-08
[120 empty] | 7.3.3.17.5 (Remote Grid) Updates to grid topology to minimize risk of ignition in HFTDs Remote GridWLDFRVegetation ContactAggregated | WLDFR | HFTD - Distribution - Tier 3 - 1QU CoRE ¦ 1QU LoRE | Red Flag Warning - Large Fires | Vegetation Contact | Aggregated | 2049 | 8.7774e-05 | 58.7222 | 0.0051543 | 2049 | Mitigation | 0.95 | 45 | 0 | esc | 0.00097009 | 8.5149e-08 | 0.00097009 | 8.5149e-08 | 0.0027785 | 1.0545e-09 | 0.0087991 | 1.4754e-08
[120 empty] | 7.3.3.17.5 (Remote Grid) Updates to grid topology to minimize risk of ignition in HFTDs Remote GridWLDFRVegetation ContactAggregated | WLDFR | HFTD - Distribution - Tier 3 - 1QU CoRE ¦ 1QU LoRE | Red Flag Warning - Large Fires | Vegetation Contact | Aggregated | 2050 | 8.7774e-05 | 58.7222 | 0.0051543 | 2050 | Mitigation | 0.95 | 45 | 0 | esc | 0.00097009 | 8.5149e-08 | 0.00097009 | 8.5149e-08 | 0.0027785 | 1.0545e-09 | 0.0087991 | 1.4754e-08
[120 empty] | 7.3.3.17.5 (Remote Grid) Updates to grid topology to minimize risk of ignition in HFTDs Remote GridWLDFRVegetation ContactAggregated | WLDFR | HFTD - Distribution - Tier 3 - 1QU CoRE ¦ 1QU LoRE | Red Flag Warning - Large Fires | Vegetation Contact | Aggregated | 2051 | 8.7774e-05 | 58.7222 | 0.0051543 | 2051 | Mitigation | 0.95 | 45 | 0 | esc | 0.00097009 | 8.5149e-08 | 0.00097009 | 8.5149e-08 | 0.0027785 | 1.0545e-09 | 0.0087991 | 1.4754e-08
[120 empty] | 7.3.3.17.5 (Remote Grid) Updates to grid topology to minimize risk of ignition in HFTDs Remote GridWLDFRVegetation ContactAggregated | WLDFR | HFTD - Distribution - Tier 3 - 1QU CoRE ¦ 1QU LoRE | Red Flag Warning - Large Fires | Vegetation Contact | Aggregated | 2052 | 8.7774e-05 | 58.7222 | 0.0051543 | 2052 | Mitigation | 0.95 | 45 | 0 | esc | 0.00097009 | 8.5149e-08 | 0.00097009 | 8.5149e-08 | 0.0027785 | 1.0545e-09 | 0.0087991 | 1.4754e-08
[120 empty] | 7.3.3.17.5 (Remote Grid) Updates to grid topology to minimize risk of ignition in HFTDs Remote GridWLDFRVegetation ContactAggregated | WLDFR | HFTD - Distribution - Tier 3 - 1QU CoRE ¦ 1QU LoRE | Red Flag Warning - Large Fires | Vegetation Contact | Aggregated | 2053 | 8.7774e-05 | 58.7222 | 0.0051543 | 2053 | Mitigation | 0.95 | 45 | 0 | esc | 0.00097009 | 8.5149e-08 | 0.00097009 | 8.5149e-08 | 0.0027785 | 1.0545e-09 | 0.0087991 | 1.4754e-08
[120 empty] | 7.3.3.17.5 (Remote Grid) Updates to grid topology to minimize risk of ignition in HFTDs Remote GridWLDFRVegetation ContactAggregated | WLDFR | HFTD - Distribution - Tier 3 - 1QU CoRE ¦ 1QU LoRE | Red Flag Warning - Large Fires | Vegetation Contact | Aggregated | 2054 | 8.7774e-05 | 58.7222 | 0.0051543 | 2054 | Mitigation | 0.95 | 45 | 0 | esc | 0.00097009 | 8.5149e-08 | 0.00097009 | 8.5149e-08 | 0.0027785 | 1.0545e-09 | 0 | 0
[120 empty] | 7.3.3.17.5 (Remote Grid) Updates to grid topology to minimize risk of ignition in HFTDs Remote GridWLDFRVegetation ContactAggregated | WLDFR | HFTD - Distribution - Tier 3 - 1QU CoRE ¦ 1QU LoRE | Red Flag Warning - Large Fires | Vegetation Contact | Aggregated | 2055 | 8.7774e-05 | 58.7222 | 0.0051543 | 2055 | Mitigation | 0.95 | 45 | 0 | esc | 0.00097009 | 8.5149e-08 | 0.00097009 | 8.5149e-08 | 0.0027785 | 1.0545e-09 | 0 | 0
[120 empty] | 7.3.3.17.5 (Remote Grid) Updates to grid topology to minimize risk of ignition in HFTDs Remote GridWLDFRVegetation ContactAggregated | WLDFR | HFTD - Distribution - Tier 3 - 1QU CoRE ¦ 1QU LoRE | Red Flag Warning - Large Fires | Vegetation Contact | Aggregated | 2056 | 8.7774e-05 | 58.7222 | 0.0051543 | 2056 | Mitigation | 0.95 | 45 | 0 | esc | 0.00097009 | 8.5149e-08 | 0.00097009 | 8.5149e-08 | 0.0027785 | 1.0545e-09 | 0.00988 | 6.2464e-09
[120 empty] | 7.3.3.17.5 (Remote Grid) Updates to grid topology to minimize risk of ignition in HFTDs Remote GridWLDFRVegetation ContactAggregated | WLDFR | HFTD - Distribution - Tier 3 - 1QU CoRE ¦ 1QU LoRE | Red Flag Warning - Large Fires | Vegetation Contact | Aggregated | 2057 | 8.7774e-05 | 58.7222 | 0.0051543 | 2057 | Mitigation | 0.95 | 45 | 0 | esc | 0.00097009 | 8.5149e-08 | 0.00097009 | 8.5149e-08 | 0.0027785 | 1.0545e-09 | 0.00988 | 6.2464e-09
[120 empty] | 7.3.3.17.5 (Remote Grid) Updates to grid topology to minimize risk of ignition in HFTDs Remote GridWLDFRVegetation ContactAggregated | WLDFR | HFTD - Distribution - Tier 3 - 1QU CoRE ¦ 1QU LoRE | Red Flag Warning - Large Fires | Vegetation Contact | Aggregated | 2058 | 8.7774e-05 | 58.7222 | 0.0051543 | 2058 | Mitigation | 0.95 | 45 | 0 | esc | 0.00097009 | 8.5149e-08 | 0.00097009 | 8.5149e-08 | 0.0027785 | 1.0545e-09 | 0.00988 | 6.2464e-09
[120 empty] | 7.3.3.17.5 (Remote Grid) Updates to grid topology to minimize risk of ignition in HFTDs Remote GridWLDFRVegetation ContactAggregated | WLDFR | HFTD - Distribution - Tier 3 - 1QU CoRE ¦ 1QU LoRE | Red Flag Warning - Large Fires | Vegetation Contact | Aggregated | 2059 | 8.7774e-05 | 58.7222 | 0.0051543 | 2059 | Mitigation | 0.95 | 45 | 0 | esc | 0.00097009 | 8.5149e-08 | 0.00097009 | 8.5149e-08 | 0.0027785 | 1.0545e-09 | 0.00988 | 6.2464e-09
[120 empty] | 7.3.3.17.5 (Remote Grid) Updates to grid topology to minimize risk of ignition in HFTDs Remote GridWLDFRVegetation ContactAggregated | WLDFR | HFTD - Distribution - Tier 3 - 1QU CoRE ¦ 1QU LoRE | Red Flag Warning - Large Fires | Vegetation Contact | Aggregated | 2060 | 8.7774e-05 | 58.7222 | 0.0051543 | 2060 | Mitigation | 0.95 | 45 | 0 | esc | 0.00097009 | 8.5149e-08 | 0.00097009 | 8.5149e-08 | 0.0027785 | 1.0545e-09 | 0.00988 | 6.2464e-09
[120 empty] | 7.3.3.17.5 (Remote Grid) Updates to grid topology to minimize risk of ignition in HFTDs Remote GridWLDFRVegetation ContactAggregated | WLDFR | HFTD - Distribution - Tier 3 - 1QU CoRE ¦ 1QU LoRE | Red Flag Warning - Large Fires | Vegetation Contact | Aggregated | 2061 | 8.7774e-05 | 58.7222 | 0.0051543 | 2061 | Mitigation | 0.95 | 45 | 0 | esc | 0.00097009 | 8.5149e-08 | 0.00097009 | 8.5149e-08 | 0.0027785 | 1.0545e-09 | 0.00988 | 6.2464e-09
[120 empty] | 7.3.3.17.5 (Remote Grid) Updates to grid topology to minimize risk of ignition in HFTDs Remote GridWLDFRVegetation ContactAggregated | WLDFR | HFTD - Distribution - Tier 3 - 1QU CoRE ¦ 1QU LoRE | Red Flag Warning - Large Fires | Vegetation Contact | Aggregated | 2062 | 8.7774e-05 | 58.7222 | 0.0051543 | 2062 | Mitigation | 0.95 | 45 | 0 | esc | 0.00097009 | 8.5149e-08 | 0.00097009 | 8.5149e-08 | 0.0027785 | 1.0545e-09 | 0.00988 | 6.2464e-09
[120 empty] | 7.3.3.17.5 (Remote Grid) Updates to grid topology to minimize risk of ignition in HFTDs Remote GridWLDFRVegetation ContactAggregated | WLDFR | HFTD - Distribution - Tier 3 - 1QU CoRE ¦ 1QU LoRE | Red Flag Warning - Large Fires | Vegetation Contact | Aggregated | 2063 | 8.7774e-05 | 58.7222 | 0.0051543 | 2063 | Mitigation | 0.95 | 45 | 0 | esc | 0.00097009 | 8.5149e-08 | 0.00097009 | 8.5149e-08 | 0.0027785 | 1.0545e-09 | 0.00988 | 6.2464e-09
[120 empty] | 7.3.3.17.5 (Remote Grid) Updates to grid topology to minimize risk of ignition in HFTDs Remote GridWLDFRVegetation ContactAggregated | WLDFR | HFTD - Distribution - Tier 3 - 1QU CoRE ¦ 1QU LoRE | Red Flag Warning - Large Fires | Vegetation Contact | Aggregated | 2064 | 8.7774e-05 | 58.7222 | 0.0051543 | 2064 | Mitigation | 0.95 | 45 | 0 | esc | 0.00097009 | 8.5149e-08 | 0.00097009 | 8.5149e-08 | 0.0027785 | 1.0545e-09 | 0.00988 | 6.2464e-09
[120 empty] | 7.3.3.17.5 (Remote Grid) Updates to grid topology to minimize risk of ignition in HFTDs Remote GridWLDFRVegetation ContactAggregated | WLDFR | HFTD - Distribution - Tier 3 - 1QU CoRE ¦ 1QU LoRE | Red Flag Warning - Large Fires | Vegetation Contact | Aggregated | 2065 | 8.7774e-05 | 58.7222 | 0.0051543 | 2065 | Mitigation | 0.95 | 45 | 0 | esc | 0.00097009 | 8.5149e-08 | 0.00097009 | 8.5149e-08 | 0.0027785 | 1.0545e-09 | 0.00988 | 6.2464e-09
[120 empty] | 7.3.3.17.5 (Remote Grid) Updates to grid topology to minimize risk of ignition in HFTDs Remote GridWLDFRVegetation ContactAggregated | WLDFR | HFTD - Distribution - Tier 3 - 1QU CoRE ¦ 1QU LoRE | Red Flag Warning - Large Fires | Vegetation Contact | Aggregated | 2066 | 8.7774e-05 | 58.7222 | 0.0051543 | 2066 | Mitigation | 0.95 | 45 | 0 | esc | 0.00097009 | 8.5149e-08 | 0.00097009 | 8.5149e-08 | 0.0027785 | 1.0545e-09 | 0.00988 | 6.2464e-09
[120 empty] | 7.3.3.17.5 (Remote Grid) Updates to grid topology to minimize risk of ignition in HFTDs Remote GridWLDFRVegetation ContactAggregated | WLDFR | HFTD - Distribution - Tier 3 - 1QU CoRE ¦ 1QU LoRE | Red Flag Warning - Large Fires | Vegetation Contact | Aggregated | 2067 | 8.7774e-05 | 58.7222 | 0.0051543 | 2067 | Mitigation | 0.95 | 45 | 0 | esc | 0 | 0 | 0.00097009 | 8.5149e-08 | 0.0027785 | 1.0545e-09 | 0.00988 | 6.2464e-09
[120 empty] | 7.3.3.17.5 (Remote Grid) Updates to grid topology to minimize risk of ignition in HFTDs Remote GridWLDFRContact from objectAggregated | WLDFR | HFTD - Distribution - Tier 3 - 1QU CoRE ¦ 1QU LoRE | Red Flag Warning - Small Fires | Contact from object | Aggregated | 2022 | 3.7885e-05 | 58.7222 | 0.0022247 | 2022 | Mitigation | 0.95 | 45 | 0 | esc | 0.00097009 | 3.6752e-08 | 0 | 0 | 0.0027785 | 1.0545e-09 | 0.00988 | 6.2464e-09
[120 empty] | 7.3.3.17.5 (Remote Grid) Updates to grid topology to minimize risk of ignition in HFTDs Remote GridWLDFRContact from objectAggregated | WLDFR | HFTD - Distribution - Tier 3 - 1QU CoRE ¦ 1QU LoRE | Red Flag Warning - Small Fires | Contact from object | Aggregated | 2023 | 3.7885e-05 | 58.7222 | 0.0022247 | 2023 | Mitigation | 0.95 | 45 | 0 | esc | 0.00097009 | 3.6752e-08 | 0.00097009 | 3.6752e-08 | 0.0027785 | 1.0545e-09 | 0.00988 | 6.2464e-09
[120 empty] | 7.3.3.17.5 (Remote Grid) Updates to grid topology to minimize risk of ignition in HFTDs Remote GridWLDFRContact from objectAggregated | WLDFR | HFTD - Distribution - Tier 3 - 1QU CoRE ¦ 1QU LoRE | Red Flag Warning - Small Fires | Contact from object | Aggregated | 2024 | 3.7885e-05 | 58.7222 | 0.0022247 | 2024 | Mitigation | 0.95 | 45 | 0 | esc | 0.00097009 | 3.6752e-08 | 0.00097009 | 3.6752e-08 | 0.0027785 | 1.0545e-09 | 0.00988 | 6.2464e-09
[120 empty] | 7.3.3.17.5 (Remote Grid) Updates to grid topology to minimize risk of ignition in HFTDs Remote GridWLDFRContact from objectAggregated | WLDFR | HFTD - Distribution - Tier 3 - 1QU CoRE ¦ 1QU LoRE | Red Flag Warning - Small Fires | Contact from object | Aggregated | 2025 | 3.7885e-05 | 58.7222 | 0.0022247 | 2025 | Mitigation | 0.95 | 45 | 0 | esc | 0.00097009 | 3.6752e-08 | 0.00097009 | 3.6752e-08 | 0.0027785 | 1.0545e-09 | 0.00988 | 6.2464e-09
[120 empty] | 7.3.3.17.5 (Remote Grid) Updates to grid topology to minimize risk of ignition in HFTDs Remote GridWLDFRContact from objectAggregated | WLDFR | HFTD - Distribution - Tier 3 - 1QU CoRE ¦ 1QU LoRE | Red Flag Warning - Small Fires | Contact from object | Aggregated | 2026 | 3.7885e-05 | 58.7222 | 0.0022247 | 2026 | Mitigation | 0.95 | 45 | 0 | esc | 0.00097009 | 3.6752e-08 | 0.00097009 | 3.6752e-08 | 0 | 0 | 0.00988 | 6.2464e-09
[120 empty] | 7.3.3.17.5 (Remote Grid) Updates to grid topology to minimize risk of ignition in HFTDs Remote GridWLDFRContact from objectAggregated | WLDFR | HFTD - Distribution - Tier 3 - 1QU CoRE ¦ 1QU LoRE | Red Flag Warning - Small Fires | Contact from object | Aggregated | 2027 | 3.7885e-05 | 58.7222 | 0.0022247 | 2027 | Mitigation | 0.95 | 45 | 0 | esc | 0.00097009 | 3.6752e-08 | 0.00097009 | 3.6752e-08 | 0.0027785 | 2.1728e-11 | 0.00988 | 6.2464e-09
[120 empty] | 7.3.3.17.5 (Remote Grid) Updates to grid topology to minimize risk of ignition in HFTDs Remote GridWLDFRContact from objectAggregated | WLDFR | HFTD - Distribution - Tier 3 - 1QU CoRE ¦ 1QU LoRE | Red Flag Warning - Small Fires | Contact from object | Aggregated | 2028 | 3.7885e-05 | 58.7222 | 0.0022247 | 2028 | Mitigation | 0.95 | 45 | 0 | esc | 0.00097009 | 3.6752e-08 | 0.00097009 | 3.6752e-08 | 0.0027785 | 2.1728e-11 | 0.00988 | 6.2464e-09
[120 empty] | 7.3.3.17.5 (Remote Grid) Updates to grid topology to minimize risk of ignition in HFTDs Remote GridWLDFRContact from objectAggregated | WLDFR | HFTD - Distribution - Tier 3 - 1QU CoRE ¦ 1QU LoRE | Red Flag Warning - Small Fires | Contact from object | Aggregated | 2029 | 3.7885e-05 | 58.7222 | 0.0022247 | 2029 | Mitigation | 0.95 | 45 | 0 | esc | 0.00097009 | 3.6752e-08 | 0.00097009 | 3.6752e-08 | 0.0027785 | 2.1728e-11 | 0.00988 | 6.2464e-09
[120 empty] | 7.3.3.17.5 (Remote Grid) Updates to grid topology to minimize risk of ignition in HFTDs Remote GridWLDFRContact from objectAggregated | WLDFR | HFTD - Distribution - Tier 3 - 1QU CoRE ¦ 1QU LoRE | Red Flag Warning - Small Fires | Contact from object | Aggregated | 2030 | 3.7885e-05 | 58.7222 | 0.0022247 | 2030 | Mitigation | 0.95 | 45 | 0 | esc | 0.00097009 | 3.6752e-08 | 0.00097009 | 3.6752e-08 | 0.0027785 | 2.1728e-11 | 0.00988 | 6.2464e-09
[120 empty] | 7.3.3.17.5 (Remote Grid) Updates to grid topology to minimize risk of ignition in HFTDs Remote GridWLDFRContact from objectAggregated | WLDFR | HFTD - Distribution - Tier 3 - 1QU CoRE ¦ 1QU LoRE | Red Flag Warning - Small Fires | Contact from object | Aggregated | 2031 | 3.7885e-05 | 58.7222 | 0.0022247 | 2031 | Mitigation | 0.95 | 45 | 0 | esc | 0.00097009 | 3.6752e-08 | 0.00097009 | 3.6752e-08 | 0.0027785 | 2.1728e-11 | 0.00988 | 6.2464e-09
[120 empty] | 7.3.3.17.5 (Remote Grid) Updates to grid topology to minimize risk of ignition in HFTDs Remote GridWLDFRContact from objectAggregated | WLDFR | HFTD - Distribution - Tier 3 - 1QU CoRE ¦ 1QU LoRE | Red Flag Warning - Small Fires | Contact from object | Aggregated | 2032 | 3.7885e-05 | 58.7222 | 0.0022247 | 2032 | Mitigation | 0.95 | 45 | 0 | esc | 0.00097009 | 3.6752e-08 | 0.00097009 | 3.6752e-08 | 0.0027785 | 2.1728e-11 | 0.00988 | 6.2464e-09
[120 empty] | 7.3.3.17.5 (Remote Grid) Updates to grid topology to minimize risk of ignition in HFTDs Remote GridWLDFRContact from objectAggregated | WLDFR | HFTD - Distribution - Tier 3 - 1QU CoRE ¦ 1QU LoRE | Red Flag Warning - Small Fires | Contact from object | Aggregated | 2033 | 3.7885e-05 | 58.7222 | 0.0022247 | 2033 | Mitigation | 0.95 | 45 | 0 | esc | 0.00097009 | 3.6752e-08 | 0.00097009 | 3.6752e-08 | 0.0027785 | 2.1728e-11 | 0.00988 | 6.2464e-09
[120 empty] | 7.3.3.17.5 (Remote Grid) Updates to grid topology to minimize risk of ignition in HFTDs Remote GridWLDFRContact from objectAggregated | WLDFR | HFTD - Distribution - Tier 3 - 1QU CoRE ¦ 1QU LoRE | Red Flag Warning - Small Fires | Contact from object | Aggregated | 2034 | 3.7885e-05 | 58.7222 | 0.0022247 | 2034 | Mitigation | 0.95 | 45 | 0 | esc | 0.00097009 | 3.6752e-08 | 0.00097009 | 3.6752e-08 | 0.0027785 | 2.1728e-11 | 0.00988 | 6.2464e-09
[120 empty] | 7.3.3.17.5 (Remote Grid) Updates to grid topology to minimize risk of ignition in HFTDs Remote GridWLDFRContact from objectAggregated | WLDFR | HFTD - Distribution - Tier 3 - 1QU CoRE ¦ 1QU LoRE | Red Flag Warning - Small Fires | Contact from object | Aggregated | 2035 | 3.7885e-05 | 58.7222 | 0.0022247 | 2035 | Mitigation | 0.95 | 45 | 0 | esc | 0.00097009 | 3.6752e-08 | 0.00097009 | 3.6752e-08 | 0.0027785 | 2.1728e-11 | 0.00988 | 6.2464e-09
[120 empty] | 7.3.3.17.5 (Remote Grid) Updates to grid topology to minimize risk of ignition in HFTDs Remote GridWLDFRContact from objectAggregated | WLDFR | HFTD - Distribution - Tier 3 - 1QU CoRE ¦ 1QU LoRE | Red Flag Warning - Small Fires | Contact from object | Aggregated | 2036 | 3.7885e-05 | 58.7222 | 0.0022247 | 2036 | Mitigation | 0.95 | 45 | 0 | esc | 0.00097009 | 3.6752e-08 | 0.00097009 | 3.6752e-08 | 0.0027785 | 2.1728e-11 | 0.00988 | 6.2464e-09
[120 empty] | 7.3.3.17.5 (Remote Grid) Updates to grid topology to minimize risk of ignition in HFTDs Remote GridWLDFRContact from objectAggregated | WLDFR | HFTD - Distribution - Tier 3 - 1QU CoRE ¦ 1QU LoRE | Red Flag Warning - Small Fires | Contact from object | Aggregated | 2037 | 3.7885e-05 | 58.7222 | 0.0022247 | 2037 | Mitigation | 0.95 | 45 | 0 | esc | 0.00097009 | 3.6752e-08 | 0.00097009 | 3.6752e-08 | 0.0027785 | 2.1728e-11 | 0.00988 | 6.2464e-09
[120 empty] | 7.3.3.17.5 (Remote Grid) Updates to grid topology to minimize risk of ignition in HFTDs Remote GridWLDFRContact from objectAggregated | WLDFR | HFTD - Distribution - Tier 3 - 1QU CoRE ¦ 1QU LoRE | Red Flag Warning - Small Fires | Contact from object | Aggregated | 2038 | 3.7885e-05 | 58.7222 | 0.0022247 | 2038 | Mitigation | 0.95 | 45 | 0 | esc | 0.00097009 | 3.6752e-08 | 0.00097009 | 3.6752e-08 | 0.0027785 | 2.1728e-11 | 0.00988 | 6.2464e-09
[120 empty] | 7.3.3.17.5 (Remote Grid) Updates to grid topology to minimize risk of ignition in HFTDs Remote GridWLDFRContact from objectAggregated | WLDFR | HFTD - Distribution - Tier 3 - 1QU CoRE ¦ 1QU LoRE | Red Flag Warning - Small Fires | Contact from object | Aggregated | 2039 | 3.7885e-05 | 58.7222 | 0.0022247 | 2039 | Mitigation | 0.95 | 45 | 0 | esc | 0.00097009 | 3.6752e-08 | 0.00097009 | 3.6752e-08 | 0.0027785 | 2.1728e-11 | 0.00988 | 6.2464e-09
[120 empty] | 7.3.3.17.5 (Remote Grid) Updates to grid topology to minimize risk of ignition in HFTDs Remote GridWLDFRContact from objectAggregated | WLDFR | HFTD - Distribution - Tier 3 - 1QU CoRE ¦ 1QU LoRE | Red Flag Warning - Small Fires | Contact from object | Aggregated | 2040 | 3.7885e-05 | 58.7222 | 0.0022247 | 2040 | Mitigation | 0.95 | 45 | 0 | esc | 0.00097009 | 3.6752e-08 | 0.00097009 | 3.6752e-08 | 0.0027785 | 2.1728e-11 | 0 | 0
[120 empty] | 7.3.3.17.5 (Remote Grid) Updates to grid topology to minimize risk of ignition in HFTDs Remote GridWLDFRContact from objectAggregated | WLDFR | HFTD - Distribution - Tier 3 - 1QU CoRE ¦ 1QU LoRE | Red Flag Warning - Small Fires | Contact from object | Aggregated | 2041 | 3.7885e-05 | 58.7222 | 0.0022247 | 2041 | Mitigation | 0.95 | 45 | 0 | esc | 0.00097009 | 3.6752e-08 | 0.00097009 | 3.6752e-08 | 0.0027785 | 2.1728e-11 | 0 | 0
[120 empty] | 7.3.3.17.5 (Remote Grid) Updates to grid topology to minimize risk of ignition in HFTDs Remote GridWLDFRContact from objectAggregated | WLDFR | HFTD - Distribution - Tier 3 - 1QU CoRE ¦ 1QU LoRE | Red Flag Warning - Small Fires | Contact from object | Aggregated | 2042 | 3.7885e-05 | 58.7222 | 0.0022247 | 2042 | Mitigation | 0.95 | 45 | 0 | esc | 0.00097009 | 3.6752e-08 | 0.00097009 | 3.6752e-08 | 0.0027785 | 2.1728e-11 | 0.0085129 | 4.4207e-09
[120 empty] | 7.3.3.17.5 (Remote Grid) Updates to grid topology to minimize risk of ignition in HFTDs Remote GridWLDFRContact from objectAggregated | WLDFR | HFTD - Distribution - Tier 3 - 1QU CoRE ¦ 1QU LoRE | Red Flag Warning - Small Fires | Contact from object | Aggregated | 2043 | 3.7885e-05 | 58.7222 | 0.0022247 | 2043 | Mitigation | 0.95 | 45 | 0 | esc | 0.00097009 | 3.6752e-08 | 0.00097009 | 3.6752e-08 | 0.0027785 | 2.1728e-11 | 0.0085129 | 4.4207e-09
[120 empty] | 7.3.3.17.5 (Remote Grid) Updates to grid topology to minimize risk of ignition in HFTDs Remote GridWLDFRContact from objectAggregated | WLDFR | HFTD - Distribution - Tier 3 - 1QU CoRE ¦ 1QU LoRE | Red Flag Warning - Small Fires | Contact from object | Aggregated | 2044 | 3.7885e-05 | 58.7222 | 0.0022247 | 2044 | Mitigation | 0.95 | 45 | 0 | esc | 0.00097009 | 3.6752e-08 | 0.00097009 | 3.6752e-08 | 0.0027785 | 2.1728e-11 | 0.0085129 | 4.4207e-09
[120 empty] | 7.3.3.17.5 (Remote Grid) Updates to grid topology to minimize risk of ignition in HFTDs Remote GridWLDFRContact from objectAggregated | WLDFR | HFTD - Distribution - Tier 3 - 1QU CoRE ¦ 1QU LoRE | Red Flag Warning - Small Fires | Contact from object | Aggregated | 2045 | 3.7885e-05 | 58.7222 | 0.0022247 | 2045 | Mitigation | 0.95 | 45 | 0 | esc | 0.00097009 | 3.6752e-08 | 0.00097009 | 3.6752e-08 | 0.0027785 | 2.1728e-11 | 0.0085129 | 4.4207e-09
[120 empty] | 7.3.3.17.5 (Remote Grid) Updates to grid topology to minimize risk of ignition in HFTDs Remote GridWLDFRContact from objectAggregated | WLDFR | HFTD - Distribution - Tier 3 - 1QU CoRE ¦ 1QU LoRE | Red Flag Warning - Small Fires | Contact from object | Aggregated | 2046 | 3.7885e-05 | 58.7222 | 0.0022247 | 2046 | Mitigation | 0.95 | 45 | 0 | esc | 0.00097009 | 3.6752e-08 | 0.00097009 | 3.6752e-08 | 0.0027785 | 2.1728e-11 | 0.0085129 | 4.4207e-09
[120 empty] | 7.3.3.17.5 (Remote Grid) Updates to grid topology to minimize risk of ignition in HFTDs Remote GridWLDFRContact from objectAggregated | WLDFR | HFTD - Distribution - Tier 3 - 1QU CoRE ¦ 1QU LoRE | Red Flag Warning - Small Fires | Contact from object | Aggregated | 2047 | 3.7885e-05 | 58.7222 | 0.0022247 | 2047 | Mitigation | 0.95 | 45 | 0 | esc | 0.00097009 | 3.6752e-08 | 0.00097009 | 3.6752e-08 | 0.0027785 | 2.1728e-11 | 0.0085129 | 4.4207e-09
[120 empty] | 7.3.3.17.5 (Remote Grid) Updates to grid topology to minimize risk of ignition in HFTDs Remote GridWLDFRContact from objectAggregated | WLDFR | HFTD - Distribution - Tier 3 - 1QU CoRE ¦ 1QU LoRE | Red Flag Warning - Small Fires | Contact from object | Aggregated | 2048 | 3.7885e-05 | 58.7222 | 0.0022247 | 2048 | Mitigation | 0.95 | 45 | 0 | esc | 0.00097009 | 3.6752e-08 | 0.00097009 | 3.6752e-08 | 0.0027785 | 2.1728e-11 | 0.0085129 | 4.4207e-09
[120 empty] | 7.3.3.17.5 (Remote Grid) Updates to grid topology to minimize risk of ignition in HFTDs Remote GridWLDFRContact from objectAggregated | WLDFR | HFTD - Distribution - Tier 3 - 1QU CoRE ¦ 1QU LoRE | Red Flag Warning - Small Fires | Contact from object | Aggregated | 2049 | 3.7885e-05 | 58.7222 | 0.0022247 | 2049 | Mitigation | 0.95 | 45 | 0 | esc | 0.00097009 | 3.6752e-08 | 0.00097009 | 3.6752e-08 | 0.0027785 | 2.1728e-11 | 0.0085129 | 4.4207e-09
[120 empty] | 7.3.3.17.5 (Remote Grid) Updates to grid topology to minimize risk of ignition in HFTDs Remote GridWLDFRContact from objectAggregated | WLDFR | HFTD - Distribution - Tier 3 - 1QU CoRE ¦ 1QU LoRE | Red Flag Warning - Small Fires | Contact from object | Aggregated | 2050 | 3.7885e-05 | 58.7222 | 0.0022247 | 2050 | Mitigation | 0.95 | 45 | 0 | esc | 0.00097009 | 3.6752e-08 | 0.00097009 | 3.6752e-08 | 0.0027785 | 2.1728e-11 | 0.0085129 | 4.4207e-09
[120 empty] | 7.3.3.17.5 (Remote Grid) Updates to grid topology to minimize risk of ignition in HFTDs Remote GridWLDFRContact from objectAggregated | WLDFR | HFTD - Distribution - Tier 3 - 1QU CoRE ¦ 1QU LoRE | Red Flag Warning - Small Fires | Contact from object | Aggregated | 2051 | 3.7885e-05 | 58.7222 | 0.0022247 | 2051 | Mitigation | 0.95 | 45 | 0 | esc | 0.00097009 | 3.6752e-08 | 0.00097009 | 3.6752e-08 | 0.0027785 | 2.1728e-11 | 0.0085129 | 4.4207e-09
[120 empty] | 7.3.3.17.5 (Remote Grid) Updates to grid topology to minimize risk of ignition in HFTDs Remote GridWLDFRContact from objectAggregated | WLDFR | HFTD - Distribution - Tier 3 - 1QU CoRE ¦ 1QU LoRE | Red Flag Warning - Small Fires | Contact from object | Aggregated | 2052 | 3.7885e-05 | 58.7222 | 0.0022247 | 2052 | Mitigation | 0.95 | 45 | 0 | esc | 0.00097009 | 3.6752e-08 | 0.00097009 | 3.6752e-08 | 0.0027785 | 2.1728e-11 | 0.0085129 | 4.4207e-09
[120 empty] | 7.3.3.17.5 (Remote Grid) Updates to grid topology to minimize risk of ignition in HFTDs Remote GridWLDFRContact from objectAggregated | WLDFR | HFTD - Distribution - Tier 3 - 1QU CoRE ¦ 1QU LoRE | Red Flag Warning - Small Fires | Contact from object | Aggregated | 2053 | 3.7885e-05 | 58.7222 | 0.0022247 | 2053 | Mitigation | 0.95 | 45 | 0 | esc | 0.00097009 | 3.6752e-08 | 0.00097009 | 3.6752e-08 | 0.0027785 | 2.1728e-11 | 0.0085129 | 4.4207e-09
[120 empty] | 7.3.3.17.5 (Remote Grid) Updates to grid topology to minimize risk of ignition in HFTDs Remote GridWLDFRContact from objectAggregated | WLDFR | HFTD - Distribution - Tier 3 - 1QU CoRE ¦ 1QU LoRE | Red Flag Warning - Small Fires | Contact from object | Aggregated | 2054 | 3.7885e-05 | 58.7222 | 0.0022247 | 2054 | Mitigation | 0.95 | 45 | 0 | esc | 0.00097009 | 3.6752e-08 | 0.00097009 | 3.6752e-08 | 0.0027785 | 2.1728e-11 | 0.0085129 | 4.4207e-09
[120 empty] | 7.3.3.17.5 (Remote Grid) Updates to grid topology to minimize risk of ignition in HFTDs Remote GridWLDFRContact from objectAggregated | WLDFR | HFTD - Distribution - Tier 3 - 1QU CoRE ¦ 1QU LoRE | Red Flag Warning - Small Fires | Contact from object | Aggregated | 2055 | 3.7885e-05 | 58.7222 | 0.0022247 | 2055 | Mitigation | 0.95 | 45 | 0 | esc | 0.00097009 | 3.6752e-08 | 0.00097009 | 3.6752e-08 | 0.0027785 | 2.1728e-11 | 0.0085129 | 4.4207e-09
[120 empty] | 7.3.3.17.5 (Remote Grid) Updates to grid topology to minimize risk of ignition in HFTDs Remote GridWLDFRContact from objectAggregated | WLDFR | HFTD - Distribution - Tier 3 - 1QU CoRE ¦ 1QU LoRE | Red Flag Warning - Small Fires | Contact from object | Aggregated | 2056 | 3.7885e-05 | 58.7222 | 0.0022247 | 2056 | Mitigation | 0.95 | 45 | 0 | esc | 0.00097009 | 3.6752e-08 | 0.00097009 | 3.6752e-08 | 0.0027785 | 2.1728e-11 | 0.0085129 | 4.4207e-09
[120 empty] | 7.3.3.17.5 (Remote Grid) Updates to grid topology to minimize risk of ignition in HFTDs Remote GridWLDFRContact from objectAggregated | WLDFR | HFTD - Distribution - Tier 3 - 1QU CoRE ¦ 1QU LoRE | Red Flag Warning - Small Fires | Contact from object | Aggregated | 2057 | 3.7885e-05 | 58.7222 | 0.0022247 | 2057 | Mitigation | 0.95 | 45 | 0 | esc | 0.00097009 | 3.6752e-08 | 0.00097009 | 3.6752e-08 | 0.0027785 | 2.1728e-11 | 0.0085129 | 4.4207e-09
[120 empty] | 7.3.3.17.5 (Remote Grid) Updates to grid topology to minimize risk of ignition in HFTDs Remote GridWLDFRContact from objectAggregated | WLDFR | HFTD - Distribution - Tier 3 - 1QU CoRE ¦ 1QU LoRE | Red Flag Warning - Small Fires | Contact from object | Aggregated | 2058 | 3.7885e-05 | 58.7222 | 0.0022247 | 2058 | Mitigation | 0.95 | 45 | 0 | esc | 0.00097009 | 3.6752e-08 | 0.00097009 | 3.6752e-08 | 0.0027785 | 2.1728e-11 | 0.0085129 | 4.4207e-09
[120 empty] | 7.3.3.17.5 (Remote Grid) Updates to grid topology to minimize risk of ignition in HFTDs Remote GridWLDFRContact from objectAggregated | WLDFR | HFTD - Distribution - Tier 3 - 1QU CoRE ¦ 1QU LoRE | Red Flag Warning - Small Fires | Contact from object | Aggregated | 2059 | 3.7885e-05 | 58.7222 | 0.0022247 | 2059 | Mitigation | 0.95 | 45 | 0 | esc | 0.00097009 | 3.6752e-08 | 0.00097009 | 3.6752e-08 | 0.0027785 | 2.1728e-11 | 0.0085129 | 4.4207e-09
[120 empty] | 7.3.3.17.5 (Remote Grid) Updates to grid topology to minimize risk of ignition in HFTDs Remote GridWLDFRContact from objectAggregated | WLDFR | HFTD - Distribution - Tier 3 - 1QU CoRE ¦ 1QU LoRE | Red Flag Warning - Small Fires | Contact from object | Aggregated | 2060 | 3.7885e-05 | 58.7222 | 0.0022247 | 2060 | Mitigation | 0.95 | 45 | 0 | esc | 0.00097009 | 3.6752e-08 | 0.00097009 | 3.6752e-08 | 0.0027785 | 2.1728e-11 | 0.0085129 | 4.4207e-09
[120 empty] | 7.3.3.17.5 (Remote Grid) Updates to grid topology to minimize risk of ignition in HFTDs Remote GridWLDFRContact from objectAggregated | WLDFR | HFTD - Distribution - Tier 3 - 1QU CoRE ¦ 1QU LoRE | Red Flag Warning - Small Fires | Contact from object | Aggregated | 2061 | 3.7885e-05 | 58.7222 | 0.0022247 | 2061 | Mitigation | 0.95 | 45 | 0 | esc | 0.00097009 | 3.6752e-08 | 0.00097009 | 3.6752e-08 | 0.0027785 | 2.1728e-11 | 0.0085129 | 4.4207e-09
[120 empty] | 7.3.3.17.5 (Remote Grid) Updates to grid topology to minimize risk of ignition in HFTDs Remote GridWLDFRContact from objectAggregated | WLDFR | HFTD - Distribution - Tier 3 - 1QU CoRE ¦ 1QU LoRE | Red Flag Warning - Small Fires | Contact from object | Aggregated | 2062 | 3.7885e-05 | 58.7222 | 0.0022247 | 2062 | Mitigation | 0.95 | 45 | 0 | esc | 0.00097009 | 3.6752e-08 | 0.00097009 | 3.6752e-08 | 0.0027785 | 2.1728e-11 | 0.0085129 | 4.4207e-09
[120 empty] | 7.3.3.17.5 (Remote Grid) Updates to grid topology to minimize risk of ignition in HFTDs Remote GridWLDFRContact from objectAggregated | WLDFR | HFTD - Distribution - Tier 3 - 1QU CoRE ¦ 1QU LoRE | Red Flag Warning - Small Fires | Contact from object | Aggregated | 2063 | 3.7885e-05 | 58.7222 | 0.0022247 | 2063 | Mitigation | 0.95 | 45 | 0 | esc | 0.00097009 | 3.6752e-08 | 0.00097009 | 3.6752e-08 | 0.0027785 | 2.1728e-11 | 0.0085129 | 4.4207e-09
[120 empty] | 7.3.3.17.5 (Remote Grid) Updates to grid topology to minimize risk of ignition in HFTDs Remote GridWLDFRContact from objectAggregated | WLDFR | HFTD - Distribution - Tier 3 - 1QU CoRE ¦ 1QU LoRE | Red Flag Warning - Small Fires | Contact from object | Aggregated | 2064 | 3.7885e-05 | 58.7222 | 0.0022247 | 2064 | Mitigation | 0.95 | 45 | 0 | esc | 0.00097009 | 3.6752e-08 | 0.00097009 | 3.6752e-08 | 0.0027785 | 2.1728e-11 | 0.0085129 | 4.4207e-09
[120 empty] | 7.3.3.17.5 (Remote Grid) Updates to grid topology to minimize risk of ignition in HFTDs Remote GridWLDFRContact from objectAggregated | WLDFR | HFTD - Distribution - Tier 3 - 1QU CoRE ¦ 1QU LoRE | Red Flag Warning - Small Fires | Contact from object | Aggregated | 2065 | 3.7885e-05 | 58.7222 | 0.0022247 | 2065 | Mitigation | 0.95 | 45 | 0 | esc | 0.00097009 | 3.6752e-08 | 0.00097009 | 3.6752e-08 | 0.0027785 | 2.1728e-11 | 0.0085129 | 4.4207e-09
[120 empty] | 7.3.3.17.5 (Remote Grid) Updates to grid topology to minimize risk of ignition in HFTDs Remote GridWLDFRContact from objectAggregated | WLDFR | HFTD - Distribution - Tier 3 - 1QU CoRE ¦ 1QU LoRE | Red Flag Warning - Small Fires | Contact from object | Aggregated | 2066 | 3.7885e-05 | 58.7222 | 0.0022247 | 2066 | Mitigation | 0.95 | 45 | 0 | esc | 0.00097009 | 3.6752e-08 | 0.00097009 | 3.6752e-08 | 0.0027785 | 2.1728e-11 | 0.0085129 | 4.4207e-09
[120 empty] | 7.3.3.17.5 (Remote Grid) Updates to grid topology to minimize risk of ignition in HFTDs Remote GridWLDFRContact from objectAggregated | WLDFR | HFTD - Distribution - Tier 3 - 1QU CoRE ¦ 1QU LoRE | Red Flag Warning - Small Fires | Contact from object | Aggregated | 2067 | 3.7885e-05 | 58.7222 | 0.0022247 | 2067 | Mitigation | 0.95 | 45 | 0 | esc | 0 | 0 | 0.00097009 | 3.6752e-08 | 0.0027785 | 2.1728e-11 | 0.0085129 | 4.4207e-09
[120 empty] | 7.3.3.17.5 (Remote Grid) Updates to grid topology to minimize risk of ignition in HFTDs Remote GridWLDFRContaminationAggregated | WLDFR | HFTD - Distribution - Tier 3 - 1QU CoRE ¦ 1QU LoRE | Red Flag Warning - Small Fires | Contamination | Aggregated | 2022 | 2.5367e-07 | 58.7222 | 1.4896e-05 | 2022 | Mitigation | 0.95 | 45 | 0 | esc | 0.00097009 | 2.4608e-10 | 0 | 0 | 0.0027785 | 2.1728e-11 | 0.0085129 | 4.4207e-09
[120 empty] | 7.3.3.17.5 (Remote Grid) Updates to grid topology to minimize risk of ignition in HFTDs Remote GridWLDFRContaminationAggregated | WLDFR | HFTD - Distribution - Tier 3 - 1QU CoRE ¦ 1QU LoRE | Red Flag Warning - Small Fires | Contamination | Aggregated | 2023 | 2.5367e-07 | 58.7222 | 1.4896e-05 | 2023 | Mitigation | 0.95 | 45 | 0 | esc | 0.00097009 | 2.4608e-10 | 0.00097009 | 2.4608e-10 | 0.0027785 | 2.1728e-11 | 0.0085129 | 4.4207e-09
[120 empty] | 7.3.3.17.5 (Remote Grid) Updates to grid topology to minimize risk of ignition in HFTDs Remote GridWLDFRContaminationAggregated | WLDFR | HFTD - Distribution - Tier 3 - 1QU CoRE ¦ 1QU LoRE | Red Flag Warning - Small Fires | Contamination | Aggregated | 2024 | 2.5367e-07 | 58.7222 | 1.4896e-05 | 2024 | Mitigation | 0.95 | 45 | 0 | esc | 0.00097009 | 2.4608e-10 | 0.00097009 | 2.4608e-10 | 0.0027785 | 2.1728e-11 | 0.0085129 | 4.4207e-09
[120 empty] | 7.3.3.17.5 (Remote Grid) Updates to grid topology to minimize risk of ignition in HFTDs Remote GridWLDFRContaminationAggregated | WLDFR | HFTD - Distribution - Tier 3 - 1QU CoRE ¦ 1QU LoRE | Red Flag Warning - Small Fires | Contamination | Aggregated | 2025 | 2.5367e-07 | 58.7222 | 1.4896e-05 | 2025 | Mitigation | 0.95 | 45 | 0 | esc | 0.00097009 | 2.4608e-10 | 0.00097009 | 2.4608e-10 | 0.0027785 | 2.1728e-11 | 0.0085129 | 4.4207e-09
[120 empty] | 7.3.3.17.5 (Remote Grid) Updates to grid topology to minimize risk of ignition in HFTDs Remote GridWLDFRContaminationAggregated | WLDFR | HFTD - Distribution - Tier 3 - 1QU CoRE ¦ 1QU LoRE | Red Flag Warning - Small Fires | Contamination | Aggregated | 2026 | 2.5367e-07 | 58.7222 | 1.4896e-05 | 2026 | Mitigation | 0.95 | 45 | 0 | esc | 0.00097009 | 2.4608e-10 | 0.00097009 | 2.4608e-10 | 0.0027785 | 2.1728e-11 | 0 | 0
[120 empty] | 7.3.3.17.5 (Remote Grid) Updates to grid topology to minimize risk of ignition in HFTDs Remote GridWLDFRContaminationAggregated | WLDFR | HFTD - Distribution - Tier 3 - 1QU CoRE ¦ 1QU LoRE | Red Flag Warning - Small Fires | Contamination | Aggregated | 2027 | 2.5367e-07 | 58.7222 | 1.4896e-05 | 2027 | Mitigation | 0.95 | 45 | 0 | esc | 0.00097009 | 2.4608e-10 | 0.00097009 | 2.4608e-10 | 0.0027785 | 2.1728e-11 | 0 | 0
[120 empty] | 7.3.3.17.5 (Remote Grid) Updates to grid topology to minimize risk of ignition in HFTDs Remote GridWLDFRContaminationAggregated | WLDFR | HFTD - Distribution - Tier 3 - 1QU CoRE ¦ 1QU LoRE | Red Flag Warning - Small Fires | Contamination | Aggregated | 2028 | 2.5367e-07 | 58.7222 | 1.4896e-05 | 2028 | Mitigation | 0.95 | 45 | 0 | esc | 0.00097009 | 2.4608e-10 | 0.00097009 | 2.4608e-10 | 0.0027785 | 2.1728e-11 | 0.0093087 | 1.9796e-08
[120 empty] | 7.3.3.17.5 (Remote Grid) Updates to grid topology to minimize risk of ignition in HFTDs Remote GridWLDFRContaminationAggregated | WLDFR | HFTD - Distribution - Tier 3 - 1QU CoRE ¦ 1QU LoRE | Red Flag Warning - Small Fires | Contamination | Aggregated | 2029 | 2.5367e-07 | 58.7222 | 1.4896e-05 | 2029 | Mitigation | 0.95 | 45 | 0 | esc | 0.00097009 | 2.4608e-10 | 0.00097009 | 2.4608e-10 | 0.0027785 | 2.1728e-11 | 0.0093087 | 1.9796e-08
[120 empty] | 7.3.3.17.5 (Remote Grid) Updates to grid topology to minimize risk of ignition in HFTDs Remote GridWLDFRContaminationAggregated | WLDFR | HFTD - Distribution - Tier 3 - 1QU CoRE ¦ 1QU LoRE | Red Flag Warning - Small Fires | Contamination | Aggregated | 2030 | 2.5367e-07 | 58.7222 | 1.4896e-05 | 2030 | Mitigation | 0.95 | 45 | 0 | esc | 0.00097009 | 2.4608e-10 | 0.00097009 | 2.4608e-10 | 0 | 0 | 0.0093087 | 1.9796e-08
[120 empty] | 7.3.3.17.5 (Remote Grid) Updates to grid topology to minimize risk of ignition in HFTDs Remote GridWLDFRContaminationAggregated | WLDFR | HFTD - Distribution - Tier 3 - 1QU CoRE ¦ 1QU LoRE | Red Flag Warning - Small Fires | Contamination | Aggregated | 2031 | 2.5367e-07 | 58.7222 | 1.4896e-05 | 2031 | Mitigation | 0.95 | 45 | 0 | esc | 0.00097009 | 2.4608e-10 | 0.00097009 | 2.4608e-10 | 0.0027785 | 3.6693e-11 | 0.0093087 | 1.9796e-08
[120 empty] | 7.3.3.17.5 (Remote Grid) Updates to grid topology to minimize risk of ignition in HFTDs Remote GridWLDFRContaminationAggregated | WLDFR | HFTD - Distribution - Tier 3 - 1QU CoRE ¦ 1QU LoRE | Red Flag Warning - Small Fires | Contamination | Aggregated | 2032 | 2.5367e-07 | 58.7222 | 1.4896e-05 | 2032 | Mitigation | 0.95 | 45 | 0 | esc | 0.00097009 | 2.4608e-10 | 0.00097009 | 2.4608e-10 | 0.0027785 | 3.6693e-11 | 0.0093087 | 1.9796e-08
[120 empty] | 7.3.3.17.5 (Remote Grid) Updates to grid topology to minimize risk of ignition in HFTDs Remote GridWLDFRContaminationAggregated | WLDFR | HFTD - Distribution - Tier 3 - 1QU CoRE ¦ 1QU LoRE | Red Flag Warning - Small Fires | Contamination | Aggregated | 2033 | 2.5367e-07 | 58.7222 | 1.4896e-05 | 2033 | Mitigation | 0.95 | 45 | 0 | esc | 0.00097009 | 2.4608e-10 | 0.00097009 | 2.4608e-10 | 0.0027785 | 3.6693e-11 | 0.0093087 | 1.9796e-08
[120 empty] | 7.3.3.17.5 (Remote Grid) Updates to grid topology to minimize risk of ignition in HFTDs Remote GridWLDFRContaminationAggregated | WLDFR | HFTD - Distribution - Tier 3 - 1QU CoRE ¦ 1QU LoRE | Red Flag Warning - Small Fires | Contamination | Aggregated | 2034 | 2.5367e-07 | 58.7222 | 1.4896e-05 | 2034 | Mitigation | 0.95 | 45 | 0 | esc | 0.00097009 | 2.4608e-10 | 0.00097009 | 2.4608e-10 | 0.0027785 | 3.6693e-11 | 0.0093087 | 1.9796e-08
[120 empty] | 7.3.3.17.5 (Remote Grid) Updates to grid topology to minimize risk of ignition in HFTDs Remote GridWLDFRContaminationAggregated | WLDFR | HFTD - Distribution - Tier 3 - 1QU CoRE ¦ 1QU LoRE | Red Flag Warning - Small Fires | Contamination | Aggregated | 2035 | 2.5367e-07 | 58.7222 | 1.4896e-05 | 2035 | Mitigation | 0.95 | 45 | 0 | esc | 0.00097009 | 2.4608e-10 | 0.00097009 | 2.4608e-10 | 0.0027785 | 3.6693e-11 | 0.0093087 | 1.9796e-08
[120 empty] | 7.3.3.17.5 (Remote Grid) Updates to grid topology to minimize risk of ignition in HFTDs Remote GridWLDFRContaminationAggregated | WLDFR | HFTD - Distribution - Tier 3 - 1QU CoRE ¦ 1QU LoRE | Red Flag Warning - Small Fires | Contamination | Aggregated | 2036 | 2.5367e-07 | 58.7222 | 1.4896e-05 | 2036 | Mitigation | 0.95 | 45 | 0 | esc | 0.00097009 | 2.4608e-10 | 0.00097009 | 2.4608e-10 | 0.0027785 | 3.6693e-11 | 0.0093087 | 1.9796e-08
[120 empty] | 7.3.3.17.5 (Remote Grid) Updates to grid topology to minimize risk of ignition in HFTDs Remote GridWLDFRContaminationAggregated | WLDFR | HFTD - Distribution - Tier 3 - 1QU CoRE ¦ 1QU LoRE | Red Flag Warning - Small Fires | Contamination | Aggregated | 2037 | 2.5367e-07 | 58.7222 | 1.4896e-05 | 2037 | Mitigation | 0.95 | 45 | 0 | esc | 0.00097009 | 2.4608e-10 | 0.00097009 | 2.4608e-10 | 0.0027785 | 3.6693e-11 | 0.0093087 | 1.9796e-08
[120 empty] | 7.3.3.17.5 (Remote Grid) Updates to grid topology to minimize risk of ignition in HFTDs Remote GridWLDFRContaminationAggregated | WLDFR | HFTD - Distribution - Tier 3 - 1QU CoRE ¦ 1QU LoRE | Red Flag Warning - Small Fires | Contamination | Aggregated | 2038 | 2.5367e-07 | 58.7222 | 1.4896e-05 | 2038 | Mitigation | 0.95 | 45 | 0 | esc | 0.00097009 | 2.4608e-10 | 0.00097009 | 2.4608e-10 | 0.0027785 | 3.6693e-11 | 0.0093087 | 1.9796e-08
[120 empty] | 7.3.3.17.5 (Remote Grid) Updates to grid topology to minimize risk of ignition in HFTDs Remote GridWLDFRContaminationAggregated | WLDFR | HFTD - Distribution - Tier 3 - 1QU CoRE ¦ 1QU LoRE | Red Flag Warning - Small Fires | Contamination | Aggregated | 2039 | 2.5367e-07 | 58.7222 | 1.4896e-05 | 2039 | Mitigation | 0.95 | 45 | 0 | esc | 0.00097009 | 2.4608e-10 | 0.00097009 | 2.4608e-10 | 0.0027785 | 3.6693e-11 | 0.0093087 | 1.9796e-08
[120 empty] | 7.3.3.17.5 (Remote Grid) Updates to grid topology to minimize risk of ignition in HFTDs Remote GridWLDFRContaminationAggregated | WLDFR | HFTD - Distribution - Tier 3 - 1QU CoRE ¦ 1QU LoRE | Red Flag Warning - Small Fires | Contamination | Aggregated | 2040 | 2.5367e-07 | 58.7222 | 1.4896e-05 | 2040 | Mitigation | 0.95 | 45 | 0 | esc | 0.00097009 | 2.4608e-10 | 0.00097009 | 2.4608e-10 | 0.0027785 | 3.6693e-11 | 0.0093087 | 1.9796e-08
[120 empty] | 7.3.3.17.5 (Remote Grid) Updates to grid topology to minimize risk of ignition in HFTDs Remote GridWLDFRContaminationAggregated | WLDFR | HFTD - Distribution - Tier 3 - 1QU CoRE ¦ 1QU LoRE | Red Flag Warning - Small Fires | Contamination | Aggregated | 2041 | 2.5367e-07 | 58.7222 | 1.4896e-05 | 2041 | Mitigation | 0.95 | 45 | 0 | esc | 0.00097009 | 2.4608e-10 | 0.00097009 | 2.4608e-10 | 0.0027785 | 3.6693e-11 | 0.0093087 | 1.9796e-08
[120 empty] | 7.3.3.17.5 (Remote Grid) Updates to grid topology to minimize risk of ignition in HFTDs Remote GridWLDFRContaminationAggregated | WLDFR | HFTD - Distribution - Tier 3 - 1QU CoRE ¦ 1QU LoRE | Red Flag Warning - Small Fires | Contamination | Aggregated | 2042 | 2.5367e-07 | 58.7222 | 1.4896e-05 | 2042 | Mitigation | 0.95 | 45 | 0 | esc | 0.00097009 | 2.4608e-10 | 0.00097009 | 2.4608e-10 | 0.0027785 | 3.6693e-11 | 0.0093087 | 1.9796e-08
[120 empty] | 7.3.3.17.5 (Remote Grid) Updates to grid topology to minimize risk of ignition in HFTDs Remote GridWLDFRContaminationAggregated | WLDFR | HFTD - Distribution - Tier 3 - 1QU CoRE ¦ 1QU LoRE | Red Flag Warning - Small Fires | Contamination | Aggregated | 2043 | 2.5367e-07 | 58.7222 | 1.4896e-05 | 2043 | Mitigation | 0.95 | 45 | 0 | esc | 0.00097009 | 2.4608e-10 | 0.00097009 | 2.4608e-10 | 0.0027785 | 3.6693e-11 | 0.0093087 | 1.9796e-08
[120 empty] | 7.3.3.17.5 (Remote Grid) Updates to grid topology to minimize risk of ignition in HFTDs Remote GridWLDFRContaminationAggregated | WLDFR | HFTD - Distribution - Tier 3 - 1QU CoRE ¦ 1QU LoRE | Red Flag Warning - Small Fires | Contamination | Aggregated | 2044 | 2.5367e-07 | 58.7222 | 1.4896e-05 | 2044 | Mitigation | 0.95 | 45 | 0 | esc | 0.00097009 | 2.4608e-10 | 0.00097009 | 2.4608e-10 | 0.0027785 | 3.6693e-11 | 0.0093087 | 1.9796e-08
[120 empty] | 7.3.3.17.5 (Remote Grid) Updates to grid topology to minimize risk of ignition in HFTDs Remote GridWLDFRContaminationAggregated | WLDFR | HFTD - Distribution - Tier 3 - 1QU CoRE ¦ 1QU LoRE | Red Flag Warning - Small Fires | Contamination | Aggregated | 2045 | 2.5367e-07 | 58.7222 | 1.4896e-05 | 2045 | Mitigation | 0.95 | 45 | 0 | esc | 0.00097009 | 2.4608e-10 | 0.00097009 | 2.4608e-10 | 0.0027785 | 3.6693e-11 | 0.0093087 | 1.9796e-08
[120 empty] | 7.3.3.17.5 (Remote Grid) Updates to grid topology to minimize risk of ignition in HFTDs Remote GridWLDFRContaminationAggregated | WLDFR | HFTD - Distribution - Tier 3 - 1QU CoRE ¦ 1QU LoRE | Red Flag Warning - Small Fires | Contamination | Aggregated | 2046 | 2.5367e-07 | 58.7222 | 1.4896e-05 | 2046 | Mitigation | 0.95 | 45 | 0 | esc | 0.00097009 | 2.4608e-10 | 0.00097009 | 2.4608e-10 | 0.0027785 | 3.6693e-11 | 0.0093087 | 1.9796e-08
[120 empty] | 7.3.3.17.5 (Remote Grid) Updates to grid topology to minimize risk of ignition in HFTDs Remote GridWLDFRContaminationAggregated | WLDFR | HFTD - Distribution - Tier 3 - 1QU CoRE ¦ 1QU LoRE | Red Flag Warning - Small Fires | Contamination | Aggregated | 2047 | 2.5367e-07 | 58.7222 | 1.4896e-05 | 2047 | Mitigation | 0.95 | 45 | 0 | esc | 0.00097009 | 2.4608e-10 | 0.00097009 | 2.4608e-10 | 0.0027785 | 3.6693e-11 | 0.0093087 | 1.9796e-08
[120 empty] | 7.3.3.17.5 (Remote Grid) Updates to grid topology to minimize risk of ignition in HFTDs Remote GridWLDFRContaminationAggregated | WLDFR | HFTD - Distribution - Tier 3 - 1QU CoRE ¦ 1QU LoRE | Red Flag Warning - Small Fires | Contamination | Aggregated | 2048 | 2.5367e-07 | 58.7222 | 1.4896e-05 | 2048 | Mitigation | 0.95 | 45 | 0 | esc | 0.00097009 | 2.4608e-10 | 0.00097009 | 2.4608e-10 | 0.0027785 | 3.6693e-11 | 0.0093087 | 1.9796e-08
[120 empty] | 7.3.3.17.5 (Remote Grid) Updates to grid topology to minimize risk of ignition in HFTDs Remote GridWLDFRContaminationAggregated | WLDFR | HFTD - Distribution - Tier 3 - 1QU CoRE ¦ 1QU LoRE | Red Flag Warning - Small Fires | Contamination | Aggregated | 2049 | 2.5367e-07 | 58.7222 | 1.4896e-05 | 2049 | Mitigation | 0.95 | 45 | 0 | esc | 0.00097009 | 2.4608e-10 | 0.00097009 | 2.4608e-10 | 0.0027785 | 3.6693e-11 | 0.0093087 | 1.9796e-08
[120 empty] | 7.3.3.17.5 (Remote Grid) Updates to grid topology to minimize risk of ignition in HFTDs Remote GridWLDFRContaminationAggregated | WLDFR | HFTD - Distribution - Tier 3 - 1QU CoRE ¦ 1QU LoRE | Red Flag Warning - Small Fires | Contamination | Aggregated | 2050 | 2.5367e-07 | 58.7222 | 1.4896e-05 | 2050 | Mitigation | 0.95 | 45 | 0 | esc | 0.00097009 | 2.4608e-10 | 0.00097009 | 2.4608e-10 | 0.0027785 | 3.6693e-11 | 0.0093087 | 1.9796e-08
[120 empty] | 7.3.3.17.5 (Remote Grid) Updates to grid topology to minimize risk of ignition in HFTDs Remote GridWLDFRContaminationAggregated | WLDFR | HFTD - Distribution - Tier 3 - 1QU CoRE ¦ 1QU LoRE | Red Flag Warning - Small Fires | Contamination | Aggregated | 2051 | 2.5367e-07 | 58.7222 | 1.4896e-05 | 2051 | Mitigation | 0.95 | 45 | 0 | esc | 0.00097009 | 2.4608e-10 | 0.00097009 | 2.4608e-10 | 0.0027785 | 3.6693e-11 | 0.0093087 | 1.9796e-08
[120 empty] | 7.3.3.17.5 (Remote Grid) Updates to grid topology to minimize risk of ignition in HFTDs Remote GridWLDFRContaminationAggregated | WLDFR | HFTD - Distribution - Tier 3 - 1QU CoRE ¦ 1QU LoRE | Red Flag Warning - Small Fires | Contamination | Aggregated | 2052 | 2.5367e-07 | 58.7222 | 1.4896e-05 | 2052 | Mitigation | 0.95 | 45 | 0 | esc | 0.00097009 | 2.4608e-10 | 0.00097009 | 2.4608e-10 | 0.0027785 | 3.6693e-11 | 0.0093087 | 1.9796e-08
[120 empty] | 7.3.3.17.5 (Remote Grid) Updates to grid topology to minimize risk of ignition in HFTDs Remote GridWLDFRContaminationAggregated | WLDFR | HFTD - Distribution - Tier 3 - 1QU CoRE ¦ 1QU LoRE | Red Flag Warning - Small Fires | Contamination | Aggregated | 2053 | 2.5367e-07 | 58.7222 | 1.4896e-05 | 2053 | Mitigation | 0.95 | 45 | 0 | esc | 0.00097009 | 2.4608e-10 | 0.00097009 | 2.4608e-10 | 0.0027785 | 3.6693e-11 | 0.0093087 | 1.9796e-08
[120 empty] | 7.3.3.17.5 (Remote Grid) Updates to grid topology to minimize risk of ignition in HFTDs Remote GridWLDFRContaminationAggregated | WLDFR | HFTD - Distribution - Tier 3 - 1QU CoRE ¦ 1QU LoRE | Red Flag Warning - Small Fires | Contamination | Aggregated | 2054 | 2.5367e-07 | 58.7222 | 1.4896e-05 | 2054 | Mitigation | 0.95 | 45 | 0 | esc | 0.00097009 | 2.4608e-10 | 0.00097009 | 2.4608e-10 | 0.0027785 | 3.6693e-11 | 0.0093087 | 1.9796e-08
[120 empty] | 7.3.3.17.5 (Remote Grid) Updates to grid topology to minimize risk of ignition in HFTDs Remote GridWLDFRContaminationAggregated | WLDFR | HFTD - Distribution - Tier 3 - 1QU CoRE ¦ 1QU LoRE | Red Flag Warning - Small Fires | Contamination | Aggregated | 2055 | 2.5367e-07 | 58.7222 | 1.4896e-05 | 2055 | Mitigation | 0.95 | 45 | 0 | esc | 0.00097009 | 2.4608e-10 | 0.00097009 | 2.4608e-10 | 0.0027785 | 3.6693e-11 | 0.0093087 | 1.9796e-08
[120 empty] | 7.3.3.17.5 (Remote Grid) Updates to grid topology to minimize risk of ignition in HFTDs Remote GridWLDFRContaminationAggregated | WLDFR | HFTD - Distribution - Tier 3 - 1QU CoRE ¦ 1QU LoRE | Red Flag Warning - Small Fires | Contamination | Aggregated | 2056 | 2.5367e-07 | 58.7222 | 1.4896e-05 | 2056 | Mitigation | 0.95 | 45 | 0 | esc | 0.00097009 | 2.4608e-10 | 0.00097009 | 2.4608e-10 | 0.0027785 | 3.6693e-11 | 0.0093087 | 1.9796e-08
[120 empty] | 7.3.3.17.5 (Remote Grid) Updates to grid topology to minimize risk of ignition in HFTDs Remote GridWLDFRContaminationAggregated | WLDFR | HFTD - Distribution - Tier 3 - 1QU CoRE ¦ 1QU LoRE | Red Flag Warning - Small Fires | Contamination | Aggregated | 2057 | 2.5367e-07 | 58.7222 | 1.4896e-05 | 2057 | Mitigation | 0.95 | 45 | 0 | esc | 0.00097009 | 2.4608e-10 | 0.00097009 | 2.4608e-10 | 0.0027785 | 3.6693e-11 | 0.0093087 | 1.9796e-08
[120 empty] | 7.3.3.17.5 (Remote Grid) Updates to grid topology to minimize risk of ignition in HFTDs Remote GridWLDFRContaminationAggregated | WLDFR | HFTD - Distribution - Tier 3 - 1QU CoRE ¦ 1QU LoRE | Red Flag Warning - Small Fires | Contamination | Aggregated | 2058 | 2.5367e-07 | 58.7222 | 1.4896e-05 | 2058 | Mitigation | 0.95 | 45 | 0 | esc | 0.00097009 | 2.4608e-10 | 0.00097009 | 2.4608e-10 | 0.0027785 | 3.6693e-11 | 0 | 0
[120 empty] | 7.3.3.17.5 (Remote Grid) Updates to grid topology to minimize risk of ignition in HFTDs Remote GridWLDFRContaminationAggregated | WLDFR | HFTD - Distribution - Tier 3 - 1QU CoRE ¦ 1QU LoRE | Red Flag Warning - Small Fires | Contamination | Aggregated | 2059 | 2.5367e-07 | 58.7222 | 1.4896e-05 | 2059 | Mitigation | 0.95 | 45 | 0 | esc | 0.00097009 | 2.4608e-10 | 0.00097009 | 2.4608e-10 | 0.0027785 | 3.6693e-11 | 0 | 0
[120 empty] | 7.3.3.17.5 (Remote Grid) Updates to grid topology to minimize risk of ignition in HFTDs Remote GridWLDFRContaminationAggregated | WLDFR | HFTD - Distribution - Tier 3 - 1QU CoRE ¦ 1QU LoRE | Red Flag Warning - Small Fires | Contamination | Aggregated | 2060 | 2.5367e-07 | 58.7222 | 1.4896e-05 | 2060 | Mitigation | 0.95 | 45 | 0 | esc | 0.00097009 | 2.4608e-10 | 0.00097009 | 2.4608e-10 | 0.0027785 | 3.6693e-11 | 0.0083522 | 4.6749e-09
[120 empty] | 7.3.3.17.5 (Remote Grid) Updates to grid topology to minimize risk of ignition in HFTDs Remote GridWLDFRContaminationAggregated | WLDFR | HFTD - Distribution - Tier 3 - 1QU CoRE ¦ 1QU LoRE | Red Flag Warning - Small Fires | Contamination | Aggregated | 2061 | 2.5367e-07 | 58.7222 | 1.4896e-05 | 2061 | Mitigation | 0.95 | 45 | 0 | esc | 0.00097009 | 2.4608e-10 | 0.00097009 | 2.4608e-10 | 0.0027785 | 3.6693e-11 | 0.0083522 | 4.6749e-09
[120 empty] | 7.3.3.17.5 (Remote Grid) Updates to grid topology to minimize risk of ignition in HFTDs Remote GridWLDFRContaminationAggregated | WLDFR | HFTD - Distribution - Tier 3 - 1QU CoRE ¦ 1QU LoRE | Red Flag Warning - Small Fires | Contamination | Aggregated | 2062 | 2.5367e-07 | 58.7222 | 1.4896e-05 | 2062 | Mitigation | 0.95 | 45 | 0 | esc | 0.00097009 | 2.4608e-10 | 0.00097009 | 2.4608e-10 | 0.0027785 | 3.6693e-11 | 0.0083522 | 4.6749e-09
[120 empty] | 7.3.3.17.5 (Remote Grid) Updates to grid topology to minimize risk of ignition in HFTDs Remote GridWLDFRContaminationAggregated | WLDFR | HFTD - Distribution - Tier 3 - 1QU CoRE ¦ 1QU LoRE | Red Flag Warning - Small Fires | Contamination | Aggregated | 2063 | 2.5367e-07 | 58.7222 | 1.4896e-05 | 2063 | Mitigation | 0.95 | 45 | 0 | esc | 0.00097009 | 2.4608e-10 | 0.00097009 | 2.4608e-10 | 0.0027785 | 3.6693e-11 | 0.0083522 | 4.6749e-09
[120 empty] | 7.3.3.17.5 (Remote Grid) Updates to grid topology to minimize risk of ignition in HFTDs Remote GridWLDFRContaminationAggregated | WLDFR | HFTD - Distribution - Tier 3 - 1QU CoRE ¦ 1QU LoRE | Red Flag Warning - Small Fires | Contamination | Aggregated | 2064 | 2.5367e-07 | 58.7222 | 1.4896e-05 | 2064 | Mitigation | 0.95 | 45 | 0 | esc | 0.00097009 | 2.4608e-10 | 0.00097009 | 2.4608e-10 | 0.0027785 | 3.6693e-11 | 0.0083522 | 4.6749e-09
[120 empty] | 7.3.3.17.5 (Remote Grid) Updates to grid topology to minimize risk of ignition in HFTDs Remote GridWLDFRContaminationAggregated | WLDFR | HFTD - Distribution - Tier 3 - 1QU CoRE ¦ 1QU LoRE | Red Flag Warning - Small Fires | Contamination | Aggregated | 2065 | 2.5367e-07 | 58.7222 | 1.4896e-05 | 2065 | Mitigation | 0.95 | 45 | 0 | esc | 0.00097009 | 2.4608e-10 | 0.00097009 | 2.4608e-10 | 0.0027785 | 3.6693e-11 | 0.0083522 | 4.6749e-09
[120 empty] | 7.3.3.17.5 (Remote Grid) Updates to grid topology to minimize risk of ignition in HFTDs Remote GridWLDFRContaminationAggregated | WLDFR | HFTD - Distribution - Tier 3 - 1QU CoRE ¦ 1QU LoRE | Red Flag Warning - Small Fires | Contamination | Aggregated | 2066 | 2.5367e-07 | 58.7222 | 1.4896e-05 | 2066 | Mitigation | 0.95 | 45 | 0 | esc | 0.00097009 | 2.4608e-10 | 0.00097009 | 2.4608e-10 | 0.0027785 | 3.6693e-11 | 0.0083522 | 4.6749e-09
[120 empty] | 7.3.3.17.5 (Remote Grid) Updates to grid topology to minimize risk of ignition in HFTDs Remote GridWLDFRContaminationAggregated | WLDFR | HFTD - Distribution - Tier 3 - 1QU CoRE ¦ 1QU LoRE | Red Flag Warning - Small Fires | Contamination | Aggregated | 2067 | 2.5367e-07 | 58.7222 | 1.4896e-05 | 2067 | Mitigation | 0.95 | 45 | 0 | esc | 0 | 0 | 0.00097009 | 2.4608e-10 | 0.0027785 | 3.6693e-11 | 0.0083522 | 4.6749e-09
[120 empty] | 7.3.3.17.5 (Remote Grid) Updates to grid topology to minimize risk of ignition in HFTDs Remote GridWLDFREquipment / facility failureAggregated | WLDFR | HFTD - Distribution - Tier 3 - 1QU CoRE ¦ 1QU LoRE | Red Flag Warning - Small Fires | Equipment / facility failure | Aggregated | 2022 | 0.00017111 | 58.7222 | 0.010048 | 2022 | Mitigation | 0.95 | 45 | 0 | esc | 0.00097009 | 1.6599e-07 | 0 | 0 | 0.0027785 | 3.6693e-11 | 0.0083522 | 4.6749e-09
[120 empty] | 7.3.3.17.5 (Remote Grid) Updates to grid topology to minimize risk of ignition in HFTDs Remote GridWLDFREquipment / facility failureAggregated | WLDFR | HFTD - Distribution - Tier 3 - 1QU CoRE ¦ 1QU LoRE | Red Flag Warning - Small Fires | Equipment / facility failure | Aggregated | 2023 | 0.00017111 | 58.7222 | 0.010048 | 2023 | Mitigation | 0.95 | 45 | 0 | esc | 0.00097009 | 1.6599e-07 | 0.00097009 | 1.6599e-07 | 0.0027785 | 3.6693e-11 | 0.0083522 | 4.6749e-09
[120 empty] | 7.3.3.17.5 (Remote Grid) Updates to grid topology to minimize risk of ignition in HFTDs Remote GridWLDFREquipment / facility failureAggregated | WLDFR | HFTD - Distribution - Tier 3 - 1QU CoRE ¦ 1QU LoRE | Red Flag Warning - Small Fires | Equipment / facility failure | Aggregated | 2024 | 0.00017111 | 58.7222 | 0.010048 | 2024 | Mitigation | 0.95 | 45 | 0 | esc | 0.00097009 | 1.6599e-07 | 0.00097009 | 1.6599e-07 | 0.0027785 | 3.6693e-11 | 0.0083522 | 4.6749e-09
[120 empty] | 7.3.3.17.5 (Remote Grid) Updates to grid topology to minimize risk of ignition in HFTDs Remote GridWLDFREquipment / facility failureAggregated | WLDFR | HFTD - Distribution - Tier 3 - 1QU CoRE ¦ 1QU LoRE | Red Flag Warning - Small Fires | Equipment / facility failure | Aggregated | 2025 | 0.00017111 | 58.7222 | 0.010048 | 2025 | Mitigation | 0.95 | 45 | 0 | esc | 0.00097009 | 1.6599e-07 | 0.00097009 | 1.6599e-07 | 0.0027785 | 3.6693e-11 | 0.0083522 | 4.6749e-09
[120 empty] | 7.3.3.17.5 (Remote Grid) Updates to grid topology to minimize risk of ignition in HFTDs Remote GridWLDFREquipment / facility failureAggregated | WLDFR | HFTD - Distribution - Tier 3 - 1QU CoRE ¦ 1QU LoRE | Red Flag Warning - Small Fires | Equipment / facility failure | Aggregated | 2026 | 0.00017111 | 58.7222 | 0.010048 | 2026 | Mitigation | 0.95 | 45 | 0 | esc | 0.00097009 | 1.6599e-07 | 0.00097009 | 1.6599e-07 | 0.0027785 | 3.6693e-11 | 0.0083522 | 4.6749e-09
[120 empty] | 7.3.3.17.5 (Remote Grid) Updates to grid topology to minimize risk of ignition in HFTDs Remote GridWLDFREquipment / facility failureAggregated | WLDFR | HFTD - Distribution - Tier 3 - 1QU CoRE ¦ 1QU LoRE | Red Flag Warning - Small Fires | Equipment / facility failure | Aggregated | 2027 | 0.00017111 | 58.7222 | 0.010048 | 2027 | Mitigation | 0.95 | 45 | 0 | esc | 0.00097009 | 1.6599e-07 | 0.00097009 | 1.6599e-07 | 0.0027785 | 3.6693e-11 | 0.0083522 | 4.6749e-09
[120 empty] | 7.3.3.17.5 (Remote Grid) Updates to grid topology to minimize risk of ignition in HFTDs Remote GridWLDFREquipment / facility failureAggregated | WLDFR | HFTD - Distribution - Tier 3 - 1QU CoRE ¦ 1QU LoRE | Red Flag Warning - Small Fires | Equipment / facility failure | Aggregated | 2028 | 0.00017111 | 58.7222 | 0.010048 | 2028 | Mitigation | 0.95 | 45 | 0 | esc | 0.00097009 | 1.6599e-07 | 0.00097009 | 1.6599e-07 | 0.0027785 | 3.6693e-11 | 0.0083522 | 4.6749e-09
[120 empty] | 7.3.3.17.5 (Remote Grid) Updates to grid topology to minimize risk of ignition in HFTDs Remote GridWLDFREquipment / facility failureAggregated | WLDFR | HFTD - Distribution - Tier 3 - 1QU CoRE ¦ 1QU LoRE | Red Flag Warning - Small Fires | Equipment / facility failure | Aggregated | 2029 | 0.00017111 | 58.7222 | 0.010048 | 2029 | Mitigation | 0.95 | 45 | 0 | esc | 0.00097009 | 1.6599e-07 | 0.00097009 | 1.6599e-07 | 0.0027785 | 3.6693e-11 | 0.0083522 | 4.6749e-09
[120 empty] | 7.3.3.17.5 (Remote Grid) Updates to grid topology to minimize risk of ignition in HFTDs Remote GridWLDFREquipment / facility failureAggregated | WLDFR | HFTD - Distribution - Tier 3 - 1QU CoRE ¦ 1QU LoRE | Red Flag Warning - Small Fires | Equipment / facility failure | Aggregated | 2030 | 0.00017111 | 58.7222 | 0.010048 | 2030 | Mitigation | 0.95 | 45 | 0 | esc | 0.00097009 | 1.6599e-07 | 0.00097009 | 1.6599e-07 | 0.0027785 | 3.6693e-11 | 0.0083522 | 4.6749e-09
[120 empty] | 7.3.3.17.5 (Remote Grid) Updates to grid topology to minimize risk of ignition in HFTDs Remote GridWLDFREquipment / facility failureAggregated | WLDFR | HFTD - Distribution - Tier 3 - 1QU CoRE ¦ 1QU LoRE | Red Flag Warning - Small Fires | Equipment / facility failure | Aggregated | 2031 | 0.00017111 | 58.7222 | 0.010048 | 2031 | Mitigation | 0.95 | 45 | 0 | esc | 0.00097009 | 1.6599e-07 | 0.00097009 | 1.6599e-07 | 0.0027785 | 3.6693e-11 | 0.0083522 | 4.6749e-09
[120 empty] | 7.3.3.17.5 (Remote Grid) Updates to grid topology to minimize risk of ignition in HFTDs Remote GridWLDFREquipment / facility failureAggregated | WLDFR | HFTD - Distribution - Tier 3 - 1QU CoRE ¦ 1QU LoRE | Red Flag Warning - Small Fires | Equipment / facility failure | Aggregated | 2032 | 0.00017111 | 58.7222 | 0.010048 | 2032 | Mitigation | 0.95 | 45 | 0 | esc | 0.00097009 | 1.6599e-07 | 0.00097009 | 1.6599e-07 | 0.0027785 | 3.6693e-11 | 0.0083522 | 4.6749e-09
[120 empty] | 7.3.3.17.5 (Remote Grid) Updates to grid topology to minimize risk of ignition in HFTDs Remote GridWLDFREquipment / facility failureAggregated | WLDFR | HFTD - Distribution - Tier 3 - 1QU CoRE ¦ 1QU LoRE | Red Flag Warning - Small Fires | Equipment / facility failure | Aggregated | 2033 | 0.00017111 | 58.7222 | 0.010048 | 2033 | Mitigation | 0.95 | 45 | 0 | esc | 0.00097009 | 1.6599e-07 | 0.00097009 | 1.6599e-07 | 0.0027785 | 3.6693e-11 | 0.0083522 | 4.6749e-09
[120 empty] | 7.3.3.17.5 (Remote Grid) Updates to grid topology to minimize risk of ignition in HFTDs Remote GridWLDFREquipment / facility failureAggregated | WLDFR | HFTD - Distribution - Tier 3 - 1QU CoRE ¦ 1QU LoRE | Red Flag Warning - Small Fires | Equipment / facility failure | Aggregated | 2034 | 0.00017111 | 58.7222 | 0.010048 | 2034 | Mitigation | 0.95 | 45 | 0 | esc | 0.00097009 | 1.6599e-07 | 0.00097009 | 1.6599e-07 | 0 | 0 | 0.0083522 | 4.6749e-09
[120 empty] | 7.3.3.17.5 (Remote Grid) Updates to grid topology to minimize risk of ignition in HFTDs Remote GridWLDFREquipment / facility failureAggregated | WLDFR | HFTD - Distribution - Tier 3 - 1QU CoRE ¦ 1QU LoRE | Red Flag Warning - Small Fires | Equipment / facility failure | Aggregated | 2035 | 0.00017111 | 58.7222 | 0.010048 | 2035 | Mitigation | 0.95 | 45 | 0 | esc | 0.00097009 | 1.6599e-07 | 0.00097009 | 1.6599e-07 | 0.0027785 | 1.1235e-10 | 0.0083522 | 4.6749e-09
[120 empty] | 7.3.3.17.5 (Remote Grid) Updates to grid topology to minimize risk of ignition in HFTDs Remote GridWLDFREquipment / facility failureAggregated | WLDFR | HFTD - Distribution - Tier 3 - 1QU CoRE ¦ 1QU LoRE | Red Flag Warning - Small Fires | Equipment / facility failure | Aggregated | 2036 | 0.00017111 | 58.7222 | 0.010048 | 2036 | Mitigation | 0.95 | 45 | 0 | esc | 0.00097009 | 1.6599e-07 | 0.00097009 | 1.6599e-07 | 0.0027785 | 1.1235e-10 | 0.0083522 | 4.6749e-09
[120 empty] | 7.3.3.17.5 (Remote Grid) Updates to grid topology to minimize risk of ignition in HFTDs Remote GridWLDFREquipment / facility failureAggregated | WLDFR | HFTD - Distribution - Tier 3 - 1QU CoRE ¦ 1QU LoRE | Red Flag Warning - Small Fires | Equipment / facility failure | Aggregated | 2037 | 0.00017111 | 58.7222 | 0.010048 | 2037 | Mitigation | 0.95 | 45 | 0 | esc | 0.00097009 | 1.6599e-07 | 0.00097009 | 1.6599e-07 | 0.0027785 | 1.1235e-10 | 0.0083522 | 4.6749e-09
[120 empty] | 7.3.3.17.5 (Remote Grid) Updates to grid topology to minimize risk of ignition in HFTDs Remote GridWLDFREquipment / facility failureAggregated | WLDFR | HFTD - Distribution - Tier 3 - 1QU CoRE ¦ 1QU LoRE | Red Flag Warning - Small Fires | Equipment / facility failure | Aggregated | 2038 | 0.00017111 | 58.7222 | 0.010048 | 2038 | Mitigation | 0.95 | 45 | 0 | esc | 0.00097009 | 1.6599e-07 | 0.00097009 | 1.6599e-07 | 0.0027785 | 1.1235e-10 | 0.0083522 | 4.6749e-09
[120 empty] | 7.3.3.17.5 (Remote Grid) Updates to grid topology to minimize risk of ignition in HFTDs Remote GridWLDFREquipment / facility failureAggregated | WLDFR | HFTD - Distribution - Tier 3 - 1QU CoRE ¦ 1QU LoRE | Red Flag Warning - Small Fires | Equipment / facility failure | Aggregated | 2039 | 0.00017111 | 58.7222 | 0.010048 | 2039 | Mitigation | 0.95 | 45 | 0 | esc | 0.00097009 | 1.6599e-07 | 0.00097009 | 1.6599e-07 | 0.0027785 | 1.1235e-10 | 0.0083522 | 4.6749e-09
[120 empty] | 7.3.3.17.5 (Remote Grid) Updates to grid topology to minimize risk of ignition in HFTDs Remote GridWLDFREquipment / facility failureAggregated | WLDFR | HFTD - Distribution - Tier 3 - 1QU CoRE ¦ 1QU LoRE | Red Flag Warning - Small Fires | Equipment / facility failure | Aggregated | 2040 | 0.00017111 | 58.7222 | 0.010048 | 2040 | Mitigation | 0.95 | 45 | 0 | esc | 0.00097009 | 1.6599e-07 | 0.00097009 | 1.6599e-07 | 0.0027785 | 1.1235e-10 | 0.0083522 | 4.6749e-09
[120 empty] | 7.3.3.17.5 (Remote Grid) Updates to grid topology to minimize risk of ignition in HFTDs Remote GridWLDFREquipment / facility failureAggregated | WLDFR | HFTD - Distribution - Tier 3 - 1QU CoRE ¦ 1QU LoRE | Red Flag Warning - Small Fires | Equipment / facility failure | Aggregated | 2041 | 0.00017111 | 58.7222 | 0.010048 | 2041 | Mitigation | 0.95 | 45 | 0 | esc | 0.00097009 | 1.6599e-07 | 0.00097009 | 1.6599e-07 | 0.0027785 | 1.1235e-10 | 0.0083522 | 4.6749e-09
[120 empty] | 7.3.3.17.5 (Remote Grid) Updates to grid topology to minimize risk of ignition in HFTDs Remote GridWLDFREquipment / facility failureAggregated | WLDFR | HFTD - Distribution - Tier 3 - 1QU CoRE ¦ 1QU LoRE | Red Flag Warning - Small Fires | Equipment / facility failure | Aggregated | 2042 | 0.00017111 | 58.7222 | 0.010048 | 2042 | Mitigation | 0.95 | 45 | 0 | esc | 0.00097009 | 1.6599e-07 | 0.00097009 | 1.6599e-07 | 0.0027785 | 1.1235e-10 | 0.0083522 | 4.6749e-09
[120 empty] | 7.3.3.17.5 (Remote Grid) Updates to grid topology to minimize risk of ignition in HFTDs Remote GridWLDFREquipment / facility failureAggregated | WLDFR | HFTD - Distribution - Tier 3 - 1QU CoRE ¦ 1QU LoRE | Red Flag Warning - Small Fires | Equipment / facility failure | Aggregated | 2043 | 0.00017111 | 58.7222 | 0.010048 | 2043 | Mitigation | 0.95 | 45 | 0 | esc | 0.00097009 | 1.6599e-07 | 0.00097009 | 1.6599e-07 | 0.0027785 | 1.1235e-10 | 0.0083522 | 4.6749e-09
[120 empty] | 7.3.3.17.5 (Remote Grid) Updates to grid topology to minimize risk of ignition in HFTDs Remote GridWLDFREquipment / facility failureAggregated | WLDFR | HFTD - Distribution - Tier 3 - 1QU CoRE ¦ 1QU LoRE | Red Flag Warning - Small Fires | Equipment / facility failure | Aggregated | 2044 | 0.00017111 | 58.7222 | 0.010048 | 2044 | Mitigation | 0.95 | 45 | 0 | esc | 0.00097009 | 1.6599e-07 | 0.00097009 | 1.6599e-07 | 0.0027785 | 1.1235e-10 | 0 | 0
[120 empty] | 7.3.3.17.5 (Remote Grid) Updates to grid topology to minimize risk of ignition in HFTDs Remote GridWLDFREquipment / facility failureAggregated | WLDFR | HFTD - Distribution - Tier 3 - 1QU CoRE ¦ 1QU LoRE | Red Flag Warning - Small Fires | Equipment / facility failure | Aggregated | 2045 | 0.00017111 | 58.7222 | 0.010048 | 2045 | Mitigation | 0.95 | 45 | 0 | esc | 0.00097009 | 1.6599e-07 | 0.00097009 | 1.6599e-07 | 0.0027785 | 1.1235e-10 | 0 | 0
[120 empty] | 7.3.3.17.5 (Remote Grid) Updates to grid topology to minimize risk of ignition in HFTDs Remote GridWLDFREquipment / facility failureAggregated | WLDFR | HFTD - Distribution - Tier 3 - 1QU CoRE ¦ 1QU LoRE | Red Flag Warning - Small Fires | Equipment / facility failure | Aggregated | 2046 | 0.00017111 | 58.7222 | 0.010048 | 2046 | Mitigation | 0.95 | 45 | 0 | esc | 0.00097009 | 1.6599e-07 | 0.00097009 | 1.6599e-07 | 0.0027785 | 1.1235e-10 | 0.0092336 | 5.4403e-10
[120 empty] | 7.3.3.17.5 (Remote Grid) Updates to grid topology to minimize risk of ignition in HFTDs Remote GridWLDFREquipment / facility failureAggregated | WLDFR | HFTD - Distribution - Tier 3 - 1QU CoRE ¦ 1QU LoRE | Red Flag Warning - Small Fires | Equipment / facility failure | Aggregated | 2047 | 0.00017111 | 58.7222 | 0.010048 | 2047 | Mitigation | 0.95 | 45 | 0 | esc | 0.00097009 | 1.6599e-07 | 0.00097009 | 1.6599e-07 | 0.0027785 | 1.1235e-10 | 0.0092336 | 5.4403e-10
[120 empty] | 7.3.3.17.5 (Remote Grid) Updates to grid topology to minimize risk of ignition in HFTDs Remote GridWLDFREquipment / facility failureAggregated | WLDFR | HFTD - Distribution - Tier 3 - 1QU CoRE ¦ 1QU LoRE | Red Flag Warning - Small Fires | Equipment / facility failure | Aggregated | 2048 | 0.00017111 | 58.7222 | 0.010048 | 2048 | Mitigation | 0.95 | 45 | 0 | esc | 0.00097009 | 1.6599e-07 | 0.00097009 | 1.6599e-07 | 0.0027785 | 1.1235e-10 | 0.0092336 | 5.4403e-10
[120 empty] | 7.3.3.17.5 (Remote Grid) Updates to grid topology to minimize risk of ignition in HFTDs Remote GridWLDFREquipment / facility failureAggregated | WLDFR | HFTD - Distribution - Tier 3 - 1QU CoRE ¦ 1QU LoRE | Red Flag Warning - Small Fires | Equipment / facility failure | Aggregated | 2049 | 0.00017111 | 58.7222 | 0.010048 | 2049 | Mitigation | 0.95 | 45 | 0 | esc | 0.00097009 | 1.6599e-07 | 0.00097009 | 1.6599e-07 | 0.0027785 | 1.1235e-10 | 0.0092336 | 5.4403e-10
[120 empty] | 7.3.3.17.5 (Remote Grid) Updates to grid topology to minimize risk of ignition in HFTDs Remote GridWLDFREquipment / facility failureAggregated | WLDFR | HFTD - Distribution - Tier 3 - 1QU CoRE ¦ 1QU LoRE | Red Flag Warning - Small Fires | Equipment / facility failure | Aggregated | 2050 | 0.00017111 | 58.7222 | 0.010048 | 2050 | Mitigation | 0.95 | 45 | 0 | esc | 0.00097009 | 1.6599e-07 | 0.00097009 | 1.6599e-07 | 0.0027785 | 1.1235e-10 | 0.0092336 | 5.4403e-10
[120 empty] | 7.3.3.17.5 (Remote Grid) Updates to grid topology to minimize risk of ignition in HFTDs Remote GridWLDFREquipment / facility failureAggregated | WLDFR | HFTD - Distribution - Tier 3 - 1QU CoRE ¦ 1QU LoRE | Red Flag Warning - Small Fires | Equipment / facility failure | Aggregated | 2051 | 0.00017111 | 58.7222 | 0.010048 | 2051 | Mitigation | 0.95 | 45 | 0 | esc | 0.00097009 | 1.6599e-07 | 0.00097009 | 1.6599e-07 | 0.0027785 | 1.1235e-10 | 0.0092336 | 5.4403e-10
[120 empty] | 7.3.3.17.5 (Remote Grid) Updates to grid topology to minimize risk of ignition in HFTDs Remote GridWLDFREquipment / facility failureAggregated | WLDFR | HFTD - Distribution - Tier 3 - 1QU CoRE ¦ 1QU LoRE | Red Flag Warning - Small Fires | Equipment / facility failure | Aggregated | 2052 | 0.00017111 | 58.7222 | 0.010048 | 2052 | Mitigation | 0.95 | 45 | 0 | esc | 0.00097009 | 1.6599e-07 | 0.00097009 | 1.6599e-07 | 0.0027785 | 1.1235e-10 | 0.0092336 | 5.4403e-10
[120 empty] | 7.3.3.17.5 (Remote Grid) Updates to grid topology to minimize risk of ignition in HFTDs Remote GridWLDFREquipment / facility failureAggregated | WLDFR | HFTD - Distribution - Tier 3 - 1QU CoRE ¦ 1QU LoRE | Red Flag Warning - Small Fires | Equipment / facility failure | Aggregated | 2053 | 0.00017111 | 58.7222 | 0.010048 | 2053 | Mitigation | 0.95 | 45 | 0 | esc | 0.00097009 | 1.6599e-07 | 0.00097009 | 1.6599e-07 | 0.0027785 | 1.1235e-10 | 0.0092336 | 5.4403e-10
[120 empty] | 7.3.3.17.5 (Remote Grid) Updates to grid topology to minimize risk of ignition in HFTDs Remote GridWLDFREquipment / facility failureAggregated | WLDFR | HFTD - Distribution - Tier 3 - 1QU CoRE ¦ 1QU LoRE | Red Flag Warning - Small Fires | Equipment / facility failure | Aggregated | 2054 | 0.00017111 | 58.7222 | 0.010048 | 2054 | Mitigation | 0.95 | 45 | 0 | esc | 0.00097009 | 1.6599e-07 | 0.00097009 | 1.6599e-07 | 0.0027785 | 1.1235e-10 | 0.0092336 | 5.4403e-10
[120 empty] | 7.3.3.17.5 (Remote Grid) Updates to grid topology to minimize risk of ignition in HFTDs Remote GridWLDFREquipment / facility failureAggregated | WLDFR | HFTD - Distribution - Tier 3 - 1QU CoRE ¦ 1QU LoRE | Red Flag Warning - Small Fires | Equipment / facility failure | Aggregated | 2055 | 0.00017111 | 58.7222 | 0.010048 | 2055 | Mitigation | 0.95 | 45 | 0 | esc | 0.00097009 | 1.6599e-07 | 0.00097009 | 1.6599e-07 | 0.0027785 | 1.1235e-10 | 0.0092336 | 5.4403e-10
[120 empty] | 7.3.3.17.5 (Remote Grid) Updates to grid topology to minimize risk of ignition in HFTDs Remote GridWLDFREquipment / facility failureAggregated | WLDFR | HFTD - Distribution - Tier 3 - 1QU CoRE ¦ 1QU LoRE | Red Flag Warning - Small Fires | Equipment / facility failure | Aggregated | 2056 | 0.00017111 | 58.7222 | 0.010048 | 2056 | Mitigation | 0.95 | 45 | 0 | esc | 0.00097009 | 1.6599e-07 | 0.00097009 | 1.6599e-07 | 0.0027785 | 1.1235e-10 | 0.0092336 | 5.4403e-10
[120 empty] | 7.3.3.17.5 (Remote Grid) Updates to grid topology to minimize risk of ignition in HFTDs Remote GridWLDFREquipment / facility failureAggregated | WLDFR | HFTD - Distribution - Tier 3 - 1QU CoRE ¦ 1QU LoRE | Red Flag Warning - Small Fires | Equipment / facility failure | Aggregated | 2057 | 0.00017111 | 58.7222 | 0.010048 | 2057 | Mitigation | 0.95 | 45 | 0 | esc | 0.00097009 | 1.6599e-07 | 0.00097009 | 1.6599e-07 | 0.0027785 | 1.1235e-10 | 0.0092336 | 5.4403e-10
[120 empty] | 7.3.3.17.5 (Remote Grid) Updates to grid topology to minimize risk of ignition in HFTDs Remote GridWLDFREquipment / facility failureAggregated | WLDFR | HFTD - Distribution - Tier 3 - 1QU CoRE ¦ 1QU LoRE | Red Flag Warning - Small Fires | Equipment / facility failure | Aggregated | 2058 | 0.00017111 | 58.7222 | 0.010048 | 2058 | Mitigation | 0.95 | 45 | 0 | esc | 0.00097009 | 1.6599e-07 | 0.00097009 | 1.6599e-07 | 0.0027785 | 1.1235e-10 | 0.0092336 | 5.4403e-10
[120 empty] | 7.3.3.17.5 (Remote Grid) Updates to grid topology to minimize risk of ignition in HFTDs Remote GridWLDFREquipment / facility failureAggregated | WLDFR | HFTD - Distribution - Tier 3 - 1QU CoRE ¦ 1QU LoRE | Red Flag Warning - Small Fires | Equipment / facility failure | Aggregated | 2059 | 0.00017111 | 58.7222 | 0.010048 | 2059 | Mitigation | 0.95 | 45 | 0 | esc | 0.00097009 | 1.6599e-07 | 0.00097009 | 1.6599e-07 | 0.0027785 | 1.1235e-10 | 0.0092336 | 5.4403e-10
[120 empty] | 7.3.3.17.5 (Remote Grid) Updates to grid topology to minimize risk of ignition in HFTDs Remote GridWLDFREquipment / facility failureAggregated | WLDFR | HFTD - Distribution - Tier 3 - 1QU CoRE ¦ 1QU LoRE | Red Flag Warning - Small Fires | Equipment / facility failure | Aggregated | 2060 | 0.00017111 | 58.7222 | 0.010048 | 2060 | Mitigation | 0.95 | 45 | 0 | esc | 0.00097009 | 1.6599e-07 | 0.00097009 | 1.6599e-07 | 0.0027785 | 1.1235e-10 | 0.0092336 | 5.4403e-10
[120 empty] | 7.3.3.17.5 (Remote Grid) Updates to grid topology to minimize risk of ignition in HFTDs Remote GridWLDFREquipment / facility failureAggregated | WLDFR | HFTD - Distribution - Tier 3 - 1QU CoRE ¦ 1QU LoRE | Red Flag Warning - Small Fires | Equipment / facility failure | Aggregated | 2061 | 0.00017111 | 58.7222 | 0.010048 | 2061 | Mitigation | 0.95 | 45 | 0 | esc | 0.00097009 | 1.6599e-07 | 0.00097009 | 1.6599e-07 | 0.0027785 | 1.1235e-10 | 0.0092336 | 5.4403e-10
[120 empty] | 7.3.3.17.5 (Remote Grid) Updates to grid topology to minimize risk of ignition in HFTDs Remote GridWLDFREquipment / facility failureAggregated | WLDFR | HFTD - Distribution - Tier 3 - 1QU CoRE ¦ 1QU LoRE | Red Flag Warning - Small Fires | Equipment / facility failure | Aggregated | 2062 | 0.00017111 | 58.7222 | 0.010048 | 2062 | Mitigation | 0.95 | 45 | 0 | esc | 0.00097009 | 1.6599e-07 | 0.00097009 | 1.6599e-07 | 0.0027785 | 1.1235e-10 | 0.0092336 | 5.4403e-10
[120 empty] | 7.3.3.17.5 (Remote Grid) Updates to grid topology to minimize risk of ignition in HFTDs Remote GridWLDFREquipment / facility failureAggregated | WLDFR | HFTD - Distribution - Tier 3 - 1QU CoRE ¦ 1QU LoRE | Red Flag Warning - Small Fires | Equipment / facility failure | Aggregated | 2063 | 0.00017111 | 58.7222 | 0.010048 | 2063 | Mitigation | 0.95 | 45 | 0 | esc | 0.00097009 | 1.6599e-07 | 0.00097009 | 1.6599e-07 | 0.0027785 | 1.1235e-10 | 0.0092336 | 5.4403e-10
[120 empty] | 7.3.3.17.5 (Remote Grid) Updates to grid topology to minimize risk of ignition in HFTDs Remote GridWLDFREquipment / facility failureAggregated | WLDFR | HFTD - Distribution - Tier 3 - 1QU CoRE ¦ 1QU LoRE | Red Flag Warning - Small Fires | Equipment / facility failure | Aggregated | 2064 | 0.00017111 | 58.7222 | 0.010048 | 2064 | Mitigation | 0.95 | 45 | 0 | esc | 0.00097009 | 1.6599e-07 | 0.00097009 | 1.6599e-07 | 0.0027785 | 1.1235e-10 | 0.0092336 | 5.4403e-10
[120 empty] | 7.3.3.17.5 (Remote Grid) Updates to grid topology to minimize risk of ignition in HFTDs Remote GridWLDFREquipment / facility failureAggregated | WLDFR | HFTD - Distribution - Tier 3 - 1QU CoRE ¦ 1QU LoRE | Red Flag Warning - Small Fires | Equipment / facility failure | Aggregated | 2065 | 0.00017111 | 58.7222 | 0.010048 | 2065 | Mitigation | 0.95 | 45 | 0 | esc | 0.00097009 | 1.6599e-07 | 0.00097009 | 1.6599e-07 | 0.0027785 | 1.1235e-10 | 0.0092336 | 5.4403e-10
[120 empty] | 7.3.3.17.5 (Remote Grid) Updates to grid topology to minimize risk of ignition in HFTDs Remote GridWLDFREquipment / facility failureAggregated | WLDFR | HFTD - Distribution - Tier 3 - 1QU CoRE ¦ 1QU LoRE | Red Flag Warning - Small Fires | Equipment / facility failure | Aggregated | 2066 | 0.00017111 | 58.7222 | 0.010048 | 2066 | Mitigation | 0.95 | 45 | 0 | esc | 0.00097009 | 1.6599e-07 | 0.00097009 | 1.6599e-07 | 0.0027785 | 1.1235e-10 | 0.0092336 | 5.4403e-10
[120 empty] | 7.3.3.17.5 (Remote Grid) Updates to grid topology to minimize risk of ignition in HFTDs Remote GridWLDFREquipment / facility failureAggregated | WLDFR | HFTD - Distribution - Tier 3 - 1QU CoRE ¦ 1QU LoRE | Red Flag Warning - Small Fires | Equipment / facility failure | Aggregated | 2067 | 0.00017111 | 58.7222 | 0.010048 | 2067 | Mitigation | 0.95 | 45 | 0 | esc | 0 | 0 | 0.00097009 | 1.6599e-07 | 0.0027785 | 1.1235e-10 | 0.0092336 | 5.4403e-10
[120 empty] | 7.3.3.17.5 (Remote Grid) Updates to grid topology to minimize risk of ignition in HFTDs Remote GridWLDFRVegetation ContactAggregated | WLDFR | HFTD - Distribution - Tier 3 - 1QU CoRE ¦ 1QU LoRE | Red Flag Warning - Small Fires | Vegetation Contact | Aggregated | 2022 | 0.00074988 | 58.7222 | 0.044034 | 2022 | Mitigation | 0.95 | 45 | 0 | esc | 0.00097009 | 7.2744e-07 | 0 | 0 | 0.0027785 | 1.1235e-10 | 0.0092336 | 5.4403e-10
[120 empty] | 7.3.3.17.5 (Remote Grid) Updates to grid topology to minimize risk of ignition in HFTDs Remote GridWLDFRVegetation ContactAggregated | WLDFR | HFTD - Distribution - Tier 3 - 1QU CoRE ¦ 1QU LoRE | Red Flag Warning - Small Fires | Vegetation Contact | Aggregated | 2023 | 0.00074988 | 58.7222 | 0.044034 | 2023 | Mitigation | 0.95 | 45 | 0 | esc | 0.00097009 | 7.2744e-07 | 0.00097009 | 7.2744e-07 | 0.0027785 | 1.1235e-10 | 0.0092336 | 5.4403e-10
[120 empty] | 7.3.3.17.5 (Remote Grid) Updates to grid topology to minimize risk of ignition in HFTDs Remote GridWLDFRVegetation ContactAggregated | WLDFR | HFTD - Distribution - Tier 3 - 1QU CoRE ¦ 1QU LoRE | Red Flag Warning - Small Fires | Vegetation Contact | Aggregated | 2024 | 0.00074988 | 58.7222 | 0.044034 | 2024 | Mitigation | 0.95 | 45 | 0 | esc | 0.00097009 | 7.2744e-07 | 0.00097009 | 7.2744e-07 | 0.0027785 | 1.1235e-10 | 0.0092336 | 5.4403e-10
[120 empty] | 7.3.3.17.5 (Remote Grid) Updates to grid topology to minimize risk of ignition in HFTDs Remote GridWLDFRVegetation ContactAggregated | WLDFR | HFTD - Distribution - Tier 3 - 1QU CoRE ¦ 1QU LoRE | Red Flag Warning - Small Fires | Vegetation Contact | Aggregated | 2025 | 0.00074988 | 58.7222 | 0.044034 | 2025 | Mitigation | 0.95 | 45 | 0 | esc | 0.00097009 | 7.2744e-07 | 0.00097009 | 7.2744e-07 | 0.0027785 | 1.1235e-10 | 0.0092336 | 5.4403e-10
[120 empty] | 7.3.3.17.5 (Remote Grid) Updates to grid topology to minimize risk of ignition in HFTDs Remote GridWLDFRVegetation ContactAggregated | WLDFR | HFTD - Distribution - Tier 3 - 1QU CoRE ¦ 1QU LoRE | Red Flag Warning - Small Fires | Vegetation Contact | Aggregated | 2026 | 0.00074988 | 58.7222 | 0.044034 | 2026 | Mitigation | 0.95 | 45 | 0 | esc | 0.00097009 | 7.2744e-07 | 0.00097009 | 7.2744e-07 | 0.0027785 | 1.1235e-10 | 0.0092336 | 5.4403e-10
[120 empty] | 7.3.3.17.5 (Remote Grid) Updates to grid topology to minimize risk of ignition in HFTDs Remote GridWLDFRVegetation ContactAggregated | WLDFR | HFTD - Distribution - Tier 3 - 1QU CoRE ¦ 1QU LoRE | Red Flag Warning - Small Fires | Vegetation Contact | Aggregated | 2027 | 0.00074988 | 58.7222 | 0.044034 | 2027 | Mitigation | 0.95 | 45 | 0 | esc | 0.00097009 | 7.2744e-07 | 0.00097009 | 7.2744e-07 | 0.0027785 | 1.1235e-10 | 0.0092336 | 5.4403e-10
[120 empty] | 7.3.3.17.5 (Remote Grid) Updates to grid topology to minimize risk of ignition in HFTDs Remote GridWLDFRVegetation ContactAggregated | WLDFR | HFTD - Distribution - Tier 3 - 1QU CoRE ¦ 1QU LoRE | Red Flag Warning - Small Fires | Vegetation Contact | Aggregated | 2028 | 0.00074988 | 58.7222 | 0.044034 | 2028 | Mitigation | 0.95 | 45 | 0 | esc | 0.00097009 | 7.2744e-07 | 0.00097009 | 7.2744e-07 | 0.0027785 | 1.1235e-10 | 0.0092336 | 5.4403e-10
[120 empty] | 7.3.3.17.5 (Remote Grid) Updates to grid topology to minimize risk of ignition in HFTDs Remote GridWLDFRVegetation ContactAggregated | WLDFR | HFTD - Distribution - Tier 3 - 1QU CoRE ¦ 1QU LoRE | Red Flag Warning - Small Fires | Vegetation Contact | Aggregated | 2029 | 0.00074988 | 58.7222 | 0.044034 | 2029 | Mitigation | 0.95 | 45 | 0 | esc | 0.00097009 | 7.2744e-07 | 0.00097009 | 7.2744e-07 | 0.0027785 | 1.1235e-10 | 0.0092336 | 5.4403e-10
[120 empty] | 7.3.3.17.5 (Remote Grid) Updates to grid topology to minimize risk of ignition in HFTDs Remote GridWLDFRVegetation ContactAggregated | WLDFR | HFTD - Distribution - Tier 3 - 1QU CoRE ¦ 1QU LoRE | Red Flag Warning - Small Fires | Vegetation Contact | Aggregated | 2030 | 0.00074988 | 58.7222 | 0.044034 | 2030 | Mitigation | 0.95 | 45 | 0 | esc | 0.00097009 | 7.2744e-07 | 0.00097009 | 7.2744e-07 | 0.0027785 | 1.1235e-10 | 0 | 0
[120 empty] | 7.3.3.17.5 (Remote Grid) Updates to grid topology to minimize risk of ignition in HFTDs Remote GridWLDFRVegetation ContactAggregated | WLDFR | HFTD - Distribution - Tier 3 - 1QU CoRE ¦ 1QU LoRE | Red Flag Warning - Small Fires | Vegetation Contact | Aggregated | 2031 | 0.00074988 | 58.7222 | 0.044034 | 2031 | Mitigation | 0.95 | 45 | 0 | esc | 0.00097009 | 7.2744e-07 | 0.00097009 | 7.2744e-07 | 0.0027785 | 1.1235e-10 | 0 | 0
[120 empty] | 7.3.3.17.5 (Remote Grid) Updates to grid topology to minimize risk of ignition in HFTDs Remote GridWLDFRVegetation ContactAggregated | WLDFR | HFTD - Distribution - Tier 3 - 1QU CoRE ¦ 1QU LoRE | Red Flag Warning - Small Fires | Vegetation Contact | Aggregated | 2032 | 0.00074988 | 58.7222 | 0.044034 | 2032 | Mitigation | 0.95 | 45 | 0 | esc | 0.00097009 | 7.2744e-07 | 0.00097009 | 7.2744e-07 | 0.0027785 | 1.1235e-10 | 0.0033164 | 9.5304e-09
[120 empty] | 7.3.3.17.5 (Remote Grid) Updates to grid topology to minimize risk of ignition in HFTDs Remote GridWLDFRVegetation ContactAggregated | WLDFR | HFTD - Distribution - Tier 3 - 1QU CoRE ¦ 1QU LoRE | Red Flag Warning - Small Fires | Vegetation Contact | Aggregated | 2033 | 0.00074988 | 58.7222 | 0.044034 | 2033 | Mitigation | 0.95 | 45 | 0 | esc | 0.00097009 | 7.2744e-07 | 0.00097009 | 7.2744e-07 | 0.0027785 | 1.1235e-10 | 0.0033164 | 9.5304e-09
[120 empty] | 7.3.3.17.5 (Remote Grid) Updates to grid topology to minimize risk of ignition in HFTDs Remote GridWLDFRVegetation ContactAggregated | WLDFR | HFTD - Distribution - Tier 3 - 1QU CoRE ¦ 1QU LoRE | Red Flag Warning - Small Fires | Vegetation Contact | Aggregated | 2034 | 0.00074988 | 58.7222 | 0.044034 | 2034 | Mitigation | 0.95 | 45 | 0 | esc | 0.00097009 | 7.2744e-07 | 0.00097009 | 7.2744e-07 | 0.0027785 | 1.1235e-10 | 0.0033164 | 9.5304e-09
[120 empty] | 7.3.3.17.5 (Remote Grid) Updates to grid topology to minimize risk of ignition in HFTDs Remote GridWLDFRVegetation ContactAggregated | WLDFR | HFTD - Distribution - Tier 3 - 1QU CoRE ¦ 1QU LoRE | Red Flag Warning - Small Fires | Vegetation Contact | Aggregated | 2035 | 0.00074988 | 58.7222 | 0.044034 | 2035 | Mitigation | 0.95 | 45 | 0 | esc | 0.00097009 | 7.2744e-07 | 0.00097009 | 7.2744e-07 | 0.0027785 | 1.1235e-10 | 0.0033164 | 9.5304e-09
[120 empty] | 7.3.3.17.5 (Remote Grid) Updates to grid topology to minimize risk of ignition in HFTDs Remote GridWLDFRVegetation ContactAggregated | WLDFR | HFTD - Distribution - Tier 3 - 1QU CoRE ¦ 1QU LoRE | Red Flag Warning - Small Fires | Vegetation Contact | Aggregated | 2036 | 0.00074988 | 58.7222 | 0.044034 | 2036 | Mitigation | 0.95 | 45 | 0 | esc | 0.00097009 | 7.2744e-07 | 0.00097009 | 7.2744e-07 | 0.0027785 | 1.1235e-10 | 0.0033164 | 9.5304e-09
[120 empty] | 7.3.3.17.5 (Remote Grid) Updates to grid topology to minimize risk of ignition in HFTDs Remote GridWLDFRVegetation ContactAggregated | WLDFR | HFTD - Distribution - Tier 3 - 1QU CoRE ¦ 1QU LoRE | Red Flag Warning - Small Fires | Vegetation Contact | Aggregated | 2037 | 0.00074988 | 58.7222 | 0.044034 | 2037 | Mitigation | 0.95 | 45 | 0 | esc | 0.00097009 | 7.2744e-07 | 0.00097009 | 7.2744e-07 | 0.0027785 | 1.1235e-10 | 0.0033164 | 9.5304e-09
[120 empty] | 7.3.3.17.5 (Remote Grid) Updates to grid topology to minimize risk of ignition in HFTDs Remote GridWLDFRVegetation ContactAggregated | WLDFR | HFTD - Distribution - Tier 3 - 1QU CoRE ¦ 1QU LoRE | Red Flag Warning - Small Fires | Vegetation Contact | Aggregated | 2038 | 0.00074988 | 58.7222 | 0.044034 | 2038 | Mitigation | 0.95 | 45 | 0 | esc | 0.00097009 | 7.2744e-07 | 0.00097009 | 7.2744e-07 | 0 | 0 | 0.0033164 | 9.5304e-09
[120 empty] | 7.3.3.17.5 (Remote Grid) Updates to grid topology to minimize risk of ignition in HFTDs Remote GridWLDFRVegetation ContactAggregated | WLDFR | HFTD - Distribution - Tier 3 - 1QU CoRE ¦ 1QU LoRE | Red Flag Warning - Small Fires | Vegetation Contact | Aggregated | 2039 | 0.00074988 | 58.7222 | 0.044034 | 2039 | Mitigation | 0.95 | 45 | 0 | esc | 0.00097009 | 7.2744e-07 | 0.00097009 | 7.2744e-07 | 0.0027785 | 2.4033e-10 | 0.0033164 | 9.5304e-09
[120 empty] | 7.3.3.17.5 (Remote Grid) Updates to grid topology to minimize risk of ignition in HFTDs Remote GridWLDFRVegetation ContactAggregated | WLDFR | HFTD - Distribution - Tier 3 - 1QU CoRE ¦ 1QU LoRE | Red Flag Warning - Small Fires | Vegetation Contact | Aggregated | 2040 | 0.00074988 | 58.7222 | 0.044034 | 2040 | Mitigation | 0.95 | 45 | 0 | esc | 0.00097009 | 7.2744e-07 | 0.00097009 | 7.2744e-07 | 0.0027785 | 2.4033e-10 | 0.0033164 | 9.5304e-09
[120 empty] | 7.3.3.17.5 (Remote Grid) Updates to grid topology to minimize risk of ignition in HFTDs Remote GridWLDFRVegetation ContactAggregated | WLDFR | HFTD - Distribution - Tier 3 - 1QU CoRE ¦ 1QU LoRE | Red Flag Warning - Small Fires | Vegetation Contact | Aggregated | 2041 | 0.00074988 | 58.7222 | 0.044034 | 2041 | Mitigation | 0.95 | 45 | 0 | esc | 0.00097009 | 7.2744e-07 | 0.00097009 | 7.2744e-07 | 0.0027785 | 2.4033e-10 | 0.0033164 | 9.5304e-09
[120 empty] | 7.3.3.17.5 (Remote Grid) Updates to grid topology to minimize risk of ignition in HFTDs Remote GridWLDFRVegetation ContactAggregated | WLDFR | HFTD - Distribution - Tier 3 - 1QU CoRE ¦ 1QU LoRE | Red Flag Warning - Small Fires | Vegetation Contact | Aggregated | 2042 | 0.00074988 | 58.7222 | 0.044034 | 2042 | Mitigation | 0.95 | 45 | 0 | esc | 0.00097009 | 7.2744e-07 | 0.00097009 | 7.2744e-07 | 0.0027785 | 2.4033e-10 | 0.0033164 | 9.5304e-09
[120 empty] | 7.3.3.17.5 (Remote Grid) Updates to grid topology to minimize risk of ignition in HFTDs Remote GridWLDFRVegetation ContactAggregated | WLDFR | HFTD - Distribution - Tier 3 - 1QU CoRE ¦ 1QU LoRE | Red Flag Warning - Small Fires | Vegetation Contact | Aggregated | 2043 | 0.00074988 | 58.7222 | 0.044034 | 2043 | Mitigation | 0.95 | 45 | 0 | esc | 0.00097009 | 7.2744e-07 | 0.00097009 | 7.2744e-07 | 0.0027785 | 2.4033e-10 | 0.0033164 | 9.5304e-09
[120 empty] | 7.3.3.17.5 (Remote Grid) Updates to grid topology to minimize risk of ignition in HFTDs Remote GridWLDFRVegetation ContactAggregated | WLDFR | HFTD - Distribution - Tier 3 - 1QU CoRE ¦ 1QU LoRE | Red Flag Warning - Small Fires | Vegetation Contact | Aggregated | 2044 | 0.00074988 | 58.7222 | 0.044034 | 2044 | Mitigation | 0.95 | 45 | 0 | esc | 0.00097009 | 7.2744e-07 | 0.00097009 | 7.2744e-07 | 0.0027785 | 2.4033e-10 | 0.0033164 | 9.5304e-09
[120 empty] | 7.3.3.17.5 (Remote Grid) Updates to grid topology to minimize risk of ignition in HFTDs Remote GridWLDFRVegetation ContactAggregated | WLDFR | HFTD - Distribution - Tier 3 - 1QU CoRE ¦ 1QU LoRE | Red Flag Warning - Small Fires | Vegetation Contact | Aggregated | 2045 | 0.00074988 | 58.7222 | 0.044034 | 2045 | Mitigation | 0.95 | 45 | 0 | esc | 0.00097009 | 7.2744e-07 | 0.00097009 | 7.2744e-07 | 0.0027785 | 2.4033e-10 | 0.0033164 | 9.5304e-09
[120 empty] | 7.3.3.17.5 (Remote Grid) Updates to grid topology to minimize risk of ignition in HFTDs Remote GridWLDFRVegetation ContactAggregated | WLDFR | HFTD - Distribution - Tier 3 - 1QU CoRE ¦ 1QU LoRE | Red Flag Warning - Small Fires | Vegetation Contact | Aggregated | 2046 | 0.00074988 | 58.7222 | 0.044034 | 2046 | Mitigation | 0.95 | 45 | 0 | esc | 0.00097009 | 7.2744e-07 | 0.00097009 | 7.2744e-07 | 0.0027785 | 2.4033e-10 | 0.0033164 | 9.5304e-09
[120 empty] | 7.3.3.17.5 (Remote Grid) Updates to grid topology to minimize risk of ignition in HFTDs Remote GridWLDFRVegetation ContactAggregated | WLDFR | HFTD - Distribution - Tier 3 - 1QU CoRE ¦ 1QU LoRE | Red Flag Warning - Small Fires | Vegetation Contact | Aggregated | 2047 | 0.00074988 | 58.7222 | 0.044034 | 2047 | Mitigation | 0.95 | 45 | 0 | esc | 0.00097009 | 7.2744e-07 | 0.00097009 | 7.2744e-07 | 0.0027785 | 2.4033e-10 | 0.0033164 | 9.5304e-09
[120 empty] | 7.3.3.17.5 (Remote Grid) Updates to grid topology to minimize risk of ignition in HFTDs Remote GridWLDFRVegetation ContactAggregated | WLDFR | HFTD - Distribution - Tier 3 - 1QU CoRE ¦ 1QU LoRE | Red Flag Warning - Small Fires | Vegetation Contact | Aggregated | 2048 | 0.00074988 | 58.7222 | 0.044034 | 2048 | Mitigation | 0.95 | 45 | 0 | esc | 0.00097009 | 7.2744e-07 | 0.00097009 | 7.2744e-07 | 0.0027785 | 2.4033e-10 | 0.0033164 | 9.5304e-09
[120 empty] | 7.3.3.17.5 (Remote Grid) Updates to grid topology to minimize risk of ignition in HFTDs Remote GridWLDFRVegetation ContactAggregated | WLDFR | HFTD - Distribution - Tier 3 - 1QU CoRE ¦ 1QU LoRE | Red Flag Warning - Small Fires | Vegetation Contact | Aggregated | 2049 | 0.00074988 | 58.7222 | 0.044034 | 2049 | Mitigation | 0.95 | 45 | 0 | esc | 0.00097009 | 7.2744e-07 | 0.00097009 | 7.2744e-07 | 0.0027785 | 2.4033e-10 | 0.0033164 | 9.5304e-09
[120 empty] | 7.3.3.17.5 (Remote Grid) Updates to grid topology to minimize risk of ignition in HFTDs Remote GridWLDFRVegetation ContactAggregated | WLDFR | HFTD - Distribution - Tier 3 - 1QU CoRE ¦ 1QU LoRE | Red Flag Warning - Small Fires | Vegetation Contact | Aggregated | 2050 | 0.00074988 | 58.7222 | 0.044034 | 2050 | Mitigation | 0.95 | 45 | 0 | esc | 0.00097009 | 7.2744e-07 | 0.00097009 | 7.2744e-07 | 0.0027785 | 2.4033e-10 | 0.0033164 | 9.5304e-09
[120 empty] | 7.3.3.17.5 (Remote Grid) Updates to grid topology to minimize risk of ignition in HFTDs Remote GridWLDFRVegetation ContactAggregated | WLDFR | HFTD - Distribution - Tier 3 - 1QU CoRE ¦ 1QU LoRE | Red Flag Warning - Small Fires | Vegetation Contact | Aggregated | 2051 | 0.00074988 | 58.7222 | 0.044034 | 2051 | Mitigation | 0.95 | 45 | 0 | esc | 0.00097009 | 7.2744e-07 | 0.00097009 | 7.2744e-07 | 0.0027785 | 2.4033e-10 | 0.0033164 | 9.5304e-09
[120 empty] | 7.3.3.17.5 (Remote Grid) Updates to grid topology to minimize risk of ignition in HFTDs Remote GridWLDFRVegetation ContactAggregated | WLDFR | HFTD - Distribution - Tier 3 - 1QU CoRE ¦ 1QU LoRE | Red Flag Warning - Small Fires | Vegetation Contact | Aggregated | 2052 | 0.00074988 | 58.7222 | 0.044034 | 2052 | Mitigation | 0.95 | 45 | 0 | esc | 0.00097009 | 7.2744e-07 | 0.00097009 | 7.2744e-07 | 0.0027785 | 2.4033e-10 | 0.0033164 | 9.5304e-09
[120 empty] | 7.3.3.17.5 (Remote Grid) Updates to grid topology to minimize risk of ignition in HFTDs Remote GridWLDFRVegetation ContactAggregated | WLDFR | HFTD - Distribution - Tier 3 - 1QU CoRE ¦ 1QU LoRE | Red Flag Warning - Small Fires | Vegetation Contact | Aggregated | 2053 | 0.00074988 | 58.7222 | 0.044034 | 2053 | Mitigation | 0.95 | 45 | 0 | esc | 0.00097009 | 7.2744e-07 | 0.00097009 | 7.2744e-07 | 0.0027785 | 2.4033e-10 | 0.0033164 | 9.5304e-09
[120 empty] | 7.3.3.17.5 (Remote Grid) Updates to grid topology to minimize risk of ignition in HFTDs Remote GridWLDFRVegetation ContactAggregated | WLDFR | HFTD - Distribution - Tier 3 - 1QU CoRE ¦ 1QU LoRE | Red Flag Warning - Small Fires | Vegetation Contact | Aggregated | 2054 | 0.00074988 | 58.7222 | 0.044034 | 2054 | Mitigation | 0.95 | 45 | 0 | esc | 0.00097009 | 7.2744e-07 | 0.00097009 | 7.2744e-07 | 0.0027785 | 2.4033e-10 | 0.0033164 | 9.5304e-09
[120 empty] | 7.3.3.17.5 (Remote Grid) Updates to grid topology to minimize risk of ignition in HFTDs Remote GridWLDFRVegetation ContactAggregated | WLDFR | HFTD - Distribution - Tier 3 - 1QU CoRE ¦ 1QU LoRE | Red Flag Warning - Small Fires | Vegetation Contact | Aggregated | 2055 | 0.00074988 | 58.7222 | 0.044034 | 2055 | Mitigation | 0.95 | 45 | 0 | esc | 0.00097009 | 7.2744e-07 | 0.00097009 | 7.2744e-07 | 0.0027785 | 2.4033e-10 | 0.0033164 | 9.5304e-09
[120 empty] | 7.3.3.17.5 (Remote Grid) Updates to grid topology to minimize risk of ignition in HFTDs Remote GridWLDFRVegetation ContactAggregated | WLDFR | HFTD - Distribution - Tier 3 - 1QU CoRE ¦ 1QU LoRE | Red Flag Warning - Small Fires | Vegetation Contact | Aggregated | 2056 | 0.00074988 | 58.7222 | 0.044034 | 2056 | Mitigation | 0.95 | 45 | 0 | esc | 0.00097009 | 7.2744e-07 | 0.00097009 | 7.2744e-07 | 0.0027785 | 2.4033e-10 | 0.0033164 | 9.5304e-09
[120 empty] | 7.3.3.17.5 (Remote Grid) Updates to grid topology to minimize risk of ignition in HFTDs Remote GridWLDFRVegetation ContactAggregated | WLDFR | HFTD - Distribution - Tier 3 - 1QU CoRE ¦ 1QU LoRE | Red Flag Warning - Small Fires | Vegetation Contact | Aggregated | 2057 | 0.00074988 | 58.7222 | 0.044034 | 2057 | Mitigation | 0.95 | 45 | 0 | esc | 0.00097009 | 7.2744e-07 | 0.00097009 | 7.2744e-07 | 0.0027785 | 2.4033e-10 | 0.0033164 | 9.5304e-09
[120 empty] | 7.3.3.17.5 (Remote Grid) Updates to grid topology to minimize risk of ignition in HFTDs Remote GridWLDFRVegetation ContactAggregated | WLDFR | HFTD - Distribution - Tier 3 - 1QU CoRE ¦ 1QU LoRE | Red Flag Warning - Small Fires | Vegetation Contact | Aggregated | 2058 | 0.00074988 | 58.7222 | 0.044034 | 2058 | Mitigation | 0.95 | 45 | 0 | esc | 0.00097009 | 7.2744e-07 | 0.00097009 | 7.2744e-07 | 0.0027785 | 2.4033e-10 | 0.0033164 | 9.5304e-09
[120 empty] | 7.3.3.17.5 (Remote Grid) Updates to grid topology to minimize risk of ignition in HFTDs Remote GridWLDFRVegetation ContactAggregated | WLDFR | HFTD - Distribution - Tier 3 - 1QU CoRE ¦ 1QU LoRE | Red Flag Warning - Small Fires | Vegetation Contact | Aggregated | 2059 | 0.00074988 | 58.7222 | 0.044034 | 2059 | Mitigation | 0.95 | 45 | 0 | esc | 0.00097009 | 7.2744e-07 | 0.00097009 | 7.2744e-07 | 0.0027785 | 2.4033e-10 | 0.0033164 | 9.5304e-09
[120 empty] | 7.3.3.17.5 (Remote Grid) Updates to grid topology to minimize risk of ignition in HFTDs Remote GridWLDFRVegetation ContactAggregated | WLDFR | HFTD - Distribution - Tier 3 - 1QU CoRE ¦ 1QU LoRE | Red Flag Warning - Small Fires | Vegetation Contact | Aggregated | 2060 | 0.00074988 | 58.7222 | 0.044034 | 2060 | Mitigation | 0.95 | 45 | 0 | esc | 0.00097009 | 7.2744e-07 | 0.00097009 | 7.2744e-07 | 0.0027785 | 2.4033e-10 | 0.0033164 | 9.5304e-09
[120 empty] | 7.3.3.17.5 (Remote Grid) Updates to grid topology to minimize risk of ignition in HFTDs Remote GridWLDFRVegetation ContactAggregated | WLDFR | HFTD - Distribution - Tier 3 - 1QU CoRE ¦ 1QU LoRE | Red Flag Warning - Small Fires | Vegetation Contact | Aggregated | 2061 | 0.00074988 | 58.7222 | 0.044034 | 2061 | Mitigation | 0.95 | 45 | 0 | esc | 0.00097009 | 7.2744e-07 | 0.00097009 | 7.2744e-07 | 0.0027785 | 2.4033e-10 | 0.0033164 | 9.5304e-09
[120 empty] | 7.3.3.17.5 (Remote Grid) Updates to grid topology to minimize risk of ignition in HFTDs Remote GridWLDFRVegetation ContactAggregated | WLDFR | HFTD - Distribution - Tier 3 - 1QU CoRE ¦ 1QU LoRE | Red Flag Warning - Small Fires | Vegetation Contact | Aggregated | 2062 | 0.00074988 | 58.7222 | 0.044034 | 2062 | Mitigation | 0.95 | 45 | 0 | esc | 0.00097009 | 7.2744e-07 | 0.00097009 | 7.2744e-07 | 0.0027785 | 2.4033e-10 | 0 | 0
[120 empty] | 7.3.3.17.5 (Remote Grid) Updates to grid topology to minimize risk of ignition in HFTDs Remote GridWLDFRVegetation ContactAggregated | WLDFR | HFTD - Distribution - Tier 3 - 1QU CoRE ¦ 1QU LoRE | Red Flag Warning - Small Fires | Vegetation Contact | Aggregated | 2063 | 0.00074988 | 58.7222 | 0.044034 | 2063 | Mitigation | 0.95 | 45 | 0 | esc | 0.00097009 | 7.2744e-07 | 0.00097009 | 7.2744e-07 | 0.0027785 | 2.4033e-10 | 0 | 0
[120 empty] | 7.3.3.17.5 (Remote Grid) Updates to grid topology to minimize risk of ignition in HFTDs Remote GridWLDFRVegetation ContactAggregated | WLDFR | HFTD - Distribution - Tier 3 - 1QU CoRE ¦ 1QU LoRE | Red Flag Warning - Small Fires | Vegetation Contact | Aggregated | 2064 | 0.00074988 | 58.7222 | 0.044034 | 2064 | Mitigation | 0.95 | 45 | 0 | esc | 0.00097009 | 7.2744e-07 | 0.00097009 | 7.2744e-07 | 0.0027785 | 2.4033e-10 | 0.013543 | 3.17e-08
[120 empty] | 7.3.3.17.5 (Remote Grid) Updates to grid topology to minimize risk of ignition in HFTDs Remote GridWLDFRVegetation ContactAggregated | WLDFR | HFTD - Distribution - Tier 3 - 1QU CoRE ¦ 1QU LoRE | Red Flag Warning - Small Fires | Vegetation Contact | Aggregated | 2065 | 0.00074988 | 58.7222 | 0.044034 | 2065 | Mitigation | 0.95 | 45 | 0 | esc | 0.00097009 | 7.2744e-07 | 0.00097009 | 7.2744e-07 | 0.0027785 | 2.4033e-10 | 0.013543 | 3.17e-08
[120 empty] | 7.3.3.17.5 (Remote Grid) Updates to grid topology to minimize risk of ignition in HFTDs Remote GridWLDFRVegetation ContactAggregated | WLDFR | HFTD - Distribution - Tier 3 - 1QU CoRE ¦ 1QU LoRE | Red Flag Warning - Small Fires | Vegetation Contact | Aggregated | 2066 | 0.00074988 | 58.7222 | 0.044034 | 2066 | Mitigation | 0.95 | 45 | 0 | esc | 0.00097009 | 7.2744e-07 | 0.00097009 | 7.2744e-07 | 0.0027785 | 2.4033e-10 | 0.013543 | 3.17e-08
[120 empty] | 7.3.3.17.5 (Remote Grid) Updates to grid topology to minimize risk of ignition in HFTDs Remote GridWLDFRVegetation ContactAggregated | WLDFR | HFTD - Distribution - Tier 3 - 1QU CoRE ¦ 1QU LoRE | Red Flag Warning - Small Fires | Vegetation Contact | Aggregated | 2067 | 0.00074988 | 58.7222 | 0.044034 | 2067 | Mitigation | 0.95 | 45 | 0 | esc | 0 | 0 | 0.00097009 | 7.2744e-07 | 0.0027785 | 2.4033e-10 | 0.013543 | 3.17e-08
[120 empty] | 7.3.3.17.5 (Remote Grid) Updates to grid topology to minimize risk of ignition in HFTDs Remote GridWLDFRWire-to-wire contactAggregated | WLDFR | HFTD - Distribution - Tier 3 - 1QU CoRE ¦ 1QU LoRE | Red Flag Warning - Small Fires | Wire-to-wire contact | Aggregated | 2022 | 1.1092e-05 | 58.7222 | 0.00065132 | 2022 | Mitigation | 0.95 | 45 | 0 | esc | 0.00097009 | 1.076e-08 | 0 | 0 | 0.0027785 | 2.4033e-10 | 0.013543 | 3.17e-08
[120 empty] | 7.3.3.17.5 (Remote Grid) Updates to grid topology to minimize risk of ignition in HFTDs Remote GridWLDFRWire-to-wire contactAggregated | WLDFR | HFTD - Distribution - Tier 3 - 1QU CoRE ¦ 1QU LoRE | Red Flag Warning - Small Fires | Wire-to-wire contact | Aggregated | 2023 | 1.1092e-05 | 58.7222 | 0.00065132 | 2023 | Mitigation | 0.95 | 45 | 0 | esc | 0.00097009 | 1.076e-08 | 0.00097009 | 1.076e-08 | 0.0027785 | 2.4033e-10 | 0.013543 | 3.17e-08
[120 empty] | 7.3.3.17.5 (Remote Grid) Updates to grid topology to minimize risk of ignition in HFTDs Remote GridWLDFRWire-to-wire contactAggregated | WLDFR | HFTD - Distribution - Tier 3 - 1QU CoRE ¦ 1QU LoRE | Red Flag Warning - Small Fires | Wire-to-wire contact | Aggregated | 2024 | 1.1092e-05 | 58.7222 | 0.00065132 | 2024 | Mitigation | 0.95 | 45 | 0 | esc | 0.00097009 | 1.076e-08 | 0.00097009 | 1.076e-08 | 0.0027785 | 2.4033e-10 | 0.013543 | 3.17e-08
[120 empty] | 7.3.3.17.5 (Remote Grid) Updates to grid topology to minimize risk of ignition in HFTDs Remote GridWLDFRWire-to-wire contactAggregated | WLDFR | HFTD - Distribution - Tier 3 - 1QU CoRE ¦ 1QU LoRE | Red Flag Warning - Small Fires | Wire-to-wire contact | Aggregated | 2025 | 1.1092e-05 | 58.7222 | 0.00065132 | 2025 | Mitigation | 0.95 | 45 | 0 | esc | 0.00097009 | 1.076e-08 | 0.00097009 | 1.076e-08 | 0.0027785 | 2.4033e-10 | 0.013543 | 3.17e-08
[120 empty] | 7.3.3.17.5 (Remote Grid) Updates to grid topology to minimize risk of ignition in HFTDs Remote GridWLDFRWire-to-wire contactAggregated | WLDFR | HFTD - Distribution - Tier 3 - 1QU CoRE ¦ 1QU LoRE | Red Flag Warning - Small Fires | Wire-to-wire contact | Aggregated | 2026 | 1.1092e-05 | 58.7222 | 0.00065132 | 2026 | Mitigation | 0.95 | 45 | 0 | esc | 0.00097009 | 1.076e-08 | 0.00097009 | 1.076e-08 | 0.0027785 | 2.4033e-10 | 0.013543 | 3.17e-08
[120 empty] | 7.3.3.17.5 (Remote Grid) Updates to grid topology to minimize risk of ignition in HFTDs Remote GridWLDFRWire-to-wire contactAggregated | WLDFR | HFTD - Distribution - Tier 3 - 1QU CoRE ¦ 1QU LoRE | Red Flag Warning - Small Fires | Wire-to-wire contact | Aggregated | 2027 | 1.1092e-05 | 58.7222 | 0.00065132 | 2027 | Mitigation | 0.95 | 45 | 0 | esc | 0.00097009 | 1.076e-08 | 0.00097009 | 1.076e-08 | 0.0027785 | 2.4033e-10 | 0.013543 | 3.17e-08
[120 empty] | 7.3.3.17.5 (Remote Grid) Updates to grid topology to minimize risk of ignition in HFTDs Remote GridWLDFRWire-to-wire contactAggregated | WLDFR | HFTD - Distribution - Tier 3 - 1QU CoRE ¦ 1QU LoRE | Red Flag Warning - Small Fires | Wire-to-wire contact | Aggregated | 2028 | 1.1092e-05 | 58.7222 | 0.00065132 | 2028 | Mitigation | 0.95 | 45 | 0 | esc | 0.00097009 | 1.076e-08 | 0.00097009 | 1.076e-08 | 0.0027785 | 2.4033e-10 | 0.013543 | 3.17e-08
[120 empty] | 7.3.3.17.5 (Remote Grid) Updates to grid topology to minimize risk of ignition in HFTDs Remote GridWLDFRWire-to-wire contactAggregated | WLDFR | HFTD - Distribution - Tier 3 - 1QU CoRE ¦ 1QU LoRE | Red Flag Warning - Small Fires | Wire-to-wire contact | Aggregated | 2029 | 1.1092e-05 | 58.7222 | 0.00065132 | 2029 | Mitigation | 0.95 | 45 | 0 | esc | 0.00097009 | 1.076e-08 | 0.00097009 | 1.076e-08 | 0.0027785 | 2.4033e-10 | 0.013543 | 3.17e-08
[120 empty] | 7.3.3.17.5 (Remote Grid) Updates to grid topology to minimize risk of ignition in HFTDs Remote GridWLDFRWire-to-wire contactAggregated | WLDFR | HFTD - Distribution - Tier 3 - 1QU CoRE ¦ 1QU LoRE | Red Flag Warning - Small Fires | Wire-to-wire contact | Aggregated | 2030 | 1.1092e-05 | 58.7222 | 0.00065132 | 2030 | Mitigation | 0.95 | 45 | 0 | esc | 0.00097009 | 1.076e-08 | 0.00097009 | 1.076e-08 | 0.0027785 | 2.4033e-10 | 0.013543 | 3.17e-08
[120 empty] | 7.3.3.17.5 (Remote Grid) Updates to grid topology to minimize risk of ignition in HFTDs Remote GridWLDFRWire-to-wire contactAggregated | WLDFR | HFTD - Distribution - Tier 3 - 1QU CoRE ¦ 1QU LoRE | Red Flag Warning - Small Fires | Wire-to-wire contact | Aggregated | 2031 | 1.1092e-05 | 58.7222 | 0.00065132 | 2031 | Mitigation | 0.95 | 45 | 0 | esc | 0.00097009 | 1.076e-08 | 0.00097009 | 1.076e-08 | 0.0027785 | 2.4033e-10 | 0.013543 | 3.17e-08
[120 empty] | 7.3.3.17.5 (Remote Grid) Updates to grid topology to minimize risk of ignition in HFTDs Remote GridWLDFRWire-to-wire contactAggregated | WLDFR | HFTD - Distribution - Tier 3 - 1QU CoRE ¦ 1QU LoRE | Red Flag Warning - Small Fires | Wire-to-wire contact | Aggregated | 2032 | 1.1092e-05 | 58.7222 | 0.00065132 | 2032 | Mitigation | 0.95 | 45 | 0 | esc | 0.00097009 | 1.076e-08 | 0.00097009 | 1.076e-08 | 0.0027785 | 2.4033e-10 | 0.013543 | 3.17e-08
[120 empty] | 7.3.3.17.5 (Remote Grid) Updates to grid topology to minimize risk of ignition in HFTDs Remote GridWLDFRWire-to-wire contactAggregated | WLDFR | HFTD - Distribution - Tier 3 - 1QU CoRE ¦ 1QU LoRE | Red Flag Warning - Small Fires | Wire-to-wire contact | Aggregated | 2033 | 1.1092e-05 | 58.7222 | 0.00065132 | 2033 | Mitigation | 0.95 | 45 | 0 | esc | 0.00097009 | 1.076e-08 | 0.00097009 | 1.076e-08 | 0.0027785 | 2.4033e-10 | 0.013543 | 3.17e-08
[120 empty] | 7.3.3.17.5 (Remote Grid) Updates to grid topology to minimize risk of ignition in HFTDs Remote GridWLDFRWire-to-wire contactAggregated | WLDFR | HFTD - Distribution - Tier 3 - 1QU CoRE ¦ 1QU LoRE | Red Flag Warning - Small Fires | Wire-to-wire contact | Aggregated | 2034 | 1.1092e-05 | 58.7222 | 0.00065132 | 2034 | Mitigation | 0.95 | 45 | 0 | esc | 0.00097009 | 1.076e-08 | 0.00097009 | 1.076e-08 | 0.0027785 | 2.4033e-10 | 0.013543 | 3.17e-08
[120 empty] | 7.3.3.17.5 (Remote Grid) Updates to grid topology to minimize risk of ignition in HFTDs Remote GridWLDFRWire-to-wire contactAggregated | WLDFR | HFTD - Distribution - Tier 3 - 1QU CoRE ¦ 1QU LoRE | Red Flag Warning - Small Fires | Wire-to-wire contact | Aggregated | 2035 | 1.1092e-05 | 58.7222 | 0.00065132 | 2035 | Mitigation | 0.95 | 45 | 0 | esc | 0.00097009 | 1.076e-08 | 0.00097009 | 1.076e-08 | 0.0027785 | 2.4033e-10 | 0.013543 | 3.17e-08
[120 empty] | 7.3.3.17.5 (Remote Grid) Updates to grid topology to minimize risk of ignition in HFTDs Remote GridWLDFRWire-to-wire contactAggregated | WLDFR | HFTD - Distribution - Tier 3 - 1QU CoRE ¦ 1QU LoRE | Red Flag Warning - Small Fires | Wire-to-wire contact | Aggregated | 2036 | 1.1092e-05 | 58.7222 | 0.00065132 | 2036 | Mitigation | 0.95 | 45 | 0 | esc | 0.00097009 | 1.076e-08 | 0.00097009 | 1.076e-08 | 0.0027785 | 2.4033e-10 | 0.013543 | 3.17e-08
[120 empty] | 7.3.3.17.5 (Remote Grid) Updates to grid topology to minimize risk of ignition in HFTDs Remote GridWLDFRWire-to-wire contactAggregated | WLDFR | HFTD - Distribution - Tier 3 - 1QU CoRE ¦ 1QU LoRE | Red Flag Warning - Small Fires | Wire-to-wire contact | Aggregated | 2037 | 1.1092e-05 | 58.7222 | 0.00065132 | 2037 | Mitigation | 0.95 | 45 | 0 | esc | 0.00097009 | 1.076e-08 | 0.00097009 | 1.076e-08 | 0.0027785 | 2.4033e-10 | 0.013543 | 3.17e-08
[120 empty] | 7.3.3.17.5 (Remote Grid) Updates to grid topology to minimize risk of ignition in HFTDs Remote GridWLDFRWire-to-wire contactAggregated | WLDFR | HFTD - Distribution - Tier 3 - 1QU CoRE ¦ 1QU LoRE | Red Flag Warning - Small Fires | Wire-to-wire contact | Aggregated | 2038 | 1.1092e-05 | 58.7222 | 0.00065132 | 2038 | Mitigation | 0.95 | 45 | 0 | esc | 0.00097009 | 1.076e-08 | 0.00097009 | 1.076e-08 | 0.0027785 | 2.4033e-10 | 0.013543 | 3.17e-08
[120 empty] | 7.3.3.17.5 (Remote Grid) Updates to grid topology to minimize risk of ignition in HFTDs Remote GridWLDFRWire-to-wire contactAggregated | WLDFR | HFTD - Distribution - Tier 3 - 1QU CoRE ¦ 1QU LoRE | Red Flag Warning - Small Fires | Wire-to-wire contact | Aggregated | 2039 | 1.1092e-05 | 58.7222 | 0.00065132 | 2039 | Mitigation | 0.95 | 45 | 0 | esc | 0.00097009 | 1.076e-08 | 0.00097009 | 1.076e-08 | 0.0027785 | 2.4033e-10 | 0.013543 | 3.17e-08
[120 empty] | 7.3.3.17.5 (Remote Grid) Updates to grid topology to minimize risk of ignition in HFTDs Remote GridWLDFRWire-to-wire contactAggregated | WLDFR | HFTD - Distribution - Tier 3 - 1QU CoRE ¦ 1QU LoRE | Red Flag Warning - Small Fires | Wire-to-wire contact | Aggregated | 2040 | 1.1092e-05 | 58.7222 | 0.00065132 | 2040 | Mitigation | 0.95 | 45 | 0 | esc | 0.00097009 | 1.076e-08 | 0.00097009 | 1.076e-08 | 0.0027785 | 2.4033e-10 | 0.013543 | 3.17e-08
[120 empty] | 7.3.3.17.5 (Remote Grid) Updates to grid topology to minimize risk of ignition in HFTDs Remote GridWLDFRWire-to-wire contactAggregated | WLDFR | HFTD - Distribution - Tier 3 - 1QU CoRE ¦ 1QU LoRE | Red Flag Warning - Small Fires | Wire-to-wire contact | Aggregated | 2041 | 1.1092e-05 | 58.7222 | 0.00065132 | 2041 | Mitigation | 0.95 | 45 | 0 | esc | 0.00097009 | 1.076e-08 | 0.00097009 | 1.076e-08 | 0.0027785 | 2.4033e-10 | 0.013543 | 3.17e-08
[120 empty] | 7.3.3.17.5 (Remote Grid) Updates to grid topology to minimize risk of ignition in HFTDs Remote GridWLDFRWire-to-wire contactAggregated | WLDFR | HFTD - Distribution - Tier 3 - 1QU CoRE ¦ 1QU LoRE | Red Flag Warning - Small Fires | Wire-to-wire contact | Aggregated | 2042 | 1.1092e-05 | 58.7222 | 0.00065132 | 2042 | Mitigation | 0.95 | 45 | 0 | esc | 0.00097009 | 1.076e-08 | 0.00097009 | 1.076e-08 | 0 | 0 | 0.013543 | 3.17e-08
[120 empty] | 7.3.3.17.5 (Remote Grid) Updates to grid topology to minimize risk of ignition in HFTDs Remote GridWLDFRWire-to-wire contactAggregated | WLDFR | HFTD - Distribution - Tier 3 - 1QU CoRE ¦ 1QU LoRE | Red Flag Warning - Small Fires | Wire-to-wire contact | Aggregated | 2043 | 1.1092e-05 | 58.7222 | 0.00065132 | 2043 | Mitigation | 0.95 | 45 | 0 | esc | 0.00097009 | 1.076e-08 | 0.00097009 | 1.076e-08 | 0.0027785 | 3.2252e-11 | 0.013543 | 3.17e-08
[120 empty] | 7.3.3.17.5 (Remote Grid) Updates to grid topology to minimize risk of ignition in HFTDs Remote GridWLDFRWire-to-wire contactAggregated | WLDFR | HFTD - Distribution - Tier 3 - 1QU CoRE ¦ 1QU LoRE | Red Flag Warning - Small Fires | Wire-to-wire contact | Aggregated | 2044 | 1.1092e-05 | 58.7222 | 0.00065132 | 2044 | Mitigation | 0.95 | 45 | 0 | esc | 0.00097009 | 1.076e-08 | 0.00097009 | 1.076e-08 | 0.0027785 | 3.2252e-11 | 0.013543 | 3.17e-08
[120 empty] | 7.3.3.17.5 (Remote Grid) Updates to grid topology to minimize risk of ignition in HFTDs Remote GridWLDFRWire-to-wire contactAggregated | WLDFR | HFTD - Distribution - Tier 3 - 1QU CoRE ¦ 1QU LoRE | Red Flag Warning - Small Fires | Wire-to-wire contact | Aggregated | 2045 | 1.1092e-05 | 58.7222 | 0.00065132 | 2045 | Mitigation | 0.95 | 45 | 0 | esc | 0.00097009 | 1.076e-08 | 0.00097009 | 1.076e-08 | 0.0027785 | 3.2252e-11 | 0.013543 | 3.17e-08
[120 empty] | 7.3.3.17.5 (Remote Grid) Updates to grid topology to minimize risk of ignition in HFTDs Remote GridWLDFRWire-to-wire contactAggregated | WLDFR | HFTD - Distribution - Tier 3 - 1QU CoRE ¦ 1QU LoRE | Red Flag Warning - Small Fires | Wire-to-wire contact | Aggregated | 2046 | 1.1092e-05 | 58.7222 | 0.00065132 | 2046 | Mitigation | 0.95 | 45 | 0 | esc | 0.00097009 | 1.076e-08 | 0.00097009 | 1.076e-08 | 0.0027785 | 3.2252e-11 | 0.013543 | 3.17e-08
[120 empty] | 7.3.3.17.5 (Remote Grid) Updates to grid topology to minimize risk of ignition in HFTDs Remote GridWLDFRWire-to-wire contactAggregated | WLDFR | HFTD - Distribution - Tier 3 - 1QU CoRE ¦ 1QU LoRE | Red Flag Warning - Small Fires | Wire-to-wire contact | Aggregated | 2047 | 1.1092e-05 | 58.7222 | 0.00065132 | 2047 | Mitigation | 0.95 | 45 | 0 | esc | 0.00097009 | 1.076e-08 | 0.00097009 | 1.076e-08 | 0.0027785 | 3.2252e-11 | 0.013543 | 3.17e-08
[120 empty] | 7.3.3.17.5 (Remote Grid) Updates to grid topology to minimize risk of ignition in HFTDs Remote GridWLDFRWire-to-wire contactAggregated | WLDFR | HFTD - Distribution - Tier 3 - 1QU CoRE ¦ 1QU LoRE | Red Flag Warning - Small Fires | Wire-to-wire contact | Aggregated | 2048 | 1.1092e-05 | 58.7222 | 0.00065132 | 2048 | Mitigation | 0.95 | 45 | 0 | esc | 0.00097009 | 1.076e-08 | 0.00097009 | 1.076e-08 | 0.0027785 | 3.2252e-11 | 0 | 0
[120 empty] | 7.3.3.17.5 (Remote Grid) Updates to grid topology to minimize risk of ignition in HFTDs Remote GridWLDFRWire-to-wire contactAggregated | WLDFR | HFTD - Distribution - Tier 3 - 1QU CoRE ¦ 1QU LoRE | Red Flag Warning - Small Fires | Wire-to-wire contact | Aggregated | 2049 | 1.1092e-05 | 58.7222 | 0.00065132 | 2049 | Mitigation | 0.95 | 45 | 0 | esc | 0.00097009 | 1.076e-08 | 0.00097009 | 1.076e-08 | 0.0027785 | 3.2252e-11 | 0 | 0
[120 empty] | 7.3.3.17.5 (Remote Grid) Updates to grid topology to minimize risk of ignition in HFTDs Remote GridWLDFRWire-to-wire contactAggregated | WLDFR | HFTD - Distribution - Tier 3 - 1QU CoRE ¦ 1QU LoRE | Red Flag Warning - Small Fires | Wire-to-wire contact | Aggregated | 2050 | 1.1092e-05 | 58.7222 | 0.00065132 | 2050 | Mitigation | 0.95 | 45 | 0 | esc | 0.00097009 | 1.076e-08 | 0.00097009 | 1.076e-08 | 0.0027785 | 3.2252e-11 | 0.0013359 | 8.5074e-09
[120 empty] | 7.3.3.17.5 (Remote Grid) Updates to grid topology to minimize risk of ignition in HFTDs Remote GridWLDFRWire-to-wire contactAggregated | WLDFR | HFTD - Distribution - Tier 3 - 1QU CoRE ¦ 1QU LoRE | Red Flag Warning - Small Fires | Wire-to-wire contact | Aggregated | 2051 | 1.1092e-05 | 58.7222 | 0.00065132 | 2051 | Mitigation | 0.95 | 45 | 0 | esc | 0.00097009 | 1.076e-08 | 0.00097009 | 1.076e-08 | 0.0027785 | 3.2252e-11 | 0.0013359 | 8.5074e-09
[120 empty] | 7.3.3.17.5 (Remote Grid) Updates to grid topology to minimize risk of ignition in HFTDs Remote GridWLDFRWire-to-wire contactAggregated | WLDFR | HFTD - Distribution - Tier 3 - 1QU CoRE ¦ 1QU LoRE | Red Flag Warning - Small Fires | Wire-to-wire contact | Aggregated | 2052 | 1.1092e-05 | 58.7222 | 0.00065132 | 2052 | Mitigation | 0.95 | 45 | 0 | esc | 0.00097009 | 1.076e-08 | 0.00097009 | 1.076e-08 | 0.0027785 | 3.2252e-11 | 0.0013359 | 8.5074e-09
[120 empty] | 7.3.3.17.5 (Remote Grid) Updates to grid topology to minimize risk of ignition in HFTDs Remote GridWLDFRWire-to-wire contactAggregated | WLDFR | HFTD - Distribution - Tier 3 - 1QU CoRE ¦ 1QU LoRE | Red Flag Warning - Small Fires | Wire-to-wire contact | Aggregated | 2053 | 1.1092e-05 | 58.7222 | 0.00065132 | 2053 | Mitigation | 0.95 | 45 | 0 | esc | 0.00097009 | 1.076e-08 | 0.00097009 | 1.076e-08 | 0.0027785 | 3.2252e-11 | 0.0013359 | 8.5074e-09
[120 empty] | 7.3.3.17.5 (Remote Grid) Updates to grid topology to minimize risk of ignition in HFTDs Remote GridWLDFRWire-to-wire contactAggregated | WLDFR | HFTD - Distribution - Tier 3 - 1QU CoRE ¦ 1QU LoRE | Red Flag Warning - Small Fires | Wire-to-wire contact | Aggregated | 2054 | 1.1092e-05 | 58.7222 | 0.00065132 | 2054 | Mitigation | 0.95 | 45 | 0 | esc | 0.00097009 | 1.076e-08 | 0.00097009 | 1.076e-08 | 0.0027785 | 3.2252e-11 | 0.0013359 | 8.5074e-09
[120 empty] | 7.3.3.17.5 (Remote Grid) Updates to grid topology to minimize risk of ignition in HFTDs Remote GridWLDFRWire-to-wire contactAggregated | WLDFR | HFTD - Distribution - Tier 3 - 1QU CoRE ¦ 1QU LoRE | Red Flag Warning - Small Fires | Wire-to-wire contact | Aggregated | 2055 | 1.1092e-05 | 58.7222 | 0.00065132 | 2055 | Mitigation | 0.95 | 45 | 0 | esc | 0.00097009 | 1.076e-08 | 0.00097009 | 1.076e-08 | 0.0027785 | 3.2252e-11 | 0.0013359 | 8.5074e-09
[120 empty] | 7.3.3.17.5 (Remote Grid) Updates to grid topology to minimize risk of ignition in HFTDs Remote GridWLDFRWire-to-wire contactAggregated | WLDFR | HFTD - Distribution - Tier 3 - 1QU CoRE ¦ 1QU LoRE | Red Flag Warning - Small Fires | Wire-to-wire contact | Aggregated | 2056 | 1.1092e-05 | 58.7222 | 0.00065132 | 2056 | Mitigation | 0.95 | 45 | 0 | esc | 0.00097009 | 1.076e-08 | 0.00097009 | 1.076e-08 | 0.0027785 | 3.2252e-11 | 0.0013359 | 8.5074e-09
[120 empty] | 7.3.3.17.5 (Remote Grid) Updates to grid topology to minimize risk of ignition in HFTDs Remote GridWLDFRWire-to-wire contactAggregated | WLDFR | HFTD - Distribution - Tier 3 - 1QU CoRE ¦ 1QU LoRE | Red Flag Warning - Small Fires | Wire-to-wire contact | Aggregated | 2057 | 1.1092e-05 | 58.7222 | 0.00065132 | 2057 | Mitigation | 0.95 | 45 | 0 | esc | 0.00097009 | 1.076e-08 | 0.00097009 | 1.076e-08 | 0.0027785 | 3.2252e-11 | 0.0013359 | 8.5074e-09
[120 empty] | 7.3.3.17.5 (Remote Grid) Updates to grid topology to minimize risk of ignition in HFTDs Remote GridWLDFRWire-to-wire contactAggregated | WLDFR | HFTD - Distribution - Tier 3 - 1QU CoRE ¦ 1QU LoRE | Red Flag Warning - Small Fires | Wire-to-wire contact | Aggregated | 2058 | 1.1092e-05 | 58.7222 | 0.00065132 | 2058 | Mitigation | 0.95 | 45 | 0 | esc | 0.00097009 | 1.076e-08 | 0.00097009 | 1.076e-08 | 0.0027785 | 3.2252e-11 | 0.0013359 | 8.5074e-09
[120 empty] | 7.3.3.17.5 (Remote Grid) Updates to grid topology to minimize risk of ignition in HFTDs Remote GridWLDFRWire-to-wire contactAggregated | WLDFR | HFTD - Distribution - Tier 3 - 1QU CoRE ¦ 1QU LoRE | Red Flag Warning - Small Fires | Wire-to-wire contact | Aggregated | 2059 | 1.1092e-05 | 58.7222 | 0.00065132 | 2059 | Mitigation | 0.95 | 45 | 0 | esc | 0.00097009 | 1.076e-08 | 0.00097009 | 1.076e-08 | 0.0027785 | 3.2252e-11 | 0.0013359 | 8.5074e-09
[120 empty] | 7.3.3.17.5 (Remote Grid) Updates to grid topology to minimize risk of ignition in HFTDs Remote GridWLDFRWire-to-wire contactAggregated | WLDFR | HFTD - Distribution - Tier 3 - 1QU CoRE ¦ 1QU LoRE | Red Flag Warning - Small Fires | Wire-to-wire contact | Aggregated | 2060 | 1.1092e-05 | 58.7222 | 0.00065132 | 2060 | Mitigation | 0.95 | 45 | 0 | esc | 0.00097009 | 1.076e-08 | 0.00097009 | 1.076e-08 | 0.0027785 | 3.2252e-11 | 0.0013359 | 8.5074e-09
[120 empty] | 7.3.3.17.5 (Remote Grid) Updates to grid topology to minimize risk of ignition in HFTDs Remote GridWLDFRWire-to-wire contactAggregated | WLDFR | HFTD - Distribution - Tier 3 - 1QU CoRE ¦ 1QU LoRE | Red Flag Warning - Small Fires | Wire-to-wire contact | Aggregated | 2061 | 1.1092e-05 | 58.7222 | 0.00065132 | 2061 | Mitigation | 0.95 | 45 | 0 | esc | 0.00097009 | 1.076e-08 | 0.00097009 | 1.076e-08 | 0.0027785 | 3.2252e-11 | 0.0013359 | 8.5074e-09
[120 empty] | 7.3.3.17.5 (Remote Grid) Updates to grid topology to minimize risk of ignition in HFTDs Remote GridWLDFRWire-to-wire contactAggregated | WLDFR | HFTD - Distribution - Tier 3 - 1QU CoRE ¦ 1QU LoRE | Red Flag Warning - Small Fires | Wire-to-wire contact | Aggregated | 2062 | 1.1092e-05 | 58.7222 | 0.00065132 | 2062 | Mitigation | 0.95 | 45 | 0 | esc | 0.00097009 | 1.076e-08 | 0.00097009 | 1.076e-08 | 0.0027785 | 3.2252e-11 | 0.0013359 | 8.5074e-09
[120 empty] | 7.3.3.17.5 (Remote Grid) Updates to grid topology to minimize risk of ignition in HFTDs Remote GridWLDFRWire-to-wire contactAggregated | WLDFR | HFTD - Distribution - Tier 3 - 1QU CoRE ¦ 1QU LoRE | Red Flag Warning - Small Fires | Wire-to-wire contact | Aggregated | 2063 | 1.1092e-05 | 58.7222 | 0.00065132 | 2063 | Mitigation | 0.95 | 45 | 0 | esc | 0.00097009 | 1.076e-08 | 0.00097009 | 1.076e-08 | 0.0027785 | 3.2252e-11 | 0.0013359 | 8.5074e-09
[120 empty] | 7.3.3.17.5 (Remote Grid) Updates to grid topology to minimize risk of ignition in HFTDs Remote GridWLDFRWire-to-wire contactAggregated | WLDFR | HFTD - Distribution - Tier 3 - 1QU CoRE ¦ 1QU LoRE | Red Flag Warning - Small Fires | Wire-to-wire contact | Aggregated | 2064 | 1.1092e-05 | 58.7222 | 0.00065132 | 2064 | Mitigation | 0.95 | 45 | 0 | esc | 0.00097009 | 1.076e-08 | 0.00097009 | 1.076e-08 | 0.0027785 | 3.2252e-11 | 0.0013359 | 8.5074e-09
[120 empty] | 7.3.3.17.5 (Remote Grid) Updates to grid topology to minimize risk of ignition in HFTDs Remote GridWLDFRWire-to-wire contactAggregated | WLDFR | HFTD - Distribution - Tier 3 - 1QU CoRE ¦ 1QU LoRE | Red Flag Warning - Small Fires | Wire-to-wire contact | Aggregated | 2065 | 1.1092e-05 | 58.7222 | 0.00065132 | 2065 | Mitigation | 0.95 | 45 | 0 | esc | 0.00097009 | 1.076e-08 | 0.00097009 | 1.076e-08 | 0.0027785 | 3.2252e-11 | 0.0013359 | 8.5074e-09
[120 empty] | 7.3.3.17.5 (Remote Grid) Updates to grid topology to minimize risk of ignition in HFTDs Remote GridWLDFRWire-to-wire contactAggregated | WLDFR | HFTD - Distribution - Tier 3 - 1QU CoRE ¦ 1QU LoRE | Red Flag Warning - Small Fires | Wire-to-wire contact | Aggregated | 2066 | 1.1092e-05 | 58.7222 | 0.00065132 | 2066 | Mitigation | 0.95 | 45 | 0 | esc | 0.00097009 | 1.076e-08 | 0.00097009 | 1.076e-08 | 0.0027785 | 3.2252e-11 | 0.0013359 | 8.5074e-09
[120 empty] | 7.3.3.17.5 (Remote Grid) Updates to grid topology to minimize risk of ignition in HFTDs Remote GridWLDFRWire-to-wire contactAggregated | WLDFR | HFTD - Distribution - Tier 3 - 1QU CoRE ¦ 1QU LoRE | Red Flag Warning - Small Fires | Wire-to-wire contact | Aggregated | 2067 | 1.1092e-05 | 58.7222 | 0.00065132 | 2067 | Mitigation | 0.95 | 45 | 0 | esc | 0 | 0 | 0.00097009 | 1.076e-08 | 0.0027785 | 3.2252e-11 | 0.0013359 | 8.5074e-09
[120 empty] | 7.3.3.17.5 (Remote Grid) Updates to grid topology to minimize risk of ignition in HFTDs Remote GridWLDFRContact from objectAggregated | WLDFR | HFTD - Distribution - Tier 3 - 1QU CoRE ¦ 2QU LoRE | Non-Red Flag Warning - Catastrophic Fires | Contact from object | Aggregated | 2022 | 3.0411e-06 | 156.5661 | 0.00047614 | 2022 | Mitigation | 0.95 | 45 | 0 | esc | 0.00097009 | 2.9502e-09 | 0 | 0 | 0.0027785 | 3.2252e-11 | 0.0013359 | 8.5074e-09
[120 empty] | 7.3.3.17.5 (Remote Grid) Updates to grid topology to minimize risk of ignition in HFTDs Remote GridWLDFRContact from objectAggregated | WLDFR | HFTD - Distribution - Tier 3 - 1QU CoRE ¦ 2QU LoRE | Non-Red Flag Warning - Catastrophic Fires | Contact from object | Aggregated | 2023 | 3.0411e-06 | 156.5661 | 0.00047614 | 2023 | Mitigation | 0.95 | 45 | 0 | esc | 0.00097009 | 2.9502e-09 | 0.00097009 | 2.9502e-09 | 0.0027785 | 3.2252e-11 | 0.0013359 | 8.5074e-09
[120 empty] | 7.3.3.17.5 (Remote Grid) Updates to grid topology to minimize risk of ignition in HFTDs Remote GridWLDFRContact from objectAggregated | WLDFR | HFTD - Distribution - Tier 3 - 1QU CoRE ¦ 2QU LoRE | Non-Red Flag Warning - Catastrophic Fires | Contact from object | Aggregated | 2024 | 3.0411e-06 | 156.5661 | 0.00047614 | 2024 | Mitigation | 0.95 | 45 | 0 | esc | 0.00097009 | 2.9502e-09 | 0.00097009 | 2.9502e-09 | 0.0027785 | 3.2252e-11 | 0.0013359 | 8.5074e-09
[120 empty] | 7.3.3.17.5 (Remote Grid) Updates to grid topology to minimize risk of ignition in HFTDs Remote GridWLDFRContact from objectAggregated | WLDFR | HFTD - Distribution - Tier 3 - 1QU CoRE ¦ 2QU LoRE | Non-Red Flag Warning - Catastrophic Fires | Contact from object | Aggregated | 2025 | 3.0411e-06 | 156.5661 | 0.00047614 | 2025 | Mitigation | 0.95 | 45 | 0 | esc | 0.00097009 | 2.9502e-09 | 0.00097009 | 2.9502e-09 | 0.0027785 | 3.2252e-11 | 0.0013359 | 8.5074e-09
[120 empty] | 7.3.3.17.5 (Remote Grid) Updates to grid topology to minimize risk of ignition in HFTDs Remote GridWLDFRContact from objectAggregated | WLDFR | HFTD - Distribution - Tier 3 - 1QU CoRE ¦ 2QU LoRE | Non-Red Flag Warning - Catastrophic Fires | Contact from object | Aggregated | 2026 | 3.0411e-06 | 156.5661 | 0.00047614 | 2026 | Mitigation | 0.95 | 45 | 0 | esc | 0.00097009 | 2.9502e-09 | 0.00097009 | 2.9502e-09 | 0.0027785 | 3.2252e-11 | 0.0013359 | 8.5074e-09
[120 empty] | 7.3.3.17.5 (Remote Grid) Updates to grid topology to minimize risk of ignition in HFTDs Remote GridWLDFRContact from objectAggregated | WLDFR | HFTD - Distribution - Tier 3 - 1QU CoRE ¦ 2QU LoRE | Non-Red Flag Warning - Catastrophic Fires | Contact from object | Aggregated | 2027 | 3.0411e-06 | 156.5661 | 0.00047614 | 2027 | Mitigation | 0.95 | 45 | 0 | esc | 0.00097009 | 2.9502e-09 | 0.00097009 | 2.9502e-09 | 0.0027785 | 3.2252e-11 | 0.0013359 | 8.5074e-09
[120 empty] | 7.3.3.17.5 (Remote Grid) Updates to grid topology to minimize risk of ignition in HFTDs Remote GridWLDFRContact from objectAggregated | WLDFR | HFTD - Distribution - Tier 3 - 1QU CoRE ¦ 2QU LoRE | Non-Red Flag Warning - Catastrophic Fires | Contact from object | Aggregated | 2028 | 3.0411e-06 | 156.5661 | 0.00047614 | 2028 | Mitigation | 0.95 | 45 | 0 | esc | 0.00097009 | 2.9502e-09 | 0.00097009 | 2.9502e-09 | 0.0027785 | 3.2252e-11 | 0.0013359 | 8.5074e-09
[120 empty] | 7.3.3.17.5 (Remote Grid) Updates to grid topology to minimize risk of ignition in HFTDs Remote GridWLDFRContact from objectAggregated | WLDFR | HFTD - Distribution - Tier 3 - 1QU CoRE ¦ 2QU LoRE | Non-Red Flag Warning - Catastrophic Fires | Contact from object | Aggregated | 2029 | 3.0411e-06 | 156.5661 | 0.00047614 | 2029 | Mitigation | 0.95 | 45 | 0 | esc | 0.00097009 | 2.9502e-09 | 0.00097009 | 2.9502e-09 | 0.0027785 | 3.2252e-11 | 0.0013359 | 8.5074e-09
[120 empty] | 7.3.3.17.5 (Remote Grid) Updates to grid topology to minimize risk of ignition in HFTDs Remote GridWLDFRContact from objectAggregated | WLDFR | HFTD - Distribution - Tier 3 - 1QU CoRE ¦ 2QU LoRE | Non-Red Flag Warning - Catastrophic Fires | Contact from object | Aggregated | 2030 | 3.0411e-06 | 156.5661 | 0.00047614 | 2030 | Mitigation | 0.95 | 45 | 0 | esc | 0.00097009 | 2.9502e-09 | 0.00097009 | 2.9502e-09 | 0.0027785 | 3.2252e-11 | 0.0013359 | 8.5074e-09
[120 empty] | 7.3.3.17.5 (Remote Grid) Updates to grid topology to minimize risk of ignition in HFTDs Remote GridWLDFRContact from objectAggregated | WLDFR | HFTD - Distribution - Tier 3 - 1QU CoRE ¦ 2QU LoRE | Non-Red Flag Warning - Catastrophic Fires | Contact from object | Aggregated | 2031 | 3.0411e-06 | 156.5661 | 0.00047614 | 2031 | Mitigation | 0.95 | 45 | 0 | esc | 0.00097009 | 2.9502e-09 | 0.00097009 | 2.9502e-09 | 0.0027785 | 3.2252e-11 | 0.0013359 | 8.5074e-09
[120 empty] | 7.3.3.17.5 (Remote Grid) Updates to grid topology to minimize risk of ignition in HFTDs Remote GridWLDFRContact from objectAggregated | WLDFR | HFTD - Distribution - Tier 3 - 1QU CoRE ¦ 2QU LoRE | Non-Red Flag Warning - Catastrophic Fires | Contact from object | Aggregated | 2032 | 3.0411e-06 | 156.5661 | 0.00047614 | 2032 | Mitigation | 0.95 | 45 | 0 | esc | 0.00097009 | 2.9502e-09 | 0.00097009 | 2.9502e-09 | 0.0027785 | 3.2252e-11 | 0.0013359 | 8.5074e-09
[120 empty] | 7.3.3.17.5 (Remote Grid) Updates to grid topology to minimize risk of ignition in HFTDs Remote GridWLDFRContact from objectAggregated | WLDFR | HFTD - Distribution - Tier 3 - 1QU CoRE ¦ 2QU LoRE | Non-Red Flag Warning - Catastrophic Fires | Contact from object | Aggregated | 2033 | 3.0411e-06 | 156.5661 | 0.00047614 | 2033 | Mitigation | 0.95 | 45 | 0 | esc | 0.00097009 | 2.9502e-09 | 0.00097009 | 2.9502e-09 | 0.0027785 | 3.2252e-11 | 0.0013359 | 8.5074e-09
[120 empty] | 7.3.3.17.5 (Remote Grid) Updates to grid topology to minimize risk of ignition in HFTDs Remote GridWLDFRContact from objectAggregated | WLDFR | HFTD - Distribution - Tier 3 - 1QU CoRE ¦ 2QU LoRE | Non-Red Flag Warning - Catastrophic Fires | Contact from object | Aggregated | 2034 | 3.0411e-06 | 156.5661 | 0.00047614 | 2034 | Mitigation | 0.95 | 45 | 0 | esc | 0.00097009 | 2.9502e-09 | 0.00097009 | 2.9502e-09 | 0.0027785 | 3.2252e-11 | 0 | 0
[120 empty] | 7.3.3.17.5 (Remote Grid) Updates to grid topology to minimize risk of ignition in HFTDs Remote GridWLDFRContact from objectAggregated | WLDFR | HFTD - Distribution - Tier 3 - 1QU CoRE ¦ 2QU LoRE | Non-Red Flag Warning - Catastrophic Fires | Contact from object | Aggregated | 2035 | 3.0411e-06 | 156.5661 | 0.00047614 | 2035 | Mitigation | 0.95 | 45 | 0 | esc | 0.00097009 | 2.9502e-09 | 0.00097009 | 2.9502e-09 | 0.0027785 | 3.2252e-11 | 0 | 0
[120 empty] | 7.3.3.17.5 (Remote Grid) Updates to grid topology to minimize risk of ignition in HFTDs Remote GridWLDFRContact from objectAggregated | WLDFR | HFTD - Distribution - Tier 3 - 1QU CoRE ¦ 2QU LoRE | Non-Red Flag Warning - Catastrophic Fires | Contact from object | Aggregated | 2036 | 3.0411e-06 | 156.5661 | 0.00047614 | 2036 | Mitigation | 0.95 | 45 | 0 | esc | 0.00097009 | 2.9502e-09 | 0.00097009 | 2.9502e-09 | 0.0027785 | 3.2252e-11 | 0.0093813 | 3.4616e-07
[120 empty] | 7.3.3.17.5 (Remote Grid) Updates to grid topology to minimize risk of ignition in HFTDs Remote GridWLDFRContact from objectAggregated | WLDFR | HFTD - Distribution - Tier 3 - 1QU CoRE ¦ 2QU LoRE | Non-Red Flag Warning - Catastrophic Fires | Contact from object | Aggregated | 2037 | 3.0411e-06 | 156.5661 | 0.00047614 | 2037 | Mitigation | 0.95 | 45 | 0 | esc | 0.00097009 | 2.9502e-09 | 0.00097009 | 2.9502e-09 | 0.0027785 | 3.2252e-11 | 0.0093813 | 3.4616e-07
[120 empty] | 7.3.3.17.5 (Remote Grid) Updates to grid topology to minimize risk of ignition in HFTDs Remote GridWLDFRContact from objectAggregated | WLDFR | HFTD - Distribution - Tier 3 - 1QU CoRE ¦ 2QU LoRE | Non-Red Flag Warning - Catastrophic Fires | Contact from object | Aggregated | 2038 | 3.0411e-06 | 156.5661 | 0.00047614 | 2038 | Mitigation | 0.95 | 45 | 0 | esc | 0.00097009 | 2.9502e-09 | 0.00097009 | 2.9502e-09 | 0.0027785 | 3.2252e-11 | 0.0093813 | 3.4616e-07
[120 empty] | 7.3.3.17.5 (Remote Grid) Updates to grid topology to minimize risk of ignition in HFTDs Remote GridWLDFRContact from objectAggregated | WLDFR | HFTD - Distribution - Tier 3 - 1QU CoRE ¦ 2QU LoRE | Non-Red Flag Warning - Catastrophic Fires | Contact from object | Aggregated | 2039 | 3.0411e-06 | 156.5661 | 0.00047614 | 2039 | Mitigation | 0.95 | 45 | 0 | esc | 0.00097009 | 2.9502e-09 | 0.00097009 | 2.9502e-09 | 0.0027785 | 3.2252e-11 | 0.0093813 | 3.4616e-07
[120 empty] | 7.3.3.17.5 (Remote Grid) Updates to grid topology to minimize risk of ignition in HFTDs Remote GridWLDFRContact from objectAggregated | WLDFR | HFTD - Distribution - Tier 3 - 1QU CoRE ¦ 2QU LoRE | Non-Red Flag Warning - Catastrophic Fires | Contact from object | Aggregated | 2040 | 3.0411e-06 | 156.5661 | 0.00047614 | 2040 | Mitigation | 0.95 | 45 | 0 | esc | 0.00097009 | 2.9502e-09 | 0.00097009 | 2.9502e-09 | 0.0027785 | 3.2252e-11 | 0.0093813 | 3.4616e-07
[120 empty] | 7.3.3.17.5 (Remote Grid) Updates to grid topology to minimize risk of ignition in HFTDs Remote GridWLDFRContact from objectAggregated | WLDFR | HFTD - Distribution - Tier 3 - 1QU CoRE ¦ 2QU LoRE | Non-Red Flag Warning - Catastrophic Fires | Contact from object | Aggregated | 2041 | 3.0411e-06 | 156.5661 | 0.00047614 | 2041 | Mitigation | 0.95 | 45 | 0 | esc | 0.00097009 | 2.9502e-09 | 0.00097009 | 2.9502e-09 | 0.0027785 | 3.2252e-11 | 0.0093813 | 3.4616e-07
[120 empty] | 7.3.3.17.5 (Remote Grid) Updates to grid topology to minimize risk of ignition in HFTDs Remote GridWLDFRContact from objectAggregated | WLDFR | HFTD - Distribution - Tier 3 - 1QU CoRE ¦ 2QU LoRE | Non-Red Flag Warning - Catastrophic Fires | Contact from object | Aggregated | 2042 | 3.0411e-06 | 156.5661 | 0.00047614 | 2042 | Mitigation | 0.95 | 45 | 0 | esc | 0.00097009 | 2.9502e-09 | 0.00097009 | 2.9502e-09 | 0.0027785 | 3.2252e-11 | 0.0093813 | 3.4616e-07
[120 empty] | 7.3.3.17.5 (Remote Grid) Updates to grid topology to minimize risk of ignition in HFTDs Remote GridWLDFRContact from objectAggregated | WLDFR | HFTD - Distribution - Tier 3 - 1QU CoRE ¦ 2QU LoRE | Non-Red Flag Warning - Catastrophic Fires | Contact from object | Aggregated | 2043 | 3.0411e-06 | 156.5661 | 0.00047614 | 2043 | Mitigation | 0.95 | 45 | 0 | esc | 0.00097009 | 2.9502e-09 | 0.00097009 | 2.9502e-09 | 0.0027785 | 3.2252e-11 | 0.0093813 | 3.4616e-07
[120 empty] | 7.3.3.17.5 (Remote Grid) Updates to grid topology to minimize risk of ignition in HFTDs Remote GridWLDFRContact from objectAggregated | WLDFR | HFTD - Distribution - Tier 3 - 1QU CoRE ¦ 2QU LoRE | Non-Red Flag Warning - Catastrophic Fires | Contact from object | Aggregated | 2044 | 3.0411e-06 | 156.5661 | 0.00047614 | 2044 | Mitigation | 0.95 | 45 | 0 | esc | 0.00097009 | 2.9502e-09 | 0.00097009 | 2.9502e-09 | 0.0027785 | 3.2252e-11 | 0.0093813 | 3.4616e-07
[120 empty] | 7.3.3.17.5 (Remote Grid) Updates to grid topology to minimize risk of ignition in HFTDs Remote GridWLDFRContact from objectAggregated | WLDFR | HFTD - Distribution - Tier 3 - 1QU CoRE ¦ 2QU LoRE | Non-Red Flag Warning - Catastrophic Fires | Contact from object | Aggregated | 2045 | 3.0411e-06 | 156.5661 | 0.00047614 | 2045 | Mitigation | 0.95 | 45 | 0 | esc | 0.00097009 | 2.9502e-09 | 0.00097009 | 2.9502e-09 | 0.0027785 | 3.2252e-11 | 0.0093813 | 3.4616e-07
[120 empty] | 7.3.3.17.5 (Remote Grid) Updates to grid topology to minimize risk of ignition in HFTDs Remote GridWLDFRContact from objectAggregated | WLDFR | HFTD - Distribution - Tier 3 - 1QU CoRE ¦ 2QU LoRE | Non-Red Flag Warning - Catastrophic Fires | Contact from object | Aggregated | 2046 | 3.0411e-06 | 156.5661 | 0.00047614 | 2046 | Mitigation | 0.95 | 45 | 0 | esc | 0.00097009 | 2.9502e-09 | 0.00097009 | 2.9502e-09 | 0 | 0 | 0.0093813 | 3.4616e-07
[120 empty] | 7.3.3.17.5 (Remote Grid) Updates to grid topology to minimize risk of ignition in HFTDs Remote GridWLDFRContact from objectAggregated | WLDFR | HFTD - Distribution - Tier 3 - 1QU CoRE ¦ 2QU LoRE | Non-Red Flag Warning - Catastrophic Fires | Contact from object | Aggregated | 2047 | 3.0411e-06 | 156.5661 | 0.00047614 | 2047 | Mitigation | 0.95 | 45 | 0 | esc | 0.00097009 | 2.9502e-09 | 0.00097009 | 2.9502e-09 | 0.0027785 | 3.1525e-10 | 0.0093813 | 3.4616e-07
[120 empty] | 7.3.3.17.5 (Remote Grid) Updates to grid topology to minimize risk of ignition in HFTDs Remote GridWLDFRContact from objectAggregated | WLDFR | HFTD - Distribution - Tier 3 - 1QU CoRE ¦ 2QU LoRE | Non-Red Flag Warning - Catastrophic Fires | Contact from object | Aggregated | 2048 | 3.0411e-06 | 156.5661 | 0.00047614 | 2048 | Mitigation | 0.95 | 45 | 0 | esc | 0.00097009 | 2.9502e-09 | 0.00097009 | 2.9502e-09 | 0.0027785 | 3.1525e-10 | 0.0093813 | 3.4616e-07
[120 empty] | 7.3.3.17.5 (Remote Grid) Updates to grid topology to minimize risk of ignition in HFTDs Remote GridWLDFRContact from objectAggregated | WLDFR | HFTD - Distribution - Tier 3 - 1QU CoRE ¦ 2QU LoRE | Non-Red Flag Warning - Catastrophic Fires | Contact from object | Aggregated | 2049 | 3.0411e-06 | 156.5661 | 0.00047614 | 2049 | Mitigation | 0.95 | 45 | 0 | esc | 0.00097009 | 2.9502e-09 | 0.00097009 | 2.9502e-09 | 0.0027785 | 3.1525e-10 | 0.0093813 | 3.4616e-07
[120 empty] | 7.3.3.17.5 (Remote Grid) Updates to grid topology to minimize risk of ignition in HFTDs Remote GridWLDFRContact from objectAggregated | WLDFR | HFTD - Distribution - Tier 3 - 1QU CoRE ¦ 2QU LoRE | Non-Red Flag Warning - Catastrophic Fires | Contact from object | Aggregated | 2050 | 3.0411e-06 | 156.5661 | 0.00047614 | 2050 | Mitigation | 0.95 | 45 | 0 | esc | 0.00097009 | 2.9502e-09 | 0.00097009 | 2.9502e-09 | 0.0027785 | 3.1525e-10 | 0.0093813 | 3.4616e-07
[120 empty] | 7.3.3.17.5 (Remote Grid) Updates to grid topology to minimize risk of ignition in HFTDs Remote GridWLDFRContact from objectAggregated | WLDFR | HFTD - Distribution - Tier 3 - 1QU CoRE ¦ 2QU LoRE | Non-Red Flag Warning - Catastrophic Fires | Contact from object | Aggregated | 2051 | 3.0411e-06 | 156.5661 | 0.00047614 | 2051 | Mitigation | 0.95 | 45 | 0 | esc | 0.00097009 | 2.9502e-09 | 0.00097009 | 2.9502e-09 | 0.0027785 | 3.1525e-10 | 0.0093813 | 3.4616e-07
[120 empty] | 7.3.3.17.5 (Remote Grid) Updates to grid topology to minimize risk of ignition in HFTDs Remote GridWLDFRContact from objectAggregated | WLDFR | HFTD - Distribution - Tier 3 - 1QU CoRE ¦ 2QU LoRE | Non-Red Flag Warning - Catastrophic Fires | Contact from object | Aggregated | 2052 | 3.0411e-06 | 156.5661 | 0.00047614 | 2052 | Mitigation | 0.95 | 45 | 0 | esc | 0.00097009 | 2.9502e-09 | 0.00097009 | 2.9502e-09 | 0.0027785 | 3.1525e-10 | 0.0093813 | 3.4616e-07
[120 empty] | 7.3.3.17.5 (Remote Grid) Updates to grid topology to minimize risk of ignition in HFTDs Remote GridWLDFRContact from objectAggregated | WLDFR | HFTD - Distribution - Tier 3 - 1QU CoRE ¦ 2QU LoRE | Non-Red Flag Warning - Catastrophic Fires | Contact from object | Aggregated | 2053 | 3.0411e-06 | 156.5661 | 0.00047614 | 2053 | Mitigation | 0.95 | 45 | 0 | esc | 0.00097009 | 2.9502e-09 | 0.00097009 | 2.9502e-09 | 0.0027785 | 3.1525e-10 | 0.0093813 | 3.4616e-07
[120 empty] | 7.3.3.17.5 (Remote Grid) Updates to grid topology to minimize risk of ignition in HFTDs Remote GridWLDFRContact from objectAggregated | WLDFR | HFTD - Distribution - Tier 3 - 1QU CoRE ¦ 2QU LoRE | Non-Red Flag Warning - Catastrophic Fires | Contact from object | Aggregated | 2054 | 3.0411e-06 | 156.5661 | 0.00047614 | 2054 | Mitigation | 0.95 | 45 | 0 | esc | 0.00097009 | 2.9502e-09 | 0.00097009 | 2.9502e-09 | 0.0027785 | 3.1525e-10 | 0.0093813 | 3.4616e-07
[120 empty] | 7.3.3.17.5 (Remote Grid) Updates to grid topology to minimize risk of ignition in HFTDs Remote GridWLDFRContact from objectAggregated | WLDFR | HFTD - Distribution - Tier 3 - 1QU CoRE ¦ 2QU LoRE | Non-Red Flag Warning - Catastrophic Fires | Contact from object | Aggregated | 2055 | 3.0411e-06 | 156.5661 | 0.00047614 | 2055 | Mitigation | 0.95 | 45 | 0 | esc | 0.00097009 | 2.9502e-09 | 0.00097009 | 2.9502e-09 | 0.0027785 | 3.1525e-10 | 0.0093813 | 3.4616e-07
[120 empty] | 7.3.3.17.5 (Remote Grid) Updates to grid topology to minimize risk of ignition in HFTDs Remote GridWLDFRContact from objectAggregated | WLDFR | HFTD - Distribution - Tier 3 - 1QU CoRE ¦ 2QU LoRE | Non-Red Flag Warning - Catastrophic Fires | Contact from object | Aggregated | 2056 | 3.0411e-06 | 156.5661 | 0.00047614 | 2056 | Mitigation | 0.95 | 45 | 0 | esc | 0.00097009 | 2.9502e-09 | 0.00097009 | 2.9502e-09 | 0.0027785 | 3.1525e-10 | 0.0093813 | 3.4616e-07
[120 empty] | 7.3.3.17.5 (Remote Grid) Updates to grid topology to minimize risk of ignition in HFTDs Remote GridWLDFRContact from objectAggregated | WLDFR | HFTD - Distribution - Tier 3 - 1QU CoRE ¦ 2QU LoRE | Non-Red Flag Warning - Catastrophic Fires | Contact from object | Aggregated | 2057 | 3.0411e-06 | 156.5661 | 0.00047614 | 2057 | Mitigation | 0.95 | 45 | 0 | esc | 0.00097009 | 2.9502e-09 | 0.00097009 | 2.9502e-09 | 0.0027785 | 3.1525e-10 | 0.0093813 | 3.4616e-07
[120 empty] | 7.3.3.17.5 (Remote Grid) Updates to grid topology to minimize risk of ignition in HFTDs Remote GridWLDFRContact from objectAggregated | WLDFR | HFTD - Distribution - Tier 3 - 1QU CoRE ¦ 2QU LoRE | Non-Red Flag Warning - Catastrophic Fires | Contact from object | Aggregated | 2058 | 3.0411e-06 | 156.5661 | 0.00047614 | 2058 | Mitigation | 0.95 | 45 | 0 | esc | 0.00097009 | 2.9502e-09 | 0.00097009 | 2.9502e-09 | 0.0027785 | 3.1525e-10 | 0.0093813 | 3.4616e-07
[120 empty] | 7.3.3.17.5 (Remote Grid) Updates to grid topology to minimize risk of ignition in HFTDs Remote GridWLDFRContact from objectAggregated | WLDFR | HFTD - Distribution - Tier 3 - 1QU CoRE ¦ 2QU LoRE | Non-Red Flag Warning - Catastrophic Fires | Contact from object | Aggregated | 2059 | 3.0411e-06 | 156.5661 | 0.00047614 | 2059 | Mitigation | 0.95 | 45 | 0 | esc | 0.00097009 | 2.9502e-09 | 0.00097009 | 2.9502e-09 | 0.0027785 | 3.1525e-10 | 0.0093813 | 3.4616e-07
[120 empty] | 7.3.3.17.5 (Remote Grid) Updates to grid topology to minimize risk of ignition in HFTDs Remote GridWLDFRContact from objectAggregated | WLDFR | HFTD - Distribution - Tier 3 - 1QU CoRE ¦ 2QU LoRE | Non-Red Flag Warning - Catastrophic Fires | Contact from object | Aggregated | 2060 | 3.0411e-06 | 156.5661 | 0.00047614 | 2060 | Mitigation | 0.95 | 45 | 0 | esc | 0.00097009 | 2.9502e-09 | 0.00097009 | 2.9502e-09 | 0.0027785 | 3.1525e-10 | 0.0093813 | 3.4616e-07
[120 empty] | 7.3.3.17.5 (Remote Grid) Updates to grid topology to minimize risk of ignition in HFTDs Remote GridWLDFRContact from objectAggregated | WLDFR | HFTD - Distribution - Tier 3 - 1QU CoRE ¦ 2QU LoRE | Non-Red Flag Warning - Catastrophic Fires | Contact from object | Aggregated | 2061 | 3.0411e-06 | 156.5661 | 0.00047614 | 2061 | Mitigation | 0.95 | 45 | 0 | esc | 0.00097009 | 2.9502e-09 | 0.00097009 | 2.9502e-09 | 0.0027785 | 3.1525e-10 | 0.0093813 | 3.4616e-07
[120 empty] | 7.3.3.17.5 (Remote Grid) Updates to grid topology to minimize risk of ignition in HFTDs Remote GridWLDFRContact from objectAggregated | WLDFR | HFTD - Distribution - Tier 3 - 1QU CoRE ¦ 2QU LoRE | Non-Red Flag Warning - Catastrophic Fires | Contact from object | Aggregated | 2062 | 3.0411e-06 | 156.5661 | 0.00047614 | 2062 | Mitigation | 0.95 | 45 | 0 | esc | 0.00097009 | 2.9502e-09 | 0.00097009 | 2.9502e-09 | 0.0027785 | 3.1525e-10 | 0.0093813 | 3.4616e-07
[120 empty] | 7.3.3.17.5 (Remote Grid) Updates to grid topology to minimize risk of ignition in HFTDs Remote GridWLDFRContact from objectAggregated | WLDFR | HFTD - Distribution - Tier 3 - 1QU CoRE ¦ 2QU LoRE | Non-Red Flag Warning - Catastrophic Fires | Contact from object | Aggregated | 2063 | 3.0411e-06 | 156.5661 | 0.00047614 | 2063 | Mitigation | 0.95 | 45 | 0 | esc | 0.00097009 | 2.9502e-09 | 0.00097009 | 2.9502e-09 | 0.0027785 | 3.1525e-10 | 0.0093813 | 3.4616e-07
[120 empty] | 7.3.3.17.5 (Remote Grid) Updates to grid topology to minimize risk of ignition in HFTDs Remote GridWLDFRContact from objectAggregated | WLDFR | HFTD - Distribution - Tier 3 - 1QU CoRE ¦ 2QU LoRE | Non-Red Flag Warning - Catastrophic Fires | Contact from object | Aggregated | 2064 | 3.0411e-06 | 156.5661 | 0.00047614 | 2064 | Mitigation | 0.95 | 45 | 0 | esc | 0.00097009 | 2.9502e-09 | 0.00097009 | 2.9502e-09 | 0.0027785 | 3.1525e-10 | 0.0093813 | 3.4616e-07
[120 empty] | 7.3.3.17.5 (Remote Grid) Updates to grid topology to minimize risk of ignition in HFTDs Remote GridWLDFRContact from objectAggregated | WLDFR | HFTD - Distribution - Tier 3 - 1QU CoRE ¦ 2QU LoRE | Non-Red Flag Warning - Catastrophic Fires | Contact from object | Aggregated | 2065 | 3.0411e-06 | 156.5661 | 0.00047614 | 2065 | Mitigation | 0.95 | 45 | 0 | esc | 0.00097009 | 2.9502e-09 | 0.00097009 | 2.9502e-09 | 0.0027785 | 3.1525e-10 | 0.0093813 | 3.4616e-07
[120 empty] | 7.3.3.17.5 (Remote Grid) Updates to grid topology to minimize risk of ignition in HFTDs Remote GridWLDFRContact from objectAggregated | WLDFR | HFTD - Distribution - Tier 3 - 1QU CoRE ¦ 2QU LoRE | Non-Red Flag Warning - Catastrophic Fires | Contact from object | Aggregated | 2066 | 3.0411e-06 | 156.5661 | 0.00047614 | 2066 | Mitigation | 0.95 | 45 | 0 | esc | 0.00097009 | 2.9502e-09 | 0.00097009 | 2.9502e-09 | 0.0027785 | 3.1525e-10 | 0 | 0
[120 empty] | 7.3.3.17.5 (Remote Grid) Updates to grid topology to minimize risk of ignition in HFTDs Remote GridWLDFRContact from objectAggregated | WLDFR | HFTD - Distribution - Tier 3 - 1QU CoRE ¦ 2QU LoRE | Non-Red Flag Warning - Catastrophic Fires | Contact from object | Aggregated | 2067 | 3.0411e-06 | 156.5661 | 0.00047614 | 2067 | Mitigation | 0.95 | 45 | 0 | esc | 0 | 0 | 0.00097009 | 2.9502e-09 | 0.0027785 | 3.1525e-10 | 0 | 0
[120 empty] | 7.3.3.17.5 (Remote Grid) Updates to grid topology to minimize risk of ignition in HFTDs Remote GridWLDFRContaminationAggregated | WLDFR | HFTD - Distribution - Tier 3 - 1QU CoRE ¦ 2QU LoRE | Non-Red Flag Warning - Catastrophic Fires | Contamination | Aggregated | 2022 | 1.19e-07 | 156.5661 | 1.8632e-05 | 2022 | Mitigation | 0.95 | 45 | 0 | esc | 0.00097009 | 1.1544e-10 | 0 | 0 | 0.0027785 | 3.1525e-10 | 0.014004 | 7.5145e-08
[120 empty] | 7.3.3.17.5 (Remote Grid) Updates to grid topology to minimize risk of ignition in HFTDs Remote GridWLDFRContaminationAggregated | WLDFR | HFTD - Distribution - Tier 3 - 1QU CoRE ¦ 2QU LoRE | Non-Red Flag Warning - Catastrophic Fires | Contamination | Aggregated | 2023 | 1.19e-07 | 156.5661 | 1.8632e-05 | 2023 | Mitigation | 0.95 | 45 | 0 | esc | 0.00097009 | 1.1544e-10 | 0.00097009 | 1.1544e-10 | 0.0027785 | 3.1525e-10 | 0.014004 | 7.5145e-08
[120 empty] | 7.3.3.17.5 (Remote Grid) Updates to grid topology to minimize risk of ignition in HFTDs Remote GridWLDFRContaminationAggregated | WLDFR | HFTD - Distribution - Tier 3 - 1QU CoRE ¦ 2QU LoRE | Non-Red Flag Warning - Catastrophic Fires | Contamination | Aggregated | 2024 | 1.19e-07 | 156.5661 | 1.8632e-05 | 2024 | Mitigation | 0.95 | 45 | 0 | esc | 0.00097009 | 1.1544e-10 | 0.00097009 | 1.1544e-10 | 0.0027785 | 3.1525e-10 | 0.014004 | 7.5145e-08
[120 empty] | 7.3.3.17.5 (Remote Grid) Updates to grid topology to minimize risk of ignition in HFTDs Remote GridWLDFRContaminationAggregated | WLDFR | HFTD - Distribution - Tier 3 - 1QU CoRE ¦ 2QU LoRE | Non-Red Flag Warning - Catastrophic Fires | Contamination | Aggregated | 2025 | 1.19e-07 | 156.5661 | 1.8632e-05 | 2025 | Mitigation | 0.95 | 45 | 0 | esc | 0.00097009 | 1.1544e-10 | 0.00097009 | 1.1544e-10 | 0.0027785 | 3.1525e-10 | 0.014004 | 7.5145e-08
[120 empty] | 7.3.3.17.5 (Remote Grid) Updates to grid topology to minimize risk of ignition in HFTDs Remote GridWLDFRContaminationAggregated | WLDFR | HFTD - Distribution - Tier 3 - 1QU CoRE ¦ 2QU LoRE | Non-Red Flag Warning - Catastrophic Fires | Contamination | Aggregated | 2026 | 1.19e-07 | 156.5661 | 1.8632e-05 | 2026 | Mitigation | 0.95 | 45 | 0 | esc | 0.00097009 | 1.1544e-10 | 0.00097009 | 1.1544e-10 | 0.0027785 | 3.1525e-10 | 0.014004 | 7.5145e-08
[120 empty] | 7.3.3.17.5 (Remote Grid) Updates to grid topology to minimize risk of ignition in HFTDs Remote GridWLDFRContaminationAggregated | WLDFR | HFTD - Distribution - Tier 3 - 1QU CoRE ¦ 2QU LoRE | Non-Red Flag Warning - Catastrophic Fires | Contamination | Aggregated | 2027 | 1.19e-07 | 156.5661 | 1.8632e-05 | 2027 | Mitigation | 0.95 | 45 | 0 | esc | 0.00097009 | 1.1544e-10 | 0.00097009 | 1.1544e-10 | 0.0027785 | 3.1525e-10 | 0.014004 | 7.5145e-08
[120 empty] | 7.3.3.17.5 (Remote Grid) Updates to grid topology to minimize risk of ignition in HFTDs Remote GridWLDFRContaminationAggregated | WLDFR | HFTD - Distribution - Tier 3 - 1QU CoRE ¦ 2QU LoRE | Non-Red Flag Warning - Catastrophic Fires | Contamination | Aggregated | 2028 | 1.19e-07 | 156.5661 | 1.8632e-05 | 2028 | Mitigation | 0.95 | 45 | 0 | esc | 0.00097009 | 1.1544e-10 | 0.00097009 | 1.1544e-10 | 0.0027785 | 3.1525e-10 | 0.014004 | 7.5145e-08
[120 empty] | 7.3.3.17.5 (Remote Grid) Updates to grid topology to minimize risk of ignition in HFTDs Remote GridWLDFRContaminationAggregated | WLDFR | HFTD - Distribution - Tier 3 - 1QU CoRE ¦ 2QU LoRE | Non-Red Flag Warning - Catastrophic Fires | Contamination | Aggregated | 2029 | 1.19e-07 | 156.5661 | 1.8632e-05 | 2029 | Mitigation | 0.95 | 45 | 0 | esc | 0.00097009 | 1.1544e-10 | 0.00097009 | 1.1544e-10 | 0.0027785 | 3.1525e-10 | 0.014004 | 7.5145e-08
[120 empty] | 7.3.3.17.5 (Remote Grid) Updates to grid topology to minimize risk of ignition in HFTDs Remote GridWLDFRContaminationAggregated | WLDFR | HFTD - Distribution - Tier 3 - 1QU CoRE ¦ 2QU LoRE | Non-Red Flag Warning - Catastrophic Fires | Contamination | Aggregated | 2030 | 1.19e-07 | 156.5661 | 1.8632e-05 | 2030 | Mitigation | 0.95 | 45 | 0 | esc | 0.00097009 | 1.1544e-10 | 0.00097009 | 1.1544e-10 | 0.0027785 | 3.1525e-10 | 0.014004 | 7.5145e-08
[120 empty] | 7.3.3.17.5 (Remote Grid) Updates to grid topology to minimize risk of ignition in HFTDs Remote GridWLDFRContaminationAggregated | WLDFR | HFTD - Distribution - Tier 3 - 1QU CoRE ¦ 2QU LoRE | Non-Red Flag Warning - Catastrophic Fires | Contamination | Aggregated | 2031 | 1.19e-07 | 156.5661 | 1.8632e-05 | 2031 | Mitigation | 0.95 | 45 | 0 | esc | 0.00097009 | 1.1544e-10 | 0.00097009 | 1.1544e-10 | 0.0027785 | 3.1525e-10 | 0.014004 | 7.5145e-08
[120 empty] | 7.3.3.17.5 (Remote Grid) Updates to grid topology to minimize risk of ignition in HFTDs Remote GridWLDFRContaminationAggregated | WLDFR | HFTD - Distribution - Tier 3 - 1QU CoRE ¦ 2QU LoRE | Non-Red Flag Warning - Catastrophic Fires | Contamination | Aggregated | 2032 | 1.19e-07 | 156.5661 | 1.8632e-05 | 2032 | Mitigation | 0.95 | 45 | 0 | esc | 0.00097009 | 1.1544e-10 | 0.00097009 | 1.1544e-10 | 0.0027785 | 3.1525e-10 | 0.014004 | 7.5145e-08
[120 empty] | 7.3.3.17.5 (Remote Grid) Updates to grid topology to minimize risk of ignition in HFTDs Remote GridWLDFRContaminationAggregated | WLDFR | HFTD - Distribution - Tier 3 - 1QU CoRE ¦ 2QU LoRE | Non-Red Flag Warning - Catastrophic Fires | Contamination | Aggregated | 2033 | 1.19e-07 | 156.5661 | 1.8632e-05 | 2033 | Mitigation | 0.95 | 45 | 0 | esc | 0.00097009 | 1.1544e-10 | 0.00097009 | 1.1544e-10 | 0.0027785 | 3.1525e-10 | 0.014004 | 7.5145e-08
[120 empty] | 7.3.3.17.5 (Remote Grid) Updates to grid topology to minimize risk of ignition in HFTDs Remote GridWLDFRContaminationAggregated | WLDFR | HFTD - Distribution - Tier 3 - 1QU CoRE ¦ 2QU LoRE | Non-Red Flag Warning - Catastrophic Fires | Contamination | Aggregated | 2034 | 1.19e-07 | 156.5661 | 1.8632e-05 | 2034 | Mitigation | 0.95 | 45 | 0 | esc | 0.00097009 | 1.1544e-10 | 0.00097009 | 1.1544e-10 | 0.0027785 | 3.1525e-10 | 0.014004 | 7.5145e-08
[120 empty] | 7.3.3.17.5 (Remote Grid) Updates to grid topology to minimize risk of ignition in HFTDs Remote GridWLDFRContaminationAggregated | WLDFR | HFTD - Distribution - Tier 3 - 1QU CoRE ¦ 2QU LoRE | Non-Red Flag Warning - Catastrophic Fires | Contamination | Aggregated | 2035 | 1.19e-07 | 156.5661 | 1.8632e-05 | 2035 | Mitigation | 0.95 | 45 | 0 | esc | 0.00097009 | 1.1544e-10 | 0.00097009 | 1.1544e-10 | 0.0027785 | 3.1525e-10 | 0.014004 | 7.5145e-08
[120 empty] | 7.3.3.17.5 (Remote Grid) Updates to grid topology to minimize risk of ignition in HFTDs Remote GridWLDFRContaminationAggregated | WLDFR | HFTD - Distribution - Tier 3 - 1QU CoRE ¦ 2QU LoRE | Non-Red Flag Warning - Catastrophic Fires | Contamination | Aggregated | 2036 | 1.19e-07 | 156.5661 | 1.8632e-05 | 2036 | Mitigation | 0.95 | 45 | 0 | esc | 0.00097009 | 1.1544e-10 | 0.00097009 | 1.1544e-10 | 0.0027785 | 3.1525e-10 | 0.014004 | 7.5145e-08
[120 empty] | 7.3.3.17.5 (Remote Grid) Updates to grid topology to minimize risk of ignition in HFTDs Remote GridWLDFRContaminationAggregated | WLDFR | HFTD - Distribution - Tier 3 - 1QU CoRE ¦ 2QU LoRE | Non-Red Flag Warning - Catastrophic Fires | Contamination | Aggregated | 2037 | 1.19e-07 | 156.5661 | 1.8632e-05 | 2037 | Mitigation | 0.95 | 45 | 0 | esc | 0.00097009 | 1.1544e-10 | 0.00097009 | 1.1544e-10 | 0.0027785 | 3.1525e-10 | 0.014004 | 7.5145e-08
[120 empty] | 7.3.3.17.5 (Remote Grid) Updates to grid topology to minimize risk of ignition in HFTDs Remote GridWLDFRContaminationAggregated | WLDFR | HFTD - Distribution - Tier 3 - 1QU CoRE ¦ 2QU LoRE | Non-Red Flag Warning - Catastrophic Fires | Contamination | Aggregated | 2038 | 1.19e-07 | 156.5661 | 1.8632e-05 | 2038 | Mitigation | 0.95 | 45 | 0 | esc | 0.00097009 | 1.1544e-10 | 0.00097009 | 1.1544e-10 | 0.0027785 | 3.1525e-10 | 0.014004 | 7.5145e-08
[120 empty] | 7.3.3.17.5 (Remote Grid) Updates to grid topology to minimize risk of ignition in HFTDs Remote GridWLDFRContaminationAggregated | WLDFR | HFTD - Distribution - Tier 3 - 1QU CoRE ¦ 2QU LoRE | Non-Red Flag Warning - Catastrophic Fires | Contamination | Aggregated | 2039 | 1.19e-07 | 156.5661 | 1.8632e-05 | 2039 | Mitigation | 0.95 | 45 | 0 | esc | 0.00097009 | 1.1544e-10 | 0.00097009 | 1.1544e-10 | 0.0027785 | 3.1525e-10 | 0.014004 | 7.5145e-08
[120 empty] | 7.3.3.17.5 (Remote Grid) Updates to grid topology to minimize risk of ignition in HFTDs Remote GridWLDFRContaminationAggregated | WLDFR | HFTD - Distribution - Tier 3 - 1QU CoRE ¦ 2QU LoRE | Non-Red Flag Warning - Catastrophic Fires | Contamination | Aggregated | 2040 | 1.19e-07 | 156.5661 | 1.8632e-05 | 2040 | Mitigation | 0.95 | 45 | 0 | esc | 0.00097009 | 1.1544e-10 | 0.00097009 | 1.1544e-10 | 0.0027785 | 3.1525e-10 | 0.014004 | 7.5145e-08
[120 empty] | 7.3.3.17.5 (Remote Grid) Updates to grid topology to minimize risk of ignition in HFTDs Remote GridWLDFRContaminationAggregated | WLDFR | HFTD - Distribution - Tier 3 - 1QU CoRE ¦ 2QU LoRE | Non-Red Flag Warning - Catastrophic Fires | Contamination | Aggregated | 2041 | 1.19e-07 | 156.5661 | 1.8632e-05 | 2041 | Mitigation | 0.95 | 45 | 0 | esc | 0.00097009 | 1.1544e-10 | 0.00097009 | 1.1544e-10 | 0.0027785 | 3.1525e-10 | 0.014004 | 7.5145e-08
[120 empty] | 7.3.3.17.5 (Remote Grid) Updates to grid topology to minimize risk of ignition in HFTDs Remote GridWLDFRContaminationAggregated | WLDFR | HFTD - Distribution - Tier 3 - 1QU CoRE ¦ 2QU LoRE | Non-Red Flag Warning - Catastrophic Fires | Contamination | Aggregated | 2042 | 1.19e-07 | 156.5661 | 1.8632e-05 | 2042 | Mitigation | 0.95 | 45 | 0 | esc | 0.00097009 | 1.1544e-10 | 0.00097009 | 1.1544e-10 | 0.0027785 | 3.1525e-10 | 0.014004 | 7.5145e-08
[120 empty] | 7.3.3.17.5 (Remote Grid) Updates to grid topology to minimize risk of ignition in HFTDs Remote GridWLDFRContaminationAggregated | WLDFR | HFTD - Distribution - Tier 3 - 1QU CoRE ¦ 2QU LoRE | Non-Red Flag Warning - Catastrophic Fires | Contamination | Aggregated | 2043 | 1.19e-07 | 156.5661 | 1.8632e-05 | 2043 | Mitigation | 0.95 | 45 | 0 | esc | 0.00097009 | 1.1544e-10 | 0.00097009 | 1.1544e-10 | 0.0027785 | 3.1525e-10 | 0.014004 | 7.5145e-08
[120 empty] | 7.3.3.17.5 (Remote Grid) Updates to grid topology to minimize risk of ignition in HFTDs Remote GridWLDFRContaminationAggregated | WLDFR | HFTD - Distribution - Tier 3 - 1QU CoRE ¦ 2QU LoRE | Non-Red Flag Warning - Catastrophic Fires | Contamination | Aggregated | 2044 | 1.19e-07 | 156.5661 | 1.8632e-05 | 2044 | Mitigation | 0.95 | 45 | 0 | esc | 0.00097009 | 1.1544e-10 | 0.00097009 | 1.1544e-10 | 0.0027785 | 3.1525e-10 | 0.014004 | 7.5145e-08
[120 empty] | 7.3.3.17.5 (Remote Grid) Updates to grid topology to minimize risk of ignition in HFTDs Remote GridWLDFRContaminationAggregated | WLDFR | HFTD - Distribution - Tier 3 - 1QU CoRE ¦ 2QU LoRE | Non-Red Flag Warning - Catastrophic Fires | Contamination | Aggregated | 2045 | 1.19e-07 | 156.5661 | 1.8632e-05 | 2045 | Mitigation | 0.95 | 45 | 0 | esc | 0.00097009 | 1.1544e-10 | 0.00097009 | 1.1544e-10 | 0.0027785 | 3.1525e-10 | 0.014004 | 7.5145e-08
[120 empty] | 7.3.3.17.5 (Remote Grid) Updates to grid topology to minimize risk of ignition in HFTDs Remote GridWLDFRContaminationAggregated | WLDFR | HFTD - Distribution - Tier 3 - 1QU CoRE ¦ 2QU LoRE | Non-Red Flag Warning - Catastrophic Fires | Contamination | Aggregated | 2046 | 1.19e-07 | 156.5661 | 1.8632e-05 | 2046 | Mitigation | 0.95 | 45 | 0 | esc | 0.00097009 | 1.1544e-10 | 0.00097009 | 1.1544e-10 | 0.0027785 | 3.1525e-10 | 0.014004 | 7.5145e-08
[120 empty] | 7.3.3.17.5 (Remote Grid) Updates to grid topology to minimize risk of ignition in HFTDs Remote GridWLDFRContaminationAggregated | WLDFR | HFTD - Distribution - Tier 3 - 1QU CoRE ¦ 2QU LoRE | Non-Red Flag Warning - Catastrophic Fires | Contamination | Aggregated | 2047 | 1.19e-07 | 156.5661 | 1.8632e-05 | 2047 | Mitigation | 0.95 | 45 | 0 | esc | 0.00097009 | 1.1544e-10 | 0.00097009 | 1.1544e-10 | 0.0027785 | 3.1525e-10 | 0.014004 | 7.5145e-08
[120 empty] | 7.3.3.17.5 (Remote Grid) Updates to grid topology to minimize risk of ignition in HFTDs Remote GridWLDFRContaminationAggregated | WLDFR | HFTD - Distribution - Tier 3 - 1QU CoRE ¦ 2QU LoRE | Non-Red Flag Warning - Catastrophic Fires | Contamination | Aggregated | 2048 | 1.19e-07 | 156.5661 | 1.8632e-05 | 2048 | Mitigation | 0.95 | 45 | 0 | esc | 0.00097009 | 1.1544e-10 | 0.00097009 | 1.1544e-10 | 0.0027785 | 3.1525e-10 | 0.014004 | 7.5145e-08
[120 empty] | 7.3.3.17.5 (Remote Grid) Updates to grid topology to minimize risk of ignition in HFTDs Remote GridWLDFRContaminationAggregated | WLDFR | HFTD - Distribution - Tier 3 - 1QU CoRE ¦ 2QU LoRE | Non-Red Flag Warning - Catastrophic Fires | Contamination | Aggregated | 2049 | 1.19e-07 | 156.5661 | 1.8632e-05 | 2049 | Mitigation | 0.95 | 45 | 0 | esc | 0.00097009 | 1.1544e-10 | 0.00097009 | 1.1544e-10 | 0.0027785 | 3.1525e-10 | 0.014004 | 7.5145e-08
[120 empty] | 7.3.3.17.5 (Remote Grid) Updates to grid topology to minimize risk of ignition in HFTDs Remote GridWLDFRContaminationAggregated | WLDFR | HFTD - Distribution - Tier 3 - 1QU CoRE ¦ 2QU LoRE | Non-Red Flag Warning - Catastrophic Fires | Contamination | Aggregated | 2050 | 1.19e-07 | 156.5661 | 1.8632e-05 | 2050 | Mitigation | 0.95 | 45 | 0 | esc | 0.00097009 | 1.1544e-10 | 0.00097009 | 1.1544e-10 | 0 | 0 | 0.014004 | 7.5145e-08
[120 empty] | 7.3.3.17.5 (Remote Grid) Updates to grid topology to minimize risk of ignition in HFTDs Remote GridWLDFRContaminationAggregated | WLDFR | HFTD - Distribution - Tier 3 - 1QU CoRE ¦ 2QU LoRE | Non-Red Flag Warning - Catastrophic Fires | Contamination | Aggregated | 2051 | 1.19e-07 | 156.5661 | 1.8632e-05 | 2051 | Mitigation | 0.95 | 45 | 0 | esc | 0.00097009 | 1.1544e-10 | 0.00097009 | 1.1544e-10 | 0.0027785 | 3.5413e-10 | 0.014004 | 7.5145e-08
[120 empty] | 7.3.3.17.5 (Remote Grid) Updates to grid topology to minimize risk of ignition in HFTDs Remote GridWLDFRContaminationAggregated | WLDFR | HFTD - Distribution - Tier 3 - 1QU CoRE ¦ 2QU LoRE | Non-Red Flag Warning - Catastrophic Fires | Contamination | Aggregated | 2052 | 1.19e-07 | 156.5661 | 1.8632e-05 | 2052 | Mitigation | 0.95 | 45 | 0 | esc | 0.00097009 | 1.1544e-10 | 0.00097009 | 1.1544e-10 | 0.0027785 | 3.5413e-10 | 0 | 0
[120 empty] | 7.3.3.17.5 (Remote Grid) Updates to grid topology to minimize risk of ignition in HFTDs Remote GridWLDFRContaminationAggregated | WLDFR | HFTD - Distribution - Tier 3 - 1QU CoRE ¦ 2QU LoRE | Non-Red Flag Warning - Catastrophic Fires | Contamination | Aggregated | 2053 | 1.19e-07 | 156.5661 | 1.8632e-05 | 2053 | Mitigation | 0.95 | 45 | 0 | esc | 0.00097009 | 1.1544e-10 | 0.00097009 | 1.1544e-10 | 0.0027785 | 3.5413e-10 | 0 | 0
[120 empty] | 7.3.3.17.5 (Remote Grid) Updates to grid topology to minimize risk of ignition in HFTDs Remote GridWLDFRContaminationAggregated | WLDFR | HFTD - Distribution - Tier 3 - 1QU CoRE ¦ 2QU LoRE | Non-Red Flag Warning - Catastrophic Fires | Contamination | Aggregated | 2054 | 1.19e-07 | 156.5661 | 1.8632e-05 | 2054 | Mitigation | 0.95 | 45 | 0 | esc | 0.00097009 | 1.1544e-10 | 0.00097009 | 1.1544e-10 | 0.0027785 | 3.5413e-10 | 0.012777 | 2.7222e-08
[120 empty] | 7.3.3.17.5 (Remote Grid) Updates to grid topology to minimize risk of ignition in HFTDs Remote GridWLDFRContaminationAggregated | WLDFR | HFTD - Distribution - Tier 3 - 1QU CoRE ¦ 2QU LoRE | Non-Red Flag Warning - Catastrophic Fires | Contamination | Aggregated | 2055 | 1.19e-07 | 156.5661 | 1.8632e-05 | 2055 | Mitigation | 0.95 | 45 | 0 | esc | 0.00097009 | 1.1544e-10 | 0.00097009 | 1.1544e-10 | 0.0027785 | 3.5413e-10 | 0.012777 | 2.7222e-08
[120 empty] | 7.3.3.17.5 (Remote Grid) Updates to grid topology to minimize risk of ignition in HFTDs Remote GridWLDFRContaminationAggregated | WLDFR | HFTD - Distribution - Tier 3 - 1QU CoRE ¦ 2QU LoRE | Non-Red Flag Warning - Catastrophic Fires | Contamination | Aggregated | 2056 | 1.19e-07 | 156.5661 | 1.8632e-05 | 2056 | Mitigation | 0.95 | 45 | 0 | esc | 0.00097009 | 1.1544e-10 | 0.00097009 | 1.1544e-10 | 0.0027785 | 3.5413e-10 | 0.012777 | 2.7222e-08
[120 empty] | 7.3.3.17.5 (Remote Grid) Updates to grid topology to minimize risk of ignition in HFTDs Remote GridWLDFRContaminationAggregated | WLDFR | HFTD - Distribution - Tier 3 - 1QU CoRE ¦ 2QU LoRE | Non-Red Flag Warning - Catastrophic Fires | Contamination | Aggregated | 2057 | 1.19e-07 | 156.5661 | 1.8632e-05 | 2057 | Mitigation | 0.95 | 45 | 0 | esc | 0.00097009 | 1.1544e-10 | 0.00097009 | 1.1544e-10 | 0.0027785 | 3.5413e-10 | 0.012777 | 2.7222e-08
[120 empty] | 7.3.3.17.5 (Remote Grid) Updates to grid topology to minimize risk of ignition in HFTDs Remote GridWLDFRContaminationAggregated | WLDFR | HFTD - Distribution - Tier 3 - 1QU CoRE ¦ 2QU LoRE | Non-Red Flag Warning - Catastrophic Fires | Contamination | Aggregated | 2058 | 1.19e-07 | 156.5661 | 1.8632e-05 | 2058 | Mitigation | 0.95 | 45 | 0 | esc | 0.00097009 | 1.1544e-10 | 0.00097009 | 1.1544e-10 | 0.0027785 | 3.5413e-10 | 0.012777 | 2.7222e-08
[120 empty] | 7.3.3.17.5 (Remote Grid) Updates to grid topology to minimize risk of ignition in HFTDs Remote GridWLDFRContaminationAggregated | WLDFR | HFTD - Distribution - Tier 3 - 1QU CoRE ¦ 2QU LoRE | Non-Red Flag Warning - Catastrophic Fires | Contamination | Aggregated | 2059 | 1.19e-07 | 156.5661 | 1.8632e-05 | 2059 | Mitigation | 0.95 | 45 | 0 | esc | 0.00097009 | 1.1544e-10 | 0.00097009 | 1.1544e-10 | 0.0027785 | 3.5413e-10 | 0.012777 | 2.7222e-08
[120 empty] | 7.3.3.17.5 (Remote Grid) Updates to grid topology to minimize risk of ignition in HFTDs Remote GridWLDFRContaminationAggregated | WLDFR | HFTD - Distribution - Tier 3 - 1QU CoRE ¦ 2QU LoRE | Non-Red Flag Warning - Catastrophic Fires | Contamination | Aggregated | 2060 | 1.19e-07 | 156.5661 | 1.8632e-05 | 2060 | Mitigation | 0.95 | 45 | 0 | esc | 0.00097009 | 1.1544e-10 | 0.00097009 | 1.1544e-10 | 0.0027785 | 3.5413e-10 | 0.012777 | 2.7222e-08
[120 empty] | 7.3.3.17.5 (Remote Grid) Updates to grid topology to minimize risk of ignition in HFTDs Remote GridWLDFRContaminationAggregated | WLDFR | HFTD - Distribution - Tier 3 - 1QU CoRE ¦ 2QU LoRE | Non-Red Flag Warning - Catastrophic Fires | Contamination | Aggregated | 2061 | 1.19e-07 | 156.5661 | 1.8632e-05 | 2061 | Mitigation | 0.95 | 45 | 0 | esc | 0.00097009 | 1.1544e-10 | 0.00097009 | 1.1544e-10 | 0.0027785 | 3.5413e-10 | 0.012777 | 2.7222e-08
[120 empty] | 7.3.3.17.5 (Remote Grid) Updates to grid topology to minimize risk of ignition in HFTDs Remote GridWLDFRContaminationAggregated | WLDFR | HFTD - Distribution - Tier 3 - 1QU CoRE ¦ 2QU LoRE | Non-Red Flag Warning - Catastrophic Fires | Contamination | Aggregated | 2062 | 1.19e-07 | 156.5661 | 1.8632e-05 | 2062 | Mitigation | 0.95 | 45 | 0 | esc | 0.00097009 | 1.1544e-10 | 0.00097009 | 1.1544e-10 | 0.0027785 | 3.5413e-10 | 0.012777 | 2.7222e-08
[120 empty] | 7.3.3.17.5 (Remote Grid) Updates to grid topology to minimize risk of ignition in HFTDs Remote GridWLDFRContaminationAggregated | WLDFR | HFTD - Distribution - Tier 3 - 1QU CoRE ¦ 2QU LoRE | Non-Red Flag Warning - Catastrophic Fires | Contamination | Aggregated | 2063 | 1.19e-07 | 156.5661 | 1.8632e-05 | 2063 | Mitigation | 0.95 | 45 | 0 | esc | 0.00097009 | 1.1544e-10 | 0.00097009 | 1.1544e-10 | 0.0027785 | 3.5413e-10 | 0.012777 | 2.7222e-08
[120 empty] | 7.3.3.17.5 (Remote Grid) Updates to grid topology to minimize risk of ignition in HFTDs Remote GridWLDFRContaminationAggregated | WLDFR | HFTD - Distribution - Tier 3 - 1QU CoRE ¦ 2QU LoRE | Non-Red Flag Warning - Catastrophic Fires | Contamination | Aggregated | 2064 | 1.19e-07 | 156.5661 | 1.8632e-05 | 2064 | Mitigation | 0.95 | 45 | 0 | esc | 0.00097009 | 1.1544e-10 | 0.00097009 | 1.1544e-10 | 0.0027785 | 3.5413e-10 | 0.012777 | 2.7222e-08
[120 empty] | 7.3.3.17.5 (Remote Grid) Updates to grid topology to minimize risk of ignition in HFTDs Remote GridWLDFRContaminationAggregated | WLDFR | HFTD - Distribution - Tier 3 - 1QU CoRE ¦ 2QU LoRE | Non-Red Flag Warning - Catastrophic Fires | Contamination | Aggregated | 2065 | 1.19e-07 | 156.5661 | 1.8632e-05 | 2065 | Mitigation | 0.95 | 45 | 0 | esc | 0.00097009 | 1.1544e-10 | 0.00097009 | 1.1544e-10 | 0.0027785 | 3.5413e-10 | 0.012777 | 2.7222e-08
[120 empty] | 7.3.3.17.5 (Remote Grid) Updates to grid topology to minimize risk of ignition in HFTDs Remote GridWLDFRContaminationAggregated | WLDFR | HFTD - Distribution - Tier 3 - 1QU CoRE ¦ 2QU LoRE | Non-Red Flag Warning - Catastrophic Fires | Contamination | Aggregated | 2066 | 1.19e-07 | 156.5661 | 1.8632e-05 | 2066 | Mitigation | 0.95 | 45 | 0 | esc | 0.00097009 | 1.1544e-10 | 0.00097009 | 1.1544e-10 | 0.0027785 | 3.5413e-10 | 0.012777 | 2.7222e-08
[120 empty] | 7.3.3.17.5 (Remote Grid) Updates to grid topology to minimize risk of ignition in HFTDs Remote GridWLDFRContaminationAggregated | WLDFR | HFTD - Distribution - Tier 3 - 1QU CoRE ¦ 2QU LoRE | Non-Red Flag Warning - Catastrophic Fires | Contamination | Aggregated | 2067 | 1.19e-07 | 156.5661 | 1.8632e-05 | 2067 | Mitigation | 0.95 | 45 | 0 | esc | 0 | 0 | 0.00097009 | 1.1544e-10 | 0.0027785 | 3.5413e-10 | 0.012777 | 2.7222e-08
[120 empty] | 7.3.3.17.5 (Remote Grid) Updates to grid topology to minimize risk of ignition in HFTDs Remote GridWLDFREquipment / facility failureAggregated | WLDFR | HFTD - Distribution - Tier 3 - 1QU CoRE ¦ 2QU LoRE | Non-Red Flag Warning - Catastrophic Fires | Equipment / facility failure | Aggregated | 2022 | 1.4765e-07 | 156.5661 | 2.3118e-05 | 2022 | Mitigation | 0.95 | 45 | 0 | esc | 0.00097009 | 1.4324e-10 | 0 | 0 | 0.0027785 | 3.5413e-10 | 0.012777 | 2.7222e-08
[120 empty] | 7.3.3.17.5 (Remote Grid) Updates to grid topology to minimize risk of ignition in HFTDs Remote GridWLDFREquipment / facility failureAggregated | WLDFR | HFTD - Distribution - Tier 3 - 1QU CoRE ¦ 2QU LoRE | Non-Red Flag Warning - Catastrophic Fires | Equipment / facility failure | Aggregated | 2023 | 1.4765e-07 | 156.5661 | 2.3118e-05 | 2023 | Mitigation | 0.95 | 45 | 0 | esc | 0.00097009 | 1.4324e-10 | 0.00097009 | 1.4324e-10 | 0.0027785 | 3.5413e-10 | 0.012777 | 2.7222e-08
[120 empty] | 7.3.3.17.5 (Remote Grid) Updates to grid topology to minimize risk of ignition in HFTDs Remote GridWLDFREquipment / facility failureAggregated | WLDFR | HFTD - Distribution - Tier 3 - 1QU CoRE ¦ 2QU LoRE | Non-Red Flag Warning - Catastrophic Fires | Equipment / facility failure | Aggregated | 2024 | 1.4765e-07 | 156.5661 | 2.3118e-05 | 2024 | Mitigation | 0.95 | 45 | 0 | esc | 0.00097009 | 1.4324e-10 | 0.00097009 | 1.4324e-10 | 0.0027785 | 3.5413e-10 | 0.012777 | 2.7222e-08
[120 empty] | 7.3.3.17.5 (Remote Grid) Updates to grid topology to minimize risk of ignition in HFTDs Remote GridWLDFREquipment / facility failureAggregated | WLDFR | HFTD - Distribution - Tier 3 - 1QU CoRE ¦ 2QU LoRE | Non-Red Flag Warning - Catastrophic Fires | Equipment / facility failure | Aggregated | 2025 | 1.4765e-07 | 156.5661 | 2.3118e-05 | 2025 | Mitigation | 0.95 | 45 | 0 | esc | 0.00097009 | 1.4324e-10 | 0.00097009 | 1.4324e-10 | 0.0027785 | 3.5413e-10 | 0.012777 | 2.7222e-08
[120 empty] | 7.3.3.17.5 (Remote Grid) Updates to grid topology to minimize risk of ignition in HFTDs Remote GridWLDFREquipment / facility failureAggregated | WLDFR | HFTD - Distribution - Tier 3 - 1QU CoRE ¦ 2QU LoRE | Non-Red Flag Warning - Catastrophic Fires | Equipment / facility failure | Aggregated | 2026 | 1.4765e-07 | 156.5661 | 2.3118e-05 | 2026 | Mitigation | 0.95 | 45 | 0 | esc | 0.00097009 | 1.4324e-10 | 0.00097009 | 1.4324e-10 | 0.0027785 | 3.5413e-10 | 0.012777 | 2.7222e-08
[120 empty] | 7.3.3.17.5 (Remote Grid) Updates to grid topology to minimize risk of ignition in HFTDs Remote GridWLDFREquipment / facility failureAggregated | WLDFR | HFTD - Distribution - Tier 3 - 1QU CoRE ¦ 2QU LoRE | Non-Red Flag Warning - Catastrophic Fires | Equipment / facility failure | Aggregated | 2027 | 1.4765e-07 | 156.5661 | 2.3118e-05 | 2027 | Mitigation | 0.95 | 45 | 0 | esc | 0.00097009 | 1.4324e-10 | 0.00097009 | 1.4324e-10 | 0.0027785 | 3.5413e-10 | 0.012777 | 2.7222e-08
[120 empty] | 7.3.3.17.5 (Remote Grid) Updates to grid topology to minimize risk of ignition in HFTDs Remote GridWLDFREquipment / facility failureAggregated | WLDFR | HFTD - Distribution - Tier 3 - 1QU CoRE ¦ 2QU LoRE | Non-Red Flag Warning - Catastrophic Fires | Equipment / facility failure | Aggregated | 2028 | 1.4765e-07 | 156.5661 | 2.3118e-05 | 2028 | Mitigation | 0.95 | 45 | 0 | esc | 0.00097009 | 1.4324e-10 | 0.00097009 | 1.4324e-10 | 0.0027785 | 3.5413e-10 | 0.012777 | 2.7222e-08
[120 empty] | 7.3.3.17.5 (Remote Grid) Updates to grid topology to minimize risk of ignition in HFTDs Remote GridWLDFREquipment / facility failureAggregated | WLDFR | HFTD - Distribution - Tier 3 - 1QU CoRE ¦ 2QU LoRE | Non-Red Flag Warning - Catastrophic Fires | Equipment / facility failure | Aggregated | 2029 | 1.4765e-07 | 156.5661 | 2.3118e-05 | 2029 | Mitigation | 0.95 | 45 | 0 | esc | 0.00097009 | 1.4324e-10 | 0.00097009 | 1.4324e-10 | 0.0027785 | 3.5413e-10 | 0.012777 | 2.7222e-08
[120 empty] | 7.3.3.17.5 (Remote Grid) Updates to grid topology to minimize risk of ignition in HFTDs Remote GridWLDFREquipment / facility failureAggregated | WLDFR | HFTD - Distribution - Tier 3 - 1QU CoRE ¦ 2QU LoRE | Non-Red Flag Warning - Catastrophic Fires | Equipment / facility failure | Aggregated | 2030 | 1.4765e-07 | 156.5661 | 2.3118e-05 | 2030 | Mitigation | 0.95 | 45 | 0 | esc | 0.00097009 | 1.4324e-10 | 0.00097009 | 1.4324e-10 | 0.0027785 | 3.5413e-10 | 0.012777 | 2.7222e-08
[120 empty] | 7.3.3.17.5 (Remote Grid) Updates to grid topology to minimize risk of ignition in HFTDs Remote GridWLDFREquipment / facility failureAggregated | WLDFR | HFTD - Distribution - Tier 3 - 1QU CoRE ¦ 2QU LoRE | Non-Red Flag Warning - Catastrophic Fires | Equipment / facility failure | Aggregated | 2031 | 1.4765e-07 | 156.5661 | 2.3118e-05 | 2031 | Mitigation | 0.95 | 45 | 0 | esc | 0.00097009 | 1.4324e-10 | 0.00097009 | 1.4324e-10 | 0.0027785 | 3.5413e-10 | 0.012777 | 2.7222e-08
[120 empty] | 7.3.3.17.5 (Remote Grid) Updates to grid topology to minimize risk of ignition in HFTDs Remote GridWLDFREquipment / facility failureAggregated | WLDFR | HFTD - Distribution - Tier 3 - 1QU CoRE ¦ 2QU LoRE | Non-Red Flag Warning - Catastrophic Fires | Equipment / facility failure | Aggregated | 2032 | 1.4765e-07 | 156.5661 | 2.3118e-05 | 2032 | Mitigation | 0.95 | 45 | 0 | esc | 0.00097009 | 1.4324e-10 | 0.00097009 | 1.4324e-10 | 0.0027785 | 3.5413e-10 | 0.012777 | 2.7222e-08
[120 empty] | 7.3.3.17.5 (Remote Grid) Updates to grid topology to minimize risk of ignition in HFTDs Remote GridWLDFREquipment / facility failureAggregated | WLDFR | HFTD - Distribution - Tier 3 - 1QU CoRE ¦ 2QU LoRE | Non-Red Flag Warning - Catastrophic Fires | Equipment / facility failure | Aggregated | 2033 | 1.4765e-07 | 156.5661 | 2.3118e-05 | 2033 | Mitigation | 0.95 | 45 | 0 | esc | 0.00097009 | 1.4324e-10 | 0.00097009 | 1.4324e-10 | 0.0027785 | 3.5413e-10 | 0.012777 | 2.7222e-08
[120 empty] | 7.3.3.17.5 (Remote Grid) Updates to grid topology to minimize risk of ignition in HFTDs Remote GridWLDFREquipment / facility failureAggregated | WLDFR | HFTD - Distribution - Tier 3 - 1QU CoRE ¦ 2QU LoRE | Non-Red Flag Warning - Catastrophic Fires | Equipment / facility failure | Aggregated | 2034 | 1.4765e-07 | 156.5661 | 2.3118e-05 | 2034 | Mitigation | 0.95 | 45 | 0 | esc | 0.00097009 | 1.4324e-10 | 0.00097009 | 1.4324e-10 | 0.0027785 | 3.5413e-10 | 0.012777 | 2.7222e-08
[120 empty] | 7.3.3.17.5 (Remote Grid) Updates to grid topology to minimize risk of ignition in HFTDs Remote GridWLDFREquipment / facility failureAggregated | WLDFR | HFTD - Distribution - Tier 3 - 1QU CoRE ¦ 2QU LoRE | Non-Red Flag Warning - Catastrophic Fires | Equipment / facility failure | Aggregated | 2035 | 1.4765e-07 | 156.5661 | 2.3118e-05 | 2035 | Mitigation | 0.95 | 45 | 0 | esc | 0.00097009 | 1.4324e-10 | 0.00097009 | 1.4324e-10 | 0.0027785 | 3.5413e-10 | 0.012777 | 2.7222e-08
[120 empty] | 7.3.3.17.5 (Remote Grid) Updates to grid topology to minimize risk of ignition in HFTDs Remote GridWLDFREquipment / facility failureAggregated | WLDFR | HFTD - Distribution - Tier 3 - 1QU CoRE ¦ 2QU LoRE | Non-Red Flag Warning - Catastrophic Fires | Equipment / facility failure | Aggregated | 2036 | 1.4765e-07 | 156.5661 | 2.3118e-05 | 2036 | Mitigation | 0.95 | 45 | 0 | esc | 0.00097009 | 1.4324e-10 | 0.00097009 | 1.4324e-10 | 0.0027785 | 3.5413e-10 | 0.012777 | 2.7222e-08
[120 empty] | 7.3.3.17.5 (Remote Grid) Updates to grid topology to minimize risk of ignition in HFTDs Remote GridWLDFREquipment / facility failureAggregated | WLDFR | HFTD - Distribution - Tier 3 - 1QU CoRE ¦ 2QU LoRE | Non-Red Flag Warning - Catastrophic Fires | Equipment / facility failure | Aggregated | 2037 | 1.4765e-07 | 156.5661 | 2.3118e-05 | 2037 | Mitigation | 0.95 | 45 | 0 | esc | 0.00097009 | 1.4324e-10 | 0.00097009 | 1.4324e-10 | 0.0027785 | 3.5413e-10 | 0.012777 | 2.7222e-08
[120 empty] | 7.3.3.17.5 (Remote Grid) Updates to grid topology to minimize risk of ignition in HFTDs Remote GridWLDFREquipment / facility failureAggregated | WLDFR | HFTD - Distribution - Tier 3 - 1QU CoRE ¦ 2QU LoRE | Non-Red Flag Warning - Catastrophic Fires | Equipment / facility failure | Aggregated | 2038 | 1.4765e-07 | 156.5661 | 2.3118e-05 | 2038 | Mitigation | 0.95 | 45 | 0 | esc | 0.00097009 | 1.4324e-10 | 0.00097009 | 1.4324e-10 | 0.0027785 | 3.5413e-10 | 0 | 0
[120 empty] | 7.3.3.17.5 (Remote Grid) Updates to grid topology to minimize risk of ignition in HFTDs Remote GridWLDFREquipment / facility failureAggregated | WLDFR | HFTD - Distribution - Tier 3 - 1QU CoRE ¦ 2QU LoRE | Non-Red Flag Warning - Catastrophic Fires | Equipment / facility failure | Aggregated | 2039 | 1.4765e-07 | 156.5661 | 2.3118e-05 | 2039 | Mitigation | 0.95 | 45 | 0 | esc | 0.00097009 | 1.4324e-10 | 0.00097009 | 1.4324e-10 | 0.0027785 | 3.5413e-10 | 0 | 0
[120 empty] | 7.3.3.17.5 (Remote Grid) Updates to grid topology to minimize risk of ignition in HFTDs Remote GridWLDFREquipment / facility failureAggregated | WLDFR | HFTD - Distribution - Tier 3 - 1QU CoRE ¦ 2QU LoRE | Non-Red Flag Warning - Catastrophic Fires | Equipment / facility failure | Aggregated | 2040 | 1.4765e-07 | 156.5661 | 2.3118e-05 | 2040 | Mitigation | 0.95 | 45 | 0 | esc | 0.00097009 | 1.4324e-10 | 0.00097009 | 1.4324e-10 | 0.0027785 | 3.5413e-10 | 0.012705 | 1.9579e-08
[120 empty] | 7.3.3.17.5 (Remote Grid) Updates to grid topology to minimize risk of ignition in HFTDs Remote GridWLDFREquipment / facility failureAggregated | WLDFR | HFTD - Distribution - Tier 3 - 1QU CoRE ¦ 2QU LoRE | Non-Red Flag Warning - Catastrophic Fires | Equipment / facility failure | Aggregated | 2041 | 1.4765e-07 | 156.5661 | 2.3118e-05 | 2041 | Mitigation | 0.95 | 45 | 0 | esc | 0.00097009 | 1.4324e-10 | 0.00097009 | 1.4324e-10 | 0.0027785 | 3.5413e-10 | 0.012705 | 1.9579e-08
[120 empty] | 7.3.3.17.5 (Remote Grid) Updates to grid topology to minimize risk of ignition in HFTDs Remote GridWLDFREquipment / facility failureAggregated | WLDFR | HFTD - Distribution - Tier 3 - 1QU CoRE ¦ 2QU LoRE | Non-Red Flag Warning - Catastrophic Fires | Equipment / facility failure | Aggregated | 2042 | 1.4765e-07 | 156.5661 | 2.3118e-05 | 2042 | Mitigation | 0.95 | 45 | 0 | esc | 0.00097009 | 1.4324e-10 | 0.00097009 | 1.4324e-10 | 0.0027785 | 3.5413e-10 | 0.012705 | 1.9579e-08
[120 empty] | 7.3.3.17.5 (Remote Grid) Updates to grid topology to minimize risk of ignition in HFTDs Remote GridWLDFREquipment / facility failureAggregated | WLDFR | HFTD - Distribution - Tier 3 - 1QU CoRE ¦ 2QU LoRE | Non-Red Flag Warning - Catastrophic Fires | Equipment / facility failure | Aggregated | 2043 | 1.4765e-07 | 156.5661 | 2.3118e-05 | 2043 | Mitigation | 0.95 | 45 | 0 | esc | 0.00097009 | 1.4324e-10 | 0.00097009 | 1.4324e-10 | 0.0027785 | 3.5413e-10 | 0.012705 | 1.9579e-08
[120 empty] | 7.3.3.17.5 (Remote Grid) Updates to grid topology to minimize risk of ignition in HFTDs Remote GridWLDFREquipment / facility failureAggregated | WLDFR | HFTD - Distribution - Tier 3 - 1QU CoRE ¦ 2QU LoRE | Non-Red Flag Warning - Catastrophic Fires | Equipment / facility failure | Aggregated | 2044 | 1.4765e-07 | 156.5661 | 2.3118e-05 | 2044 | Mitigation | 0.95 | 45 | 0 | esc | 0.00097009 | 1.4324e-10 | 0.00097009 | 1.4324e-10 | 0.0027785 | 3.5413e-10 | 0.012705 | 1.9579e-08
[120 empty] | 7.3.3.17.5 (Remote Grid) Updates to grid topology to minimize risk of ignition in HFTDs Remote GridWLDFREquipment / facility failureAggregated | WLDFR | HFTD - Distribution - Tier 3 - 1QU CoRE ¦ 2QU LoRE | Non-Red Flag Warning - Catastrophic Fires | Equipment / facility failure | Aggregated | 2045 | 1.4765e-07 | 156.5661 | 2.3118e-05 | 2045 | Mitigation | 0.95 | 45 | 0 | esc | 0.00097009 | 1.4324e-10 | 0.00097009 | 1.4324e-10 | 0.0027785 | 3.5413e-10 | 0.012705 | 1.9579e-08
[120 empty] | 7.3.3.17.5 (Remote Grid) Updates to grid topology to minimize risk of ignition in HFTDs Remote GridWLDFREquipment / facility failureAggregated | WLDFR | HFTD - Distribution - Tier 3 - 1QU CoRE ¦ 2QU LoRE | Non-Red Flag Warning - Catastrophic Fires | Equipment / facility failure | Aggregated | 2046 | 1.4765e-07 | 156.5661 | 2.3118e-05 | 2046 | Mitigation | 0.95 | 45 | 0 | esc | 0.00097009 | 1.4324e-10 | 0.00097009 | 1.4324e-10 | 0.0027785 | 3.5413e-10 | 0.012705 | 1.9579e-08
[120 empty] | 7.3.3.17.5 (Remote Grid) Updates to grid topology to minimize risk of ignition in HFTDs Remote GridWLDFREquipment / facility failureAggregated | WLDFR | HFTD - Distribution - Tier 3 - 1QU CoRE ¦ 2QU LoRE | Non-Red Flag Warning - Catastrophic Fires | Equipment / facility failure | Aggregated | 2047 | 1.4765e-07 | 156.5661 | 2.3118e-05 | 2047 | Mitigation | 0.95 | 45 | 0 | esc | 0.00097009 | 1.4324e-10 | 0.00097009 | 1.4324e-10 | 0.0027785 | 3.5413e-10 | 0.012705 | 1.9579e-08
[120 empty] | 7.3.3.17.5 (Remote Grid) Updates to grid topology to minimize risk of ignition in HFTDs Remote GridWLDFREquipment / facility failureAggregated | WLDFR | HFTD - Distribution - Tier 3 - 1QU CoRE ¦ 2QU LoRE | Non-Red Flag Warning - Catastrophic Fires | Equipment / facility failure | Aggregated | 2048 | 1.4765e-07 | 156.5661 | 2.3118e-05 | 2048 | Mitigation | 0.95 | 45 | 0 | esc | 0.00097009 | 1.4324e-10 | 0.00097009 | 1.4324e-10 | 0.0027785 | 3.5413e-10 | 0.012705 | 1.9579e-08
[120 empty] | 7.3.3.17.5 (Remote Grid) Updates to grid topology to minimize risk of ignition in HFTDs Remote GridWLDFREquipment / facility failureAggregated | WLDFR | HFTD - Distribution - Tier 3 - 1QU CoRE ¦ 2QU LoRE | Non-Red Flag Warning - Catastrophic Fires | Equipment / facility failure | Aggregated | 2049 | 1.4765e-07 | 156.5661 | 2.3118e-05 | 2049 | Mitigation | 0.95 | 45 | 0 | esc | 0.00097009 | 1.4324e-10 | 0.00097009 | 1.4324e-10 | 0.0027785 | 3.5413e-10 | 0.012705 | 1.9579e-08
[120 empty] | 7.3.3.17.5 (Remote Grid) Updates to grid topology to minimize risk of ignition in HFTDs Remote GridWLDFREquipment / facility failureAggregated | WLDFR | HFTD - Distribution - Tier 3 - 1QU CoRE ¦ 2QU LoRE | Non-Red Flag Warning - Catastrophic Fires | Equipment / facility failure | Aggregated | 2050 | 1.4765e-07 | 156.5661 | 2.3118e-05 | 2050 | Mitigation | 0.95 | 45 | 0 | esc | 0.00097009 | 1.4324e-10 | 0.00097009 | 1.4324e-10 | 0.0027785 | 3.5413e-10 | 0.012705 | 1.9579e-08
[120 empty] | 7.3.3.17.5 (Remote Grid) Updates to grid topology to minimize risk of ignition in HFTDs Remote GridWLDFREquipment / facility failureAggregated | WLDFR | HFTD - Distribution - Tier 3 - 1QU CoRE ¦ 2QU LoRE | Non-Red Flag Warning - Catastrophic Fires | Equipment / facility failure | Aggregated | 2051 | 1.4765e-07 | 156.5661 | 2.3118e-05 | 2051 | Mitigation | 0.95 | 45 | 0 | esc | 0.00097009 | 1.4324e-10 | 0.00097009 | 1.4324e-10 | 0.0027785 | 3.5413e-10 | 0.012705 | 1.9579e-08
[120 empty] | 7.3.3.17.5 (Remote Grid) Updates to grid topology to minimize risk of ignition in HFTDs Remote GridWLDFREquipment / facility failureAggregated | WLDFR | HFTD - Distribution - Tier 3 - 1QU CoRE ¦ 2QU LoRE | Non-Red Flag Warning - Catastrophic Fires | Equipment / facility failure | Aggregated | 2052 | 1.4765e-07 | 156.5661 | 2.3118e-05 | 2052 | Mitigation | 0.95 | 45 | 0 | esc | 0.00097009 | 1.4324e-10 | 0.00097009 | 1.4324e-10 | 0.0027785 | 3.5413e-10 | 0.012705 | 1.9579e-08
[120 empty] | 7.3.3.17.5 (Remote Grid) Updates to grid topology to minimize risk of ignition in HFTDs Remote GridWLDFREquipment / facility failureAggregated | WLDFR | HFTD - Distribution - Tier 3 - 1QU CoRE ¦ 2QU LoRE | Non-Red Flag Warning - Catastrophic Fires | Equipment / facility failure | Aggregated | 2053 | 1.4765e-07 | 156.5661 | 2.3118e-05 | 2053 | Mitigation | 0.95 | 45 | 0 | esc | 0.00097009 | 1.4324e-10 | 0.00097009 | 1.4324e-10 | 0.0027785 | 3.5413e-10 | 0.012705 | 1.9579e-08
[120 empty] | 7.3.3.17.5 (Remote Grid) Updates to grid topology to minimize risk of ignition in HFTDs Remote GridWLDFREquipment / facility failureAggregated | WLDFR | HFTD - Distribution - Tier 3 - 1QU CoRE ¦ 2QU LoRE | Non-Red Flag Warning - Catastrophic Fires | Equipment / facility failure | Aggregated | 2054 | 1.4765e-07 | 156.5661 | 2.3118e-05 | 2054 | Mitigation | 0.95 | 45 | 0 | esc | 0.00097009 | 1.4324e-10 | 0.00097009 | 1.4324e-10 | 0 | 0 | 0.012705 | 1.9579e-08
[120 empty] | 7.3.3.17.5 (Remote Grid) Updates to grid topology to minimize risk of ignition in HFTDs Remote GridWLDFREquipment / facility failureAggregated | WLDFR | HFTD - Distribution - Tier 3 - 1QU CoRE ¦ 2QU LoRE | Non-Red Flag Warning - Catastrophic Fires | Equipment / facility failure | Aggregated | 2055 | 1.4765e-07 | 156.5661 | 2.3118e-05 | 2055 | Mitigation | 0.95 | 45 | 0 | esc | 0.00097009 | 1.4324e-10 | 0.00097009 | 1.4324e-10 | 0.0027785 | 7.1696e-10 | 0.012705 | 1.9579e-08
[120 empty] | 7.3.3.17.5 (Remote Grid) Updates to grid topology to minimize risk of ignition in HFTDs Remote GridWLDFREquipment / facility failureAggregated | WLDFR | HFTD - Distribution - Tier 3 - 1QU CoRE ¦ 2QU LoRE | Non-Red Flag Warning - Catastrophic Fires | Equipment / facility failure | Aggregated | 2056 | 1.4765e-07 | 156.5661 | 2.3118e-05 | 2056 | Mitigation | 0.95 | 45 | 0 | esc | 0.00097009 | 1.4324e-10 | 0.00097009 | 1.4324e-10 | 0.0027785 | 7.1696e-10 | 0.012705 | 1.9579e-08
[120 empty] | 7.3.3.17.5 (Remote Grid) Updates to grid topology to minimize risk of ignition in HFTDs Remote GridWLDFREquipment / facility failureAggregated | WLDFR | HFTD - Distribution - Tier 3 - 1QU CoRE ¦ 2QU LoRE | Non-Red Flag Warning - Catastrophic Fires | Equipment / facility failure | Aggregated | 2057 | 1.4765e-07 | 156.5661 | 2.3118e-05 | 2057 | Mitigation | 0.95 | 45 | 0 | esc | 0.00097009 | 1.4324e-10 | 0.00097009 | 1.4324e-10 | 0.0027785 | 7.1696e-10 | 0.012705 | 1.9579e-08
[120 empty] | 7.3.3.17.5 (Remote Grid) Updates to grid topology to minimize risk of ignition in HFTDs Remote GridWLDFREquipment / facility failureAggregated | WLDFR | HFTD - Distribution - Tier 3 - 1QU CoRE ¦ 2QU LoRE | Non-Red Flag Warning - Catastrophic Fires | Equipment / facility failure | Aggregated | 2058 | 1.4765e-07 | 156.5661 | 2.3118e-05 | 2058 | Mitigation | 0.95 | 45 | 0 | esc | 0.00097009 | 1.4324e-10 | 0.00097009 | 1.4324e-10 | 0.0027785 | 7.1696e-10 | 0.012705 | 1.9579e-08
[120 empty] | 7.3.3.17.5 (Remote Grid) Updates to grid topology to minimize risk of ignition in HFTDs Remote GridWLDFREquipment / facility failureAggregated | WLDFR | HFTD - Distribution - Tier 3 - 1QU CoRE ¦ 2QU LoRE | Non-Red Flag Warning - Catastrophic Fires | Equipment / facility failure | Aggregated | 2059 | 1.4765e-07 | 156.5661 | 2.3118e-05 | 2059 | Mitigation | 0.95 | 45 | 0 | esc | 0.00097009 | 1.4324e-10 | 0.00097009 | 1.4324e-10 | 0.0027785 | 7.1696e-10 | 0.012705 | 1.9579e-08
[120 empty] | 7.3.3.17.5 (Remote Grid) Updates to grid topology to minimize risk of ignition in HFTDs Remote GridWLDFREquipment / facility failureAggregated | WLDFR | HFTD - Distribution - Tier 3 - 1QU CoRE ¦ 2QU LoRE | Non-Red Flag Warning - Catastrophic Fires | Equipment / facility failure | Aggregated | 2060 | 1.4765e-07 | 156.5661 | 2.3118e-05 | 2060 | Mitigation | 0.95 | 45 | 0 | esc | 0.00097009 | 1.4324e-10 | 0.00097009 | 1.4324e-10 | 0.0027785 | 7.1696e-10 | 0.012705 | 1.9579e-08
[120 empty] | 7.3.3.17.5 (Remote Grid) Updates to grid topology to minimize risk of ignition in HFTDs Remote GridWLDFREquipment / facility failureAggregated | WLDFR | HFTD - Distribution - Tier 3 - 1QU CoRE ¦ 2QU LoRE | Non-Red Flag Warning - Catastrophic Fires | Equipment / facility failure | Aggregated | 2061 | 1.4765e-07 | 156.5661 | 2.3118e-05 | 2061 | Mitigation | 0.95 | 45 | 0 | esc | 0.00097009 | 1.4324e-10 | 0.00097009 | 1.4324e-10 | 0.0027785 | 7.1696e-10 | 0.012705 | 1.9579e-08
[120 empty] | 7.3.3.17.5 (Remote Grid) Updates to grid topology to minimize risk of ignition in HFTDs Remote GridWLDFREquipment / facility failureAggregated | WLDFR | HFTD - Distribution - Tier 3 - 1QU CoRE ¦ 2QU LoRE | Non-Red Flag Warning - Catastrophic Fires | Equipment / facility failure | Aggregated | 2062 | 1.4765e-07 | 156.5661 | 2.3118e-05 | 2062 | Mitigation | 0.95 | 45 | 0 | esc | 0.00097009 | 1.4324e-10 | 0.00097009 | 1.4324e-10 | 0.0027785 | 7.1696e-10 | 0.012705 | 1.9579e-08
[120 empty] | 7.3.3.17.5 (Remote Grid) Updates to grid topology to minimize risk of ignition in HFTDs Remote GridWLDFREquipment / facility failureAggregated | WLDFR | HFTD - Distribution - Tier 3 - 1QU CoRE ¦ 2QU LoRE | Non-Red Flag Warning - Catastrophic Fires | Equipment / facility failure | Aggregated | 2063 | 1.4765e-07 | 156.5661 | 2.3118e-05 | 2063 | Mitigation | 0.95 | 45 | 0 | esc | 0.00097009 | 1.4324e-10 | 0.00097009 | 1.4324e-10 | 0.0027785 | 7.1696e-10 | 0.012705 | 1.9579e-08
[120 empty] | 7.3.3.17.5 (Remote Grid) Updates to grid topology to minimize risk of ignition in HFTDs Remote GridWLDFREquipment / facility failureAggregated | WLDFR | HFTD - Distribution - Tier 3 - 1QU CoRE ¦ 2QU LoRE | Non-Red Flag Warning - Catastrophic Fires | Equipment / facility failure | Aggregated | 2064 | 1.4765e-07 | 156.5661 | 2.3118e-05 | 2064 | Mitigation | 0.95 | 45 | 0 | esc | 0.00097009 | 1.4324e-10 | 0.00097009 | 1.4324e-10 | 0.0027785 | 7.1696e-10 | 0.012705 | 1.9579e-08
[120 empty] | 7.3.3.17.5 (Remote Grid) Updates to grid topology to minimize risk of ignition in HFTDs Remote GridWLDFREquipment / facility failureAggregated | WLDFR | HFTD - Distribution - Tier 3 - 1QU CoRE ¦ 2QU LoRE | Non-Red Flag Warning - Catastrophic Fires | Equipment / facility failure | Aggregated | 2065 | 1.4765e-07 | 156.5661 | 2.3118e-05 | 2065 | Mitigation | 0.95 | 45 | 0 | esc | 0.00097009 | 1.4324e-10 | 0.00097009 | 1.4324e-10 | 0.0027785 | 7.1696e-10 | 0.012705 | 1.9579e-08
[120 empty] | 7.3.3.17.5 (Remote Grid) Updates to grid topology to minimize risk of ignition in HFTDs Remote GridWLDFREquipment / facility failureAggregated | WLDFR | HFTD - Distribution - Tier 3 - 1QU CoRE ¦ 2QU LoRE | Non-Red Flag Warning - Catastrophic Fires | Equipment / facility failure | Aggregated | 2066 | 1.4765e-07 | 156.5661 | 2.3118e-05 | 2066 | Mitigation | 0.95 | 45 | 0 | esc | 0.00097009 | 1.4324e-10 | 0.00097009 | 1.4324e-10 | 0.0027785 | 7.1696e-10 | 0.012705 | 1.9579e-08
[120 empty] | 7.3.3.17.5 (Remote Grid) Updates to grid topology to minimize risk of ignition in HFTDs Remote GridWLDFREquipment / facility failureAggregated | WLDFR | HFTD - Distribution - Tier 3 - 1QU CoRE ¦ 2QU LoRE | Non-Red Flag Warning - Catastrophic Fires | Equipment / facility failure | Aggregated | 2067 | 1.4765e-07 | 156.5661 | 2.3118e-05 | 2067 | Mitigation | 0.95 | 45 | 0 | esc | 0 | 0 | 0.00097009 | 1.4324e-10 | 0.0027785 | 7.1696e-10 | 0.012705 | 1.9579e-08
[120 empty] | 7.3.3.17.5 (Remote Grid) Updates to grid topology to minimize risk of ignition in HFTDs Remote GridWLDFRVegetation ContactAggregated | WLDFR | HFTD - Distribution - Tier 3 - 1QU CoRE ¦ 2QU LoRE | Non-Red Flag Warning - Catastrophic Fires | Vegetation Contact | Aggregated | 2022 | 1.8223e-06 | 156.5661 | 0.00028531 | 2022 | Mitigation | 0.95 | 45 | 0 | esc | 0.00097009 | 1.7678e-09 | 0 | 0 | 0.0027785 | 7.1696e-10 | 0.012705 | 1.9579e-08
[120 empty] | 7.3.3.17.5 (Remote Grid) Updates to grid topology to minimize risk of ignition in HFTDs Remote GridWLDFRVegetation ContactAggregated | WLDFR | HFTD - Distribution - Tier 3 - 1QU CoRE ¦ 2QU LoRE | Non-Red Flag Warning - Catastrophic Fires | Vegetation Contact | Aggregated | 2023 | 1.8223e-06 | 156.5661 | 0.00028531 | 2023 | Mitigation | 0.95 | 45 | 0 | esc | 0.00097009 | 1.7678e-09 | 0.00097009 | 1.7678e-09 | 0.0027785 | 7.1696e-10 | 0.012705 | 1.9579e-08
[120 empty] | 7.3.3.17.5 (Remote Grid) Updates to grid topology to minimize risk of ignition in HFTDs Remote GridWLDFRVegetation ContactAggregated | WLDFR | HFTD - Distribution - Tier 3 - 1QU CoRE ¦ 2QU LoRE | Non-Red Flag Warning - Catastrophic Fires | Vegetation Contact | Aggregated | 2024 | 1.8223e-06 | 156.5661 | 0.00028531 | 2024 | Mitigation | 0.95 | 45 | 0 | esc | 0.00097009 | 1.7678e-09 | 0.00097009 | 1.7678e-09 | 0.0027785 | 7.1696e-10 | 0 | 0
[120 empty] | 7.3.3.17.5 (Remote Grid) Updates to grid topology to minimize risk of ignition in HFTDs Remote GridWLDFRVegetation ContactAggregated | WLDFR | HFTD - Distribution - Tier 3 - 1QU CoRE ¦ 2QU LoRE | Non-Red Flag Warning - Catastrophic Fires | Vegetation Contact | Aggregated | 2025 | 1.8223e-06 | 156.5661 | 0.00028531 | 2025 | Mitigation | 0.95 | 45 | 0 | esc | 0.00097009 | 1.7678e-09 | 0.00097009 | 1.7678e-09 | 0.0027785 | 7.1696e-10 | 0 | 0
[120 empty] | 7.3.3.17.5 (Remote Grid) Updates to grid topology to minimize risk of ignition in HFTDs Remote GridWLDFRVegetation ContactAggregated | WLDFR | HFTD - Distribution - Tier 3 - 1QU CoRE ¦ 2QU LoRE | Non-Red Flag Warning - Catastrophic Fires | Vegetation Contact | Aggregated | 2026 | 1.8223e-06 | 156.5661 | 0.00028531 | 2026 | Mitigation | 0.95 | 45 | 0 | esc | 0.00097009 | 1.7678e-09 | 0.00097009 | 1.7678e-09 | 0.0027785 | 7.1696e-10 | 0.01662 | 2.9434e-09
[120 empty] | 7.3.3.17.5 (Remote Grid) Updates to grid topology to minimize risk of ignition in HFTDs Remote GridWLDFRVegetation ContactAggregated | WLDFR | HFTD - Distribution - Tier 3 - 1QU CoRE ¦ 2QU LoRE | Non-Red Flag Warning - Catastrophic Fires | Vegetation Contact | Aggregated | 2027 | 1.8223e-06 | 156.5661 | 0.00028531 | 2027 | Mitigation | 0.95 | 45 | 0 | esc | 0.00097009 | 1.7678e-09 | 0.00097009 | 1.7678e-09 | 0.0027785 | 7.1696e-10 | 0.01662 | 2.9434e-09
[120 empty] | 7.3.3.17.5 (Remote Grid) Updates to grid topology to minimize risk of ignition in HFTDs Remote GridWLDFRVegetation ContactAggregated | WLDFR | HFTD - Distribution - Tier 3 - 1QU CoRE ¦ 2QU LoRE | Non-Red Flag Warning - Catastrophic Fires | Vegetation Contact | Aggregated | 2028 | 1.8223e-06 | 156.5661 | 0.00028531 | 2028 | Mitigation | 0.95 | 45 | 0 | esc | 0.00097009 | 1.7678e-09 | 0.00097009 | 1.7678e-09 | 0.0027785 | 7.1696e-10 | 0.01662 | 2.9434e-09
[120 empty] | 7.3.3.17.5 (Remote Grid) Updates to grid topology to minimize risk of ignition in HFTDs Remote GridWLDFRVegetation ContactAggregated | WLDFR | HFTD - Distribution - Tier 3 - 1QU CoRE ¦ 2QU LoRE | Non-Red Flag Warning - Catastrophic Fires | Vegetation Contact | Aggregated | 2029 | 1.8223e-06 | 156.5661 | 0.00028531 | 2029 | Mitigation | 0.95 | 45 | 0 | esc | 0.00097009 | 1.7678e-09 | 0.00097009 | 1.7678e-09 | 0.0027785 | 7.1696e-10 | 0.01662 | 2.9434e-09
[120 empty] | 7.3.3.17.5 (Remote Grid) Updates to grid topology to minimize risk of ignition in HFTDs Remote GridWLDFRVegetation ContactAggregated | WLDFR | HFTD - Distribution - Tier 3 - 1QU CoRE ¦ 2QU LoRE | Non-Red Flag Warning - Catastrophic Fires | Vegetation Contact | Aggregated | 2030 | 1.8223e-06 | 156.5661 | 0.00028531 | 2030 | Mitigation | 0.95 | 45 | 0 | esc | 0.00097009 | 1.7678e-09 | 0.00097009 | 1.7678e-09 | 0.0027785 | 7.1696e-10 | 0.01662 | 2.9434e-09
[120 empty] | 7.3.3.17.5 (Remote Grid) Updates to grid topology to minimize risk of ignition in HFTDs Remote GridWLDFRVegetation ContactAggregated | WLDFR | HFTD - Distribution - Tier 3 - 1QU CoRE ¦ 2QU LoRE | Non-Red Flag Warning - Catastrophic Fires | Vegetation Contact | Aggregated | 2031 | 1.8223e-06 | 156.5661 | 0.00028531 | 2031 | Mitigation | 0.95 | 45 | 0 | esc | 0.00097009 | 1.7678e-09 | 0.00097009 | 1.7678e-09 | 0.0027785 | 7.1696e-10 | 0.01662 | 2.9434e-09
[120 empty] | 7.3.3.17.5 (Remote Grid) Updates to grid topology to minimize risk of ignition in HFTDs Remote GridWLDFRVegetation ContactAggregated | WLDFR | HFTD - Distribution - Tier 3 - 1QU CoRE ¦ 2QU LoRE | Non-Red Flag Warning - Catastrophic Fires | Vegetation Contact | Aggregated | 2032 | 1.8223e-06 | 156.5661 | 0.00028531 | 2032 | Mitigation | 0.95 | 45 | 0 | esc | 0.00097009 | 1.7678e-09 | 0.00097009 | 1.7678e-09 | 0.0027785 | 7.1696e-10 | 0.01662 | 2.9434e-09
[120 empty] | 7.3.3.17.5 (Remote Grid) Updates to grid topology to minimize risk of ignition in HFTDs Remote GridWLDFRVegetation ContactAggregated | WLDFR | HFTD - Distribution - Tier 3 - 1QU CoRE ¦ 2QU LoRE | Non-Red Flag Warning - Catastrophic Fires | Vegetation Contact | Aggregated | 2033 | 1.8223e-06 | 156.5661 | 0.00028531 | 2033 | Mitigation | 0.95 | 45 | 0 | esc | 0.00097009 | 1.7678e-09 | 0.00097009 | 1.7678e-09 | 0.0027785 | 7.1696e-10 | 0.01662 | 2.9434e-09
[120 empty] | 7.3.3.17.5 (Remote Grid) Updates to grid topology to minimize risk of ignition in HFTDs Remote GridWLDFRVegetation ContactAggregated | WLDFR | HFTD - Distribution - Tier 3 - 1QU CoRE ¦ 2QU LoRE | Non-Red Flag Warning - Catastrophic Fires | Vegetation Contact | Aggregated | 2034 | 1.8223e-06 | 156.5661 | 0.00028531 | 2034 | Mitigation | 0.95 | 45 | 0 | esc | 0.00097009 | 1.7678e-09 | 0.00097009 | 1.7678e-09 | 0.0027785 | 7.1696e-10 | 0.01662 | 2.9434e-09
[120 empty] | 7.3.3.17.5 (Remote Grid) Updates to grid topology to minimize risk of ignition in HFTDs Remote GridWLDFRVegetation ContactAggregated | WLDFR | HFTD - Distribution - Tier 3 - 1QU CoRE ¦ 2QU LoRE | Non-Red Flag Warning - Catastrophic Fires | Vegetation Contact | Aggregated | 2035 | 1.8223e-06 | 156.5661 | 0.00028531 | 2035 | Mitigation | 0.95 | 45 | 0 | esc | 0.00097009 | 1.7678e-09 | 0.00097009 | 1.7678e-09 | 0.0027785 | 7.1696e-10 | 0.01662 | 2.9434e-09
[120 empty] | 7.3.3.17.5 (Remote Grid) Updates to grid topology to minimize risk of ignition in HFTDs Remote GridWLDFRVegetation ContactAggregated | WLDFR | HFTD - Distribution - Tier 3 - 1QU CoRE ¦ 2QU LoRE | Non-Red Flag Warning - Catastrophic Fires | Vegetation Contact | Aggregated | 2036 | 1.8223e-06 | 156.5661 | 0.00028531 | 2036 | Mitigation | 0.95 | 45 | 0 | esc | 0.00097009 | 1.7678e-09 | 0.00097009 | 1.7678e-09 | 0.0027785 | 7.1696e-10 | 0.01662 | 2.9434e-09
[120 empty] | 7.3.3.17.5 (Remote Grid) Updates to grid topology to minimize risk of ignition in HFTDs Remote GridWLDFRVegetation ContactAggregated | WLDFR | HFTD - Distribution - Tier 3 - 1QU CoRE ¦ 2QU LoRE | Non-Red Flag Warning - Catastrophic Fires | Vegetation Contact | Aggregated | 2037 | 1.8223e-06 | 156.5661 | 0.00028531 | 2037 | Mitigation | 0.95 | 45 | 0 | esc | 0.00097009 | 1.7678e-09 | 0.00097009 | 1.7678e-09 | 0.0027785 | 7.1696e-10 | 0.01662 | 2.9434e-09
[120 empty] | 7.3.3.17.5 (Remote Grid) Updates to grid topology to minimize risk of ignition in HFTDs Remote GridWLDFRVegetation ContactAggregated | WLDFR | HFTD - Distribution - Tier 3 - 1QU CoRE ¦ 2QU LoRE | Non-Red Flag Warning - Catastrophic Fires | Vegetation Contact | Aggregated | 2038 | 1.8223e-06 | 156.5661 | 0.00028531 | 2038 | Mitigation | 0.95 | 45 | 0 | esc | 0.00097009 | 1.7678e-09 | 0.00097009 | 1.7678e-09 | 0.0027785 | 7.1696e-10 | 0.01662 | 2.9434e-09
[120 empty] | 7.3.3.17.5 (Remote Grid) Updates to grid topology to minimize risk of ignition in HFTDs Remote GridWLDFRVegetation ContactAggregated | WLDFR | HFTD - Distribution - Tier 3 - 1QU CoRE ¦ 2QU LoRE | Non-Red Flag Warning - Catastrophic Fires | Vegetation Contact | Aggregated | 2039 | 1.8223e-06 | 156.5661 | 0.00028531 | 2039 | Mitigation | 0.95 | 45 | 0 | esc | 0.00097009 | 1.7678e-09 | 0.00097009 | 1.7678e-09 | 0.0027785 | 7.1696e-10 | 0.01662 | 2.9434e-09
[120 empty] | 7.3.3.17.5 (Remote Grid) Updates to grid topology to minimize risk of ignition in HFTDs Remote GridWLDFRVegetation ContactAggregated | WLDFR | HFTD - Distribution - Tier 3 - 1QU CoRE ¦ 2QU LoRE | Non-Red Flag Warning - Catastrophic Fires | Vegetation Contact | Aggregated | 2040 | 1.8223e-06 | 156.5661 | 0.00028531 | 2040 | Mitigation | 0.95 | 45 | 0 | esc | 0.00097009 | 1.7678e-09 | 0.00097009 | 1.7678e-09 | 0.0027785 | 7.1696e-10 | 0.01662 | 2.9434e-09
[120 empty] | 7.3.3.17.5 (Remote Grid) Updates to grid topology to minimize risk of ignition in HFTDs Remote GridWLDFRVegetation ContactAggregated | WLDFR | HFTD - Distribution - Tier 3 - 1QU CoRE ¦ 2QU LoRE | Non-Red Flag Warning - Catastrophic Fires | Vegetation Contact | Aggregated | 2041 | 1.8223e-06 | 156.5661 | 0.00028531 | 2041 | Mitigation | 0.95 | 45 | 0 | esc | 0.00097009 | 1.7678e-09 | 0.00097009 | 1.7678e-09 | 0.0027785 | 7.1696e-10 | 0.01662 | 2.9434e-09
[120 empty] | 7.3.3.17.5 (Remote Grid) Updates to grid topology to minimize risk of ignition in HFTDs Remote GridWLDFRVegetation ContactAggregated | WLDFR | HFTD - Distribution - Tier 3 - 1QU CoRE ¦ 2QU LoRE | Non-Red Flag Warning - Catastrophic Fires | Vegetation Contact | Aggregated | 2042 | 1.8223e-06 | 156.5661 | 0.00028531 | 2042 | Mitigation | 0.95 | 45 | 0 | esc | 0.00097009 | 1.7678e-09 | 0.00097009 | 1.7678e-09 | 0.0027785 | 7.1696e-10 | 0.01662 | 2.9434e-09
[120 empty] | 7.3.3.17.5 (Remote Grid) Updates to grid topology to minimize risk of ignition in HFTDs Remote GridWLDFRVegetation ContactAggregated | WLDFR | HFTD - Distribution - Tier 3 - 1QU CoRE ¦ 2QU LoRE | Non-Red Flag Warning - Catastrophic Fires | Vegetation Contact | Aggregated | 2043 | 1.8223e-06 | 156.5661 | 0.00028531 | 2043 | Mitigation | 0.95 | 45 | 0 | esc | 0.00097009 | 1.7678e-09 | 0.00097009 | 1.7678e-09 | 0.0027785 | 7.1696e-10 | 0.01662 | 2.9434e-09
[120 empty] | 7.3.3.17.5 (Remote Grid) Updates to grid topology to minimize risk of ignition in HFTDs Remote GridWLDFRVegetation ContactAggregated | WLDFR | HFTD - Distribution - Tier 3 - 1QU CoRE ¦ 2QU LoRE | Non-Red Flag Warning - Catastrophic Fires | Vegetation Contact | Aggregated | 2044 | 1.8223e-06 | 156.5661 | 0.00028531 | 2044 | Mitigation | 0.95 | 45 | 0 | esc | 0.00097009 | 1.7678e-09 | 0.00097009 | 1.7678e-09 | 0.0027785 | 7.1696e-10 | 0.01662 | 2.9434e-09
[120 empty] | 7.3.3.17.5 (Remote Grid) Updates to grid topology to minimize risk of ignition in HFTDs Remote GridWLDFRVegetation ContactAggregated | WLDFR | HFTD - Distribution - Tier 3 - 1QU CoRE ¦ 2QU LoRE | Non-Red Flag Warning - Catastrophic Fires | Vegetation Contact | Aggregated | 2045 | 1.8223e-06 | 156.5661 | 0.00028531 | 2045 | Mitigation | 0.95 | 45 | 0 | esc | 0.00097009 | 1.7678e-09 | 0.00097009 | 1.7678e-09 | 0.0027785 | 7.1696e-10 | 0.01662 | 2.9434e-09
[120 empty] | 7.3.3.17.5 (Remote Grid) Updates to grid topology to minimize risk of ignition in HFTDs Remote GridWLDFRVegetation ContactAggregated | WLDFR | HFTD - Distribution - Tier 3 - 1QU CoRE ¦ 2QU LoRE | Non-Red Flag Warning - Catastrophic Fires | Vegetation Contact | Aggregated | 2046 | 1.8223e-06 | 156.5661 | 0.00028531 | 2046 | Mitigation | 0.95 | 45 | 0 | esc | 0.00097009 | 1.7678e-09 | 0.00097009 | 1.7678e-09 | 0.0027785 | 7.1696e-10 | 0.01662 | 2.9434e-09
[120 empty] | 7.3.3.17.5 (Remote Grid) Updates to grid topology to minimize risk of ignition in HFTDs Remote GridWLDFRVegetation ContactAggregated | WLDFR | HFTD - Distribution - Tier 3 - 1QU CoRE ¦ 2QU LoRE | Non-Red Flag Warning - Catastrophic Fires | Vegetation Contact | Aggregated | 2047 | 1.8223e-06 | 156.5661 | 0.00028531 | 2047 | Mitigation | 0.95 | 45 | 0 | esc | 0.00097009 | 1.7678e-09 | 0.00097009 | 1.7678e-09 | 0.0027785 | 7.1696e-10 | 0.01662 | 2.9434e-09
[120 empty] | 7.3.3.17.5 (Remote Grid) Updates to grid topology to minimize risk of ignition in HFTDs Remote GridWLDFRVegetation ContactAggregated | WLDFR | HFTD - Distribution - Tier 3 - 1QU CoRE ¦ 2QU LoRE | Non-Red Flag Warning - Catastrophic Fires | Vegetation Contact | Aggregated | 2048 | 1.8223e-06 | 156.5661 | 0.00028531 | 2048 | Mitigation | 0.95 | 45 | 0 | esc | 0.00097009 | 1.7678e-09 | 0.00097009 | 1.7678e-09 | 0.0027785 | 7.1696e-10 | 0.01662 | 2.9434e-09
[120 empty] | 7.3.3.17.5 (Remote Grid) Updates to grid topology to minimize risk of ignition in HFTDs Remote GridWLDFRVegetation ContactAggregated | WLDFR | HFTD - Distribution - Tier 3 - 1QU CoRE ¦ 2QU LoRE | Non-Red Flag Warning - Catastrophic Fires | Vegetation Contact | Aggregated | 2049 | 1.8223e-06 | 156.5661 | 0.00028531 | 2049 | Mitigation | 0.95 | 45 | 0 | esc | 0.00097009 | 1.7678e-09 | 0.00097009 | 1.7678e-09 | 0.0027785 | 7.1696e-10 | 0.01662 | 2.9434e-09
[120 empty] | 7.3.3.17.5 (Remote Grid) Updates to grid topology to minimize risk of ignition in HFTDs Remote GridWLDFRVegetation ContactAggregated | WLDFR | HFTD - Distribution - Tier 3 - 1QU CoRE ¦ 2QU LoRE | Non-Red Flag Warning - Catastrophic Fires | Vegetation Contact | Aggregated | 2050 | 1.8223e-06 | 156.5661 | 0.00028531 | 2050 | Mitigation | 0.95 | 45 | 0 | esc | 0.00097009 | 1.7678e-09 | 0.00097009 | 1.7678e-09 | 0.0027785 | 7.1696e-10 | 0.01662 | 2.9434e-09
[120 empty] | 7.3.3.17.5 (Remote Grid) Updates to grid topology to minimize risk of ignition in HFTDs Remote GridWLDFRVegetation ContactAggregated | WLDFR | HFTD - Distribution - Tier 3 - 1QU CoRE ¦ 2QU LoRE | Non-Red Flag Warning - Catastrophic Fires | Vegetation Contact | Aggregated | 2051 | 1.8223e-06 | 156.5661 | 0.00028531 | 2051 | Mitigation | 0.95 | 45 | 0 | esc | 0.00097009 | 1.7678e-09 | 0.00097009 | 1.7678e-09 | 0.0027785 | 7.1696e-10 | 0.01662 | 2.9434e-09
[120 empty] | 7.3.3.17.5 (Remote Grid) Updates to grid topology to minimize risk of ignition in HFTDs Remote GridWLDFRVegetation ContactAggregated | WLDFR | HFTD - Distribution - Tier 3 - 1QU CoRE ¦ 2QU LoRE | Non-Red Flag Warning - Catastrophic Fires | Vegetation Contact | Aggregated | 2052 | 1.8223e-06 | 156.5661 | 0.00028531 | 2052 | Mitigation | 0.95 | 45 | 0 | esc | 0.00097009 | 1.7678e-09 | 0.00097009 | 1.7678e-09 | 0.0027785 | 7.1696e-10 | 0.01662 | 2.9434e-09
[120 empty] | 7.3.3.17.5 (Remote Grid) Updates to grid topology to minimize risk of ignition in HFTDs Remote GridWLDFRVegetation ContactAggregated | WLDFR | HFTD - Distribution - Tier 3 - 1QU CoRE ¦ 2QU LoRE | Non-Red Flag Warning - Catastrophic Fires | Vegetation Contact | Aggregated | 2053 | 1.8223e-06 | 156.5661 | 0.00028531 | 2053 | Mitigation | 0.95 | 45 | 0 | esc | 0.00097009 | 1.7678e-09 | 0.00097009 | 1.7678e-09 | 0.0027785 | 7.1696e-10 | 0.01662 | 2.9434e-09
[120 empty] | 7.3.3.17.5 (Remote Grid) Updates to grid topology to minimize risk of ignition in HFTDs Remote GridWLDFRVegetation ContactAggregated | WLDFR | HFTD - Distribution - Tier 3 - 1QU CoRE ¦ 2QU LoRE | Non-Red Flag Warning - Catastrophic Fires | Vegetation Contact | Aggregated | 2054 | 1.8223e-06 | 156.5661 | 0.00028531 | 2054 | Mitigation | 0.95 | 45 | 0 | esc | 0.00097009 | 1.7678e-09 | 0.00097009 | 1.7678e-09 | 0.0027785 | 7.1696e-10 | 0.01662 | 2.9434e-09
[120 empty] | 7.3.3.17.5 (Remote Grid) Updates to grid topology to minimize risk of ignition in HFTDs Remote GridWLDFRVegetation ContactAggregated | WLDFR | HFTD - Distribution - Tier 3 - 1QU CoRE ¦ 2QU LoRE | Non-Red Flag Warning - Catastrophic Fires | Vegetation Contact | Aggregated | 2055 | 1.8223e-06 | 156.5661 | 0.00028531 | 2055 | Mitigation | 0.95 | 45 | 0 | esc | 0.00097009 | 1.7678e-09 | 0.00097009 | 1.7678e-09 | 0.0027785 | 7.1696e-10 | 0.01662 | 2.9434e-09
[120 empty] | 7.3.3.17.5 (Remote Grid) Updates to grid topology to minimize risk of ignition in HFTDs Remote GridWLDFRVegetation ContactAggregated | WLDFR | HFTD - Distribution - Tier 3 - 1QU CoRE ¦ 2QU LoRE | Non-Red Flag Warning - Catastrophic Fires | Vegetation Contact | Aggregated | 2056 | 1.8223e-06 | 156.5661 | 0.00028531 | 2056 | Mitigation | 0.95 | 45 | 0 | esc | 0.00097009 | 1.7678e-09 | 0.00097009 | 1.7678e-09 | 0.0027785 | 7.1696e-10 | 0 | 0
[120 empty] | 7.3.3.17.5 (Remote Grid) Updates to grid topology to minimize risk of ignition in HFTDs Remote GridWLDFRVegetation ContactAggregated | WLDFR | HFTD - Distribution - Tier 3 - 1QU CoRE ¦ 2QU LoRE | Non-Red Flag Warning - Catastrophic Fires | Vegetation Contact | Aggregated | 2057 | 1.8223e-06 | 156.5661 | 0.00028531 | 2057 | Mitigation | 0.95 | 45 | 0 | esc | 0.00097009 | 1.7678e-09 | 0.00097009 | 1.7678e-09 | 0.0027785 | 7.1696e-10 | 0 | 0
[120 empty] | 7.3.3.17.5 (Remote Grid) Updates to grid topology to minimize risk of ignition in HFTDs Remote GridWLDFRVegetation ContactAggregated | WLDFR | HFTD - Distribution - Tier 3 - 1QU CoRE ¦ 2QU LoRE | Non-Red Flag Warning - Catastrophic Fires | Vegetation Contact | Aggregated | 2058 | 1.8223e-06 | 156.5661 | 0.00028531 | 2058 | Mitigation | 0.95 | 45 | 0 | esc | 0.00097009 | 1.7678e-09 | 0.00097009 | 1.7678e-09 | 0 | 0 | 0.0080352 | 6.7167e-08
[120 empty] | 7.3.3.17.5 (Remote Grid) Updates to grid topology to minimize risk of ignition in HFTDs Remote GridWLDFRVegetation ContactAggregated | WLDFR | HFTD - Distribution - Tier 3 - 1QU CoRE ¦ 2QU LoRE | Non-Red Flag Warning - Catastrophic Fires | Vegetation Contact | Aggregated | 2059 | 1.8223e-06 | 156.5661 | 0.00028531 | 2059 | Mitigation | 0.95 | 45 | 0 | esc | 0.00097009 | 1.7678e-09 | 0.00097009 | 1.7678e-09 | 0.0027785 | 1.5345e-11 | 0.0080352 | 6.7167e-08
[120 empty] | 7.3.3.17.5 (Remote Grid) Updates to grid topology to minimize risk of ignition in HFTDs Remote GridWLDFRVegetation ContactAggregated | WLDFR | HFTD - Distribution - Tier 3 - 1QU CoRE ¦ 2QU LoRE | Non-Red Flag Warning - Catastrophic Fires | Vegetation Contact | Aggregated | 2060 | 1.8223e-06 | 156.5661 | 0.00028531 | 2060 | Mitigation | 0.95 | 45 | 0 | esc | 0.00097009 | 1.7678e-09 | 0.00097009 | 1.7678e-09 | 0.0027785 | 1.5345e-11 | 0.0080352 | 6.7167e-08
[120 empty] | 7.3.3.17.5 (Remote Grid) Updates to grid topology to minimize risk of ignition in HFTDs Remote GridWLDFRVegetation ContactAggregated | WLDFR | HFTD - Distribution - Tier 3 - 1QU CoRE ¦ 2QU LoRE | Non-Red Flag Warning - Catastrophic Fires | Vegetation Contact | Aggregated | 2061 | 1.8223e-06 | 156.5661 | 0.00028531 | 2061 | Mitigation | 0.95 | 45 | 0 | esc | 0.00097009 | 1.7678e-09 | 0.00097009 | 1.7678e-09 | 0.0027785 | 1.5345e-11 | 0.0080352 | 6.7167e-08
[120 empty] | 7.3.3.17.5 (Remote Grid) Updates to grid topology to minimize risk of ignition in HFTDs Remote GridWLDFRVegetation ContactAggregated | WLDFR | HFTD - Distribution - Tier 3 - 1QU CoRE ¦ 2QU LoRE | Non-Red Flag Warning - Catastrophic Fires | Vegetation Contact | Aggregated | 2062 | 1.8223e-06 | 156.5661 | 0.00028531 | 2062 | Mitigation | 0.95 | 45 | 0 | esc | 0.00097009 | 1.7678e-09 | 0.00097009 | 1.7678e-09 | 0.0027785 | 1.5345e-11 | 0.0080352 | 6.7167e-08
[120 empty] | 7.3.3.17.5 (Remote Grid) Updates to grid topology to minimize risk of ignition in HFTDs Remote GridWLDFRVegetation ContactAggregated | WLDFR | HFTD - Distribution - Tier 3 - 1QU CoRE ¦ 2QU LoRE | Non-Red Flag Warning - Catastrophic Fires | Vegetation Contact | Aggregated | 2063 | 1.8223e-06 | 156.5661 | 0.00028531 | 2063 | Mitigation | 0.95 | 45 | 0 | esc | 0.00097009 | 1.7678e-09 | 0.00097009 | 1.7678e-09 | 0.0027785 | 1.5345e-11 | 0.0080352 | 6.7167e-08
[120 empty] | 7.3.3.17.5 (Remote Grid) Updates to grid topology to minimize risk of ignition in HFTDs Remote GridWLDFRVegetation ContactAggregated | WLDFR | HFTD - Distribution - Tier 3 - 1QU CoRE ¦ 2QU LoRE | Non-Red Flag Warning - Catastrophic Fires | Vegetation Contact | Aggregated | 2064 | 1.8223e-06 | 156.5661 | 0.00028531 | 2064 | Mitigation | 0.95 | 45 | 0 | esc | 0.00097009 | 1.7678e-09 | 0.00097009 | 1.7678e-09 | 0.0027785 | 1.5345e-11 | 0.0080352 | 6.7167e-08
[120 empty] | 7.3.3.17.5 (Remote Grid) Updates to grid topology to minimize risk of ignition in HFTDs Remote GridWLDFRVegetation ContactAggregated | WLDFR | HFTD - Distribution - Tier 3 - 1QU CoRE ¦ 2QU LoRE | Non-Red Flag Warning - Catastrophic Fires | Vegetation Contact | Aggregated | 2065 | 1.8223e-06 | 156.5661 | 0.00028531 | 2065 | Mitigation | 0.95 | 45 | 0 | esc | 0.00097009 | 1.7678e-09 | 0.00097009 | 1.7678e-09 | 0.0027785 | 1.5345e-11 | 0.0080352 | 6.7167e-08
[120 empty] | 7.3.3.17.5 (Remote Grid) Updates to grid topology to minimize risk of ignition in HFTDs Remote GridWLDFRVegetation ContactAggregated | WLDFR | HFTD - Distribution - Tier 3 - 1QU CoRE ¦ 2QU LoRE | Non-Red Flag Warning - Catastrophic Fires | Vegetation Contact | Aggregated | 2066 | 1.8223e-06 | 156.5661 | 0.00028531 | 2066 | Mitigation | 0.95 | 45 | 0 | esc | 0.00097009 | 1.7678e-09 | 0.00097009 | 1.7678e-09 | 0.0027785 | 1.5345e-11 | 0.0080352 | 6.7167e-08
[120 empty] | 7.3.3.17.5 (Remote Grid) Updates to grid topology to minimize risk of ignition in HFTDs Remote GridWLDFRVegetation ContactAggregated | WLDFR | HFTD - Distribution - Tier 3 - 1QU CoRE ¦ 2QU LoRE | Non-Red Flag Warning - Catastrophic Fires | Vegetation Contact | Aggregated | 2067 | 1.8223e-06 | 156.5661 | 0.00028531 | 2067 | Mitigation | 0.95 | 45 | 0 | esc | 0 | 0 | 0.00097009 | 1.7678e-09 | 0.0027785 | 1.5345e-11 | 0.0080352 | 6.7167e-08
[120 empty] | 7.3.3.17.5 (Remote Grid) Updates to grid topology to minimize risk of ignition in HFTDs Remote GridWLDFRWire-to-wire contactAggregated | WLDFR | HFTD - Distribution - Tier 3 - 1QU CoRE ¦ 2QU LoRE | Non-Red Flag Warning - Catastrophic Fires | Wire-to-wire contact | Aggregated | 2022 | 5.4152e-07 | 156.5661 | 8.4784e-05 | 2022 | Mitigation | 0.95 | 45 | 0 | esc | 0.00097009 | 5.2532e-10 | 0 | 0 | 0.0027785 | 1.5345e-11 | 0.0080352 | 6.7167e-08
[120 empty] | 7.3.3.17.5 (Remote Grid) Updates to grid topology to minimize risk of ignition in HFTDs Remote GridWLDFRWire-to-wire contactAggregated | WLDFR | HFTD - Distribution - Tier 3 - 1QU CoRE ¦ 2QU LoRE | Non-Red Flag Warning - Catastrophic Fires | Wire-to-wire contact | Aggregated | 2023 | 5.4152e-07 | 156.5661 | 8.4784e-05 | 2023 | Mitigation | 0.95 | 45 | 0 | esc | 0.00097009 | 5.2532e-10 | 0.00097009 | 5.2532e-10 | 0.0027785 | 1.5345e-11 | 0.0080352 | 6.7167e-08
[120 empty] | 7.3.3.17.5 (Remote Grid) Updates to grid topology to minimize risk of ignition in HFTDs Remote GridWLDFRWire-to-wire contactAggregated | WLDFR | HFTD - Distribution - Tier 3 - 1QU CoRE ¦ 2QU LoRE | Non-Red Flag Warning - Catastrophic Fires | Wire-to-wire contact | Aggregated | 2024 | 5.4152e-07 | 156.5661 | 8.4784e-05 | 2024 | Mitigation | 0.95 | 45 | 0 | esc | 0.00097009 | 5.2532e-10 | 0.00097009 | 5.2532e-10 | 0.0027785 | 1.5345e-11 | 0.0080352 | 6.7167e-08
[120 empty] | 7.3.3.17.5 (Remote Grid) Updates to grid topology to minimize risk of ignition in HFTDs Remote GridWLDFRWire-to-wire contactAggregated | WLDFR | HFTD - Distribution - Tier 3 - 1QU CoRE ¦ 2QU LoRE | Non-Red Flag Warning - Catastrophic Fires | Wire-to-wire contact | Aggregated | 2025 | 5.4152e-07 | 156.5661 | 8.4784e-05 | 2025 | Mitigation | 0.95 | 45 | 0 | esc | 0.00097009 | 5.2532e-10 | 0.00097009 | 5.2532e-10 | 0.0027785 | 1.5345e-11 | 0.0080352 | 6.7167e-08
[120 empty] | 7.3.3.17.5 (Remote Grid) Updates to grid topology to minimize risk of ignition in HFTDs Remote GridWLDFRWire-to-wire contactAggregated | WLDFR | HFTD - Distribution - Tier 3 - 1QU CoRE ¦ 2QU LoRE | Non-Red Flag Warning - Catastrophic Fires | Wire-to-wire contact | Aggregated | 2026 | 5.4152e-07 | 156.5661 | 8.4784e-05 | 2026 | Mitigation | 0.95 | 45 | 0 | esc | 0.00097009 | 5.2532e-10 | 0.00097009 | 5.2532e-10 | 0.0027785 | 1.5345e-11 | 0.0080352 | 6.7167e-08
[120 empty] | 7.3.3.17.5 (Remote Grid) Updates to grid topology to minimize risk of ignition in HFTDs Remote GridWLDFRWire-to-wire contactAggregated | WLDFR | HFTD - Distribution - Tier 3 - 1QU CoRE ¦ 2QU LoRE | Non-Red Flag Warning - Catastrophic Fires | Wire-to-wire contact | Aggregated | 2027 | 5.4152e-07 | 156.5661 | 8.4784e-05 | 2027 | Mitigation | 0.95 | 45 | 0 | esc | 0.00097009 | 5.2532e-10 | 0.00097009 | 5.2532e-10 | 0.0027785 | 1.5345e-11 | 0.0080352 | 6.7167e-08
[120 empty] | 7.3.3.17.5 (Remote Grid) Updates to grid topology to minimize risk of ignition in HFTDs Remote GridWLDFRWire-to-wire contactAggregated | WLDFR | HFTD - Distribution - Tier 3 - 1QU CoRE ¦ 2QU LoRE | Non-Red Flag Warning - Catastrophic Fires | Wire-to-wire contact | Aggregated | 2028 | 5.4152e-07 | 156.5661 | 8.4784e-05 | 2028 | Mitigation | 0.95 | 45 | 0 | esc | 0.00097009 | 5.2532e-10 | 0.00097009 | 5.2532e-10 | 0.0027785 | 1.5345e-11 | 0.0080352 | 6.7167e-08
[120 empty] | 7.3.3.17.5 (Remote Grid) Updates to grid topology to minimize risk of ignition in HFTDs Remote GridWLDFRWire-to-wire contactAggregated | WLDFR | HFTD - Distribution - Tier 3 - 1QU CoRE ¦ 2QU LoRE | Non-Red Flag Warning - Catastrophic Fires | Wire-to-wire contact | Aggregated | 2029 | 5.4152e-07 | 156.5661 | 8.4784e-05 | 2029 | Mitigation | 0.95 | 45 | 0 | esc | 0.00097009 | 5.2532e-10 | 0.00097009 | 5.2532e-10 | 0.0027785 | 1.5345e-11 | 0.0080352 | 6.7167e-08
[120 empty] | 7.3.3.17.5 (Remote Grid) Updates to grid topology to minimize risk of ignition in HFTDs Remote GridWLDFRWire-to-wire contactAggregated | WLDFR | HFTD - Distribution - Tier 3 - 1QU CoRE ¦ 2QU LoRE | Non-Red Flag Warning - Catastrophic Fires | Wire-to-wire contact | Aggregated | 2030 | 5.4152e-07 | 156.5661 | 8.4784e-05 | 2030 | Mitigation | 0.95 | 45 | 0 | esc | 0.00097009 | 5.2532e-10 | 0.00097009 | 5.2532e-10 | 0.0027785 | 1.5345e-11 | 0.0080352 | 6.7167e-08
[120 empty] | 7.3.3.17.5 (Remote Grid) Updates to grid topology to minimize risk of ignition in HFTDs Remote GridWLDFRWire-to-wire contactAggregated | WLDFR | HFTD - Distribution - Tier 3 - 1QU CoRE ¦ 2QU LoRE | Non-Red Flag Warning - Catastrophic Fires | Wire-to-wire contact | Aggregated | 2031 | 5.4152e-07 | 156.5661 | 8.4784e-05 | 2031 | Mitigation | 0.95 | 45 | 0 | esc | 0.00097009 | 5.2532e-10 | 0.00097009 | 5.2532e-10 | 0.0027785 | 1.5345e-11 | 0.0080352 | 6.7167e-08
[120 empty] | 7.3.3.17.5 (Remote Grid) Updates to grid topology to minimize risk of ignition in HFTDs Remote GridWLDFRWire-to-wire contactAggregated | WLDFR | HFTD - Distribution - Tier 3 - 1QU CoRE ¦ 2QU LoRE | Non-Red Flag Warning - Catastrophic Fires | Wire-to-wire contact | Aggregated | 2032 | 5.4152e-07 | 156.5661 | 8.4784e-05 | 2032 | Mitigation | 0.95 | 45 | 0 | esc | 0.00097009 | 5.2532e-10 | 0.00097009 | 5.2532e-10 | 0.0027785 | 1.5345e-11 | 0.0080352 | 6.7167e-08
[120 empty] | 7.3.3.17.5 (Remote Grid) Updates to grid topology to minimize risk of ignition in HFTDs Remote GridWLDFRWire-to-wire contactAggregated | WLDFR | HFTD - Distribution - Tier 3 - 1QU CoRE ¦ 2QU LoRE | Non-Red Flag Warning - Catastrophic Fires | Wire-to-wire contact | Aggregated | 2033 | 5.4152e-07 | 156.5661 | 8.4784e-05 | 2033 | Mitigation | 0.95 | 45 | 0 | esc | 0.00097009 | 5.2532e-10 | 0.00097009 | 5.2532e-10 | 0.0027785 | 1.5345e-11 | 0.0080352 | 6.7167e-08
[120 empty] | 7.3.3.17.5 (Remote Grid) Updates to grid topology to minimize risk of ignition in HFTDs Remote GridWLDFRWire-to-wire contactAggregated | WLDFR | HFTD - Distribution - Tier 3 - 1QU CoRE ¦ 2QU LoRE | Non-Red Flag Warning - Catastrophic Fires | Wire-to-wire contact | Aggregated | 2034 | 5.4152e-07 | 156.5661 | 8.4784e-05 | 2034 | Mitigation | 0.95 | 45 | 0 | esc | 0.00097009 | 5.2532e-10 | 0.00097009 | 5.2532e-10 | 0.0027785 | 1.5345e-11 | 0.0080352 | 6.7167e-08
[120 empty] | 7.3.3.17.5 (Remote Grid) Updates to grid topology to minimize risk of ignition in HFTDs Remote GridWLDFRWire-to-wire contactAggregated | WLDFR | HFTD - Distribution - Tier 3 - 1QU CoRE ¦ 2QU LoRE | Non-Red Flag Warning - Catastrophic Fires | Wire-to-wire contact | Aggregated | 2035 | 5.4152e-07 | 156.5661 | 8.4784e-05 | 2035 | Mitigation | 0.95 | 45 | 0 | esc | 0.00097009 | 5.2532e-10 | 0.00097009 | 5.2532e-10 | 0.0027785 | 1.5345e-11 | 0.0080352 | 6.7167e-08
[120 empty] | 7.3.3.17.5 (Remote Grid) Updates to grid topology to minimize risk of ignition in HFTDs Remote GridWLDFRWire-to-wire contactAggregated | WLDFR | HFTD - Distribution - Tier 3 - 1QU CoRE ¦ 2QU LoRE | Non-Red Flag Warning - Catastrophic Fires | Wire-to-wire contact | Aggregated | 2036 | 5.4152e-07 | 156.5661 | 8.4784e-05 | 2036 | Mitigation | 0.95 | 45 | 0 | esc | 0.00097009 | 5.2532e-10 | 0.00097009 | 5.2532e-10 | 0.0027785 | 1.5345e-11 | 0.0080352 | 6.7167e-08
[120 empty] | 7.3.3.17.5 (Remote Grid) Updates to grid topology to minimize risk of ignition in HFTDs Remote GridWLDFRWire-to-wire contactAggregated | WLDFR | HFTD - Distribution - Tier 3 - 1QU CoRE ¦ 2QU LoRE | Non-Red Flag Warning - Catastrophic Fires | Wire-to-wire contact | Aggregated | 2037 | 5.4152e-07 | 156.5661 | 8.4784e-05 | 2037 | Mitigation | 0.95 | 45 | 0 | esc | 0.00097009 | 5.2532e-10 | 0.00097009 | 5.2532e-10 | 0.0027785 | 1.5345e-11 | 0.0080352 | 6.7167e-08
[120 empty] | 7.3.3.17.5 (Remote Grid) Updates to grid topology to minimize risk of ignition in HFTDs Remote GridWLDFRWire-to-wire contactAggregated | WLDFR | HFTD - Distribution - Tier 3 - 1QU CoRE ¦ 2QU LoRE | Non-Red Flag Warning - Catastrophic Fires | Wire-to-wire contact | Aggregated | 2038 | 5.4152e-07 | 156.5661 | 8.4784e-05 | 2038 | Mitigation | 0.95 | 45 | 0 | esc | 0.00097009 | 5.2532e-10 | 0.00097009 | 5.2532e-10 | 0.0027785 | 1.5345e-11 | 0.0080352 | 6.7167e-08
[120 empty] | 7.3.3.17.5 (Remote Grid) Updates to grid topology to minimize risk of ignition in HFTDs Remote GridWLDFRWire-to-wire contactAggregated | WLDFR | HFTD - Distribution - Tier 3 - 1QU CoRE ¦ 2QU LoRE | Non-Red Flag Warning - Catastrophic Fires | Wire-to-wire contact | Aggregated | 2039 | 5.4152e-07 | 156.5661 | 8.4784e-05 | 2039 | Mitigation | 0.95 | 45 | 0 | esc | 0.00097009 | 5.2532e-10 | 0.00097009 | 5.2532e-10 | 0.0027785 | 1.5345e-11 | 0.0080352 | 6.7167e-08
[120 empty] | 7.3.3.17.5 (Remote Grid) Updates to grid topology to minimize risk of ignition in HFTDs Remote GridWLDFRWire-to-wire contactAggregated | WLDFR | HFTD - Distribution - Tier 3 - 1QU CoRE ¦ 2QU LoRE | Non-Red Flag Warning - Catastrophic Fires | Wire-to-wire contact | Aggregated | 2040 | 5.4152e-07 | 156.5661 | 8.4784e-05 | 2040 | Mitigation | 0.95 | 45 | 0 | esc | 0.00097009 | 5.2532e-10 | 0.00097009 | 5.2532e-10 | 0.0027785 | 1.5345e-11 | 0.0080352 | 6.7167e-08
[120 empty] | 7.3.3.17.5 (Remote Grid) Updates to grid topology to minimize risk of ignition in HFTDs Remote GridWLDFRWire-to-wire contactAggregated | WLDFR | HFTD - Distribution - Tier 3 - 1QU CoRE ¦ 2QU LoRE | Non-Red Flag Warning - Catastrophic Fires | Wire-to-wire contact | Aggregated | 2041 | 5.4152e-07 | 156.5661 | 8.4784e-05 | 2041 | Mitigation | 0.95 | 45 | 0 | esc | 0.00097009 | 5.2532e-10 | 0.00097009 | 5.2532e-10 | 0.0027785 | 1.5345e-11 | 0.0080352 | 6.7167e-08
[120 empty] | 7.3.3.17.5 (Remote Grid) Updates to grid topology to minimize risk of ignition in HFTDs Remote GridWLDFRWire-to-wire contactAggregated | WLDFR | HFTD - Distribution - Tier 3 - 1QU CoRE ¦ 2QU LoRE | Non-Red Flag Warning - Catastrophic Fires | Wire-to-wire contact | Aggregated | 2042 | 5.4152e-07 | 156.5661 | 8.4784e-05 | 2042 | Mitigation | 0.95 | 45 | 0 | esc | 0.00097009 | 5.2532e-10 | 0.00097009 | 5.2532e-10 | 0.0027785 | 1.5345e-11 | 0 | 0
[120 empty] | 7.3.3.17.5 (Remote Grid) Updates to grid topology to minimize risk of ignition in HFTDs Remote GridWLDFRWire-to-wire contactAggregated | WLDFR | HFTD - Distribution - Tier 3 - 1QU CoRE ¦ 2QU LoRE | Non-Red Flag Warning - Catastrophic Fires | Wire-to-wire contact | Aggregated | 2043 | 5.4152e-07 | 156.5661 | 8.4784e-05 | 2043 | Mitigation | 0.95 | 45 | 0 | esc | 0.00097009 | 5.2532e-10 | 0.00097009 | 5.2532e-10 | 0.0027785 | 1.5345e-11 | 0 | 0
[120 empty] | 7.3.3.17.5 (Remote Grid) Updates to grid topology to minimize risk of ignition in HFTDs Remote GridWLDFRWire-to-wire contactAggregated | WLDFR | HFTD - Distribution - Tier 3 - 1QU CoRE ¦ 2QU LoRE | Non-Red Flag Warning - Catastrophic Fires | Wire-to-wire contact | Aggregated | 2044 | 5.4152e-07 | 156.5661 | 8.4784e-05 | 2044 | Mitigation | 0.95 | 45 | 0 | esc | 0.00097009 | 5.2532e-10 | 0.00097009 | 5.2532e-10 | 0.0027785 | 1.5345e-11 | 0.010315 | 2.5348e-08
[120 empty] | 7.3.3.17.5 (Remote Grid) Updates to grid topology to minimize risk of ignition in HFTDs Remote GridWLDFRWire-to-wire contactAggregated | WLDFR | HFTD - Distribution - Tier 3 - 1QU CoRE ¦ 2QU LoRE | Non-Red Flag Warning - Catastrophic Fires | Wire-to-wire contact | Aggregated | 2045 | 5.4152e-07 | 156.5661 | 8.4784e-05 | 2045 | Mitigation | 0.95 | 45 | 0 | esc | 0.00097009 | 5.2532e-10 | 0.00097009 | 5.2532e-10 | 0.0027785 | 1.5345e-11 | 0.010315 | 2.5348e-08
[120 empty] | 7.3.3.17.5 (Remote Grid) Updates to grid topology to minimize risk of ignition in HFTDs Remote GridWLDFRWire-to-wire contactAggregated | WLDFR | HFTD - Distribution - Tier 3 - 1QU CoRE ¦ 2QU LoRE | Non-Red Flag Warning - Catastrophic Fires | Wire-to-wire contact | Aggregated | 2046 | 5.4152e-07 | 156.5661 | 8.4784e-05 | 2046 | Mitigation | 0.95 | 45 | 0 | esc | 0.00097009 | 5.2532e-10 | 0.00097009 | 5.2532e-10 | 0.0027785 | 1.5345e-11 | 0.010315 | 2.5348e-08
[120 empty] | 7.3.3.17.5 (Remote Grid) Updates to grid topology to minimize risk of ignition in HFTDs Remote GridWLDFRWire-to-wire contactAggregated | WLDFR | HFTD - Distribution - Tier 3 - 1QU CoRE ¦ 2QU LoRE | Non-Red Flag Warning - Catastrophic Fires | Wire-to-wire contact | Aggregated | 2047 | 5.4152e-07 | 156.5661 | 8.4784e-05 | 2047 | Mitigation | 0.95 | 45 | 0 | esc | 0.00097009 | 5.2532e-10 | 0.00097009 | 5.2532e-10 | 0.0027785 | 1.5345e-11 | 0.010315 | 2.5348e-08
[120 empty] | 7.3.3.17.5 (Remote Grid) Updates to grid topology to minimize risk of ignition in HFTDs Remote GridWLDFRWire-to-wire contactAggregated | WLDFR | HFTD - Distribution - Tier 3 - 1QU CoRE ¦ 2QU LoRE | Non-Red Flag Warning - Catastrophic Fires | Wire-to-wire contact | Aggregated | 2048 | 5.4152e-07 | 156.5661 | 8.4784e-05 | 2048 | Mitigation | 0.95 | 45 | 0 | esc | 0.00097009 | 5.2532e-10 | 0.00097009 | 5.2532e-10 | 0.0027785 | 1.5345e-11 | 0.010315 | 2.5348e-08
[120 empty] | 7.3.3.17.5 (Remote Grid) Updates to grid topology to minimize risk of ignition in HFTDs Remote GridWLDFRWire-to-wire contactAggregated | WLDFR | HFTD - Distribution - Tier 3 - 1QU CoRE ¦ 2QU LoRE | Non-Red Flag Warning - Catastrophic Fires | Wire-to-wire contact | Aggregated | 2049 | 5.4152e-07 | 156.5661 | 8.4784e-05 | 2049 | Mitigation | 0.95 | 45 | 0 | esc | 0.00097009 | 5.2532e-10 | 0.00097009 | 5.2532e-10 | 0.0027785 | 1.5345e-11 | 0.010315 | 2.5348e-08
[120 empty] | 7.3.3.17.5 (Remote Grid) Updates to grid topology to minimize risk of ignition in HFTDs Remote GridWLDFRWire-to-wire contactAggregated | WLDFR | HFTD - Distribution - Tier 3 - 1QU CoRE ¦ 2QU LoRE | Non-Red Flag Warning - Catastrophic Fires | Wire-to-wire contact | Aggregated | 2050 | 5.4152e-07 | 156.5661 | 8.4784e-05 | 2050 | Mitigation | 0.95 | 45 | 0 | esc | 0.00097009 | 5.2532e-10 | 0.00097009 | 5.2532e-10 | 0.0027785 | 1.5345e-11 | 0.010315 | 2.5348e-08
[120 empty] | 7.3.3.17.5 (Remote Grid) Updates to grid topology to minimize risk of ignition in HFTDs Remote GridWLDFRWire-to-wire contactAggregated | WLDFR | HFTD - Distribution - Tier 3 - 1QU CoRE ¦ 2QU LoRE | Non-Red Flag Warning - Catastrophic Fires | Wire-to-wire contact | Aggregated | 2051 | 5.4152e-07 | 156.5661 | 8.4784e-05 | 2051 | Mitigation | 0.95 | 45 | 0 | esc | 0.00097009 | 5.2532e-10 | 0.00097009 | 5.2532e-10 | 0.0027785 | 1.5345e-11 | 0.010315 | 2.5348e-08
[120 empty] | 7.3.3.17.5 (Remote Grid) Updates to grid topology to minimize risk of ignition in HFTDs Remote GridWLDFRWire-to-wire contactAggregated | WLDFR | HFTD - Distribution - Tier 3 - 1QU CoRE ¦ 2QU LoRE | Non-Red Flag Warning - Catastrophic Fires | Wire-to-wire contact | Aggregated | 2052 | 5.4152e-07 | 156.5661 | 8.4784e-05 | 2052 | Mitigation | 0.95 | 45 | 0 | esc | 0.00097009 | 5.2532e-10 | 0.00097009 | 5.2532e-10 | 0.0027785 | 1.5345e-11 | 0.010315 | 2.5348e-08
[120 empty] | 7.3.3.17.5 (Remote Grid) Updates to grid topology to minimize risk of ignition in HFTDs Remote GridWLDFRWire-to-wire contactAggregated | WLDFR | HFTD - Distribution - Tier 3 - 1QU CoRE ¦ 2QU LoRE | Non-Red Flag Warning - Catastrophic Fires | Wire-to-wire contact | Aggregated | 2053 | 5.4152e-07 | 156.5661 | 8.4784e-05 | 2053 | Mitigation | 0.95 | 45 | 0 | esc | 0.00097009 | 5.2532e-10 | 0.00097009 | 5.2532e-10 | 0.0027785 | 1.5345e-11 | 0.010315 | 2.5348e-08
[120 empty] | 7.3.3.17.5 (Remote Grid) Updates to grid topology to minimize risk of ignition in HFTDs Remote GridWLDFRWire-to-wire contactAggregated | WLDFR | HFTD - Distribution - Tier 3 - 1QU CoRE ¦ 2QU LoRE | Non-Red Flag Warning - Catastrophic Fires | Wire-to-wire contact | Aggregated | 2054 | 5.4152e-07 | 156.5661 | 8.4784e-05 | 2054 | Mitigation | 0.95 | 45 | 0 | esc | 0.00097009 | 5.2532e-10 | 0.00097009 | 5.2532e-10 | 0.0027785 | 1.5345e-11 | 0.010315 | 2.5348e-08
[120 empty] | 7.3.3.17.5 (Remote Grid) Updates to grid topology to minimize risk of ignition in HFTDs Remote GridWLDFRWire-to-wire contactAggregated | WLDFR | HFTD - Distribution - Tier 3 - 1QU CoRE ¦ 2QU LoRE | Non-Red Flag Warning - Catastrophic Fires | Wire-to-wire contact | Aggregated | 2055 | 5.4152e-07 | 156.5661 | 8.4784e-05 | 2055 | Mitigation | 0.95 | 45 | 0 | esc | 0.00097009 | 5.2532e-10 | 0.00097009 | 5.2532e-10 | 0.0027785 | 1.5345e-11 | 0.010315 | 2.5348e-08
[120 empty] | 7.3.3.17.5 (Remote Grid) Updates to grid topology to minimize risk of ignition in HFTDs Remote GridWLDFRWire-to-wire contactAggregated | WLDFR | HFTD - Distribution - Tier 3 - 1QU CoRE ¦ 2QU LoRE | Non-Red Flag Warning - Catastrophic Fires | Wire-to-wire contact | Aggregated | 2056 | 5.4152e-07 | 156.5661 | 8.4784e-05 | 2056 | Mitigation | 0.95 | 45 | 0 | esc | 0.00097009 | 5.2532e-10 | 0.00097009 | 5.2532e-10 | 0.0027785 | 1.5345e-11 | 0.010315 | 2.5348e-08
[120 empty] | 7.3.3.17.5 (Remote Grid) Updates to grid topology to minimize risk of ignition in HFTDs Remote GridWLDFRWire-to-wire contactAggregated | WLDFR | HFTD - Distribution - Tier 3 - 1QU CoRE ¦ 2QU LoRE | Non-Red Flag Warning - Catastrophic Fires | Wire-to-wire contact | Aggregated | 2057 | 5.4152e-07 | 156.5661 | 8.4784e-05 | 2057 | Mitigation | 0.95 | 45 | 0 | esc | 0.00097009 | 5.2532e-10 | 0.00097009 | 5.2532e-10 | 0.0027785 | 1.5345e-11 | 0.010315 | 2.5348e-08
[120 empty] | 7.3.3.17.5 (Remote Grid) Updates to grid topology to minimize risk of ignition in HFTDs Remote GridWLDFRWire-to-wire contactAggregated | WLDFR | HFTD - Distribution - Tier 3 - 1QU CoRE ¦ 2QU LoRE | Non-Red Flag Warning - Catastrophic Fires | Wire-to-wire contact | Aggregated | 2058 | 5.4152e-07 | 156.5661 | 8.4784e-05 | 2058 | Mitigation | 0.95 | 45 | 0 | esc | 0.00097009 | 5.2532e-10 | 0.00097009 | 5.2532e-10 | 0.0027785 | 1.5345e-11 | 0.010315 | 2.5348e-08
[120 empty] | 7.3.3.17.5 (Remote Grid) Updates to grid topology to minimize risk of ignition in HFTDs Remote GridWLDFRWire-to-wire contactAggregated | WLDFR | HFTD - Distribution - Tier 3 - 1QU CoRE ¦ 2QU LoRE | Non-Red Flag Warning - Catastrophic Fires | Wire-to-wire contact | Aggregated | 2059 | 5.4152e-07 | 156.5661 | 8.4784e-05 | 2059 | Mitigation | 0.95 | 45 | 0 | esc | 0.00097009 | 5.2532e-10 | 0.00097009 | 5.2532e-10 | 0.0027785 | 1.5345e-11 | 0.010315 | 2.5348e-08
[120 empty] | 7.3.3.17.5 (Remote Grid) Updates to grid topology to minimize risk of ignition in HFTDs Remote GridWLDFRWire-to-wire contactAggregated | WLDFR | HFTD - Distribution - Tier 3 - 1QU CoRE ¦ 2QU LoRE | Non-Red Flag Warning - Catastrophic Fires | Wire-to-wire contact | Aggregated | 2060 | 5.4152e-07 | 156.5661 | 8.4784e-05 | 2060 | Mitigation | 0.95 | 45 | 0 | esc | 0.00097009 | 5.2532e-10 | 0.00097009 | 5.2532e-10 | 0.0027785 | 1.5345e-11 | 0.010315 | 2.5348e-08
[120 empty] | 7.3.3.17.5 (Remote Grid) Updates to grid topology to minimize risk of ignition in HFTDs Remote GridWLDFRWire-to-wire contactAggregated | WLDFR | HFTD - Distribution - Tier 3 - 1QU CoRE ¦ 2QU LoRE | Non-Red Flag Warning - Catastrophic Fires | Wire-to-wire contact | Aggregated | 2061 | 5.4152e-07 | 156.5661 | 8.4784e-05 | 2061 | Mitigation | 0.95 | 45 | 0 | esc | 0.00097009 | 5.2532e-10 | 0.00097009 | 5.2532e-10 | 0.0027785 | 1.5345e-11 | 0.010315 | 2.5348e-08
[120 empty] | 7.3.3.17.5 (Remote Grid) Updates to grid topology to minimize risk of ignition in HFTDs Remote GridWLDFRWire-to-wire contactAggregated | WLDFR | HFTD - Distribution - Tier 3 - 1QU CoRE ¦ 2QU LoRE | Non-Red Flag Warning - Catastrophic Fires | Wire-to-wire contact | Aggregated | 2062 | 5.4152e-07 | 156.5661 | 8.4784e-05 | 2062 | Mitigation | 0.95 | 45 | 0 | esc | 0.00097009 | 5.2532e-10 | 0.00097009 | 5.2532e-10 | 0 | 0 | 0.010315 | 2.5348e-08
[120 empty] | 7.3.3.17.5 (Remote Grid) Updates to grid topology to minimize risk of ignition in HFTDs Remote GridWLDFRWire-to-wire contactAggregated | WLDFR | HFTD - Distribution - Tier 3 - 1QU CoRE ¦ 2QU LoRE | Non-Red Flag Warning - Catastrophic Fires | Wire-to-wire contact | Aggregated | 2063 | 5.4152e-07 | 156.5661 | 8.4784e-05 | 2063 | Mitigation | 0.95 | 45 | 0 | esc | 0.00097009 | 5.2532e-10 | 0.00097009 | 5.2532e-10 | 0.0027785 | 1.4448e-10 | 0.010315 | 2.5348e-08
[120 empty] | 7.3.3.17.5 (Remote Grid) Updates to grid topology to minimize risk of ignition in HFTDs Remote GridWLDFRWire-to-wire contactAggregated | WLDFR | HFTD - Distribution - Tier 3 - 1QU CoRE ¦ 2QU LoRE | Non-Red Flag Warning - Catastrophic Fires | Wire-to-wire contact | Aggregated | 2064 | 5.4152e-07 | 156.5661 | 8.4784e-05 | 2064 | Mitigation | 0.95 | 45 | 0 | esc | 0.00097009 | 5.2532e-10 | 0.00097009 | 5.2532e-10 | 0.0027785 | 1.4448e-10 | 0.010315 | 2.5348e-08
[120 empty] | 7.3.3.17.5 (Remote Grid) Updates to grid topology to minimize risk of ignition in HFTDs Remote GridWLDFRWire-to-wire contactAggregated | WLDFR | HFTD - Distribution - Tier 3 - 1QU CoRE ¦ 2QU LoRE | Non-Red Flag Warning - Catastrophic Fires | Wire-to-wire contact | Aggregated | 2065 | 5.4152e-07 | 156.5661 | 8.4784e-05 | 2065 | Mitigation | 0.95 | 45 | 0 | esc | 0.00097009 | 5.2532e-10 | 0.00097009 | 5.2532e-10 | 0.0027785 | 1.4448e-10 | 0.010315 | 2.5348e-08
[120 empty] | 7.3.3.17.5 (Remote Grid) Updates to grid topology to minimize risk of ignition in HFTDs Remote GridWLDFRWire-to-wire contactAggregated | WLDFR | HFTD - Distribution - Tier 3 - 1QU CoRE ¦ 2QU LoRE | Non-Red Flag Warning - Catastrophic Fires | Wire-to-wire contact | Aggregated | 2066 | 5.4152e-07 | 156.5661 | 8.4784e-05 | 2066 | Mitigation | 0.95 | 45 | 0 | esc | 0.00097009 | 5.2532e-10 | 0.00097009 | 5.2532e-10 | 0.0027785 | 1.4448e-10 | 0.010315 | 2.5348e-08
[120 empty] | 7.3.3.17.5 (Remote Grid) Updates to grid topology to minimize risk of ignition in HFTDs Remote GridWLDFRWire-to-wire contactAggregated | WLDFR | HFTD - Distribution - Tier 3 - 1QU CoRE ¦ 2QU LoRE | Non-Red Flag Warning - Catastrophic Fires | Wire-to-wire contact | Aggregated | 2067 | 5.4152e-07 | 156.5661 | 8.4784e-05 | 2067 | Mitigation | 0.95 | 45 | 0 | esc | 0 | 0 | 0.00097009 | 5.2532e-10 | 0.0027785 | 1.4448e-10 | 0.010315 | 2.5348e-08
[120 empty] | 7.3.3.17.5 (Remote Grid) Updates to grid topology to minimize risk of ignition in HFTDs Remote GridWLDFRContact from objectAggregated | WLDFR | HFTD - Distribution - Tier 3 - 1QU CoRE ¦ 2QU LoRE | Non-Red Flag Warning - Destructive Fires | Contact from object | Aggregated | 2022 | 1.7794e-06 | 156.5661 | 0.0002786 | 2022 | Mitigation | 0.95 | 45 | 0 | esc | 0.00097009 | 1.7262e-09 | 0 | 0 | 0.0027785 | 1.4448e-10 | 0.010315 | 2.5348e-08
[120 empty] | 7.3.3.17.5 (Remote Grid) Updates to grid topology to minimize risk of ignition in HFTDs Remote GridWLDFRContact from objectAggregated | WLDFR | HFTD - Distribution - Tier 3 - 1QU CoRE ¦ 2QU LoRE | Non-Red Flag Warning - Destructive Fires | Contact from object | Aggregated | 2023 | 1.7794e-06 | 156.5661 | 0.0002786 | 2023 | Mitigation | 0.95 | 45 | 0 | esc | 0.00097009 | 1.7262e-09 | 0.00097009 | 1.7262e-09 | 0.0027785 | 1.4448e-10 | 0.010315 | 2.5348e-08
[120 empty] | 7.3.3.17.5 (Remote Grid) Updates to grid topology to minimize risk of ignition in HFTDs Remote GridWLDFRContact from objectAggregated | WLDFR | HFTD - Distribution - Tier 3 - 1QU CoRE ¦ 2QU LoRE | Non-Red Flag Warning - Destructive Fires | Contact from object | Aggregated | 2024 | 1.7794e-06 | 156.5661 | 0.0002786 | 2024 | Mitigation | 0.95 | 45 | 0 | esc | 0.00097009 | 1.7262e-09 | 0.00097009 | 1.7262e-09 | 0.0027785 | 1.4448e-10 | 0.010315 | 2.5348e-08
[120 empty] | 7.3.3.17.5 (Remote Grid) Updates to grid topology to minimize risk of ignition in HFTDs Remote GridWLDFRContact from objectAggregated | WLDFR | HFTD - Distribution - Tier 3 - 1QU CoRE ¦ 2QU LoRE | Non-Red Flag Warning - Destructive Fires | Contact from object | Aggregated | 2025 | 1.7794e-06 | 156.5661 | 0.0002786 | 2025 | Mitigation | 0.95 | 45 | 0 | esc | 0.00097009 | 1.7262e-09 | 0.00097009 | 1.7262e-09 | 0.0027785 | 1.4448e-10 | 0.010315 | 2.5348e-08
[120 empty] | 7.3.3.17.5 (Remote Grid) Updates to grid topology to minimize risk of ignition in HFTDs Remote GridWLDFRContact from objectAggregated | WLDFR | HFTD - Distribution - Tier 3 - 1QU CoRE ¦ 2QU LoRE | Non-Red Flag Warning - Destructive Fires | Contact from object | Aggregated | 2026 | 1.7794e-06 | 156.5661 | 0.0002786 | 2026 | Mitigation | 0.95 | 45 | 0 | esc | 0.00097009 | 1.7262e-09 | 0.00097009 | 1.7262e-09 | 0.0027785 | 1.4448e-10 | 0.010315 | 2.5348e-08
[120 empty] | 7.3.3.17.5 (Remote Grid) Updates to grid topology to minimize risk of ignition in HFTDs Remote GridWLDFRContact from objectAggregated | WLDFR | HFTD - Distribution - Tier 3 - 1QU CoRE ¦ 2QU LoRE | Non-Red Flag Warning - Destructive Fires | Contact from object | Aggregated | 2027 | 1.7794e-06 | 156.5661 | 0.0002786 | 2027 | Mitigation | 0.95 | 45 | 0 | esc | 0.00097009 | 1.7262e-09 | 0.00097009 | 1.7262e-09 | 0.0027785 | 1.4448e-10 | 0.010315 | 2.5348e-08
[120 empty] | 7.3.3.17.5 (Remote Grid) Updates to grid topology to minimize risk of ignition in HFTDs Remote GridWLDFRContact from objectAggregated | WLDFR | HFTD - Distribution - Tier 3 - 1QU CoRE ¦ 2QU LoRE | Non-Red Flag Warning - Destructive Fires | Contact from object | Aggregated | 2028 | 1.7794e-06 | 156.5661 | 0.0002786 | 2028 | Mitigation | 0.95 | 45 | 0 | esc | 0.00097009 | 1.7262e-09 | 0.00097009 | 1.7262e-09 | 0.0027785 | 1.4448e-10 | 0 | 0
[120 empty] | 7.3.3.17.5 (Remote Grid) Updates to grid topology to minimize risk of ignition in HFTDs Remote GridWLDFRContact from objectAggregated | WLDFR | HFTD - Distribution - Tier 3 - 1QU CoRE ¦ 2QU LoRE | Non-Red Flag Warning - Destructive Fires | Contact from object | Aggregated | 2029 | 1.7794e-06 | 156.5661 | 0.0002786 | 2029 | Mitigation | 0.95 | 45 | 0 | esc | 0.00097009 | 1.7262e-09 | 0.00097009 | 1.7262e-09 | 0.0027785 | 1.4448e-10 | 0 | 0
[120 empty] | 7.3.3.17.5 (Remote Grid) Updates to grid topology to minimize risk of ignition in HFTDs Remote GridWLDFRContact from objectAggregated | WLDFR | HFTD - Distribution - Tier 3 - 1QU CoRE ¦ 2QU LoRE | Non-Red Flag Warning - Destructive Fires | Contact from object | Aggregated | 2030 | 1.7794e-06 | 156.5661 | 0.0002786 | 2030 | Mitigation | 0.95 | 45 | 0 | esc | 0.00097009 | 1.7262e-09 | 0.00097009 | 1.7262e-09 | 0.0027785 | 1.4448e-10 | 0.013666 | 2.2469e-08
[120 empty] | 7.3.3.17.5 (Remote Grid) Updates to grid topology to minimize risk of ignition in HFTDs Remote GridWLDFRContact from objectAggregated | WLDFR | HFTD - Distribution - Tier 3 - 1QU CoRE ¦ 2QU LoRE | Non-Red Flag Warning - Destructive Fires | Contact from object | Aggregated | 2031 | 1.7794e-06 | 156.5661 | 0.0002786 | 2031 | Mitigation | 0.95 | 45 | 0 | esc | 0.00097009 | 1.7262e-09 | 0.00097009 | 1.7262e-09 | 0.0027785 | 1.4448e-10 | 0.013666 | 2.2469e-08
[120 empty] | 7.3.3.17.5 (Remote Grid) Updates to grid topology to minimize risk of ignition in HFTDs Remote GridWLDFRContact from objectAggregated | WLDFR | HFTD - Distribution - Tier 3 - 1QU CoRE ¦ 2QU LoRE | Non-Red Flag Warning - Destructive Fires | Contact from object | Aggregated | 2032 | 1.7794e-06 | 156.5661 | 0.0002786 | 2032 | Mitigation | 0.95 | 45 | 0 | esc | 0.00097009 | 1.7262e-09 | 0.00097009 | 1.7262e-09 | 0.0027785 | 1.4448e-10 | 0.013666 | 2.2469e-08
[120 empty] | 7.3.3.17.5 (Remote Grid) Updates to grid topology to minimize risk of ignition in HFTDs Remote GridWLDFRContact from objectAggregated | WLDFR | HFTD - Distribution - Tier 3 - 1QU CoRE ¦ 2QU LoRE | Non-Red Flag Warning - Destructive Fires | Contact from object | Aggregated | 2033 | 1.7794e-06 | 156.5661 | 0.0002786 | 2033 | Mitigation | 0.95 | 45 | 0 | esc | 0.00097009 | 1.7262e-09 | 0.00097009 | 1.7262e-09 | 0.0027785 | 1.4448e-10 | 0.013666 | 2.2469e-08
[120 empty] | 7.3.3.17.5 (Remote Grid) Updates to grid topology to minimize risk of ignition in HFTDs Remote GridWLDFRContact from objectAggregated | WLDFR | HFTD - Distribution - Tier 3 - 1QU CoRE ¦ 2QU LoRE | Non-Red Flag Warning - Destructive Fires | Contact from object | Aggregated | 2034 | 1.7794e-06 | 156.5661 | 0.0002786 | 2034 | Mitigation | 0.95 | 45 | 0 | esc | 0.00097009 | 1.7262e-09 | 0.00097009 | 1.7262e-09 | 0.0027785 | 1.4448e-10 | 0.013666 | 2.2469e-08
[120 empty] | 7.3.3.17.5 (Remote Grid) Updates to grid topology to minimize risk of ignition in HFTDs Remote GridWLDFRContact from objectAggregated | WLDFR | HFTD - Distribution - Tier 3 - 1QU CoRE ¦ 2QU LoRE | Non-Red Flag Warning - Destructive Fires | Contact from object | Aggregated | 2035 | 1.7794e-06 | 156.5661 | 0.0002786 | 2035 | Mitigation | 0.95 | 45 | 0 | esc | 0.00097009 | 1.7262e-09 | 0.00097009 | 1.7262e-09 | 0.0027785 | 1.4448e-10 | 0.013666 | 2.2469e-08
[120 empty] | 7.3.3.17.5 (Remote Grid) Updates to grid topology to minimize risk of ignition in HFTDs Remote GridWLDFRContact from objectAggregated | WLDFR | HFTD - Distribution - Tier 3 - 1QU CoRE ¦ 2QU LoRE | Non-Red Flag Warning - Destructive Fires | Contact from object | Aggregated | 2036 | 1.7794e-06 | 156.5661 | 0.0002786 | 2036 | Mitigation | 0.95 | 45 | 0 | esc | 0.00097009 | 1.7262e-09 | 0.00097009 | 1.7262e-09 | 0.0027785 | 1.4448e-10 | 0.013666 | 2.2469e-08
[120 empty] | 7.3.3.17.5 (Remote Grid) Updates to grid topology to minimize risk of ignition in HFTDs Remote GridWLDFRContact from objectAggregated | WLDFR | HFTD - Distribution - Tier 3 - 1QU CoRE ¦ 2QU LoRE | Non-Red Flag Warning - Destructive Fires | Contact from object | Aggregated | 2037 | 1.7794e-06 | 156.5661 | 0.0002786 | 2037 | Mitigation | 0.95 | 45 | 0 | esc | 0.00097009 | 1.7262e-09 | 0.00097009 | 1.7262e-09 | 0.0027785 | 1.4448e-10 | 0.013666 | 2.2469e-08
[120 empty] | 7.3.3.17.5 (Remote Grid) Updates to grid topology to minimize risk of ignition in HFTDs Remote GridWLDFRContact from objectAggregated | WLDFR | HFTD - Distribution - Tier 3 - 1QU CoRE ¦ 2QU LoRE | Non-Red Flag Warning - Destructive Fires | Contact from object | Aggregated | 2038 | 1.7794e-06 | 156.5661 | 0.0002786 | 2038 | Mitigation | 0.95 | 45 | 0 | esc | 0.00097009 | 1.7262e-09 | 0.00097009 | 1.7262e-09 | 0.0027785 | 1.4448e-10 | 0.013666 | 2.2469e-08
[120 empty] | 7.3.3.17.5 (Remote Grid) Updates to grid topology to minimize risk of ignition in HFTDs Remote GridWLDFRContact from objectAggregated | WLDFR | HFTD - Distribution - Tier 3 - 1QU CoRE ¦ 2QU LoRE | Non-Red Flag Warning - Destructive Fires | Contact from object | Aggregated | 2039 | 1.7794e-06 | 156.5661 | 0.0002786 | 2039 | Mitigation | 0.95 | 45 | 0 | esc | 0.00097009 | 1.7262e-09 | 0.00097009 | 1.7262e-09 | 0.0027785 | 1.4448e-10 | 0.013666 | 2.2469e-08
[120 empty] | 7.3.3.17.5 (Remote Grid) Updates to grid topology to minimize risk of ignition in HFTDs Remote GridWLDFRContact from objectAggregated | WLDFR | HFTD - Distribution - Tier 3 - 1QU CoRE ¦ 2QU LoRE | Non-Red Flag Warning - Destructive Fires | Contact from object | Aggregated | 2040 | 1.7794e-06 | 156.5661 | 0.0002786 | 2040 | Mitigation | 0.95 | 45 | 0 | esc | 0.00097009 | 1.7262e-09 | 0.00097009 | 1.7262e-09 | 0.0027785 | 1.4448e-10 | 0.013666 | 2.2469e-08
[120 empty] | 7.3.3.17.5 (Remote Grid) Updates to grid topology to minimize risk of ignition in HFTDs Remote GridWLDFRContact from objectAggregated | WLDFR | HFTD - Distribution - Tier 3 - 1QU CoRE ¦ 2QU LoRE | Non-Red Flag Warning - Destructive Fires | Contact from object | Aggregated | 2041 | 1.7794e-06 | 156.5661 | 0.0002786 | 2041 | Mitigation | 0.95 | 45 | 0 | esc | 0.00097009 | 1.7262e-09 | 0.00097009 | 1.7262e-09 | 0.0027785 | 1.4448e-10 | 0.013666 | 2.2469e-08
[120 empty] | 7.3.3.17.5 (Remote Grid) Updates to grid topology to minimize risk of ignition in HFTDs Remote GridWLDFRContact from objectAggregated | WLDFR | HFTD - Distribution - Tier 3 - 1QU CoRE ¦ 2QU LoRE | Non-Red Flag Warning - Destructive Fires | Contact from object | Aggregated | 2042 | 1.7794e-06 | 156.5661 | 0.0002786 | 2042 | Mitigation | 0.95 | 45 | 0 | esc | 0.00097009 | 1.7262e-09 | 0.00097009 | 1.7262e-09 | 0.0027785 | 1.4448e-10 | 0.013666 | 2.2469e-08
[120 empty] | 7.3.3.17.5 (Remote Grid) Updates to grid topology to minimize risk of ignition in HFTDs Remote GridWLDFRContact from objectAggregated | WLDFR | HFTD - Distribution - Tier 3 - 1QU CoRE ¦ 2QU LoRE | Non-Red Flag Warning - Destructive Fires | Contact from object | Aggregated | 2043 | 1.7794e-06 | 156.5661 | 0.0002786 | 2043 | Mitigation | 0.95 | 45 | 0 | esc | 0.00097009 | 1.7262e-09 | 0.00097009 | 1.7262e-09 | 0.0027785 | 1.4448e-10 | 0.013666 | 2.2469e-08
[120 empty] | 7.3.3.17.5 (Remote Grid) Updates to grid topology to minimize risk of ignition in HFTDs Remote GridWLDFRContact from objectAggregated | WLDFR | HFTD - Distribution - Tier 3 - 1QU CoRE ¦ 2QU LoRE | Non-Red Flag Warning - Destructive Fires | Contact from object | Aggregated | 2044 | 1.7794e-06 | 156.5661 | 0.0002786 | 2044 | Mitigation | 0.95 | 45 | 0 | esc | 0.00097009 | 1.7262e-09 | 0.00097009 | 1.7262e-09 | 0.0027785 | 1.4448e-10 | 0.013666 | 2.2469e-08
[120 empty] | 7.3.3.17.5 (Remote Grid) Updates to grid topology to minimize risk of ignition in HFTDs Remote GridWLDFRContact from objectAggregated | WLDFR | HFTD - Distribution - Tier 3 - 1QU CoRE ¦ 2QU LoRE | Non-Red Flag Warning - Destructive Fires | Contact from object | Aggregated | 2045 | 1.7794e-06 | 156.5661 | 0.0002786 | 2045 | Mitigation | 0.95 | 45 | 0 | esc | 0.00097009 | 1.7262e-09 | 0.00097009 | 1.7262e-09 | 0.0027785 | 1.4448e-10 | 0.013666 | 2.2469e-08
[120 empty] | 7.3.3.17.5 (Remote Grid) Updates to grid topology to minimize risk of ignition in HFTDs Remote GridWLDFRContact from objectAggregated | WLDFR | HFTD - Distribution - Tier 3 - 1QU CoRE ¦ 2QU LoRE | Non-Red Flag Warning - Destructive Fires | Contact from object | Aggregated | 2046 | 1.7794e-06 | 156.5661 | 0.0002786 | 2046 | Mitigation | 0.95 | 45 | 0 | esc | 0.00097009 | 1.7262e-09 | 0.00097009 | 1.7262e-09 | 0.0027785 | 1.4448e-10 | 0.013666 | 2.2469e-08
[120 empty] | 7.3.3.17.5 (Remote Grid) Updates to grid topology to minimize risk of ignition in HFTDs Remote GridWLDFRContact from objectAggregated | WLDFR | HFTD - Distribution - Tier 3 - 1QU CoRE ¦ 2QU LoRE | Non-Red Flag Warning - Destructive Fires | Contact from object | Aggregated | 2047 | 1.7794e-06 | 156.5661 | 0.0002786 | 2047 | Mitigation | 0.95 | 45 | 0 | esc | 0.00097009 | 1.7262e-09 | 0.00097009 | 1.7262e-09 | 0.0027785 | 1.4448e-10 | 0.013666 | 2.2469e-08
[120 empty] | 7.3.3.17.5 (Remote Grid) Updates to grid topology to minimize risk of ignition in HFTDs Remote GridWLDFRContact from objectAggregated | WLDFR | HFTD - Distribution - Tier 3 - 1QU CoRE ¦ 2QU LoRE | Non-Red Flag Warning - Destructive Fires | Contact from object | Aggregated | 2048 | 1.7794e-06 | 156.5661 | 0.0002786 | 2048 | Mitigation | 0.95 | 45 | 0 | esc | 0.00097009 | 1.7262e-09 | 0.00097009 | 1.7262e-09 | 0.0027785 | 1.4448e-10 | 0.013666 | 2.2469e-08
[120 empty] | 7.3.3.17.5 (Remote Grid) Updates to grid topology to minimize risk of ignition in HFTDs Remote GridWLDFRContact from objectAggregated | WLDFR | HFTD - Distribution - Tier 3 - 1QU CoRE ¦ 2QU LoRE | Non-Red Flag Warning - Destructive Fires | Contact from object | Aggregated | 2049 | 1.7794e-06 | 156.5661 | 0.0002786 | 2049 | Mitigation | 0.95 | 45 | 0 | esc | 0.00097009 | 1.7262e-09 | 0.00097009 | 1.7262e-09 | 0.0027785 | 1.4448e-10 | 0.013666 | 2.2469e-08
[120 empty] | 7.3.3.17.5 (Remote Grid) Updates to grid topology to minimize risk of ignition in HFTDs Remote GridWLDFRContact from objectAggregated | WLDFR | HFTD - Distribution - Tier 3 - 1QU CoRE ¦ 2QU LoRE | Non-Red Flag Warning - Destructive Fires | Contact from object | Aggregated | 2050 | 1.7794e-06 | 156.5661 | 0.0002786 | 2050 | Mitigation | 0.95 | 45 | 0 | esc | 0.00097009 | 1.7262e-09 | 0.00097009 | 1.7262e-09 | 0.0027785 | 1.4448e-10 | 0.013666 | 2.2469e-08
[120 empty] | 7.3.3.17.5 (Remote Grid) Updates to grid topology to minimize risk of ignition in HFTDs Remote GridWLDFRContact from objectAggregated | WLDFR | HFTD - Distribution - Tier 3 - 1QU CoRE ¦ 2QU LoRE | Non-Red Flag Warning - Destructive Fires | Contact from object | Aggregated | 2051 | 1.7794e-06 | 156.5661 | 0.0002786 | 2051 | Mitigation | 0.95 | 45 | 0 | esc | 0.00097009 | 1.7262e-09 | 0.00097009 | 1.7262e-09 | 0.0027785 | 1.4448e-10 | 0.013666 | 2.2469e-08
[120 empty] | 7.3.3.17.5 (Remote Grid) Updates to grid topology to minimize risk of ignition in HFTDs Remote GridWLDFRContact from objectAggregated | WLDFR | HFTD - Distribution - Tier 3 - 1QU CoRE ¦ 2QU LoRE | Non-Red Flag Warning - Destructive Fires | Contact from object | Aggregated | 2052 | 1.7794e-06 | 156.5661 | 0.0002786 | 2052 | Mitigation | 0.95 | 45 | 0 | esc | 0.00097009 | 1.7262e-09 | 0.00097009 | 1.7262e-09 | 0.0027785 | 1.4448e-10 | 0.013666 | 2.2469e-08
[120 empty] | 7.3.3.17.5 (Remote Grid) Updates to grid topology to minimize risk of ignition in HFTDs Remote GridWLDFRContact from objectAggregated | WLDFR | HFTD - Distribution - Tier 3 - 1QU CoRE ¦ 2QU LoRE | Non-Red Flag Warning - Destructive Fires | Contact from object | Aggregated | 2053 | 1.7794e-06 | 156.5661 | 0.0002786 | 2053 | Mitigation | 0.95 | 45 | 0 | esc | 0.00097009 | 1.7262e-09 | 0.00097009 | 1.7262e-09 | 0.0027785 | 1.4448e-10 | 0.013666 | 2.2469e-08
[120 empty] | 7.3.3.17.5 (Remote Grid) Updates to grid topology to minimize risk of ignition in HFTDs Remote GridWLDFRContact from objectAggregated | WLDFR | HFTD - Distribution - Tier 3 - 1QU CoRE ¦ 2QU LoRE | Non-Red Flag Warning - Destructive Fires | Contact from object | Aggregated | 2054 | 1.7794e-06 | 156.5661 | 0.0002786 | 2054 | Mitigation | 0.95 | 45 | 0 | esc | 0.00097009 | 1.7262e-09 | 0.00097009 | 1.7262e-09 | 0.0027785 | 1.4448e-10 | 0.013666 | 2.2469e-08
[120 empty] | 7.3.3.17.5 (Remote Grid) Updates to grid topology to minimize risk of ignition in HFTDs Remote GridWLDFRContact from objectAggregated | WLDFR | HFTD - Distribution - Tier 3 - 1QU CoRE ¦ 2QU LoRE | Non-Red Flag Warning - Destructive Fires | Contact from object | Aggregated | 2055 | 1.7794e-06 | 156.5661 | 0.0002786 | 2055 | Mitigation | 0.95 | 45 | 0 | esc | 0.00097009 | 1.7262e-09 | 0.00097009 | 1.7262e-09 | 0.0027785 | 1.4448e-10 | 0.013666 | 2.2469e-08
[120 empty] | 7.3.3.17.5 (Remote Grid) Updates to grid topology to minimize risk of ignition in HFTDs Remote GridWLDFRContact from objectAggregated | WLDFR | HFTD - Distribution - Tier 3 - 1QU CoRE ¦ 2QU LoRE | Non-Red Flag Warning - Destructive Fires | Contact from object | Aggregated | 2056 | 1.7794e-06 | 156.5661 | 0.0002786 | 2056 | Mitigation | 0.95 | 45 | 0 | esc | 0.00097009 | 1.7262e-09 | 0.00097009 | 1.7262e-09 | 0.0027785 | 1.4448e-10 | 0.013666 | 2.2469e-08
[120 empty] | 7.3.3.17.5 (Remote Grid) Updates to grid topology to minimize risk of ignition in HFTDs Remote GridWLDFRContact from objectAggregated | WLDFR | HFTD - Distribution - Tier 3 - 1QU CoRE ¦ 2QU LoRE | Non-Red Flag Warning - Destructive Fires | Contact from object | Aggregated | 2057 | 1.7794e-06 | 156.5661 | 0.0002786 | 2057 | Mitigation | 0.95 | 45 | 0 | esc | 0.00097009 | 1.7262e-09 | 0.00097009 | 1.7262e-09 | 0.0027785 | 1.4448e-10 | 0.013666 | 2.2469e-08
[120 empty] | 7.3.3.17.5 (Remote Grid) Updates to grid topology to minimize risk of ignition in HFTDs Remote GridWLDFRContact from objectAggregated | WLDFR | HFTD - Distribution - Tier 3 - 1QU CoRE ¦ 2QU LoRE | Non-Red Flag Warning - Destructive Fires | Contact from object | Aggregated | 2058 | 1.7794e-06 | 156.5661 | 0.0002786 | 2058 | Mitigation | 0.95 | 45 | 0 | esc | 0.00097009 | 1.7262e-09 | 0.00097009 | 1.7262e-09 | 0.0027785 | 1.4448e-10 | 0.013666 | 2.2469e-08
[120 empty] | 7.3.3.17.5 (Remote Grid) Updates to grid topology to minimize risk of ignition in HFTDs Remote GridWLDFRContact from objectAggregated | WLDFR | HFTD - Distribution - Tier 3 - 1QU CoRE ¦ 2QU LoRE | Non-Red Flag Warning - Destructive Fires | Contact from object | Aggregated | 2059 | 1.7794e-06 | 156.5661 | 0.0002786 | 2059 | Mitigation | 0.95 | 45 | 0 | esc | 0.00097009 | 1.7262e-09 | 0.00097009 | 1.7262e-09 | 0.0027785 | 1.4448e-10 | 0.013666 | 2.2469e-08
[120 empty] | 7.3.3.17.5 (Remote Grid) Updates to grid topology to minimize risk of ignition in HFTDs Remote GridWLDFRContact from objectAggregated | WLDFR | HFTD - Distribution - Tier 3 - 1QU CoRE ¦ 2QU LoRE | Non-Red Flag Warning - Destructive Fires | Contact from object | Aggregated | 2060 | 1.7794e-06 | 156.5661 | 0.0002786 | 2060 | Mitigation | 0.95 | 45 | 0 | esc | 0.00097009 | 1.7262e-09 | 0.00097009 | 1.7262e-09 | 0.0027785 | 1.4448e-10 | 0 | 0
[120 empty] | 7.3.3.17.5 (Remote Grid) Updates to grid topology to minimize risk of ignition in HFTDs Remote GridWLDFRContact from objectAggregated | WLDFR | HFTD - Distribution - Tier 3 - 1QU CoRE ¦ 2QU LoRE | Non-Red Flag Warning - Destructive Fires | Contact from object | Aggregated | 2061 | 1.7794e-06 | 156.5661 | 0.0002786 | 2061 | Mitigation | 0.95 | 45 | 0 | esc | 0.00097009 | 1.7262e-09 | 0.00097009 | 1.7262e-09 | 0.0027785 | 1.4448e-10 | 0 | 0
[120 empty] | 7.3.3.17.5 (Remote Grid) Updates to grid topology to minimize risk of ignition in HFTDs Remote GridWLDFRContact from objectAggregated | WLDFR | HFTD - Distribution - Tier 3 - 1QU CoRE ¦ 2QU LoRE | Non-Red Flag Warning - Destructive Fires | Contact from object | Aggregated | 2062 | 1.7794e-06 | 156.5661 | 0.0002786 | 2062 | Mitigation | 0.95 | 45 | 0 | esc | 0.00097009 | 1.7262e-09 | 0.00097009 | 1.7262e-09 | 0.0027785 | 1.4448e-10 | 0.0063316 | 6.6568e-11
[120 empty] | 7.3.3.17.5 (Remote Grid) Updates to grid topology to minimize risk of ignition in HFTDs Remote GridWLDFRContact from objectAggregated | WLDFR | HFTD - Distribution - Tier 3 - 1QU CoRE ¦ 2QU LoRE | Non-Red Flag Warning - Destructive Fires | Contact from object | Aggregated | 2063 | 1.7794e-06 | 156.5661 | 0.0002786 | 2063 | Mitigation | 0.95 | 45 | 0 | esc | 0.00097009 | 1.7262e-09 | 0.00097009 | 1.7262e-09 | 0.0027785 | 1.4448e-10 | 0.0063316 | 6.6568e-11
[120 empty] | 7.3.3.17.5 (Remote Grid) Updates to grid topology to minimize risk of ignition in HFTDs Remote GridWLDFRContact from objectAggregated | WLDFR | HFTD - Distribution - Tier 3 - 1QU CoRE ¦ 2QU LoRE | Non-Red Flag Warning - Destructive Fires | Contact from object | Aggregated | 2064 | 1.7794e-06 | 156.5661 | 0.0002786 | 2064 | Mitigation | 0.95 | 45 | 0 | esc | 0.00097009 | 1.7262e-09 | 0.00097009 | 1.7262e-09 | 0.0027785 | 1.4448e-10 | 0.0063316 | 6.6568e-11
[120 empty] | 7.3.3.17.5 (Remote Grid) Updates to grid topology to minimize risk of ignition in HFTDs Remote GridWLDFRContact from objectAggregated | WLDFR | HFTD - Distribution - Tier 3 - 1QU CoRE ¦ 2QU LoRE | Non-Red Flag Warning - Destructive Fires | Contact from object | Aggregated | 2065 | 1.7794e-06 | 156.5661 | 0.0002786 | 2065 | Mitigation | 0.95 | 45 | 0 | esc | 0.00097009 | 1.7262e-09 | 0.00097009 | 1.7262e-09 | 0.0027785 | 1.4448e-10 | 0.0063316 | 6.6568e-11
[120 empty] | 7.3.3.17.5 (Remote Grid) Updates to grid topology to minimize risk of ignition in HFTDs Remote GridWLDFRContact from objectAggregated | WLDFR | HFTD - Distribution - Tier 3 - 1QU CoRE ¦ 2QU LoRE | Non-Red Flag Warning - Destructive Fires | Contact from object | Aggregated | 2066 | 1.7794e-06 | 156.5661 | 0.0002786 | 2066 | Mitigation | 0.95 | 45 | 0 | esc | 0.00097009 | 1.7262e-09 | 0.00097009 | 1.7262e-09 | 0 | 0 | 0.0063316 | 6.6568e-11
[120 empty] | 7.3.3.17.5 (Remote Grid) Updates to grid topology to minimize risk of ignition in HFTDs Remote GridWLDFRContact from objectAggregated | WLDFR | HFTD - Distribution - Tier 3 - 1QU CoRE ¦ 2QU LoRE | Non-Red Flag Warning - Destructive Fires | Contact from object | Aggregated | 2067 | 1.7794e-06 | 156.5661 | 0.0002786 | 2067 | Mitigation | 0.95 | 45 | 0 | esc | 0 | 0 | 0.00097009 | 1.7262e-09 | 0.0027785 | 8.1834e-11 | 0.0063316 | 6.6568e-11
[120 empty] | 7.3.3.17.5 (Remote Grid) Updates to grid topology to minimize risk of ignition in HFTDs Remote GridWLDFRContaminationAggregated | WLDFR | HFTD - Distribution - Tier 3 - 1QU CoRE ¦ 2QU LoRE | Non-Red Flag Warning - Destructive Fires | Contamination | Aggregated | 2022 | 6.8349e-08 | 156.5661 | 1.0701e-05 | 2022 | Mitigation | 0.95 | 45 | 0 | esc | 0.00097009 | 6.6304e-11 | 0 | 0 | 0.0027785 | 8.1834e-11 | 0.0063316 | 6.6568e-11
[120 empty] | 7.3.3.17.5 (Remote Grid) Updates to grid topology to minimize risk of ignition in HFTDs Remote GridWLDFRContaminationAggregated | WLDFR | HFTD - Distribution - Tier 3 - 1QU CoRE ¦ 2QU LoRE | Non-Red Flag Warning - Destructive Fires | Contamination | Aggregated | 2023 | 6.8349e-08 | 156.5661 | 1.0701e-05 | 2023 | Mitigation | 0.95 | 45 | 0 | esc | 0.00097009 | 6.6304e-11 | 0.00097009 | 6.6304e-11 | 0.0027785 | 8.1834e-11 | 0.0063316 | 6.6568e-11
[120 empty] | 7.3.3.17.5 (Remote Grid) Updates to grid topology to minimize risk of ignition in HFTDs Remote GridWLDFRContaminationAggregated | WLDFR | HFTD - Distribution - Tier 3 - 1QU CoRE ¦ 2QU LoRE | Non-Red Flag Warning - Destructive Fires | Contamination | Aggregated | 2024 | 6.8349e-08 | 156.5661 | 1.0701e-05 | 2024 | Mitigation | 0.95 | 45 | 0 | esc | 0.00097009 | 6.6304e-11 | 0.00097009 | 6.6304e-11 | 0.0027785 | 8.1834e-11 | 0.0063316 | 6.6568e-11
[120 empty] | 7.3.3.17.5 (Remote Grid) Updates to grid topology to minimize risk of ignition in HFTDs Remote GridWLDFRContaminationAggregated | WLDFR | HFTD - Distribution - Tier 3 - 1QU CoRE ¦ 2QU LoRE | Non-Red Flag Warning - Destructive Fires | Contamination | Aggregated | 2025 | 6.8349e-08 | 156.5661 | 1.0701e-05 | 2025 | Mitigation | 0.95 | 45 | 0 | esc | 0.00097009 | 6.6304e-11 | 0.00097009 | 6.6304e-11 | 0.0027785 | 8.1834e-11 | 0.0063316 | 6.6568e-11
[120 empty] | 7.3.3.17.5 (Remote Grid) Updates to grid topology to minimize risk of ignition in HFTDs Remote GridWLDFRContaminationAggregated | WLDFR | HFTD - Distribution - Tier 3 - 1QU CoRE ¦ 2QU LoRE | Non-Red Flag Warning - Destructive Fires | Contamination | Aggregated | 2026 | 6.8349e-08 | 156.5661 | 1.0701e-05 | 2026 | Mitigation | 0.95 | 45 | 0 | esc | 0.00097009 | 6.6304e-11 | 0.00097009 | 6.6304e-11 | 0.0027785 | 8.1834e-11 | 0.0063316 | 6.6568e-11
[120 empty] | 7.3.3.17.5 (Remote Grid) Updates to grid topology to minimize risk of ignition in HFTDs Remote GridWLDFRContaminationAggregated | WLDFR | HFTD - Distribution - Tier 3 - 1QU CoRE ¦ 2QU LoRE | Non-Red Flag Warning - Destructive Fires | Contamination | Aggregated | 2027 | 6.8349e-08 | 156.5661 | 1.0701e-05 | 2027 | Mitigation | 0.95 | 45 | 0 | esc | 0.00097009 | 6.6304e-11 | 0.00097009 | 6.6304e-11 | 0.0027785 | 8.1834e-11 | 0.0063316 | 6.6568e-11
[120 empty] | 7.3.3.17.5 (Remote Grid) Updates to grid topology to minimize risk of ignition in HFTDs Remote GridWLDFRContaminationAggregated | WLDFR | HFTD - Distribution - Tier 3 - 1QU CoRE ¦ 2QU LoRE | Non-Red Flag Warning - Destructive Fires | Contamination | Aggregated | 2028 | 6.8349e-08 | 156.5661 | 1.0701e-05 | 2028 | Mitigation | 0.95 | 45 | 0 | esc | 0.00097009 | 6.6304e-11 | 0.00097009 | 6.6304e-11 | 0.0027785 | 8.1834e-11 | 0.0063316 | 6.6568e-11
[120 empty] | 7.3.3.17.5 (Remote Grid) Updates to grid topology to minimize risk of ignition in HFTDs Remote GridWLDFRContaminationAggregated | WLDFR | HFTD - Distribution - Tier 3 - 1QU CoRE ¦ 2QU LoRE | Non-Red Flag Warning - Destructive Fires | Contamination | Aggregated | 2029 | 6.8349e-08 | 156.5661 | 1.0701e-05 | 2029 | Mitigation | 0.95 | 45 | 0 | esc | 0.00097009 | 6.6304e-11 | 0.00097009 | 6.6304e-11 | 0.0027785 | 8.1834e-11 | 0.0063316 | 6.6568e-11
[120 empty] | 7.3.3.17.5 (Remote Grid) Updates to grid topology to minimize risk of ignition in HFTDs Remote GridWLDFRContaminationAggregated | WLDFR | HFTD - Distribution - Tier 3 - 1QU CoRE ¦ 2QU LoRE | Non-Red Flag Warning - Destructive Fires | Contamination | Aggregated | 2030 | 6.8349e-08 | 156.5661 | 1.0701e-05 | 2030 | Mitigation | 0.95 | 45 | 0 | esc | 0.00097009 | 6.6304e-11 | 0.00097009 | 6.6304e-11 | 0.0027785 | 8.1834e-11 | 0.0063316 | 6.6568e-11
[120 empty] | 7.3.3.17.5 (Remote Grid) Updates to grid topology to minimize risk of ignition in HFTDs Remote GridWLDFRContaminationAggregated | WLDFR | HFTD - Distribution - Tier 3 - 1QU CoRE ¦ 2QU LoRE | Non-Red Flag Warning - Destructive Fires | Contamination | Aggregated | 2031 | 6.8349e-08 | 156.5661 | 1.0701e-05 | 2031 | Mitigation | 0.95 | 45 | 0 | esc | 0.00097009 | 6.6304e-11 | 0.00097009 | 6.6304e-11 | 0.0027785 | 8.1834e-11 | 0.0063316 | 6.6568e-11
[120 empty] | 7.3.3.17.5 (Remote Grid) Updates to grid topology to minimize risk of ignition in HFTDs Remote GridWLDFRContaminationAggregated | WLDFR | HFTD - Distribution - Tier 3 - 1QU CoRE ¦ 2QU LoRE | Non-Red Flag Warning - Destructive Fires | Contamination | Aggregated | 2032 | 6.8349e-08 | 156.5661 | 1.0701e-05 | 2032 | Mitigation | 0.95 | 45 | 0 | esc | 0.00097009 | 6.6304e-11 | 0.00097009 | 6.6304e-11 | 0.0027785 | 8.1834e-11 | 0.0063316 | 6.6568e-11
[120 empty] | 7.3.3.17.5 (Remote Grid) Updates to grid topology to minimize risk of ignition in HFTDs Remote GridWLDFRContaminationAggregated | WLDFR | HFTD - Distribution - Tier 3 - 1QU CoRE ¦ 2QU LoRE | Non-Red Flag Warning - Destructive Fires | Contamination | Aggregated | 2033 | 6.8349e-08 | 156.5661 | 1.0701e-05 | 2033 | Mitigation | 0.95 | 45 | 0 | esc | 0.00097009 | 6.6304e-11 | 0.00097009 | 6.6304e-11 | 0.0027785 | 8.1834e-11 | 0.0063316 | 6.6568e-11
[120 empty] | 7.3.3.17.5 (Remote Grid) Updates to grid topology to minimize risk of ignition in HFTDs Remote GridWLDFRContaminationAggregated | WLDFR | HFTD - Distribution - Tier 3 - 1QU CoRE ¦ 2QU LoRE | Non-Red Flag Warning - Destructive Fires | Contamination | Aggregated | 2034 | 6.8349e-08 | 156.5661 | 1.0701e-05 | 2034 | Mitigation | 0.95 | 45 | 0 | esc | 0.00097009 | 6.6304e-11 | 0.00097009 | 6.6304e-11 | 0.0027785 | 8.1834e-11 | 0.0063316 | 6.6568e-11
[120 empty] | 7.3.3.17.5 (Remote Grid) Updates to grid topology to minimize risk of ignition in HFTDs Remote GridWLDFRContaminationAggregated | WLDFR | HFTD - Distribution - Tier 3 - 1QU CoRE ¦ 2QU LoRE | Non-Red Flag Warning - Destructive Fires | Contamination | Aggregated | 2035 | 6.8349e-08 | 156.5661 | 1.0701e-05 | 2035 | Mitigation | 0.95 | 45 | 0 | esc | 0.00097009 | 6.6304e-11 | 0.00097009 | 6.6304e-11 | 0.0027785 | 8.1834e-11 | 0.0063316 | 6.6568e-11
[120 empty] | 7.3.3.17.5 (Remote Grid) Updates to grid topology to minimize risk of ignition in HFTDs Remote GridWLDFRContaminationAggregated | WLDFR | HFTD - Distribution - Tier 3 - 1QU CoRE ¦ 2QU LoRE | Non-Red Flag Warning - Destructive Fires | Contamination | Aggregated | 2036 | 6.8349e-08 | 156.5661 | 1.0701e-05 | 2036 | Mitigation | 0.95 | 45 | 0 | esc | 0.00097009 | 6.6304e-11 | 0.00097009 | 6.6304e-11 | 0.0027785 | 8.1834e-11 | 0.0063316 | 6.6568e-11
[120 empty] | 7.3.3.17.5 (Remote Grid) Updates to grid topology to minimize risk of ignition in HFTDs Remote GridWLDFRContaminationAggregated | WLDFR | HFTD - Distribution - Tier 3 - 1QU CoRE ¦ 2QU LoRE | Non-Red Flag Warning - Destructive Fires | Contamination | Aggregated | 2037 | 6.8349e-08 | 156.5661 | 1.0701e-05 | 2037 | Mitigation | 0.95 | 45 | 0 | esc | 0.00097009 | 6.6304e-11 | 0.00097009 | 6.6304e-11 | 0.0027785 | 8.1834e-11 | 0.0063316 | 6.6568e-11
[120 empty] | 7.3.3.17.5 (Remote Grid) Updates to grid topology to minimize risk of ignition in HFTDs Remote GridWLDFRContaminationAggregated | WLDFR | HFTD - Distribution - Tier 3 - 1QU CoRE ¦ 2QU LoRE | Non-Red Flag Warning - Destructive Fires | Contamination | Aggregated | 2038 | 6.8349e-08 | 156.5661 | 1.0701e-05 | 2038 | Mitigation | 0.95 | 45 | 0 | esc | 0.00097009 | 6.6304e-11 | 0.00097009 | 6.6304e-11 | 0.0027785 | 8.1834e-11 | 0.0063316 | 6.6568e-11
[120 empty] | 7.3.3.17.5 (Remote Grid) Updates to grid topology to minimize risk of ignition in HFTDs Remote GridWLDFRContaminationAggregated | WLDFR | HFTD - Distribution - Tier 3 - 1QU CoRE ¦ 2QU LoRE | Non-Red Flag Warning - Destructive Fires | Contamination | Aggregated | 2039 | 6.8349e-08 | 156.5661 | 1.0701e-05 | 2039 | Mitigation | 0.95 | 45 | 0 | esc | 0.00097009 | 6.6304e-11 | 0.00097009 | 6.6304e-11 | 0.0027785 | 8.1834e-11 | 0.0063316 | 6.6568e-11
[120 empty] | 7.3.3.17.5 (Remote Grid) Updates to grid topology to minimize risk of ignition in HFTDs Remote GridWLDFRContaminationAggregated | WLDFR | HFTD - Distribution - Tier 3 - 1QU CoRE ¦ 2QU LoRE | Non-Red Flag Warning - Destructive Fires | Contamination | Aggregated | 2040 | 6.8349e-08 | 156.5661 | 1.0701e-05 | 2040 | Mitigation | 0.95 | 45 | 0 | esc | 0.00097009 | 6.6304e-11 | 0.00097009 | 6.6304e-11 | 0.0027785 | 8.1834e-11 | 0.0063316 | 6.6568e-11
[120 empty] | 7.3.3.17.5 (Remote Grid) Updates to grid topology to minimize risk of ignition in HFTDs Remote GridWLDFRContaminationAggregated | WLDFR | HFTD - Distribution - Tier 3 - 1QU CoRE ¦ 2QU LoRE | Non-Red Flag Warning - Destructive Fires | Contamination | Aggregated | 2041 | 6.8349e-08 | 156.5661 | 1.0701e-05 | 2041 | Mitigation | 0.95 | 45 | 0 | esc | 0.00097009 | 6.6304e-11 | 0.00097009 | 6.6304e-11 | 0.0027785 | 8.1834e-11 | 0.0063316 | 6.6568e-11
[120 empty] | 7.3.3.17.5 (Remote Grid) Updates to grid topology to minimize risk of ignition in HFTDs Remote GridWLDFRContaminationAggregated | WLDFR | HFTD - Distribution - Tier 3 - 1QU CoRE ¦ 2QU LoRE | Non-Red Flag Warning - Destructive Fires | Contamination | Aggregated | 2042 | 6.8349e-08 | 156.5661 | 1.0701e-05 | 2042 | Mitigation | 0.95 | 45 | 0 | esc | 0.00097009 | 6.6304e-11 | 0.00097009 | 6.6304e-11 | 0.0027785 | 8.1834e-11 | 0.0063316 | 6.6568e-11
[120 empty] | 7.3.3.17.5 (Remote Grid) Updates to grid topology to minimize risk of ignition in HFTDs Remote GridWLDFRContaminationAggregated | WLDFR | HFTD - Distribution - Tier 3 - 1QU CoRE ¦ 2QU LoRE | Non-Red Flag Warning - Destructive Fires | Contamination | Aggregated | 2043 | 6.8349e-08 | 156.5661 | 1.0701e-05 | 2043 | Mitigation | 0.95 | 45 | 0 | esc | 0.00097009 | 6.6304e-11 | 0.00097009 | 6.6304e-11 | 0.0027785 | 8.1834e-11 | 0.0063316 | 6.6568e-11
[120 empty] | 7.3.3.17.5 (Remote Grid) Updates to grid topology to minimize risk of ignition in HFTDs Remote GridWLDFRContaminationAggregated | WLDFR | HFTD - Distribution - Tier 3 - 1QU CoRE ¦ 2QU LoRE | Non-Red Flag Warning - Destructive Fires | Contamination | Aggregated | 2044 | 6.8349e-08 | 156.5661 | 1.0701e-05 | 2044 | Mitigation | 0.95 | 45 | 0 | esc | 0.00097009 | 6.6304e-11 | 0.00097009 | 6.6304e-11 | 0.0027785 | 8.1834e-11 | 0.0063316 | 6.6568e-11
[120 empty] | 7.3.3.17.5 (Remote Grid) Updates to grid topology to minimize risk of ignition in HFTDs Remote GridWLDFRContaminationAggregated | WLDFR | HFTD - Distribution - Tier 3 - 1QU CoRE ¦ 2QU LoRE | Non-Red Flag Warning - Destructive Fires | Contamination | Aggregated | 2045 | 6.8349e-08 | 156.5661 | 1.0701e-05 | 2045 | Mitigation | 0.95 | 45 | 0 | esc | 0.00097009 | 6.6304e-11 | 0.00097009 | 6.6304e-11 | 0.0027785 | 8.1834e-11 | 0.0063316 | 6.6568e-11
[120 empty] | 7.3.3.17.5 (Remote Grid) Updates to grid topology to minimize risk of ignition in HFTDs Remote GridWLDFRContaminationAggregated | WLDFR | HFTD - Distribution - Tier 3 - 1QU CoRE ¦ 2QU LoRE | Non-Red Flag Warning - Destructive Fires | Contamination | Aggregated | 2046 | 6.8349e-08 | 156.5661 | 1.0701e-05 | 2046 | Mitigation | 0.95 | 45 | 0 | esc | 0.00097009 | 6.6304e-11 | 0.00097009 | 6.6304e-11 | 0.0027785 | 8.1834e-11 | 0 | 0
[120 empty] | 7.3.3.17.5 (Remote Grid) Updates to grid topology to minimize risk of ignition in HFTDs Remote GridWLDFRContaminationAggregated | WLDFR | HFTD - Distribution - Tier 3 - 1QU CoRE ¦ 2QU LoRE | Non-Red Flag Warning - Destructive Fires | Contamination | Aggregated | 2047 | 6.8349e-08 | 156.5661 | 1.0701e-05 | 2047 | Mitigation | 0.95 | 45 | 0 | esc | 0.00097009 | 6.6304e-11 | 0.00097009 | 6.6304e-11 | 0.0027785 | 8.1834e-11 | 0 | 0
[120 empty] | 7.3.3.17.5 (Remote Grid) Updates to grid topology to minimize risk of ignition in HFTDs Remote GridWLDFRContaminationAggregated | WLDFR | HFTD - Distribution - Tier 3 - 1QU CoRE ¦ 2QU LoRE | Non-Red Flag Warning - Destructive Fires | Contamination | Aggregated | 2048 | 6.8349e-08 | 156.5661 | 1.0701e-05 | 2048 | Mitigation | 0.95 | 45 | 0 | esc | 0.00097009 | 6.6304e-11 | 0.00097009 | 6.6304e-11 | 0.0027785 | 8.1834e-11 | 0.012004 | 5.1384e-09
[120 empty] | 7.3.3.17.5 (Remote Grid) Updates to grid topology to minimize risk of ignition in HFTDs Remote GridWLDFRContaminationAggregated | WLDFR | HFTD - Distribution - Tier 3 - 1QU CoRE ¦ 2QU LoRE | Non-Red Flag Warning - Destructive Fires | Contamination | Aggregated | 2049 | 6.8349e-08 | 156.5661 | 1.0701e-05 | 2049 | Mitigation | 0.95 | 45 | 0 | esc | 0.00097009 | 6.6304e-11 | 0.00097009 | 6.6304e-11 | 0.0027785 | 8.1834e-11 | 0.012004 | 5.1384e-09
[120 empty] | 7.3.3.17.5 (Remote Grid) Updates to grid topology to minimize risk of ignition in HFTDs Remote GridWLDFRContaminationAggregated | WLDFR | HFTD - Distribution - Tier 3 - 1QU CoRE ¦ 2QU LoRE | Non-Red Flag Warning - Destructive Fires | Contamination | Aggregated | 2050 | 6.8349e-08 | 156.5661 | 1.0701e-05 | 2050 | Mitigation | 0.95 | 45 | 0 | esc | 0.00097009 | 6.6304e-11 | 0.00097009 | 6.6304e-11 | 0.0027785 | 8.1834e-11 | 0.012004 | 5.1384e-09
[120 empty] | 7.3.3.17.5 (Remote Grid) Updates to grid topology to minimize risk of ignition in HFTDs Remote GridWLDFRContaminationAggregated | WLDFR | HFTD - Distribution - Tier 3 - 1QU CoRE ¦ 2QU LoRE | Non-Red Flag Warning - Destructive Fires | Contamination | Aggregated | 2051 | 6.8349e-08 | 156.5661 | 1.0701e-05 | 2051 | Mitigation | 0.95 | 45 | 0 | esc | 0.00097009 | 6.6304e-11 | 0.00097009 | 6.6304e-11 | 0.0027785 | 8.1834e-11 | 0.012004 | 5.1384e-09
[120 empty] | 7.3.3.17.5 (Remote Grid) Updates to grid topology to minimize risk of ignition in HFTDs Remote GridWLDFRContaminationAggregated | WLDFR | HFTD - Distribution - Tier 3 - 1QU CoRE ¦ 2QU LoRE | Non-Red Flag Warning - Destructive Fires | Contamination | Aggregated | 2052 | 6.8349e-08 | 156.5661 | 1.0701e-05 | 2052 | Mitigation | 0.95 | 45 | 0 | esc | 0.00097009 | 6.6304e-11 | 0.00097009 | 6.6304e-11 | 0.0027785 | 8.1834e-11 | 0.012004 | 5.1384e-09
[120 empty] | 7.3.3.17.5 (Remote Grid) Updates to grid topology to minimize risk of ignition in HFTDs Remote GridWLDFRContaminationAggregated | WLDFR | HFTD - Distribution - Tier 3 - 1QU CoRE ¦ 2QU LoRE | Non-Red Flag Warning - Destructive Fires | Contamination | Aggregated | 2053 | 6.8349e-08 | 156.5661 | 1.0701e-05 | 2053 | Mitigation | 0.95 | 45 | 0 | esc | 0.00097009 | 6.6304e-11 | 0.00097009 | 6.6304e-11 | 0.0027785 | 8.1834e-11 | 0.012004 | 5.1384e-09
[120 empty] | 7.3.3.17.5 (Remote Grid) Updates to grid topology to minimize risk of ignition in HFTDs Remote GridWLDFRContaminationAggregated | WLDFR | HFTD - Distribution - Tier 3 - 1QU CoRE ¦ 2QU LoRE | Non-Red Flag Warning - Destructive Fires | Contamination | Aggregated | 2054 | 6.8349e-08 | 156.5661 | 1.0701e-05 | 2054 | Mitigation | 0.95 | 45 | 0 | esc | 0.00097009 | 6.6304e-11 | 0.00097009 | 6.6304e-11 | 0.0027785 | 8.1834e-11 | 0.012004 | 5.1384e-09
[120 empty] | 7.3.3.17.5 (Remote Grid) Updates to grid topology to minimize risk of ignition in HFTDs Remote GridWLDFRContaminationAggregated | WLDFR | HFTD - Distribution - Tier 3 - 1QU CoRE ¦ 2QU LoRE | Non-Red Flag Warning - Destructive Fires | Contamination | Aggregated | 2055 | 6.8349e-08 | 156.5661 | 1.0701e-05 | 2055 | Mitigation | 0.95 | 45 | 0 | esc | 0.00097009 | 6.6304e-11 | 0.00097009 | 6.6304e-11 | 0.0027785 | 8.1834e-11 | 0.012004 | 5.1384e-09
[120 empty] | 7.3.3.17.5 (Remote Grid) Updates to grid topology to minimize risk of ignition in HFTDs Remote GridWLDFRContaminationAggregated | WLDFR | HFTD - Distribution - Tier 3 - 1QU CoRE ¦ 2QU LoRE | Non-Red Flag Warning - Destructive Fires | Contamination | Aggregated | 2056 | 6.8349e-08 | 156.5661 | 1.0701e-05 | 2056 | Mitigation | 0.95 | 45 | 0 | esc | 0.00097009 | 6.6304e-11 | 0.00097009 | 6.6304e-11 | 0.0027785 | 8.1834e-11 | 0.012004 | 5.1384e-09
[120 empty] | 7.3.3.17.5 (Remote Grid) Updates to grid topology to minimize risk of ignition in HFTDs Remote GridWLDFRContaminationAggregated | WLDFR | HFTD - Distribution - Tier 3 - 1QU CoRE ¦ 2QU LoRE | Non-Red Flag Warning - Destructive Fires | Contamination | Aggregated | 2057 | 6.8349e-08 | 156.5661 | 1.0701e-05 | 2057 | Mitigation | 0.95 | 45 | 0 | esc | 0.00097009 | 6.6304e-11 | 0.00097009 | 6.6304e-11 | 0.0027785 | 8.1834e-11 | 0.012004 | 5.1384e-09
[120 empty] | 7.3.3.17.5 (Remote Grid) Updates to grid topology to minimize risk of ignition in HFTDs Remote GridWLDFRContaminationAggregated | WLDFR | HFTD - Distribution - Tier 3 - 1QU CoRE ¦ 2QU LoRE | Non-Red Flag Warning - Destructive Fires | Contamination | Aggregated | 2058 | 6.8349e-08 | 156.5661 | 1.0701e-05 | 2058 | Mitigation | 0.95 | 45 | 0 | esc | 0.00097009 | 6.6304e-11 | 0.00097009 | 6.6304e-11 | 0.0027785 | 8.1834e-11 | 0.012004 | 5.1384e-09
[120 empty] | 7.3.3.17.5 (Remote Grid) Updates to grid topology to minimize risk of ignition in HFTDs Remote GridWLDFRContaminationAggregated | WLDFR | HFTD - Distribution - Tier 3 - 1QU CoRE ¦ 2QU LoRE | Non-Red Flag Warning - Destructive Fires | Contamination | Aggregated | 2059 | 6.8349e-08 | 156.5661 | 1.0701e-05 | 2059 | Mitigation | 0.95 | 45 | 0 | esc | 0.00097009 | 6.6304e-11 | 0.00097009 | 6.6304e-11 | 0.0027785 | 8.1834e-11 | 0.012004 | 5.1384e-09
[120 empty] | 7.3.3.17.5 (Remote Grid) Updates to grid topology to minimize risk of ignition in HFTDs Remote GridWLDFRContaminationAggregated | WLDFR | HFTD - Distribution - Tier 3 - 1QU CoRE ¦ 2QU LoRE | Non-Red Flag Warning - Destructive Fires | Contamination | Aggregated | 2060 | 6.8349e-08 | 156.5661 | 1.0701e-05 | 2060 | Mitigation | 0.95 | 45 | 0 | esc | 0.00097009 | 6.6304e-11 | 0.00097009 | 6.6304e-11 | 0.0027785 | 8.1834e-11 | 0.012004 | 5.1384e-09
[120 empty] | 7.3.3.17.5 (Remote Grid) Updates to grid topology to minimize risk of ignition in HFTDs Remote GridWLDFRContaminationAggregated | WLDFR | HFTD - Distribution - Tier 3 - 1QU CoRE ¦ 2QU LoRE | Non-Red Flag Warning - Destructive Fires | Contamination | Aggregated | 2061 | 6.8349e-08 | 156.5661 | 1.0701e-05 | 2061 | Mitigation | 0.95 | 45 | 0 | esc | 0.00097009 | 6.6304e-11 | 0.00097009 | 6.6304e-11 | 0.0027785 | 8.1834e-11 | 0.012004 | 5.1384e-09
[120 empty] | 7.3.3.17.5 (Remote Grid) Updates to grid topology to minimize risk of ignition in HFTDs Remote GridWLDFRContaminationAggregated | WLDFR | HFTD - Distribution - Tier 3 - 1QU CoRE ¦ 2QU LoRE | Non-Red Flag Warning - Destructive Fires | Contamination | Aggregated | 2062 | 6.8349e-08 | 156.5661 | 1.0701e-05 | 2062 | Mitigation | 0.95 | 45 | 0 | esc | 0.00097009 | 6.6304e-11 | 0.00097009 | 6.6304e-11 | 0.0027785 | 8.1834e-11 | 0.012004 | 5.1384e-09
[120 empty] | 7.3.3.17.5 (Remote Grid) Updates to grid topology to minimize risk of ignition in HFTDs Remote GridWLDFRContaminationAggregated | WLDFR | HFTD - Distribution - Tier 3 - 1QU CoRE ¦ 2QU LoRE | Non-Red Flag Warning - Destructive Fires | Contamination | Aggregated | 2063 | 6.8349e-08 | 156.5661 | 1.0701e-05 | 2063 | Mitigation | 0.95 | 45 | 0 | esc | 0.00097009 | 6.6304e-11 | 0.00097009 | 6.6304e-11 | 0.0027785 | 8.1834e-11 | 0.012004 | 5.1384e-09
[120 empty] | 7.3.3.17.5 (Remote Grid) Updates to grid topology to minimize risk of ignition in HFTDs Remote GridWLDFRContaminationAggregated | WLDFR | HFTD - Distribution - Tier 3 - 1QU CoRE ¦ 2QU LoRE | Non-Red Flag Warning - Destructive Fires | Contamination | Aggregated | 2064 | 6.8349e-08 | 156.5661 | 1.0701e-05 | 2064 | Mitigation | 0.95 | 45 | 0 | esc | 0.00097009 | 6.6304e-11 | 0.00097009 | 6.6304e-11 | 0.0027785 | 8.1834e-11 | 0.012004 | 5.1384e-09
[120 empty] | 7.3.3.17.5 (Remote Grid) Updates to grid topology to minimize risk of ignition in HFTDs Remote GridWLDFRContaminationAggregated | WLDFR | HFTD - Distribution - Tier 3 - 1QU CoRE ¦ 2QU LoRE | Non-Red Flag Warning - Destructive Fires | Contamination | Aggregated | 2065 | 6.8349e-08 | 156.5661 | 1.0701e-05 | 2065 | Mitigation | 0.95 | 45 | 0 | esc | 0.00097009 | 6.6304e-11 | 0.00097009 | 6.6304e-11 | 0.0027785 | 8.1834e-11 | 0.012004 | 5.1384e-09
[120 empty] | 7.3.3.17.5 (Remote Grid) Updates to grid topology to minimize risk of ignition in HFTDs Remote GridWLDFRContaminationAggregated | WLDFR | HFTD - Distribution - Tier 3 - 1QU CoRE ¦ 2QU LoRE | Non-Red Flag Warning - Destructive Fires | Contamination | Aggregated | 2066 | 6.8349e-08 | 156.5661 | 1.0701e-05 | 2066 | Mitigation | 0.95 | 45 | 0 | esc | 0.00097009 | 6.6304e-11 | 0.00097009 | 6.6304e-11 | 0.0027785 | 8.1834e-11 | 0.012004 | 5.1384e-09
[120 empty] | 7.3.3.17.5 (Remote Grid) Updates to grid topology to minimize risk of ignition in HFTDs Remote GridWLDFRContaminationAggregated | WLDFR | HFTD - Distribution - Tier 3 - 1QU CoRE ¦ 2QU LoRE | Non-Red Flag Warning - Destructive Fires | Contamination | Aggregated | 2067 | 6.8349e-08 | 156.5661 | 1.0701e-05 | 2067 | Mitigation | 0.95 | 45 | 0 | esc | 0 | 0 | 0.00097009 | 6.6304e-11 | 0.0027785 | 8.1834e-11 | 0.012004 | 5.1384e-09
[120 empty] | 7.3.3.17.5 (Remote Grid) Updates to grid topology to minimize risk of ignition in HFTDs Remote GridWLDFREquipment / facility failureAggregated | WLDFR | HFTD - Distribution - Tier 3 - 1QU CoRE ¦ 2QU LoRE | Non-Red Flag Warning - Destructive Fires | Equipment / facility failure | Aggregated | 2022 | 4.8232e-07 | 156.5661 | 7.5515e-05 | 2022 | Mitigation | 0.95 | 45 | 0 | esc | 0.00097009 | 4.6789e-10 | 0 | 0 | 0.0027785 | 8.1834e-11 | 0.012004 | 5.1384e-09
[120 empty] | 7.3.3.17.5 (Remote Grid) Updates to grid topology to minimize risk of ignition in HFTDs Remote GridWLDFREquipment / facility failureAggregated | WLDFR | HFTD - Distribution - Tier 3 - 1QU CoRE ¦ 2QU LoRE | Non-Red Flag Warning - Destructive Fires | Equipment / facility failure | Aggregated | 2023 | 4.8232e-07 | 156.5661 | 7.5515e-05 | 2023 | Mitigation | 0.95 | 45 | 0 | esc | 0.00097009 | 4.6789e-10 | 0.00097009 | 4.6789e-10 | 0.0027785 | 8.1834e-11 | 0.012004 | 5.1384e-09
[120 empty] | 7.3.3.17.5 (Remote Grid) Updates to grid topology to minimize risk of ignition in HFTDs Remote GridWLDFREquipment / facility failureAggregated | WLDFR | HFTD - Distribution - Tier 3 - 1QU CoRE ¦ 2QU LoRE | Non-Red Flag Warning - Destructive Fires | Equipment / facility failure | Aggregated | 2024 | 4.8232e-07 | 156.5661 | 7.5515e-05 | 2024 | Mitigation | 0.95 | 45 | 0 | esc | 0.00097009 | 4.6789e-10 | 0.00097009 | 4.6789e-10 | 0 | 0 | 0.012004 | 5.1384e-09
[120 empty] | 7.3.3.17.5 (Remote Grid) Updates to grid topology to minimize risk of ignition in HFTDs Remote GridWLDFREquipment / facility failureAggregated | WLDFR | HFTD - Distribution - Tier 3 - 1QU CoRE ¦ 2QU LoRE | Non-Red Flag Warning - Destructive Fires | Equipment / facility failure | Aggregated | 2025 | 4.8232e-07 | 156.5661 | 7.5515e-05 | 2025 | Mitigation | 0.95 | 45 | 0 | esc | 0.00097009 | 4.6789e-10 | 0.00097009 | 4.6789e-10 | 0.0027785 | 1.7392e-10 | 0.012004 | 5.1384e-09
[120 empty] | 7.3.3.17.5 (Remote Grid) Updates to grid topology to minimize risk of ignition in HFTDs Remote GridWLDFREquipment / facility failureAggregated | WLDFR | HFTD - Distribution - Tier 3 - 1QU CoRE ¦ 2QU LoRE | Non-Red Flag Warning - Destructive Fires | Equipment / facility failure | Aggregated | 2026 | 4.8232e-07 | 156.5661 | 7.5515e-05 | 2026 | Mitigation | 0.95 | 45 | 0 | esc | 0.00097009 | 4.6789e-10 | 0.00097009 | 4.6789e-10 | 0.0027785 | 1.7392e-10 | 0.012004 | 5.1384e-09
[120 empty] | 7.3.3.17.5 (Remote Grid) Updates to grid topology to minimize risk of ignition in HFTDs Remote GridWLDFREquipment / facility failureAggregated | WLDFR | HFTD - Distribution - Tier 3 - 1QU CoRE ¦ 2QU LoRE | Non-Red Flag Warning - Destructive Fires | Equipment / facility failure | Aggregated | 2027 | 4.8232e-07 | 156.5661 | 7.5515e-05 | 2027 | Mitigation | 0.95 | 45 | 0 | esc | 0.00097009 | 4.6789e-10 | 0.00097009 | 4.6789e-10 | 0.0027785 | 1.7392e-10 | 0.012004 | 5.1384e-09
[120 empty] | 7.3.3.17.5 (Remote Grid) Updates to grid topology to minimize risk of ignition in HFTDs Remote GridWLDFREquipment / facility failureAggregated | WLDFR | HFTD - Distribution - Tier 3 - 1QU CoRE ¦ 2QU LoRE | Non-Red Flag Warning - Destructive Fires | Equipment / facility failure | Aggregated | 2028 | 4.8232e-07 | 156.5661 | 7.5515e-05 | 2028 | Mitigation | 0.95 | 45 | 0 | esc | 0.00097009 | 4.6789e-10 | 0.00097009 | 4.6789e-10 | 0.0027785 | 1.7392e-10 | 0.012004 | 5.1384e-09
[120 empty] | 7.3.3.17.5 (Remote Grid) Updates to grid topology to minimize risk of ignition in HFTDs Remote GridWLDFREquipment / facility failureAggregated | WLDFR | HFTD - Distribution - Tier 3 - 1QU CoRE ¦ 2QU LoRE | Non-Red Flag Warning - Destructive Fires | Equipment / facility failure | Aggregated | 2029 | 4.8232e-07 | 156.5661 | 7.5515e-05 | 2029 | Mitigation | 0.95 | 45 | 0 | esc | 0.00097009 | 4.6789e-10 | 0.00097009 | 4.6789e-10 | 0.0027785 | 1.7392e-10 | 0.012004 | 5.1384e-09
[120 empty] | 7.3.3.17.5 (Remote Grid) Updates to grid topology to minimize risk of ignition in HFTDs Remote GridWLDFREquipment / facility failureAggregated | WLDFR | HFTD - Distribution - Tier 3 - 1QU CoRE ¦ 2QU LoRE | Non-Red Flag Warning - Destructive Fires | Equipment / facility failure | Aggregated | 2030 | 4.8232e-07 | 156.5661 | 7.5515e-05 | 2030 | Mitigation | 0.95 | 45 | 0 | esc | 0.00097009 | 4.6789e-10 | 0.00097009 | 4.6789e-10 | 0.0027785 | 1.7392e-10 | 0.012004 | 5.1384e-09
[120 empty] | 7.3.3.17.5 (Remote Grid) Updates to grid topology to minimize risk of ignition in HFTDs Remote GridWLDFREquipment / facility failureAggregated | WLDFR | HFTD - Distribution - Tier 3 - 1QU CoRE ¦ 2QU LoRE | Non-Red Flag Warning - Destructive Fires | Equipment / facility failure | Aggregated | 2031 | 4.8232e-07 | 156.5661 | 7.5515e-05 | 2031 | Mitigation | 0.95 | 45 | 0 | esc | 0.00097009 | 4.6789e-10 | 0.00097009 | 4.6789e-10 | 0.0027785 | 1.7392e-10 | 0.012004 | 5.1384e-09
[120 empty] | 7.3.3.17.5 (Remote Grid) Updates to grid topology to minimize risk of ignition in HFTDs Remote GridWLDFREquipment / facility failureAggregated | WLDFR | HFTD - Distribution - Tier 3 - 1QU CoRE ¦ 2QU LoRE | Non-Red Flag Warning - Destructive Fires | Equipment / facility failure | Aggregated | 2032 | 4.8232e-07 | 156.5661 | 7.5515e-05 | 2032 | Mitigation | 0.95 | 45 | 0 | esc | 0.00097009 | 4.6789e-10 | 0.00097009 | 4.6789e-10 | 0.0027785 | 1.7392e-10 | 0 | 0
[120 empty] | 7.3.3.17.5 (Remote Grid) Updates to grid topology to minimize risk of ignition in HFTDs Remote GridWLDFREquipment / facility failureAggregated | WLDFR | HFTD - Distribution - Tier 3 - 1QU CoRE ¦ 2QU LoRE | Non-Red Flag Warning - Destructive Fires | Equipment / facility failure | Aggregated | 2033 | 4.8232e-07 | 156.5661 | 7.5515e-05 | 2033 | Mitigation | 0.95 | 45 | 0 | esc | 0.00097009 | 4.6789e-10 | 0.00097009 | 4.6789e-10 | 0.0027785 | 1.7392e-10 | 0 | 0
[120 empty] | 7.3.3.17.5 (Remote Grid) Updates to grid topology to minimize risk of ignition in HFTDs Remote GridWLDFREquipment / facility failureAggregated | WLDFR | HFTD - Distribution - Tier 3 - 1QU CoRE ¦ 2QU LoRE | Non-Red Flag Warning - Destructive Fires | Equipment / facility failure | Aggregated | 2034 | 4.8232e-07 | 156.5661 | 7.5515e-05 | 2034 | Mitigation | 0.95 | 45 | 0 | esc | 0.00097009 | 4.6789e-10 | 0.00097009 | 4.6789e-10 | 0.0027785 | 1.7392e-10 | 0.010025 | 6.5738e-09
[120 empty] | 7.3.3.17.5 (Remote Grid) Updates to grid topology to minimize risk of ignition in HFTDs Remote GridWLDFREquipment / facility failureAggregated | WLDFR | HFTD - Distribution - Tier 3 - 1QU CoRE ¦ 2QU LoRE | Non-Red Flag Warning - Destructive Fires | Equipment / facility failure | Aggregated | 2035 | 4.8232e-07 | 156.5661 | 7.5515e-05 | 2035 | Mitigation | 0.95 | 45 | 0 | esc | 0.00097009 | 4.6789e-10 | 0.00097009 | 4.6789e-10 | 0.0027785 | 1.7392e-10 | 0.010025 | 6.5738e-09
[120 empty] | 7.3.3.17.5 (Remote Grid) Updates to grid topology to minimize risk of ignition in HFTDs Remote GridWLDFREquipment / facility failureAggregated | WLDFR | HFTD - Distribution - Tier 3 - 1QU CoRE ¦ 2QU LoRE | Non-Red Flag Warning - Destructive Fires | Equipment / facility failure | Aggregated | 2036 | 4.8232e-07 | 156.5661 | 7.5515e-05 | 2036 | Mitigation | 0.95 | 45 | 0 | esc | 0.00097009 | 4.6789e-10 | 0.00097009 | 4.6789e-10 | 0.0027785 | 1.7392e-10 | 0.010025 | 6.5738e-09
[120 empty] | 7.3.3.17.5 (Remote Grid) Updates to grid topology to minimize risk of ignition in HFTDs Remote GridWLDFREquipment / facility failureAggregated | WLDFR | HFTD - Distribution - Tier 3 - 1QU CoRE ¦ 2QU LoRE | Non-Red Flag Warning - Destructive Fires | Equipment / facility failure | Aggregated | 2037 | 4.8232e-07 | 156.5661 | 7.5515e-05 | 2037 | Mitigation | 0.95 | 45 | 0 | esc | 0.00097009 | 4.6789e-10 | 0.00097009 | 4.6789e-10 | 0.0027785 | 1.7392e-10 | 0.010025 | 6.5738e-09
[120 empty] | 7.3.3.17.5 (Remote Grid) Updates to grid topology to minimize risk of ignition in HFTDs Remote GridWLDFREquipment / facility failureAggregated | WLDFR | HFTD - Distribution - Tier 3 - 1QU CoRE ¦ 2QU LoRE | Non-Red Flag Warning - Destructive Fires | Equipment / facility failure | Aggregated | 2038 | 4.8232e-07 | 156.5661 | 7.5515e-05 | 2038 | Mitigation | 0.95 | 45 | 0 | esc | 0.00097009 | 4.6789e-10 | 0.00097009 | 4.6789e-10 | 0.0027785 | 1.7392e-10 | 0.010025 | 6.5738e-09
[120 empty] | 7.3.3.17.5 (Remote Grid) Updates to grid topology to minimize risk of ignition in HFTDs Remote GridWLDFREquipment / facility failureAggregated | WLDFR | HFTD - Distribution - Tier 3 - 1QU CoRE ¦ 2QU LoRE | Non-Red Flag Warning - Destructive Fires | Equipment / facility failure | Aggregated | 2039 | 4.8232e-07 | 156.5661 | 7.5515e-05 | 2039 | Mitigation | 0.95 | 45 | 0 | esc | 0.00097009 | 4.6789e-10 | 0.00097009 | 4.6789e-10 | 0.0027785 | 1.7392e-10 | 0.010025 | 6.5738e-09
[120 empty] | 7.3.3.17.5 (Remote Grid) Updates to grid topology to minimize risk of ignition in HFTDs Remote GridWLDFREquipment / facility failureAggregated | WLDFR | HFTD - Distribution - Tier 3 - 1QU CoRE ¦ 2QU LoRE | Non-Red Flag Warning - Destructive Fires | Equipment / facility failure | Aggregated | 2040 | 4.8232e-07 | 156.5661 | 7.5515e-05 | 2040 | Mitigation | 0.95 | 45 | 0 | esc | 0.00097009 | 4.6789e-10 | 0.00097009 | 4.6789e-10 | 0.0027785 | 1.7392e-10 | 0.010025 | 6.5738e-09
[120 empty] | 7.3.3.17.5 (Remote Grid) Updates to grid topology to minimize risk of ignition in HFTDs Remote GridWLDFREquipment / facility failureAggregated | WLDFR | HFTD - Distribution - Tier 3 - 1QU CoRE ¦ 2QU LoRE | Non-Red Flag Warning - Destructive Fires | Equipment / facility failure | Aggregated | 2041 | 4.8232e-07 | 156.5661 | 7.5515e-05 | 2041 | Mitigation | 0.95 | 45 | 0 | esc | 0.00097009 | 4.6789e-10 | 0.00097009 | 4.6789e-10 | 0.0027785 | 1.7392e-10 | 0.010025 | 6.5738e-09
[120 empty] | 7.3.3.17.5 (Remote Grid) Updates to grid topology to minimize risk of ignition in HFTDs Remote GridWLDFREquipment / facility failureAggregated | WLDFR | HFTD - Distribution - Tier 3 - 1QU CoRE ¦ 2QU LoRE | Non-Red Flag Warning - Destructive Fires | Equipment / facility failure | Aggregated | 2042 | 4.8232e-07 | 156.5661 | 7.5515e-05 | 2042 | Mitigation | 0.95 | 45 | 0 | esc | 0.00097009 | 4.6789e-10 | 0.00097009 | 4.6789e-10 | 0.0027785 | 1.7392e-10 | 0.010025 | 6.5738e-09
[120 empty] | 7.3.3.17.5 (Remote Grid) Updates to grid topology to minimize risk of ignition in HFTDs Remote GridWLDFREquipment / facility failureAggregated | WLDFR | HFTD - Distribution - Tier 3 - 1QU CoRE ¦ 2QU LoRE | Non-Red Flag Warning - Destructive Fires | Equipment / facility failure | Aggregated | 2043 | 4.8232e-07 | 156.5661 | 7.5515e-05 | 2043 | Mitigation | 0.95 | 45 | 0 | esc | 0.00097009 | 4.6789e-10 | 0.00097009 | 4.6789e-10 | 0.0027785 | 1.7392e-10 | 0.010025 | 6.5738e-09
[120 empty] | 7.3.3.17.5 (Remote Grid) Updates to grid topology to minimize risk of ignition in HFTDs Remote GridWLDFREquipment / facility failureAggregated | WLDFR | HFTD - Distribution - Tier 3 - 1QU CoRE ¦ 2QU LoRE | Non-Red Flag Warning - Destructive Fires | Equipment / facility failure | Aggregated | 2044 | 4.8232e-07 | 156.5661 | 7.5515e-05 | 2044 | Mitigation | 0.95 | 45 | 0 | esc | 0.00097009 | 4.6789e-10 | 0.00097009 | 4.6789e-10 | 0.0027785 | 1.7392e-10 | 0.010025 | 6.5738e-09
[120 empty] | 7.3.3.17.5 (Remote Grid) Updates to grid topology to minimize risk of ignition in HFTDs Remote GridWLDFREquipment / facility failureAggregated | WLDFR | HFTD - Distribution - Tier 3 - 1QU CoRE ¦ 2QU LoRE | Non-Red Flag Warning - Destructive Fires | Equipment / facility failure | Aggregated | 2045 | 4.8232e-07 | 156.5661 | 7.5515e-05 | 2045 | Mitigation | 0.95 | 45 | 0 | esc | 0.00097009 | 4.6789e-10 | 0.00097009 | 4.6789e-10 | 0.0027785 | 1.7392e-10 | 0.010025 | 6.5738e-09
[120 empty] | 7.3.3.17.5 (Remote Grid) Updates to grid topology to minimize risk of ignition in HFTDs Remote GridWLDFREquipment / facility failureAggregated | WLDFR | HFTD - Distribution - Tier 3 - 1QU CoRE ¦ 2QU LoRE | Non-Red Flag Warning - Destructive Fires | Equipment / facility failure | Aggregated | 2046 | 4.8232e-07 | 156.5661 | 7.5515e-05 | 2046 | Mitigation | 0.95 | 45 | 0 | esc | 0.00097009 | 4.6789e-10 | 0.00097009 | 4.6789e-10 | 0.0027785 | 1.7392e-10 | 0.010025 | 6.5738e-09
[120 empty] | 7.3.3.17.5 (Remote Grid) Updates to grid topology to minimize risk of ignition in HFTDs Remote GridWLDFREquipment / facility failureAggregated | WLDFR | HFTD - Distribution - Tier 3 - 1QU CoRE ¦ 2QU LoRE | Non-Red Flag Warning - Destructive Fires | Equipment / facility failure | Aggregated | 2047 | 4.8232e-07 | 156.5661 | 7.5515e-05 | 2047 | Mitigation | 0.95 | 45 | 0 | esc | 0.00097009 | 4.6789e-10 | 0.00097009 | 4.6789e-10 | 0.0027785 | 1.7392e-10 | 0.010025 | 6.5738e-09
[120 empty] | 7.3.3.17.5 (Remote Grid) Updates to grid topology to minimize risk of ignition in HFTDs Remote GridWLDFREquipment / facility failureAggregated | WLDFR | HFTD - Distribution - Tier 3 - 1QU CoRE ¦ 2QU LoRE | Non-Red Flag Warning - Destructive Fires | Equipment / facility failure | Aggregated | 2048 | 4.8232e-07 | 156.5661 | 7.5515e-05 | 2048 | Mitigation | 0.95 | 45 | 0 | esc | 0.00097009 | 4.6789e-10 | 0.00097009 | 4.6789e-10 | 0.0027785 | 1.7392e-10 | 0.010025 | 6.5738e-09
[120 empty] | 7.3.3.17.5 (Remote Grid) Updates to grid topology to minimize risk of ignition in HFTDs Remote GridWLDFREquipment / facility failureAggregated | WLDFR | HFTD - Distribution - Tier 3 - 1QU CoRE ¦ 2QU LoRE | Non-Red Flag Warning - Destructive Fires | Equipment / facility failure | Aggregated | 2049 | 4.8232e-07 | 156.5661 | 7.5515e-05 | 2049 | Mitigation | 0.95 | 45 | 0 | esc | 0.00097009 | 4.6789e-10 | 0.00097009 | 4.6789e-10 | 0.0027785 | 1.7392e-10 | 0.010025 | 6.5738e-09
[120 empty] | 7.3.3.17.5 (Remote Grid) Updates to grid topology to minimize risk of ignition in HFTDs Remote GridWLDFREquipment / facility failureAggregated | WLDFR | HFTD - Distribution - Tier 3 - 1QU CoRE ¦ 2QU LoRE | Non-Red Flag Warning - Destructive Fires | Equipment / facility failure | Aggregated | 2050 | 4.8232e-07 | 156.5661 | 7.5515e-05 | 2050 | Mitigation | 0.95 | 45 | 0 | esc | 0.00097009 | 4.6789e-10 | 0.00097009 | 4.6789e-10 | 0.0027785 | 1.7392e-10 | 0.010025 | 6.5738e-09
[120 empty] | 7.3.3.17.5 (Remote Grid) Updates to grid topology to minimize risk of ignition in HFTDs Remote GridWLDFREquipment / facility failureAggregated | WLDFR | HFTD - Distribution - Tier 3 - 1QU CoRE ¦ 2QU LoRE | Non-Red Flag Warning - Destructive Fires | Equipment / facility failure | Aggregated | 2051 | 4.8232e-07 | 156.5661 | 7.5515e-05 | 2051 | Mitigation | 0.95 | 45 | 0 | esc | 0.00097009 | 4.6789e-10 | 0.00097009 | 4.6789e-10 | 0.0027785 | 1.7392e-10 | 0.010025 | 6.5738e-09
[120 empty] | 7.3.3.17.5 (Remote Grid) Updates to grid topology to minimize risk of ignition in HFTDs Remote GridWLDFREquipment / facility failureAggregated | WLDFR | HFTD - Distribution - Tier 3 - 1QU CoRE ¦ 2QU LoRE | Non-Red Flag Warning - Destructive Fires | Equipment / facility failure | Aggregated | 2052 | 4.8232e-07 | 156.5661 | 7.5515e-05 | 2052 | Mitigation | 0.95 | 45 | 0 | esc | 0.00097009 | 4.6789e-10 | 0.00097009 | 4.6789e-10 | 0.0027785 | 1.7392e-10 | 0.010025 | 6.5738e-09
[120 empty] | 7.3.3.17.5 (Remote Grid) Updates to grid topology to minimize risk of ignition in HFTDs Remote GridWLDFREquipment / facility failureAggregated | WLDFR | HFTD - Distribution - Tier 3 - 1QU CoRE ¦ 2QU LoRE | Non-Red Flag Warning - Destructive Fires | Equipment / facility failure | Aggregated | 2053 | 4.8232e-07 | 156.5661 | 7.5515e-05 | 2053 | Mitigation | 0.95 | 45 | 0 | esc | 0.00097009 | 4.6789e-10 | 0.00097009 | 4.6789e-10 | 0.0027785 | 1.7392e-10 | 0.010025 | 6.5738e-09
[120 empty] | 7.3.3.17.5 (Remote Grid) Updates to grid topology to minimize risk of ignition in HFTDs Remote GridWLDFREquipment / facility failureAggregated | WLDFR | HFTD - Distribution - Tier 3 - 1QU CoRE ¦ 2QU LoRE | Non-Red Flag Warning - Destructive Fires | Equipment / facility failure | Aggregated | 2054 | 4.8232e-07 | 156.5661 | 7.5515e-05 | 2054 | Mitigation | 0.95 | 45 | 0 | esc | 0.00097009 | 4.6789e-10 | 0.00097009 | 4.6789e-10 | 0.0027785 | 1.7392e-10 | 0.010025 | 6.5738e-09
[120 empty] | 7.3.3.17.5 (Remote Grid) Updates to grid topology to minimize risk of ignition in HFTDs Remote GridWLDFREquipment / facility failureAggregated | WLDFR | HFTD - Distribution - Tier 3 - 1QU CoRE ¦ 2QU LoRE | Non-Red Flag Warning - Destructive Fires | Equipment / facility failure | Aggregated | 2055 | 4.8232e-07 | 156.5661 | 7.5515e-05 | 2055 | Mitigation | 0.95 | 45 | 0 | esc | 0.00097009 | 4.6789e-10 | 0.00097009 | 4.6789e-10 | 0.0027785 | 1.7392e-10 | 0.010025 | 6.5738e-09
[120 empty] | 7.3.3.17.5 (Remote Grid) Updates to grid topology to minimize risk of ignition in HFTDs Remote GridWLDFREquipment / facility failureAggregated | WLDFR | HFTD - Distribution - Tier 3 - 1QU CoRE ¦ 2QU LoRE | Non-Red Flag Warning - Destructive Fires | Equipment / facility failure | Aggregated | 2056 | 4.8232e-07 | 156.5661 | 7.5515e-05 | 2056 | Mitigation | 0.95 | 45 | 0 | esc | 0.00097009 | 4.6789e-10 | 0.00097009 | 4.6789e-10 | 0.0027785 | 1.7392e-10 | 0.010025 | 6.5738e-09
[120 empty] | 7.3.3.17.5 (Remote Grid) Updates to grid topology to minimize risk of ignition in HFTDs Remote GridWLDFREquipment / facility failureAggregated | WLDFR | HFTD - Distribution - Tier 3 - 1QU CoRE ¦ 2QU LoRE | Non-Red Flag Warning - Destructive Fires | Equipment / facility failure | Aggregated | 2057 | 4.8232e-07 | 156.5661 | 7.5515e-05 | 2057 | Mitigation | 0.95 | 45 | 0 | esc | 0.00097009 | 4.6789e-10 | 0.00097009 | 4.6789e-10 | 0.0027785 | 1.7392e-10 | 0.010025 | 6.5738e-09
[120 empty] | 7.3.3.17.5 (Remote Grid) Updates to grid topology to minimize risk of ignition in HFTDs Remote GridWLDFREquipment / facility failureAggregated | WLDFR | HFTD - Distribution - Tier 3 - 1QU CoRE ¦ 2QU LoRE | Non-Red Flag Warning - Destructive Fires | Equipment / facility failure | Aggregated | 2058 | 4.8232e-07 | 156.5661 | 7.5515e-05 | 2058 | Mitigation | 0.95 | 45 | 0 | esc | 0.00097009 | 4.6789e-10 | 0.00097009 | 4.6789e-10 | 0.0027785 | 1.7392e-10 | 0.010025 | 6.5738e-09
[120 empty] | 7.3.3.17.5 (Remote Grid) Updates to grid topology to minimize risk of ignition in HFTDs Remote GridWLDFREquipment / facility failureAggregated | WLDFR | HFTD - Distribution - Tier 3 - 1QU CoRE ¦ 2QU LoRE | Non-Red Flag Warning - Destructive Fires | Equipment / facility failure | Aggregated | 2059 | 4.8232e-07 | 156.5661 | 7.5515e-05 | 2059 | Mitigation | 0.95 | 45 | 0 | esc | 0.00097009 | 4.6789e-10 | 0.00097009 | 4.6789e-10 | 0.0027785 | 1.7392e-10 | 0.010025 | 6.5738e-09
[120 empty] | 7.3.3.17.5 (Remote Grid) Updates to grid topology to minimize risk of ignition in HFTDs Remote GridWLDFREquipment / facility failureAggregated | WLDFR | HFTD - Distribution - Tier 3 - 1QU CoRE ¦ 2QU LoRE | Non-Red Flag Warning - Destructive Fires | Equipment / facility failure | Aggregated | 2060 | 4.8232e-07 | 156.5661 | 7.5515e-05 | 2060 | Mitigation | 0.95 | 45 | 0 | esc | 0.00097009 | 4.6789e-10 | 0.00097009 | 4.6789e-10 | 0.0027785 | 1.7392e-10 | 0.010025 | 6.5738e-09
[120 empty] | 7.3.3.17.5 (Remote Grid) Updates to grid topology to minimize risk of ignition in HFTDs Remote GridWLDFREquipment / facility failureAggregated | WLDFR | HFTD - Distribution - Tier 3 - 1QU CoRE ¦ 2QU LoRE | Non-Red Flag Warning - Destructive Fires | Equipment / facility failure | Aggregated | 2061 | 4.8232e-07 | 156.5661 | 7.5515e-05 | 2061 | Mitigation | 0.95 | 45 | 0 | esc | 0.00097009 | 4.6789e-10 | 0.00097009 | 4.6789e-10 | 0.0027785 | 1.7392e-10 | 0.010025 | 6.5738e-09
[120 empty] | 7.3.3.17.5 (Remote Grid) Updates to grid topology to minimize risk of ignition in HFTDs Remote GridWLDFREquipment / facility failureAggregated | WLDFR | HFTD - Distribution - Tier 3 - 1QU CoRE ¦ 2QU LoRE | Non-Red Flag Warning - Destructive Fires | Equipment / facility failure | Aggregated | 2062 | 4.8232e-07 | 156.5661 | 7.5515e-05 | 2062 | Mitigation | 0.95 | 45 | 0 | esc | 0.00097009 | 4.6789e-10 | 0.00097009 | 4.6789e-10 | 0.0027785 | 1.7392e-10 | 0.010025 | 6.5738e-09
[120 empty] | 7.3.3.17.5 (Remote Grid) Updates to grid topology to minimize risk of ignition in HFTDs Remote GridWLDFREquipment / facility failureAggregated | WLDFR | HFTD - Distribution - Tier 3 - 1QU CoRE ¦ 2QU LoRE | Non-Red Flag Warning - Destructive Fires | Equipment / facility failure | Aggregated | 2063 | 4.8232e-07 | 156.5661 | 7.5515e-05 | 2063 | Mitigation | 0.95 | 45 | 0 | esc | 0.00097009 | 4.6789e-10 | 0.00097009 | 4.6789e-10 | 0.0027785 | 1.7392e-10 | 0.010025 | 6.5738e-09
[120 empty] | 7.3.3.17.5 (Remote Grid) Updates to grid topology to minimize risk of ignition in HFTDs Remote GridWLDFREquipment / facility failureAggregated | WLDFR | HFTD - Distribution - Tier 3 - 1QU CoRE ¦ 2QU LoRE | Non-Red Flag Warning - Destructive Fires | Equipment / facility failure | Aggregated | 2064 | 4.8232e-07 | 156.5661 | 7.5515e-05 | 2064 | Mitigation | 0.95 | 45 | 0 | esc | 0.00097009 | 4.6789e-10 | 0.00097009 | 4.6789e-10 | 0.0027785 | 1.7392e-10 | 0 | 0
[120 empty] | 7.3.3.17.5 (Remote Grid) Updates to grid topology to minimize risk of ignition in HFTDs Remote GridWLDFREquipment / facility failureAggregated | WLDFR | HFTD - Distribution - Tier 3 - 1QU CoRE ¦ 2QU LoRE | Non-Red Flag Warning - Destructive Fires | Equipment / facility failure | Aggregated | 2065 | 4.8232e-07 | 156.5661 | 7.5515e-05 | 2065 | Mitigation | 0.95 | 45 | 0 | esc | 0.00097009 | 4.6789e-10 | 0.00097009 | 4.6789e-10 | 0.0027785 | 1.7392e-10 | 0 | 0
[120 empty] | 7.3.3.17.5 (Remote Grid) Updates to grid topology to minimize risk of ignition in HFTDs Remote GridWLDFREquipment / facility failureAggregated | WLDFR | HFTD - Distribution - Tier 3 - 1QU CoRE ¦ 2QU LoRE | Non-Red Flag Warning - Destructive Fires | Equipment / facility failure | Aggregated | 2066 | 4.8232e-07 | 156.5661 | 7.5515e-05 | 2066 | Mitigation | 0.95 | 45 | 0 | esc | 0.00097009 | 4.6789e-10 | 0.00097009 | 4.6789e-10 | 0.0027785 | 1.7392e-10 | 0.0094681 | 3.0008e-08
[120 empty] | 7.3.3.17.5 (Remote Grid) Updates to grid topology to minimize risk of ignition in HFTDs Remote GridWLDFREquipment / facility failureAggregated | WLDFR | HFTD - Distribution - Tier 3 - 1QU CoRE ¦ 2QU LoRE | Non-Red Flag Warning - Destructive Fires | Equipment / facility failure | Aggregated | 2067 | 4.8232e-07 | 156.5661 | 7.5515e-05 | 2067 | Mitigation | 0.95 | 45 | 0 | esc | 0 | 0 | 0.00097009 | 4.6789e-10 | 0.0027785 | 1.7392e-10 | 0.0094681 | 3.0008e-08
[120 empty] | 7.3.3.17.5 (Remote Grid) Updates to grid topology to minimize risk of ignition in HFTDs Remote GridWLDFRVegetation ContactAggregated | WLDFR | HFTD - Distribution - Tier 3 - 1QU CoRE ¦ 2QU LoRE | Non-Red Flag Warning - Destructive Fires | Vegetation Contact | Aggregated | 2022 | 4.1956e-06 | 156.5661 | 0.00065689 | 2022 | Mitigation | 0.95 | 45 | 0 | esc | 0.00097009 | 4.0701e-09 | 0 | 0 | 0.0027785 | 1.7392e-10 | 0.0094681 | 3.0008e-08
[120 empty] | 7.3.3.17.5 (Remote Grid) Updates to grid topology to minimize risk of ignition in HFTDs Remote GridWLDFRVegetation ContactAggregated | WLDFR | HFTD - Distribution - Tier 3 - 1QU CoRE ¦ 2QU LoRE | Non-Red Flag Warning - Destructive Fires | Vegetation Contact | Aggregated | 2023 | 4.1956e-06 | 156.5661 | 0.00065689 | 2023 | Mitigation | 0.95 | 45 | 0 | esc | 0.00097009 | 4.0701e-09 | 0.00097009 | 4.0701e-09 | 0.0027785 | 1.7392e-10 | 0.0094681 | 3.0008e-08
[120 empty] | 7.3.3.17.5 (Remote Grid) Updates to grid topology to minimize risk of ignition in HFTDs Remote GridWLDFRVegetation ContactAggregated | WLDFR | HFTD - Distribution - Tier 3 - 1QU CoRE ¦ 2QU LoRE | Non-Red Flag Warning - Destructive Fires | Vegetation Contact | Aggregated | 2024 | 4.1956e-06 | 156.5661 | 0.00065689 | 2024 | Mitigation | 0.95 | 45 | 0 | esc | 0.00097009 | 4.0701e-09 | 0.00097009 | 4.0701e-09 | 0.0027785 | 1.7392e-10 | 0.0094681 | 3.0008e-08
[120 empty] | 7.3.3.17.5 (Remote Grid) Updates to grid topology to minimize risk of ignition in HFTDs Remote GridWLDFRVegetation ContactAggregated | WLDFR | HFTD - Distribution - Tier 3 - 1QU CoRE ¦ 2QU LoRE | Non-Red Flag Warning - Destructive Fires | Vegetation Contact | Aggregated | 2025 | 4.1956e-06 | 156.5661 | 0.00065689 | 2025 | Mitigation | 0.95 | 45 | 0 | esc | 0.00097009 | 4.0701e-09 | 0.00097009 | 4.0701e-09 | 0.0027785 | 1.7392e-10 | 0.0094681 | 3.0008e-08
[120 empty] | 7.3.3.17.5 (Remote Grid) Updates to grid topology to minimize risk of ignition in HFTDs Remote GridWLDFRVegetation ContactAggregated | WLDFR | HFTD - Distribution - Tier 3 - 1QU CoRE ¦ 2QU LoRE | Non-Red Flag Warning - Destructive Fires | Vegetation Contact | Aggregated | 2026 | 4.1956e-06 | 156.5661 | 0.00065689 | 2026 | Mitigation | 0.95 | 45 | 0 | esc | 0.00097009 | 4.0701e-09 | 0.00097009 | 4.0701e-09 | 0.0027785 | 1.7392e-10 | 0.0094681 | 3.0008e-08
[120 empty] | 7.3.3.17.5 (Remote Grid) Updates to grid topology to minimize risk of ignition in HFTDs Remote GridWLDFRVegetation ContactAggregated | WLDFR | HFTD - Distribution - Tier 3 - 1QU CoRE ¦ 2QU LoRE | Non-Red Flag Warning - Destructive Fires | Vegetation Contact | Aggregated | 2027 | 4.1956e-06 | 156.5661 | 0.00065689 | 2027 | Mitigation | 0.95 | 45 | 0 | esc | 0.00097009 | 4.0701e-09 | 0.00097009 | 4.0701e-09 | 0.0027785 | 1.7392e-10 | 0.0094681 | 3.0008e-08
[120 empty] | 7.3.3.17.5 (Remote Grid) Updates to grid topology to minimize risk of ignition in HFTDs Remote GridWLDFRVegetation ContactAggregated | WLDFR | HFTD - Distribution - Tier 3 - 1QU CoRE ¦ 2QU LoRE | Non-Red Flag Warning - Destructive Fires | Vegetation Contact | Aggregated | 2028 | 4.1956e-06 | 156.5661 | 0.00065689 | 2028 | Mitigation | 0.95 | 45 | 0 | esc | 0.00097009 | 4.0701e-09 | 0.00097009 | 4.0701e-09 | 0 | 0 | 0.0094681 | 3.0008e-08
[120 empty] | 7.3.3.17.5 (Remote Grid) Updates to grid topology to minimize risk of ignition in HFTDs Remote GridWLDFRVegetation ContactAggregated | WLDFR | HFTD - Distribution - Tier 3 - 1QU CoRE ¦ 2QU LoRE | Non-Red Flag Warning - Destructive Fires | Vegetation Contact | Aggregated | 2029 | 4.1956e-06 | 156.5661 | 0.00065689 | 2029 | Mitigation | 0.95 | 45 | 0 | esc | 0.00097009 | 4.0701e-09 | 0.00097009 | 4.0701e-09 | 0.0027785 | 2.0493e-11 | 0.0094681 | 3.0008e-08
[120 empty] | 7.3.3.17.5 (Remote Grid) Updates to grid topology to minimize risk of ignition in HFTDs Remote GridWLDFRVegetation ContactAggregated | WLDFR | HFTD - Distribution - Tier 3 - 1QU CoRE ¦ 2QU LoRE | Non-Red Flag Warning - Destructive Fires | Vegetation Contact | Aggregated | 2030 | 4.1956e-06 | 156.5661 | 0.00065689 | 2030 | Mitigation | 0.95 | 45 | 0 | esc | 0.00097009 | 4.0701e-09 | 0.00097009 | 4.0701e-09 | 0.0027785 | 2.0493e-11 | 0.0094681 | 3.0008e-08
[120 empty] | 7.3.3.17.5 (Remote Grid) Updates to grid topology to minimize risk of ignition in HFTDs Remote GridWLDFRVegetation ContactAggregated | WLDFR | HFTD - Distribution - Tier 3 - 1QU CoRE ¦ 2QU LoRE | Non-Red Flag Warning - Destructive Fires | Vegetation Contact | Aggregated | 2031 | 4.1956e-06 | 156.5661 | 0.00065689 | 2031 | Mitigation | 0.95 | 45 | 0 | esc | 0.00097009 | 4.0701e-09 | 0.00097009 | 4.0701e-09 | 0.0027785 | 2.0493e-11 | 0.0094681 | 3.0008e-08
[120 empty] | 7.3.3.17.5 (Remote Grid) Updates to grid topology to minimize risk of ignition in HFTDs Remote GridWLDFRVegetation ContactAggregated | WLDFR | HFTD - Distribution - Tier 3 - 1QU CoRE ¦ 2QU LoRE | Non-Red Flag Warning - Destructive Fires | Vegetation Contact | Aggregated | 2032 | 4.1956e-06 | 156.5661 | 0.00065689 | 2032 | Mitigation | 0.95 | 45 | 0 | esc | 0.00097009 | 4.0701e-09 | 0.00097009 | 4.0701e-09 | 0.0027785 | 2.0493e-11 | 0.0094681 | 3.0008e-08
[120 empty] | 7.3.3.17.5 (Remote Grid) Updates to grid topology to minimize risk of ignition in HFTDs Remote GridWLDFRVegetation ContactAggregated | WLDFR | HFTD - Distribution - Tier 3 - 1QU CoRE ¦ 2QU LoRE | Non-Red Flag Warning - Destructive Fires | Vegetation Contact | Aggregated | 2033 | 4.1956e-06 | 156.5661 | 0.00065689 | 2033 | Mitigation | 0.95 | 45 | 0 | esc | 0.00097009 | 4.0701e-09 | 0.00097009 | 4.0701e-09 | 0.0027785 | 2.0493e-11 | 0.0094681 | 3.0008e-08
[120 empty] | 7.3.3.17.5 (Remote Grid) Updates to grid topology to minimize risk of ignition in HFTDs Remote GridWLDFRVegetation ContactAggregated | WLDFR | HFTD - Distribution - Tier 3 - 1QU CoRE ¦ 2QU LoRE | Non-Red Flag Warning - Destructive Fires | Vegetation Contact | Aggregated | 2034 | 4.1956e-06 | 156.5661 | 0.00065689 | 2034 | Mitigation | 0.95 | 45 | 0 | esc | 0.00097009 | 4.0701e-09 | 0.00097009 | 4.0701e-09 | 0.0027785 | 2.0493e-11 | 0.0094681 | 3.0008e-08
[120 empty] | 7.3.3.17.5 (Remote Grid) Updates to grid topology to minimize risk of ignition in HFTDs Remote GridWLDFRVegetation ContactAggregated | WLDFR | HFTD - Distribution - Tier 3 - 1QU CoRE ¦ 2QU LoRE | Non-Red Flag Warning - Destructive Fires | Vegetation Contact | Aggregated | 2035 | 4.1956e-06 | 156.5661 | 0.00065689 | 2035 | Mitigation | 0.95 | 45 | 0 | esc | 0.00097009 | 4.0701e-09 | 0.00097009 | 4.0701e-09 | 0.0027785 | 2.0493e-11 | 0.0094681 | 3.0008e-08
[120 empty] | 7.3.3.17.5 (Remote Grid) Updates to grid topology to minimize risk of ignition in HFTDs Remote GridWLDFRVegetation ContactAggregated | WLDFR | HFTD - Distribution - Tier 3 - 1QU CoRE ¦ 2QU LoRE | Non-Red Flag Warning - Destructive Fires | Vegetation Contact | Aggregated | 2036 | 4.1956e-06 | 156.5661 | 0.00065689 | 2036 | Mitigation | 0.95 | 45 | 0 | esc | 0.00097009 | 4.0701e-09 | 0.00097009 | 4.0701e-09 | 0.0027785 | 2.0493e-11 | 0.0094681 | 3.0008e-08
[120 empty] | 7.3.3.17.5 (Remote Grid) Updates to grid topology to minimize risk of ignition in HFTDs Remote GridWLDFRVegetation ContactAggregated | WLDFR | HFTD - Distribution - Tier 3 - 1QU CoRE ¦ 2QU LoRE | Non-Red Flag Warning - Destructive Fires | Vegetation Contact | Aggregated | 2037 | 4.1956e-06 | 156.5661 | 0.00065689 | 2037 | Mitigation | 0.95 | 45 | 0 | esc | 0.00097009 | 4.0701e-09 | 0.00097009 | 4.0701e-09 | 0.0027785 | 2.0493e-11 | 0.0094681 | 3.0008e-08
[120 empty] | 7.3.3.17.5 (Remote Grid) Updates to grid topology to minimize risk of ignition in HFTDs Remote GridWLDFRVegetation ContactAggregated | WLDFR | HFTD - Distribution - Tier 3 - 1QU CoRE ¦ 2QU LoRE | Non-Red Flag Warning - Destructive Fires | Vegetation Contact | Aggregated | 2038 | 4.1956e-06 | 156.5661 | 0.00065689 | 2038 | Mitigation | 0.95 | 45 | 0 | esc | 0.00097009 | 4.0701e-09 | 0.00097009 | 4.0701e-09 | 0.0027785 | 2.0493e-11 | 0.0094681 | 3.0008e-08
[120 empty] | 7.3.3.17.5 (Remote Grid) Updates to grid topology to minimize risk of ignition in HFTDs Remote GridWLDFRVegetation ContactAggregated | WLDFR | HFTD - Distribution - Tier 3 - 1QU CoRE ¦ 2QU LoRE | Non-Red Flag Warning - Destructive Fires | Vegetation Contact | Aggregated | 2039 | 4.1956e-06 | 156.5661 | 0.00065689 | 2039 | Mitigation | 0.95 | 45 | 0 | esc | 0.00097009 | 4.0701e-09 | 0.00097009 | 4.0701e-09 | 0.0027785 | 2.0493e-11 | 0.0094681 | 3.0008e-08
[120 empty] | 7.3.3.17.5 (Remote Grid) Updates to grid topology to minimize risk of ignition in HFTDs Remote GridWLDFRVegetation ContactAggregated | WLDFR | HFTD - Distribution - Tier 3 - 1QU CoRE ¦ 2QU LoRE | Non-Red Flag Warning - Destructive Fires | Vegetation Contact | Aggregated | 2040 | 4.1956e-06 | 156.5661 | 0.00065689 | 2040 | Mitigation | 0.95 | 45 | 0 | esc | 0.00097009 | 4.0701e-09 | 0.00097009 | 4.0701e-09 | 0.0027785 | 2.0493e-11 | 0.0094681 | 3.0008e-08
[120 empty] | 7.3.3.17.5 (Remote Grid) Updates to grid topology to minimize risk of ignition in HFTDs Remote GridWLDFRVegetation ContactAggregated | WLDFR | HFTD - Distribution - Tier 3 - 1QU CoRE ¦ 2QU LoRE | Non-Red Flag Warning - Destructive Fires | Vegetation Contact | Aggregated | 2041 | 4.1956e-06 | 156.5661 | 0.00065689 | 2041 | Mitigation | 0.95 | 45 | 0 | esc | 0.00097009 | 4.0701e-09 | 0.00097009 | 4.0701e-09 | 0.0027785 | 2.0493e-11 | 0.0094681 | 3.0008e-08
[120 empty] | 7.3.3.17.5 (Remote Grid) Updates to grid topology to minimize risk of ignition in HFTDs Remote GridWLDFRVegetation ContactAggregated | WLDFR | HFTD - Distribution - Tier 3 - 1QU CoRE ¦ 2QU LoRE | Non-Red Flag Warning - Destructive Fires | Vegetation Contact | Aggregated | 2042 | 4.1956e-06 | 156.5661 | 0.00065689 | 2042 | Mitigation | 0.95 | 45 | 0 | esc | 0.00097009 | 4.0701e-09 | 0.00097009 | 4.0701e-09 | 0.0027785 | 2.0493e-11 | 0.0094681 | 3.0008e-08
[120 empty] | 7.3.3.17.5 (Remote Grid) Updates to grid topology to minimize risk of ignition in HFTDs Remote GridWLDFRVegetation ContactAggregated | WLDFR | HFTD - Distribution - Tier 3 - 1QU CoRE ¦ 2QU LoRE | Non-Red Flag Warning - Destructive Fires | Vegetation Contact | Aggregated | 2043 | 4.1956e-06 | 156.5661 | 0.00065689 | 2043 | Mitigation | 0.95 | 45 | 0 | esc | 0.00097009 | 4.0701e-09 | 0.00097009 | 4.0701e-09 | 0.0027785 | 2.0493e-11 | 0.0094681 | 3.0008e-08
[120 empty] | 7.3.3.17.5 (Remote Grid) Updates to grid topology to minimize risk of ignition in HFTDs Remote GridWLDFRVegetation ContactAggregated | WLDFR | HFTD - Distribution - Tier 3 - 1QU CoRE ¦ 2QU LoRE | Non-Red Flag Warning - Destructive Fires | Vegetation Contact | Aggregated | 2044 | 4.1956e-06 | 156.5661 | 0.00065689 | 2044 | Mitigation | 0.95 | 45 | 0 | esc | 0.00097009 | 4.0701e-09 | 0.00097009 | 4.0701e-09 | 0.0027785 | 2.0493e-11 | 0.0094681 | 3.0008e-08
[120 empty] | 7.3.3.17.5 (Remote Grid) Updates to grid topology to minimize risk of ignition in HFTDs Remote GridWLDFRVegetation ContactAggregated | WLDFR | HFTD - Distribution - Tier 3 - 1QU CoRE ¦ 2QU LoRE | Non-Red Flag Warning - Destructive Fires | Vegetation Contact | Aggregated | 2045 | 4.1956e-06 | 156.5661 | 0.00065689 | 2045 | Mitigation | 0.95 | 45 | 0 | esc | 0.00097009 | 4.0701e-09 | 0.00097009 | 4.0701e-09 | 0.0027785 | 2.0493e-11 | 0.0094681 | 3.0008e-08
[120 empty] | 7.3.3.17.5 (Remote Grid) Updates to grid topology to minimize risk of ignition in HFTDs Remote GridWLDFRVegetation ContactAggregated | WLDFR | HFTD - Distribution - Tier 3 - 1QU CoRE ¦ 2QU LoRE | Non-Red Flag Warning - Destructive Fires | Vegetation Contact | Aggregated | 2046 | 4.1956e-06 | 156.5661 | 0.00065689 | 2046 | Mitigation | 0.95 | 45 | 0 | esc | 0.00097009 | 4.0701e-09 | 0.00097009 | 4.0701e-09 | 0.0027785 | 2.0493e-11 | 0.0094681 | 3.0008e-08
[120 empty] | 7.3.3.17.5 (Remote Grid) Updates to grid topology to minimize risk of ignition in HFTDs Remote GridWLDFRVegetation ContactAggregated | WLDFR | HFTD - Distribution - Tier 3 - 1QU CoRE ¦ 2QU LoRE | Non-Red Flag Warning - Destructive Fires | Vegetation Contact | Aggregated | 2047 | 4.1956e-06 | 156.5661 | 0.00065689 | 2047 | Mitigation | 0.95 | 45 | 0 | esc | 0.00097009 | 4.0701e-09 | 0.00097009 | 4.0701e-09 | 0.0027785 | 2.0493e-11 | 0.0094681 | 3.0008e-08
[120 empty] | 7.3.3.17.5 (Remote Grid) Updates to grid topology to minimize risk of ignition in HFTDs Remote GridWLDFRVegetation ContactAggregated | WLDFR | HFTD - Distribution - Tier 3 - 1QU CoRE ¦ 2QU LoRE | Non-Red Flag Warning - Destructive Fires | Vegetation Contact | Aggregated | 2048 | 4.1956e-06 | 156.5661 | 0.00065689 | 2048 | Mitigation | 0.95 | 45 | 0 | esc | 0.00097009 | 4.0701e-09 | 0.00097009 | 4.0701e-09 | 0.0027785 | 2.0493e-11 | 0.0094681 | 3.0008e-08
[120 empty] | 7.3.3.17.5 (Remote Grid) Updates to grid topology to minimize risk of ignition in HFTDs Remote GridWLDFRVegetation ContactAggregated | WLDFR | HFTD - Distribution - Tier 3 - 1QU CoRE ¦ 2QU LoRE | Non-Red Flag Warning - Destructive Fires | Vegetation Contact | Aggregated | 2049 | 4.1956e-06 | 156.5661 | 0.00065689 | 2049 | Mitigation | 0.95 | 45 | 0 | esc | 0.00097009 | 4.0701e-09 | 0.00097009 | 4.0701e-09 | 0.0027785 | 2.0493e-11 | 0.0094681 | 3.0008e-08
[120 empty] | 7.3.3.17.5 (Remote Grid) Updates to grid topology to minimize risk of ignition in HFTDs Remote GridWLDFRVegetation ContactAggregated | WLDFR | HFTD - Distribution - Tier 3 - 1QU CoRE ¦ 2QU LoRE | Non-Red Flag Warning - Destructive Fires | Vegetation Contact | Aggregated | 2050 | 4.1956e-06 | 156.5661 | 0.00065689 | 2050 | Mitigation | 0.95 | 45 | 0 | esc | 0.00097009 | 4.0701e-09 | 0.00097009 | 4.0701e-09 | 0.0027785 | 2.0493e-11 | 0 | 0
[120 empty] | 7.3.3.17.5 (Remote Grid) Updates to grid topology to minimize risk of ignition in HFTDs Remote GridWLDFRVegetation ContactAggregated | WLDFR | HFTD - Distribution - Tier 3 - 1QU CoRE ¦ 2QU LoRE | Non-Red Flag Warning - Destructive Fires | Vegetation Contact | Aggregated | 2051 | 4.1956e-06 | 156.5661 | 0.00065689 | 2051 | Mitigation | 0.95 | 45 | 0 | esc | 0.00097009 | 4.0701e-09 | 0.00097009 | 4.0701e-09 | 0.0027785 | 2.0493e-11 | 0 | 0
[120 empty] | 7.3.3.17.5 (Remote Grid) Updates to grid topology to minimize risk of ignition in HFTDs Remote GridWLDFRVegetation ContactAggregated | WLDFR | HFTD - Distribution - Tier 3 - 1QU CoRE ¦ 2QU LoRE | Non-Red Flag Warning - Destructive Fires | Vegetation Contact | Aggregated | 2052 | 4.1956e-06 | 156.5661 | 0.00065689 | 2052 | Mitigation | 0.95 | 45 | 0 | esc | 0.00097009 | 4.0701e-09 | 0.00097009 | 4.0701e-09 | 0.0027785 | 2.0493e-11 | 0.010598 | 1.1151e-09
[120 empty] | 7.3.3.17.5 (Remote Grid) Updates to grid topology to minimize risk of ignition in HFTDs Remote GridWLDFRVegetation ContactAggregated | WLDFR | HFTD - Distribution - Tier 3 - 1QU CoRE ¦ 2QU LoRE | Non-Red Flag Warning - Destructive Fires | Vegetation Contact | Aggregated | 2053 | 4.1956e-06 | 156.5661 | 0.00065689 | 2053 | Mitigation | 0.95 | 45 | 0 | esc | 0.00097009 | 4.0701e-09 | 0.00097009 | 4.0701e-09 | 0.0027785 | 2.0493e-11 | 0.010598 | 1.1151e-09
[120 empty] | 7.3.3.17.5 (Remote Grid) Updates to grid topology to minimize risk of ignition in HFTDs Remote GridWLDFRVegetation ContactAggregated | WLDFR | HFTD - Distribution - Tier 3 - 1QU CoRE ¦ 2QU LoRE | Non-Red Flag Warning - Destructive Fires | Vegetation Contact | Aggregated | 2054 | 4.1956e-06 | 156.5661 | 0.00065689 | 2054 | Mitigation | 0.95 | 45 | 0 | esc | 0.00097009 | 4.0701e-09 | 0.00097009 | 4.0701e-09 | 0.0027785 | 2.0493e-11 | 0.010598 | 1.1151e-09
[120 empty] | 7.3.3.17.5 (Remote Grid) Updates to grid topology to minimize risk of ignition in HFTDs Remote GridWLDFRVegetation ContactAggregated | WLDFR | HFTD - Distribution - Tier 3 - 1QU CoRE ¦ 2QU LoRE | Non-Red Flag Warning - Destructive Fires | Vegetation Contact | Aggregated | 2055 | 4.1956e-06 | 156.5661 | 0.00065689 | 2055 | Mitigation | 0.95 | 45 | 0 | esc | 0.00097009 | 4.0701e-09 | 0.00097009 | 4.0701e-09 | 0.0027785 | 2.0493e-11 | 0.010598 | 1.1151e-09
[120 empty] | 7.3.3.17.5 (Remote Grid) Updates to grid topology to minimize risk of ignition in HFTDs Remote GridWLDFRVegetation ContactAggregated | WLDFR | HFTD - Distribution - Tier 3 - 1QU CoRE ¦ 2QU LoRE | Non-Red Flag Warning - Destructive Fires | Vegetation Contact | Aggregated | 2056 | 4.1956e-06 | 156.5661 | 0.00065689 | 2056 | Mitigation | 0.95 | 45 | 0 | esc | 0.00097009 | 4.0701e-09 | 0.00097009 | 4.0701e-09 | 0.0027785 | 2.0493e-11 | 0.010598 | 1.1151e-09
[120 empty] | 7.3.3.17.5 (Remote Grid) Updates to grid topology to minimize risk of ignition in HFTDs Remote GridWLDFRVegetation ContactAggregated | WLDFR | HFTD - Distribution - Tier 3 - 1QU CoRE ¦ 2QU LoRE | Non-Red Flag Warning - Destructive Fires | Vegetation Contact | Aggregated | 2057 | 4.1956e-06 | 156.5661 | 0.00065689 | 2057 | Mitigation | 0.95 | 45 | 0 | esc | 0.00097009 | 4.0701e-09 | 0.00097009 | 4.0701e-09 | 0.0027785 | 2.0493e-11 | 0.010598 | 1.1151e-09
[120 empty] | 7.3.3.17.5 (Remote Grid) Updates to grid topology to minimize risk of ignition in HFTDs Remote GridWLDFRVegetation ContactAggregated | WLDFR | HFTD - Distribution - Tier 3 - 1QU CoRE ¦ 2QU LoRE | Non-Red Flag Warning - Destructive Fires | Vegetation Contact | Aggregated | 2058 | 4.1956e-06 | 156.5661 | 0.00065689 | 2058 | Mitigation | 0.95 | 45 | 0 | esc | 0.00097009 | 4.0701e-09 | 0.00097009 | 4.0701e-09 | 0.0027785 | 2.0493e-11 | 0.010598 | 1.1151e-09
[120 empty] | 7.3.3.17.5 (Remote Grid) Updates to grid topology to minimize risk of ignition in HFTDs Remote GridWLDFRVegetation ContactAggregated | WLDFR | HFTD - Distribution - Tier 3 - 1QU CoRE ¦ 2QU LoRE | Non-Red Flag Warning - Destructive Fires | Vegetation Contact | Aggregated | 2059 | 4.1956e-06 | 156.5661 | 0.00065689 | 2059 | Mitigation | 0.95 | 45 | 0 | esc | 0.00097009 | 4.0701e-09 | 0.00097009 | 4.0701e-09 | 0.0027785 | 2.0493e-11 | 0.010598 | 1.1151e-09
[120 empty] | 7.3.3.17.5 (Remote Grid) Updates to grid topology to minimize risk of ignition in HFTDs Remote GridWLDFRVegetation ContactAggregated | WLDFR | HFTD - Distribution - Tier 3 - 1QU CoRE ¦ 2QU LoRE | Non-Red Flag Warning - Destructive Fires | Vegetation Contact | Aggregated | 2060 | 4.1956e-06 | 156.5661 | 0.00065689 | 2060 | Mitigation | 0.95 | 45 | 0 | esc | 0.00097009 | 4.0701e-09 | 0.00097009 | 4.0701e-09 | 0.0027785 | 2.0493e-11 | 0.010598 | 1.1151e-09
[120 empty] | 7.3.3.17.5 (Remote Grid) Updates to grid topology to minimize risk of ignition in HFTDs Remote GridWLDFRVegetation ContactAggregated | WLDFR | HFTD - Distribution - Tier 3 - 1QU CoRE ¦ 2QU LoRE | Non-Red Flag Warning - Destructive Fires | Vegetation Contact | Aggregated | 2061 | 4.1956e-06 | 156.5661 | 0.00065689 | 2061 | Mitigation | 0.95 | 45 | 0 | esc | 0.00097009 | 4.0701e-09 | 0.00097009 | 4.0701e-09 | 0.0027785 | 2.0493e-11 | 0.010598 | 1.1151e-09
[120 empty] | 7.3.3.17.5 (Remote Grid) Updates to grid topology to minimize risk of ignition in HFTDs Remote GridWLDFRVegetation ContactAggregated | WLDFR | HFTD - Distribution - Tier 3 - 1QU CoRE ¦ 2QU LoRE | Non-Red Flag Warning - Destructive Fires | Vegetation Contact | Aggregated | 2062 | 4.1956e-06 | 156.5661 | 0.00065689 | 2062 | Mitigation | 0.95 | 45 | 0 | esc | 0.00097009 | 4.0701e-09 | 0.00097009 | 4.0701e-09 | 0.0027785 | 2.0493e-11 | 0.010598 | 1.1151e-09
[120 empty] | 7.3.3.17.5 (Remote Grid) Updates to grid topology to minimize risk of ignition in HFTDs Remote GridWLDFRVegetation ContactAggregated | WLDFR | HFTD - Distribution - Tier 3 - 1QU CoRE ¦ 2QU LoRE | Non-Red Flag Warning - Destructive Fires | Vegetation Contact | Aggregated | 2063 | 4.1956e-06 | 156.5661 | 0.00065689 | 2063 | Mitigation | 0.95 | 45 | 0 | esc | 0.00097009 | 4.0701e-09 | 0.00097009 | 4.0701e-09 | 0.0027785 | 2.0493e-11 | 0.010598 | 1.1151e-09
[120 empty] | 7.3.3.17.5 (Remote Grid) Updates to grid topology to minimize risk of ignition in HFTDs Remote GridWLDFRVegetation ContactAggregated | WLDFR | HFTD - Distribution - Tier 3 - 1QU CoRE ¦ 2QU LoRE | Non-Red Flag Warning - Destructive Fires | Vegetation Contact | Aggregated | 2064 | 4.1956e-06 | 156.5661 | 0.00065689 | 2064 | Mitigation | 0.95 | 45 | 0 | esc | 0.00097009 | 4.0701e-09 | 0.00097009 | 4.0701e-09 | 0.0027785 | 2.0493e-11 | 0.010598 | 1.1151e-09
[120 empty] | 7.3.3.17.5 (Remote Grid) Updates to grid topology to minimize risk of ignition in HFTDs Remote GridWLDFRVegetation ContactAggregated | WLDFR | HFTD - Distribution - Tier 3 - 1QU CoRE ¦ 2QU LoRE | Non-Red Flag Warning - Destructive Fires | Vegetation Contact | Aggregated | 2065 | 4.1956e-06 | 156.5661 | 0.00065689 | 2065 | Mitigation | 0.95 | 45 | 0 | esc | 0.00097009 | 4.0701e-09 | 0.00097009 | 4.0701e-09 | 0.0027785 | 2.0493e-11 | 0.010598 | 1.1151e-09
[120 empty] | 7.3.3.17.5 (Remote Grid) Updates to grid topology to minimize risk of ignition in HFTDs Remote GridWLDFRVegetation ContactAggregated | WLDFR | HFTD - Distribution - Tier 3 - 1QU CoRE ¦ 2QU LoRE | Non-Red Flag Warning - Destructive Fires | Vegetation Contact | Aggregated | 2066 | 4.1956e-06 | 156.5661 | 0.00065689 | 2066 | Mitigation | 0.95 | 45 | 0 | esc | 0.00097009 | 4.0701e-09 | 0.00097009 | 4.0701e-09 | 0.0027785 | 2.0493e-11 | 0.010598 | 1.1151e-09
[120 empty] | 7.3.3.17.5 (Remote Grid) Updates to grid topology to minimize risk of ignition in HFTDs Remote GridWLDFRVegetation ContactAggregated | WLDFR | HFTD - Distribution - Tier 3 - 1QU CoRE ¦ 2QU LoRE | Non-Red Flag Warning - Destructive Fires | Vegetation Contact | Aggregated | 2067 | 4.1956e-06 | 156.5661 | 0.00065689 | 2067 | Mitigation | 0.95 | 45 | 0 | esc | 0 | 0 | 0.00097009 | 4.0701e-09 | 0.0027785 | 2.0493e-11 | 0.010598 | 1.1151e-09
[120 empty] | 7.3.3.17.5 (Remote Grid) Updates to grid topology to minimize risk of ignition in HFTDs Remote GridWLDFRWire-to-wire contactAggregated | WLDFR | HFTD - Distribution - Tier 3 - 1QU CoRE ¦ 2QU LoRE | Non-Red Flag Warning - Destructive Fires | Wire-to-wire contact | Aggregated | 2022 | 3.7136e-07 | 156.5661 | 5.8143e-05 | 2022 | Mitigation | 0.95 | 45 | 0 | esc | 0.00097009 | 3.6025e-10 | 0 | 0 | 0.0027785 | 2.0493e-11 | 0.010598 | 1.1151e-09
[120 empty] | 7.3.3.17.5 (Remote Grid) Updates to grid topology to minimize risk of ignition in HFTDs Remote GridWLDFRWire-to-wire contactAggregated | WLDFR | HFTD - Distribution - Tier 3 - 1QU CoRE ¦ 2QU LoRE | Non-Red Flag Warning - Destructive Fires | Wire-to-wire contact | Aggregated | 2023 | 3.7136e-07 | 156.5661 | 5.8143e-05 | 2023 | Mitigation | 0.95 | 45 | 0 | esc | 0.00097009 | 3.6025e-10 | 0.00097009 | 3.6025e-10 | 0.0027785 | 2.0493e-11 | 0.010598 | 1.1151e-09
[120 empty] | 7.3.3.17.5 (Remote Grid) Updates to grid topology to minimize risk of ignition in HFTDs Remote GridWLDFRWire-to-wire contactAggregated | WLDFR | HFTD - Distribution - Tier 3 - 1QU CoRE ¦ 2QU LoRE | Non-Red Flag Warning - Destructive Fires | Wire-to-wire contact | Aggregated | 2024 | 3.7136e-07 | 156.5661 | 5.8143e-05 | 2024 | Mitigation | 0.95 | 45 | 0 | esc | 0.00097009 | 3.6025e-10 | 0.00097009 | 3.6025e-10 | 0.0027785 | 2.0493e-11 | 0.010598 | 1.1151e-09
[120 empty] | 7.3.3.17.5 (Remote Grid) Updates to grid topology to minimize risk of ignition in HFTDs Remote GridWLDFRWire-to-wire contactAggregated | WLDFR | HFTD - Distribution - Tier 3 - 1QU CoRE ¦ 2QU LoRE | Non-Red Flag Warning - Destructive Fires | Wire-to-wire contact | Aggregated | 2025 | 3.7136e-07 | 156.5661 | 5.8143e-05 | 2025 | Mitigation | 0.95 | 45 | 0 | esc | 0.00097009 | 3.6025e-10 | 0.00097009 | 3.6025e-10 | 0.0027785 | 2.0493e-11 | 0.010598 | 1.1151e-09
[120 empty] | 7.3.3.17.5 (Remote Grid) Updates to grid topology to minimize risk of ignition in HFTDs Remote GridWLDFRWire-to-wire contactAggregated | WLDFR | HFTD - Distribution - Tier 3 - 1QU CoRE ¦ 2QU LoRE | Non-Red Flag Warning - Destructive Fires | Wire-to-wire contact | Aggregated | 2026 | 3.7136e-07 | 156.5661 | 5.8143e-05 | 2026 | Mitigation | 0.95 | 45 | 0 | esc | 0.00097009 | 3.6025e-10 | 0.00097009 | 3.6025e-10 | 0.0027785 | 2.0493e-11 | 0.010598 | 1.1151e-09
[120 empty] | 7.3.3.17.5 (Remote Grid) Updates to grid topology to minimize risk of ignition in HFTDs Remote GridWLDFRWire-to-wire contactAggregated | WLDFR | HFTD - Distribution - Tier 3 - 1QU CoRE ¦ 2QU LoRE | Non-Red Flag Warning - Destructive Fires | Wire-to-wire contact | Aggregated | 2027 | 3.7136e-07 | 156.5661 | 5.8143e-05 | 2027 | Mitigation | 0.95 | 45 | 0 | esc | 0.00097009 | 3.6025e-10 | 0.00097009 | 3.6025e-10 | 0.0027785 | 2.0493e-11 | 0.010598 | 1.1151e-09
[120 empty] | 7.3.3.17.5 (Remote Grid) Updates to grid topology to minimize risk of ignition in HFTDs Remote GridWLDFRWire-to-wire contactAggregated | WLDFR | HFTD - Distribution - Tier 3 - 1QU CoRE ¦ 2QU LoRE | Non-Red Flag Warning - Destructive Fires | Wire-to-wire contact | Aggregated | 2028 | 3.7136e-07 | 156.5661 | 5.8143e-05 | 2028 | Mitigation | 0.95 | 45 | 0 | esc | 0.00097009 | 3.6025e-10 | 0.00097009 | 3.6025e-10 | 0.0027785 | 2.0493e-11 | 0.010598 | 1.1151e-09
[120 empty] | 7.3.3.17.5 (Remote Grid) Updates to grid topology to minimize risk of ignition in HFTDs Remote GridWLDFRWire-to-wire contactAggregated | WLDFR | HFTD - Distribution - Tier 3 - 1QU CoRE ¦ 2QU LoRE | Non-Red Flag Warning - Destructive Fires | Wire-to-wire contact | Aggregated | 2029 | 3.7136e-07 | 156.5661 | 5.8143e-05 | 2029 | Mitigation | 0.95 | 45 | 0 | esc | 0.00097009 | 3.6025e-10 | 0.00097009 | 3.6025e-10 | 0.0027785 | 2.0493e-11 | 0.010598 | 1.1151e-09
[120 empty] | 7.3.3.17.5 (Remote Grid) Updates to grid topology to minimize risk of ignition in HFTDs Remote GridWLDFRWire-to-wire contactAggregated | WLDFR | HFTD - Distribution - Tier 3 - 1QU CoRE ¦ 2QU LoRE | Non-Red Flag Warning - Destructive Fires | Wire-to-wire contact | Aggregated | 2030 | 3.7136e-07 | 156.5661 | 5.8143e-05 | 2030 | Mitigation | 0.95 | 45 | 0 | esc | 0.00097009 | 3.6025e-10 | 0.00097009 | 3.6025e-10 | 0.0027785 | 2.0493e-11 | 0.010598 | 1.1151e-09
[120 empty] | 7.3.3.17.5 (Remote Grid) Updates to grid topology to minimize risk of ignition in HFTDs Remote GridWLDFRWire-to-wire contactAggregated | WLDFR | HFTD - Distribution - Tier 3 - 1QU CoRE ¦ 2QU LoRE | Non-Red Flag Warning - Destructive Fires | Wire-to-wire contact | Aggregated | 2031 | 3.7136e-07 | 156.5661 | 5.8143e-05 | 2031 | Mitigation | 0.95 | 45 | 0 | esc | 0.00097009 | 3.6025e-10 | 0.00097009 | 3.6025e-10 | 0.0027785 | 2.0493e-11 | 0.010598 | 1.1151e-09
[120 empty] | 7.3.3.17.5 (Remote Grid) Updates to grid topology to minimize risk of ignition in HFTDs Remote GridWLDFRWire-to-wire contactAggregated | WLDFR | HFTD - Distribution - Tier 3 - 1QU CoRE ¦ 2QU LoRE | Non-Red Flag Warning - Destructive Fires | Wire-to-wire contact | Aggregated | 2032 | 3.7136e-07 | 156.5661 | 5.8143e-05 | 2032 | Mitigation | 0.95 | 45 | 0 | esc | 0.00097009 | 3.6025e-10 | 0.00097009 | 3.6025e-10 | 0 | 0 | 0.010598 | 1.1151e-09
[120 empty] | 7.3.3.17.5 (Remote Grid) Updates to grid topology to minimize risk of ignition in HFTDs Remote GridWLDFRWire-to-wire contactAggregated | WLDFR | HFTD - Distribution - Tier 3 - 1QU CoRE ¦ 2QU LoRE | Non-Red Flag Warning - Destructive Fires | Wire-to-wire contact | Aggregated | 2033 | 3.7136e-07 | 156.5661 | 5.8143e-05 | 2033 | Mitigation | 0.95 | 45 | 0 | esc | 0.00097009 | 3.6025e-10 | 0.00097009 | 3.6025e-10 | 0.0027785 | 8.6515e-10 | 0.010598 | 1.1151e-09
[120 empty] | 7.3.3.17.5 (Remote Grid) Updates to grid topology to minimize risk of ignition in HFTDs Remote GridWLDFRWire-to-wire contactAggregated | WLDFR | HFTD - Distribution - Tier 3 - 1QU CoRE ¦ 2QU LoRE | Non-Red Flag Warning - Destructive Fires | Wire-to-wire contact | Aggregated | 2034 | 3.7136e-07 | 156.5661 | 5.8143e-05 | 2034 | Mitigation | 0.95 | 45 | 0 | esc | 0.00097009 | 3.6025e-10 | 0.00097009 | 3.6025e-10 | 0.0027785 | 8.6515e-10 | 0.010598 | 1.1151e-09
[120 empty] | 7.3.3.17.5 (Remote Grid) Updates to grid topology to minimize risk of ignition in HFTDs Remote GridWLDFRWire-to-wire contactAggregated | WLDFR | HFTD - Distribution - Tier 3 - 1QU CoRE ¦ 2QU LoRE | Non-Red Flag Warning - Destructive Fires | Wire-to-wire contact | Aggregated | 2035 | 3.7136e-07 | 156.5661 | 5.8143e-05 | 2035 | Mitigation | 0.95 | 45 | 0 | esc | 0.00097009 | 3.6025e-10 | 0.00097009 | 3.6025e-10 | 0.0027785 | 8.6515e-10 | 0.010598 | 1.1151e-09
[120 empty] | 7.3.3.17.5 (Remote Grid) Updates to grid topology to minimize risk of ignition in HFTDs Remote GridWLDFRWire-to-wire contactAggregated | WLDFR | HFTD - Distribution - Tier 3 - 1QU CoRE ¦ 2QU LoRE | Non-Red Flag Warning - Destructive Fires | Wire-to-wire contact | Aggregated | 2036 | 3.7136e-07 | 156.5661 | 5.8143e-05 | 2036 | Mitigation | 0.95 | 45 | 0 | esc | 0.00097009 | 3.6025e-10 | 0.00097009 | 3.6025e-10 | 0.0027785 | 8.6515e-10 | 0 | 0
[120 empty] | 7.3.3.17.5 (Remote Grid) Updates to grid topology to minimize risk of ignition in HFTDs Remote GridWLDFRWire-to-wire contactAggregated | WLDFR | HFTD - Distribution - Tier 3 - 1QU CoRE ¦ 2QU LoRE | Non-Red Flag Warning - Destructive Fires | Wire-to-wire contact | Aggregated | 2037 | 3.7136e-07 | 156.5661 | 5.8143e-05 | 2037 | Mitigation | 0.95 | 45 | 0 | esc | 0.00097009 | 3.6025e-10 | 0.00097009 | 3.6025e-10 | 0.0027785 | 8.6515e-10 | 0 | 0
[120 empty] | 7.3.3.17.5 (Remote Grid) Updates to grid topology to minimize risk of ignition in HFTDs Remote GridWLDFRWire-to-wire contactAggregated | WLDFR | HFTD - Distribution - Tier 3 - 1QU CoRE ¦ 2QU LoRE | Non-Red Flag Warning - Destructive Fires | Wire-to-wire contact | Aggregated | 2038 | 3.7136e-07 | 156.5661 | 5.8143e-05 | 2038 | Mitigation | 0.95 | 45 | 0 | esc | 0.00097009 | 3.6025e-10 | 0.00097009 | 3.6025e-10 | 0.0027785 | 8.6515e-10 | 0.0087991 | 5.4625e-08
[120 empty] | 7.3.3.17.5 (Remote Grid) Updates to grid topology to minimize risk of ignition in HFTDs Remote GridWLDFRWire-to-wire contactAggregated | WLDFR | HFTD - Distribution - Tier 3 - 1QU CoRE ¦ 2QU LoRE | Non-Red Flag Warning - Destructive Fires | Wire-to-wire contact | Aggregated | 2039 | 3.7136e-07 | 156.5661 | 5.8143e-05 | 2039 | Mitigation | 0.95 | 45 | 0 | esc | 0.00097009 | 3.6025e-10 | 0.00097009 | 3.6025e-10 | 0.0027785 | 8.6515e-10 | 0.0087991 | 5.4625e-08
[120 empty] | 7.3.3.17.5 (Remote Grid) Updates to grid topology to minimize risk of ignition in HFTDs Remote GridWLDFRWire-to-wire contactAggregated | WLDFR | HFTD - Distribution - Tier 3 - 1QU CoRE ¦ 2QU LoRE | Non-Red Flag Warning - Destructive Fires | Wire-to-wire contact | Aggregated | 2040 | 3.7136e-07 | 156.5661 | 5.8143e-05 | 2040 | Mitigation | 0.95 | 45 | 0 | esc | 0.00097009 | 3.6025e-10 | 0.00097009 | 3.6025e-10 | 0.0027785 | 8.6515e-10 | 0.0087991 | 5.4625e-08
[120 empty] | 7.3.3.17.5 (Remote Grid) Updates to grid topology to minimize risk of ignition in HFTDs Remote GridWLDFRWire-to-wire contactAggregated | WLDFR | HFTD - Distribution - Tier 3 - 1QU CoRE ¦ 2QU LoRE | Non-Red Flag Warning - Destructive Fires | Wire-to-wire contact | Aggregated | 2041 | 3.7136e-07 | 156.5661 | 5.8143e-05 | 2041 | Mitigation | 0.95 | 45 | 0 | esc | 0.00097009 | 3.6025e-10 | 0.00097009 | 3.6025e-10 | 0.0027785 | 8.6515e-10 | 0.0087991 | 5.4625e-08
[120 empty] | 7.3.3.17.5 (Remote Grid) Updates to grid topology to minimize risk of ignition in HFTDs Remote GridWLDFRWire-to-wire contactAggregated | WLDFR | HFTD - Distribution - Tier 3 - 1QU CoRE ¦ 2QU LoRE | Non-Red Flag Warning - Destructive Fires | Wire-to-wire contact | Aggregated | 2042 | 3.7136e-07 | 156.5661 | 5.8143e-05 | 2042 | Mitigation | 0.95 | 45 | 0 | esc | 0.00097009 | 3.6025e-10 | 0.00097009 | 3.6025e-10 | 0.0027785 | 8.6515e-10 | 0.0087991 | 5.4625e-08
[120 empty] | 7.3.3.17.5 (Remote Grid) Updates to grid topology to minimize risk of ignition in HFTDs Remote GridWLDFRWire-to-wire contactAggregated | WLDFR | HFTD - Distribution - Tier 3 - 1QU CoRE ¦ 2QU LoRE | Non-Red Flag Warning - Destructive Fires | Wire-to-wire contact | Aggregated | 2043 | 3.7136e-07 | 156.5661 | 5.8143e-05 | 2043 | Mitigation | 0.95 | 45 | 0 | esc | 0.00097009 | 3.6025e-10 | 0.00097009 | 3.6025e-10 | 0.0027785 | 8.6515e-10 | 0.0087991 | 5.4625e-08
[120 empty] | 7.3.3.17.5 (Remote Grid) Updates to grid topology to minimize risk of ignition in HFTDs Remote GridWLDFRWire-to-wire contactAggregated | WLDFR | HFTD - Distribution - Tier 3 - 1QU CoRE ¦ 2QU LoRE | Non-Red Flag Warning - Destructive Fires | Wire-to-wire contact | Aggregated | 2044 | 3.7136e-07 | 156.5661 | 5.8143e-05 | 2044 | Mitigation | 0.95 | 45 | 0 | esc | 0.00097009 | 3.6025e-10 | 0.00097009 | 3.6025e-10 | 0.0027785 | 8.6515e-10 | 0.0087991 | 5.4625e-08
[120 empty] | 7.3.3.17.5 (Remote Grid) Updates to grid topology to minimize risk of ignition in HFTDs Remote GridWLDFRWire-to-wire contactAggregated | WLDFR | HFTD - Distribution - Tier 3 - 1QU CoRE ¦ 2QU LoRE | Non-Red Flag Warning - Destructive Fires | Wire-to-wire contact | Aggregated | 2045 | 3.7136e-07 | 156.5661 | 5.8143e-05 | 2045 | Mitigation | 0.95 | 45 | 0 | esc | 0.00097009 | 3.6025e-10 | 0.00097009 | 3.6025e-10 | 0.0027785 | 8.6515e-10 | 0.0087991 | 5.4625e-08
[120 empty] | 7.3.3.17.5 (Remote Grid) Updates to grid topology to minimize risk of ignition in HFTDs Remote GridWLDFRWire-to-wire contactAggregated | WLDFR | HFTD - Distribution - Tier 3 - 1QU CoRE ¦ 2QU LoRE | Non-Red Flag Warning - Destructive Fires | Wire-to-wire contact | Aggregated | 2046 | 3.7136e-07 | 156.5661 | 5.8143e-05 | 2046 | Mitigation | 0.95 | 45 | 0 | esc | 0.00097009 | 3.6025e-10 | 0.00097009 | 3.6025e-10 | 0.0027785 | 8.6515e-10 | 0.0087991 | 5.4625e-08
[120 empty] | 7.3.3.17.5 (Remote Grid) Updates to grid topology to minimize risk of ignition in HFTDs Remote GridWLDFRWire-to-wire contactAggregated | WLDFR | HFTD - Distribution - Tier 3 - 1QU CoRE ¦ 2QU LoRE | Non-Red Flag Warning - Destructive Fires | Wire-to-wire contact | Aggregated | 2047 | 3.7136e-07 | 156.5661 | 5.8143e-05 | 2047 | Mitigation | 0.95 | 45 | 0 | esc | 0.00097009 | 3.6025e-10 | 0.00097009 | 3.6025e-10 | 0.0027785 | 8.6515e-10 | 0.0087991 | 5.4625e-08
[120 empty] | 7.3.3.17.5 (Remote Grid) Updates to grid topology to minimize risk of ignition in HFTDs Remote GridWLDFRWire-to-wire contactAggregated | WLDFR | HFTD - Distribution - Tier 3 - 1QU CoRE ¦ 2QU LoRE | Non-Red Flag Warning - Destructive Fires | Wire-to-wire contact | Aggregated | 2048 | 3.7136e-07 | 156.5661 | 5.8143e-05 | 2048 | Mitigation | 0.95 | 45 | 0 | esc | 0.00097009 | 3.6025e-10 | 0.00097009 | 3.6025e-10 | 0.0027785 | 8.6515e-10 | 0.0087991 | 5.4625e-08
[120 empty] | 7.3.3.17.5 (Remote Grid) Updates to grid topology to minimize risk of ignition in HFTDs Remote GridWLDFRWire-to-wire contactAggregated | WLDFR | HFTD - Distribution - Tier 3 - 1QU CoRE ¦ 2QU LoRE | Non-Red Flag Warning - Destructive Fires | Wire-to-wire contact | Aggregated | 2049 | 3.7136e-07 | 156.5661 | 5.8143e-05 | 2049 | Mitigation | 0.95 | 45 | 0 | esc | 0.00097009 | 3.6025e-10 | 0.00097009 | 3.6025e-10 | 0.0027785 | 8.6515e-10 | 0.0087991 | 5.4625e-08
[120 empty] | 7.3.3.17.5 (Remote Grid) Updates to grid topology to minimize risk of ignition in HFTDs Remote GridWLDFRWire-to-wire contactAggregated | WLDFR | HFTD - Distribution - Tier 3 - 1QU CoRE ¦ 2QU LoRE | Non-Red Flag Warning - Destructive Fires | Wire-to-wire contact | Aggregated | 2050 | 3.7136e-07 | 156.5661 | 5.8143e-05 | 2050 | Mitigation | 0.95 | 45 | 0 | esc | 0.00097009 | 3.6025e-10 | 0.00097009 | 3.6025e-10 | 0.0027785 | 8.6515e-10 | 0.0087991 | 5.4625e-08
[120 empty] | 7.3.3.17.5 (Remote Grid) Updates to grid topology to minimize risk of ignition in HFTDs Remote GridWLDFRWire-to-wire contactAggregated | WLDFR | HFTD - Distribution - Tier 3 - 1QU CoRE ¦ 2QU LoRE | Non-Red Flag Warning - Destructive Fires | Wire-to-wire contact | Aggregated | 2051 | 3.7136e-07 | 156.5661 | 5.8143e-05 | 2051 | Mitigation | 0.95 | 45 | 0 | esc | 0.00097009 | 3.6025e-10 | 0.00097009 | 3.6025e-10 | 0.0027785 | 8.6515e-10 | 0.0087991 | 5.4625e-08
[120 empty] | 7.3.3.17.5 (Remote Grid) Updates to grid topology to minimize risk of ignition in HFTDs Remote GridWLDFRWire-to-wire contactAggregated | WLDFR | HFTD - Distribution - Tier 3 - 1QU CoRE ¦ 2QU LoRE | Non-Red Flag Warning - Destructive Fires | Wire-to-wire contact | Aggregated | 2052 | 3.7136e-07 | 156.5661 | 5.8143e-05 | 2052 | Mitigation | 0.95 | 45 | 0 | esc | 0.00097009 | 3.6025e-10 | 0.00097009 | 3.6025e-10 | 0.0027785 | 8.6515e-10 | 0.0087991 | 5.4625e-08
[120 empty] | 7.3.3.17.5 (Remote Grid) Updates to grid topology to minimize risk of ignition in HFTDs Remote GridWLDFRWire-to-wire contactAggregated | WLDFR | HFTD - Distribution - Tier 3 - 1QU CoRE ¦ 2QU LoRE | Non-Red Flag Warning - Destructive Fires | Wire-to-wire contact | Aggregated | 2053 | 3.7136e-07 | 156.5661 | 5.8143e-05 | 2053 | Mitigation | 0.95 | 45 | 0 | esc | 0.00097009 | 3.6025e-10 | 0.00097009 | 3.6025e-10 | 0.0027785 | 8.6515e-10 | 0.0087991 | 5.4625e-08
[120 empty] | 7.3.3.17.5 (Remote Grid) Updates to grid topology to minimize risk of ignition in HFTDs Remote GridWLDFRWire-to-wire contactAggregated | WLDFR | HFTD - Distribution - Tier 3 - 1QU CoRE ¦ 2QU LoRE | Non-Red Flag Warning - Destructive Fires | Wire-to-wire contact | Aggregated | 2054 | 3.7136e-07 | 156.5661 | 5.8143e-05 | 2054 | Mitigation | 0.95 | 45 | 0 | esc | 0.00097009 | 3.6025e-10 | 0.00097009 | 3.6025e-10 | 0.0027785 | 8.6515e-10 | 0.0087991 | 5.4625e-08
[120 empty] | 7.3.3.17.5 (Remote Grid) Updates to grid topology to minimize risk of ignition in HFTDs Remote GridWLDFRWire-to-wire contactAggregated | WLDFR | HFTD - Distribution - Tier 3 - 1QU CoRE ¦ 2QU LoRE | Non-Red Flag Warning - Destructive Fires | Wire-to-wire contact | Aggregated | 2055 | 3.7136e-07 | 156.5661 | 5.8143e-05 | 2055 | Mitigation | 0.95 | 45 | 0 | esc | 0.00097009 | 3.6025e-10 | 0.00097009 | 3.6025e-10 | 0.0027785 | 8.6515e-10 | 0.0087991 | 5.4625e-08
[120 empty] | 7.3.3.17.5 (Remote Grid) Updates to grid topology to minimize risk of ignition in HFTDs Remote GridWLDFRWire-to-wire contactAggregated | WLDFR | HFTD - Distribution - Tier 3 - 1QU CoRE ¦ 2QU LoRE | Non-Red Flag Warning - Destructive Fires | Wire-to-wire contact | Aggregated | 2056 | 3.7136e-07 | 156.5661 | 5.8143e-05 | 2056 | Mitigation | 0.95 | 45 | 0 | esc | 0.00097009 | 3.6025e-10 | 0.00097009 | 3.6025e-10 | 0.0027785 | 8.6515e-10 | 0.0087991 | 5.4625e-08
[120 empty] | 7.3.3.17.5 (Remote Grid) Updates to grid topology to minimize risk of ignition in HFTDs Remote GridWLDFRWire-to-wire contactAggregated | WLDFR | HFTD - Distribution - Tier 3 - 1QU CoRE ¦ 2QU LoRE | Non-Red Flag Warning - Destructive Fires | Wire-to-wire contact | Aggregated | 2057 | 3.7136e-07 | 156.5661 | 5.8143e-05 | 2057 | Mitigation | 0.95 | 45 | 0 | esc | 0.00097009 | 3.6025e-10 | 0.00097009 | 3.6025e-10 | 0.0027785 | 8.6515e-10 | 0.0087991 | 5.4625e-08
[120 empty] | 7.3.3.17.5 (Remote Grid) Updates to grid topology to minimize risk of ignition in HFTDs Remote GridWLDFRWire-to-wire contactAggregated | WLDFR | HFTD - Distribution - Tier 3 - 1QU CoRE ¦ 2QU LoRE | Non-Red Flag Warning - Destructive Fires | Wire-to-wire contact | Aggregated | 2058 | 3.7136e-07 | 156.5661 | 5.8143e-05 | 2058 | Mitigation | 0.95 | 45 | 0 | esc | 0.00097009 | 3.6025e-10 | 0.00097009 | 3.6025e-10 | 0.0027785 | 8.6515e-10 | 0.0087991 | 5.4625e-08
[120 empty] | 7.3.3.17.5 (Remote Grid) Updates to grid topology to minimize risk of ignition in HFTDs Remote GridWLDFRWire-to-wire contactAggregated | WLDFR | HFTD - Distribution - Tier 3 - 1QU CoRE ¦ 2QU LoRE | Non-Red Flag Warning - Destructive Fires | Wire-to-wire contact | Aggregated | 2059 | 3.7136e-07 | 156.5661 | 5.8143e-05 | 2059 | Mitigation | 0.95 | 45 | 0 | esc | 0.00097009 | 3.6025e-10 | 0.00097009 | 3.6025e-10 | 0.0027785 | 8.6515e-10 | 0.0087991 | 5.4625e-08
[120 empty] | 7.3.3.17.5 (Remote Grid) Updates to grid topology to minimize risk of ignition in HFTDs Remote GridWLDFRWire-to-wire contactAggregated | WLDFR | HFTD - Distribution - Tier 3 - 1QU CoRE ¦ 2QU LoRE | Non-Red Flag Warning - Destructive Fires | Wire-to-wire contact | Aggregated | 2060 | 3.7136e-07 | 156.5661 | 5.8143e-05 | 2060 | Mitigation | 0.95 | 45 | 0 | esc | 0.00097009 | 3.6025e-10 | 0.00097009 | 3.6025e-10 | 0.0027785 | 8.6515e-10 | 0.0087991 | 5.4625e-08
[120 empty] | 7.3.3.17.5 (Remote Grid) Updates to grid topology to minimize risk of ignition in HFTDs Remote GridWLDFRWire-to-wire contactAggregated | WLDFR | HFTD - Distribution - Tier 3 - 1QU CoRE ¦ 2QU LoRE | Non-Red Flag Warning - Destructive Fires | Wire-to-wire contact | Aggregated | 2061 | 3.7136e-07 | 156.5661 | 5.8143e-05 | 2061 | Mitigation | 0.95 | 45 | 0 | esc | 0.00097009 | 3.6025e-10 | 0.00097009 | 3.6025e-10 | 0.0027785 | 8.6515e-10 | 0.0087991 | 5.4625e-08
[120 empty] | 7.3.3.17.5 (Remote Grid) Updates to grid topology to minimize risk of ignition in HFTDs Remote GridWLDFRWire-to-wire contactAggregated | WLDFR | HFTD - Distribution - Tier 3 - 1QU CoRE ¦ 2QU LoRE | Non-Red Flag Warning - Destructive Fires | Wire-to-wire contact | Aggregated | 2062 | 3.7136e-07 | 156.5661 | 5.8143e-05 | 2062 | Mitigation | 0.95 | 45 | 0 | esc | 0.00097009 | 3.6025e-10 | 0.00097009 | 3.6025e-10 | 0.0027785 | 8.6515e-10 | 0.0087991 | 5.4625e-08
[120 empty] | 7.3.3.17.5 (Remote Grid) Updates to grid topology to minimize risk of ignition in HFTDs Remote GridWLDFRWire-to-wire contactAggregated | WLDFR | HFTD - Distribution - Tier 3 - 1QU CoRE ¦ 2QU LoRE | Non-Red Flag Warning - Destructive Fires | Wire-to-wire contact | Aggregated | 2063 | 3.7136e-07 | 156.5661 | 5.8143e-05 | 2063 | Mitigation | 0.95 | 45 | 0 | esc | 0.00097009 | 3.6025e-10 | 0.00097009 | 3.6025e-10 | 0.0027785 | 8.6515e-10 | 0.0087991 | 5.4625e-08
[120 empty] | 7.3.3.17.5 (Remote Grid) Updates to grid topology to minimize risk of ignition in HFTDs Remote GridWLDFRWire-to-wire contactAggregated | WLDFR | HFTD - Distribution - Tier 3 - 1QU CoRE ¦ 2QU LoRE | Non-Red Flag Warning - Destructive Fires | Wire-to-wire contact | Aggregated | 2064 | 3.7136e-07 | 156.5661 | 5.8143e-05 | 2064 | Mitigation | 0.95 | 45 | 0 | esc | 0.00097009 | 3.6025e-10 | 0.00097009 | 3.6025e-10 | 0.0027785 | 8.6515e-10 | 0.0087991 | 5.4625e-08
[120 empty] | 7.3.3.17.5 (Remote Grid) Updates to grid topology to minimize risk of ignition in HFTDs Remote GridWLDFRWire-to-wire contactAggregated | WLDFR | HFTD - Distribution - Tier 3 - 1QU CoRE ¦ 2QU LoRE | Non-Red Flag Warning - Destructive Fires | Wire-to-wire contact | Aggregated | 2065 | 3.7136e-07 | 156.5661 | 5.8143e-05 | 2065 | Mitigation | 0.95 | 45 | 0 | esc | 0.00097009 | 3.6025e-10 | 0.00097009 | 3.6025e-10 | 0.0027785 | 8.6515e-10 | 0.0087991 | 5.4625e-08
[120 empty] | 7.3.3.17.5 (Remote Grid) Updates to grid topology to minimize risk of ignition in HFTDs Remote GridWLDFRWire-to-wire contactAggregated | WLDFR | HFTD - Distribution - Tier 3 - 1QU CoRE ¦ 2QU LoRE | Non-Red Flag Warning - Destructive Fires | Wire-to-wire contact | Aggregated | 2066 | 3.7136e-07 | 156.5661 | 5.8143e-05 | 2066 | Mitigation | 0.95 | 45 | 0 | esc | 0.00097009 | 3.6025e-10 | 0.00097009 | 3.6025e-10 | 0.0027785 | 8.6515e-10 | 0.0087991 | 5.4625e-08
[120 empty] | 7.3.3.17.5 (Remote Grid) Updates to grid topology to minimize risk of ignition in HFTDs Remote GridWLDFRWire-to-wire contactAggregated | WLDFR | HFTD - Distribution - Tier 3 - 1QU CoRE ¦ 2QU LoRE | Non-Red Flag Warning - Destructive Fires | Wire-to-wire contact | Aggregated | 2067 | 3.7136e-07 | 156.5661 | 5.8143e-05 | 2067 | Mitigation | 0.95 | 45 | 0 | esc | 0 | 0 | 0.00097009 | 3.6025e-10 | 0.0027785 | 8.6515e-10 | 0.0087991 | 5.4625e-08
[120 empty] | 7.3.3.17.5 (Remote Grid) Updates to grid topology to minimize risk of ignition in HFTDs Remote GridWLDFRContact from objectAggregated | WLDFR | HFTD - Distribution - Tier 3 - 1QU CoRE ¦ 2QU LoRE | Non-Red Flag Warning - Large Fires | Contact from object | Aggregated | 2022 | 1.2055e-05 | 156.5661 | 0.0018874 | 2022 | Mitigation | 0.95 | 45 | 0 | esc | 0.00097009 | 1.1694e-08 | 0 | 0 | 0.0027785 | 8.6515e-10 | 0 | 0
[120 empty] | 7.3.3.17.5 (Remote Grid) Updates to grid topology to minimize risk of ignition in HFTDs Remote GridWLDFRContact from objectAggregated | WLDFR | HFTD - Distribution - Tier 3 - 1QU CoRE ¦ 2QU LoRE | Non-Red Flag Warning - Large Fires | Contact from object | Aggregated | 2023 | 1.2055e-05 | 156.5661 | 0.0018874 | 2023 | Mitigation | 0.95 | 45 | 0 | esc | 0.00097009 | 1.1694e-08 | 0.00097009 | 1.1694e-08 | 0.0027785 | 8.6515e-10 | 0 | 0
[120 empty] | 7.3.3.17.5 (Remote Grid) Updates to grid topology to minimize risk of ignition in HFTDs Remote GridWLDFRContact from objectAggregated | WLDFR | HFTD - Distribution - Tier 3 - 1QU CoRE ¦ 2QU LoRE | Non-Red Flag Warning - Large Fires | Contact from object | Aggregated | 2024 | 1.2055e-05 | 156.5661 | 0.0018874 | 2024 | Mitigation | 0.95 | 45 | 0 | esc | 0.00097009 | 1.1694e-08 | 0.00097009 | 1.1694e-08 | 0.0027785 | 8.6515e-10 | 0.00988 | 2.3755e-08
[120 empty] | 7.3.3.17.5 (Remote Grid) Updates to grid topology to minimize risk of ignition in HFTDs Remote GridWLDFRContact from objectAggregated | WLDFR | HFTD - Distribution - Tier 3 - 1QU CoRE ¦ 2QU LoRE | Non-Red Flag Warning - Large Fires | Contact from object | Aggregated | 2025 | 1.2055e-05 | 156.5661 | 0.0018874 | 2025 | Mitigation | 0.95 | 45 | 0 | esc | 0.00097009 | 1.1694e-08 | 0.00097009 | 1.1694e-08 | 0.0027785 | 8.6515e-10 | 0.00988 | 2.3755e-08
[120 empty] | 7.3.3.17.5 (Remote Grid) Updates to grid topology to minimize risk of ignition in HFTDs Remote GridWLDFRContact from objectAggregated | WLDFR | HFTD - Distribution - Tier 3 - 1QU CoRE ¦ 2QU LoRE | Non-Red Flag Warning - Large Fires | Contact from object | Aggregated | 2026 | 1.2055e-05 | 156.5661 | 0.0018874 | 2026 | Mitigation | 0.95 | 45 | 0 | esc | 0.00097009 | 1.1694e-08 | 0.00097009 | 1.1694e-08 | 0.0027785 | 8.6515e-10 | 0.00988 | 2.3755e-08
[120 empty] | 7.3.3.17.5 (Remote Grid) Updates to grid topology to minimize risk of ignition in HFTDs Remote GridWLDFRContact from objectAggregated | WLDFR | HFTD - Distribution - Tier 3 - 1QU CoRE ¦ 2QU LoRE | Non-Red Flag Warning - Large Fires | Contact from object | Aggregated | 2027 | 1.2055e-05 | 156.5661 | 0.0018874 | 2027 | Mitigation | 0.95 | 45 | 0 | esc | 0.00097009 | 1.1694e-08 | 0.00097009 | 1.1694e-08 | 0.0027785 | 8.6515e-10 | 0.00988 | 2.3755e-08
[120 empty] | 7.3.3.17.5 (Remote Grid) Updates to grid topology to minimize risk of ignition in HFTDs Remote GridWLDFRContact from objectAggregated | WLDFR | HFTD - Distribution - Tier 3 - 1QU CoRE ¦ 2QU LoRE | Non-Red Flag Warning - Large Fires | Contact from object | Aggregated | 2028 | 1.2055e-05 | 156.5661 | 0.0018874 | 2028 | Mitigation | 0.95 | 45 | 0 | esc | 0.00097009 | 1.1694e-08 | 0.00097009 | 1.1694e-08 | 0.0027785 | 8.6515e-10 | 0.00988 | 2.3755e-08
[120 empty] | 7.3.3.17.5 (Remote Grid) Updates to grid topology to minimize risk of ignition in HFTDs Remote GridWLDFRContact from objectAggregated | WLDFR | HFTD - Distribution - Tier 3 - 1QU CoRE ¦ 2QU LoRE | Non-Red Flag Warning - Large Fires | Contact from object | Aggregated | 2029 | 1.2055e-05 | 156.5661 | 0.0018874 | 2029 | Mitigation | 0.95 | 45 | 0 | esc | 0.00097009 | 1.1694e-08 | 0.00097009 | 1.1694e-08 | 0.0027785 | 8.6515e-10 | 0.00988 | 2.3755e-08
[120 empty] | 7.3.3.17.5 (Remote Grid) Updates to grid topology to minimize risk of ignition in HFTDs Remote GridWLDFRContact from objectAggregated | WLDFR | HFTD - Distribution - Tier 3 - 1QU CoRE ¦ 2QU LoRE | Non-Red Flag Warning - Large Fires | Contact from object | Aggregated | 2030 | 1.2055e-05 | 156.5661 | 0.0018874 | 2030 | Mitigation | 0.95 | 45 | 0 | esc | 0.00097009 | 1.1694e-08 | 0.00097009 | 1.1694e-08 | 0.0027785 | 8.6515e-10 | 0.00988 | 2.3755e-08
[120 empty] | 7.3.3.17.5 (Remote Grid) Updates to grid topology to minimize risk of ignition in HFTDs Remote GridWLDFRContact from objectAggregated | WLDFR | HFTD - Distribution - Tier 3 - 1QU CoRE ¦ 2QU LoRE | Non-Red Flag Warning - Large Fires | Contact from object | Aggregated | 2031 | 1.2055e-05 | 156.5661 | 0.0018874 | 2031 | Mitigation | 0.95 | 45 | 0 | esc | 0.00097009 | 1.1694e-08 | 0.00097009 | 1.1694e-08 | 0.0027785 | 8.6515e-10 | 0.00988 | 2.3755e-08
[120 empty] | 7.3.3.17.5 (Remote Grid) Updates to grid topology to minimize risk of ignition in HFTDs Remote GridWLDFRContact from objectAggregated | WLDFR | HFTD - Distribution - Tier 3 - 1QU CoRE ¦ 2QU LoRE | Non-Red Flag Warning - Large Fires | Contact from object | Aggregated | 2032 | 1.2055e-05 | 156.5661 | 0.0018874 | 2032 | Mitigation | 0.95 | 45 | 0 | esc | 0.00097009 | 1.1694e-08 | 0.00097009 | 1.1694e-08 | 0.0027785 | 8.6515e-10 | 0.00988 | 2.3755e-08
[120 empty] | 7.3.3.17.5 (Remote Grid) Updates to grid topology to minimize risk of ignition in HFTDs Remote GridWLDFRContact from objectAggregated | WLDFR | HFTD - Distribution - Tier 3 - 1QU CoRE ¦ 2QU LoRE | Non-Red Flag Warning - Large Fires | Contact from object | Aggregated | 2033 | 1.2055e-05 | 156.5661 | 0.0018874 | 2033 | Mitigation | 0.95 | 45 | 0 | esc | 0.00097009 | 1.1694e-08 | 0.00097009 | 1.1694e-08 | 0.0027785 | 8.6515e-10 | 0.00988 | 2.3755e-08
[120 empty] | 7.3.3.17.5 (Remote Grid) Updates to grid topology to minimize risk of ignition in HFTDs Remote GridWLDFRContact from objectAggregated | WLDFR | HFTD - Distribution - Tier 3 - 1QU CoRE ¦ 2QU LoRE | Non-Red Flag Warning - Large Fires | Contact from object | Aggregated | 2034 | 1.2055e-05 | 156.5661 | 0.0018874 | 2034 | Mitigation | 0.95 | 45 | 0 | esc | 0.00097009 | 1.1694e-08 | 0.00097009 | 1.1694e-08 | 0.0027785 | 8.6515e-10 | 0.00988 | 2.3755e-08
[120 empty] | 7.3.3.17.5 (Remote Grid) Updates to grid topology to minimize risk of ignition in HFTDs Remote GridWLDFRContact from objectAggregated | WLDFR | HFTD - Distribution - Tier 3 - 1QU CoRE ¦ 2QU LoRE | Non-Red Flag Warning - Large Fires | Contact from object | Aggregated | 2035 | 1.2055e-05 | 156.5661 | 0.0018874 | 2035 | Mitigation | 0.95 | 45 | 0 | esc | 0.00097009 | 1.1694e-08 | 0.00097009 | 1.1694e-08 | 0.0027785 | 8.6515e-10 | 0.00988 | 2.3755e-08
[120 empty] | 7.3.3.17.5 (Remote Grid) Updates to grid topology to minimize risk of ignition in HFTDs Remote GridWLDFRContact from objectAggregated | WLDFR | HFTD - Distribution - Tier 3 - 1QU CoRE ¦ 2QU LoRE | Non-Red Flag Warning - Large Fires | Contact from object | Aggregated | 2036 | 1.2055e-05 | 156.5661 | 0.0018874 | 2036 | Mitigation | 0.95 | 45 | 0 | esc | 0.00097009 | 1.1694e-08 | 0.00097009 | 1.1694e-08 | 0 | 0 | 0.00988 | 2.3755e-08
[120 empty] | 7.3.3.17.5 (Remote Grid) Updates to grid topology to minimize risk of ignition in HFTDs Remote GridWLDFRContact from objectAggregated | WLDFR | HFTD - Distribution - Tier 3 - 1QU CoRE ¦ 2QU LoRE | Non-Red Flag Warning - Large Fires | Contact from object | Aggregated | 2037 | 1.2055e-05 | 156.5661 | 0.0018874 | 2037 | Mitigation | 0.95 | 45 | 0 | esc | 0.00097009 | 1.1694e-08 | 0.00097009 | 1.1694e-08 | 0.0027785 | 2.6248e-10 | 0.00988 | 2.3755e-08
[120 empty] | 7.3.3.17.5 (Remote Grid) Updates to grid topology to minimize risk of ignition in HFTDs Remote GridWLDFRContact from objectAggregated | WLDFR | HFTD - Distribution - Tier 3 - 1QU CoRE ¦ 2QU LoRE | Non-Red Flag Warning - Large Fires | Contact from object | Aggregated | 2038 | 1.2055e-05 | 156.5661 | 0.0018874 | 2038 | Mitigation | 0.95 | 45 | 0 | esc | 0.00097009 | 1.1694e-08 | 0.00097009 | 1.1694e-08 | 0.0027785 | 2.6248e-10 | 0.00988 | 2.3755e-08
[120 empty] | 7.3.3.17.5 (Remote Grid) Updates to grid topology to minimize risk of ignition in HFTDs Remote GridWLDFRContact from objectAggregated | WLDFR | HFTD - Distribution - Tier 3 - 1QU CoRE ¦ 2QU LoRE | Non-Red Flag Warning - Large Fires | Contact from object | Aggregated | 2039 | 1.2055e-05 | 156.5661 | 0.0018874 | 2039 | Mitigation | 0.95 | 45 | 0 | esc | 0.00097009 | 1.1694e-08 | 0.00097009 | 1.1694e-08 | 0.0027785 | 2.6248e-10 | 0.00988 | 2.3755e-08
[120 empty] | 7.3.3.17.5 (Remote Grid) Updates to grid topology to minimize risk of ignition in HFTDs Remote GridWLDFRContact from objectAggregated | WLDFR | HFTD - Distribution - Tier 3 - 1QU CoRE ¦ 2QU LoRE | Non-Red Flag Warning - Large Fires | Contact from object | Aggregated | 2040 | 1.2055e-05 | 156.5661 | 0.0018874 | 2040 | Mitigation | 0.95 | 45 | 0 | esc | 0.00097009 | 1.1694e-08 | 0.00097009 | 1.1694e-08 | 0.0027785 | 2.6248e-10 | 0.00988 | 2.3755e-08
[120 empty] | 7.3.3.17.5 (Remote Grid) Updates to grid topology to minimize risk of ignition in HFTDs Remote GridWLDFRContact from objectAggregated | WLDFR | HFTD - Distribution - Tier 3 - 1QU CoRE ¦ 2QU LoRE | Non-Red Flag Warning - Large Fires | Contact from object | Aggregated | 2041 | 1.2055e-05 | 156.5661 | 0.0018874 | 2041 | Mitigation | 0.95 | 45 | 0 | esc | 0.00097009 | 1.1694e-08 | 0.00097009 | 1.1694e-08 | 0.0027785 | 2.6248e-10 | 0.00988 | 2.3755e-08
[120 empty] | 7.3.3.17.5 (Remote Grid) Updates to grid topology to minimize risk of ignition in HFTDs Remote GridWLDFRContact from objectAggregated | WLDFR | HFTD - Distribution - Tier 3 - 1QU CoRE ¦ 2QU LoRE | Non-Red Flag Warning - Large Fires | Contact from object | Aggregated | 2042 | 1.2055e-05 | 156.5661 | 0.0018874 | 2042 | Mitigation | 0.95 | 45 | 0 | esc | 0.00097009 | 1.1694e-08 | 0.00097009 | 1.1694e-08 | 0.0027785 | 2.6248e-10 | 0.00988 | 2.3755e-08
[120 empty] | 7.3.3.17.5 (Remote Grid) Updates to grid topology to minimize risk of ignition in HFTDs Remote GridWLDFRContact from objectAggregated | WLDFR | HFTD - Distribution - Tier 3 - 1QU CoRE ¦ 2QU LoRE | Non-Red Flag Warning - Large Fires | Contact from object | Aggregated | 2043 | 1.2055e-05 | 156.5661 | 0.0018874 | 2043 | Mitigation | 0.95 | 45 | 0 | esc | 0.00097009 | 1.1694e-08 | 0.00097009 | 1.1694e-08 | 0.0027785 | 2.6248e-10 | 0.00988 | 2.3755e-08
[120 empty] | 7.3.3.17.5 (Remote Grid) Updates to grid topology to minimize risk of ignition in HFTDs Remote GridWLDFRContact from objectAggregated | WLDFR | HFTD - Distribution - Tier 3 - 1QU CoRE ¦ 2QU LoRE | Non-Red Flag Warning - Large Fires | Contact from object | Aggregated | 2044 | 1.2055e-05 | 156.5661 | 0.0018874 | 2044 | Mitigation | 0.95 | 45 | 0 | esc | 0.00097009 | 1.1694e-08 | 0.00097009 | 1.1694e-08 | 0.0027785 | 2.6248e-10 | 0.00988 | 2.3755e-08
[120 empty] | 7.3.3.17.5 (Remote Grid) Updates to grid topology to minimize risk of ignition in HFTDs Remote GridWLDFRContact from objectAggregated | WLDFR | HFTD - Distribution - Tier 3 - 1QU CoRE ¦ 2QU LoRE | Non-Red Flag Warning - Large Fires | Contact from object | Aggregated | 2045 | 1.2055e-05 | 156.5661 | 0.0018874 | 2045 | Mitigation | 0.95 | 45 | 0 | esc | 0.00097009 | 1.1694e-08 | 0.00097009 | 1.1694e-08 | 0.0027785 | 2.6248e-10 | 0.00988 | 2.3755e-08
[120 empty] | 7.3.3.17.5 (Remote Grid) Updates to grid topology to minimize risk of ignition in HFTDs Remote GridWLDFRContact from objectAggregated | WLDFR | HFTD - Distribution - Tier 3 - 1QU CoRE ¦ 2QU LoRE | Non-Red Flag Warning - Large Fires | Contact from object | Aggregated | 2046 | 1.2055e-05 | 156.5661 | 0.0018874 | 2046 | Mitigation | 0.95 | 45 | 0 | esc | 0.00097009 | 1.1694e-08 | 0.00097009 | 1.1694e-08 | 0.0027785 | 2.6248e-10 | 0.00988 | 2.3755e-08
[120 empty] | 7.3.3.17.5 (Remote Grid) Updates to grid topology to minimize risk of ignition in HFTDs Remote GridWLDFRContact from objectAggregated | WLDFR | HFTD - Distribution - Tier 3 - 1QU CoRE ¦ 2QU LoRE | Non-Red Flag Warning - Large Fires | Contact from object | Aggregated | 2047 | 1.2055e-05 | 156.5661 | 0.0018874 | 2047 | Mitigation | 0.95 | 45 | 0 | esc | 0.00097009 | 1.1694e-08 | 0.00097009 | 1.1694e-08 | 0.0027785 | 2.6248e-10 | 0.00988 | 2.3755e-08
[120 empty] | 7.3.3.17.5 (Remote Grid) Updates to grid topology to minimize risk of ignition in HFTDs Remote GridWLDFRContact from objectAggregated | WLDFR | HFTD - Distribution - Tier 3 - 1QU CoRE ¦ 2QU LoRE | Non-Red Flag Warning - Large Fires | Contact from object | Aggregated | 2048 | 1.2055e-05 | 156.5661 | 0.0018874 | 2048 | Mitigation | 0.95 | 45 | 0 | esc | 0.00097009 | 1.1694e-08 | 0.00097009 | 1.1694e-08 | 0.0027785 | 2.6248e-10 | 0.00988 | 2.3755e-08
[120 empty] | 7.3.3.17.5 (Remote Grid) Updates to grid topology to minimize risk of ignition in HFTDs Remote GridWLDFRContact from objectAggregated | WLDFR | HFTD - Distribution - Tier 3 - 1QU CoRE ¦ 2QU LoRE | Non-Red Flag Warning - Large Fires | Contact from object | Aggregated | 2049 | 1.2055e-05 | 156.5661 | 0.0018874 | 2049 | Mitigation | 0.95 | 45 | 0 | esc | 0.00097009 | 1.1694e-08 | 0.00097009 | 1.1694e-08 | 0.0027785 | 2.6248e-10 | 0.00988 | 2.3755e-08
[120 empty] | 7.3.3.17.5 (Remote Grid) Updates to grid topology to minimize risk of ignition in HFTDs Remote GridWLDFRContact from objectAggregated | WLDFR | HFTD - Distribution - Tier 3 - 1QU CoRE ¦ 2QU LoRE | Non-Red Flag Warning - Large Fires | Contact from object | Aggregated | 2050 | 1.2055e-05 | 156.5661 | 0.0018874 | 2050 | Mitigation | 0.95 | 45 | 0 | esc | 0.00097009 | 1.1694e-08 | 0.00097009 | 1.1694e-08 | 0.0027785 | 2.6248e-10 | 0.00988 | 2.3755e-08
[120 empty] | 7.3.3.17.5 (Remote Grid) Updates to grid topology to minimize risk of ignition in HFTDs Remote GridWLDFRContact from objectAggregated | WLDFR | HFTD - Distribution - Tier 3 - 1QU CoRE ¦ 2QU LoRE | Non-Red Flag Warning - Large Fires | Contact from object | Aggregated | 2051 | 1.2055e-05 | 156.5661 | 0.0018874 | 2051 | Mitigation | 0.95 | 45 | 0 | esc | 0.00097009 | 1.1694e-08 | 0.00097009 | 1.1694e-08 | 0.0027785 | 2.6248e-10 | 0.00988 | 2.3755e-08
[120 empty] | 7.3.3.17.5 (Remote Grid) Updates to grid topology to minimize risk of ignition in HFTDs Remote GridWLDFRContact from objectAggregated | WLDFR | HFTD - Distribution - Tier 3 - 1QU CoRE ¦ 2QU LoRE | Non-Red Flag Warning - Large Fires | Contact from object | Aggregated | 2052 | 1.2055e-05 | 156.5661 | 0.0018874 | 2052 | Mitigation | 0.95 | 45 | 0 | esc | 0.00097009 | 1.1694e-08 | 0.00097009 | 1.1694e-08 | 0.0027785 | 2.6248e-10 | 0.00988 | 2.3755e-08
[120 empty] | 7.3.3.17.5 (Remote Grid) Updates to grid topology to minimize risk of ignition in HFTDs Remote GridWLDFRContact from objectAggregated | WLDFR | HFTD - Distribution - Tier 3 - 1QU CoRE ¦ 2QU LoRE | Non-Red Flag Warning - Large Fires | Contact from object | Aggregated | 2053 | 1.2055e-05 | 156.5661 | 0.0018874 | 2053 | Mitigation | 0.95 | 45 | 0 | esc | 0.00097009 | 1.1694e-08 | 0.00097009 | 1.1694e-08 | 0.0027785 | 2.6248e-10 | 0.00988 | 2.3755e-08
[120 empty] | 7.3.3.17.5 (Remote Grid) Updates to grid topology to minimize risk of ignition in HFTDs Remote GridWLDFRContact from objectAggregated | WLDFR | HFTD - Distribution - Tier 3 - 1QU CoRE ¦ 2QU LoRE | Non-Red Flag Warning - Large Fires | Contact from object | Aggregated | 2054 | 1.2055e-05 | 156.5661 | 0.0018874 | 2054 | Mitigation | 0.95 | 45 | 0 | esc | 0.00097009 | 1.1694e-08 | 0.00097009 | 1.1694e-08 | 0.0027785 | 2.6248e-10 | 0 | 0
[120 empty] | 7.3.3.17.5 (Remote Grid) Updates to grid topology to minimize risk of ignition in HFTDs Remote GridWLDFRContact from objectAggregated | WLDFR | HFTD - Distribution - Tier 3 - 1QU CoRE ¦ 2QU LoRE | Non-Red Flag Warning - Large Fires | Contact from object | Aggregated | 2055 | 1.2055e-05 | 156.5661 | 0.0018874 | 2055 | Mitigation | 0.95 | 45 | 0 | esc | 0.00097009 | 1.1694e-08 | 0.00097009 | 1.1694e-08 | 0.0027785 | 2.6248e-10 | 0 | 0
[120 empty] | 7.3.3.17.5 (Remote Grid) Updates to grid topology to minimize risk of ignition in HFTDs Remote GridWLDFRContact from objectAggregated | WLDFR | HFTD - Distribution - Tier 3 - 1QU CoRE ¦ 2QU LoRE | Non-Red Flag Warning - Large Fires | Contact from object | Aggregated | 2056 | 1.2055e-05 | 156.5661 | 0.0018874 | 2056 | Mitigation | 0.95 | 45 | 0 | esc | 0.00097009 | 1.1694e-08 | 0.00097009 | 1.1694e-08 | 0.0027785 | 2.6248e-10 | 0.0085129 | 1.6812e-08
[120 empty] | 7.3.3.17.5 (Remote Grid) Updates to grid topology to minimize risk of ignition in HFTDs Remote GridWLDFRContact from objectAggregated | WLDFR | HFTD - Distribution - Tier 3 - 1QU CoRE ¦ 2QU LoRE | Non-Red Flag Warning - Large Fires | Contact from object | Aggregated | 2057 | 1.2055e-05 | 156.5661 | 0.0018874 | 2057 | Mitigation | 0.95 | 45 | 0 | esc | 0.00097009 | 1.1694e-08 | 0.00097009 | 1.1694e-08 | 0.0027785 | 2.6248e-10 | 0.0085129 | 1.6812e-08
[120 empty] | 7.3.3.17.5 (Remote Grid) Updates to grid topology to minimize risk of ignition in HFTDs Remote GridWLDFRContact from objectAggregated | WLDFR | HFTD - Distribution - Tier 3 - 1QU CoRE ¦ 2QU LoRE | Non-Red Flag Warning - Large Fires | Contact from object | Aggregated | 2058 | 1.2055e-05 | 156.5661 | 0.0018874 | 2058 | Mitigation | 0.95 | 45 | 0 | esc | 0.00097009 | 1.1694e-08 | 0.00097009 | 1.1694e-08 | 0.0027785 | 2.6248e-10 | 0.0085129 | 1.6812e-08
[120 empty] | 7.3.3.17.5 (Remote Grid) Updates to grid topology to minimize risk of ignition in HFTDs Remote GridWLDFRContact from objectAggregated | WLDFR | HFTD - Distribution - Tier 3 - 1QU CoRE ¦ 2QU LoRE | Non-Red Flag Warning - Large Fires | Contact from object | Aggregated | 2059 | 1.2055e-05 | 156.5661 | 0.0018874 | 2059 | Mitigation | 0.95 | 45 | 0 | esc | 0.00097009 | 1.1694e-08 | 0.00097009 | 1.1694e-08 | 0.0027785 | 2.6248e-10 | 0.0085129 | 1.6812e-08
[120 empty] | 7.3.3.17.5 (Remote Grid) Updates to grid topology to minimize risk of ignition in HFTDs Remote GridWLDFRContact from objectAggregated | WLDFR | HFTD - Distribution - Tier 3 - 1QU CoRE ¦ 2QU LoRE | Non-Red Flag Warning - Large Fires | Contact from object | Aggregated | 2060 | 1.2055e-05 | 156.5661 | 0.0018874 | 2060 | Mitigation | 0.95 | 45 | 0 | esc | 0.00097009 | 1.1694e-08 | 0.00097009 | 1.1694e-08 | 0.0027785 | 2.6248e-10 | 0.0085129 | 1.6812e-08
[120 empty] | 7.3.3.17.5 (Remote Grid) Updates to grid topology to minimize risk of ignition in HFTDs Remote GridWLDFRContact from objectAggregated | WLDFR | HFTD - Distribution - Tier 3 - 1QU CoRE ¦ 2QU LoRE | Non-Red Flag Warning - Large Fires | Contact from object | Aggregated | 2061 | 1.2055e-05 | 156.5661 | 0.0018874 | 2061 | Mitigation | 0.95 | 45 | 0 | esc | 0.00097009 | 1.1694e-08 | 0.00097009 | 1.1694e-08 | 0.0027785 | 2.6248e-10 | 0.0085129 | 1.6812e-08
[120 empty] | 7.3.3.17.5 (Remote Grid) Updates to grid topology to minimize risk of ignition in HFTDs Remote GridWLDFRContact from objectAggregated | WLDFR | HFTD - Distribution - Tier 3 - 1QU CoRE ¦ 2QU LoRE | Non-Red Flag Warning - Large Fires | Contact from object | Aggregated | 2062 | 1.2055e-05 | 156.5661 | 0.0018874 | 2062 | Mitigation | 0.95 | 45 | 0 | esc | 0.00097009 | 1.1694e-08 | 0.00097009 | 1.1694e-08 | 0.0027785 | 2.6248e-10 | 0.0085129 | 1.6812e-08
[120 empty] | 7.3.3.17.5 (Remote Grid) Updates to grid topology to minimize risk of ignition in HFTDs Remote GridWLDFRContact from objectAggregated | WLDFR | HFTD - Distribution - Tier 3 - 1QU CoRE ¦ 2QU LoRE | Non-Red Flag Warning - Large Fires | Contact from object | Aggregated | 2063 | 1.2055e-05 | 156.5661 | 0.0018874 | 2063 | Mitigation | 0.95 | 45 | 0 | esc | 0.00097009 | 1.1694e-08 | 0.00097009 | 1.1694e-08 | 0.0027785 | 2.6248e-10 | 0.0085129 | 1.6812e-08
[120 empty] | 7.3.3.17.5 (Remote Grid) Updates to grid topology to minimize risk of ignition in HFTDs Remote GridWLDFRContact from objectAggregated | WLDFR | HFTD - Distribution - Tier 3 - 1QU CoRE ¦ 2QU LoRE | Non-Red Flag Warning - Large Fires | Contact from object | Aggregated | 2064 | 1.2055e-05 | 156.5661 | 0.0018874 | 2064 | Mitigation | 0.95 | 45 | 0 | esc | 0.00097009 | 1.1694e-08 | 0.00097009 | 1.1694e-08 | 0.0027785 | 2.6248e-10 | 0.0085129 | 1.6812e-08
[120 empty] | 7.3.3.17.5 (Remote Grid) Updates to grid topology to minimize risk of ignition in HFTDs Remote GridWLDFRContact from objectAggregated | WLDFR | HFTD - Distribution - Tier 3 - 1QU CoRE ¦ 2QU LoRE | Non-Red Flag Warning - Large Fires | Contact from object | Aggregated | 2065 | 1.2055e-05 | 156.5661 | 0.0018874 | 2065 | Mitigation | 0.95 | 45 | 0 | esc | 0.00097009 | 1.1694e-08 | 0.00097009 | 1.1694e-08 | 0.0027785 | 2.6248e-10 | 0.0085129 | 1.6812e-08
[120 empty] | 7.3.3.17.5 (Remote Grid) Updates to grid topology to minimize risk of ignition in HFTDs Remote GridWLDFRContact from objectAggregated | WLDFR | HFTD - Distribution - Tier 3 - 1QU CoRE ¦ 2QU LoRE | Non-Red Flag Warning - Large Fires | Contact from object | Aggregated | 2066 | 1.2055e-05 | 156.5661 | 0.0018874 | 2066 | Mitigation | 0.95 | 45 | 0 | esc | 0.00097009 | 1.1694e-08 | 0.00097009 | 1.1694e-08 | 0.0027785 | 2.6248e-10 | 0.0085129 | 1.6812e-08
[120 empty] | 7.3.3.17.5 (Remote Grid) Updates to grid topology to minimize risk of ignition in HFTDs Remote GridWLDFRContact from objectAggregated | WLDFR | HFTD - Distribution - Tier 3 - 1QU CoRE ¦ 2QU LoRE | Non-Red Flag Warning - Large Fires | Contact from object | Aggregated | 2067 | 1.2055e-05 | 156.5661 | 0.0018874 | 2067 | Mitigation | 0.95 | 45 | 0 | esc | 0 | 0 | 0.00097009 | 1.1694e-08 | 0.0027785 | 2.6248e-10 | 0.0085129 | 1.6812e-08
[120 empty] | 7.3.3.17.5 (Remote Grid) Updates to grid topology to minimize risk of ignition in HFTDs Remote GridWLDFRContaminationAggregated | WLDFR | HFTD - Distribution - Tier 3 - 1QU CoRE ¦ 2QU LoRE | Non-Red Flag Warning - Large Fires | Contamination | Aggregated | 2022 | 4.5099e-07 | 156.5661 | 7.061e-05 | 2022 | Mitigation | 0.95 | 45 | 0 | esc | 0.00097009 | 4.375e-10 | 0 | 0 | 0.0027785 | 2.6248e-10 | 0.0085129 | 1.6812e-08
[120 empty] | 7.3.3.17.5 (Remote Grid) Updates to grid topology to minimize risk of ignition in HFTDs Remote GridWLDFRContaminationAggregated | WLDFR | HFTD - Distribution - Tier 3 - 1QU CoRE ¦ 2QU LoRE | Non-Red Flag Warning - Large Fires | Contamination | Aggregated | 2023 | 4.5099e-07 | 156.5661 | 7.061e-05 | 2023 | Mitigation | 0.95 | 45 | 0 | esc | 0.00097009 | 4.375e-10 | 0.00097009 | 4.375e-10 | 0.0027785 | 2.6248e-10 | 0.0085129 | 1.6812e-08
[120 empty] | 7.3.3.17.5 (Remote Grid) Updates to grid topology to minimize risk of ignition in HFTDs Remote GridWLDFRContaminationAggregated | WLDFR | HFTD - Distribution - Tier 3 - 1QU CoRE ¦ 2QU LoRE | Non-Red Flag Warning - Large Fires | Contamination | Aggregated | 2024 | 4.5099e-07 | 156.5661 | 7.061e-05 | 2024 | Mitigation | 0.95 | 45 | 0 | esc | 0.00097009 | 4.375e-10 | 0.00097009 | 4.375e-10 | 0.0027785 | 2.6248e-10 | 0.0085129 | 1.6812e-08
[120 empty] | 7.3.3.17.5 (Remote Grid) Updates to grid topology to minimize risk of ignition in HFTDs Remote GridWLDFRContaminationAggregated | WLDFR | HFTD - Distribution - Tier 3 - 1QU CoRE ¦ 2QU LoRE | Non-Red Flag Warning - Large Fires | Contamination | Aggregated | 2025 | 4.5099e-07 | 156.5661 | 7.061e-05 | 2025 | Mitigation | 0.95 | 45 | 0 | esc | 0.00097009 | 4.375e-10 | 0.00097009 | 4.375e-10 | 0.0027785 | 2.6248e-10 | 0.0085129 | 1.6812e-08
[120 empty] | 7.3.3.17.5 (Remote Grid) Updates to grid topology to minimize risk of ignition in HFTDs Remote GridWLDFRContaminationAggregated | WLDFR | HFTD - Distribution - Tier 3 - 1QU CoRE ¦ 2QU LoRE | Non-Red Flag Warning - Large Fires | Contamination | Aggregated | 2026 | 4.5099e-07 | 156.5661 | 7.061e-05 | 2026 | Mitigation | 0.95 | 45 | 0 | esc | 0.00097009 | 4.375e-10 | 0.00097009 | 4.375e-10 | 0.0027785 | 2.6248e-10 | 0.0085129 | 1.6812e-08
[120 empty] | 7.3.3.17.5 (Remote Grid) Updates to grid topology to minimize risk of ignition in HFTDs Remote GridWLDFRContaminationAggregated | WLDFR | HFTD - Distribution - Tier 3 - 1QU CoRE ¦ 2QU LoRE | Non-Red Flag Warning - Large Fires | Contamination | Aggregated | 2027 | 4.5099e-07 | 156.5661 | 7.061e-05 | 2027 | Mitigation | 0.95 | 45 | 0 | esc | 0.00097009 | 4.375e-10 | 0.00097009 | 4.375e-10 | 0.0027785 | 2.6248e-10 | 0.0085129 | 1.6812e-08
[120 empty] | 7.3.3.17.5 (Remote Grid) Updates to grid topology to minimize risk of ignition in HFTDs Remote GridWLDFRContaminationAggregated | WLDFR | HFTD - Distribution - Tier 3 - 1QU CoRE ¦ 2QU LoRE | Non-Red Flag Warning - Large Fires | Contamination | Aggregated | 2028 | 4.5099e-07 | 156.5661 | 7.061e-05 | 2028 | Mitigation | 0.95 | 45 | 0 | esc | 0.00097009 | 4.375e-10 | 0.00097009 | 4.375e-10 | 0.0027785 | 2.6248e-10 | 0.0085129 | 1.6812e-08
[120 empty] | 7.3.3.17.5 (Remote Grid) Updates to grid topology to minimize risk of ignition in HFTDs Remote GridWLDFRContaminationAggregated | WLDFR | HFTD - Distribution - Tier 3 - 1QU CoRE ¦ 2QU LoRE | Non-Red Flag Warning - Large Fires | Contamination | Aggregated | 2029 | 4.5099e-07 | 156.5661 | 7.061e-05 | 2029 | Mitigation | 0.95 | 45 | 0 | esc | 0.00097009 | 4.375e-10 | 0.00097009 | 4.375e-10 | 0.0027785 | 2.6248e-10 | 0.0085129 | 1.6812e-08
[120 empty] | 7.3.3.17.5 (Remote Grid) Updates to grid topology to minimize risk of ignition in HFTDs Remote GridWLDFRContaminationAggregated | WLDFR | HFTD - Distribution - Tier 3 - 1QU CoRE ¦ 2QU LoRE | Non-Red Flag Warning - Large Fires | Contamination | Aggregated | 2030 | 4.5099e-07 | 156.5661 | 7.061e-05 | 2030 | Mitigation | 0.95 | 45 | 0 | esc | 0.00097009 | 4.375e-10 | 0.00097009 | 4.375e-10 | 0.0027785 | 2.6248e-10 | 0.0085129 | 1.6812e-08
[120 empty] | 7.3.3.17.5 (Remote Grid) Updates to grid topology to minimize risk of ignition in HFTDs Remote GridWLDFRContaminationAggregated | WLDFR | HFTD - Distribution - Tier 3 - 1QU CoRE ¦ 2QU LoRE | Non-Red Flag Warning - Large Fires | Contamination | Aggregated | 2031 | 4.5099e-07 | 156.5661 | 7.061e-05 | 2031 | Mitigation | 0.95 | 45 | 0 | esc | 0.00097009 | 4.375e-10 | 0.00097009 | 4.375e-10 | 0.0027785 | 2.6248e-10 | 0.0085129 | 1.6812e-08
[120 empty] | 7.3.3.17.5 (Remote Grid) Updates to grid topology to minimize risk of ignition in HFTDs Remote GridWLDFRContaminationAggregated | WLDFR | HFTD - Distribution - Tier 3 - 1QU CoRE ¦ 2QU LoRE | Non-Red Flag Warning - Large Fires | Contamination | Aggregated | 2032 | 4.5099e-07 | 156.5661 | 7.061e-05 | 2032 | Mitigation | 0.95 | 45 | 0 | esc | 0.00097009 | 4.375e-10 | 0.00097009 | 4.375e-10 | 0.0027785 | 2.6248e-10 | 0.0085129 | 1.6812e-08
[120 empty] | 7.3.3.17.5 (Remote Grid) Updates to grid topology to minimize risk of ignition in HFTDs Remote GridWLDFRContaminationAggregated | WLDFR | HFTD - Distribution - Tier 3 - 1QU CoRE ¦ 2QU LoRE | Non-Red Flag Warning - Large Fires | Contamination | Aggregated | 2033 | 4.5099e-07 | 156.5661 | 7.061e-05 | 2033 | Mitigation | 0.95 | 45 | 0 | esc | 0.00097009 | 4.375e-10 | 0.00097009 | 4.375e-10 | 0.0027785 | 2.6248e-10 | 0.0085129 | 1.6812e-08
[120 empty] | 7.3.3.17.5 (Remote Grid) Updates to grid topology to minimize risk of ignition in HFTDs Remote GridWLDFRContaminationAggregated | WLDFR | HFTD - Distribution - Tier 3 - 1QU CoRE ¦ 2QU LoRE | Non-Red Flag Warning - Large Fires | Contamination | Aggregated | 2034 | 4.5099e-07 | 156.5661 | 7.061e-05 | 2034 | Mitigation | 0.95 | 45 | 0 | esc | 0.00097009 | 4.375e-10 | 0.00097009 | 4.375e-10 | 0.0027785 | 2.6248e-10 | 0.0085129 | 1.6812e-08
[120 empty] | 7.3.3.17.5 (Remote Grid) Updates to grid topology to minimize risk of ignition in HFTDs Remote GridWLDFRContaminationAggregated | WLDFR | HFTD - Distribution - Tier 3 - 1QU CoRE ¦ 2QU LoRE | Non-Red Flag Warning - Large Fires | Contamination | Aggregated | 2035 | 4.5099e-07 | 156.5661 | 7.061e-05 | 2035 | Mitigation | 0.95 | 45 | 0 | esc | 0.00097009 | 4.375e-10 | 0.00097009 | 4.375e-10 | 0.0027785 | 2.6248e-10 | 0.0085129 | 1.6812e-08
[120 empty] | 7.3.3.17.5 (Remote Grid) Updates to grid topology to minimize risk of ignition in HFTDs Remote GridWLDFRContaminationAggregated | WLDFR | HFTD - Distribution - Tier 3 - 1QU CoRE ¦ 2QU LoRE | Non-Red Flag Warning - Large Fires | Contamination | Aggregated | 2036 | 4.5099e-07 | 156.5661 | 7.061e-05 | 2036 | Mitigation | 0.95 | 45 | 0 | esc | 0.00097009 | 4.375e-10 | 0.00097009 | 4.375e-10 | 0.0027785 | 2.6248e-10 | 0.0085129 | 1.6812e-08
[120 empty] | 7.3.3.17.5 (Remote Grid) Updates to grid topology to minimize risk of ignition in HFTDs Remote GridWLDFRContaminationAggregated | WLDFR | HFTD - Distribution - Tier 3 - 1QU CoRE ¦ 2QU LoRE | Non-Red Flag Warning - Large Fires | Contamination | Aggregated | 2037 | 4.5099e-07 | 156.5661 | 7.061e-05 | 2037 | Mitigation | 0.95 | 45 | 0 | esc | 0.00097009 | 4.375e-10 | 0.00097009 | 4.375e-10 | 0.0027785 | 2.6248e-10 | 0.0085129 | 1.6812e-08
[120 empty] | 7.3.3.17.5 (Remote Grid) Updates to grid topology to minimize risk of ignition in HFTDs Remote GridWLDFRContaminationAggregated | WLDFR | HFTD - Distribution - Tier 3 - 1QU CoRE ¦ 2QU LoRE | Non-Red Flag Warning - Large Fires | Contamination | Aggregated | 2038 | 4.5099e-07 | 156.5661 | 7.061e-05 | 2038 | Mitigation | 0.95 | 45 | 0 | esc | 0.00097009 | 4.375e-10 | 0.00097009 | 4.375e-10 | 0.0027785 | 2.6248e-10 | 0.0085129 | 1.6812e-08
[120 empty] | 7.3.3.17.5 (Remote Grid) Updates to grid topology to minimize risk of ignition in HFTDs Remote GridWLDFRContaminationAggregated | WLDFR | HFTD - Distribution - Tier 3 - 1QU CoRE ¦ 2QU LoRE | Non-Red Flag Warning - Large Fires | Contamination | Aggregated | 2039 | 4.5099e-07 | 156.5661 | 7.061e-05 | 2039 | Mitigation | 0.95 | 45 | 0 | esc | 0.00097009 | 4.375e-10 | 0.00097009 | 4.375e-10 | 0.0027785 | 2.6248e-10 | 0.0085129 | 1.6812e-08
[120 empty] | 7.3.3.17.5 (Remote Grid) Updates to grid topology to minimize risk of ignition in HFTDs Remote GridWLDFRContaminationAggregated | WLDFR | HFTD - Distribution - Tier 3 - 1QU CoRE ¦ 2QU LoRE | Non-Red Flag Warning - Large Fires | Contamination | Aggregated | 2040 | 4.5099e-07 | 156.5661 | 7.061e-05 | 2040 | Mitigation | 0.95 | 45 | 0 | esc | 0.00097009 | 4.375e-10 | 0.00097009 | 4.375e-10 | 0 | 0 | 0 | 0
[120 empty] | 7.3.3.17.5 (Remote Grid) Updates to grid topology to minimize risk of ignition in HFTDs Remote GridWLDFRContaminationAggregated | WLDFR | HFTD - Distribution - Tier 3 - 1QU CoRE ¦ 2QU LoRE | Non-Red Flag Warning - Large Fires | Contamination | Aggregated | 2041 | 4.5099e-07 | 156.5661 | 7.061e-05 | 2041 | Mitigation | 0.95 | 45 | 0 | esc | 0.00097009 | 4.375e-10 | 0.00097009 | 4.375e-10 | 0.0027785 | 1.2341e-08 | 0 | 0
[120 empty] | 7.3.3.17.5 (Remote Grid) Updates to grid topology to minimize risk of ignition in HFTDs Remote GridWLDFRContaminationAggregated | WLDFR | HFTD - Distribution - Tier 3 - 1QU CoRE ¦ 2QU LoRE | Non-Red Flag Warning - Large Fires | Contamination | Aggregated | 2042 | 4.5099e-07 | 156.5661 | 7.061e-05 | 2042 | Mitigation | 0.95 | 45 | 0 | esc | 0.00097009 | 4.375e-10 | 0.00097009 | 4.375e-10 | 0.0027785 | 1.2341e-08 | 0.0093087 | 7.5283e-08
[120 empty] | 7.3.3.17.5 (Remote Grid) Updates to grid topology to minimize risk of ignition in HFTDs Remote GridWLDFRContaminationAggregated | WLDFR | HFTD - Distribution - Tier 3 - 1QU CoRE ¦ 2QU LoRE | Non-Red Flag Warning - Large Fires | Contamination | Aggregated | 2043 | 4.5099e-07 | 156.5661 | 7.061e-05 | 2043 | Mitigation | 0.95 | 45 | 0 | esc | 0.00097009 | 4.375e-10 | 0.00097009 | 4.375e-10 | 0.0027785 | 1.2341e-08 | 0.0093087 | 7.5283e-08
[120 empty] | 7.3.3.17.5 (Remote Grid) Updates to grid topology to minimize risk of ignition in HFTDs Remote GridWLDFRContaminationAggregated | WLDFR | HFTD - Distribution - Tier 3 - 1QU CoRE ¦ 2QU LoRE | Non-Red Flag Warning - Large Fires | Contamination | Aggregated | 2044 | 4.5099e-07 | 156.5661 | 7.061e-05 | 2044 | Mitigation | 0.95 | 45 | 0 | esc | 0.00097009 | 4.375e-10 | 0.00097009 | 4.375e-10 | 0.0027785 | 1.2341e-08 | 0.0093087 | 7.5283e-08
[120 empty] | 7.3.3.17.5 (Remote Grid) Updates to grid topology to minimize risk of ignition in HFTDs Remote GridWLDFRContaminationAggregated | WLDFR | HFTD - Distribution - Tier 3 - 1QU CoRE ¦ 2QU LoRE | Non-Red Flag Warning - Large Fires | Contamination | Aggregated | 2045 | 4.5099e-07 | 156.5661 | 7.061e-05 | 2045 | Mitigation | 0.95 | 45 | 0 | esc | 0.00097009 | 4.375e-10 | 0.00097009 | 4.375e-10 | 0.0027785 | 1.2341e-08 | 0.0093087 | 7.5283e-08
[120 empty] | 7.3.3.17.5 (Remote Grid) Updates to grid topology to minimize risk of ignition in HFTDs Remote GridWLDFRContaminationAggregated | WLDFR | HFTD - Distribution - Tier 3 - 1QU CoRE ¦ 2QU LoRE | Non-Red Flag Warning - Large Fires | Contamination | Aggregated | 2046 | 4.5099e-07 | 156.5661 | 7.061e-05 | 2046 | Mitigation | 0.95 | 45 | 0 | esc | 0.00097009 | 4.375e-10 | 0.00097009 | 4.375e-10 | 0.0027785 | 1.2341e-08 | 0.0093087 | 7.5283e-08
[120 empty] | 7.3.3.17.5 (Remote Grid) Updates to grid topology to minimize risk of ignition in HFTDs Remote GridWLDFRContaminationAggregated | WLDFR | HFTD - Distribution - Tier 3 - 1QU CoRE ¦ 2QU LoRE | Non-Red Flag Warning - Large Fires | Contamination | Aggregated | 2047 | 4.5099e-07 | 156.5661 | 7.061e-05 | 2047 | Mitigation | 0.95 | 45 | 0 | esc | 0.00097009 | 4.375e-10 | 0.00097009 | 4.375e-10 | 0.0027785 | 1.2341e-08 | 0.0093087 | 7.5283e-08
[120 empty] | 7.3.3.17.5 (Remote Grid) Updates to grid topology to minimize risk of ignition in HFTDs Remote GridWLDFRContaminationAggregated | WLDFR | HFTD - Distribution - Tier 3 - 1QU CoRE ¦ 2QU LoRE | Non-Red Flag Warning - Large Fires | Contamination | Aggregated | 2048 | 4.5099e-07 | 156.5661 | 7.061e-05 | 2048 | Mitigation | 0.95 | 45 | 0 | esc | 0.00097009 | 4.375e-10 | 0.00097009 | 4.375e-10 | 0.0027785 | 1.2341e-08 | 0.0093087 | 7.5283e-08
[120 empty] | 7.3.3.17.5 (Remote Grid) Updates to grid topology to minimize risk of ignition in HFTDs Remote GridWLDFRContaminationAggregated | WLDFR | HFTD - Distribution - Tier 3 - 1QU CoRE ¦ 2QU LoRE | Non-Red Flag Warning - Large Fires | Contamination | Aggregated | 2049 | 4.5099e-07 | 156.5661 | 7.061e-05 | 2049 | Mitigation | 0.95 | 45 | 0 | esc | 0.00097009 | 4.375e-10 | 0.00097009 | 4.375e-10 | 0.0027785 | 1.2341e-08 | 0.0093087 | 7.5283e-08
[120 empty] | 7.3.3.17.5 (Remote Grid) Updates to grid topology to minimize risk of ignition in HFTDs Remote GridWLDFRContaminationAggregated | WLDFR | HFTD - Distribution - Tier 3 - 1QU CoRE ¦ 2QU LoRE | Non-Red Flag Warning - Large Fires | Contamination | Aggregated | 2050 | 4.5099e-07 | 156.5661 | 7.061e-05 | 2050 | Mitigation | 0.95 | 45 | 0 | esc | 0.00097009 | 4.375e-10 | 0.00097009 | 4.375e-10 | 0.0027785 | 1.2341e-08 | 0.0093087 | 7.5283e-08
[120 empty] | 7.3.3.17.5 (Remote Grid) Updates to grid topology to minimize risk of ignition in HFTDs Remote GridWLDFRContaminationAggregated | WLDFR | HFTD - Distribution - Tier 3 - 1QU CoRE ¦ 2QU LoRE | Non-Red Flag Warning - Large Fires | Contamination | Aggregated | 2051 | 4.5099e-07 | 156.5661 | 7.061e-05 | 2051 | Mitigation | 0.95 | 45 | 0 | esc | 0.00097009 | 4.375e-10 | 0.00097009 | 4.375e-10 | 0.0027785 | 1.2341e-08 | 0.0093087 | 7.5283e-08
[120 empty] | 7.3.3.17.5 (Remote Grid) Updates to grid topology to minimize risk of ignition in HFTDs Remote GridWLDFRContaminationAggregated | WLDFR | HFTD - Distribution - Tier 3 - 1QU CoRE ¦ 2QU LoRE | Non-Red Flag Warning - Large Fires | Contamination | Aggregated | 2052 | 4.5099e-07 | 156.5661 | 7.061e-05 | 2052 | Mitigation | 0.95 | 45 | 0 | esc | 0.00097009 | 4.375e-10 | 0.00097009 | 4.375e-10 | 0.0027785 | 1.2341e-08 | 0.0093087 | 7.5283e-08
[120 empty] | 7.3.3.17.5 (Remote Grid) Updates to grid topology to minimize risk of ignition in HFTDs Remote GridWLDFRContaminationAggregated | WLDFR | HFTD - Distribution - Tier 3 - 1QU CoRE ¦ 2QU LoRE | Non-Red Flag Warning - Large Fires | Contamination | Aggregated | 2053 | 4.5099e-07 | 156.5661 | 7.061e-05 | 2053 | Mitigation | 0.95 | 45 | 0 | esc | 0.00097009 | 4.375e-10 | 0.00097009 | 4.375e-10 | 0.0027785 | 1.2341e-08 | 0.0093087 | 7.5283e-08
[120 empty] | 7.3.3.17.5 (Remote Grid) Updates to grid topology to minimize risk of ignition in HFTDs Remote GridWLDFRContaminationAggregated | WLDFR | HFTD - Distribution - Tier 3 - 1QU CoRE ¦ 2QU LoRE | Non-Red Flag Warning - Large Fires | Contamination | Aggregated | 2054 | 4.5099e-07 | 156.5661 | 7.061e-05 | 2054 | Mitigation | 0.95 | 45 | 0 | esc | 0.00097009 | 4.375e-10 | 0.00097009 | 4.375e-10 | 0.0027785 | 1.2341e-08 | 0.0093087 | 7.5283e-08
[120 empty] | 7.3.3.17.5 (Remote Grid) Updates to grid topology to minimize risk of ignition in HFTDs Remote GridWLDFRContaminationAggregated | WLDFR | HFTD - Distribution - Tier 3 - 1QU CoRE ¦ 2QU LoRE | Non-Red Flag Warning - Large Fires | Contamination | Aggregated | 2055 | 4.5099e-07 | 156.5661 | 7.061e-05 | 2055 | Mitigation | 0.95 | 45 | 0 | esc | 0.00097009 | 4.375e-10 | 0.00097009 | 4.375e-10 | 0.0027785 | 1.2341e-08 | 0.0093087 | 7.5283e-08
[120 empty] | 7.3.3.17.5 (Remote Grid) Updates to grid topology to minimize risk of ignition in HFTDs Remote GridWLDFRContaminationAggregated | WLDFR | HFTD - Distribution - Tier 3 - 1QU CoRE ¦ 2QU LoRE | Non-Red Flag Warning - Large Fires | Contamination | Aggregated | 2056 | 4.5099e-07 | 156.5661 | 7.061e-05 | 2056 | Mitigation | 0.95 | 45 | 0 | esc | 0.00097009 | 4.375e-10 | 0.00097009 | 4.375e-10 | 0.0027785 | 1.2341e-08 | 0.0093087 | 7.5283e-08
[120 empty] | 7.3.3.17.5 (Remote Grid) Updates to grid topology to minimize risk of ignition in HFTDs Remote GridWLDFRContaminationAggregated | WLDFR | HFTD - Distribution - Tier 3 - 1QU CoRE ¦ 2QU LoRE | Non-Red Flag Warning - Large Fires | Contamination | Aggregated | 2057 | 4.5099e-07 | 156.5661 | 7.061e-05 | 2057 | Mitigation | 0.95 | 45 | 0 | esc | 0.00097009 | 4.375e-10 | 0.00097009 | 4.375e-10 | 0.0027785 | 1.2341e-08 | 0.0093087 | 7.5283e-08
[120 empty] | 7.3.3.17.5 (Remote Grid) Updates to grid topology to minimize risk of ignition in HFTDs Remote GridWLDFRContaminationAggregated | WLDFR | HFTD - Distribution - Tier 3 - 1QU CoRE ¦ 2QU LoRE | Non-Red Flag Warning - Large Fires | Contamination | Aggregated | 2058 | 4.5099e-07 | 156.5661 | 7.061e-05 | 2058 | Mitigation | 0.95 | 45 | 0 | esc | 0.00097009 | 4.375e-10 | 0.00097009 | 4.375e-10 | 0.0027785 | 1.2341e-08 | 0.0093087 | 7.5283e-08
[120 empty] | 7.3.3.17.5 (Remote Grid) Updates to grid topology to minimize risk of ignition in HFTDs Remote GridWLDFRContaminationAggregated | WLDFR | HFTD - Distribution - Tier 3 - 1QU CoRE ¦ 2QU LoRE | Non-Red Flag Warning - Large Fires | Contamination | Aggregated | 2059 | 4.5099e-07 | 156.5661 | 7.061e-05 | 2059 | Mitigation | 0.95 | 45 | 0 | esc | 0.00097009 | 4.375e-10 | 0.00097009 | 4.375e-10 | 0.0027785 | 1.2341e-08 | 0.0093087 | 7.5283e-08
[120 empty] | 7.3.3.17.5 (Remote Grid) Updates to grid topology to minimize risk of ignition in HFTDs Remote GridWLDFRContaminationAggregated | WLDFR | HFTD - Distribution - Tier 3 - 1QU CoRE ¦ 2QU LoRE | Non-Red Flag Warning - Large Fires | Contamination | Aggregated | 2060 | 4.5099e-07 | 156.5661 | 7.061e-05 | 2060 | Mitigation | 0.95 | 45 | 0 | esc | 0.00097009 | 4.375e-10 | 0.00097009 | 4.375e-10 | 0.0027785 | 1.2341e-08 | 0.0093087 | 7.5283e-08
[120 empty] | 7.3.3.17.5 (Remote Grid) Updates to grid topology to minimize risk of ignition in HFTDs Remote GridWLDFRContaminationAggregated | WLDFR | HFTD - Distribution - Tier 3 - 1QU CoRE ¦ 2QU LoRE | Non-Red Flag Warning - Large Fires | Contamination | Aggregated | 2061 | 4.5099e-07 | 156.5661 | 7.061e-05 | 2061 | Mitigation | 0.95 | 45 | 0 | esc | 0.00097009 | 4.375e-10 | 0.00097009 | 4.375e-10 | 0.0027785 | 1.2341e-08 | 0.0093087 | 7.5283e-08
[120 empty] | 7.3.3.17.5 (Remote Grid) Updates to grid topology to minimize risk of ignition in HFTDs Remote GridWLDFRContaminationAggregated | WLDFR | HFTD - Distribution - Tier 3 - 1QU CoRE ¦ 2QU LoRE | Non-Red Flag Warning - Large Fires | Contamination | Aggregated | 2062 | 4.5099e-07 | 156.5661 | 7.061e-05 | 2062 | Mitigation | 0.95 | 45 | 0 | esc | 0.00097009 | 4.375e-10 | 0.00097009 | 4.375e-10 | 0.0027785 | 1.2341e-08 | 0.0093087 | 7.5283e-08
[120 empty] | 7.3.3.17.5 (Remote Grid) Updates to grid topology to minimize risk of ignition in HFTDs Remote GridWLDFRContaminationAggregated | WLDFR | HFTD - Distribution - Tier 3 - 1QU CoRE ¦ 2QU LoRE | Non-Red Flag Warning - Large Fires | Contamination | Aggregated | 2063 | 4.5099e-07 | 156.5661 | 7.061e-05 | 2063 | Mitigation | 0.95 | 45 | 0 | esc | 0.00097009 | 4.375e-10 | 0.00097009 | 4.375e-10 | 0.0027785 | 1.2341e-08 | 0.0093087 | 7.5283e-08
[120 empty] | 7.3.3.17.5 (Remote Grid) Updates to grid topology to minimize risk of ignition in HFTDs Remote GridWLDFRContaminationAggregated | WLDFR | HFTD - Distribution - Tier 3 - 1QU CoRE ¦ 2QU LoRE | Non-Red Flag Warning - Large Fires | Contamination | Aggregated | 2064 | 4.5099e-07 | 156.5661 | 7.061e-05 | 2064 | Mitigation | 0.95 | 45 | 0 | esc | 0.00097009 | 4.375e-10 | 0.00097009 | 4.375e-10 | 0.0027785 | 1.2341e-08 | 0.0093087 | 7.5283e-08
[120 empty] | 7.3.3.17.5 (Remote Grid) Updates to grid topology to minimize risk of ignition in HFTDs Remote GridWLDFRContaminationAggregated | WLDFR | HFTD - Distribution - Tier 3 - 1QU CoRE ¦ 2QU LoRE | Non-Red Flag Warning - Large Fires | Contamination | Aggregated | 2065 | 4.5099e-07 | 156.5661 | 7.061e-05 | 2065 | Mitigation | 0.95 | 45 | 0 | esc | 0.00097009 | 4.375e-10 | 0.00097009 | 4.375e-10 | 0.0027785 | 1.2341e-08 | 0.0093087 | 7.5283e-08
[120 empty] | 7.3.3.17.5 (Remote Grid) Updates to grid topology to minimize risk of ignition in HFTDs Remote GridWLDFRContaminationAggregated | WLDFR | HFTD - Distribution - Tier 3 - 1QU CoRE ¦ 2QU LoRE | Non-Red Flag Warning - Large Fires | Contamination | Aggregated | 2066 | 4.5099e-07 | 156.5661 | 7.061e-05 | 2066 | Mitigation | 0.95 | 45 | 0 | esc | 0.00097009 | 4.375e-10 | 0.00097009 | 4.375e-10 | 0.0027785 | 1.2341e-08 | 0.0093087 | 7.5283e-08
[120 empty] | 7.3.3.17.5 (Remote Grid) Updates to grid topology to minimize risk of ignition in HFTDs Remote GridWLDFRContaminationAggregated | WLDFR | HFTD - Distribution - Tier 3 - 1QU CoRE ¦ 2QU LoRE | Non-Red Flag Warning - Large Fires | Contamination | Aggregated | 2067 | 4.5099e-07 | 156.5661 | 7.061e-05 | 2067 | Mitigation | 0.95 | 45 | 0 | esc | 0 | 0 | 0.00097009 | 4.375e-10 | 0.0027785 | 1.2341e-08 | 0.0093087 | 7.5283e-08
[120 empty] | 7.3.3.17.5 (Remote Grid) Updates to grid topology to minimize risk of ignition in HFTDs Remote GridWLDFREquipment / facility failureAggregated | WLDFR | HFTD - Distribution - Tier 3 - 1QU CoRE ¦ 2QU LoRE | Non-Red Flag Warning - Large Fires | Equipment / facility failure | Aggregated | 2022 | 4.2542e-06 | 156.5661 | 0.00066606 | 2022 | Mitigation | 0.95 | 45 | 0 | esc | 0.00097009 | 4.1269e-09 | 0 | 0 | 0.0027785 | 1.2341e-08 | 0.0093087 | 7.5283e-08
[120 empty] | 7.3.3.17.5 (Remote Grid) Updates to grid topology to minimize risk of ignition in HFTDs Remote GridWLDFREquipment / facility failureAggregated | WLDFR | HFTD - Distribution - Tier 3 - 1QU CoRE ¦ 2QU LoRE | Non-Red Flag Warning - Large Fires | Equipment / facility failure | Aggregated | 2023 | 4.2542e-06 | 156.5661 | 0.00066606 | 2023 | Mitigation | 0.95 | 45 | 0 | esc | 0.00097009 | 4.1269e-09 | 0.00097009 | 4.1269e-09 | 0.0027785 | 1.2341e-08 | 0.0093087 | 7.5283e-08
[120 empty] | 7.3.3.17.5 (Remote Grid) Updates to grid topology to minimize risk of ignition in HFTDs Remote GridWLDFREquipment / facility failureAggregated | WLDFR | HFTD - Distribution - Tier 3 - 1QU CoRE ¦ 2QU LoRE | Non-Red Flag Warning - Large Fires | Equipment / facility failure | Aggregated | 2024 | 4.2542e-06 | 156.5661 | 0.00066606 | 2024 | Mitigation | 0.95 | 45 | 0 | esc | 0.00097009 | 4.1269e-09 | 0.00097009 | 4.1269e-09 | 0.0027785 | 1.2341e-08 | 0.0093087 | 7.5283e-08
[120 empty] | 7.3.3.17.5 (Remote Grid) Updates to grid topology to minimize risk of ignition in HFTDs Remote GridWLDFREquipment / facility failureAggregated | WLDFR | HFTD - Distribution - Tier 3 - 1QU CoRE ¦ 2QU LoRE | Non-Red Flag Warning - Large Fires | Equipment / facility failure | Aggregated | 2025 | 4.2542e-06 | 156.5661 | 0.00066606 | 2025 | Mitigation | 0.95 | 45 | 0 | esc | 0.00097009 | 4.1269e-09 | 0.00097009 | 4.1269e-09 | 0.0027785 | 1.2341e-08 | 0.0093087 | 7.5283e-08
[120 empty] | 7.3.3.17.5 (Remote Grid) Updates to grid topology to minimize risk of ignition in HFTDs Remote GridWLDFREquipment / facility failureAggregated | WLDFR | HFTD - Distribution - Tier 3 - 1QU CoRE ¦ 2QU LoRE | Non-Red Flag Warning - Large Fires | Equipment / facility failure | Aggregated | 2026 | 4.2542e-06 | 156.5661 | 0.00066606 | 2026 | Mitigation | 0.95 | 45 | 0 | esc | 0.00097009 | 4.1269e-09 | 0.00097009 | 4.1269e-09 | 0.0027785 | 1.2341e-08 | 0 | 0
[120 empty] | 7.3.3.17.5 (Remote Grid) Updates to grid topology to minimize risk of ignition in HFTDs Remote GridWLDFREquipment / facility failureAggregated | WLDFR | HFTD - Distribution - Tier 3 - 1QU CoRE ¦ 2QU LoRE | Non-Red Flag Warning - Large Fires | Equipment / facility failure | Aggregated | 2027 | 4.2542e-06 | 156.5661 | 0.00066606 | 2027 | Mitigation | 0.95 | 45 | 0 | esc | 0.00097009 | 4.1269e-09 | 0.00097009 | 4.1269e-09 | 0.0027785 | 1.2341e-08 | 0 | 0
[120 empty] | 7.3.3.17.5 (Remote Grid) Updates to grid topology to minimize risk of ignition in HFTDs Remote GridWLDFREquipment / facility failureAggregated | WLDFR | HFTD - Distribution - Tier 3 - 1QU CoRE ¦ 2QU LoRE | Non-Red Flag Warning - Large Fires | Equipment / facility failure | Aggregated | 2028 | 4.2542e-06 | 156.5661 | 0.00066606 | 2028 | Mitigation | 0.95 | 45 | 0 | esc | 0.00097009 | 4.1269e-09 | 0.00097009 | 4.1269e-09 | 0.0027785 | 1.2341e-08 | 0.0083522 | 1.7779e-08
[120 empty] | 7.3.3.17.5 (Remote Grid) Updates to grid topology to minimize risk of ignition in HFTDs Remote GridWLDFREquipment / facility failureAggregated | WLDFR | HFTD - Distribution - Tier 3 - 1QU CoRE ¦ 2QU LoRE | Non-Red Flag Warning - Large Fires | Equipment / facility failure | Aggregated | 2029 | 4.2542e-06 | 156.5661 | 0.00066606 | 2029 | Mitigation | 0.95 | 45 | 0 | esc | 0.00097009 | 4.1269e-09 | 0.00097009 | 4.1269e-09 | 0.0027785 | 1.2341e-08 | 0.0083522 | 1.7779e-08
[120 empty] | 7.3.3.17.5 (Remote Grid) Updates to grid topology to minimize risk of ignition in HFTDs Remote GridWLDFREquipment / facility failureAggregated | WLDFR | HFTD - Distribution - Tier 3 - 1QU CoRE ¦ 2QU LoRE | Non-Red Flag Warning - Large Fires | Equipment / facility failure | Aggregated | 2030 | 4.2542e-06 | 156.5661 | 0.00066606 | 2030 | Mitigation | 0.95 | 45 | 0 | esc | 0.00097009 | 4.1269e-09 | 0.00097009 | 4.1269e-09 | 0.0027785 | 1.2341e-08 | 0.0083522 | 1.7779e-08
[120 empty] | 7.3.3.17.5 (Remote Grid) Updates to grid topology to minimize risk of ignition in HFTDs Remote GridWLDFREquipment / facility failureAggregated | WLDFR | HFTD - Distribution - Tier 3 - 1QU CoRE ¦ 2QU LoRE | Non-Red Flag Warning - Large Fires | Equipment / facility failure | Aggregated | 2031 | 4.2542e-06 | 156.5661 | 0.00066606 | 2031 | Mitigation | 0.95 | 45 | 0 | esc | 0.00097009 | 4.1269e-09 | 0.00097009 | 4.1269e-09 | 0.0027785 | 1.2341e-08 | 0.0083522 | 1.7779e-08
[120 empty] | 7.3.3.17.5 (Remote Grid) Updates to grid topology to minimize risk of ignition in HFTDs Remote GridWLDFREquipment / facility failureAggregated | WLDFR | HFTD - Distribution - Tier 3 - 1QU CoRE ¦ 2QU LoRE | Non-Red Flag Warning - Large Fires | Equipment / facility failure | Aggregated | 2032 | 4.2542e-06 | 156.5661 | 0.00066606 | 2032 | Mitigation | 0.95 | 45 | 0 | esc | 0.00097009 | 4.1269e-09 | 0.00097009 | 4.1269e-09 | 0.0027785 | 1.2341e-08 | 0.0083522 | 1.7779e-08
[120 empty] | 7.3.3.17.5 (Remote Grid) Updates to grid topology to minimize risk of ignition in HFTDs Remote GridWLDFREquipment / facility failureAggregated | WLDFR | HFTD - Distribution - Tier 3 - 1QU CoRE ¦ 2QU LoRE | Non-Red Flag Warning - Large Fires | Equipment / facility failure | Aggregated | 2033 | 4.2542e-06 | 156.5661 | 0.00066606 | 2033 | Mitigation | 0.95 | 45 | 0 | esc | 0.00097009 | 4.1269e-09 | 0.00097009 | 4.1269e-09 | 0.0027785 | 1.2341e-08 | 0.0083522 | 1.7779e-08
[120 empty] | 7.3.3.17.5 (Remote Grid) Updates to grid topology to minimize risk of ignition in HFTDs Remote GridWLDFREquipment / facility failureAggregated | WLDFR | HFTD - Distribution - Tier 3 - 1QU CoRE ¦ 2QU LoRE | Non-Red Flag Warning - Large Fires | Equipment / facility failure | Aggregated | 2034 | 4.2542e-06 | 156.5661 | 0.00066606 | 2034 | Mitigation | 0.95 | 45 | 0 | esc | 0.00097009 | 4.1269e-09 | 0.00097009 | 4.1269e-09 | 0.0027785 | 1.2341e-08 | 0.0083522 | 1.7779e-08
[120 empty] | 7.3.3.17.5 (Remote Grid) Updates to grid topology to minimize risk of ignition in HFTDs Remote GridWLDFREquipment / facility failureAggregated | WLDFR | HFTD - Distribution - Tier 3 - 1QU CoRE ¦ 2QU LoRE | Non-Red Flag Warning - Large Fires | Equipment / facility failure | Aggregated | 2035 | 4.2542e-06 | 156.5661 | 0.00066606 | 2035 | Mitigation | 0.95 | 45 | 0 | esc | 0.00097009 | 4.1269e-09 | 0.00097009 | 4.1269e-09 | 0.0027785 | 1.2341e-08 | 0.0083522 | 1.7779e-08
[120 empty] | 7.3.3.17.5 (Remote Grid) Updates to grid topology to minimize risk of ignition in HFTDs Remote GridWLDFREquipment / facility failureAggregated | WLDFR | HFTD - Distribution - Tier 3 - 1QU CoRE ¦ 2QU LoRE | Non-Red Flag Warning - Large Fires | Equipment / facility failure | Aggregated | 2036 | 4.2542e-06 | 156.5661 | 0.00066606 | 2036 | Mitigation | 0.95 | 45 | 0 | esc | 0.00097009 | 4.1269e-09 | 0.00097009 | 4.1269e-09 | 0.0027785 | 1.2341e-08 | 0.0083522 | 1.7779e-08
[120 empty] | 7.3.3.17.5 (Remote Grid) Updates to grid topology to minimize risk of ignition in HFTDs Remote GridWLDFREquipment / facility failureAggregated | WLDFR | HFTD - Distribution - Tier 3 - 1QU CoRE ¦ 2QU LoRE | Non-Red Flag Warning - Large Fires | Equipment / facility failure | Aggregated | 2037 | 4.2542e-06 | 156.5661 | 0.00066606 | 2037 | Mitigation | 0.95 | 45 | 0 | esc | 0.00097009 | 4.1269e-09 | 0.00097009 | 4.1269e-09 | 0.0027785 | 1.2341e-08 | 0.0083522 | 1.7779e-08
[120 empty] | 7.3.3.17.5 (Remote Grid) Updates to grid topology to minimize risk of ignition in HFTDs Remote GridWLDFREquipment / facility failureAggregated | WLDFR | HFTD - Distribution - Tier 3 - 1QU CoRE ¦ 2QU LoRE | Non-Red Flag Warning - Large Fires | Equipment / facility failure | Aggregated | 2038 | 4.2542e-06 | 156.5661 | 0.00066606 | 2038 | Mitigation | 0.95 | 45 | 0 | esc | 0.00097009 | 4.1269e-09 | 0.00097009 | 4.1269e-09 | 0.0027785 | 1.2341e-08 | 0.0083522 | 1.7779e-08
[120 empty] | 7.3.3.17.5 (Remote Grid) Updates to grid topology to minimize risk of ignition in HFTDs Remote GridWLDFREquipment / facility failureAggregated | WLDFR | HFTD - Distribution - Tier 3 - 1QU CoRE ¦ 2QU LoRE | Non-Red Flag Warning - Large Fires | Equipment / facility failure | Aggregated | 2039 | 4.2542e-06 | 156.5661 | 0.00066606 | 2039 | Mitigation | 0.95 | 45 | 0 | esc | 0.00097009 | 4.1269e-09 | 0.00097009 | 4.1269e-09 | 0.0027785 | 1.2341e-08 | 0.0083522 | 1.7779e-08
[120 empty] | 7.3.3.17.5 (Remote Grid) Updates to grid topology to minimize risk of ignition in HFTDs Remote GridWLDFREquipment / facility failureAggregated | WLDFR | HFTD - Distribution - Tier 3 - 1QU CoRE ¦ 2QU LoRE | Non-Red Flag Warning - Large Fires | Equipment / facility failure | Aggregated | 2040 | 4.2542e-06 | 156.5661 | 0.00066606 | 2040 | Mitigation | 0.95 | 45 | 0 | esc | 0.00097009 | 4.1269e-09 | 0.00097009 | 4.1269e-09 | 0.0027785 | 1.2341e-08 | 0.0083522 | 1.7779e-08
[120 empty] | 7.3.3.17.5 (Remote Grid) Updates to grid topology to minimize risk of ignition in HFTDs Remote GridWLDFREquipment / facility failureAggregated | WLDFR | HFTD - Distribution - Tier 3 - 1QU CoRE ¦ 2QU LoRE | Non-Red Flag Warning - Large Fires | Equipment / facility failure | Aggregated | 2041 | 4.2542e-06 | 156.5661 | 0.00066606 | 2041 | Mitigation | 0.95 | 45 | 0 | esc | 0.00097009 | 4.1269e-09 | 0.00097009 | 4.1269e-09 | 0.0027785 | 1.2341e-08 | 0.0083522 | 1.7779e-08
[120 empty] | 7.3.3.17.5 (Remote Grid) Updates to grid topology to minimize risk of ignition in HFTDs Remote GridWLDFREquipment / facility failureAggregated | WLDFR | HFTD - Distribution - Tier 3 - 1QU CoRE ¦ 2QU LoRE | Non-Red Flag Warning - Large Fires | Equipment / facility failure | Aggregated | 2042 | 4.2542e-06 | 156.5661 | 0.00066606 | 2042 | Mitigation | 0.95 | 45 | 0 | esc | 0.00097009 | 4.1269e-09 | 0.00097009 | 4.1269e-09 | 0.0027785 | 1.2341e-08 | 0.0083522 | 1.7779e-08
[120 empty] | 7.3.3.17.5 (Remote Grid) Updates to grid topology to minimize risk of ignition in HFTDs Remote GridWLDFREquipment / facility failureAggregated | WLDFR | HFTD - Distribution - Tier 3 - 1QU CoRE ¦ 2QU LoRE | Non-Red Flag Warning - Large Fires | Equipment / facility failure | Aggregated | 2043 | 4.2542e-06 | 156.5661 | 0.00066606 | 2043 | Mitigation | 0.95 | 45 | 0 | esc | 0.00097009 | 4.1269e-09 | 0.00097009 | 4.1269e-09 | 0.0027785 | 1.2341e-08 | 0.0083522 | 1.7779e-08
[120 empty] | 7.3.3.17.5 (Remote Grid) Updates to grid topology to minimize risk of ignition in HFTDs Remote GridWLDFREquipment / facility failureAggregated | WLDFR | HFTD - Distribution - Tier 3 - 1QU CoRE ¦ 2QU LoRE | Non-Red Flag Warning - Large Fires | Equipment / facility failure | Aggregated | 2044 | 4.2542e-06 | 156.5661 | 0.00066606 | 2044 | Mitigation | 0.95 | 45 | 0 | esc | 0.00097009 | 4.1269e-09 | 0.00097009 | 4.1269e-09 | 0 | 0 | 0.0083522 | 1.7779e-08
[120 empty] | 7.3.3.17.5 (Remote Grid) Updates to grid topology to minimize risk of ignition in HFTDs Remote GridWLDFREquipment / facility failureAggregated | WLDFR | HFTD - Distribution - Tier 3 - 1QU CoRE ¦ 2QU LoRE | Non-Red Flag Warning - Large Fires | Equipment / facility failure | Aggregated | 2045 | 4.2542e-06 | 156.5661 | 0.00066606 | 2045 | Mitigation | 0.95 | 45 | 0 | esc | 0.00097009 | 4.1269e-09 | 0.00097009 | 4.1269e-09 | 0.0027785 | 2.7324e-10 | 0.0083522 | 1.7779e-08
[120 empty] | 7.3.3.17.5 (Remote Grid) Updates to grid topology to minimize risk of ignition in HFTDs Remote GridWLDFREquipment / facility failureAggregated | WLDFR | HFTD - Distribution - Tier 3 - 1QU CoRE ¦ 2QU LoRE | Non-Red Flag Warning - Large Fires | Equipment / facility failure | Aggregated | 2046 | 4.2542e-06 | 156.5661 | 0.00066606 | 2046 | Mitigation | 0.95 | 45 | 0 | esc | 0.00097009 | 4.1269e-09 | 0.00097009 | 4.1269e-09 | 0.0027785 | 2.7324e-10 | 0.0083522 | 1.7779e-08
[120 empty] | 7.3.3.17.5 (Remote Grid) Updates to grid topology to minimize risk of ignition in HFTDs Remote GridWLDFREquipment / facility failureAggregated | WLDFR | HFTD - Distribution - Tier 3 - 1QU CoRE ¦ 2QU LoRE | Non-Red Flag Warning - Large Fires | Equipment / facility failure | Aggregated | 2047 | 4.2542e-06 | 156.5661 | 0.00066606 | 2047 | Mitigation | 0.95 | 45 | 0 | esc | 0.00097009 | 4.1269e-09 | 0.00097009 | 4.1269e-09 | 0.0027785 | 2.7324e-10 | 0.0083522 | 1.7779e-08
[120 empty] | 7.3.3.17.5 (Remote Grid) Updates to grid topology to minimize risk of ignition in HFTDs Remote GridWLDFREquipment / facility failureAggregated | WLDFR | HFTD - Distribution - Tier 3 - 1QU CoRE ¦ 2QU LoRE | Non-Red Flag Warning - Large Fires | Equipment / facility failure | Aggregated | 2048 | 4.2542e-06 | 156.5661 | 0.00066606 | 2048 | Mitigation | 0.95 | 45 | 0 | esc | 0.00097009 | 4.1269e-09 | 0.00097009 | 4.1269e-09 | 0.0027785 | 2.7324e-10 | 0.0083522 | 1.7779e-08
[120 empty] | 7.3.3.17.5 (Remote Grid) Updates to grid topology to minimize risk of ignition in HFTDs Remote GridWLDFREquipment / facility failureAggregated | WLDFR | HFTD - Distribution - Tier 3 - 1QU CoRE ¦ 2QU LoRE | Non-Red Flag Warning - Large Fires | Equipment / facility failure | Aggregated | 2049 | 4.2542e-06 | 156.5661 | 0.00066606 | 2049 | Mitigation | 0.95 | 45 | 0 | esc | 0.00097009 | 4.1269e-09 | 0.00097009 | 4.1269e-09 | 0.0027785 | 2.7324e-10 | 0.0083522 | 1.7779e-08
[120 empty] | 7.3.3.17.5 (Remote Grid) Updates to grid topology to minimize risk of ignition in HFTDs Remote GridWLDFREquipment / facility failureAggregated | WLDFR | HFTD - Distribution - Tier 3 - 1QU CoRE ¦ 2QU LoRE | Non-Red Flag Warning - Large Fires | Equipment / facility failure | Aggregated | 2050 | 4.2542e-06 | 156.5661 | 0.00066606 | 2050 | Mitigation | 0.95 | 45 | 0 | esc | 0.00097009 | 4.1269e-09 | 0.00097009 | 4.1269e-09 | 0.0027785 | 2.7324e-10 | 0.0083522 | 1.7779e-08
[120 empty] | 7.3.3.17.5 (Remote Grid) Updates to grid topology to minimize risk of ignition in HFTDs Remote GridWLDFREquipment / facility failureAggregated | WLDFR | HFTD - Distribution - Tier 3 - 1QU CoRE ¦ 2QU LoRE | Non-Red Flag Warning - Large Fires | Equipment / facility failure | Aggregated | 2051 | 4.2542e-06 | 156.5661 | 0.00066606 | 2051 | Mitigation | 0.95 | 45 | 0 | esc | 0.00097009 | 4.1269e-09 | 0.00097009 | 4.1269e-09 | 0.0027785 | 2.7324e-10 | 0.0083522 | 1.7779e-08
[120 empty] | 7.3.3.17.5 (Remote Grid) Updates to grid topology to minimize risk of ignition in HFTDs Remote GridWLDFREquipment / facility failureAggregated | WLDFR | HFTD - Distribution - Tier 3 - 1QU CoRE ¦ 2QU LoRE | Non-Red Flag Warning - Large Fires | Equipment / facility failure | Aggregated | 2052 | 4.2542e-06 | 156.5661 | 0.00066606 | 2052 | Mitigation | 0.95 | 45 | 0 | esc | 0.00097009 | 4.1269e-09 | 0.00097009 | 4.1269e-09 | 0.0027785 | 2.7324e-10 | 0.0083522 | 1.7779e-08
[120 empty] | 7.3.3.17.5 (Remote Grid) Updates to grid topology to minimize risk of ignition in HFTDs Remote GridWLDFREquipment / facility failureAggregated | WLDFR | HFTD - Distribution - Tier 3 - 1QU CoRE ¦ 2QU LoRE | Non-Red Flag Warning - Large Fires | Equipment / facility failure | Aggregated | 2053 | 4.2542e-06 | 156.5661 | 0.00066606 | 2053 | Mitigation | 0.95 | 45 | 0 | esc | 0.00097009 | 4.1269e-09 | 0.00097009 | 4.1269e-09 | 0.0027785 | 2.7324e-10 | 0.0083522 | 1.7779e-08
[120 empty] | 7.3.3.17.5 (Remote Grid) Updates to grid topology to minimize risk of ignition in HFTDs Remote GridWLDFREquipment / facility failureAggregated | WLDFR | HFTD - Distribution - Tier 3 - 1QU CoRE ¦ 2QU LoRE | Non-Red Flag Warning - Large Fires | Equipment / facility failure | Aggregated | 2054 | 4.2542e-06 | 156.5661 | 0.00066606 | 2054 | Mitigation | 0.95 | 45 | 0 | esc | 0.00097009 | 4.1269e-09 | 0.00097009 | 4.1269e-09 | 0.0027785 | 2.7324e-10 | 0.0083522 | 1.7779e-08
[120 empty] | 7.3.3.17.5 (Remote Grid) Updates to grid topology to minimize risk of ignition in HFTDs Remote GridWLDFREquipment / facility failureAggregated | WLDFR | HFTD - Distribution - Tier 3 - 1QU CoRE ¦ 2QU LoRE | Non-Red Flag Warning - Large Fires | Equipment / facility failure | Aggregated | 2055 | 4.2542e-06 | 156.5661 | 0.00066606 | 2055 | Mitigation | 0.95 | 45 | 0 | esc | 0.00097009 | 4.1269e-09 | 0.00097009 | 4.1269e-09 | 0.0027785 | 2.7324e-10 | 0.0083522 | 1.7779e-08
[120 empty] | 7.3.3.17.5 (Remote Grid) Updates to grid topology to minimize risk of ignition in HFTDs Remote GridWLDFREquipment / facility failureAggregated | WLDFR | HFTD - Distribution - Tier 3 - 1QU CoRE ¦ 2QU LoRE | Non-Red Flag Warning - Large Fires | Equipment / facility failure | Aggregated | 2056 | 4.2542e-06 | 156.5661 | 0.00066606 | 2056 | Mitigation | 0.95 | 45 | 0 | esc | 0.00097009 | 4.1269e-09 | 0.00097009 | 4.1269e-09 | 0.0027785 | 2.7324e-10 | 0.0083522 | 1.7779e-08
[120 empty] | 7.3.3.17.5 (Remote Grid) Updates to grid topology to minimize risk of ignition in HFTDs Remote GridWLDFREquipment / facility failureAggregated | WLDFR | HFTD - Distribution - Tier 3 - 1QU CoRE ¦ 2QU LoRE | Non-Red Flag Warning - Large Fires | Equipment / facility failure | Aggregated | 2057 | 4.2542e-06 | 156.5661 | 0.00066606 | 2057 | Mitigation | 0.95 | 45 | 0 | esc | 0.00097009 | 4.1269e-09 | 0.00097009 | 4.1269e-09 | 0.0027785 | 2.7324e-10 | 0.0083522 | 1.7779e-08
[120 empty] | 7.3.3.17.5 (Remote Grid) Updates to grid topology to minimize risk of ignition in HFTDs Remote GridWLDFREquipment / facility failureAggregated | WLDFR | HFTD - Distribution - Tier 3 - 1QU CoRE ¦ 2QU LoRE | Non-Red Flag Warning - Large Fires | Equipment / facility failure | Aggregated | 2058 | 4.2542e-06 | 156.5661 | 0.00066606 | 2058 | Mitigation | 0.95 | 45 | 0 | esc | 0.00097009 | 4.1269e-09 | 0.00097009 | 4.1269e-09 | 0.0027785 | 2.7324e-10 | 0 | 0
[120 empty] | 7.3.3.17.5 (Remote Grid) Updates to grid topology to minimize risk of ignition in HFTDs Remote GridWLDFREquipment / facility failureAggregated | WLDFR | HFTD - Distribution - Tier 3 - 1QU CoRE ¦ 2QU LoRE | Non-Red Flag Warning - Large Fires | Equipment / facility failure | Aggregated | 2059 | 4.2542e-06 | 156.5661 | 0.00066606 | 2059 | Mitigation | 0.95 | 45 | 0 | esc | 0.00097009 | 4.1269e-09 | 0.00097009 | 4.1269e-09 | 0.0027785 | 2.7324e-10 | 0 | 0
[120 empty] | 7.3.3.17.5 (Remote Grid) Updates to grid topology to minimize risk of ignition in HFTDs Remote GridWLDFREquipment / facility failureAggregated | WLDFR | HFTD - Distribution - Tier 3 - 1QU CoRE ¦ 2QU LoRE | Non-Red Flag Warning - Large Fires | Equipment / facility failure | Aggregated | 2060 | 4.2542e-06 | 156.5661 | 0.00066606 | 2060 | Mitigation | 0.95 | 45 | 0 | esc | 0.00097009 | 4.1269e-09 | 0.00097009 | 4.1269e-09 | 0.0027785 | 2.7324e-10 | 0.0092336 | 2.0689e-09
[120 empty] | 7.3.3.17.5 (Remote Grid) Updates to grid topology to minimize risk of ignition in HFTDs Remote GridWLDFREquipment / facility failureAggregated | WLDFR | HFTD - Distribution - Tier 3 - 1QU CoRE ¦ 2QU LoRE | Non-Red Flag Warning - Large Fires | Equipment / facility failure | Aggregated | 2061 | 4.2542e-06 | 156.5661 | 0.00066606 | 2061 | Mitigation | 0.95 | 45 | 0 | esc | 0.00097009 | 4.1269e-09 | 0.00097009 | 4.1269e-09 | 0.0027785 | 2.7324e-10 | 0.0092336 | 2.0689e-09
[120 empty] | 7.3.3.17.5 (Remote Grid) Updates to grid topology to minimize risk of ignition in HFTDs Remote GridWLDFREquipment / facility failureAggregated | WLDFR | HFTD - Distribution - Tier 3 - 1QU CoRE ¦ 2QU LoRE | Non-Red Flag Warning - Large Fires | Equipment / facility failure | Aggregated | 2062 | 4.2542e-06 | 156.5661 | 0.00066606 | 2062 | Mitigation | 0.95 | 45 | 0 | esc | 0.00097009 | 4.1269e-09 | 0.00097009 | 4.1269e-09 | 0.0027785 | 2.7324e-10 | 0.0092336 | 2.0689e-09
[120 empty] | 7.3.3.17.5 (Remote Grid) Updates to grid topology to minimize risk of ignition in HFTDs Remote GridWLDFREquipment / facility failureAggregated | WLDFR | HFTD - Distribution - Tier 3 - 1QU CoRE ¦ 2QU LoRE | Non-Red Flag Warning - Large Fires | Equipment / facility failure | Aggregated | 2063 | 4.2542e-06 | 156.5661 | 0.00066606 | 2063 | Mitigation | 0.95 | 45 | 0 | esc | 0.00097009 | 4.1269e-09 | 0.00097009 | 4.1269e-09 | 0.0027785 | 2.7324e-10 | 0.0092336 | 2.0689e-09
[120 empty] | 7.3.3.17.5 (Remote Grid) Updates to grid topology to minimize risk of ignition in HFTDs Remote GridWLDFREquipment / facility failureAggregated | WLDFR | HFTD - Distribution - Tier 3 - 1QU CoRE ¦ 2QU LoRE | Non-Red Flag Warning - Large Fires | Equipment / facility failure | Aggregated | 2064 | 4.2542e-06 | 156.5661 | 0.00066606 | 2064 | Mitigation | 0.95 | 45 | 0 | esc | 0.00097009 | 4.1269e-09 | 0.00097009 | 4.1269e-09 | 0.0027785 | 2.7324e-10 | 0.0092336 | 2.0689e-09
[120 empty] | 7.3.3.17.5 (Remote Grid) Updates to grid topology to minimize risk of ignition in HFTDs Remote GridWLDFREquipment / facility failureAggregated | WLDFR | HFTD - Distribution - Tier 3 - 1QU CoRE ¦ 2QU LoRE | Non-Red Flag Warning - Large Fires | Equipment / facility failure | Aggregated | 2065 | 4.2542e-06 | 156.5661 | 0.00066606 | 2065 | Mitigation | 0.95 | 45 | 0 | esc | 0.00097009 | 4.1269e-09 | 0.00097009 | 4.1269e-09 | 0.0027785 | 2.7324e-10 | 0.0092336 | 2.0689e-09
[120 empty] | 7.3.3.17.5 (Remote Grid) Updates to grid topology to minimize risk of ignition in HFTDs Remote GridWLDFREquipment / facility failureAggregated | WLDFR | HFTD - Distribution - Tier 3 - 1QU CoRE ¦ 2QU LoRE | Non-Red Flag Warning - Large Fires | Equipment / facility failure | Aggregated | 2066 | 4.2542e-06 | 156.5661 | 0.00066606 | 2066 | Mitigation | 0.95 | 45 | 0 | esc | 0.00097009 | 4.1269e-09 | 0.00097009 | 4.1269e-09 | 0.0027785 | 2.7324e-10 | 0.0092336 | 2.0689e-09
[120 empty] | 7.3.3.17.5 (Remote Grid) Updates to grid topology to minimize risk of ignition in HFTDs Remote GridWLDFREquipment / facility failureAggregated | WLDFR | HFTD - Distribution - Tier 3 - 1QU CoRE ¦ 2QU LoRE | Non-Red Flag Warning - Large Fires | Equipment / facility failure | Aggregated | 2067 | 4.2542e-06 | 156.5661 | 0.00066606 | 2067 | Mitigation | 0.95 | 45 | 0 | esc | 0 | 0 | 0.00097009 | 4.1269e-09 | 0.0027785 | 2.7324e-10 | 0.0092336 | 2.0689e-09
[120 empty] | 7.3.3.17.5 (Remote Grid) Updates to grid topology to minimize risk of ignition in HFTDs Remote GridWLDFRVegetation ContactAggregated | WLDFR | HFTD - Distribution - Tier 3 - 1QU CoRE ¦ 2QU LoRE | Non-Red Flag Warning - Large Fires | Vegetation Contact | Aggregated | 2022 | 3.1478e-05 | 156.5661 | 0.0049284 | 2022 | Mitigation | 0.95 | 45 | 0 | esc | 0.00097009 | 3.0537e-08 | 0 | 0 | 0.0027785 | 2.7324e-10 | 0.0092336 | 2.0689e-09
[120 empty] | 7.3.3.17.5 (Remote Grid) Updates to grid topology to minimize risk of ignition in HFTDs Remote GridWLDFRVegetation ContactAggregated | WLDFR | HFTD - Distribution - Tier 3 - 1QU CoRE ¦ 2QU LoRE | Non-Red Flag Warning - Large Fires | Vegetation Contact | Aggregated | 2023 | 3.1478e-05 | 156.5661 | 0.0049284 | 2023 | Mitigation | 0.95 | 45 | 0 | esc | 0.00097009 | 3.0537e-08 | 0.00097009 | 3.0537e-08 | 0.0027785 | 2.7324e-10 | 0.0092336 | 2.0689e-09
[120 empty] | 7.3.3.17.5 (Remote Grid) Updates to grid topology to minimize risk of ignition in HFTDs Remote GridWLDFRVegetation ContactAggregated | WLDFR | HFTD - Distribution - Tier 3 - 1QU CoRE ¦ 2QU LoRE | Non-Red Flag Warning - Large Fires | Vegetation Contact | Aggregated | 2024 | 3.1478e-05 | 156.5661 | 0.0049284 | 2024 | Mitigation | 0.95 | 45 | 0 | esc | 0.00097009 | 3.0537e-08 | 0.00097009 | 3.0537e-08 | 0.0027785 | 2.7324e-10 | 0.0092336 | 2.0689e-09
[120 empty] | 7.3.3.17.5 (Remote Grid) Updates to grid topology to minimize risk of ignition in HFTDs Remote GridWLDFRVegetation ContactAggregated | WLDFR | HFTD - Distribution - Tier 3 - 1QU CoRE ¦ 2QU LoRE | Non-Red Flag Warning - Large Fires | Vegetation Contact | Aggregated | 2025 | 3.1478e-05 | 156.5661 | 0.0049284 | 2025 | Mitigation | 0.95 | 45 | 0 | esc | 0.00097009 | 3.0537e-08 | 0.00097009 | 3.0537e-08 | 0.0027785 | 2.7324e-10 | 0.0092336 | 2.0689e-09
[120 empty] | 7.3.3.17.5 (Remote Grid) Updates to grid topology to minimize risk of ignition in HFTDs Remote GridWLDFRVegetation ContactAggregated | WLDFR | HFTD - Distribution - Tier 3 - 1QU CoRE ¦ 2QU LoRE | Non-Red Flag Warning - Large Fires | Vegetation Contact | Aggregated | 2026 | 3.1478e-05 | 156.5661 | 0.0049284 | 2026 | Mitigation | 0.95 | 45 | 0 | esc | 0.00097009 | 3.0537e-08 | 0.00097009 | 3.0537e-08 | 0.0027785 | 2.7324e-10 | 0.0092336 | 2.0689e-09
[120 empty] | 7.3.3.17.5 (Remote Grid) Updates to grid topology to minimize risk of ignition in HFTDs Remote GridWLDFRVegetation ContactAggregated | WLDFR | HFTD - Distribution - Tier 3 - 1QU CoRE ¦ 2QU LoRE | Non-Red Flag Warning - Large Fires | Vegetation Contact | Aggregated | 2027 | 3.1478e-05 | 156.5661 | 0.0049284 | 2027 | Mitigation | 0.95 | 45 | 0 | esc | 0.00097009 | 3.0537e-08 | 0.00097009 | 3.0537e-08 | 0.0027785 | 2.7324e-10 | 0.0092336 | 2.0689e-09
[120 empty] | 7.3.3.17.5 (Remote Grid) Updates to grid topology to minimize risk of ignition in HFTDs Remote GridWLDFRVegetation ContactAggregated | WLDFR | HFTD - Distribution - Tier 3 - 1QU CoRE ¦ 2QU LoRE | Non-Red Flag Warning - Large Fires | Vegetation Contact | Aggregated | 2028 | 3.1478e-05 | 156.5661 | 0.0049284 | 2028 | Mitigation | 0.95 | 45 | 0 | esc | 0.00097009 | 3.0537e-08 | 0.00097009 | 3.0537e-08 | 0.0027785 | 2.7324e-10 | 0.0092336 | 2.0689e-09
[120 empty] | 7.3.3.17.5 (Remote Grid) Updates to grid topology to minimize risk of ignition in HFTDs Remote GridWLDFRVegetation ContactAggregated | WLDFR | HFTD - Distribution - Tier 3 - 1QU CoRE ¦ 2QU LoRE | Non-Red Flag Warning - Large Fires | Vegetation Contact | Aggregated | 2029 | 3.1478e-05 | 156.5661 | 0.0049284 | 2029 | Mitigation | 0.95 | 45 | 0 | esc | 0.00097009 | 3.0537e-08 | 0.00097009 | 3.0537e-08 | 0.0027785 | 2.7324e-10 | 0.0092336 | 2.0689e-09
[120 empty] | 7.3.3.17.5 (Remote Grid) Updates to grid topology to minimize risk of ignition in HFTDs Remote GridWLDFRVegetation ContactAggregated | WLDFR | HFTD - Distribution - Tier 3 - 1QU CoRE ¦ 2QU LoRE | Non-Red Flag Warning - Large Fires | Vegetation Contact | Aggregated | 2030 | 3.1478e-05 | 156.5661 | 0.0049284 | 2030 | Mitigation | 0.95 | 45 | 0 | esc | 0.00097009 | 3.0537e-08 | 0.00097009 | 3.0537e-08 | 0.0027785 | 2.7324e-10 | 0.0092336 | 2.0689e-09
[120 empty] | 7.3.3.17.5 (Remote Grid) Updates to grid topology to minimize risk of ignition in HFTDs Remote GridWLDFRVegetation ContactAggregated | WLDFR | HFTD - Distribution - Tier 3 - 1QU CoRE ¦ 2QU LoRE | Non-Red Flag Warning - Large Fires | Vegetation Contact | Aggregated | 2031 | 3.1478e-05 | 156.5661 | 0.0049284 | 2031 | Mitigation | 0.95 | 45 | 0 | esc | 0.00097009 | 3.0537e-08 | 0.00097009 | 3.0537e-08 | 0.0027785 | 2.7324e-10 | 0.0092336 | 2.0689e-09
[120 empty] | 7.3.3.17.5 (Remote Grid) Updates to grid topology to minimize risk of ignition in HFTDs Remote GridWLDFRVegetation ContactAggregated | WLDFR | HFTD - Distribution - Tier 3 - 1QU CoRE ¦ 2QU LoRE | Non-Red Flag Warning - Large Fires | Vegetation Contact | Aggregated | 2032 | 3.1478e-05 | 156.5661 | 0.0049284 | 2032 | Mitigation | 0.95 | 45 | 0 | esc | 0.00097009 | 3.0537e-08 | 0.00097009 | 3.0537e-08 | 0.0027785 | 2.7324e-10 | 0.0092336 | 2.0689e-09
[120 empty] | 7.3.3.17.5 (Remote Grid) Updates to grid topology to minimize risk of ignition in HFTDs Remote GridWLDFRVegetation ContactAggregated | WLDFR | HFTD - Distribution - Tier 3 - 1QU CoRE ¦ 2QU LoRE | Non-Red Flag Warning - Large Fires | Vegetation Contact | Aggregated | 2033 | 3.1478e-05 | 156.5661 | 0.0049284 | 2033 | Mitigation | 0.95 | 45 | 0 | esc | 0.00097009 | 3.0537e-08 | 0.00097009 | 3.0537e-08 | 0.0027785 | 2.7324e-10 | 0.0092336 | 2.0689e-09
[120 empty] | 7.3.3.17.5 (Remote Grid) Updates to grid topology to minimize risk of ignition in HFTDs Remote GridWLDFRVegetation ContactAggregated | WLDFR | HFTD - Distribution - Tier 3 - 1QU CoRE ¦ 2QU LoRE | Non-Red Flag Warning - Large Fires | Vegetation Contact | Aggregated | 2034 | 3.1478e-05 | 156.5661 | 0.0049284 | 2034 | Mitigation | 0.95 | 45 | 0 | esc | 0.00097009 | 3.0537e-08 | 0.00097009 | 3.0537e-08 | 0.0027785 | 2.7324e-10 | 0.0092336 | 2.0689e-09
[120 empty] | 7.3.3.17.5 (Remote Grid) Updates to grid topology to minimize risk of ignition in HFTDs Remote GridWLDFRVegetation ContactAggregated | WLDFR | HFTD - Distribution - Tier 3 - 1QU CoRE ¦ 2QU LoRE | Non-Red Flag Warning - Large Fires | Vegetation Contact | Aggregated | 2035 | 3.1478e-05 | 156.5661 | 0.0049284 | 2035 | Mitigation | 0.95 | 45 | 0 | esc | 0.00097009 | 3.0537e-08 | 0.00097009 | 3.0537e-08 | 0.0027785 | 2.7324e-10 | 0.0092336 | 2.0689e-09
[120 empty] | 7.3.3.17.5 (Remote Grid) Updates to grid topology to minimize risk of ignition in HFTDs Remote GridWLDFRVegetation ContactAggregated | WLDFR | HFTD - Distribution - Tier 3 - 1QU CoRE ¦ 2QU LoRE | Non-Red Flag Warning - Large Fires | Vegetation Contact | Aggregated | 2036 | 3.1478e-05 | 156.5661 | 0.0049284 | 2036 | Mitigation | 0.95 | 45 | 0 | esc | 0.00097009 | 3.0537e-08 | 0.00097009 | 3.0537e-08 | 0.0027785 | 2.7324e-10 | 0.0092336 | 2.0689e-09
[120 empty] | 7.3.3.17.5 (Remote Grid) Updates to grid topology to minimize risk of ignition in HFTDs Remote GridWLDFRVegetation ContactAggregated | WLDFR | HFTD - Distribution - Tier 3 - 1QU CoRE ¦ 2QU LoRE | Non-Red Flag Warning - Large Fires | Vegetation Contact | Aggregated | 2037 | 3.1478e-05 | 156.5661 | 0.0049284 | 2037 | Mitigation | 0.95 | 45 | 0 | esc | 0.00097009 | 3.0537e-08 | 0.00097009 | 3.0537e-08 | 0.0027785 | 2.7324e-10 | 0.0092336 | 2.0689e-09
[120 empty] | 7.3.3.17.5 (Remote Grid) Updates to grid topology to minimize risk of ignition in HFTDs Remote GridWLDFRVegetation ContactAggregated | WLDFR | HFTD - Distribution - Tier 3 - 1QU CoRE ¦ 2QU LoRE | Non-Red Flag Warning - Large Fires | Vegetation Contact | Aggregated | 2038 | 3.1478e-05 | 156.5661 | 0.0049284 | 2038 | Mitigation | 0.95 | 45 | 0 | esc | 0.00097009 | 3.0537e-08 | 0.00097009 | 3.0537e-08 | 0.0027785 | 2.7324e-10 | 0.0092336 | 2.0689e-09
[120 empty] | 7.3.3.17.5 (Remote Grid) Updates to grid topology to minimize risk of ignition in HFTDs Remote GridWLDFRVegetation ContactAggregated | WLDFR | HFTD - Distribution - Tier 3 - 1QU CoRE ¦ 2QU LoRE | Non-Red Flag Warning - Large Fires | Vegetation Contact | Aggregated | 2039 | 3.1478e-05 | 156.5661 | 0.0049284 | 2039 | Mitigation | 0.95 | 45 | 0 | esc | 0.00097009 | 3.0537e-08 | 0.00097009 | 3.0537e-08 | 0.0027785 | 2.7324e-10 | 0.0092336 | 2.0689e-09
[120 empty] | 7.3.3.17.5 (Remote Grid) Updates to grid topology to minimize risk of ignition in HFTDs Remote GridWLDFRVegetation ContactAggregated | WLDFR | HFTD - Distribution - Tier 3 - 1QU CoRE ¦ 2QU LoRE | Non-Red Flag Warning - Large Fires | Vegetation Contact | Aggregated | 2040 | 3.1478e-05 | 156.5661 | 0.0049284 | 2040 | Mitigation | 0.95 | 45 | 0 | esc | 0.00097009 | 3.0537e-08 | 0.00097009 | 3.0537e-08 | 0.0027785 | 2.7324e-10 | 0.0092336 | 2.0689e-09
[120 empty] | 7.3.3.17.5 (Remote Grid) Updates to grid topology to minimize risk of ignition in HFTDs Remote GridWLDFRVegetation ContactAggregated | WLDFR | HFTD - Distribution - Tier 3 - 1QU CoRE ¦ 2QU LoRE | Non-Red Flag Warning - Large Fires | Vegetation Contact | Aggregated | 2041 | 3.1478e-05 | 156.5661 | 0.0049284 | 2041 | Mitigation | 0.95 | 45 | 0 | esc | 0.00097009 | 3.0537e-08 | 0.00097009 | 3.0537e-08 | 0.0027785 | 2.7324e-10 | 0.0092336 | 2.0689e-09
[120 empty] | 7.3.3.17.5 (Remote Grid) Updates to grid topology to minimize risk of ignition in HFTDs Remote GridWLDFRVegetation ContactAggregated | WLDFR | HFTD - Distribution - Tier 3 - 1QU CoRE ¦ 2QU LoRE | Non-Red Flag Warning - Large Fires | Vegetation Contact | Aggregated | 2042 | 3.1478e-05 | 156.5661 | 0.0049284 | 2042 | Mitigation | 0.95 | 45 | 0 | esc | 0.00097009 | 3.0537e-08 | 0.00097009 | 3.0537e-08 | 0.0027785 | 2.7324e-10 | 0.0092336 | 2.0689e-09
[120 empty] | 7.3.3.17.5 (Remote Grid) Updates to grid topology to minimize risk of ignition in HFTDs Remote GridWLDFRVegetation ContactAggregated | WLDFR | HFTD - Distribution - Tier 3 - 1QU CoRE ¦ 2QU LoRE | Non-Red Flag Warning - Large Fires | Vegetation Contact | Aggregated | 2043 | 3.1478e-05 | 156.5661 | 0.0049284 | 2043 | Mitigation | 0.95 | 45 | 0 | esc | 0.00097009 | 3.0537e-08 | 0.00097009 | 3.0537e-08 | 0.0027785 | 2.7324e-10 | 0.0092336 | 2.0689e-09
[120 empty] | 7.3.3.17.5 (Remote Grid) Updates to grid topology to minimize risk of ignition in HFTDs Remote GridWLDFRVegetation ContactAggregated | WLDFR | HFTD - Distribution - Tier 3 - 1QU CoRE ¦ 2QU LoRE | Non-Red Flag Warning - Large Fires | Vegetation Contact | Aggregated | 2044 | 3.1478e-05 | 156.5661 | 0.0049284 | 2044 | Mitigation | 0.95 | 45 | 0 | esc | 0.00097009 | 3.0537e-08 | 0.00097009 | 3.0537e-08 | 0.0027785 | 2.7324e-10 | 0 | 0
[120 empty] | 7.3.3.17.5 (Remote Grid) Updates to grid topology to minimize risk of ignition in HFTDs Remote GridWLDFRVegetation ContactAggregated | WLDFR | HFTD - Distribution - Tier 3 - 1QU CoRE ¦ 2QU LoRE | Non-Red Flag Warning - Large Fires | Vegetation Contact | Aggregated | 2045 | 3.1478e-05 | 156.5661 | 0.0049284 | 2045 | Mitigation | 0.95 | 45 | 0 | esc | 0.00097009 | 3.0537e-08 | 0.00097009 | 3.0537e-08 | 0.0027785 | 2.7324e-10 | 0 | 0
[120 empty] | 7.3.3.17.5 (Remote Grid) Updates to grid topology to minimize risk of ignition in HFTDs Remote GridWLDFRVegetation ContactAggregated | WLDFR | HFTD - Distribution - Tier 3 - 1QU CoRE ¦ 2QU LoRE | Non-Red Flag Warning - Large Fires | Vegetation Contact | Aggregated | 2046 | 3.1478e-05 | 156.5661 | 0.0049284 | 2046 | Mitigation | 0.95 | 45 | 0 | esc | 0.00097009 | 3.0537e-08 | 0.00097009 | 3.0537e-08 | 0.0027785 | 2.7324e-10 | 0.0033164 | 3.6244e-08
[120 empty] | 7.3.3.17.5 (Remote Grid) Updates to grid topology to minimize risk of ignition in HFTDs Remote GridWLDFRVegetation ContactAggregated | WLDFR | HFTD - Distribution - Tier 3 - 1QU CoRE ¦ 2QU LoRE | Non-Red Flag Warning - Large Fires | Vegetation Contact | Aggregated | 2047 | 3.1478e-05 | 156.5661 | 0.0049284 | 2047 | Mitigation | 0.95 | 45 | 0 | esc | 0.00097009 | 3.0537e-08 | 0.00097009 | 3.0537e-08 | 0.0027785 | 2.7324e-10 | 0.0033164 | 3.6244e-08
[120 empty] | 7.3.3.17.5 (Remote Grid) Updates to grid topology to minimize risk of ignition in HFTDs Remote GridWLDFRVegetation ContactAggregated | WLDFR | HFTD - Distribution - Tier 3 - 1QU CoRE ¦ 2QU LoRE | Non-Red Flag Warning - Large Fires | Vegetation Contact | Aggregated | 2048 | 3.1478e-05 | 156.5661 | 0.0049284 | 2048 | Mitigation | 0.95 | 45 | 0 | esc | 0.00097009 | 3.0537e-08 | 0.00097009 | 3.0537e-08 | 0 | 0 | 0.0033164 | 3.6244e-08
[120 empty] | 7.3.3.17.5 (Remote Grid) Updates to grid topology to minimize risk of ignition in HFTDs Remote GridWLDFRVegetation ContactAggregated | WLDFR | HFTD - Distribution - Tier 3 - 1QU CoRE ¦ 2QU LoRE | Non-Red Flag Warning - Large Fires | Vegetation Contact | Aggregated | 2049 | 3.1478e-05 | 156.5661 | 0.0049284 | 2049 | Mitigation | 0.95 | 45 | 0 | esc | 0.00097009 | 3.0537e-08 | 0.00097009 | 3.0537e-08 | 0.0027785 | 3.802e-09 | 0.0033164 | 3.6244e-08
[120 empty] | 7.3.3.17.5 (Remote Grid) Updates to grid topology to minimize risk of ignition in HFTDs Remote GridWLDFRVegetation ContactAggregated | WLDFR | HFTD - Distribution - Tier 3 - 1QU CoRE ¦ 2QU LoRE | Non-Red Flag Warning - Large Fires | Vegetation Contact | Aggregated | 2050 | 3.1478e-05 | 156.5661 | 0.0049284 | 2050 | Mitigation | 0.95 | 45 | 0 | esc | 0.00097009 | 3.0537e-08 | 0.00097009 | 3.0537e-08 | 0.0027785 | 3.802e-09 | 0.0033164 | 3.6244e-08
[120 empty] | 7.3.3.17.5 (Remote Grid) Updates to grid topology to minimize risk of ignition in HFTDs Remote GridWLDFRVegetation ContactAggregated | WLDFR | HFTD - Distribution - Tier 3 - 1QU CoRE ¦ 2QU LoRE | Non-Red Flag Warning - Large Fires | Vegetation Contact | Aggregated | 2051 | 3.1478e-05 | 156.5661 | 0.0049284 | 2051 | Mitigation | 0.95 | 45 | 0 | esc | 0.00097009 | 3.0537e-08 | 0.00097009 | 3.0537e-08 | 0.0027785 | 3.802e-09 | 0.0033164 | 3.6244e-08
[120 empty] | 7.3.3.17.5 (Remote Grid) Updates to grid topology to minimize risk of ignition in HFTDs Remote GridWLDFRVegetation ContactAggregated | WLDFR | HFTD - Distribution - Tier 3 - 1QU CoRE ¦ 2QU LoRE | Non-Red Flag Warning - Large Fires | Vegetation Contact | Aggregated | 2052 | 3.1478e-05 | 156.5661 | 0.0049284 | 2052 | Mitigation | 0.95 | 45 | 0 | esc | 0.00097009 | 3.0537e-08 | 0.00097009 | 3.0537e-08 | 0.0027785 | 3.802e-09 | 0.0033164 | 3.6244e-08
[120 empty] | 7.3.3.17.5 (Remote Grid) Updates to grid topology to minimize risk of ignition in HFTDs Remote GridWLDFRVegetation ContactAggregated | WLDFR | HFTD - Distribution - Tier 3 - 1QU CoRE ¦ 2QU LoRE | Non-Red Flag Warning - Large Fires | Vegetation Contact | Aggregated | 2053 | 3.1478e-05 | 156.5661 | 0.0049284 | 2053 | Mitigation | 0.95 | 45 | 0 | esc | 0.00097009 | 3.0537e-08 | 0.00097009 | 3.0537e-08 | 0.0027785 | 3.802e-09 | 0.0033164 | 3.6244e-08
[120 empty] | 7.3.3.17.5 (Remote Grid) Updates to grid topology to minimize risk of ignition in HFTDs Remote GridWLDFRVegetation ContactAggregated | WLDFR | HFTD - Distribution - Tier 3 - 1QU CoRE ¦ 2QU LoRE | Non-Red Flag Warning - Large Fires | Vegetation Contact | Aggregated | 2054 | 3.1478e-05 | 156.5661 | 0.0049284 | 2054 | Mitigation | 0.95 | 45 | 0 | esc | 0.00097009 | 3.0537e-08 | 0.00097009 | 3.0537e-08 | 0.0027785 | 3.802e-09 | 0.0033164 | 3.6244e-08
[120 empty] | 7.3.3.17.5 (Remote Grid) Updates to grid topology to minimize risk of ignition in HFTDs Remote GridWLDFRVegetation ContactAggregated | WLDFR | HFTD - Distribution - Tier 3 - 1QU CoRE ¦ 2QU LoRE | Non-Red Flag Warning - Large Fires | Vegetation Contact | Aggregated | 2055 | 3.1478e-05 | 156.5661 | 0.0049284 | 2055 | Mitigation | 0.95 | 45 | 0 | esc | 0.00097009 | 3.0537e-08 | 0.00097009 | 3.0537e-08 | 0.0027785 | 3.802e-09 | 0.0033164 | 3.6244e-08
[120 empty] | 7.3.3.17.5 (Remote Grid) Updates to grid topology to minimize risk of ignition in HFTDs Remote GridWLDFRVegetation ContactAggregated | WLDFR | HFTD - Distribution - Tier 3 - 1QU CoRE ¦ 2QU LoRE | Non-Red Flag Warning - Large Fires | Vegetation Contact | Aggregated | 2056 | 3.1478e-05 | 156.5661 | 0.0049284 | 2056 | Mitigation | 0.95 | 45 | 0 | esc | 0.00097009 | 3.0537e-08 | 0.00097009 | 3.0537e-08 | 0.0027785 | 3.802e-09 | 0.0033164 | 3.6244e-08
[120 empty] | 7.3.3.17.5 (Remote Grid) Updates to grid topology to minimize risk of ignition in HFTDs Remote GridWLDFRVegetation ContactAggregated | WLDFR | HFTD - Distribution - Tier 3 - 1QU CoRE ¦ 2QU LoRE | Non-Red Flag Warning - Large Fires | Vegetation Contact | Aggregated | 2057 | 3.1478e-05 | 156.5661 | 0.0049284 | 2057 | Mitigation | 0.95 | 45 | 0 | esc | 0.00097009 | 3.0537e-08 | 0.00097009 | 3.0537e-08 | 0.0027785 | 3.802e-09 | 0.0033164 | 3.6244e-08
[120 empty] | 7.3.3.17.5 (Remote Grid) Updates to grid topology to minimize risk of ignition in HFTDs Remote GridWLDFRVegetation ContactAggregated | WLDFR | HFTD - Distribution - Tier 3 - 1QU CoRE ¦ 2QU LoRE | Non-Red Flag Warning - Large Fires | Vegetation Contact | Aggregated | 2058 | 3.1478e-05 | 156.5661 | 0.0049284 | 2058 | Mitigation | 0.95 | 45 | 0 | esc | 0.00097009 | 3.0537e-08 | 0.00097009 | 3.0537e-08 | 0.0027785 | 3.802e-09 | 0.0033164 | 3.6244e-08
[120 empty] | 7.3.3.17.5 (Remote Grid) Updates to grid topology to minimize risk of ignition in HFTDs Remote GridWLDFRVegetation ContactAggregated | WLDFR | HFTD - Distribution - Tier 3 - 1QU CoRE ¦ 2QU LoRE | Non-Red Flag Warning - Large Fires | Vegetation Contact | Aggregated | 2059 | 3.1478e-05 | 156.5661 | 0.0049284 | 2059 | Mitigation | 0.95 | 45 | 0 | esc | 0.00097009 | 3.0537e-08 | 0.00097009 | 3.0537e-08 | 0.0027785 | 3.802e-09 | 0.0033164 | 3.6244e-08
[120 empty] | 7.3.3.17.5 (Remote Grid) Updates to grid topology to minimize risk of ignition in HFTDs Remote GridWLDFRVegetation ContactAggregated | WLDFR | HFTD - Distribution - Tier 3 - 1QU CoRE ¦ 2QU LoRE | Non-Red Flag Warning - Large Fires | Vegetation Contact | Aggregated | 2060 | 3.1478e-05 | 156.5661 | 0.0049284 | 2060 | Mitigation | 0.95 | 45 | 0 | esc | 0.00097009 | 3.0537e-08 | 0.00097009 | 3.0537e-08 | 0.0027785 | 3.802e-09 | 0.0033164 | 3.6244e-08
[120 empty] | 7.3.3.17.5 (Remote Grid) Updates to grid topology to minimize risk of ignition in HFTDs Remote GridWLDFRVegetation ContactAggregated | WLDFR | HFTD - Distribution - Tier 3 - 1QU CoRE ¦ 2QU LoRE | Non-Red Flag Warning - Large Fires | Vegetation Contact | Aggregated | 2061 | 3.1478e-05 | 156.5661 | 0.0049284 | 2061 | Mitigation | 0.95 | 45 | 0 | esc | 0.00097009 | 3.0537e-08 | 0.00097009 | 3.0537e-08 | 0.0027785 | 3.802e-09 | 0.0033164 | 3.6244e-08
[120 empty] | 7.3.3.17.5 (Remote Grid) Updates to grid topology to minimize risk of ignition in HFTDs Remote GridWLDFRVegetation ContactAggregated | WLDFR | HFTD - Distribution - Tier 3 - 1QU CoRE ¦ 2QU LoRE | Non-Red Flag Warning - Large Fires | Vegetation Contact | Aggregated | 2062 | 3.1478e-05 | 156.5661 | 0.0049284 | 2062 | Mitigation | 0.95 | 45 | 0 | esc | 0.00097009 | 3.0537e-08 | 0.00097009 | 3.0537e-08 | 0.0027785 | 3.802e-09 | 0.0033164 | 3.6244e-08
[120 empty] | 7.3.3.17.5 (Remote Grid) Updates to grid topology to minimize risk of ignition in HFTDs Remote GridWLDFRVegetation ContactAggregated | WLDFR | HFTD - Distribution - Tier 3 - 1QU CoRE ¦ 2QU LoRE | Non-Red Flag Warning - Large Fires | Vegetation Contact | Aggregated | 2063 | 3.1478e-05 | 156.5661 | 0.0049284 | 2063 | Mitigation | 0.95 | 45 | 0 | esc | 0.00097009 | 3.0537e-08 | 0.00097009 | 3.0537e-08 | 0.0027785 | 3.802e-09 | 0.0033164 | 3.6244e-08
[120 empty] | 7.3.3.17.5 (Remote Grid) Updates to grid topology to minimize risk of ignition in HFTDs Remote GridWLDFRVegetation ContactAggregated | WLDFR | HFTD - Distribution - Tier 3 - 1QU CoRE ¦ 2QU LoRE | Non-Red Flag Warning - Large Fires | Vegetation Contact | Aggregated | 2064 | 3.1478e-05 | 156.5661 | 0.0049284 | 2064 | Mitigation | 0.95 | 45 | 0 | esc | 0.00097009 | 3.0537e-08 | 0.00097009 | 3.0537e-08 | 0.0027785 | 3.802e-09 | 0.0033164 | 3.6244e-08
[120 empty] | 7.3.3.17.5 (Remote Grid) Updates to grid topology to minimize risk of ignition in HFTDs Remote GridWLDFRVegetation ContactAggregated | WLDFR | HFTD - Distribution - Tier 3 - 1QU CoRE ¦ 2QU LoRE | Non-Red Flag Warning - Large Fires | Vegetation Contact | Aggregated | 2065 | 3.1478e-05 | 156.5661 | 0.0049284 | 2065 | Mitigation | 0.95 | 45 | 0 | esc | 0.00097009 | 3.0537e-08 | 0.00097009 | 3.0537e-08 | 0.0027785 | 3.802e-09 | 0.0033164 | 3.6244e-08
[120 empty] | 7.3.3.17.5 (Remote Grid) Updates to grid topology to minimize risk of ignition in HFTDs Remote GridWLDFRVegetation ContactAggregated | WLDFR | HFTD - Distribution - Tier 3 - 1QU CoRE ¦ 2QU LoRE | Non-Red Flag Warning - Large Fires | Vegetation Contact | Aggregated | 2066 | 3.1478e-05 | 156.5661 | 0.0049284 | 2066 | Mitigation | 0.95 | 45 | 0 | esc | 0.00097009 | 3.0537e-08 | 0.00097009 | 3.0537e-08 | 0.0027785 | 3.802e-09 | 0.0033164 | 3.6244e-08
[120 empty] | 7.3.3.17.5 (Remote Grid) Updates to grid topology to minimize risk of ignition in HFTDs Remote GridWLDFRVegetation ContactAggregated | WLDFR | HFTD - Distribution - Tier 3 - 1QU CoRE ¦ 2QU LoRE | Non-Red Flag Warning - Large Fires | Vegetation Contact | Aggregated | 2067 | 3.1478e-05 | 156.5661 | 0.0049284 | 2067 | Mitigation | 0.95 | 45 | 0 | esc | 0 | 0 | 0.00097009 | 3.0537e-08 | 0.0027785 | 3.802e-09 | 0.0033164 | 3.6244e-08
[120 empty] | 7.3.3.17.5 (Remote Grid) Updates to grid topology to minimize risk of ignition in HFTDs Remote GridWLDFRWire-to-wire contactAggregated | WLDFR | HFTD - Distribution - Tier 3 - 1QU CoRE ¦ 2QU LoRE | Non-Red Flag Warning - Large Fires | Wire-to-wire contact | Aggregated | 2022 | 2.7523e-06 | 156.5661 | 0.00043092 | 2022 | Mitigation | 0.95 | 45 | 0 | esc | 0.00097009 | 2.67e-09 | 0 | 0 | 0.0027785 | 3.802e-09 | 0.0033164 | 3.6244e-08
[120 empty] | 7.3.3.17.5 (Remote Grid) Updates to grid topology to minimize risk of ignition in HFTDs Remote GridWLDFRWire-to-wire contactAggregated | WLDFR | HFTD - Distribution - Tier 3 - 1QU CoRE ¦ 2QU LoRE | Non-Red Flag Warning - Large Fires | Wire-to-wire contact | Aggregated | 2023 | 2.7523e-06 | 156.5661 | 0.00043092 | 2023 | Mitigation | 0.95 | 45 | 0 | esc | 0.00097009 | 2.67e-09 | 0.00097009 | 2.67e-09 | 0.0027785 | 3.802e-09 | 0.0033164 | 3.6244e-08
[120 empty] | 7.3.3.17.5 (Remote Grid) Updates to grid topology to minimize risk of ignition in HFTDs Remote GridWLDFRWire-to-wire contactAggregated | WLDFR | HFTD - Distribution - Tier 3 - 1QU CoRE ¦ 2QU LoRE | Non-Red Flag Warning - Large Fires | Wire-to-wire contact | Aggregated | 2024 | 2.7523e-06 | 156.5661 | 0.00043092 | 2024 | Mitigation | 0.95 | 45 | 0 | esc | 0.00097009 | 2.67e-09 | 0.00097009 | 2.67e-09 | 0.0027785 | 3.802e-09 | 0.0033164 | 3.6244e-08
[120 empty] | 7.3.3.17.5 (Remote Grid) Updates to grid topology to minimize risk of ignition in HFTDs Remote GridWLDFRWire-to-wire contactAggregated | WLDFR | HFTD - Distribution - Tier 3 - 1QU CoRE ¦ 2QU LoRE | Non-Red Flag Warning - Large Fires | Wire-to-wire contact | Aggregated | 2025 | 2.7523e-06 | 156.5661 | 0.00043092 | 2025 | Mitigation | 0.95 | 45 | 0 | esc | 0.00097009 | 2.67e-09 | 0.00097009 | 2.67e-09 | 0.0027785 | 3.802e-09 | 0.0033164 | 3.6244e-08
[120 empty] | 7.3.3.17.5 (Remote Grid) Updates to grid topology to minimize risk of ignition in HFTDs Remote GridWLDFRWire-to-wire contactAggregated | WLDFR | HFTD - Distribution - Tier 3 - 1QU CoRE ¦ 2QU LoRE | Non-Red Flag Warning - Large Fires | Wire-to-wire contact | Aggregated | 2026 | 2.7523e-06 | 156.5661 | 0.00043092 | 2026 | Mitigation | 0.95 | 45 | 0 | esc | 0.00097009 | 2.67e-09 | 0.00097009 | 2.67e-09 | 0.0027785 | 3.802e-09 | 0.0033164 | 3.6244e-08
[120 empty] | 7.3.3.17.5 (Remote Grid) Updates to grid topology to minimize risk of ignition in HFTDs Remote GridWLDFRWire-to-wire contactAggregated | WLDFR | HFTD - Distribution - Tier 3 - 1QU CoRE ¦ 2QU LoRE | Non-Red Flag Warning - Large Fires | Wire-to-wire contact | Aggregated | 2027 | 2.7523e-06 | 156.5661 | 0.00043092 | 2027 | Mitigation | 0.95 | 45 | 0 | esc | 0.00097009 | 2.67e-09 | 0.00097009 | 2.67e-09 | 0.0027785 | 3.802e-09 | 0.0033164 | 3.6244e-08
[120 empty] | 7.3.3.17.5 (Remote Grid) Updates to grid topology to minimize risk of ignition in HFTDs Remote GridWLDFRWire-to-wire contactAggregated | WLDFR | HFTD - Distribution - Tier 3 - 1QU CoRE ¦ 2QU LoRE | Non-Red Flag Warning - Large Fires | Wire-to-wire contact | Aggregated | 2028 | 2.7523e-06 | 156.5661 | 0.00043092 | 2028 | Mitigation | 0.95 | 45 | 0 | esc | 0.00097009 | 2.67e-09 | 0.00097009 | 2.67e-09 | 0.0027785 | 3.802e-09 | 0.0033164 | 3.6244e-08
[120 empty] | 7.3.3.17.5 (Remote Grid) Updates to grid topology to minimize risk of ignition in HFTDs Remote GridWLDFRWire-to-wire contactAggregated | WLDFR | HFTD - Distribution - Tier 3 - 1QU CoRE ¦ 2QU LoRE | Non-Red Flag Warning - Large Fires | Wire-to-wire contact | Aggregated | 2029 | 2.7523e-06 | 156.5661 | 0.00043092 | 2029 | Mitigation | 0.95 | 45 | 0 | esc | 0.00097009 | 2.67e-09 | 0.00097009 | 2.67e-09 | 0.0027785 | 3.802e-09 | 0.0033164 | 3.6244e-08
[120 empty] | 7.3.3.17.5 (Remote Grid) Updates to grid topology to minimize risk of ignition in HFTDs Remote GridWLDFRWire-to-wire contactAggregated | WLDFR | HFTD - Distribution - Tier 3 - 1QU CoRE ¦ 2QU LoRE | Non-Red Flag Warning - Large Fires | Wire-to-wire contact | Aggregated | 2030 | 2.7523e-06 | 156.5661 | 0.00043092 | 2030 | Mitigation | 0.95 | 45 | 0 | esc | 0.00097009 | 2.67e-09 | 0.00097009 | 2.67e-09 | 0.0027785 | 3.802e-09 | 0 | 0
[120 empty] | 7.3.3.17.5 (Remote Grid) Updates to grid topology to minimize risk of ignition in HFTDs Remote GridWLDFRWire-to-wire contactAggregated | WLDFR | HFTD - Distribution - Tier 3 - 1QU CoRE ¦ 2QU LoRE | Non-Red Flag Warning - Large Fires | Wire-to-wire contact | Aggregated | 2031 | 2.7523e-06 | 156.5661 | 0.00043092 | 2031 | Mitigation | 0.95 | 45 | 0 | esc | 0.00097009 | 2.67e-09 | 0.00097009 | 2.67e-09 | 0.0027785 | 3.802e-09 | 0 | 0
[120 empty] | 7.3.3.17.5 (Remote Grid) Updates to grid topology to minimize risk of ignition in HFTDs Remote GridWLDFRWire-to-wire contactAggregated | WLDFR | HFTD - Distribution - Tier 3 - 1QU CoRE ¦ 2QU LoRE | Non-Red Flag Warning - Large Fires | Wire-to-wire contact | Aggregated | 2032 | 2.7523e-06 | 156.5661 | 0.00043092 | 2032 | Mitigation | 0.95 | 45 | 0 | esc | 0.00097009 | 2.67e-09 | 0.00097009 | 2.67e-09 | 0.0027785 | 3.802e-09 | 0.012804 | 1.6586e-07
[120 empty] | 7.3.3.17.5 (Remote Grid) Updates to grid topology to minimize risk of ignition in HFTDs Remote GridWLDFRWire-to-wire contactAggregated | WLDFR | HFTD - Distribution - Tier 3 - 1QU CoRE ¦ 2QU LoRE | Non-Red Flag Warning - Large Fires | Wire-to-wire contact | Aggregated | 2033 | 2.7523e-06 | 156.5661 | 0.00043092 | 2033 | Mitigation | 0.95 | 45 | 0 | esc | 0.00097009 | 2.67e-09 | 0.00097009 | 2.67e-09 | 0.0027785 | 3.802e-09 | 0.012804 | 1.6586e-07
[120 empty] | 7.3.3.17.5 (Remote Grid) Updates to grid topology to minimize risk of ignition in HFTDs Remote GridWLDFRWire-to-wire contactAggregated | WLDFR | HFTD - Distribution - Tier 3 - 1QU CoRE ¦ 2QU LoRE | Non-Red Flag Warning - Large Fires | Wire-to-wire contact | Aggregated | 2034 | 2.7523e-06 | 156.5661 | 0.00043092 | 2034 | Mitigation | 0.95 | 45 | 0 | esc | 0.00097009 | 2.67e-09 | 0.00097009 | 2.67e-09 | 0.0027785 | 3.802e-09 | 0.012804 | 1.6586e-07
[120 empty] | 7.3.3.17.5 (Remote Grid) Updates to grid topology to minimize risk of ignition in HFTDs Remote GridWLDFRWire-to-wire contactAggregated | WLDFR | HFTD - Distribution - Tier 3 - 1QU CoRE ¦ 2QU LoRE | Non-Red Flag Warning - Large Fires | Wire-to-wire contact | Aggregated | 2035 | 2.7523e-06 | 156.5661 | 0.00043092 | 2035 | Mitigation | 0.95 | 45 | 0 | esc | 0.00097009 | 2.67e-09 | 0.00097009 | 2.67e-09 | 0.0027785 | 3.802e-09 | 0.012804 | 1.6586e-07
[120 empty] | 7.3.3.17.5 (Remote Grid) Updates to grid topology to minimize risk of ignition in HFTDs Remote GridWLDFRWire-to-wire contactAggregated | WLDFR | HFTD - Distribution - Tier 3 - 1QU CoRE ¦ 2QU LoRE | Non-Red Flag Warning - Large Fires | Wire-to-wire contact | Aggregated | 2036 | 2.7523e-06 | 156.5661 | 0.00043092 | 2036 | Mitigation | 0.95 | 45 | 0 | esc | 0.00097009 | 2.67e-09 | 0.00097009 | 2.67e-09 | 0.0027785 | 3.802e-09 | 0.012804 | 1.6586e-07
[120 empty] | 7.3.3.17.5 (Remote Grid) Updates to grid topology to minimize risk of ignition in HFTDs Remote GridWLDFRWire-to-wire contactAggregated | WLDFR | HFTD - Distribution - Tier 3 - 1QU CoRE ¦ 2QU LoRE | Non-Red Flag Warning - Large Fires | Wire-to-wire contact | Aggregated | 2037 | 2.7523e-06 | 156.5661 | 0.00043092 | 2037 | Mitigation | 0.95 | 45 | 0 | esc | 0.00097009 | 2.67e-09 | 0.00097009 | 2.67e-09 | 0.0027785 | 3.802e-09 | 0.012804 | 1.6586e-07
[120 empty] | 7.3.3.17.5 (Remote Grid) Updates to grid topology to minimize risk of ignition in HFTDs Remote GridWLDFRWire-to-wire contactAggregated | WLDFR | HFTD - Distribution - Tier 3 - 1QU CoRE ¦ 2QU LoRE | Non-Red Flag Warning - Large Fires | Wire-to-wire contact | Aggregated | 2038 | 2.7523e-06 | 156.5661 | 0.00043092 | 2038 | Mitigation | 0.95 | 45 | 0 | esc | 0.00097009 | 2.67e-09 | 0.00097009 | 2.67e-09 | 0.0027785 | 3.802e-09 | 0.012804 | 1.6586e-07
[120 empty] | 7.3.3.17.5 (Remote Grid) Updates to grid topology to minimize risk of ignition in HFTDs Remote GridWLDFRWire-to-wire contactAggregated | WLDFR | HFTD - Distribution - Tier 3 - 1QU CoRE ¦ 2QU LoRE | Non-Red Flag Warning - Large Fires | Wire-to-wire contact | Aggregated | 2039 | 2.7523e-06 | 156.5661 | 0.00043092 | 2039 | Mitigation | 0.95 | 45 | 0 | esc | 0.00097009 | 2.67e-09 | 0.00097009 | 2.67e-09 | 0.0027785 | 3.802e-09 | 0.012804 | 1.6586e-07
[120 empty] | 7.3.3.17.5 (Remote Grid) Updates to grid topology to minimize risk of ignition in HFTDs Remote GridWLDFRWire-to-wire contactAggregated | WLDFR | HFTD - Distribution - Tier 3 - 1QU CoRE ¦ 2QU LoRE | Non-Red Flag Warning - Large Fires | Wire-to-wire contact | Aggregated | 2040 | 2.7523e-06 | 156.5661 | 0.00043092 | 2040 | Mitigation | 0.95 | 45 | 0 | esc | 0.00097009 | 2.67e-09 | 0.00097009 | 2.67e-09 | 0.0027785 | 3.802e-09 | 0.012804 | 1.6586e-07
[120 empty] | 7.3.3.17.5 (Remote Grid) Updates to grid topology to minimize risk of ignition in HFTDs Remote GridWLDFRWire-to-wire contactAggregated | WLDFR | HFTD - Distribution - Tier 3 - 1QU CoRE ¦ 2QU LoRE | Non-Red Flag Warning - Large Fires | Wire-to-wire contact | Aggregated | 2041 | 2.7523e-06 | 156.5661 | 0.00043092 | 2041 | Mitigation | 0.95 | 45 | 0 | esc | 0.00097009 | 2.67e-09 | 0.00097009 | 2.67e-09 | 0.0027785 | 3.802e-09 | 0.012804 | 1.6586e-07
[120 empty] | 7.3.3.17.5 (Remote Grid) Updates to grid topology to minimize risk of ignition in HFTDs Remote GridWLDFRWire-to-wire contactAggregated | WLDFR | HFTD - Distribution - Tier 3 - 1QU CoRE ¦ 2QU LoRE | Non-Red Flag Warning - Large Fires | Wire-to-wire contact | Aggregated | 2042 | 2.7523e-06 | 156.5661 | 0.00043092 | 2042 | Mitigation | 0.95 | 45 | 0 | esc | 0.00097009 | 2.67e-09 | 0.00097009 | 2.67e-09 | 0.0027785 | 3.802e-09 | 0.012804 | 1.6586e-07
[120 empty] | 7.3.3.17.5 (Remote Grid) Updates to grid topology to minimize risk of ignition in HFTDs Remote GridWLDFRWire-to-wire contactAggregated | WLDFR | HFTD - Distribution - Tier 3 - 1QU CoRE ¦ 2QU LoRE | Non-Red Flag Warning - Large Fires | Wire-to-wire contact | Aggregated | 2043 | 2.7523e-06 | 156.5661 | 0.00043092 | 2043 | Mitigation | 0.95 | 45 | 0 | esc | 0.00097009 | 2.67e-09 | 0.00097009 | 2.67e-09 | 0.0027785 | 3.802e-09 | 0.012804 | 1.6586e-07
[120 empty] | 7.3.3.17.5 (Remote Grid) Updates to grid topology to minimize risk of ignition in HFTDs Remote GridWLDFRWire-to-wire contactAggregated | WLDFR | HFTD - Distribution - Tier 3 - 1QU CoRE ¦ 2QU LoRE | Non-Red Flag Warning - Large Fires | Wire-to-wire contact | Aggregated | 2044 | 2.7523e-06 | 156.5661 | 0.00043092 | 2044 | Mitigation | 0.95 | 45 | 0 | esc | 0.00097009 | 2.67e-09 | 0.00097009 | 2.67e-09 | 0.0027785 | 3.802e-09 | 0.012804 | 1.6586e-07
[120 empty] | 7.3.3.17.5 (Remote Grid) Updates to grid topology to minimize risk of ignition in HFTDs Remote GridWLDFRWire-to-wire contactAggregated | WLDFR | HFTD - Distribution - Tier 3 - 1QU CoRE ¦ 2QU LoRE | Non-Red Flag Warning - Large Fires | Wire-to-wire contact | Aggregated | 2045 | 2.7523e-06 | 156.5661 | 0.00043092 | 2045 | Mitigation | 0.95 | 45 | 0 | esc | 0.00097009 | 2.67e-09 | 0.00097009 | 2.67e-09 | 0.0027785 | 3.802e-09 | 0.012804 | 1.6586e-07
[120 empty] | 7.3.3.17.5 (Remote Grid) Updates to grid topology to minimize risk of ignition in HFTDs Remote GridWLDFRWire-to-wire contactAggregated | WLDFR | HFTD - Distribution - Tier 3 - 1QU CoRE ¦ 2QU LoRE | Non-Red Flag Warning - Large Fires | Wire-to-wire contact | Aggregated | 2046 | 2.7523e-06 | 156.5661 | 0.00043092 | 2046 | Mitigation | 0.95 | 45 | 0 | esc | 0.00097009 | 2.67e-09 | 0.00097009 | 2.67e-09 | 0.0027785 | 3.802e-09 | 0.012804 | 1.6586e-07
[120 empty] | 7.3.3.17.5 (Remote Grid) Updates to grid topology to minimize risk of ignition in HFTDs Remote GridWLDFRWire-to-wire contactAggregated | WLDFR | HFTD - Distribution - Tier 3 - 1QU CoRE ¦ 2QU LoRE | Non-Red Flag Warning - Large Fires | Wire-to-wire contact | Aggregated | 2047 | 2.7523e-06 | 156.5661 | 0.00043092 | 2047 | Mitigation | 0.95 | 45 | 0 | esc | 0.00097009 | 2.67e-09 | 0.00097009 | 2.67e-09 | 0.0027785 | 3.802e-09 | 0.012804 | 1.6586e-07
[120 empty] | 7.3.3.17.5 (Remote Grid) Updates to grid topology to minimize risk of ignition in HFTDs Remote GridWLDFRWire-to-wire contactAggregated | WLDFR | HFTD - Distribution - Tier 3 - 1QU CoRE ¦ 2QU LoRE | Non-Red Flag Warning - Large Fires | Wire-to-wire contact | Aggregated | 2048 | 2.7523e-06 | 156.5661 | 0.00043092 | 2048 | Mitigation | 0.95 | 45 | 0 | esc | 0.00097009 | 2.67e-09 | 0.00097009 | 2.67e-09 | 0.0027785 | 3.802e-09 | 0.012804 | 1.6586e-07
[120 empty] | 7.3.3.17.5 (Remote Grid) Updates to grid topology to minimize risk of ignition in HFTDs Remote GridWLDFRWire-to-wire contactAggregated | WLDFR | HFTD - Distribution - Tier 3 - 1QU CoRE ¦ 2QU LoRE | Non-Red Flag Warning - Large Fires | Wire-to-wire contact | Aggregated | 2049 | 2.7523e-06 | 156.5661 | 0.00043092 | 2049 | Mitigation | 0.95 | 45 | 0 | esc | 0.00097009 | 2.67e-09 | 0.00097009 | 2.67e-09 | 0.0027785 | 3.802e-09 | 0.012804 | 1.6586e-07
[120 empty] | 7.3.3.17.5 (Remote Grid) Updates to grid topology to minimize risk of ignition in HFTDs Remote GridWLDFRWire-to-wire contactAggregated | WLDFR | HFTD - Distribution - Tier 3 - 1QU CoRE ¦ 2QU LoRE | Non-Red Flag Warning - Large Fires | Wire-to-wire contact | Aggregated | 2050 | 2.7523e-06 | 156.5661 | 0.00043092 | 2050 | Mitigation | 0.95 | 45 | 0 | esc | 0.00097009 | 2.67e-09 | 0.00097009 | 2.67e-09 | 0.0027785 | 3.802e-09 | 0.012804 | 1.6586e-07
[120 empty] | 7.3.3.17.5 (Remote Grid) Updates to grid topology to minimize risk of ignition in HFTDs Remote GridWLDFRWire-to-wire contactAggregated | WLDFR | HFTD - Distribution - Tier 3 - 1QU CoRE ¦ 2QU LoRE | Non-Red Flag Warning - Large Fires | Wire-to-wire contact | Aggregated | 2051 | 2.7523e-06 | 156.5661 | 0.00043092 | 2051 | Mitigation | 0.95 | 45 | 0 | esc | 0.00097009 | 2.67e-09 | 0.00097009 | 2.67e-09 | 0.0027785 | 3.802e-09 | 0.012804 | 1.6586e-07
[120 empty] | 7.3.3.17.5 (Remote Grid) Updates to grid topology to minimize risk of ignition in HFTDs Remote GridWLDFRWire-to-wire contactAggregated | WLDFR | HFTD - Distribution - Tier 3 - 1QU CoRE ¦ 2QU LoRE | Non-Red Flag Warning - Large Fires | Wire-to-wire contact | Aggregated | 2052 | 2.7523e-06 | 156.5661 | 0.00043092 | 2052 | Mitigation | 0.95 | 45 | 0 | esc | 0.00097009 | 2.67e-09 | 0.00097009 | 2.67e-09 | 0 | 0 | 0.012804 | 1.6586e-07
[120 empty] | 7.3.3.17.5 (Remote Grid) Updates to grid topology to minimize risk of ignition in HFTDs Remote GridWLDFRWire-to-wire contactAggregated | WLDFR | HFTD - Distribution - Tier 3 - 1QU CoRE ¦ 2QU LoRE | Non-Red Flag Warning - Large Fires | Wire-to-wire contact | Aggregated | 2053 | 2.7523e-06 | 156.5661 | 0.00043092 | 2053 | Mitigation | 0.95 | 45 | 0 | esc | 0.00097009 | 2.67e-09 | 0.00097009 | 2.67e-09 | 0.0027785 | 1.5148e-09 | 0.012804 | 1.6586e-07
[120 empty] | 7.3.3.17.5 (Remote Grid) Updates to grid topology to minimize risk of ignition in HFTDs Remote GridWLDFRWire-to-wire contactAggregated | WLDFR | HFTD - Distribution - Tier 3 - 1QU CoRE ¦ 2QU LoRE | Non-Red Flag Warning - Large Fires | Wire-to-wire contact | Aggregated | 2054 | 2.7523e-06 | 156.5661 | 0.00043092 | 2054 | Mitigation | 0.95 | 45 | 0 | esc | 0.00097009 | 2.67e-09 | 0.00097009 | 2.67e-09 | 0.0027785 | 1.5148e-09 | 0.012804 | 1.6586e-07
[120 empty] | 7.3.3.17.5 (Remote Grid) Updates to grid topology to minimize risk of ignition in HFTDs Remote GridWLDFRWire-to-wire contactAggregated | WLDFR | HFTD - Distribution - Tier 3 - 1QU CoRE ¦ 2QU LoRE | Non-Red Flag Warning - Large Fires | Wire-to-wire contact | Aggregated | 2055 | 2.7523e-06 | 156.5661 | 0.00043092 | 2055 | Mitigation | 0.95 | 45 | 0 | esc | 0.00097009 | 2.67e-09 | 0.00097009 | 2.67e-09 | 0.0027785 | 1.5148e-09 | 0.012804 | 1.6586e-07
[120 empty] | 7.3.3.17.5 (Remote Grid) Updates to grid topology to minimize risk of ignition in HFTDs Remote GridWLDFRWire-to-wire contactAggregated | WLDFR | HFTD - Distribution - Tier 3 - 1QU CoRE ¦ 2QU LoRE | Non-Red Flag Warning - Large Fires | Wire-to-wire contact | Aggregated | 2056 | 2.7523e-06 | 156.5661 | 0.00043092 | 2056 | Mitigation | 0.95 | 45 | 0 | esc | 0.00097009 | 2.67e-09 | 0.00097009 | 2.67e-09 | 0.0027785 | 1.5148e-09 | 0.012804 | 1.6586e-07
[120 empty] | 7.3.3.17.5 (Remote Grid) Updates to grid topology to minimize risk of ignition in HFTDs Remote GridWLDFRWire-to-wire contactAggregated | WLDFR | HFTD - Distribution - Tier 3 - 1QU CoRE ¦ 2QU LoRE | Non-Red Flag Warning - Large Fires | Wire-to-wire contact | Aggregated | 2057 | 2.7523e-06 | 156.5661 | 0.00043092 | 2057 | Mitigation | 0.95 | 45 | 0 | esc | 0.00097009 | 2.67e-09 | 0.00097009 | 2.67e-09 | 0.0027785 | 1.5148e-09 | 0.012804 | 1.6586e-07
[120 empty] | 7.3.3.17.5 (Remote Grid) Updates to grid topology to minimize risk of ignition in HFTDs Remote GridWLDFRWire-to-wire contactAggregated | WLDFR | HFTD - Distribution - Tier 3 - 1QU CoRE ¦ 2QU LoRE | Non-Red Flag Warning - Large Fires | Wire-to-wire contact | Aggregated | 2058 | 2.7523e-06 | 156.5661 | 0.00043092 | 2058 | Mitigation | 0.95 | 45 | 0 | esc | 0.00097009 | 2.67e-09 | 0.00097009 | 2.67e-09 | 0.0027785 | 1.5148e-09 | 0.012804 | 1.6586e-07
[120 empty] | 7.3.3.17.5 (Remote Grid) Updates to grid topology to minimize risk of ignition in HFTDs Remote GridWLDFRWire-to-wire contactAggregated | WLDFR | HFTD - Distribution - Tier 3 - 1QU CoRE ¦ 2QU LoRE | Non-Red Flag Warning - Large Fires | Wire-to-wire contact | Aggregated | 2059 | 2.7523e-06 | 156.5661 | 0.00043092 | 2059 | Mitigation | 0.95 | 45 | 0 | esc | 0.00097009 | 2.67e-09 | 0.00097009 | 2.67e-09 | 0.0027785 | 1.5148e-09 | 0.012804 | 1.6586e-07
[120 empty] | 7.3.3.17.5 (Remote Grid) Updates to grid topology to minimize risk of ignition in HFTDs Remote GridWLDFRWire-to-wire contactAggregated | WLDFR | HFTD - Distribution - Tier 3 - 1QU CoRE ¦ 2QU LoRE | Non-Red Flag Warning - Large Fires | Wire-to-wire contact | Aggregated | 2060 | 2.7523e-06 | 156.5661 | 0.00043092 | 2060 | Mitigation | 0.95 | 45 | 0 | esc | 0.00097009 | 2.67e-09 | 0.00097009 | 2.67e-09 | 0.0027785 | 1.5148e-09 | 0.012804 | 1.6586e-07
[120 empty] | 7.3.3.17.5 (Remote Grid) Updates to grid topology to minimize risk of ignition in HFTDs Remote GridWLDFRWire-to-wire contactAggregated | WLDFR | HFTD - Distribution - Tier 3 - 1QU CoRE ¦ 2QU LoRE | Non-Red Flag Warning - Large Fires | Wire-to-wire contact | Aggregated | 2061 | 2.7523e-06 | 156.5661 | 0.00043092 | 2061 | Mitigation | 0.95 | 45 | 0 | esc | 0.00097009 | 2.67e-09 | 0.00097009 | 2.67e-09 | 0.0027785 | 1.5148e-09 | 0.012804 | 1.6586e-07
[120 empty] | 7.3.3.17.5 (Remote Grid) Updates to grid topology to minimize risk of ignition in HFTDs Remote GridWLDFRWire-to-wire contactAggregated | WLDFR | HFTD - Distribution - Tier 3 - 1QU CoRE ¦ 2QU LoRE | Non-Red Flag Warning - Large Fires | Wire-to-wire contact | Aggregated | 2062 | 2.7523e-06 | 156.5661 | 0.00043092 | 2062 | Mitigation | 0.95 | 45 | 0 | esc | 0.00097009 | 2.67e-09 | 0.00097009 | 2.67e-09 | 0.0027785 | 1.5148e-09 | 0 | 0
[120 empty] | 7.3.3.17.5 (Remote Grid) Updates to grid topology to minimize risk of ignition in HFTDs Remote GridWLDFRWire-to-wire contactAggregated | WLDFR | HFTD - Distribution - Tier 3 - 1QU CoRE ¦ 2QU LoRE | Non-Red Flag Warning - Large Fires | Wire-to-wire contact | Aggregated | 2063 | 2.7523e-06 | 156.5661 | 0.00043092 | 2063 | Mitigation | 0.95 | 45 | 0 | esc | 0.00097009 | 2.67e-09 | 0.00097009 | 2.67e-09 | 0.0027785 | 1.5148e-09 | 0 | 0
[120 empty] | 7.3.3.17.5 (Remote Grid) Updates to grid topology to minimize risk of ignition in HFTDs Remote GridWLDFRWire-to-wire contactAggregated | WLDFR | HFTD - Distribution - Tier 3 - 1QU CoRE ¦ 2QU LoRE | Non-Red Flag Warning - Large Fires | Wire-to-wire contact | Aggregated | 2064 | 2.7523e-06 | 156.5661 | 0.00043092 | 2064 | Mitigation | 0.95 | 45 | 0 | esc | 0.00097009 | 2.67e-09 | 0.00097009 | 2.67e-09 | 0.0027785 | 1.5148e-09 | 0.014899 | 1.3581e-08
[120 empty] | 7.3.3.17.5 (Remote Grid) Updates to grid topology to minimize risk of ignition in HFTDs Remote GridWLDFRWire-to-wire contactAggregated | WLDFR | HFTD - Distribution - Tier 3 - 1QU CoRE ¦ 2QU LoRE | Non-Red Flag Warning - Large Fires | Wire-to-wire contact | Aggregated | 2065 | 2.7523e-06 | 156.5661 | 0.00043092 | 2065 | Mitigation | 0.95 | 45 | 0 | esc | 0.00097009 | 2.67e-09 | 0.00097009 | 2.67e-09 | 0.0027785 | 1.5148e-09 | 0.014899 | 1.3581e-08
[120 empty] | 7.3.3.17.5 (Remote Grid) Updates to grid topology to minimize risk of ignition in HFTDs Remote GridWLDFRWire-to-wire contactAggregated | WLDFR | HFTD - Distribution - Tier 3 - 1QU CoRE ¦ 2QU LoRE | Non-Red Flag Warning - Large Fires | Wire-to-wire contact | Aggregated | 2066 | 2.7523e-06 | 156.5661 | 0.00043092 | 2066 | Mitigation | 0.95 | 45 | 0 | esc | 0.00097009 | 2.67e-09 | 0.00097009 | 2.67e-09 | 0.0027785 | 1.5148e-09 | 0.014899 | 1.3581e-08
[120 empty] | 7.3.3.17.5 (Remote Grid) Updates to grid topology to minimize risk of ignition in HFTDs Remote GridWLDFRWire-to-wire contactAggregated | WLDFR | HFTD - Distribution - Tier 3 - 1QU CoRE ¦ 2QU LoRE | Non-Red Flag Warning - Large Fires | Wire-to-wire contact | Aggregated | 2067 | 2.7523e-06 | 156.5661 | 0.00043092 | 2067 | Mitigation | 0.95 | 45 | 0 | esc | 0 | 0 | 0.00097009 | 2.67e-09 | 0.0027785 | 1.5148e-09 | 0.014899 | 1.3581e-08
[120 empty] | 7.3.3.17.5 (Remote Grid) Updates to grid topology to minimize risk of ignition in HFTDs Remote GridWLDFRContact from objectAggregated | WLDFR | HFTD - Distribution - Tier 3 - 1QU CoRE ¦ 2QU LoRE | Non-Red Flag Warning - Small Fires | Contact from object | Aggregated | 2022 | 0.00075374 | 156.5661 | 0.11801 | 2022 | Mitigation | 0.95 | 45 | 0 | esc | 0.00097009 | 7.312e-07 | 0 | 0 | 0.0027785 | 1.5148e-09 | 0.014899 | 1.3581e-08
[120 empty] | 7.3.3.17.5 (Remote Grid) Updates to grid topology to minimize risk of ignition in HFTDs Remote GridWLDFRContact from objectAggregated | WLDFR | HFTD - Distribution - Tier 3 - 1QU CoRE ¦ 2QU LoRE | Non-Red Flag Warning - Small Fires | Contact from object | Aggregated | 2023 | 0.00075374 | 156.5661 | 0.11801 | 2023 | Mitigation | 0.95 | 45 | 0 | esc | 0.00097009 | 7.312e-07 | 0.00097009 | 7.312e-07 | 0.0027785 | 1.5148e-09 | 0.014899 | 1.3581e-08
[120 empty] | 7.3.3.17.5 (Remote Grid) Updates to grid topology to minimize risk of ignition in HFTDs Remote GridWLDFRContact from objectAggregated | WLDFR | HFTD - Distribution - Tier 3 - 1QU CoRE ¦ 2QU LoRE | Non-Red Flag Warning - Small Fires | Contact from object | Aggregated | 2024 | 0.00075374 | 156.5661 | 0.11801 | 2024 | Mitigation | 0.95 | 45 | 0 | esc | 0.00097009 | 7.312e-07 | 0.00097009 | 7.312e-07 | 0.0027785 | 1.5148e-09 | 0.014899 | 1.3581e-08
[120 empty] | 7.3.3.17.5 (Remote Grid) Updates to grid topology to minimize risk of ignition in HFTDs Remote GridWLDFRContact from objectAggregated | WLDFR | HFTD - Distribution - Tier 3 - 1QU CoRE ¦ 2QU LoRE | Non-Red Flag Warning - Small Fires | Contact from object | Aggregated | 2025 | 0.00075374 | 156.5661 | 0.11801 | 2025 | Mitigation | 0.95 | 45 | 0 | esc | 0.00097009 | 7.312e-07 | 0.00097009 | 7.312e-07 | 0.0027785 | 1.5148e-09 | 0.014899 | 1.3581e-08
[120 empty] | 7.3.3.17.5 (Remote Grid) Updates to grid topology to minimize risk of ignition in HFTDs Remote GridWLDFRContact from objectAggregated | WLDFR | HFTD - Distribution - Tier 3 - 1QU CoRE ¦ 2QU LoRE | Non-Red Flag Warning - Small Fires | Contact from object | Aggregated | 2026 | 0.00075374 | 156.5661 | 0.11801 | 2026 | Mitigation | 0.95 | 45 | 0 | esc | 0.00097009 | 7.312e-07 | 0.00097009 | 7.312e-07 | 0.0027785 | 1.5148e-09 | 0.014899 | 1.3581e-08
[120 empty] | 7.3.3.17.5 (Remote Grid) Updates to grid topology to minimize risk of ignition in HFTDs Remote GridWLDFRContact from objectAggregated | WLDFR | HFTD - Distribution - Tier 3 - 1QU CoRE ¦ 2QU LoRE | Non-Red Flag Warning - Small Fires | Contact from object | Aggregated | 2027 | 0.00075374 | 156.5661 | 0.11801 | 2027 | Mitigation | 0.95 | 45 | 0 | esc | 0.00097009 | 7.312e-07 | 0.00097009 | 7.312e-07 | 0.0027785 | 1.5148e-09 | 0.014899 | 1.3581e-08
[120 empty] | 7.3.3.17.5 (Remote Grid) Updates to grid topology to minimize risk of ignition in HFTDs Remote GridWLDFRContact from objectAggregated | WLDFR | HFTD - Distribution - Tier 3 - 1QU CoRE ¦ 2QU LoRE | Non-Red Flag Warning - Small Fires | Contact from object | Aggregated | 2028 | 0.00075374 | 156.5661 | 0.11801 | 2028 | Mitigation | 0.95 | 45 | 0 | esc | 0.00097009 | 7.312e-07 | 0.00097009 | 7.312e-07 | 0.0027785 | 1.5148e-09 | 0.014899 | 1.3581e-08
[120 empty] | 7.3.3.17.5 (Remote Grid) Updates to grid topology to minimize risk of ignition in HFTDs Remote GridWLDFRContact from objectAggregated | WLDFR | HFTD - Distribution - Tier 3 - 1QU CoRE ¦ 2QU LoRE | Non-Red Flag Warning - Small Fires | Contact from object | Aggregated | 2029 | 0.00075374 | 156.5661 | 0.11801 | 2029 | Mitigation | 0.95 | 45 | 0 | esc | 0.00097009 | 7.312e-07 | 0.00097009 | 7.312e-07 | 0.0027785 | 1.5148e-09 | 0.014899 | 1.3581e-08
[120 empty] | 7.3.3.17.5 (Remote Grid) Updates to grid topology to minimize risk of ignition in HFTDs Remote GridWLDFRContact from objectAggregated | WLDFR | HFTD - Distribution - Tier 3 - 1QU CoRE ¦ 2QU LoRE | Non-Red Flag Warning - Small Fires | Contact from object | Aggregated | 2030 | 0.00075374 | 156.5661 | 0.11801 | 2030 | Mitigation | 0.95 | 45 | 0 | esc | 0.00097009 | 7.312e-07 | 0.00097009 | 7.312e-07 | 0.0027785 | 1.5148e-09 | 0.014899 | 1.3581e-08
[120 empty] | 7.3.3.17.5 (Remote Grid) Updates to grid topology to minimize risk of ignition in HFTDs Remote GridWLDFRContact from objectAggregated | WLDFR | HFTD - Distribution - Tier 3 - 1QU CoRE ¦ 2QU LoRE | Non-Red Flag Warning - Small Fires | Contact from object | Aggregated | 2031 | 0.00075374 | 156.5661 | 0.11801 | 2031 | Mitigation | 0.95 | 45 | 0 | esc | 0.00097009 | 7.312e-07 | 0.00097009 | 7.312e-07 | 0.0027785 | 1.5148e-09 | 0.014899 | 1.3581e-08
[120 empty] | 7.3.3.17.5 (Remote Grid) Updates to grid topology to minimize risk of ignition in HFTDs Remote GridWLDFRContact from objectAggregated | WLDFR | HFTD - Distribution - Tier 3 - 1QU CoRE ¦ 2QU LoRE | Non-Red Flag Warning - Small Fires | Contact from object | Aggregated | 2032 | 0.00075374 | 156.5661 | 0.11801 | 2032 | Mitigation | 0.95 | 45 | 0 | esc | 0.00097009 | 7.312e-07 | 0.00097009 | 7.312e-07 | 0.0027785 | 1.5148e-09 | 0.014899 | 1.3581e-08
[120 empty] | 7.3.3.17.5 (Remote Grid) Updates to grid topology to minimize risk of ignition in HFTDs Remote GridWLDFRContact from objectAggregated | WLDFR | HFTD - Distribution - Tier 3 - 1QU CoRE ¦ 2QU LoRE | Non-Red Flag Warning - Small Fires | Contact from object | Aggregated | 2033 | 0.00075374 | 156.5661 | 0.11801 | 2033 | Mitigation | 0.95 | 45 | 0 | esc | 0.00097009 | 7.312e-07 | 0.00097009 | 7.312e-07 | 0.0027785 | 1.5148e-09 | 0.014899 | 1.3581e-08
[120 empty] | 7.3.3.17.5 (Remote Grid) Updates to grid topology to minimize risk of ignition in HFTDs Remote GridWLDFRContact from objectAggregated | WLDFR | HFTD - Distribution - Tier 3 - 1QU CoRE ¦ 2QU LoRE | Non-Red Flag Warning - Small Fires | Contact from object | Aggregated | 2034 | 0.00075374 | 156.5661 | 0.11801 | 2034 | Mitigation | 0.95 | 45 | 0 | esc | 0.00097009 | 7.312e-07 | 0.00097009 | 7.312e-07 | 0.0027785 | 1.5148e-09 | 0.014899 | 1.3581e-08
[120 empty] | 7.3.3.17.5 (Remote Grid) Updates to grid topology to minimize risk of ignition in HFTDs Remote GridWLDFRContact from objectAggregated | WLDFR | HFTD - Distribution - Tier 3 - 1QU CoRE ¦ 2QU LoRE | Non-Red Flag Warning - Small Fires | Contact from object | Aggregated | 2035 | 0.00075374 | 156.5661 | 0.11801 | 2035 | Mitigation | 0.95 | 45 | 0 | esc | 0.00097009 | 7.312e-07 | 0.00097009 | 7.312e-07 | 0.0027785 | 1.5148e-09 | 0.014899 | 1.3581e-08
[120 empty] | 7.3.3.17.5 (Remote Grid) Updates to grid topology to minimize risk of ignition in HFTDs Remote GridWLDFRContact from objectAggregated | WLDFR | HFTD - Distribution - Tier 3 - 1QU CoRE ¦ 2QU LoRE | Non-Red Flag Warning - Small Fires | Contact from object | Aggregated | 2036 | 0.00075374 | 156.5661 | 0.11801 | 2036 | Mitigation | 0.95 | 45 | 0 | esc | 0.00097009 | 7.312e-07 | 0.00097009 | 7.312e-07 | 0.0027785 | 1.5148e-09 | 0.014899 | 1.3581e-08
[120 empty] | 7.3.3.17.5 (Remote Grid) Updates to grid topology to minimize risk of ignition in HFTDs Remote GridWLDFRContact from objectAggregated | WLDFR | HFTD - Distribution - Tier 3 - 1QU CoRE ¦ 2QU LoRE | Non-Red Flag Warning - Small Fires | Contact from object | Aggregated | 2037 | 0.00075374 | 156.5661 | 0.11801 | 2037 | Mitigation | 0.95 | 45 | 0 | esc | 0.00097009 | 7.312e-07 | 0.00097009 | 7.312e-07 | 0.0027785 | 1.5148e-09 | 0.014899 | 1.3581e-08
[120 empty] | 7.3.3.17.5 (Remote Grid) Updates to grid topology to minimize risk of ignition in HFTDs Remote GridWLDFRContact from objectAggregated | WLDFR | HFTD - Distribution - Tier 3 - 1QU CoRE ¦ 2QU LoRE | Non-Red Flag Warning - Small Fires | Contact from object | Aggregated | 2038 | 0.00075374 | 156.5661 | 0.11801 | 2038 | Mitigation | 0.95 | 45 | 0 | esc | 0.00097009 | 7.312e-07 | 0.00097009 | 7.312e-07 | 0.0027785 | 1.5148e-09 | 0.014899 | 1.3581e-08
[120 empty] | 7.3.3.17.5 (Remote Grid) Updates to grid topology to minimize risk of ignition in HFTDs Remote GridWLDFRContact from objectAggregated | WLDFR | HFTD - Distribution - Tier 3 - 1QU CoRE ¦ 2QU LoRE | Non-Red Flag Warning - Small Fires | Contact from object | Aggregated | 2039 | 0.00075374 | 156.5661 | 0.11801 | 2039 | Mitigation | 0.95 | 45 | 0 | esc | 0.00097009 | 7.312e-07 | 0.00097009 | 7.312e-07 | 0.0027785 | 1.5148e-09 | 0.014899 | 1.3581e-08
[120 empty] | 7.3.3.17.5 (Remote Grid) Updates to grid topology to minimize risk of ignition in HFTDs Remote GridWLDFRContact from objectAggregated | WLDFR | HFTD - Distribution - Tier 3 - 1QU CoRE ¦ 2QU LoRE | Non-Red Flag Warning - Small Fires | Contact from object | Aggregated | 2040 | 0.00075374 | 156.5661 | 0.11801 | 2040 | Mitigation | 0.95 | 45 | 0 | esc | 0.00097009 | 7.312e-07 | 0.00097009 | 7.312e-07 | 0.0027785 | 1.5148e-09 | 0.014899 | 1.3581e-08
[120 empty] | 7.3.3.17.5 (Remote Grid) Updates to grid topology to minimize risk of ignition in HFTDs Remote GridWLDFRContact from objectAggregated | WLDFR | HFTD - Distribution - Tier 3 - 1QU CoRE ¦ 2QU LoRE | Non-Red Flag Warning - Small Fires | Contact from object | Aggregated | 2041 | 0.00075374 | 156.5661 | 0.11801 | 2041 | Mitigation | 0.95 | 45 | 0 | esc | 0.00097009 | 7.312e-07 | 0.00097009 | 7.312e-07 | 0.0027785 | 1.5148e-09 | 0.014899 | 1.3581e-08
[120 empty] | 7.3.3.17.5 (Remote Grid) Updates to grid topology to minimize risk of ignition in HFTDs Remote GridWLDFRContact from objectAggregated | WLDFR | HFTD - Distribution - Tier 3 - 1QU CoRE ¦ 2QU LoRE | Non-Red Flag Warning - Small Fires | Contact from object | Aggregated | 2042 | 0.00075374 | 156.5661 | 0.11801 | 2042 | Mitigation | 0.95 | 45 | 0 | esc | 0.00097009 | 7.312e-07 | 0.00097009 | 7.312e-07 | 0.0027785 | 1.5148e-09 | 0.014899 | 1.3581e-08
[120 empty] | 7.3.3.17.5 (Remote Grid) Updates to grid topology to minimize risk of ignition in HFTDs Remote GridWLDFRContact from objectAggregated | WLDFR | HFTD - Distribution - Tier 3 - 1QU CoRE ¦ 2QU LoRE | Non-Red Flag Warning - Small Fires | Contact from object | Aggregated | 2043 | 0.00075374 | 156.5661 | 0.11801 | 2043 | Mitigation | 0.95 | 45 | 0 | esc | 0.00097009 | 7.312e-07 | 0.00097009 | 7.312e-07 | 0.0027785 | 1.5148e-09 | 0.014899 | 1.3581e-08
[120 empty] | 7.3.3.17.5 (Remote Grid) Updates to grid topology to minimize risk of ignition in HFTDs Remote GridWLDFRContact from objectAggregated | WLDFR | HFTD - Distribution - Tier 3 - 1QU CoRE ¦ 2QU LoRE | Non-Red Flag Warning - Small Fires | Contact from object | Aggregated | 2044 | 0.00075374 | 156.5661 | 0.11801 | 2044 | Mitigation | 0.95 | 45 | 0 | esc | 0.00097009 | 7.312e-07 | 0.00097009 | 7.312e-07 | 0.0027785 | 1.5148e-09 | 0.014899 | 1.3581e-08
[120 empty] | 7.3.3.17.5 (Remote Grid) Updates to grid topology to minimize risk of ignition in HFTDs Remote GridWLDFRContact from objectAggregated | WLDFR | HFTD - Distribution - Tier 3 - 1QU CoRE ¦ 2QU LoRE | Non-Red Flag Warning - Small Fires | Contact from object | Aggregated | 2045 | 0.00075374 | 156.5661 | 0.11801 | 2045 | Mitigation | 0.95 | 45 | 0 | esc | 0.00097009 | 7.312e-07 | 0.00097009 | 7.312e-07 | 0.0027785 | 1.5148e-09 | 0.014899 | 1.3581e-08
[120 empty] | 7.3.3.17.5 (Remote Grid) Updates to grid topology to minimize risk of ignition in HFTDs Remote GridWLDFRContact from objectAggregated | WLDFR | HFTD - Distribution - Tier 3 - 1QU CoRE ¦ 2QU LoRE | Non-Red Flag Warning - Small Fires | Contact from object | Aggregated | 2046 | 0.00075374 | 156.5661 | 0.11801 | 2046 | Mitigation | 0.95 | 45 | 0 | esc | 0.00097009 | 7.312e-07 | 0.00097009 | 7.312e-07 | 0.0027785 | 1.5148e-09 | 0.014899 | 1.3581e-08
[120 empty] | 7.3.3.17.5 (Remote Grid) Updates to grid topology to minimize risk of ignition in HFTDs Remote GridWLDFRContact from objectAggregated | WLDFR | HFTD - Distribution - Tier 3 - 1QU CoRE ¦ 2QU LoRE | Non-Red Flag Warning - Small Fires | Contact from object | Aggregated | 2047 | 0.00075374 | 156.5661 | 0.11801 | 2047 | Mitigation | 0.95 | 45 | 0 | esc | 0.00097009 | 7.312e-07 | 0.00097009 | 7.312e-07 | 0.0027785 | 1.5148e-09 | 0.014899 | 1.3581e-08
[120 empty] | 7.3.3.17.5 (Remote Grid) Updates to grid topology to minimize risk of ignition in HFTDs Remote GridWLDFRContact from objectAggregated | WLDFR | HFTD - Distribution - Tier 3 - 1QU CoRE ¦ 2QU LoRE | Non-Red Flag Warning - Small Fires | Contact from object | Aggregated | 2048 | 0.00075374 | 156.5661 | 0.11801 | 2048 | Mitigation | 0.95 | 45 | 0 | esc | 0.00097009 | 7.312e-07 | 0.00097009 | 7.312e-07 | 0.0027785 | 1.5148e-09 | 0 | 0
[120 empty] | 7.3.3.17.5 (Remote Grid) Updates to grid topology to minimize risk of ignition in HFTDs Remote GridWLDFRContact from objectAggregated | WLDFR | HFTD - Distribution - Tier 3 - 1QU CoRE ¦ 2QU LoRE | Non-Red Flag Warning - Small Fires | Contact from object | Aggregated | 2049 | 0.00075374 | 156.5661 | 0.11801 | 2049 | Mitigation | 0.95 | 45 | 0 | esc | 0.00097009 | 7.312e-07 | 0.00097009 | 7.312e-07 | 0.0027785 | 1.5148e-09 | 0 | 0
[120 empty] | 7.3.3.17.5 (Remote Grid) Updates to grid topology to minimize risk of ignition in HFTDs Remote GridWLDFRContact from objectAggregated | WLDFR | HFTD - Distribution - Tier 3 - 1QU CoRE ¦ 2QU LoRE | Non-Red Flag Warning - Small Fires | Contact from object | Aggregated | 2050 | 0.00075374 | 156.5661 | 0.11801 | 2050 | Mitigation | 0.95 | 45 | 0 | esc | 0.00097009 | 7.312e-07 | 0.00097009 | 7.312e-07 | 0.0027785 | 1.5148e-09 | 0.008942 | 5.0863e-08
[120 empty] | 7.3.3.17.5 (Remote Grid) Updates to grid topology to minimize risk of ignition in HFTDs Remote GridWLDFRContact from objectAggregated | WLDFR | HFTD - Distribution - Tier 3 - 1QU CoRE ¦ 2QU LoRE | Non-Red Flag Warning - Small Fires | Contact from object | Aggregated | 2051 | 0.00075374 | 156.5661 | 0.11801 | 2051 | Mitigation | 0.95 | 45 | 0 | esc | 0.00097009 | 7.312e-07 | 0.00097009 | 7.312e-07 | 0.0027785 | 1.5148e-09 | 0.008942 | 5.0863e-08
[120 empty] | 7.3.3.17.5 (Remote Grid) Updates to grid topology to minimize risk of ignition in HFTDs Remote GridWLDFRContact from objectAggregated | WLDFR | HFTD - Distribution - Tier 3 - 1QU CoRE ¦ 2QU LoRE | Non-Red Flag Warning - Small Fires | Contact from object | Aggregated | 2052 | 0.00075374 | 156.5661 | 0.11801 | 2052 | Mitigation | 0.95 | 45 | 0 | esc | 0.00097009 | 7.312e-07 | 0.00097009 | 7.312e-07 | 0.0027785 | 1.5148e-09 | 0.008942 | 5.0863e-08
[120 empty] | 7.3.3.17.5 (Remote Grid) Updates to grid topology to minimize risk of ignition in HFTDs Remote GridWLDFRContact from objectAggregated | WLDFR | HFTD - Distribution - Tier 3 - 1QU CoRE ¦ 2QU LoRE | Non-Red Flag Warning - Small Fires | Contact from object | Aggregated | 2053 | 0.00075374 | 156.5661 | 0.11801 | 2053 | Mitigation | 0.95 | 45 | 0 | esc | 0.00097009 | 7.312e-07 | 0.00097009 | 7.312e-07 | 0.0027785 | 1.5148e-09 | 0.008942 | 5.0863e-08
[120 empty] | 7.3.3.17.5 (Remote Grid) Updates to grid topology to minimize risk of ignition in HFTDs Remote GridWLDFRContact from objectAggregated | WLDFR | HFTD - Distribution - Tier 3 - 1QU CoRE ¦ 2QU LoRE | Non-Red Flag Warning - Small Fires | Contact from object | Aggregated | 2054 | 0.00075374 | 156.5661 | 0.11801 | 2054 | Mitigation | 0.95 | 45 | 0 | esc | 0.00097009 | 7.312e-07 | 0.00097009 | 7.312e-07 | 0.0027785 | 1.5148e-09 | 0.008942 | 5.0863e-08
[120 empty] | 7.3.3.17.5 (Remote Grid) Updates to grid topology to minimize risk of ignition in HFTDs Remote GridWLDFRContact from objectAggregated | WLDFR | HFTD - Distribution - Tier 3 - 1QU CoRE ¦ 2QU LoRE | Non-Red Flag Warning - Small Fires | Contact from object | Aggregated | 2055 | 0.00075374 | 156.5661 | 0.11801 | 2055 | Mitigation | 0.95 | 45 | 0 | esc | 0.00097009 | 7.312e-07 | 0.00097009 | 7.312e-07 | 0.0027785 | 1.5148e-09 | 0.008942 | 5.0863e-08
[120 empty] | 7.3.3.17.5 (Remote Grid) Updates to grid topology to minimize risk of ignition in HFTDs Remote GridWLDFRContact from objectAggregated | WLDFR | HFTD - Distribution - Tier 3 - 1QU CoRE ¦ 2QU LoRE | Non-Red Flag Warning - Small Fires | Contact from object | Aggregated | 2056 | 0.00075374 | 156.5661 | 0.11801 | 2056 | Mitigation | 0.95 | 45 | 0 | esc | 0.00097009 | 7.312e-07 | 0.00097009 | 7.312e-07 | 0 | 0 | 0.008942 | 5.0863e-08
[120 empty] | 7.3.3.17.5 (Remote Grid) Updates to grid topology to minimize risk of ignition in HFTDs Remote GridWLDFRContact from objectAggregated | WLDFR | HFTD - Distribution - Tier 3 - 1QU CoRE ¦ 2QU LoRE | Non-Red Flag Warning - Small Fires | Contact from object | Aggregated | 2057 | 0.00075374 | 156.5661 | 0.11801 | 2057 | Mitigation | 0.95 | 45 | 0 | esc | 0.00097009 | 7.312e-07 | 0.00097009 | 7.312e-07 | 0.0027785 | 2.551e-09 | 0.008942 | 5.0863e-08
[120 empty] | 7.3.3.17.5 (Remote Grid) Updates to grid topology to minimize risk of ignition in HFTDs Remote GridWLDFRContact from objectAggregated | WLDFR | HFTD - Distribution - Tier 3 - 1QU CoRE ¦ 2QU LoRE | Non-Red Flag Warning - Small Fires | Contact from object | Aggregated | 2058 | 0.00075374 | 156.5661 | 0.11801 | 2058 | Mitigation | 0.95 | 45 | 0 | esc | 0.00097009 | 7.312e-07 | 0.00097009 | 7.312e-07 | 0.0027785 | 2.551e-09 | 0.008942 | 5.0863e-08
[120 empty] | 7.3.3.17.5 (Remote Grid) Updates to grid topology to minimize risk of ignition in HFTDs Remote GridWLDFRContact from objectAggregated | WLDFR | HFTD - Distribution - Tier 3 - 1QU CoRE ¦ 2QU LoRE | Non-Red Flag Warning - Small Fires | Contact from object | Aggregated | 2059 | 0.00075374 | 156.5661 | 0.11801 | 2059 | Mitigation | 0.95 | 45 | 0 | esc | 0.00097009 | 7.312e-07 | 0.00097009 | 7.312e-07 | 0.0027785 | 2.551e-09 | 0.008942 | 5.0863e-08
[120 empty] | 7.3.3.17.5 (Remote Grid) Updates to grid topology to minimize risk of ignition in HFTDs Remote GridWLDFRContact from objectAggregated | WLDFR | HFTD - Distribution - Tier 3 - 1QU CoRE ¦ 2QU LoRE | Non-Red Flag Warning - Small Fires | Contact from object | Aggregated | 2060 | 0.00075374 | 156.5661 | 0.11801 | 2060 | Mitigation | 0.95 | 45 | 0 | esc | 0.00097009 | 7.312e-07 | 0.00097009 | 7.312e-07 | 0.0027785 | 2.551e-09 | 0.008942 | 5.0863e-08
[120 empty] | 7.3.3.17.5 (Remote Grid) Updates to grid topology to minimize risk of ignition in HFTDs Remote GridWLDFRContact from objectAggregated | WLDFR | HFTD - Distribution - Tier 3 - 1QU CoRE ¦ 2QU LoRE | Non-Red Flag Warning - Small Fires | Contact from object | Aggregated | 2061 | 0.00075374 | 156.5661 | 0.11801 | 2061 | Mitigation | 0.95 | 45 | 0 | esc | 0.00097009 | 7.312e-07 | 0.00097009 | 7.312e-07 | 0.0027785 | 2.551e-09 | 0.008942 | 5.0863e-08
[120 empty] | 7.3.3.17.5 (Remote Grid) Updates to grid topology to minimize risk of ignition in HFTDs Remote GridWLDFRContact from objectAggregated | WLDFR | HFTD - Distribution - Tier 3 - 1QU CoRE ¦ 2QU LoRE | Non-Red Flag Warning - Small Fires | Contact from object | Aggregated | 2062 | 0.00075374 | 156.5661 | 0.11801 | 2062 | Mitigation | 0.95 | 45 | 0 | esc | 0.00097009 | 7.312e-07 | 0.00097009 | 7.312e-07 | 0.0027785 | 2.551e-09 | 0.008942 | 5.0863e-08
[120 empty] | 7.3.3.17.5 (Remote Grid) Updates to grid topology to minimize risk of ignition in HFTDs Remote GridWLDFRContact from objectAggregated | WLDFR | HFTD - Distribution - Tier 3 - 1QU CoRE ¦ 2QU LoRE | Non-Red Flag Warning - Small Fires | Contact from object | Aggregated | 2063 | 0.00075374 | 156.5661 | 0.11801 | 2063 | Mitigation | 0.95 | 45 | 0 | esc | 0.00097009 | 7.312e-07 | 0.00097009 | 7.312e-07 | 0.0027785 | 2.551e-09 | 0.008942 | 5.0863e-08
[120 empty] | 7.3.3.17.5 (Remote Grid) Updates to grid topology to minimize risk of ignition in HFTDs Remote GridWLDFRContact from objectAggregated | WLDFR | HFTD - Distribution - Tier 3 - 1QU CoRE ¦ 2QU LoRE | Non-Red Flag Warning - Small Fires | Contact from object | Aggregated | 2064 | 0.00075374 | 156.5661 | 0.11801 | 2064 | Mitigation | 0.95 | 45 | 0 | esc | 0.00097009 | 7.312e-07 | 0.00097009 | 7.312e-07 | 0.0027785 | 2.551e-09 | 0.008942 | 5.0863e-08
[120 empty] | 7.3.3.17.5 (Remote Grid) Updates to grid topology to minimize risk of ignition in HFTDs Remote GridWLDFRContact from objectAggregated | WLDFR | HFTD - Distribution - Tier 3 - 1QU CoRE ¦ 2QU LoRE | Non-Red Flag Warning - Small Fires | Contact from object | Aggregated | 2065 | 0.00075374 | 156.5661 | 0.11801 | 2065 | Mitigation | 0.95 | 45 | 0 | esc | 0.00097009 | 7.312e-07 | 0.00097009 | 7.312e-07 | 0.0027785 | 2.551e-09 | 0.008942 | 5.0863e-08
[120 empty] | 7.3.3.17.5 (Remote Grid) Updates to grid topology to minimize risk of ignition in HFTDs Remote GridWLDFRContact from objectAggregated | WLDFR | HFTD - Distribution - Tier 3 - 1QU CoRE ¦ 2QU LoRE | Non-Red Flag Warning - Small Fires | Contact from object | Aggregated | 2066 | 0.00075374 | 156.5661 | 0.11801 | 2066 | Mitigation | 0.95 | 45 | 0 | esc | 0.00097009 | 7.312e-07 | 0.00097009 | 7.312e-07 | 0.0027785 | 2.551e-09 | 0.008942 | 5.0863e-08
[120 empty] | 7.3.3.17.5 (Remote Grid) Updates to grid topology to minimize risk of ignition in HFTDs Remote GridWLDFRContact from objectAggregated | WLDFR | HFTD - Distribution - Tier 3 - 1QU CoRE ¦ 2QU LoRE | Non-Red Flag Warning - Small Fires | Contact from object | Aggregated | 2067 | 0.00075374 | 156.5661 | 0.11801 | 2067 | Mitigation | 0.95 | 45 | 0 | esc | 0 | 0 | 0.00097009 | 7.312e-07 | 0.0027785 | 2.551e-09 | 0.008942 | 5.0863e-08
[120 empty] | 7.3.3.17.5 (Remote Grid) Updates to grid topology to minimize risk of ignition in HFTDs Remote GridWLDFRContaminationAggregated | WLDFR | HFTD - Distribution - Tier 3 - 1QU CoRE ¦ 2QU LoRE | Non-Red Flag Warning - Small Fires | Contamination | Aggregated | 2022 | 2.369e-05 | 156.5661 | 0.003709 | 2022 | Mitigation | 0.95 | 45 | 0 | esc | 0.00097009 | 2.2981e-08 | 0 | 0 | 0.0027785 | 2.551e-09 | 0.008942 | 5.0863e-08
[120 empty] | 7.3.3.17.5 (Remote Grid) Updates to grid topology to minimize risk of ignition in HFTDs Remote GridWLDFRContaminationAggregated | WLDFR | HFTD - Distribution - Tier 3 - 1QU CoRE ¦ 2QU LoRE | Non-Red Flag Warning - Small Fires | Contamination | Aggregated | 2023 | 2.369e-05 | 156.5661 | 0.003709 | 2023 | Mitigation | 0.95 | 45 | 0 | esc | 0.00097009 | 2.2981e-08 | 0.00097009 | 2.2981e-08 | 0.0027785 | 2.551e-09 | 0.008942 | 5.0863e-08
[120 empty] | 7.3.3.17.5 (Remote Grid) Updates to grid topology to minimize risk of ignition in HFTDs Remote GridWLDFRContaminationAggregated | WLDFR | HFTD - Distribution - Tier 3 - 1QU CoRE ¦ 2QU LoRE | Non-Red Flag Warning - Small Fires | Contamination | Aggregated | 2024 | 2.369e-05 | 156.5661 | 0.003709 | 2024 | Mitigation | 0.95 | 45 | 0 | esc | 0.00097009 | 2.2981e-08 | 0.00097009 | 2.2981e-08 | 0.0027785 | 2.551e-09 | 0.008942 | 5.0863e-08
[120 empty] | 7.3.3.17.5 (Remote Grid) Updates to grid topology to minimize risk of ignition in HFTDs Remote GridWLDFRContaminationAggregated | WLDFR | HFTD - Distribution - Tier 3 - 1QU CoRE ¦ 2QU LoRE | Non-Red Flag Warning - Small Fires | Contamination | Aggregated | 2025 | 2.369e-05 | 156.5661 | 0.003709 | 2025 | Mitigation | 0.95 | 45 | 0 | esc | 0.00097009 | 2.2981e-08 | 0.00097009 | 2.2981e-08 | 0.0027785 | 2.551e-09 | 0.008942 | 5.0863e-08
[120 empty] | 7.3.3.17.5 (Remote Grid) Updates to grid topology to minimize risk of ignition in HFTDs Remote GridWLDFRContaminationAggregated | WLDFR | HFTD - Distribution - Tier 3 - 1QU CoRE ¦ 2QU LoRE | Non-Red Flag Warning - Small Fires | Contamination | Aggregated | 2026 | 2.369e-05 | 156.5661 | 0.003709 | 2026 | Mitigation | 0.95 | 45 | 0 | esc | 0.00097009 | 2.2981e-08 | 0.00097009 | 2.2981e-08 | 0.0027785 | 2.551e-09 | 0.008942 | 5.0863e-08
[120 empty] | 7.3.3.17.5 (Remote Grid) Updates to grid topology to minimize risk of ignition in HFTDs Remote GridWLDFRContaminationAggregated | WLDFR | HFTD - Distribution - Tier 3 - 1QU CoRE ¦ 2QU LoRE | Non-Red Flag Warning - Small Fires | Contamination | Aggregated | 2027 | 2.369e-05 | 156.5661 | 0.003709 | 2027 | Mitigation | 0.95 | 45 | 0 | esc | 0.00097009 | 2.2981e-08 | 0.00097009 | 2.2981e-08 | 0.0027785 | 2.551e-09 | 0.008942 | 5.0863e-08
[120 empty] | 7.3.3.17.5 (Remote Grid) Updates to grid topology to minimize risk of ignition in HFTDs Remote GridWLDFRContaminationAggregated | WLDFR | HFTD - Distribution - Tier 3 - 1QU CoRE ¦ 2QU LoRE | Non-Red Flag Warning - Small Fires | Contamination | Aggregated | 2028 | 2.369e-05 | 156.5661 | 0.003709 | 2028 | Mitigation | 0.95 | 45 | 0 | esc | 0.00097009 | 2.2981e-08 | 0.00097009 | 2.2981e-08 | 0.0027785 | 2.551e-09 | 0.008942 | 5.0863e-08
[120 empty] | 7.3.3.17.5 (Remote Grid) Updates to grid topology to minimize risk of ignition in HFTDs Remote GridWLDFRContaminationAggregated | WLDFR | HFTD - Distribution - Tier 3 - 1QU CoRE ¦ 2QU LoRE | Non-Red Flag Warning - Small Fires | Contamination | Aggregated | 2029 | 2.369e-05 | 156.5661 | 0.003709 | 2029 | Mitigation | 0.95 | 45 | 0 | esc | 0.00097009 | 2.2981e-08 | 0.00097009 | 2.2981e-08 | 0.0027785 | 2.551e-09 | 0.008942 | 5.0863e-08
[120 empty] | 7.3.3.17.5 (Remote Grid) Updates to grid topology to minimize risk of ignition in HFTDs Remote GridWLDFRContaminationAggregated | WLDFR | HFTD - Distribution - Tier 3 - 1QU CoRE ¦ 2QU LoRE | Non-Red Flag Warning - Small Fires | Contamination | Aggregated | 2030 | 2.369e-05 | 156.5661 | 0.003709 | 2030 | Mitigation | 0.95 | 45 | 0 | esc | 0.00097009 | 2.2981e-08 | 0.00097009 | 2.2981e-08 | 0.0027785 | 2.551e-09 | 0.008942 | 5.0863e-08
[120 empty] | 7.3.3.17.5 (Remote Grid) Updates to grid topology to minimize risk of ignition in HFTDs Remote GridWLDFRContaminationAggregated | WLDFR | HFTD - Distribution - Tier 3 - 1QU CoRE ¦ 2QU LoRE | Non-Red Flag Warning - Small Fires | Contamination | Aggregated | 2031 | 2.369e-05 | 156.5661 | 0.003709 | 2031 | Mitigation | 0.95 | 45 | 0 | esc | 0.00097009 | 2.2981e-08 | 0.00097009 | 2.2981e-08 | 0.0027785 | 2.551e-09 | 0.008942 | 5.0863e-08
[120 empty] | 7.3.3.17.5 (Remote Grid) Updates to grid topology to minimize risk of ignition in HFTDs Remote GridWLDFRContaminationAggregated | WLDFR | HFTD - Distribution - Tier 3 - 1QU CoRE ¦ 2QU LoRE | Non-Red Flag Warning - Small Fires | Contamination | Aggregated | 2032 | 2.369e-05 | 156.5661 | 0.003709 | 2032 | Mitigation | 0.95 | 45 | 0 | esc | 0.00097009 | 2.2981e-08 | 0.00097009 | 2.2981e-08 | 0.0027785 | 2.551e-09 | 0.008942 | 5.0863e-08
[120 empty] | 7.3.3.17.5 (Remote Grid) Updates to grid topology to minimize risk of ignition in HFTDs Remote GridWLDFRContaminationAggregated | WLDFR | HFTD - Distribution - Tier 3 - 1QU CoRE ¦ 2QU LoRE | Non-Red Flag Warning - Small Fires | Contamination | Aggregated | 2033 | 2.369e-05 | 156.5661 | 0.003709 | 2033 | Mitigation | 0.95 | 45 | 0 | esc | 0.00097009 | 2.2981e-08 | 0.00097009 | 2.2981e-08 | 0.0027785 | 2.551e-09 | 0.008942 | 5.0863e-08
[120 empty] | 7.3.3.17.5 (Remote Grid) Updates to grid topology to minimize risk of ignition in HFTDs Remote GridWLDFRContaminationAggregated | WLDFR | HFTD - Distribution - Tier 3 - 1QU CoRE ¦ 2QU LoRE | Non-Red Flag Warning - Small Fires | Contamination | Aggregated | 2034 | 2.369e-05 | 156.5661 | 0.003709 | 2034 | Mitigation | 0.95 | 45 | 0 | esc | 0.00097009 | 2.2981e-08 | 0.00097009 | 2.2981e-08 | 0.0027785 | 2.551e-09 | 0 | 0
[120 empty] | 7.3.3.17.5 (Remote Grid) Updates to grid topology to minimize risk of ignition in HFTDs Remote GridWLDFRContaminationAggregated | WLDFR | HFTD - Distribution - Tier 3 - 1QU CoRE ¦ 2QU LoRE | Non-Red Flag Warning - Small Fires | Contamination | Aggregated | 2035 | 2.369e-05 | 156.5661 | 0.003709 | 2035 | Mitigation | 0.95 | 45 | 0 | esc | 0.00097009 | 2.2981e-08 | 0.00097009 | 2.2981e-08 | 0.0027785 | 2.551e-09 | 0 | 0
[120 empty] | 7.3.3.17.5 (Remote Grid) Updates to grid topology to minimize risk of ignition in HFTDs Remote GridWLDFRContaminationAggregated | WLDFR | HFTD - Distribution - Tier 3 - 1QU CoRE ¦ 2QU LoRE | Non-Red Flag Warning - Small Fires | Contamination | Aggregated | 2036 | 2.369e-05 | 156.5661 | 0.003709 | 2036 | Mitigation | 0.95 | 45 | 0 | esc | 0.00097009 | 2.2981e-08 | 0.00097009 | 2.2981e-08 | 0.0027785 | 2.551e-09 | 0.0088147 | 1.9076e-07
[120 empty] | 7.3.3.17.5 (Remote Grid) Updates to grid topology to minimize risk of ignition in HFTDs Remote GridWLDFRContaminationAggregated | WLDFR | HFTD - Distribution - Tier 3 - 1QU CoRE ¦ 2QU LoRE | Non-Red Flag Warning - Small Fires | Contamination | Aggregated | 2037 | 2.369e-05 | 156.5661 | 0.003709 | 2037 | Mitigation | 0.95 | 45 | 0 | esc | 0.00097009 | 2.2981e-08 | 0.00097009 | 2.2981e-08 | 0.0027785 | 2.551e-09 | 0.0088147 | 1.9076e-07
[120 empty] | 7.3.3.17.5 (Remote Grid) Updates to grid topology to minimize risk of ignition in HFTDs Remote GridWLDFRContaminationAggregated | WLDFR | HFTD - Distribution - Tier 3 - 1QU CoRE ¦ 2QU LoRE | Non-Red Flag Warning - Small Fires | Contamination | Aggregated | 2038 | 2.369e-05 | 156.5661 | 0.003709 | 2038 | Mitigation | 0.95 | 45 | 0 | esc | 0.00097009 | 2.2981e-08 | 0.00097009 | 2.2981e-08 | 0.0027785 | 2.551e-09 | 0.0088147 | 1.9076e-07
[120 empty] | 7.3.3.17.5 (Remote Grid) Updates to grid topology to minimize risk of ignition in HFTDs Remote GridWLDFRContaminationAggregated | WLDFR | HFTD - Distribution - Tier 3 - 1QU CoRE ¦ 2QU LoRE | Non-Red Flag Warning - Small Fires | Contamination | Aggregated | 2039 | 2.369e-05 | 156.5661 | 0.003709 | 2039 | Mitigation | 0.95 | 45 | 0 | esc | 0.00097009 | 2.2981e-08 | 0.00097009 | 2.2981e-08 | 0.0027785 | 2.551e-09 | 0.0088147 | 1.9076e-07
[120 empty] | 7.3.3.17.5 (Remote Grid) Updates to grid topology to minimize risk of ignition in HFTDs Remote GridWLDFRContaminationAggregated | WLDFR | HFTD - Distribution - Tier 3 - 1QU CoRE ¦ 2QU LoRE | Non-Red Flag Warning - Small Fires | Contamination | Aggregated | 2040 | 2.369e-05 | 156.5661 | 0.003709 | 2040 | Mitigation | 0.95 | 45 | 0 | esc | 0.00097009 | 2.2981e-08 | 0.00097009 | 2.2981e-08 | 0.0027785 | 2.551e-09 | 0.0088147 | 1.9076e-07
[120 empty] | 7.3.3.17.5 (Remote Grid) Updates to grid topology to minimize risk of ignition in HFTDs Remote GridWLDFRContaminationAggregated | WLDFR | HFTD - Distribution - Tier 3 - 1QU CoRE ¦ 2QU LoRE | Non-Red Flag Warning - Small Fires | Contamination | Aggregated | 2041 | 2.369e-05 | 156.5661 | 0.003709 | 2041 | Mitigation | 0.95 | 45 | 0 | esc | 0.00097009 | 2.2981e-08 | 0.00097009 | 2.2981e-08 | 0.0027785 | 2.551e-09 | 0.0088147 | 1.9076e-07
[120 empty] | 7.3.3.17.5 (Remote Grid) Updates to grid topology to minimize risk of ignition in HFTDs Remote GridWLDFRContaminationAggregated | WLDFR | HFTD - Distribution - Tier 3 - 1QU CoRE ¦ 2QU LoRE | Non-Red Flag Warning - Small Fires | Contamination | Aggregated | 2042 | 2.369e-05 | 156.5661 | 0.003709 | 2042 | Mitigation | 0.95 | 45 | 0 | esc | 0.00097009 | 2.2981e-08 | 0.00097009 | 2.2981e-08 | 0.0027785 | 2.551e-09 | 0.0088147 | 1.9076e-07
[120 empty] | 7.3.3.17.5 (Remote Grid) Updates to grid topology to minimize risk of ignition in HFTDs Remote GridWLDFRContaminationAggregated | WLDFR | HFTD - Distribution - Tier 3 - 1QU CoRE ¦ 2QU LoRE | Non-Red Flag Warning - Small Fires | Contamination | Aggregated | 2043 | 2.369e-05 | 156.5661 | 0.003709 | 2043 | Mitigation | 0.95 | 45 | 0 | esc | 0.00097009 | 2.2981e-08 | 0.00097009 | 2.2981e-08 | 0.0027785 | 2.551e-09 | 0.0088147 | 1.9076e-07
[120 empty] | 7.3.3.17.5 (Remote Grid) Updates to grid topology to minimize risk of ignition in HFTDs Remote GridWLDFRContaminationAggregated | WLDFR | HFTD - Distribution - Tier 3 - 1QU CoRE ¦ 2QU LoRE | Non-Red Flag Warning - Small Fires | Contamination | Aggregated | 2044 | 2.369e-05 | 156.5661 | 0.003709 | 2044 | Mitigation | 0.95 | 45 | 0 | esc | 0.00097009 | 2.2981e-08 | 0.00097009 | 2.2981e-08 | 0.0027785 | 2.551e-09 | 0.0088147 | 1.9076e-07
[120 empty] | 7.3.3.17.5 (Remote Grid) Updates to grid topology to minimize risk of ignition in HFTDs Remote GridWLDFRContaminationAggregated | WLDFR | HFTD - Distribution - Tier 3 - 1QU CoRE ¦ 2QU LoRE | Non-Red Flag Warning - Small Fires | Contamination | Aggregated | 2045 | 2.369e-05 | 156.5661 | 0.003709 | 2045 | Mitigation | 0.95 | 45 | 0 | esc | 0.00097009 | 2.2981e-08 | 0.00097009 | 2.2981e-08 | 0.0027785 | 2.551e-09 | 0.0088147 | 1.9076e-07
[120 empty] | 7.3.3.17.5 (Remote Grid) Updates to grid topology to minimize risk of ignition in HFTDs Remote GridWLDFRContaminationAggregated | WLDFR | HFTD - Distribution - Tier 3 - 1QU CoRE ¦ 2QU LoRE | Non-Red Flag Warning - Small Fires | Contamination | Aggregated | 2046 | 2.369e-05 | 156.5661 | 0.003709 | 2046 | Mitigation | 0.95 | 45 | 0 | esc | 0.00097009 | 2.2981e-08 | 0.00097009 | 2.2981e-08 | 0.0027785 | 2.551e-09 | 0.0088147 | 1.9076e-07
[120 empty] | 7.3.3.17.5 (Remote Grid) Updates to grid topology to minimize risk of ignition in HFTDs Remote GridWLDFRContaminationAggregated | WLDFR | HFTD - Distribution - Tier 3 - 1QU CoRE ¦ 2QU LoRE | Non-Red Flag Warning - Small Fires | Contamination | Aggregated | 2047 | 2.369e-05 | 156.5661 | 0.003709 | 2047 | Mitigation | 0.95 | 45 | 0 | esc | 0.00097009 | 2.2981e-08 | 0.00097009 | 2.2981e-08 | 0.0027785 | 2.551e-09 | 0.0088147 | 1.9076e-07
[120 empty] | 7.3.3.17.5 (Remote Grid) Updates to grid topology to minimize risk of ignition in HFTDs Remote GridWLDFRContaminationAggregated | WLDFR | HFTD - Distribution - Tier 3 - 1QU CoRE ¦ 2QU LoRE | Non-Red Flag Warning - Small Fires | Contamination | Aggregated | 2048 | 2.369e-05 | 156.5661 | 0.003709 | 2048 | Mitigation | 0.95 | 45 | 0 | esc | 0.00097009 | 2.2981e-08 | 0.00097009 | 2.2981e-08 | 0.0027785 | 2.551e-09 | 0.0088147 | 1.9076e-07
[120 empty] | 7.3.3.17.5 (Remote Grid) Updates to grid topology to minimize risk of ignition in HFTDs Remote GridWLDFRContaminationAggregated | WLDFR | HFTD - Distribution - Tier 3 - 1QU CoRE ¦ 2QU LoRE | Non-Red Flag Warning - Small Fires | Contamination | Aggregated | 2049 | 2.369e-05 | 156.5661 | 0.003709 | 2049 | Mitigation | 0.95 | 45 | 0 | esc | 0.00097009 | 2.2981e-08 | 0.00097009 | 2.2981e-08 | 0.0027785 | 2.551e-09 | 0.0088147 | 1.9076e-07
[120 empty] | 7.3.3.17.5 (Remote Grid) Updates to grid topology to minimize risk of ignition in HFTDs Remote GridWLDFRContaminationAggregated | WLDFR | HFTD - Distribution - Tier 3 - 1QU CoRE ¦ 2QU LoRE | Non-Red Flag Warning - Small Fires | Contamination | Aggregated | 2050 | 2.369e-05 | 156.5661 | 0.003709 | 2050 | Mitigation | 0.95 | 45 | 0 | esc | 0.00097009 | 2.2981e-08 | 0.00097009 | 2.2981e-08 | 0.0027785 | 2.551e-09 | 0.0088147 | 1.9076e-07
[120 empty] | 7.3.3.17.5 (Remote Grid) Updates to grid topology to minimize risk of ignition in HFTDs Remote GridWLDFRContaminationAggregated | WLDFR | HFTD - Distribution - Tier 3 - 1QU CoRE ¦ 2QU LoRE | Non-Red Flag Warning - Small Fires | Contamination | Aggregated | 2051 | 2.369e-05 | 156.5661 | 0.003709 | 2051 | Mitigation | 0.95 | 45 | 0 | esc | 0.00097009 | 2.2981e-08 | 0.00097009 | 2.2981e-08 | 0.0027785 | 2.551e-09 | 0.0088147 | 1.9076e-07
[120 empty] | 7.3.3.17.5 (Remote Grid) Updates to grid topology to minimize risk of ignition in HFTDs Remote GridWLDFRContaminationAggregated | WLDFR | HFTD - Distribution - Tier 3 - 1QU CoRE ¦ 2QU LoRE | Non-Red Flag Warning - Small Fires | Contamination | Aggregated | 2052 | 2.369e-05 | 156.5661 | 0.003709 | 2052 | Mitigation | 0.95 | 45 | 0 | esc | 0.00097009 | 2.2981e-08 | 0.00097009 | 2.2981e-08 | 0.0027785 | 2.551e-09 | 0.0088147 | 1.9076e-07
[120 empty] | 7.3.3.17.5 (Remote Grid) Updates to grid topology to minimize risk of ignition in HFTDs Remote GridWLDFRContaminationAggregated | WLDFR | HFTD - Distribution - Tier 3 - 1QU CoRE ¦ 2QU LoRE | Non-Red Flag Warning - Small Fires | Contamination | Aggregated | 2053 | 2.369e-05 | 156.5661 | 0.003709 | 2053 | Mitigation | 0.95 | 45 | 0 | esc | 0.00097009 | 2.2981e-08 | 0.00097009 | 2.2981e-08 | 0.0027785 | 2.551e-09 | 0.0088147 | 1.9076e-07
[120 empty] | 7.3.3.17.5 (Remote Grid) Updates to grid topology to minimize risk of ignition in HFTDs Remote GridWLDFRContaminationAggregated | WLDFR | HFTD - Distribution - Tier 3 - 1QU CoRE ¦ 2QU LoRE | Non-Red Flag Warning - Small Fires | Contamination | Aggregated | 2054 | 2.369e-05 | 156.5661 | 0.003709 | 2054 | Mitigation | 0.95 | 45 | 0 | esc | 0.00097009 | 2.2981e-08 | 0.00097009 | 2.2981e-08 | 0.0027785 | 2.551e-09 | 0.0088147 | 1.9076e-07
[120 empty] | 7.3.3.17.5 (Remote Grid) Updates to grid topology to minimize risk of ignition in HFTDs Remote GridWLDFRContaminationAggregated | WLDFR | HFTD - Distribution - Tier 3 - 1QU CoRE ¦ 2QU LoRE | Non-Red Flag Warning - Small Fires | Contamination | Aggregated | 2055 | 2.369e-05 | 156.5661 | 0.003709 | 2055 | Mitigation | 0.95 | 45 | 0 | esc | 0.00097009 | 2.2981e-08 | 0.00097009 | 2.2981e-08 | 0.0027785 | 2.551e-09 | 0.0088147 | 1.9076e-07
[120 empty] | 7.3.3.17.5 (Remote Grid) Updates to grid topology to minimize risk of ignition in HFTDs Remote GridWLDFRContaminationAggregated | WLDFR | HFTD - Distribution - Tier 3 - 1QU CoRE ¦ 2QU LoRE | Non-Red Flag Warning - Small Fires | Contamination | Aggregated | 2056 | 2.369e-05 | 156.5661 | 0.003709 | 2056 | Mitigation | 0.95 | 45 | 0 | esc | 0.00097009 | 2.2981e-08 | 0.00097009 | 2.2981e-08 | 0.0027785 | 2.551e-09 | 0.0088147 | 1.9076e-07
[120 empty] | 7.3.3.17.5 (Remote Grid) Updates to grid topology to minimize risk of ignition in HFTDs Remote GridWLDFRContaminationAggregated | WLDFR | HFTD - Distribution - Tier 3 - 1QU CoRE ¦ 2QU LoRE | Non-Red Flag Warning - Small Fires | Contamination | Aggregated | 2057 | 2.369e-05 | 156.5661 | 0.003709 | 2057 | Mitigation | 0.95 | 45 | 0 | esc | 0.00097009 | 2.2981e-08 | 0.00097009 | 2.2981e-08 | 0.0027785 | 2.551e-09 | 0.0088147 | 1.9076e-07
[120 empty] | 7.3.3.17.5 (Remote Grid) Updates to grid topology to minimize risk of ignition in HFTDs Remote GridWLDFRContaminationAggregated | WLDFR | HFTD - Distribution - Tier 3 - 1QU CoRE ¦ 2QU LoRE | Non-Red Flag Warning - Small Fires | Contamination | Aggregated | 2058 | 2.369e-05 | 156.5661 | 0.003709 | 2058 | Mitigation | 0.95 | 45 | 0 | esc | 0.00097009 | 2.2981e-08 | 0.00097009 | 2.2981e-08 | 0.0027785 | 2.551e-09 | 0.0088147 | 1.9076e-07
[120 empty] | 7.3.3.17.5 (Remote Grid) Updates to grid topology to minimize risk of ignition in HFTDs Remote GridWLDFRContaminationAggregated | WLDFR | HFTD - Distribution - Tier 3 - 1QU CoRE ¦ 2QU LoRE | Non-Red Flag Warning - Small Fires | Contamination | Aggregated | 2059 | 2.369e-05 | 156.5661 | 0.003709 | 2059 | Mitigation | 0.95 | 45 | 0 | esc | 0.00097009 | 2.2981e-08 | 0.00097009 | 2.2981e-08 | 0.0027785 | 2.551e-09 | 0.0088147 | 1.9076e-07
[120 empty] | 7.3.3.17.5 (Remote Grid) Updates to grid topology to minimize risk of ignition in HFTDs Remote GridWLDFRContaminationAggregated | WLDFR | HFTD - Distribution - Tier 3 - 1QU CoRE ¦ 2QU LoRE | Non-Red Flag Warning - Small Fires | Contamination | Aggregated | 2060 | 2.369e-05 | 156.5661 | 0.003709 | 2060 | Mitigation | 0.95 | 45 | 0 | esc | 0.00097009 | 2.2981e-08 | 0.00097009 | 2.2981e-08 | 0 | 0 | 0.0088147 | 1.9076e-07
[120 empty] | 7.3.3.17.5 (Remote Grid) Updates to grid topology to minimize risk of ignition in HFTDs Remote GridWLDFRContaminationAggregated | WLDFR | HFTD - Distribution - Tier 3 - 1QU CoRE ¦ 2QU LoRE | Non-Red Flag Warning - Small Fires | Contamination | Aggregated | 2061 | 2.369e-05 | 156.5661 | 0.003709 | 2061 | Mitigation | 0.95 | 45 | 0 | esc | 0.00097009 | 2.2981e-08 | 0.00097009 | 2.2981e-08 | 0.0027785 | 3.1973e-10 | 0.0088147 | 1.9076e-07
[120 empty] | 7.3.3.17.5 (Remote Grid) Updates to grid topology to minimize risk of ignition in HFTDs Remote GridWLDFRContaminationAggregated | WLDFR | HFTD - Distribution - Tier 3 - 1QU CoRE ¦ 2QU LoRE | Non-Red Flag Warning - Small Fires | Contamination | Aggregated | 2062 | 2.369e-05 | 156.5661 | 0.003709 | 2062 | Mitigation | 0.95 | 45 | 0 | esc | 0.00097009 | 2.2981e-08 | 0.00097009 | 2.2981e-08 | 0.0027785 | 3.1973e-10 | 0.0088147 | 1.9076e-07
[120 empty] | 7.3.3.17.5 (Remote Grid) Updates to grid topology to minimize risk of ignition in HFTDs Remote GridWLDFRContaminationAggregated | WLDFR | HFTD - Distribution - Tier 3 - 1QU CoRE ¦ 2QU LoRE | Non-Red Flag Warning - Small Fires | Contamination | Aggregated | 2063 | 2.369e-05 | 156.5661 | 0.003709 | 2063 | Mitigation | 0.95 | 45 | 0 | esc | 0.00097009 | 2.2981e-08 | 0.00097009 | 2.2981e-08 | 0.0027785 | 3.1973e-10 | 0.0088147 | 1.9076e-07
[120 empty] | 7.3.3.17.5 (Remote Grid) Updates to grid topology to minimize risk of ignition in HFTDs Remote GridWLDFRContaminationAggregated | WLDFR | HFTD - Distribution - Tier 3 - 1QU CoRE ¦ 2QU LoRE | Non-Red Flag Warning - Small Fires | Contamination | Aggregated | 2064 | 2.369e-05 | 156.5661 | 0.003709 | 2064 | Mitigation | 0.95 | 45 | 0 | esc | 0.00097009 | 2.2981e-08 | 0.00097009 | 2.2981e-08 | 0.0027785 | 3.1973e-10 | 0.0088147 | 1.9076e-07
[120 empty] | 7.3.3.17.5 (Remote Grid) Updates to grid topology to minimize risk of ignition in HFTDs Remote GridWLDFRContaminationAggregated | WLDFR | HFTD - Distribution - Tier 3 - 1QU CoRE ¦ 2QU LoRE | Non-Red Flag Warning - Small Fires | Contamination | Aggregated | 2065 | 2.369e-05 | 156.5661 | 0.003709 | 2065 | Mitigation | 0.95 | 45 | 0 | esc | 0.00097009 | 2.2981e-08 | 0.00097009 | 2.2981e-08 | 0.0027785 | 3.1973e-10 | 0.0088147 | 1.9076e-07
[120 empty] | 7.3.3.17.5 (Remote Grid) Updates to grid topology to minimize risk of ignition in HFTDs Remote GridWLDFRContaminationAggregated | WLDFR | HFTD - Distribution - Tier 3 - 1QU CoRE ¦ 2QU LoRE | Non-Red Flag Warning - Small Fires | Contamination | Aggregated | 2066 | 2.369e-05 | 156.5661 | 0.003709 | 2066 | Mitigation | 0.95 | 45 | 0 | esc | 0.00097009 | 2.2981e-08 | 0.00097009 | 2.2981e-08 | 0.0027785 | 3.1973e-10 | 0 | 0
[120 empty] | 7.3.3.17.5 (Remote Grid) Updates to grid topology to minimize risk of ignition in HFTDs Remote GridWLDFRContaminationAggregated | WLDFR | HFTD - Distribution - Tier 3 - 1QU CoRE ¦ 2QU LoRE | Non-Red Flag Warning - Small Fires | Contamination | Aggregated | 2067 | 2.369e-05 | 156.5661 | 0.003709 | 2067 | Mitigation | 0.95 | 45 | 0 | esc | 0 | 0 | 0.00097009 | 2.2981e-08 | 0.0027785 | 3.1973e-10 | 0 | 0
[120 empty] | 7.3.3.17.5 (Remote Grid) Updates to grid topology to minimize risk of ignition in HFTDs Remote GridWLDFREquipment / facility failureAggregated | WLDFR | HFTD - Distribution - Tier 3 - 1QU CoRE ¦ 2QU LoRE | Non-Red Flag Warning - Small Fires | Equipment / facility failure | Aggregated | 2022 | 0.00075891 | 156.5661 | 0.11882 | 2022 | Mitigation | 0.95 | 45 | 0 | esc | 0.00097009 | 7.3621e-07 | 0 | 0 | 0.0027785 | 3.1973e-10 | 0.013543 | 5.3195e-08
[120 empty] | 7.3.3.17.5 (Remote Grid) Updates to grid topology to minimize risk of ignition in HFTDs Remote GridWLDFREquipment / facility failureAggregated | WLDFR | HFTD - Distribution - Tier 3 - 1QU CoRE ¦ 2QU LoRE | Non-Red Flag Warning - Small Fires | Equipment / facility failure | Aggregated | 2023 | 0.00075891 | 156.5661 | 0.11882 | 2023 | Mitigation | 0.95 | 45 | 0 | esc | 0.00097009 | 7.3621e-07 | 0.00097009 | 7.3621e-07 | 0.0027785 | 3.1973e-10 | 0.013543 | 5.3195e-08
[120 empty] | 7.3.3.17.5 (Remote Grid) Updates to grid topology to minimize risk of ignition in HFTDs Remote GridWLDFREquipment / facility failureAggregated | WLDFR | HFTD - Distribution - Tier 3 - 1QU CoRE ¦ 2QU LoRE | Non-Red Flag Warning - Small Fires | Equipment / facility failure | Aggregated | 2024 | 0.00075891 | 156.5661 | 0.11882 | 2024 | Mitigation | 0.95 | 45 | 0 | esc | 0.00097009 | 7.3621e-07 | 0.00097009 | 7.3621e-07 | 0.0027785 | 3.1973e-10 | 0.013543 | 5.3195e-08
[120 empty] | 7.3.3.17.5 (Remote Grid) Updates to grid topology to minimize risk of ignition in HFTDs Remote GridWLDFREquipment / facility failureAggregated | WLDFR | HFTD - Distribution - Tier 3 - 1QU CoRE ¦ 2QU LoRE | Non-Red Flag Warning - Small Fires | Equipment / facility failure | Aggregated | 2025 | 0.00075891 | 156.5661 | 0.11882 | 2025 | Mitigation | 0.95 | 45 | 0 | esc | 0.00097009 | 7.3621e-07 | 0.00097009 | 7.3621e-07 | 0.0027785 | 3.1973e-10 | 0.013543 | 5.3195e-08
[120 empty] | 7.3.3.17.5 (Remote Grid) Updates to grid topology to minimize risk of ignition in HFTDs Remote GridWLDFREquipment / facility failureAggregated | WLDFR | HFTD - Distribution - Tier 3 - 1QU CoRE ¦ 2QU LoRE | Non-Red Flag Warning - Small Fires | Equipment / facility failure | Aggregated | 2026 | 0.00075891 | 156.5661 | 0.11882 | 2026 | Mitigation | 0.95 | 45 | 0 | esc | 0.00097009 | 7.3621e-07 | 0.00097009 | 7.3621e-07 | 0.0027785 | 3.1973e-10 | 0.013543 | 5.3195e-08
[120 empty] | 7.3.3.17.5 (Remote Grid) Updates to grid topology to minimize risk of ignition in HFTDs Remote GridWLDFREquipment / facility failureAggregated | WLDFR | HFTD - Distribution - Tier 3 - 1QU CoRE ¦ 2QU LoRE | Non-Red Flag Warning - Small Fires | Equipment / facility failure | Aggregated | 2027 | 0.00075891 | 156.5661 | 0.11882 | 2027 | Mitigation | 0.95 | 45 | 0 | esc | 0.00097009 | 7.3621e-07 | 0.00097009 | 7.3621e-07 | 0.0027785 | 3.1973e-10 | 0.013543 | 5.3195e-08
[120 empty] | 7.3.3.17.5 (Remote Grid) Updates to grid topology to minimize risk of ignition in HFTDs Remote GridWLDFREquipment / facility failureAggregated | WLDFR | HFTD - Distribution - Tier 3 - 1QU CoRE ¦ 2QU LoRE | Non-Red Flag Warning - Small Fires | Equipment / facility failure | Aggregated | 2028 | 0.00075891 | 156.5661 | 0.11882 | 2028 | Mitigation | 0.95 | 45 | 0 | esc | 0.00097009 | 7.3621e-07 | 0.00097009 | 7.3621e-07 | 0.0027785 | 3.1973e-10 | 0.013543 | 5.3195e-08
[120 empty] | 7.3.3.17.5 (Remote Grid) Updates to grid topology to minimize risk of ignition in HFTDs Remote GridWLDFREquipment / facility failureAggregated | WLDFR | HFTD - Distribution - Tier 3 - 1QU CoRE ¦ 2QU LoRE | Non-Red Flag Warning - Small Fires | Equipment / facility failure | Aggregated | 2029 | 0.00075891 | 156.5661 | 0.11882 | 2029 | Mitigation | 0.95 | 45 | 0 | esc | 0.00097009 | 7.3621e-07 | 0.00097009 | 7.3621e-07 | 0.0027785 | 3.1973e-10 | 0.013543 | 5.3195e-08
[120 empty] | 7.3.3.17.5 (Remote Grid) Updates to grid topology to minimize risk of ignition in HFTDs Remote GridWLDFREquipment / facility failureAggregated | WLDFR | HFTD - Distribution - Tier 3 - 1QU CoRE ¦ 2QU LoRE | Non-Red Flag Warning - Small Fires | Equipment / facility failure | Aggregated | 2030 | 0.00075891 | 156.5661 | 0.11882 | 2030 | Mitigation | 0.95 | 45 | 0 | esc | 0.00097009 | 7.3621e-07 | 0.00097009 | 7.3621e-07 | 0.0027785 | 3.1973e-10 | 0.013543 | 5.3195e-08
[120 empty] | 7.3.3.17.5 (Remote Grid) Updates to grid topology to minimize risk of ignition in HFTDs Remote GridWLDFREquipment / facility failureAggregated | WLDFR | HFTD - Distribution - Tier 3 - 1QU CoRE ¦ 2QU LoRE | Non-Red Flag Warning - Small Fires | Equipment / facility failure | Aggregated | 2031 | 0.00075891 | 156.5661 | 0.11882 | 2031 | Mitigation | 0.95 | 45 | 0 | esc | 0.00097009 | 7.3621e-07 | 0.00097009 | 7.3621e-07 | 0.0027785 | 3.1973e-10 | 0.013543 | 5.3195e-08
[120 empty] | 7.3.3.17.5 (Remote Grid) Updates to grid topology to minimize risk of ignition in HFTDs Remote GridWLDFREquipment / facility failureAggregated | WLDFR | HFTD - Distribution - Tier 3 - 1QU CoRE ¦ 2QU LoRE | Non-Red Flag Warning - Small Fires | Equipment / facility failure | Aggregated | 2032 | 0.00075891 | 156.5661 | 0.11882 | 2032 | Mitigation | 0.95 | 45 | 0 | esc | 0.00097009 | 7.3621e-07 | 0.00097009 | 7.3621e-07 | 0.0027785 | 3.1973e-10 | 0.013543 | 5.3195e-08
[120 empty] | 7.3.3.17.5 (Remote Grid) Updates to grid topology to minimize risk of ignition in HFTDs Remote GridWLDFREquipment / facility failureAggregated | WLDFR | HFTD - Distribution - Tier 3 - 1QU CoRE ¦ 2QU LoRE | Non-Red Flag Warning - Small Fires | Equipment / facility failure | Aggregated | 2033 | 0.00075891 | 156.5661 | 0.11882 | 2033 | Mitigation | 0.95 | 45 | 0 | esc | 0.00097009 | 7.3621e-07 | 0.00097009 | 7.3621e-07 | 0.0027785 | 3.1973e-10 | 0.013543 | 5.3195e-08
[120 empty] | 7.3.3.17.5 (Remote Grid) Updates to grid topology to minimize risk of ignition in HFTDs Remote GridWLDFREquipment / facility failureAggregated | WLDFR | HFTD - Distribution - Tier 3 - 1QU CoRE ¦ 2QU LoRE | Non-Red Flag Warning - Small Fires | Equipment / facility failure | Aggregated | 2034 | 0.00075891 | 156.5661 | 0.11882 | 2034 | Mitigation | 0.95 | 45 | 0 | esc | 0.00097009 | 7.3621e-07 | 0.00097009 | 7.3621e-07 | 0.0027785 | 3.1973e-10 | 0.013543 | 5.3195e-08
[120 empty] | 7.3.3.17.5 (Remote Grid) Updates to grid topology to minimize risk of ignition in HFTDs Remote GridWLDFREquipment / facility failureAggregated | WLDFR | HFTD - Distribution - Tier 3 - 1QU CoRE ¦ 2QU LoRE | Non-Red Flag Warning - Small Fires | Equipment / facility failure | Aggregated | 2035 | 0.00075891 | 156.5661 | 0.11882 | 2035 | Mitigation | 0.95 | 45 | 0 | esc | 0.00097009 | 7.3621e-07 | 0.00097009 | 7.3621e-07 | 0.0027785 | 3.1973e-10 | 0.013543 | 5.3195e-08
[120 empty] | 7.3.3.17.5 (Remote Grid) Updates to grid topology to minimize risk of ignition in HFTDs Remote GridWLDFREquipment / facility failureAggregated | WLDFR | HFTD - Distribution - Tier 3 - 1QU CoRE ¦ 2QU LoRE | Non-Red Flag Warning - Small Fires | Equipment / facility failure | Aggregated | 2036 | 0.00075891 | 156.5661 | 0.11882 | 2036 | Mitigation | 0.95 | 45 | 0 | esc | 0.00097009 | 7.3621e-07 | 0.00097009 | 7.3621e-07 | 0.0027785 | 3.1973e-10 | 0.013543 | 5.3195e-08
[120 empty] | 7.3.3.17.5 (Remote Grid) Updates to grid topology to minimize risk of ignition in HFTDs Remote GridWLDFREquipment / facility failureAggregated | WLDFR | HFTD - Distribution - Tier 3 - 1QU CoRE ¦ 2QU LoRE | Non-Red Flag Warning - Small Fires | Equipment / facility failure | Aggregated | 2037 | 0.00075891 | 156.5661 | 0.11882 | 2037 | Mitigation | 0.95 | 45 | 0 | esc | 0.00097009 | 7.3621e-07 | 0.00097009 | 7.3621e-07 | 0.0027785 | 3.1973e-10 | 0.013543 | 5.3195e-08
[120 empty] | 7.3.3.17.5 (Remote Grid) Updates to grid topology to minimize risk of ignition in HFTDs Remote GridWLDFREquipment / facility failureAggregated | WLDFR | HFTD - Distribution - Tier 3 - 1QU CoRE ¦ 2QU LoRE | Non-Red Flag Warning - Small Fires | Equipment / facility failure | Aggregated | 2038 | 0.00075891 | 156.5661 | 0.11882 | 2038 | Mitigation | 0.95 | 45 | 0 | esc | 0.00097009 | 7.3621e-07 | 0.00097009 | 7.3621e-07 | 0.0027785 | 3.1973e-10 | 0.013543 | 5.3195e-08
[120 empty] | 7.3.3.17.5 (Remote Grid) Updates to grid topology to minimize risk of ignition in HFTDs Remote GridWLDFREquipment / facility failureAggregated | WLDFR | HFTD - Distribution - Tier 3 - 1QU CoRE ¦ 2QU LoRE | Non-Red Flag Warning - Small Fires | Equipment / facility failure | Aggregated | 2039 | 0.00075891 | 156.5661 | 0.11882 | 2039 | Mitigation | 0.95 | 45 | 0 | esc | 0.00097009 | 7.3621e-07 | 0.00097009 | 7.3621e-07 | 0.0027785 | 3.1973e-10 | 0.013543 | 5.3195e-08
[120 empty] | 7.3.3.17.5 (Remote Grid) Updates to grid topology to minimize risk of ignition in HFTDs Remote GridWLDFREquipment / facility failureAggregated | WLDFR | HFTD - Distribution - Tier 3 - 1QU CoRE ¦ 2QU LoRE | Non-Red Flag Warning - Small Fires | Equipment / facility failure | Aggregated | 2040 | 0.00075891 | 156.5661 | 0.11882 | 2040 | Mitigation | 0.95 | 45 | 0 | esc | 0.00097009 | 7.3621e-07 | 0.00097009 | 7.3621e-07 | 0.0027785 | 3.1973e-10 | 0.013543 | 5.3195e-08
[120 empty] | 7.3.3.17.5 (Remote Grid) Updates to grid topology to minimize risk of ignition in HFTDs Remote GridWLDFREquipment / facility failureAggregated | WLDFR | HFTD - Distribution - Tier 3 - 1QU CoRE ¦ 2QU LoRE | Non-Red Flag Warning - Small Fires | Equipment / facility failure | Aggregated | 2041 | 0.00075891 | 156.5661 | 0.11882 | 2041 | Mitigation | 0.95 | 45 | 0 | esc | 0.00097009 | 7.3621e-07 | 0.00097009 | 7.3621e-07 | 0.0027785 | 3.1973e-10 | 0.013543 | 5.3195e-08
[120 empty] | 7.3.3.17.5 (Remote Grid) Updates to grid topology to minimize risk of ignition in HFTDs Remote GridWLDFREquipment / facility failureAggregated | WLDFR | HFTD - Distribution - Tier 3 - 1QU CoRE ¦ 2QU LoRE | Non-Red Flag Warning - Small Fires | Equipment / facility failure | Aggregated | 2042 | 0.00075891 | 156.5661 | 0.11882 | 2042 | Mitigation | 0.95 | 45 | 0 | esc | 0.00097009 | 7.3621e-07 | 0.00097009 | 7.3621e-07 | 0.0027785 | 3.1973e-10 | 0.013543 | 5.3195e-08
[120 empty] | 7.3.3.17.5 (Remote Grid) Updates to grid topology to minimize risk of ignition in HFTDs Remote GridWLDFREquipment / facility failureAggregated | WLDFR | HFTD - Distribution - Tier 3 - 1QU CoRE ¦ 2QU LoRE | Non-Red Flag Warning - Small Fires | Equipment / facility failure | Aggregated | 2043 | 0.00075891 | 156.5661 | 0.11882 | 2043 | Mitigation | 0.95 | 45 | 0 | esc | 0.00097009 | 7.3621e-07 | 0.00097009 | 7.3621e-07 | 0.0027785 | 3.1973e-10 | 0.013543 | 5.3195e-08
[120 empty] | 7.3.3.17.5 (Remote Grid) Updates to grid topology to minimize risk of ignition in HFTDs Remote GridWLDFREquipment / facility failureAggregated | WLDFR | HFTD - Distribution - Tier 3 - 1QU CoRE ¦ 2QU LoRE | Non-Red Flag Warning - Small Fires | Equipment / facility failure | Aggregated | 2044 | 0.00075891 | 156.5661 | 0.11882 | 2044 | Mitigation | 0.95 | 45 | 0 | esc | 0.00097009 | 7.3621e-07 | 0.00097009 | 7.3621e-07 | 0.0027785 | 3.1973e-10 | 0.013543 | 5.3195e-08
[120 empty] | 7.3.3.17.5 (Remote Grid) Updates to grid topology to minimize risk of ignition in HFTDs Remote GridWLDFREquipment / facility failureAggregated | WLDFR | HFTD - Distribution - Tier 3 - 1QU CoRE ¦ 2QU LoRE | Non-Red Flag Warning - Small Fires | Equipment / facility failure | Aggregated | 2045 | 0.00075891 | 156.5661 | 0.11882 | 2045 | Mitigation | 0.95 | 45 | 0 | esc | 0.00097009 | 7.3621e-07 | 0.00097009 | 7.3621e-07 | 0.0027785 | 3.1973e-10 | 0.013543 | 5.3195e-08
[120 empty] | 7.3.3.17.5 (Remote Grid) Updates to grid topology to minimize risk of ignition in HFTDs Remote GridWLDFREquipment / facility failureAggregated | WLDFR | HFTD - Distribution - Tier 3 - 1QU CoRE ¦ 2QU LoRE | Non-Red Flag Warning - Small Fires | Equipment / facility failure | Aggregated | 2046 | 0.00075891 | 156.5661 | 0.11882 | 2046 | Mitigation | 0.95 | 45 | 0 | esc | 0.00097009 | 7.3621e-07 | 0.00097009 | 7.3621e-07 | 0.0027785 | 3.1973e-10 | 0.013543 | 5.3195e-08
[120 empty] | 7.3.3.17.5 (Remote Grid) Updates to grid topology to minimize risk of ignition in HFTDs Remote GridWLDFREquipment / facility failureAggregated | WLDFR | HFTD - Distribution - Tier 3 - 1QU CoRE ¦ 2QU LoRE | Non-Red Flag Warning - Small Fires | Equipment / facility failure | Aggregated | 2047 | 0.00075891 | 156.5661 | 0.11882 | 2047 | Mitigation | 0.95 | 45 | 0 | esc | 0.00097009 | 7.3621e-07 | 0.00097009 | 7.3621e-07 | 0.0027785 | 3.1973e-10 | 0.013543 | 5.3195e-08
[120 empty] | 7.3.3.17.5 (Remote Grid) Updates to grid topology to minimize risk of ignition in HFTDs Remote GridWLDFREquipment / facility failureAggregated | WLDFR | HFTD - Distribution - Tier 3 - 1QU CoRE ¦ 2QU LoRE | Non-Red Flag Warning - Small Fires | Equipment / facility failure | Aggregated | 2048 | 0.00075891 | 156.5661 | 0.11882 | 2048 | Mitigation | 0.95 | 45 | 0 | esc | 0.00097009 | 7.3621e-07 | 0.00097009 | 7.3621e-07 | 0.0027785 | 3.1973e-10 | 0.013543 | 5.3195e-08
[120 empty] | 7.3.3.17.5 (Remote Grid) Updates to grid topology to minimize risk of ignition in HFTDs Remote GridWLDFREquipment / facility failureAggregated | WLDFR | HFTD - Distribution - Tier 3 - 1QU CoRE ¦ 2QU LoRE | Non-Red Flag Warning - Small Fires | Equipment / facility failure | Aggregated | 2049 | 0.00075891 | 156.5661 | 0.11882 | 2049 | Mitigation | 0.95 | 45 | 0 | esc | 0.00097009 | 7.3621e-07 | 0.00097009 | 7.3621e-07 | 0.0027785 | 3.1973e-10 | 0.013543 | 5.3195e-08
[120 empty] | 7.3.3.17.5 (Remote Grid) Updates to grid topology to minimize risk of ignition in HFTDs Remote GridWLDFREquipment / facility failureAggregated | WLDFR | HFTD - Distribution - Tier 3 - 1QU CoRE ¦ 2QU LoRE | Non-Red Flag Warning - Small Fires | Equipment / facility failure | Aggregated | 2050 | 0.00075891 | 156.5661 | 0.11882 | 2050 | Mitigation | 0.95 | 45 | 0 | esc | 0.00097009 | 7.3621e-07 | 0.00097009 | 7.3621e-07 | 0.0027785 | 3.1973e-10 | 0.013543 | 5.3195e-08
[120 empty] | 7.3.3.17.5 (Remote Grid) Updates to grid topology to minimize risk of ignition in HFTDs Remote GridWLDFREquipment / facility failureAggregated | WLDFR | HFTD - Distribution - Tier 3 - 1QU CoRE ¦ 2QU LoRE | Non-Red Flag Warning - Small Fires | Equipment / facility failure | Aggregated | 2051 | 0.00075891 | 156.5661 | 0.11882 | 2051 | Mitigation | 0.95 | 45 | 0 | esc | 0.00097009 | 7.3621e-07 | 0.00097009 | 7.3621e-07 | 0.0027785 | 3.1973e-10 | 0.013543 | 5.3195e-08
[120 empty] | 7.3.3.17.5 (Remote Grid) Updates to grid topology to minimize risk of ignition in HFTDs Remote GridWLDFREquipment / facility failureAggregated | WLDFR | HFTD - Distribution - Tier 3 - 1QU CoRE ¦ 2QU LoRE | Non-Red Flag Warning - Small Fires | Equipment / facility failure | Aggregated | 2052 | 0.00075891 | 156.5661 | 0.11882 | 2052 | Mitigation | 0.95 | 45 | 0 | esc | 0.00097009 | 7.3621e-07 | 0.00097009 | 7.3621e-07 | 0.0027785 | 3.1973e-10 | 0 | 0
[120 empty] | 7.3.3.17.5 (Remote Grid) Updates to grid topology to minimize risk of ignition in HFTDs Remote GridWLDFREquipment / facility failureAggregated | WLDFR | HFTD - Distribution - Tier 3 - 1QU CoRE ¦ 2QU LoRE | Non-Red Flag Warning - Small Fires | Equipment / facility failure | Aggregated | 2053 | 0.00075891 | 156.5661 | 0.11882 | 2053 | Mitigation | 0.95 | 45 | 0 | esc | 0.00097009 | 7.3621e-07 | 0.00097009 | 7.3621e-07 | 0.0027785 | 3.1973e-10 | 0 | 0
[120 empty] | 7.3.3.17.5 (Remote Grid) Updates to grid topology to minimize risk of ignition in HFTDs Remote GridWLDFREquipment / facility failureAggregated | WLDFR | HFTD - Distribution - Tier 3 - 1QU CoRE ¦ 2QU LoRE | Non-Red Flag Warning - Small Fires | Equipment / facility failure | Aggregated | 2054 | 0.00075891 | 156.5661 | 0.11882 | 2054 | Mitigation | 0.95 | 45 | 0 | esc | 0.00097009 | 7.3621e-07 | 0.00097009 | 7.3621e-07 | 0.0027785 | 3.1973e-10 | 0.0013359 | 4.7938e-08
[120 empty] | 7.3.3.17.5 (Remote Grid) Updates to grid topology to minimize risk of ignition in HFTDs Remote GridWLDFREquipment / facility failureAggregated | WLDFR | HFTD - Distribution - Tier 3 - 1QU CoRE ¦ 2QU LoRE | Non-Red Flag Warning - Small Fires | Equipment / facility failure | Aggregated | 2055 | 0.00075891 | 156.5661 | 0.11882 | 2055 | Mitigation | 0.95 | 45 | 0 | esc | 0.00097009 | 7.3621e-07 | 0.00097009 | 7.3621e-07 | 0.0027785 | 3.1973e-10 | 0.0013359 | 4.7938e-08
[120 empty] | 7.3.3.17.5 (Remote Grid) Updates to grid topology to minimize risk of ignition in HFTDs Remote GridWLDFREquipment / facility failureAggregated | WLDFR | HFTD - Distribution - Tier 3 - 1QU CoRE ¦ 2QU LoRE | Non-Red Flag Warning - Small Fires | Equipment / facility failure | Aggregated | 2056 | 0.00075891 | 156.5661 | 0.11882 | 2056 | Mitigation | 0.95 | 45 | 0 | esc | 0.00097009 | 7.3621e-07 | 0.00097009 | 7.3621e-07 | 0.0027785 | 3.1973e-10 | 0.0013359 | 4.7938e-08
[120 empty] | 7.3.3.17.5 (Remote Grid) Updates to grid topology to minimize risk of ignition in HFTDs Remote GridWLDFREquipment / facility failureAggregated | WLDFR | HFTD - Distribution - Tier 3 - 1QU CoRE ¦ 2QU LoRE | Non-Red Flag Warning - Small Fires | Equipment / facility failure | Aggregated | 2057 | 0.00075891 | 156.5661 | 0.11882 | 2057 | Mitigation | 0.95 | 45 | 0 | esc | 0.00097009 | 7.3621e-07 | 0.00097009 | 7.3621e-07 | 0.0027785 | 3.1973e-10 | 0.0013359 | 4.7938e-08
[120 empty] | 7.3.3.17.5 (Remote Grid) Updates to grid topology to minimize risk of ignition in HFTDs Remote GridWLDFREquipment / facility failureAggregated | WLDFR | HFTD - Distribution - Tier 3 - 1QU CoRE ¦ 2QU LoRE | Non-Red Flag Warning - Small Fires | Equipment / facility failure | Aggregated | 2058 | 0.00075891 | 156.5661 | 0.11882 | 2058 | Mitigation | 0.95 | 45 | 0 | esc | 0.00097009 | 7.3621e-07 | 0.00097009 | 7.3621e-07 | 0.0027785 | 3.1973e-10 | 0.0013359 | 4.7938e-08
[120 empty] | 7.3.3.17.5 (Remote Grid) Updates to grid topology to minimize risk of ignition in HFTDs Remote GridWLDFREquipment / facility failureAggregated | WLDFR | HFTD - Distribution - Tier 3 - 1QU CoRE ¦ 2QU LoRE | Non-Red Flag Warning - Small Fires | Equipment / facility failure | Aggregated | 2059 | 0.00075891 | 156.5661 | 0.11882 | 2059 | Mitigation | 0.95 | 45 | 0 | esc | 0.00097009 | 7.3621e-07 | 0.00097009 | 7.3621e-07 | 0.0027785 | 3.1973e-10 | 0.0013359 | 4.7938e-08
[120 empty] | 7.3.3.17.5 (Remote Grid) Updates to grid topology to minimize risk of ignition in HFTDs Remote GridWLDFREquipment / facility failureAggregated | WLDFR | HFTD - Distribution - Tier 3 - 1QU CoRE ¦ 2QU LoRE | Non-Red Flag Warning - Small Fires | Equipment / facility failure | Aggregated | 2060 | 0.00075891 | 156.5661 | 0.11882 | 2060 | Mitigation | 0.95 | 45 | 0 | esc | 0.00097009 | 7.3621e-07 | 0.00097009 | 7.3621e-07 | 0.0027785 | 3.1973e-10 | 0.0013359 | 4.7938e-08
[120 empty] | 7.3.3.17.5 (Remote Grid) Updates to grid topology to minimize risk of ignition in HFTDs Remote GridWLDFREquipment / facility failureAggregated | WLDFR | HFTD - Distribution - Tier 3 - 1QU CoRE ¦ 2QU LoRE | Non-Red Flag Warning - Small Fires | Equipment / facility failure | Aggregated | 2061 | 0.00075891 | 156.5661 | 0.11882 | 2061 | Mitigation | 0.95 | 45 | 0 | esc | 0.00097009 | 7.3621e-07 | 0.00097009 | 7.3621e-07 | 0.0027785 | 3.1973e-10 | 0.0013359 | 4.7938e-08
[120 empty] | 7.3.3.17.5 (Remote Grid) Updates to grid topology to minimize risk of ignition in HFTDs Remote GridWLDFREquipment / facility failureAggregated | WLDFR | HFTD - Distribution - Tier 3 - 1QU CoRE ¦ 2QU LoRE | Non-Red Flag Warning - Small Fires | Equipment / facility failure | Aggregated | 2062 | 0.00075891 | 156.5661 | 0.11882 | 2062 | Mitigation | 0.95 | 45 | 0 | esc | 0.00097009 | 7.3621e-07 | 0.00097009 | 7.3621e-07 | 0.0027785 | 3.1973e-10 | 0.0013359 | 4.7938e-08
[120 empty] | 7.3.3.17.5 (Remote Grid) Updates to grid topology to minimize risk of ignition in HFTDs Remote GridWLDFREquipment / facility failureAggregated | WLDFR | HFTD - Distribution - Tier 3 - 1QU CoRE ¦ 2QU LoRE | Non-Red Flag Warning - Small Fires | Equipment / facility failure | Aggregated | 2063 | 0.00075891 | 156.5661 | 0.11882 | 2063 | Mitigation | 0.95 | 45 | 0 | esc | 0.00097009 | 7.3621e-07 | 0.00097009 | 7.3621e-07 | 0.0027785 | 3.1973e-10 | 0.0013359 | 4.7938e-08
[120 empty] | 7.3.3.17.5 (Remote Grid) Updates to grid topology to minimize risk of ignition in HFTDs Remote GridWLDFREquipment / facility failureAggregated | WLDFR | HFTD - Distribution - Tier 3 - 1QU CoRE ¦ 2QU LoRE | Non-Red Flag Warning - Small Fires | Equipment / facility failure | Aggregated | 2064 | 0.00075891 | 156.5661 | 0.11882 | 2064 | Mitigation | 0.95 | 45 | 0 | esc | 0.00097009 | 7.3621e-07 | 0.00097009 | 7.3621e-07 | 0 | 0 | 0.0013359 | 4.7938e-08
[120 empty] | 7.3.3.17.5 (Remote Grid) Updates to grid topology to minimize risk of ignition in HFTDs Remote GridWLDFREquipment / facility failureAggregated | WLDFR | HFTD - Distribution - Tier 3 - 1QU CoRE ¦ 2QU LoRE | Non-Red Flag Warning - Small Fires | Equipment / facility failure | Aggregated | 2065 | 0.00075891 | 156.5661 | 0.11882 | 2065 | Mitigation | 0.95 | 45 | 0 | esc | 0.00097009 | 7.3621e-07 | 0.00097009 | 7.3621e-07 | 0.0027785 | 2.0132e-08 | 0.0013359 | 4.7938e-08
[120 empty] | 7.3.3.17.5 (Remote Grid) Updates to grid topology to minimize risk of ignition in HFTDs Remote GridWLDFREquipment / facility failureAggregated | WLDFR | HFTD - Distribution - Tier 3 - 1QU CoRE ¦ 2QU LoRE | Non-Red Flag Warning - Small Fires | Equipment / facility failure | Aggregated | 2066 | 0.00075891 | 156.5661 | 0.11882 | 2066 | Mitigation | 0.95 | 45 | 0 | esc | 0.00097009 | 7.3621e-07 | 0.00097009 | 7.3621e-07 | 0.0027785 | 2.0132e-08 | 0.0013359 | 4.7938e-08
[120 empty] | 7.3.3.17.5 (Remote Grid) Updates to grid topology to minimize risk of ignition in HFTDs Remote GridWLDFREquipment / facility failureAggregated | WLDFR | HFTD - Distribution - Tier 3 - 1QU CoRE ¦ 2QU LoRE | Non-Red Flag Warning - Small Fires | Equipment / facility failure | Aggregated | 2067 | 0.00075891 | 156.5661 | 0.11882 | 2067 | Mitigation | 0.95 | 45 | 0 | esc | 0 | 0 | 0.00097009 | 7.3621e-07 | 0.0027785 | 2.0132e-08 | 0.0013359 | 4.7938e-08
[120 empty] | 7.3.3.17.5 (Remote Grid) Updates to grid topology to minimize risk of ignition in HFTDs Remote GridWLDFRVegetation ContactAggregated | WLDFR | HFTD - Distribution - Tier 3 - 1QU CoRE ¦ 2QU LoRE | Non-Red Flag Warning - Small Fires | Vegetation Contact | Aggregated | 2022 | 0.0032831 | 156.5661 | 0.51402 | 2022 | Mitigation | 0.95 | 45 | 0 | esc | 0.00097009 | 3.1849e-06 | 0 | 0 | 0.0027785 | 2.0132e-08 | 0.0013359 | 4.7938e-08
[120 empty] | 7.3.3.17.5 (Remote Grid) Updates to grid topology to minimize risk of ignition in HFTDs Remote GridWLDFRVegetation ContactAggregated | WLDFR | HFTD - Distribution - Tier 3 - 1QU CoRE ¦ 2QU LoRE | Non-Red Flag Warning - Small Fires | Vegetation Contact | Aggregated | 2023 | 0.0032831 | 156.5661 | 0.51402 | 2023 | Mitigation | 0.95 | 45 | 0 | esc | 0.00097009 | 3.1849e-06 | 0.00097009 | 3.1849e-06 | 0.0027785 | 2.0132e-08 | 0.0013359 | 4.7938e-08
[120 empty] | 7.3.3.17.5 (Remote Grid) Updates to grid topology to minimize risk of ignition in HFTDs Remote GridWLDFRVegetation ContactAggregated | WLDFR | HFTD - Distribution - Tier 3 - 1QU CoRE ¦ 2QU LoRE | Non-Red Flag Warning - Small Fires | Vegetation Contact | Aggregated | 2024 | 0.0032831 | 156.5661 | 0.51402 | 2024 | Mitigation | 0.95 | 45 | 0 | esc | 0.00097009 | 3.1849e-06 | 0.00097009 | 3.1849e-06 | 0.0027785 | 2.0132e-08 | 0.0013359 | 4.7938e-08
[120 empty] | 7.3.3.17.5 (Remote Grid) Updates to grid topology to minimize risk of ignition in HFTDs Remote GridWLDFRVegetation ContactAggregated | WLDFR | HFTD - Distribution - Tier 3 - 1QU CoRE ¦ 2QU LoRE | Non-Red Flag Warning - Small Fires | Vegetation Contact | Aggregated | 2025 | 0.0032831 | 156.5661 | 0.51402 | 2025 | Mitigation | 0.95 | 45 | 0 | esc | 0.00097009 | 3.1849e-06 | 0.00097009 | 3.1849e-06 | 0.0027785 | 2.0132e-08 | 0.0013359 | 4.7938e-08
[120 empty] | 7.3.3.17.5 (Remote Grid) Updates to grid topology to minimize risk of ignition in HFTDs Remote GridWLDFRVegetation ContactAggregated | WLDFR | HFTD - Distribution - Tier 3 - 1QU CoRE ¦ 2QU LoRE | Non-Red Flag Warning - Small Fires | Vegetation Contact | Aggregated | 2026 | 0.0032831 | 156.5661 | 0.51402 | 2026 | Mitigation | 0.95 | 45 | 0 | esc | 0.00097009 | 3.1849e-06 | 0.00097009 | 3.1849e-06 | 0.0027785 | 2.0132e-08 | 0.0013359 | 4.7938e-08
[120 empty] | 7.3.3.17.5 (Remote Grid) Updates to grid topology to minimize risk of ignition in HFTDs Remote GridWLDFRVegetation ContactAggregated | WLDFR | HFTD - Distribution - Tier 3 - 1QU CoRE ¦ 2QU LoRE | Non-Red Flag Warning - Small Fires | Vegetation Contact | Aggregated | 2027 | 0.0032831 | 156.5661 | 0.51402 | 2027 | Mitigation | 0.95 | 45 | 0 | esc | 0.00097009 | 3.1849e-06 | 0.00097009 | 3.1849e-06 | 0.0027785 | 2.0132e-08 | 0.0013359 | 4.7938e-08
[120 empty] | 7.3.3.17.5 (Remote Grid) Updates to grid topology to minimize risk of ignition in HFTDs Remote GridWLDFRVegetation ContactAggregated | WLDFR | HFTD - Distribution - Tier 3 - 1QU CoRE ¦ 2QU LoRE | Non-Red Flag Warning - Small Fires | Vegetation Contact | Aggregated | 2028 | 0.0032831 | 156.5661 | 0.51402 | 2028 | Mitigation | 0.95 | 45 | 0 | esc | 0.00097009 | 3.1849e-06 | 0.00097009 | 3.1849e-06 | 0.0027785 | 2.0132e-08 | 0.0013359 | 4.7938e-08
[120 empty] | 7.3.3.17.5 (Remote Grid) Updates to grid topology to minimize risk of ignition in HFTDs Remote GridWLDFRVegetation ContactAggregated | WLDFR | HFTD - Distribution - Tier 3 - 1QU CoRE ¦ 2QU LoRE | Non-Red Flag Warning - Small Fires | Vegetation Contact | Aggregated | 2029 | 0.0032831 | 156.5661 | 0.51402 | 2029 | Mitigation | 0.95 | 45 | 0 | esc | 0.00097009 | 3.1849e-06 | 0.00097009 | 3.1849e-06 | 0.0027785 | 2.0132e-08 | 0.0013359 | 4.7938e-08
[120 empty] | 7.3.3.17.5 (Remote Grid) Updates to grid topology to minimize risk of ignition in HFTDs Remote GridWLDFRVegetation ContactAggregated | WLDFR | HFTD - Distribution - Tier 3 - 1QU CoRE ¦ 2QU LoRE | Non-Red Flag Warning - Small Fires | Vegetation Contact | Aggregated | 2030 | 0.0032831 | 156.5661 | 0.51402 | 2030 | Mitigation | 0.95 | 45 | 0 | esc | 0.00097009 | 3.1849e-06 | 0.00097009 | 3.1849e-06 | 0.0027785 | 2.0132e-08 | 0.0013359 | 4.7938e-08
[120 empty] | 7.3.3.17.5 (Remote Grid) Updates to grid topology to minimize risk of ignition in HFTDs Remote GridWLDFRVegetation ContactAggregated | WLDFR | HFTD - Distribution - Tier 3 - 1QU CoRE ¦ 2QU LoRE | Non-Red Flag Warning - Small Fires | Vegetation Contact | Aggregated | 2031 | 0.0032831 | 156.5661 | 0.51402 | 2031 | Mitigation | 0.95 | 45 | 0 | esc | 0.00097009 | 3.1849e-06 | 0.00097009 | 3.1849e-06 | 0.0027785 | 2.0132e-08 | 0.0013359 | 4.7938e-08
[120 empty] | 7.3.3.17.5 (Remote Grid) Updates to grid topology to minimize risk of ignition in HFTDs Remote GridWLDFRVegetation ContactAggregated | WLDFR | HFTD - Distribution - Tier 3 - 1QU CoRE ¦ 2QU LoRE | Non-Red Flag Warning - Small Fires | Vegetation Contact | Aggregated | 2032 | 0.0032831 | 156.5661 | 0.51402 | 2032 | Mitigation | 0.95 | 45 | 0 | esc | 0.00097009 | 3.1849e-06 | 0.00097009 | 3.1849e-06 | 0.0027785 | 2.0132e-08 | 0.0013359 | 4.7938e-08
[120 empty] | 7.3.3.17.5 (Remote Grid) Updates to grid topology to minimize risk of ignition in HFTDs Remote GridWLDFRVegetation ContactAggregated | WLDFR | HFTD - Distribution - Tier 3 - 1QU CoRE ¦ 2QU LoRE | Non-Red Flag Warning - Small Fires | Vegetation Contact | Aggregated | 2033 | 0.0032831 | 156.5661 | 0.51402 | 2033 | Mitigation | 0.95 | 45 | 0 | esc | 0.00097009 | 3.1849e-06 | 0.00097009 | 3.1849e-06 | 0.0027785 | 2.0132e-08 | 0.0013359 | 4.7938e-08
[120 empty] | 7.3.3.17.5 (Remote Grid) Updates to grid topology to minimize risk of ignition in HFTDs Remote GridWLDFRVegetation ContactAggregated | WLDFR | HFTD - Distribution - Tier 3 - 1QU CoRE ¦ 2QU LoRE | Non-Red Flag Warning - Small Fires | Vegetation Contact | Aggregated | 2034 | 0.0032831 | 156.5661 | 0.51402 | 2034 | Mitigation | 0.95 | 45 | 0 | esc | 0.00097009 | 3.1849e-06 | 0.00097009 | 3.1849e-06 | 0.0027785 | 2.0132e-08 | 0.0013359 | 4.7938e-08
[120 empty] | 7.3.3.17.5 (Remote Grid) Updates to grid topology to minimize risk of ignition in HFTDs Remote GridWLDFRVegetation ContactAggregated | WLDFR | HFTD - Distribution - Tier 3 - 1QU CoRE ¦ 2QU LoRE | Non-Red Flag Warning - Small Fires | Vegetation Contact | Aggregated | 2035 | 0.0032831 | 156.5661 | 0.51402 | 2035 | Mitigation | 0.95 | 45 | 0 | esc | 0.00097009 | 3.1849e-06 | 0.00097009 | 3.1849e-06 | 0.0027785 | 2.0132e-08 | 0.0013359 | 4.7938e-08
[120 empty] | 7.3.3.17.5 (Remote Grid) Updates to grid topology to minimize risk of ignition in HFTDs Remote GridWLDFRVegetation ContactAggregated | WLDFR | HFTD - Distribution - Tier 3 - 1QU CoRE ¦ 2QU LoRE | Non-Red Flag Warning - Small Fires | Vegetation Contact | Aggregated | 2036 | 0.0032831 | 156.5661 | 0.51402 | 2036 | Mitigation | 0.95 | 45 | 0 | esc | 0.00097009 | 3.1849e-06 | 0.00097009 | 3.1849e-06 | 0.0027785 | 2.0132e-08 | 0.0013359 | 4.7938e-08
[120 empty] | 7.3.3.17.5 (Remote Grid) Updates to grid topology to minimize risk of ignition in HFTDs Remote GridWLDFRVegetation ContactAggregated | WLDFR | HFTD - Distribution - Tier 3 - 1QU CoRE ¦ 2QU LoRE | Non-Red Flag Warning - Small Fires | Vegetation Contact | Aggregated | 2037 | 0.0032831 | 156.5661 | 0.51402 | 2037 | Mitigation | 0.95 | 45 | 0 | esc | 0.00097009 | 3.1849e-06 | 0.00097009 | 3.1849e-06 | 0.0027785 | 2.0132e-08 | 0.0013359 | 4.7938e-08
[120 empty] | 7.3.3.17.5 (Remote Grid) Updates to grid topology to minimize risk of ignition in HFTDs Remote GridWLDFRVegetation ContactAggregated | WLDFR | HFTD - Distribution - Tier 3 - 1QU CoRE ¦ 2QU LoRE | Non-Red Flag Warning - Small Fires | Vegetation Contact | Aggregated | 2038 | 0.0032831 | 156.5661 | 0.51402 | 2038 | Mitigation | 0.95 | 45 | 0 | esc | 0.00097009 | 3.1849e-06 | 0.00097009 | 3.1849e-06 | 0.0027785 | 2.0132e-08 | 0 | 0
[120 empty] | 7.3.3.17.5 (Remote Grid) Updates to grid topology to minimize risk of ignition in HFTDs Remote GridWLDFRVegetation ContactAggregated | WLDFR | HFTD - Distribution - Tier 3 - 1QU CoRE ¦ 2QU LoRE | Non-Red Flag Warning - Small Fires | Vegetation Contact | Aggregated | 2039 | 0.0032831 | 156.5661 | 0.51402 | 2039 | Mitigation | 0.95 | 45 | 0 | esc | 0.00097009 | 3.1849e-06 | 0.00097009 | 3.1849e-06 | 0.0027785 | 2.0132e-08 | 0 | 0
[120 empty] | 7.3.3.17.5 (Remote Grid) Updates to grid topology to minimize risk of ignition in HFTDs Remote GridWLDFRVegetation ContactAggregated | WLDFR | HFTD - Distribution - Tier 3 - 1QU CoRE ¦ 2QU LoRE | Non-Red Flag Warning - Small Fires | Vegetation Contact | Aggregated | 2040 | 0.0032831 | 156.5661 | 0.51402 | 2040 | Mitigation | 0.95 | 45 | 0 | esc | 0.00097009 | 3.1849e-06 | 0.00097009 | 3.1849e-06 | 0.0027785 | 2.0132e-08 | 0.0093813 | 1.511e-06
[120 empty] | 7.3.3.17.5 (Remote Grid) Updates to grid topology to minimize risk of ignition in HFTDs Remote GridWLDFRVegetation ContactAggregated | WLDFR | HFTD - Distribution - Tier 3 - 1QU CoRE ¦ 2QU LoRE | Non-Red Flag Warning - Small Fires | Vegetation Contact | Aggregated | 2041 | 0.0032831 | 156.5661 | 0.51402 | 2041 | Mitigation | 0.95 | 45 | 0 | esc | 0.00097009 | 3.1849e-06 | 0.00097009 | 3.1849e-06 | 0.0027785 | 2.0132e-08 | 0.0093813 | 1.511e-06
[120 empty] | 7.3.3.17.5 (Remote Grid) Updates to grid topology to minimize risk of ignition in HFTDs Remote GridWLDFRVegetation ContactAggregated | WLDFR | HFTD - Distribution - Tier 3 - 1QU CoRE ¦ 2QU LoRE | Non-Red Flag Warning - Small Fires | Vegetation Contact | Aggregated | 2042 | 0.0032831 | 156.5661 | 0.51402 | 2042 | Mitigation | 0.95 | 45 | 0 | esc | 0.00097009 | 3.1849e-06 | 0.00097009 | 3.1849e-06 | 0.0027785 | 2.0132e-08 | 0.0093813 | 1.511e-06
[120 empty] | 7.3.3.17.5 (Remote Grid) Updates to grid topology to minimize risk of ignition in HFTDs Remote GridWLDFRVegetation ContactAggregated | WLDFR | HFTD - Distribution - Tier 3 - 1QU CoRE ¦ 2QU LoRE | Non-Red Flag Warning - Small Fires | Vegetation Contact | Aggregated | 2043 | 0.0032831 | 156.5661 | 0.51402 | 2043 | Mitigation | 0.95 | 45 | 0 | esc | 0.00097009 | 3.1849e-06 | 0.00097009 | 3.1849e-06 | 0.0027785 | 2.0132e-08 | 0.0093813 | 1.511e-06
[120 empty] | 7.3.3.17.5 (Remote Grid) Updates to grid topology to minimize risk of ignition in HFTDs Remote GridWLDFRVegetation ContactAggregated | WLDFR | HFTD - Distribution - Tier 3 - 1QU CoRE ¦ 2QU LoRE | Non-Red Flag Warning - Small Fires | Vegetation Contact | Aggregated | 2044 | 0.0032831 | 156.5661 | 0.51402 | 2044 | Mitigation | 0.95 | 45 | 0 | esc | 0.00097009 | 3.1849e-06 | 0.00097009 | 3.1849e-06 | 0.0027785 | 2.0132e-08 | 0.0093813 | 1.511e-06
[120 empty] | 7.3.3.17.5 (Remote Grid) Updates to grid topology to minimize risk of ignition in HFTDs Remote GridWLDFRVegetation ContactAggregated | WLDFR | HFTD - Distribution - Tier 3 - 1QU CoRE ¦ 2QU LoRE | Non-Red Flag Warning - Small Fires | Vegetation Contact | Aggregated | 2045 | 0.0032831 | 156.5661 | 0.51402 | 2045 | Mitigation | 0.95 | 45 | 0 | esc | 0.00097009 | 3.1849e-06 | 0.00097009 | 3.1849e-06 | 0.0027785 | 2.0132e-08 | 0.0093813 | 1.511e-06
[120 empty] | 7.3.3.17.5 (Remote Grid) Updates to grid topology to minimize risk of ignition in HFTDs Remote GridWLDFRVegetation ContactAggregated | WLDFR | HFTD - Distribution - Tier 3 - 1QU CoRE ¦ 2QU LoRE | Non-Red Flag Warning - Small Fires | Vegetation Contact | Aggregated | 2046 | 0.0032831 | 156.5661 | 0.51402 | 2046 | Mitigation | 0.95 | 45 | 0 | esc | 0.00097009 | 3.1849e-06 | 0.00097009 | 3.1849e-06 | 0.0027785 | 2.0132e-08 | 0.0093813 | 1.511e-06
[120 empty] | 7.3.3.17.5 (Remote Grid) Updates to grid topology to minimize risk of ignition in HFTDs Remote GridWLDFRVegetation ContactAggregated | WLDFR | HFTD - Distribution - Tier 3 - 1QU CoRE ¦ 2QU LoRE | Non-Red Flag Warning - Small Fires | Vegetation Contact | Aggregated | 2047 | 0.0032831 | 156.5661 | 0.51402 | 2047 | Mitigation | 0.95 | 45 | 0 | esc | 0.00097009 | 3.1849e-06 | 0.00097009 | 3.1849e-06 | 0.0027785 | 2.0132e-08 | 0.0093813 | 1.511e-06
[120 empty] | 7.3.3.17.5 (Remote Grid) Updates to grid topology to minimize risk of ignition in HFTDs Remote GridWLDFRVegetation ContactAggregated | WLDFR | HFTD - Distribution - Tier 3 - 1QU CoRE ¦ 2QU LoRE | Non-Red Flag Warning - Small Fires | Vegetation Contact | Aggregated | 2048 | 0.0032831 | 156.5661 | 0.51402 | 2048 | Mitigation | 0.95 | 45 | 0 | esc | 0.00097009 | 3.1849e-06 | 0.00097009 | 3.1849e-06 | 0.0027785 | 2.0132e-08 | 0.0093813 | 1.511e-06
[120 empty] | 7.3.3.17.5 (Remote Grid) Updates to grid topology to minimize risk of ignition in HFTDs Remote GridWLDFRVegetation ContactAggregated | WLDFR | HFTD - Distribution - Tier 3 - 1QU CoRE ¦ 2QU LoRE | Non-Red Flag Warning - Small Fires | Vegetation Contact | Aggregated | 2049 | 0.0032831 | 156.5661 | 0.51402 | 2049 | Mitigation | 0.95 | 45 | 0 | esc | 0.00097009 | 3.1849e-06 | 0.00097009 | 3.1849e-06 | 0.0027785 | 2.0132e-08 | 0.0093813 | 1.511e-06
[120 empty] | 7.3.3.17.5 (Remote Grid) Updates to grid topology to minimize risk of ignition in HFTDs Remote GridWLDFRVegetation ContactAggregated | WLDFR | HFTD - Distribution - Tier 3 - 1QU CoRE ¦ 2QU LoRE | Non-Red Flag Warning - Small Fires | Vegetation Contact | Aggregated | 2050 | 0.0032831 | 156.5661 | 0.51402 | 2050 | Mitigation | 0.95 | 45 | 0 | esc | 0.00097009 | 3.1849e-06 | 0.00097009 | 3.1849e-06 | 0.0027785 | 2.0132e-08 | 0.0093813 | 1.511e-06
[120 empty] | 7.3.3.17.5 (Remote Grid) Updates to grid topology to minimize risk of ignition in HFTDs Remote GridWLDFRVegetation ContactAggregated | WLDFR | HFTD - Distribution - Tier 3 - 1QU CoRE ¦ 2QU LoRE | Non-Red Flag Warning - Small Fires | Vegetation Contact | Aggregated | 2051 | 0.0032831 | 156.5661 | 0.51402 | 2051 | Mitigation | 0.95 | 45 | 0 | esc | 0.00097009 | 3.1849e-06 | 0.00097009 | 3.1849e-06 | 0.0027785 | 2.0132e-08 | 0.0093813 | 1.511e-06
[120 empty] | 7.3.3.17.5 (Remote Grid) Updates to grid topology to minimize risk of ignition in HFTDs Remote GridWLDFRVegetation ContactAggregated | WLDFR | HFTD - Distribution - Tier 3 - 1QU CoRE ¦ 2QU LoRE | Non-Red Flag Warning - Small Fires | Vegetation Contact | Aggregated | 2052 | 0.0032831 | 156.5661 | 0.51402 | 2052 | Mitigation | 0.95 | 45 | 0 | esc | 0.00097009 | 3.1849e-06 | 0.00097009 | 3.1849e-06 | 0.0027785 | 2.0132e-08 | 0.0093813 | 1.511e-06
[120 empty] | 7.3.3.17.5 (Remote Grid) Updates to grid topology to minimize risk of ignition in HFTDs Remote GridWLDFRVegetation ContactAggregated | WLDFR | HFTD - Distribution - Tier 3 - 1QU CoRE ¦ 2QU LoRE | Non-Red Flag Warning - Small Fires | Vegetation Contact | Aggregated | 2053 | 0.0032831 | 156.5661 | 0.51402 | 2053 | Mitigation | 0.95 | 45 | 0 | esc | 0.00097009 | 3.1849e-06 | 0.00097009 | 3.1849e-06 | 0.0027785 | 2.0132e-08 | 0.0093813 | 1.511e-06
[120 empty] | 7.3.3.17.5 (Remote Grid) Updates to grid topology to minimize risk of ignition in HFTDs Remote GridWLDFRVegetation ContactAggregated | WLDFR | HFTD - Distribution - Tier 3 - 1QU CoRE ¦ 2QU LoRE | Non-Red Flag Warning - Small Fires | Vegetation Contact | Aggregated | 2054 | 0.0032831 | 156.5661 | 0.51402 | 2054 | Mitigation | 0.95 | 45 | 0 | esc | 0.00097009 | 3.1849e-06 | 0.00097009 | 3.1849e-06 | 0.0027785 | 2.0132e-08 | 0.0093813 | 1.511e-06
[120 empty] | 7.3.3.17.5 (Remote Grid) Updates to grid topology to minimize risk of ignition in HFTDs Remote GridWLDFRVegetation ContactAggregated | WLDFR | HFTD - Distribution - Tier 3 - 1QU CoRE ¦ 2QU LoRE | Non-Red Flag Warning - Small Fires | Vegetation Contact | Aggregated | 2055 | 0.0032831 | 156.5661 | 0.51402 | 2055 | Mitigation | 0.95 | 45 | 0 | esc | 0.00097009 | 3.1849e-06 | 0.00097009 | 3.1849e-06 | 0.0027785 | 2.0132e-08 | 0.0093813 | 1.511e-06
[120 empty] | 7.3.3.17.5 (Remote Grid) Updates to grid topology to minimize risk of ignition in HFTDs Remote GridWLDFRVegetation ContactAggregated | WLDFR | HFTD - Distribution - Tier 3 - 1QU CoRE ¦ 2QU LoRE | Non-Red Flag Warning - Small Fires | Vegetation Contact | Aggregated | 2056 | 0.0032831 | 156.5661 | 0.51402 | 2056 | Mitigation | 0.95 | 45 | 0 | esc | 0.00097009 | 3.1849e-06 | 0.00097009 | 3.1849e-06 | 0.0027785 | 2.0132e-08 | 0.0093813 | 1.511e-06
[120 empty] | 7.3.3.17.5 (Remote Grid) Updates to grid topology to minimize risk of ignition in HFTDs Remote GridWLDFRVegetation ContactAggregated | WLDFR | HFTD - Distribution - Tier 3 - 1QU CoRE ¦ 2QU LoRE | Non-Red Flag Warning - Small Fires | Vegetation Contact | Aggregated | 2057 | 0.0032831 | 156.5661 | 0.51402 | 2057 | Mitigation | 0.95 | 45 | 0 | esc | 0.00097009 | 3.1849e-06 | 0.00097009 | 3.1849e-06 | 0.0027785 | 2.0132e-08 | 0.0093813 | 1.511e-06
[120 empty] | 7.3.3.17.5 (Remote Grid) Updates to grid topology to minimize risk of ignition in HFTDs Remote GridWLDFRVegetation ContactAggregated | WLDFR | HFTD - Distribution - Tier 3 - 1QU CoRE ¦ 2QU LoRE | Non-Red Flag Warning - Small Fires | Vegetation Contact | Aggregated | 2058 | 0.0032831 | 156.5661 | 0.51402 | 2058 | Mitigation | 0.95 | 45 | 0 | esc | 0.00097009 | 3.1849e-06 | 0.00097009 | 3.1849e-06 | 0.0027785 | 2.0132e-08 | 0.0093813 | 1.511e-06
[120 empty] | 7.3.3.17.5 (Remote Grid) Updates to grid topology to minimize risk of ignition in HFTDs Remote GridWLDFRVegetation ContactAggregated | WLDFR | HFTD - Distribution - Tier 3 - 1QU CoRE ¦ 2QU LoRE | Non-Red Flag Warning - Small Fires | Vegetation Contact | Aggregated | 2059 | 0.0032831 | 156.5661 | 0.51402 | 2059 | Mitigation | 0.95 | 45 | 0 | esc | 0.00097009 | 3.1849e-06 | 0.00097009 | 3.1849e-06 | 0.0027785 | 2.0132e-08 | 0.0093813 | 1.511e-06
[120 empty] | 7.3.3.17.5 (Remote Grid) Updates to grid topology to minimize risk of ignition in HFTDs Remote GridWLDFRVegetation ContactAggregated | WLDFR | HFTD - Distribution - Tier 3 - 1QU CoRE ¦ 2QU LoRE | Non-Red Flag Warning - Small Fires | Vegetation Contact | Aggregated | 2060 | 0.0032831 | 156.5661 | 0.51402 | 2060 | Mitigation | 0.95 | 45 | 0 | esc | 0.00097009 | 3.1849e-06 | 0.00097009 | 3.1849e-06 | 0.0027785 | 2.0132e-08 | 0.0093813 | 1.511e-06
[120 empty] | 7.3.3.17.5 (Remote Grid) Updates to grid topology to minimize risk of ignition in HFTDs Remote GridWLDFRVegetation ContactAggregated | WLDFR | HFTD - Distribution - Tier 3 - 1QU CoRE ¦ 2QU LoRE | Non-Red Flag Warning - Small Fires | Vegetation Contact | Aggregated | 2061 | 0.0032831 | 156.5661 | 0.51402 | 2061 | Mitigation | 0.95 | 45 | 0 | esc | 0.00097009 | 3.1849e-06 | 0.00097009 | 3.1849e-06 | 0.0027785 | 2.0132e-08 | 0.0093813 | 1.511e-06
[120 empty] | 7.3.3.17.5 (Remote Grid) Updates to grid topology to minimize risk of ignition in HFTDs Remote GridWLDFRVegetation ContactAggregated | WLDFR | HFTD - Distribution - Tier 3 - 1QU CoRE ¦ 2QU LoRE | Non-Red Flag Warning - Small Fires | Vegetation Contact | Aggregated | 2062 | 0.0032831 | 156.5661 | 0.51402 | 2062 | Mitigation | 0.95 | 45 | 0 | esc | 0.00097009 | 3.1849e-06 | 0.00097009 | 3.1849e-06 | 0.0027785 | 2.0132e-08 | 0.0093813 | 1.511e-06
[120 empty] | 7.3.3.17.5 (Remote Grid) Updates to grid topology to minimize risk of ignition in HFTDs Remote GridWLDFRVegetation ContactAggregated | WLDFR | HFTD - Distribution - Tier 3 - 1QU CoRE ¦ 2QU LoRE | Non-Red Flag Warning - Small Fires | Vegetation Contact | Aggregated | 2063 | 0.0032831 | 156.5661 | 0.51402 | 2063 | Mitigation | 0.95 | 45 | 0 | esc | 0.00097009 | 3.1849e-06 | 0.00097009 | 3.1849e-06 | 0.0027785 | 2.0132e-08 | 0.0093813 | 1.511e-06
[120 empty] | 7.3.3.17.5 (Remote Grid) Updates to grid topology to minimize risk of ignition in HFTDs Remote GridWLDFRVegetation ContactAggregated | WLDFR | HFTD - Distribution - Tier 3 - 1QU CoRE ¦ 2QU LoRE | Non-Red Flag Warning - Small Fires | Vegetation Contact | Aggregated | 2064 | 0.0032831 | 156.5661 | 0.51402 | 2064 | Mitigation | 0.95 | 45 | 0 | esc | 0.00097009 | 3.1849e-06 | 0.00097009 | 3.1849e-06 | 0.0027785 | 2.0132e-08 | 0.0093813 | 1.511e-06
[120 empty] | 7.3.3.17.5 (Remote Grid) Updates to grid topology to minimize risk of ignition in HFTDs Remote GridWLDFRVegetation ContactAggregated | WLDFR | HFTD - Distribution - Tier 3 - 1QU CoRE ¦ 2QU LoRE | Non-Red Flag Warning - Small Fires | Vegetation Contact | Aggregated | 2065 | 0.0032831 | 156.5661 | 0.51402 | 2065 | Mitigation | 0.95 | 45 | 0 | esc | 0.00097009 | 3.1849e-06 | 0.00097009 | 3.1849e-06 | 0.0027785 | 2.0132e-08 | 0.0093813 | 1.511e-06
[120 empty] | 7.3.3.17.5 (Remote Grid) Updates to grid topology to minimize risk of ignition in HFTDs Remote GridWLDFRVegetation ContactAggregated | WLDFR | HFTD - Distribution - Tier 3 - 1QU CoRE ¦ 2QU LoRE | Non-Red Flag Warning - Small Fires | Vegetation Contact | Aggregated | 2066 | 0.0032831 | 156.5661 | 0.51402 | 2066 | Mitigation | 0.95 | 45 | 0 | esc | 0.00097009 | 3.1849e-06 | 0.00097009 | 3.1849e-06 | 0.0027785 | 2.0132e-08 | 0.0093813 | 1.511e-06
[120 empty] | 7.3.3.17.5 (Remote Grid) Updates to grid topology to minimize risk of ignition in HFTDs Remote GridWLDFRVegetation ContactAggregated | WLDFR | HFTD - Distribution - Tier 3 - 1QU CoRE ¦ 2QU LoRE | Non-Red Flag Warning - Small Fires | Vegetation Contact | Aggregated | 2067 | 0.0032831 | 156.5661 | 0.51402 | 2067 | Mitigation | 0.95 | 45 | 0 | esc | 0 | 0 | 0.00097009 | 3.1849e-06 | 0.0027785 | 2.0132e-08 | 0.0093813 | 1.511e-06
[120 empty] | 7.3.3.17.5 (Remote Grid) Updates to grid topology to minimize risk of ignition in HFTDs Remote GridWLDFRWire-to-wire contactAggregated | WLDFR | HFTD - Distribution - Tier 3 - 1QU CoRE ¦ 2QU LoRE | Non-Red Flag Warning - Small Fires | Wire-to-wire contact | Aggregated | 2022 | 0.00012968 | 156.5661 | 0.020304 | 2022 | Mitigation | 0.95 | 45 | 0 | esc | 0.00097009 | 1.258e-07 | 0 | 0 | 0 | 0 | 0.0093813 | 1.511e-06
[120 empty] | 7.3.3.17.5 (Remote Grid) Updates to grid topology to minimize risk of ignition in HFTDs Remote GridWLDFRWire-to-wire contactAggregated | WLDFR | HFTD - Distribution - Tier 3 - 1QU CoRE ¦ 2QU LoRE | Non-Red Flag Warning - Small Fires | Wire-to-wire contact | Aggregated | 2023 | 0.00012968 | 156.5661 | 0.020304 | 2023 | Mitigation | 0.95 | 45 | 0 | esc | 0.00097009 | 1.258e-07 | 0.00097009 | 1.258e-07 | 0.0027785 | 3.9028e-09 | 0.0093813 | 1.511e-06
[120 empty] | 7.3.3.17.5 (Remote Grid) Updates to grid topology to minimize risk of ignition in HFTDs Remote GridWLDFRWire-to-wire contactAggregated | WLDFR | HFTD - Distribution - Tier 3 - 1QU CoRE ¦ 2QU LoRE | Non-Red Flag Warning - Small Fires | Wire-to-wire contact | Aggregated | 2024 | 0.00012968 | 156.5661 | 0.020304 | 2024 | Mitigation | 0.95 | 45 | 0 | esc | 0.00097009 | 1.258e-07 | 0.00097009 | 1.258e-07 | 0.0027785 | 3.9028e-09 | 0 | 0
[120 empty] | 7.3.3.17.5 (Remote Grid) Updates to grid topology to minimize risk of ignition in HFTDs Remote GridWLDFRWire-to-wire contactAggregated | WLDFR | HFTD - Distribution - Tier 3 - 1QU CoRE ¦ 2QU LoRE | Non-Red Flag Warning - Small Fires | Wire-to-wire contact | Aggregated | 2025 | 0.00012968 | 156.5661 | 0.020304 | 2025 | Mitigation | 0.95 | 45 | 0 | esc | 0.00097009 | 1.258e-07 | 0.00097009 | 1.258e-07 | 0.0027785 | 3.9028e-09 | 0 | 0
[120 empty] | 7.3.3.17.5 (Remote Grid) Updates to grid topology to minimize risk of ignition in HFTDs Remote GridWLDFRWire-to-wire contactAggregated | WLDFR | HFTD - Distribution - Tier 3 - 1QU CoRE ¦ 2QU LoRE | Non-Red Flag Warning - Small Fires | Wire-to-wire contact | Aggregated | 2026 | 0.00012968 | 156.5661 | 0.020304 | 2026 | Mitigation | 0.95 | 45 | 0 | esc | 0.00097009 | 1.258e-07 | 0.00097009 | 1.258e-07 | 0.0027785 | 3.9028e-09 | 0.014004 | 1.6446e-07
[120 empty] | 7.3.3.17.5 (Remote Grid) Updates to grid topology to minimize risk of ignition in HFTDs Remote GridWLDFRWire-to-wire contactAggregated | WLDFR | HFTD - Distribution - Tier 3 - 1QU CoRE ¦ 2QU LoRE | Non-Red Flag Warning - Small Fires | Wire-to-wire contact | Aggregated | 2027 | 0.00012968 | 156.5661 | 0.020304 | 2027 | Mitigation | 0.95 | 45 | 0 | esc | 0.00097009 | 1.258e-07 | 0.00097009 | 1.258e-07 | 0.0027785 | 3.9028e-09 | 0.014004 | 1.6446e-07
[120 empty] | 7.3.3.17.5 (Remote Grid) Updates to grid topology to minimize risk of ignition in HFTDs Remote GridWLDFRWire-to-wire contactAggregated | WLDFR | HFTD - Distribution - Tier 3 - 1QU CoRE ¦ 2QU LoRE | Non-Red Flag Warning - Small Fires | Wire-to-wire contact | Aggregated | 2028 | 0.00012968 | 156.5661 | 0.020304 | 2028 | Mitigation | 0.95 | 45 | 0 | esc | 0.00097009 | 1.258e-07 | 0.00097009 | 1.258e-07 | 0.0027785 | 3.9028e-09 | 0.014004 | 1.6446e-07
[120 empty] | 7.3.3.17.5 (Remote Grid) Updates to grid topology to minimize risk of ignition in HFTDs Remote GridWLDFRWire-to-wire contactAggregated | WLDFR | HFTD - Distribution - Tier 3 - 1QU CoRE ¦ 2QU LoRE | Non-Red Flag Warning - Small Fires | Wire-to-wire contact | Aggregated | 2029 | 0.00012968 | 156.5661 | 0.020304 | 2029 | Mitigation | 0.95 | 45 | 0 | esc | 0.00097009 | 1.258e-07 | 0.00097009 | 1.258e-07 | 0.0027785 | 3.9028e-09 | 0.014004 | 1.6446e-07
[120 empty] | 7.3.3.17.5 (Remote Grid) Updates to grid topology to minimize risk of ignition in HFTDs Remote GridWLDFRWire-to-wire contactAggregated | WLDFR | HFTD - Distribution - Tier 3 - 1QU CoRE ¦ 2QU LoRE | Non-Red Flag Warning - Small Fires | Wire-to-wire contact | Aggregated | 2030 | 0.00012968 | 156.5661 | 0.020304 | 2030 | Mitigation | 0.95 | 45 | 0 | esc | 0.00097009 | 1.258e-07 | 0.00097009 | 1.258e-07 | 0.0027785 | 3.9028e-09 | 0.014004 | 1.6446e-07
[120 empty] | 7.3.3.17.5 (Remote Grid) Updates to grid topology to minimize risk of ignition in HFTDs Remote GridWLDFRWire-to-wire contactAggregated | WLDFR | HFTD - Distribution - Tier 3 - 1QU CoRE ¦ 2QU LoRE | Non-Red Flag Warning - Small Fires | Wire-to-wire contact | Aggregated | 2031 | 0.00012968 | 156.5661 | 0.020304 | 2031 | Mitigation | 0.95 | 45 | 0 | esc | 0.00097009 | 1.258e-07 | 0.00097009 | 1.258e-07 | 0.0027785 | 3.9028e-09 | 0.014004 | 1.6446e-07
[120 empty] | 7.3.3.17.5 (Remote Grid) Updates to grid topology to minimize risk of ignition in HFTDs Remote GridWLDFRWire-to-wire contactAggregated | WLDFR | HFTD - Distribution - Tier 3 - 1QU CoRE ¦ 2QU LoRE | Non-Red Flag Warning - Small Fires | Wire-to-wire contact | Aggregated | 2032 | 0.00012968 | 156.5661 | 0.020304 | 2032 | Mitigation | 0.95 | 45 | 0 | esc | 0.00097009 | 1.258e-07 | 0.00097009 | 1.258e-07 | 0.0027785 | 3.9028e-09 | 0.014004 | 1.6446e-07
[120 empty] | 7.3.3.17.5 (Remote Grid) Updates to grid topology to minimize risk of ignition in HFTDs Remote GridWLDFRWire-to-wire contactAggregated | WLDFR | HFTD - Distribution - Tier 3 - 1QU CoRE ¦ 2QU LoRE | Non-Red Flag Warning - Small Fires | Wire-to-wire contact | Aggregated | 2033 | 0.00012968 | 156.5661 | 0.020304 | 2033 | Mitigation | 0.95 | 45 | 0 | esc | 0.00097009 | 1.258e-07 | 0.00097009 | 1.258e-07 | 0.0027785 | 3.9028e-09 | 0.014004 | 1.6446e-07
[120 empty] | 7.3.3.17.5 (Remote Grid) Updates to grid topology to minimize risk of ignition in HFTDs Remote GridWLDFRWire-to-wire contactAggregated | WLDFR | HFTD - Distribution - Tier 3 - 1QU CoRE ¦ 2QU LoRE | Non-Red Flag Warning - Small Fires | Wire-to-wire contact | Aggregated | 2034 | 0.00012968 | 156.5661 | 0.020304 | 2034 | Mitigation | 0.95 | 45 | 0 | esc | 0.00097009 | 1.258e-07 | 0.00097009 | 1.258e-07 | 0.0027785 | 3.9028e-09 | 0.014004 | 1.6446e-07
[120 empty] | 7.3.3.17.5 (Remote Grid) Updates to grid topology to minimize risk of ignition in HFTDs Remote GridWLDFRWire-to-wire contactAggregated | WLDFR | HFTD - Distribution - Tier 3 - 1QU CoRE ¦ 2QU LoRE | Non-Red Flag Warning - Small Fires | Wire-to-wire contact | Aggregated | 2035 | 0.00012968 | 156.5661 | 0.020304 | 2035 | Mitigation | 0.95 | 45 | 0 | esc | 0.00097009 | 1.258e-07 | 0.00097009 | 1.258e-07 | 0.0027785 | 3.9028e-09 | 0.014004 | 1.6446e-07
[120 empty] | 7.3.3.17.5 (Remote Grid) Updates to grid topology to minimize risk of ignition in HFTDs Remote GridWLDFRWire-to-wire contactAggregated | WLDFR | HFTD - Distribution - Tier 3 - 1QU CoRE ¦ 2QU LoRE | Non-Red Flag Warning - Small Fires | Wire-to-wire contact | Aggregated | 2036 | 0.00012968 | 156.5661 | 0.020304 | 2036 | Mitigation | 0.95 | 45 | 0 | esc | 0.00097009 | 1.258e-07 | 0.00097009 | 1.258e-07 | 0.0027785 | 3.9028e-09 | 0.014004 | 1.6446e-07
[120 empty] | 7.3.3.17.5 (Remote Grid) Updates to grid topology to minimize risk of ignition in HFTDs Remote GridWLDFRWire-to-wire contactAggregated | WLDFR | HFTD - Distribution - Tier 3 - 1QU CoRE ¦ 2QU LoRE | Non-Red Flag Warning - Small Fires | Wire-to-wire contact | Aggregated | 2037 | 0.00012968 | 156.5661 | 0.020304 | 2037 | Mitigation | 0.95 | 45 | 0 | esc | 0.00097009 | 1.258e-07 | 0.00097009 | 1.258e-07 | 0.0027785 | 3.9028e-09 | 0.014004 | 1.6446e-07
[120 empty] | 7.3.3.17.5 (Remote Grid) Updates to grid topology to minimize risk of ignition in HFTDs Remote GridWLDFRWire-to-wire contactAggregated | WLDFR | HFTD - Distribution - Tier 3 - 1QU CoRE ¦ 2QU LoRE | Non-Red Flag Warning - Small Fires | Wire-to-wire contact | Aggregated | 2038 | 0.00012968 | 156.5661 | 0.020304 | 2038 | Mitigation | 0.95 | 45 | 0 | esc | 0.00097009 | 1.258e-07 | 0.00097009 | 1.258e-07 | 0.0027785 | 3.9028e-09 | 0.014004 | 1.6446e-07
[120 empty] | 7.3.3.17.5 (Remote Grid) Updates to grid topology to minimize risk of ignition in HFTDs Remote GridWLDFRWire-to-wire contactAggregated | WLDFR | HFTD - Distribution - Tier 3 - 1QU CoRE ¦ 2QU LoRE | Non-Red Flag Warning - Small Fires | Wire-to-wire contact | Aggregated | 2039 | 0.00012968 | 156.5661 | 0.020304 | 2039 | Mitigation | 0.95 | 45 | 0 | esc | 0.00097009 | 1.258e-07 | 0.00097009 | 1.258e-07 | 0.0027785 | 3.9028e-09 | 0.014004 | 1.6446e-07
[120 empty] | 7.3.3.17.5 (Remote Grid) Updates to grid topology to minimize risk of ignition in HFTDs Remote GridWLDFRWire-to-wire contactAggregated | WLDFR | HFTD - Distribution - Tier 3 - 1QU CoRE ¦ 2QU LoRE | Non-Red Flag Warning - Small Fires | Wire-to-wire contact | Aggregated | 2040 | 0.00012968 | 156.5661 | 0.020304 | 2040 | Mitigation | 0.95 | 45 | 0 | esc | 0.00097009 | 1.258e-07 | 0.00097009 | 1.258e-07 | 0.0027785 | 3.9028e-09 | 0.014004 | 1.6446e-07
[120 empty] | 7.3.3.17.5 (Remote Grid) Updates to grid topology to minimize risk of ignition in HFTDs Remote GridWLDFRWire-to-wire contactAggregated | WLDFR | HFTD - Distribution - Tier 3 - 1QU CoRE ¦ 2QU LoRE | Non-Red Flag Warning - Small Fires | Wire-to-wire contact | Aggregated | 2041 | 0.00012968 | 156.5661 | 0.020304 | 2041 | Mitigation | 0.95 | 45 | 0 | esc | 0.00097009 | 1.258e-07 | 0.00097009 | 1.258e-07 | 0.0027785 | 3.9028e-09 | 0.014004 | 1.6446e-07
[120 empty] | 7.3.3.17.5 (Remote Grid) Updates to grid topology to minimize risk of ignition in HFTDs Remote GridWLDFRWire-to-wire contactAggregated | WLDFR | HFTD - Distribution - Tier 3 - 1QU CoRE ¦ 2QU LoRE | Non-Red Flag Warning - Small Fires | Wire-to-wire contact | Aggregated | 2042 | 0.00012968 | 156.5661 | 0.020304 | 2042 | Mitigation | 0.95 | 45 | 0 | esc | 0.00097009 | 1.258e-07 | 0.00097009 | 1.258e-07 | 0.0027785 | 3.9028e-09 | 0.014004 | 1.6446e-07
[120 empty] | 7.3.3.17.5 (Remote Grid) Updates to grid topology to minimize risk of ignition in HFTDs Remote GridWLDFRWire-to-wire contactAggregated | WLDFR | HFTD - Distribution - Tier 3 - 1QU CoRE ¦ 2QU LoRE | Non-Red Flag Warning - Small Fires | Wire-to-wire contact | Aggregated | 2043 | 0.00012968 | 156.5661 | 0.020304 | 2043 | Mitigation | 0.95 | 45 | 0 | esc | 0.00097009 | 1.258e-07 | 0.00097009 | 1.258e-07 | 0.0027785 | 3.9028e-09 | 0.014004 | 1.6446e-07
[120 empty] | 7.3.3.17.5 (Remote Grid) Updates to grid topology to minimize risk of ignition in HFTDs Remote GridWLDFRWire-to-wire contactAggregated | WLDFR | HFTD - Distribution - Tier 3 - 1QU CoRE ¦ 2QU LoRE | Non-Red Flag Warning - Small Fires | Wire-to-wire contact | Aggregated | 2044 | 0.00012968 | 156.5661 | 0.020304 | 2044 | Mitigation | 0.95 | 45 | 0 | esc | 0.00097009 | 1.258e-07 | 0.00097009 | 1.258e-07 | 0.0027785 | 3.9028e-09 | 0.014004 | 1.6446e-07
[120 empty] | 7.3.3.17.5 (Remote Grid) Updates to grid topology to minimize risk of ignition in HFTDs Remote GridWLDFRWire-to-wire contactAggregated | WLDFR | HFTD - Distribution - Tier 3 - 1QU CoRE ¦ 2QU LoRE | Non-Red Flag Warning - Small Fires | Wire-to-wire contact | Aggregated | 2045 | 0.00012968 | 156.5661 | 0.020304 | 2045 | Mitigation | 0.95 | 45 | 0 | esc | 0.00097009 | 1.258e-07 | 0.00097009 | 1.258e-07 | 0.0027785 | 3.9028e-09 | 0.014004 | 1.6446e-07
[120 empty] | 7.3.3.17.5 (Remote Grid) Updates to grid topology to minimize risk of ignition in HFTDs Remote GridWLDFRWire-to-wire contactAggregated | WLDFR | HFTD - Distribution - Tier 3 - 1QU CoRE ¦ 2QU LoRE | Non-Red Flag Warning - Small Fires | Wire-to-wire contact | Aggregated | 2046 | 0.00012968 | 156.5661 | 0.020304 | 2046 | Mitigation | 0.95 | 45 | 0 | esc | 0.00097009 | 1.258e-07 | 0.00097009 | 1.258e-07 | 0.0027785 | 3.9028e-09 | 0.014004 | 1.6446e-07
[120 empty] | 7.3.3.17.5 (Remote Grid) Updates to grid topology to minimize risk of ignition in HFTDs Remote GridWLDFRWire-to-wire contactAggregated | WLDFR | HFTD - Distribution - Tier 3 - 1QU CoRE ¦ 2QU LoRE | Non-Red Flag Warning - Small Fires | Wire-to-wire contact | Aggregated | 2047 | 0.00012968 | 156.5661 | 0.020304 | 2047 | Mitigation | 0.95 | 45 | 0 | esc | 0.00097009 | 1.258e-07 | 0.00097009 | 1.258e-07 | 0.0027785 | 3.9028e-09 | 0.014004 | 1.6446e-07
[120 empty] | 7.3.3.17.5 (Remote Grid) Updates to grid topology to minimize risk of ignition in HFTDs Remote GridWLDFRWire-to-wire contactAggregated | WLDFR | HFTD - Distribution - Tier 3 - 1QU CoRE ¦ 2QU LoRE | Non-Red Flag Warning - Small Fires | Wire-to-wire contact | Aggregated | 2048 | 0.00012968 | 156.5661 | 0.020304 | 2048 | Mitigation | 0.95 | 45 | 0 | esc | 0.00097009 | 1.258e-07 | 0.00097009 | 1.258e-07 | 0.0027785 | 3.9028e-09 | 0.014004 | 1.6446e-07
[120 empty] | 7.3.3.17.5 (Remote Grid) Updates to grid topology to minimize risk of ignition in HFTDs Remote GridWLDFRWire-to-wire contactAggregated | WLDFR | HFTD - Distribution - Tier 3 - 1QU CoRE ¦ 2QU LoRE | Non-Red Flag Warning - Small Fires | Wire-to-wire contact | Aggregated | 2049 | 0.00012968 | 156.5661 | 0.020304 | 2049 | Mitigation | 0.95 | 45 | 0 | esc | 0.00097009 | 1.258e-07 | 0.00097009 | 1.258e-07 | 0.0027785 | 3.9028e-09 | 0.014004 | 1.6446e-07
[120 empty] | 7.3.3.17.5 (Remote Grid) Updates to grid topology to minimize risk of ignition in HFTDs Remote GridWLDFRWire-to-wire contactAggregated | WLDFR | HFTD - Distribution - Tier 3 - 1QU CoRE ¦ 2QU LoRE | Non-Red Flag Warning - Small Fires | Wire-to-wire contact | Aggregated | 2050 | 0.00012968 | 156.5661 | 0.020304 | 2050 | Mitigation | 0.95 | 45 | 0 | esc | 0.00097009 | 1.258e-07 | 0.00097009 | 1.258e-07 | 0.0027785 | 3.9028e-09 | 0.014004 | 1.6446e-07
[120 empty] | 7.3.3.17.5 (Remote Grid) Updates to grid topology to minimize risk of ignition in HFTDs Remote GridWLDFRWire-to-wire contactAggregated | WLDFR | HFTD - Distribution - Tier 3 - 1QU CoRE ¦ 2QU LoRE | Non-Red Flag Warning - Small Fires | Wire-to-wire contact | Aggregated | 2051 | 0.00012968 | 156.5661 | 0.020304 | 2051 | Mitigation | 0.95 | 45 | 0 | esc | 0.00097009 | 1.258e-07 | 0.00097009 | 1.258e-07 | 0.0027785 | 3.9028e-09 | 0.014004 | 1.6446e-07
[120 empty] | 7.3.3.17.5 (Remote Grid) Updates to grid topology to minimize risk of ignition in HFTDs Remote GridWLDFRWire-to-wire contactAggregated | WLDFR | HFTD - Distribution - Tier 3 - 1QU CoRE ¦ 2QU LoRE | Non-Red Flag Warning - Small Fires | Wire-to-wire contact | Aggregated | 2052 | 0.00012968 | 156.5661 | 0.020304 | 2052 | Mitigation | 0.95 | 45 | 0 | esc | 0.00097009 | 1.258e-07 | 0.00097009 | 1.258e-07 | 0.0027785 | 3.9028e-09 | 0.014004 | 1.6446e-07
[120 empty] | 7.3.3.17.5 (Remote Grid) Updates to grid topology to minimize risk of ignition in HFTDs Remote GridWLDFRWire-to-wire contactAggregated | WLDFR | HFTD - Distribution - Tier 3 - 1QU CoRE ¦ 2QU LoRE | Non-Red Flag Warning - Small Fires | Wire-to-wire contact | Aggregated | 2053 | 0.00012968 | 156.5661 | 0.020304 | 2053 | Mitigation | 0.95 | 45 | 0 | esc | 0.00097009 | 1.258e-07 | 0.00097009 | 1.258e-07 | 0.0027785 | 3.9028e-09 | 0.014004 | 1.6446e-07
[120 empty] | 7.3.3.17.5 (Remote Grid) Updates to grid topology to minimize risk of ignition in HFTDs Remote GridWLDFRWire-to-wire contactAggregated | WLDFR | HFTD - Distribution - Tier 3 - 1QU CoRE ¦ 2QU LoRE | Non-Red Flag Warning - Small Fires | Wire-to-wire contact | Aggregated | 2054 | 0.00012968 | 156.5661 | 0.020304 | 2054 | Mitigation | 0.95 | 45 | 0 | esc | 0.00097009 | 1.258e-07 | 0.00097009 | 1.258e-07 | 0.0027785 | 3.9028e-09 | 0.014004 | 1.6446e-07
[120 empty] | 7.3.3.17.5 (Remote Grid) Updates to grid topology to minimize risk of ignition in HFTDs Remote GridWLDFRWire-to-wire contactAggregated | WLDFR | HFTD - Distribution - Tier 3 - 1QU CoRE ¦ 2QU LoRE | Non-Red Flag Warning - Small Fires | Wire-to-wire contact | Aggregated | 2055 | 0.00012968 | 156.5661 | 0.020304 | 2055 | Mitigation | 0.95 | 45 | 0 | esc | 0.00097009 | 1.258e-07 | 0.00097009 | 1.258e-07 | 0.0027785 | 3.9028e-09 | 0.014004 | 1.6446e-07
[120 empty] | 7.3.3.17.5 (Remote Grid) Updates to grid topology to minimize risk of ignition in HFTDs Remote GridWLDFRWire-to-wire contactAggregated | WLDFR | HFTD - Distribution - Tier 3 - 1QU CoRE ¦ 2QU LoRE | Non-Red Flag Warning - Small Fires | Wire-to-wire contact | Aggregated | 2056 | 0.00012968 | 156.5661 | 0.020304 | 2056 | Mitigation | 0.95 | 45 | 0 | esc | 0.00097009 | 1.258e-07 | 0.00097009 | 1.258e-07 | 0.0027785 | 3.9028e-09 | 0 | 0
[120 empty] | 7.3.3.17.5 (Remote Grid) Updates to grid topology to minimize risk of ignition in HFTDs Remote GridWLDFRWire-to-wire contactAggregated | WLDFR | HFTD - Distribution - Tier 3 - 1QU CoRE ¦ 2QU LoRE | Non-Red Flag Warning - Small Fires | Wire-to-wire contact | Aggregated | 2057 | 0.00012968 | 156.5661 | 0.020304 | 2057 | Mitigation | 0.95 | 45 | 0 | esc | 0.00097009 | 1.258e-07 | 0.00097009 | 1.258e-07 | 0.0027785 | 3.9028e-09 | 0 | 0
[120 empty] | 7.3.3.17.5 (Remote Grid) Updates to grid topology to minimize risk of ignition in HFTDs Remote GridWLDFRWire-to-wire contactAggregated | WLDFR | HFTD - Distribution - Tier 3 - 1QU CoRE ¦ 2QU LoRE | Non-Red Flag Warning - Small Fires | Wire-to-wire contact | Aggregated | 2058 | 0.00012968 | 156.5661 | 0.020304 | 2058 | Mitigation | 0.95 | 45 | 0 | esc | 0.00097009 | 1.258e-07 | 0.00097009 | 1.258e-07 | 0.0027785 | 3.9028e-09 | 0.012777 | 1.385e-07
[120 empty] | 7.3.3.17.5 (Remote Grid) Updates to grid topology to minimize risk of ignition in HFTDs Remote GridWLDFRWire-to-wire contactAggregated | WLDFR | HFTD - Distribution - Tier 3 - 1QU CoRE ¦ 2QU LoRE | Non-Red Flag Warning - Small Fires | Wire-to-wire contact | Aggregated | 2059 | 0.00012968 | 156.5661 | 0.020304 | 2059 | Mitigation | 0.95 | 45 | 0 | esc | 0.00097009 | 1.258e-07 | 0.00097009 | 1.258e-07 | 0.0027785 | 3.9028e-09 | 0.012777 | 1.385e-07
[120 empty] | 7.3.3.17.5 (Remote Grid) Updates to grid topology to minimize risk of ignition in HFTDs Remote GridWLDFRWire-to-wire contactAggregated | WLDFR | HFTD - Distribution - Tier 3 - 1QU CoRE ¦ 2QU LoRE | Non-Red Flag Warning - Small Fires | Wire-to-wire contact | Aggregated | 2060 | 0.00012968 | 156.5661 | 0.020304 | 2060 | Mitigation | 0.95 | 45 | 0 | esc | 0.00097009 | 1.258e-07 | 0.00097009 | 1.258e-07 | 0.0027785 | 3.9028e-09 | 0.012777 | 1.385e-07
[120 empty] | 7.3.3.17.5 (Remote Grid) Updates to grid topology to minimize risk of ignition in HFTDs Remote GridWLDFRWire-to-wire contactAggregated | WLDFR | HFTD - Distribution - Tier 3 - 1QU CoRE ¦ 2QU LoRE | Non-Red Flag Warning - Small Fires | Wire-to-wire contact | Aggregated | 2061 | 0.00012968 | 156.5661 | 0.020304 | 2061 | Mitigation | 0.95 | 45 | 0 | esc | 0.00097009 | 1.258e-07 | 0.00097009 | 1.258e-07 | 0.0027785 | 3.9028e-09 | 0.012777 | 1.385e-07
[120 empty] | 7.3.3.17.5 (Remote Grid) Updates to grid topology to minimize risk of ignition in HFTDs Remote GridWLDFRWire-to-wire contactAggregated | WLDFR | HFTD - Distribution - Tier 3 - 1QU CoRE ¦ 2QU LoRE | Non-Red Flag Warning - Small Fires | Wire-to-wire contact | Aggregated | 2062 | 0.00012968 | 156.5661 | 0.020304 | 2062 | Mitigation | 0.95 | 45 | 0 | esc | 0.00097009 | 1.258e-07 | 0.00097009 | 1.258e-07 | 0.0027785 | 3.9028e-09 | 0.012777 | 1.385e-07
[120 empty] | 7.3.3.17.5 (Remote Grid) Updates to grid topology to minimize risk of ignition in HFTDs Remote GridWLDFRWire-to-wire contactAggregated | WLDFR | HFTD - Distribution - Tier 3 - 1QU CoRE ¦ 2QU LoRE | Non-Red Flag Warning - Small Fires | Wire-to-wire contact | Aggregated | 2063 | 0.00012968 | 156.5661 | 0.020304 | 2063 | Mitigation | 0.95 | 45 | 0 | esc | 0.00097009 | 1.258e-07 | 0.00097009 | 1.258e-07 | 0.0027785 | 3.9028e-09 | 0.012777 | 1.385e-07
[120 empty] | 7.3.3.17.5 (Remote Grid) Updates to grid topology to minimize risk of ignition in HFTDs Remote GridWLDFRWire-to-wire contactAggregated | WLDFR | HFTD - Distribution - Tier 3 - 1QU CoRE ¦ 2QU LoRE | Non-Red Flag Warning - Small Fires | Wire-to-wire contact | Aggregated | 2064 | 0.00012968 | 156.5661 | 0.020304 | 2064 | Mitigation | 0.95 | 45 | 0 | esc | 0.00097009 | 1.258e-07 | 0.00097009 | 1.258e-07 | 0.0027785 | 3.9028e-09 | 0.012777 | 1.385e-07
[120 empty] | 7.3.3.17.5 (Remote Grid) Updates to grid topology to minimize risk of ignition in HFTDs Remote GridWLDFRWire-to-wire contactAggregated | WLDFR | HFTD - Distribution - Tier 3 - 1QU CoRE ¦ 2QU LoRE | Non-Red Flag Warning - Small Fires | Wire-to-wire contact | Aggregated | 2065 | 0.00012968 | 156.5661 | 0.020304 | 2065 | Mitigation | 0.95 | 45 | 0 | esc | 0.00097009 | 1.258e-07 | 0.00097009 | 1.258e-07 | 0.0027785 | 3.9028e-09 | 0.012777 | 1.385e-07
[120 empty] | 7.3.3.17.5 (Remote Grid) Updates to grid topology to minimize risk of ignition in HFTDs Remote GridWLDFRWire-to-wire contactAggregated | WLDFR | HFTD - Distribution - Tier 3 - 1QU CoRE ¦ 2QU LoRE | Non-Red Flag Warning - Small Fires | Wire-to-wire contact | Aggregated | 2066 | 0.00012968 | 156.5661 | 0.020304 | 2066 | Mitigation | 0.95 | 45 | 0 | esc | 0.00097009 | 1.258e-07 | 0.00097009 | 1.258e-07 | 0.0027785 | 3.9028e-09 | 0.012777 | 1.385e-07
[120 empty] | 7.3.3.17.5 (Remote Grid) Updates to grid topology to minimize risk of ignition in HFTDs Remote GridWLDFRWire-to-wire contactAggregated | WLDFR | HFTD - Distribution - Tier 3 - 1QU CoRE ¦ 2QU LoRE | Non-Red Flag Warning - Small Fires | Wire-to-wire contact | Aggregated | 2067 | 0.00012968 | 156.5661 | 0.020304 | 2067 | Mitigation | 0.95 | 45 | 0 | esc | 0 | 0 | 0.00097009 | 1.258e-07 | 0.0027785 | 3.9028e-09 | 0.012777 | 1.385e-07
[120 empty] | 7.3.3.17.5 (Remote Grid) Updates to grid topology to minimize risk of ignition in HFTDs Remote GridWLDFREquipment / facility failureAggregated | WLDFR | HFTD - Distribution - Tier 3 - 1QU CoRE ¦ 2QU LoRE | Red Flag Warning - Catastrophic Fires | Equipment / facility failure | Aggregated | 2022 | 3.8347e-05 | 156.5661 | 0.0060039 | 2022 | Mitigation | 0.95 | 45 | 0 | esc | 0.00097009 | 3.72e-08 | 0 | 0 | 0.0027785 | 3.9028e-09 | 0.012777 | 1.385e-07
[120 empty] | 7.3.3.17.5 (Remote Grid) Updates to grid topology to minimize risk of ignition in HFTDs Remote GridWLDFREquipment / facility failureAggregated | WLDFR | HFTD - Distribution - Tier 3 - 1QU CoRE ¦ 2QU LoRE | Red Flag Warning - Catastrophic Fires | Equipment / facility failure | Aggregated | 2023 | 3.8347e-05 | 156.5661 | 0.0060039 | 2023 | Mitigation | 0.95 | 45 | 0 | esc | 0.00097009 | 3.72e-08 | 0.00097009 | 3.72e-08 | 0.0027785 | 3.9028e-09 | 0.012777 | 1.385e-07
[120 empty] | 7.3.3.17.5 (Remote Grid) Updates to grid topology to minimize risk of ignition in HFTDs Remote GridWLDFREquipment / facility failureAggregated | WLDFR | HFTD - Distribution - Tier 3 - 1QU CoRE ¦ 2QU LoRE | Red Flag Warning - Catastrophic Fires | Equipment / facility failure | Aggregated | 2024 | 3.8347e-05 | 156.5661 | 0.0060039 | 2024 | Mitigation | 0.95 | 45 | 0 | esc | 0.00097009 | 3.72e-08 | 0.00097009 | 3.72e-08 | 0.0027785 | 3.9028e-09 | 0.012777 | 1.385e-07
[120 empty] | 7.3.3.17.5 (Remote Grid) Updates to grid topology to minimize risk of ignition in HFTDs Remote GridWLDFREquipment / facility failureAggregated | WLDFR | HFTD - Distribution - Tier 3 - 1QU CoRE ¦ 2QU LoRE | Red Flag Warning - Catastrophic Fires | Equipment / facility failure | Aggregated | 2025 | 3.8347e-05 | 156.5661 | 0.0060039 | 2025 | Mitigation | 0.95 | 45 | 0 | esc | 0.00097009 | 3.72e-08 | 0.00097009 | 3.72e-08 | 0.0027785 | 3.9028e-09 | 0.012777 | 1.385e-07
[120 empty] | 7.3.3.17.5 (Remote Grid) Updates to grid topology to minimize risk of ignition in HFTDs Remote GridWLDFREquipment / facility failureAggregated | WLDFR | HFTD - Distribution - Tier 3 - 1QU CoRE ¦ 2QU LoRE | Red Flag Warning - Catastrophic Fires | Equipment / facility failure | Aggregated | 2026 | 3.8347e-05 | 156.5661 | 0.0060039 | 2026 | Mitigation | 0.95 | 45 | 0 | esc | 0.00097009 | 3.72e-08 | 0.00097009 | 3.72e-08 | 0 | 0 | 0.012777 | 1.385e-07
[120 empty] | 7.3.3.17.5 (Remote Grid) Updates to grid topology to minimize risk of ignition in HFTDs Remote GridWLDFREquipment / facility failureAggregated | WLDFR | HFTD - Distribution - Tier 3 - 1QU CoRE ¦ 2QU LoRE | Red Flag Warning - Catastrophic Fires | Equipment / facility failure | Aggregated | 2027 | 3.8347e-05 | 156.5661 | 0.0060039 | 2027 | Mitigation | 0.95 | 45 | 0 | esc | 0.00097009 | 3.72e-08 | 0.00097009 | 3.72e-08 | 0.0027785 | 2.986e-06 | 0.012777 | 1.385e-07
[120 empty] | 7.3.3.17.5 (Remote Grid) Updates to grid topology to minimize risk of ignition in HFTDs Remote GridWLDFREquipment / facility failureAggregated | WLDFR | HFTD - Distribution - Tier 3 - 1QU CoRE ¦ 2QU LoRE | Red Flag Warning - Catastrophic Fires | Equipment / facility failure | Aggregated | 2028 | 3.8347e-05 | 156.5661 | 0.0060039 | 2028 | Mitigation | 0.95 | 45 | 0 | esc | 0.00097009 | 3.72e-08 | 0.00097009 | 3.72e-08 | 0.0027785 | 2.986e-06 | 0.012777 | 1.385e-07
[120 empty] | 7.3.3.17.5 (Remote Grid) Updates to grid topology to minimize risk of ignition in HFTDs Remote GridWLDFREquipment / facility failureAggregated | WLDFR | HFTD - Distribution - Tier 3 - 1QU CoRE ¦ 2QU LoRE | Red Flag Warning - Catastrophic Fires | Equipment / facility failure | Aggregated | 2029 | 3.8347e-05 | 156.5661 | 0.0060039 | 2029 | Mitigation | 0.95 | 45 | 0 | esc | 0.00097009 | 3.72e-08 | 0.00097009 | 3.72e-08 | 0.0027785 | 2.986e-06 | 0.012777 | 1.385e-07
[120 empty] | 7.3.3.17.5 (Remote Grid) Updates to grid topology to minimize risk of ignition in HFTDs Remote GridWLDFREquipment / facility failureAggregated | WLDFR | HFTD - Distribution - Tier 3 - 1QU CoRE ¦ 2QU LoRE | Red Flag Warning - Catastrophic Fires | Equipment / facility failure | Aggregated | 2030 | 3.8347e-05 | 156.5661 | 0.0060039 | 2030 | Mitigation | 0.95 | 45 | 0 | esc | 0.00097009 | 3.72e-08 | 0.00097009 | 3.72e-08 | 0.0027785 | 2.986e-06 | 0.012777 | 1.385e-07
[120 empty] | 7.3.3.17.5 (Remote Grid) Updates to grid topology to minimize risk of ignition in HFTDs Remote GridWLDFREquipment / facility failureAggregated | WLDFR | HFTD - Distribution - Tier 3 - 1QU CoRE ¦ 2QU LoRE | Red Flag Warning - Catastrophic Fires | Equipment / facility failure | Aggregated | 2031 | 3.8347e-05 | 156.5661 | 0.0060039 | 2031 | Mitigation | 0.95 | 45 | 0 | esc | 0.00097009 | 3.72e-08 | 0.00097009 | 3.72e-08 | 0.0027785 | 2.986e-06 | 0.012777 | 1.385e-07
[120 empty] | 7.3.3.17.5 (Remote Grid) Updates to grid topology to minimize risk of ignition in HFTDs Remote GridWLDFREquipment / facility failureAggregated | WLDFR | HFTD - Distribution - Tier 3 - 1QU CoRE ¦ 2QU LoRE | Red Flag Warning - Catastrophic Fires | Equipment / facility failure | Aggregated | 2032 | 3.8347e-05 | 156.5661 | 0.0060039 | 2032 | Mitigation | 0.95 | 45 | 0 | esc | 0.00097009 | 3.72e-08 | 0.00097009 | 3.72e-08 | 0.0027785 | 2.986e-06 | 0.012777 | 1.385e-07
[120 empty] | 7.3.3.17.5 (Remote Grid) Updates to grid topology to minimize risk of ignition in HFTDs Remote GridWLDFREquipment / facility failureAggregated | WLDFR | HFTD - Distribution - Tier 3 - 1QU CoRE ¦ 2QU LoRE | Red Flag Warning - Catastrophic Fires | Equipment / facility failure | Aggregated | 2033 | 3.8347e-05 | 156.5661 | 0.0060039 | 2033 | Mitigation | 0.95 | 45 | 0 | esc | 0.00097009 | 3.72e-08 | 0.00097009 | 3.72e-08 | 0.0027785 | 2.986e-06 | 0.012777 | 1.385e-07
[120 empty] | 7.3.3.17.5 (Remote Grid) Updates to grid topology to minimize risk of ignition in HFTDs Remote GridWLDFREquipment / facility failureAggregated | WLDFR | HFTD - Distribution - Tier 3 - 1QU CoRE ¦ 2QU LoRE | Red Flag Warning - Catastrophic Fires | Equipment / facility failure | Aggregated | 2034 | 3.8347e-05 | 156.5661 | 0.0060039 | 2034 | Mitigation | 0.95 | 45 | 0 | esc | 0.00097009 | 3.72e-08 | 0.00097009 | 3.72e-08 | 0.0027785 | 2.986e-06 | 0.012777 | 1.385e-07
[120 empty] | 7.3.3.17.5 (Remote Grid) Updates to grid topology to minimize risk of ignition in HFTDs Remote GridWLDFREquipment / facility failureAggregated | WLDFR | HFTD - Distribution - Tier 3 - 1QU CoRE ¦ 2QU LoRE | Red Flag Warning - Catastrophic Fires | Equipment / facility failure | Aggregated | 2035 | 3.8347e-05 | 156.5661 | 0.0060039 | 2035 | Mitigation | 0.95 | 45 | 0 | esc | 0.00097009 | 3.72e-08 | 0.00097009 | 3.72e-08 | 0.0027785 | 2.986e-06 | 0.012777 | 1.385e-07
[120 empty] | 7.3.3.17.5 (Remote Grid) Updates to grid topology to minimize risk of ignition in HFTDs Remote GridWLDFREquipment / facility failureAggregated | WLDFR | HFTD - Distribution - Tier 3 - 1QU CoRE ¦ 2QU LoRE | Red Flag Warning - Catastrophic Fires | Equipment / facility failure | Aggregated | 2036 | 3.8347e-05 | 156.5661 | 0.0060039 | 2036 | Mitigation | 0.95 | 45 | 0 | esc | 0.00097009 | 3.72e-08 | 0.00097009 | 3.72e-08 | 0.0027785 | 2.986e-06 | 0.012777 | 1.385e-07
[120 empty] | 7.3.3.17.5 (Remote Grid) Updates to grid topology to minimize risk of ignition in HFTDs Remote GridWLDFREquipment / facility failureAggregated | WLDFR | HFTD - Distribution - Tier 3 - 1QU CoRE ¦ 2QU LoRE | Red Flag Warning - Catastrophic Fires | Equipment / facility failure | Aggregated | 2037 | 3.8347e-05 | 156.5661 | 0.0060039 | 2037 | Mitigation | 0.95 | 45 | 0 | esc | 0.00097009 | 3.72e-08 | 0.00097009 | 3.72e-08 | 0.0027785 | 2.986e-06 | 0.012777 | 1.385e-07
[120 empty] | 7.3.3.17.5 (Remote Grid) Updates to grid topology to minimize risk of ignition in HFTDs Remote GridWLDFREquipment / facility failureAggregated | WLDFR | HFTD - Distribution - Tier 3 - 1QU CoRE ¦ 2QU LoRE | Red Flag Warning - Catastrophic Fires | Equipment / facility failure | Aggregated | 2038 | 3.8347e-05 | 156.5661 | 0.0060039 | 2038 | Mitigation | 0.95 | 45 | 0 | esc | 0.00097009 | 3.72e-08 | 0.00097009 | 3.72e-08 | 0.0027785 | 2.986e-06 | 0.012777 | 1.385e-07
[120 empty] | 7.3.3.17.5 (Remote Grid) Updates to grid topology to minimize risk of ignition in HFTDs Remote GridWLDFREquipment / facility failureAggregated | WLDFR | HFTD - Distribution - Tier 3 - 1QU CoRE ¦ 2QU LoRE | Red Flag Warning - Catastrophic Fires | Equipment / facility failure | Aggregated | 2039 | 3.8347e-05 | 156.5661 | 0.0060039 | 2039 | Mitigation | 0.95 | 45 | 0 | esc | 0.00097009 | 3.72e-08 | 0.00097009 | 3.72e-08 | 0.0027785 | 2.986e-06 | 0.012777 | 1.385e-07
[120 empty] | 7.3.3.17.5 (Remote Grid) Updates to grid topology to minimize risk of ignition in HFTDs Remote GridWLDFREquipment / facility failureAggregated | WLDFR | HFTD - Distribution - Tier 3 - 1QU CoRE ¦ 2QU LoRE | Red Flag Warning - Catastrophic Fires | Equipment / facility failure | Aggregated | 2040 | 3.8347e-05 | 156.5661 | 0.0060039 | 2040 | Mitigation | 0.95 | 45 | 0 | esc | 0.00097009 | 3.72e-08 | 0.00097009 | 3.72e-08 | 0.0027785 | 2.986e-06 | 0.012777 | 1.385e-07
[120 empty] | 7.3.3.17.5 (Remote Grid) Updates to grid topology to minimize risk of ignition in HFTDs Remote GridWLDFREquipment / facility failureAggregated | WLDFR | HFTD - Distribution - Tier 3 - 1QU CoRE ¦ 2QU LoRE | Red Flag Warning - Catastrophic Fires | Equipment / facility failure | Aggregated | 2041 | 3.8347e-05 | 156.5661 | 0.0060039 | 2041 | Mitigation | 0.95 | 45 | 0 | esc | 0.00097009 | 3.72e-08 | 0.00097009 | 3.72e-08 | 0.0027785 | 2.986e-06 | 0.012777 | 1.385e-07
[120 empty] | 7.3.3.17.5 (Remote Grid) Updates to grid topology to minimize risk of ignition in HFTDs Remote GridWLDFREquipment / facility failureAggregated | WLDFR | HFTD - Distribution - Tier 3 - 1QU CoRE ¦ 2QU LoRE | Red Flag Warning - Catastrophic Fires | Equipment / facility failure | Aggregated | 2042 | 3.8347e-05 | 156.5661 | 0.0060039 | 2042 | Mitigation | 0.95 | 45 | 0 | esc | 0.00097009 | 3.72e-08 | 0.00097009 | 3.72e-08 | 0.0027785 | 2.986e-06 | 0 | 0
[120 empty] | 7.3.3.17.5 (Remote Grid) Updates to grid topology to minimize risk of ignition in HFTDs Remote GridWLDFREquipment / facility failureAggregated | WLDFR | HFTD - Distribution - Tier 3 - 1QU CoRE ¦ 2QU LoRE | Red Flag Warning - Catastrophic Fires | Equipment / facility failure | Aggregated | 2043 | 3.8347e-05 | 156.5661 | 0.0060039 | 2043 | Mitigation | 0.95 | 45 | 0 | esc | 0.00097009 | 3.72e-08 | 0.00097009 | 3.72e-08 | 0.0027785 | 2.986e-06 | 0 | 0
[120 empty] | 7.3.3.17.5 (Remote Grid) Updates to grid topology to minimize risk of ignition in HFTDs Remote GridWLDFREquipment / facility failureAggregated | WLDFR | HFTD - Distribution - Tier 3 - 1QU CoRE ¦ 2QU LoRE | Red Flag Warning - Catastrophic Fires | Equipment / facility failure | Aggregated | 2044 | 3.8347e-05 | 156.5661 | 0.0060039 | 2044 | Mitigation | 0.95 | 45 | 0 | esc | 0.00097009 | 3.72e-08 | 0.00097009 | 3.72e-08 | 0.0027785 | 2.986e-06 | 0.012705 | 1.2375e-07
[120 empty] | 7.3.3.17.5 (Remote Grid) Updates to grid topology to minimize risk of ignition in HFTDs Remote GridWLDFREquipment / facility failureAggregated | WLDFR | HFTD - Distribution - Tier 3 - 1QU CoRE ¦ 2QU LoRE | Red Flag Warning - Catastrophic Fires | Equipment / facility failure | Aggregated | 2045 | 3.8347e-05 | 156.5661 | 0.0060039 | 2045 | Mitigation | 0.95 | 45 | 0 | esc | 0.00097009 | 3.72e-08 | 0.00097009 | 3.72e-08 | 0.0027785 | 2.986e-06 | 0.012705 | 1.2375e-07
[120 empty] | 7.3.3.17.5 (Remote Grid) Updates to grid topology to minimize risk of ignition in HFTDs Remote GridWLDFREquipment / facility failureAggregated | WLDFR | HFTD - Distribution - Tier 3 - 1QU CoRE ¦ 2QU LoRE | Red Flag Warning - Catastrophic Fires | Equipment / facility failure | Aggregated | 2046 | 3.8347e-05 | 156.5661 | 0.0060039 | 2046 | Mitigation | 0.95 | 45 | 0 | esc | 0.00097009 | 3.72e-08 | 0.00097009 | 3.72e-08 | 0.0027785 | 2.986e-06 | 0.012705 | 1.2375e-07
[120 empty] | 7.3.3.17.5 (Remote Grid) Updates to grid topology to minimize risk of ignition in HFTDs Remote GridWLDFREquipment / facility failureAggregated | WLDFR | HFTD - Distribution - Tier 3 - 1QU CoRE ¦ 2QU LoRE | Red Flag Warning - Catastrophic Fires | Equipment / facility failure | Aggregated | 2047 | 3.8347e-05 | 156.5661 | 0.0060039 | 2047 | Mitigation | 0.95 | 45 | 0 | esc | 0.00097009 | 3.72e-08 | 0.00097009 | 3.72e-08 | 0.0027785 | 2.986e-06 | 0.012705 | 1.2375e-07
[120 empty] | 7.3.3.17.5 (Remote Grid) Updates to grid topology to minimize risk of ignition in HFTDs Remote GridWLDFREquipment / facility failureAggregated | WLDFR | HFTD - Distribution - Tier 3 - 1QU CoRE ¦ 2QU LoRE | Red Flag Warning - Catastrophic Fires | Equipment / facility failure | Aggregated | 2048 | 3.8347e-05 | 156.5661 | 0.0060039 | 2048 | Mitigation | 0.95 | 45 | 0 | esc | 0.00097009 | 3.72e-08 | 0.00097009 | 3.72e-08 | 0.0027785 | 2.986e-06 | 0.012705 | 1.2375e-07
[120 empty] | 7.3.3.17.5 (Remote Grid) Updates to grid topology to minimize risk of ignition in HFTDs Remote GridWLDFREquipment / facility failureAggregated | WLDFR | HFTD - Distribution - Tier 3 - 1QU CoRE ¦ 2QU LoRE | Red Flag Warning - Catastrophic Fires | Equipment / facility failure | Aggregated | 2049 | 3.8347e-05 | 156.5661 | 0.0060039 | 2049 | Mitigation | 0.95 | 45 | 0 | esc | 0.00097009 | 3.72e-08 | 0.00097009 | 3.72e-08 | 0.0027785 | 2.986e-06 | 0.012705 | 1.2375e-07
[120 empty] | 7.3.3.17.5 (Remote Grid) Updates to grid topology to minimize risk of ignition in HFTDs Remote GridWLDFREquipment / facility failureAggregated | WLDFR | HFTD - Distribution - Tier 3 - 1QU CoRE ¦ 2QU LoRE | Red Flag Warning - Catastrophic Fires | Equipment / facility failure | Aggregated | 2050 | 3.8347e-05 | 156.5661 | 0.0060039 | 2050 | Mitigation | 0.95 | 45 | 0 | esc | 0.00097009 | 3.72e-08 | 0.00097009 | 3.72e-08 | 0.0027785 | 2.986e-06 | 0.012705 | 1.2375e-07
[120 empty] | 7.3.3.17.5 (Remote Grid) Updates to grid topology to minimize risk of ignition in HFTDs Remote GridWLDFREquipment / facility failureAggregated | WLDFR | HFTD - Distribution - Tier 3 - 1QU CoRE ¦ 2QU LoRE | Red Flag Warning - Catastrophic Fires | Equipment / facility failure | Aggregated | 2051 | 3.8347e-05 | 156.5661 | 0.0060039 | 2051 | Mitigation | 0.95 | 45 | 0 | esc | 0.00097009 | 3.72e-08 | 0.00097009 | 3.72e-08 | 0.0027785 | 2.986e-06 | 0.012705 | 1.2375e-07
[120 empty] | 7.3.3.17.5 (Remote Grid) Updates to grid topology to minimize risk of ignition in HFTDs Remote GridWLDFREquipment / facility failureAggregated | WLDFR | HFTD - Distribution - Tier 3 - 1QU CoRE ¦ 2QU LoRE | Red Flag Warning - Catastrophic Fires | Equipment / facility failure | Aggregated | 2052 | 3.8347e-05 | 156.5661 | 0.0060039 | 2052 | Mitigation | 0.95 | 45 | 0 | esc | 0.00097009 | 3.72e-08 | 0.00097009 | 3.72e-08 | 0.0027785 | 2.986e-06 | 0.012705 | 1.2375e-07
[120 empty] | 7.3.3.17.5 (Remote Grid) Updates to grid topology to minimize risk of ignition in HFTDs Remote GridWLDFREquipment / facility failureAggregated | WLDFR | HFTD - Distribution - Tier 3 - 1QU CoRE ¦ 2QU LoRE | Red Flag Warning - Catastrophic Fires | Equipment / facility failure | Aggregated | 2053 | 3.8347e-05 | 156.5661 | 0.0060039 | 2053 | Mitigation | 0.95 | 45 | 0 | esc | 0.00097009 | 3.72e-08 | 0.00097009 | 3.72e-08 | 0.0027785 | 2.986e-06 | 0.012705 | 1.2375e-07
[120 empty] | 7.3.3.17.5 (Remote Grid) Updates to grid topology to minimize risk of ignition in HFTDs Remote GridWLDFREquipment / facility failureAggregated | WLDFR | HFTD - Distribution - Tier 3 - 1QU CoRE ¦ 2QU LoRE | Red Flag Warning - Catastrophic Fires | Equipment / facility failure | Aggregated | 2054 | 3.8347e-05 | 156.5661 | 0.0060039 | 2054 | Mitigation | 0.95 | 45 | 0 | esc | 0.00097009 | 3.72e-08 | 0.00097009 | 3.72e-08 | 0.0027785 | 2.986e-06 | 0.012705 | 1.2375e-07
[120 empty] | 7.3.3.17.5 (Remote Grid) Updates to grid topology to minimize risk of ignition in HFTDs Remote GridWLDFREquipment / facility failureAggregated | WLDFR | HFTD - Distribution - Tier 3 - 1QU CoRE ¦ 2QU LoRE | Red Flag Warning - Catastrophic Fires | Equipment / facility failure | Aggregated | 2055 | 3.8347e-05 | 156.5661 | 0.0060039 | 2055 | Mitigation | 0.95 | 45 | 0 | esc | 0.00097009 | 3.72e-08 | 0.00097009 | 3.72e-08 | 0.0027785 | 2.986e-06 | 0.012705 | 1.2375e-07
[120 empty] | 7.3.3.17.5 (Remote Grid) Updates to grid topology to minimize risk of ignition in HFTDs Remote GridWLDFREquipment / facility failureAggregated | WLDFR | HFTD - Distribution - Tier 3 - 1QU CoRE ¦ 2QU LoRE | Red Flag Warning - Catastrophic Fires | Equipment / facility failure | Aggregated | 2056 | 3.8347e-05 | 156.5661 | 0.0060039 | 2056 | Mitigation | 0.95 | 45 | 0 | esc | 0.00097009 | 3.72e-08 | 0.00097009 | 3.72e-08 | 0.0027785 | 2.986e-06 | 0.012705 | 1.2375e-07
[120 empty] | 7.3.3.17.5 (Remote Grid) Updates to grid topology to minimize risk of ignition in HFTDs Remote GridWLDFREquipment / facility failureAggregated | WLDFR | HFTD - Distribution - Tier 3 - 1QU CoRE ¦ 2QU LoRE | Red Flag Warning - Catastrophic Fires | Equipment / facility failure | Aggregated | 2057 | 3.8347e-05 | 156.5661 | 0.0060039 | 2057 | Mitigation | 0.95 | 45 | 0 | esc | 0.00097009 | 3.72e-08 | 0.00097009 | 3.72e-08 | 0.0027785 | 2.986e-06 | 0.012705 | 1.2375e-07
[120 empty] | 7.3.3.17.5 (Remote Grid) Updates to grid topology to minimize risk of ignition in HFTDs Remote GridWLDFREquipment / facility failureAggregated | WLDFR | HFTD - Distribution - Tier 3 - 1QU CoRE ¦ 2QU LoRE | Red Flag Warning - Catastrophic Fires | Equipment / facility failure | Aggregated | 2058 | 3.8347e-05 | 156.5661 | 0.0060039 | 2058 | Mitigation | 0.95 | 45 | 0 | esc | 0.00097009 | 3.72e-08 | 0.00097009 | 3.72e-08 | 0.0027785 | 2.986e-06 | 0.012705 | 1.2375e-07
[120 empty] | 7.3.3.17.5 (Remote Grid) Updates to grid topology to minimize risk of ignition in HFTDs Remote GridWLDFREquipment / facility failureAggregated | WLDFR | HFTD - Distribution - Tier 3 - 1QU CoRE ¦ 2QU LoRE | Red Flag Warning - Catastrophic Fires | Equipment / facility failure | Aggregated | 2059 | 3.8347e-05 | 156.5661 | 0.0060039 | 2059 | Mitigation | 0.95 | 45 | 0 | esc | 0.00097009 | 3.72e-08 | 0.00097009 | 3.72e-08 | 0.0027785 | 2.986e-06 | 0.012705 | 1.2375e-07
[120 empty] | 7.3.3.17.5 (Remote Grid) Updates to grid topology to minimize risk of ignition in HFTDs Remote GridWLDFREquipment / facility failureAggregated | WLDFR | HFTD - Distribution - Tier 3 - 1QU CoRE ¦ 2QU LoRE | Red Flag Warning - Catastrophic Fires | Equipment / facility failure | Aggregated | 2060 | 3.8347e-05 | 156.5661 | 0.0060039 | 2060 | Mitigation | 0.95 | 45 | 0 | esc | 0.00097009 | 3.72e-08 | 0.00097009 | 3.72e-08 | 0.0027785 | 2.986e-06 | 0.012705 | 1.2375e-07
[120 empty] | 7.3.3.17.5 (Remote Grid) Updates to grid topology to minimize risk of ignition in HFTDs Remote GridWLDFREquipment / facility failureAggregated | WLDFR | HFTD - Distribution - Tier 3 - 1QU CoRE ¦ 2QU LoRE | Red Flag Warning - Catastrophic Fires | Equipment / facility failure | Aggregated | 2061 | 3.8347e-05 | 156.5661 | 0.0060039 | 2061 | Mitigation | 0.95 | 45 | 0 | esc | 0.00097009 | 3.72e-08 | 0.00097009 | 3.72e-08 | 0.0027785 | 2.986e-06 | 0.012705 | 1.2375e-07
[120 empty] | 7.3.3.17.5 (Remote Grid) Updates to grid topology to minimize risk of ignition in HFTDs Remote GridWLDFREquipment / facility failureAggregated | WLDFR | HFTD - Distribution - Tier 3 - 1QU CoRE ¦ 2QU LoRE | Red Flag Warning - Catastrophic Fires | Equipment / facility failure | Aggregated | 2062 | 3.8347e-05 | 156.5661 | 0.0060039 | 2062 | Mitigation | 0.95 | 45 | 0 | esc | 0.00097009 | 3.72e-08 | 0.00097009 | 3.72e-08 | 0.0027785 | 2.986e-06 | 0.012705 | 1.2375e-07
[120 empty] | 7.3.3.17.5 (Remote Grid) Updates to grid topology to minimize risk of ignition in HFTDs Remote GridWLDFREquipment / facility failureAggregated | WLDFR | HFTD - Distribution - Tier 3 - 1QU CoRE ¦ 2QU LoRE | Red Flag Warning - Catastrophic Fires | Equipment / facility failure | Aggregated | 2063 | 3.8347e-05 | 156.5661 | 0.0060039 | 2063 | Mitigation | 0.95 | 45 | 0 | esc | 0.00097009 | 3.72e-08 | 0.00097009 | 3.72e-08 | 0.0027785 | 2.986e-06 | 0.012705 | 1.2375e-07
[120 empty] | 7.3.3.17.5 (Remote Grid) Updates to grid topology to minimize risk of ignition in HFTDs Remote GridWLDFREquipment / facility failureAggregated | WLDFR | HFTD - Distribution - Tier 3 - 1QU CoRE ¦ 2QU LoRE | Red Flag Warning - Catastrophic Fires | Equipment / facility failure | Aggregated | 2064 | 3.8347e-05 | 156.5661 | 0.0060039 | 2064 | Mitigation | 0.95 | 45 | 0 | esc | 0.00097009 | 3.72e-08 | 0.00097009 | 3.72e-08 | 0.0027785 | 2.986e-06 | 0.012705 | 1.2375e-07
[120 empty] | 7.3.3.17.5 (Remote Grid) Updates to grid topology to minimize risk of ignition in HFTDs Remote GridWLDFREquipment / facility failureAggregated | WLDFR | HFTD - Distribution - Tier 3 - 1QU CoRE ¦ 2QU LoRE | Red Flag Warning - Catastrophic Fires | Equipment / facility failure | Aggregated | 2065 | 3.8347e-05 | 156.5661 | 0.0060039 | 2065 | Mitigation | 0.95 | 45 | 0 | esc | 0.00097009 | 3.72e-08 | 0.00097009 | 3.72e-08 | 0.0027785 | 2.986e-06 | 0.012705 | 1.2375e-07
[120 empty] | 7.3.3.17.5 (Remote Grid) Updates to grid topology to minimize risk of ignition in HFTDs Remote GridWLDFREquipment / facility failureAggregated | WLDFR | HFTD - Distribution - Tier 3 - 1QU CoRE ¦ 2QU LoRE | Red Flag Warning - Catastrophic Fires | Equipment / facility failure | Aggregated | 2066 | 3.8347e-05 | 156.5661 | 0.0060039 | 2066 | Mitigation | 0.95 | 45 | 0 | esc | 0.00097009 | 3.72e-08 | 0.00097009 | 3.72e-08 | 0.0027785 | 2.986e-06 | 0.012705 | 1.2375e-07
[120 empty] | 7.3.3.17.5 (Remote Grid) Updates to grid topology to minimize risk of ignition in HFTDs Remote GridWLDFREquipment / facility failureAggregated | WLDFR | HFTD - Distribution - Tier 3 - 1QU CoRE ¦ 2QU LoRE | Red Flag Warning - Catastrophic Fires | Equipment / facility failure | Aggregated | 2067 | 3.8347e-05 | 156.5661 | 0.0060039 | 2067 | Mitigation | 0.95 | 45 | 0 | esc | 0 | 0 | 0.00097009 | 3.72e-08 | 0.0027785 | 2.986e-06 | 0.012705 | 1.2375e-07
[120 empty] | 7.3.3.17.5 (Remote Grid) Updates to grid topology to minimize risk of ignition in HFTDs Remote GridWLDFRVegetation ContactAggregated | WLDFR | HFTD - Distribution - Tier 3 - 1QU CoRE ¦ 2QU LoRE | Red Flag Warning - Catastrophic Fires | Vegetation Contact | Aggregated | 2022 | 0.00014616 | 156.5661 | 0.022884 | 2022 | Mitigation | 0.95 | 45 | 0 | esc | 0.00097009 | 1.4179e-07 | 0 | 0 | 0.0027785 | 2.986e-06 | 0.012705 | 1.2375e-07
[120 empty] | 7.3.3.17.5 (Remote Grid) Updates to grid topology to minimize risk of ignition in HFTDs Remote GridWLDFRVegetation ContactAggregated | WLDFR | HFTD - Distribution - Tier 3 - 1QU CoRE ¦ 2QU LoRE | Red Flag Warning - Catastrophic Fires | Vegetation Contact | Aggregated | 2023 | 0.00014616 | 156.5661 | 0.022884 | 2023 | Mitigation | 0.95 | 45 | 0 | esc | 0.00097009 | 1.4179e-07 | 0.00097009 | 1.4179e-07 | 0.0027785 | 2.986e-06 | 0.012705 | 1.2375e-07
[120 empty] | 7.3.3.17.5 (Remote Grid) Updates to grid topology to minimize risk of ignition in HFTDs Remote GridWLDFRVegetation ContactAggregated | WLDFR | HFTD - Distribution - Tier 3 - 1QU CoRE ¦ 2QU LoRE | Red Flag Warning - Catastrophic Fires | Vegetation Contact | Aggregated | 2024 | 0.00014616 | 156.5661 | 0.022884 | 2024 | Mitigation | 0.95 | 45 | 0 | esc | 0.00097009 | 1.4179e-07 | 0.00097009 | 1.4179e-07 | 0.0027785 | 2.986e-06 | 0.012705 | 1.2375e-07
[120 empty] | 7.3.3.17.5 (Remote Grid) Updates to grid topology to minimize risk of ignition in HFTDs Remote GridWLDFRVegetation ContactAggregated | WLDFR | HFTD - Distribution - Tier 3 - 1QU CoRE ¦ 2QU LoRE | Red Flag Warning - Catastrophic Fires | Vegetation Contact | Aggregated | 2025 | 0.00014616 | 156.5661 | 0.022884 | 2025 | Mitigation | 0.95 | 45 | 0 | esc | 0.00097009 | 1.4179e-07 | 0.00097009 | 1.4179e-07 | 0.0027785 | 2.986e-06 | 0.012705 | 1.2375e-07
[120 empty] | 7.3.3.17.5 (Remote Grid) Updates to grid topology to minimize risk of ignition in HFTDs Remote GridWLDFRVegetation ContactAggregated | WLDFR | HFTD - Distribution - Tier 3 - 1QU CoRE ¦ 2QU LoRE | Red Flag Warning - Catastrophic Fires | Vegetation Contact | Aggregated | 2026 | 0.00014616 | 156.5661 | 0.022884 | 2026 | Mitigation | 0.95 | 45 | 0 | esc | 0.00097009 | 1.4179e-07 | 0.00097009 | 1.4179e-07 | 0.0027785 | 2.986e-06 | 0.012705 | 1.2375e-07
[120 empty] | 7.3.3.17.5 (Remote Grid) Updates to grid topology to minimize risk of ignition in HFTDs Remote GridWLDFRVegetation ContactAggregated | WLDFR | HFTD - Distribution - Tier 3 - 1QU CoRE ¦ 2QU LoRE | Red Flag Warning - Catastrophic Fires | Vegetation Contact | Aggregated | 2027 | 0.00014616 | 156.5661 | 0.022884 | 2027 | Mitigation | 0.95 | 45 | 0 | esc | 0.00097009 | 1.4179e-07 | 0.00097009 | 1.4179e-07 | 0.0027785 | 2.986e-06 | 0.012705 | 1.2375e-07
[120 empty] | 7.3.3.17.5 (Remote Grid) Updates to grid topology to minimize risk of ignition in HFTDs Remote GridWLDFRVegetation ContactAggregated | WLDFR | HFTD - Distribution - Tier 3 - 1QU CoRE ¦ 2QU LoRE | Red Flag Warning - Catastrophic Fires | Vegetation Contact | Aggregated | 2028 | 0.00014616 | 156.5661 | 0.022884 | 2028 | Mitigation | 0.95 | 45 | 0 | esc | 0.00097009 | 1.4179e-07 | 0.00097009 | 1.4179e-07 | 0.0027785 | 2.986e-06 | 0 | 0
[120 empty] | 7.3.3.17.5 (Remote Grid) Updates to grid topology to minimize risk of ignition in HFTDs Remote GridWLDFRVegetation ContactAggregated | WLDFR | HFTD - Distribution - Tier 3 - 1QU CoRE ¦ 2QU LoRE | Red Flag Warning - Catastrophic Fires | Vegetation Contact | Aggregated | 2029 | 0.00014616 | 156.5661 | 0.022884 | 2029 | Mitigation | 0.95 | 45 | 0 | esc | 0.00097009 | 1.4179e-07 | 0.00097009 | 1.4179e-07 | 0.0027785 | 2.986e-06 | 0 | 0
[120 empty] | 7.3.3.17.5 (Remote Grid) Updates to grid topology to minimize risk of ignition in HFTDs Remote GridWLDFRVegetation ContactAggregated | WLDFR | HFTD - Distribution - Tier 3 - 1QU CoRE ¦ 2QU LoRE | Red Flag Warning - Catastrophic Fires | Vegetation Contact | Aggregated | 2030 | 0.00014616 | 156.5661 | 0.022884 | 2030 | Mitigation | 0.95 | 45 | 0 | esc | 0.00097009 | 1.4179e-07 | 0.00097009 | 1.4179e-07 | 0 | 0 | 0.01662 | 2.3339e-08
[120 empty] | 7.3.3.17.5 (Remote Grid) Updates to grid topology to minimize risk of ignition in HFTDs Remote GridWLDFRVegetation ContactAggregated | WLDFR | HFTD - Distribution - Tier 3 - 1QU CoRE ¦ 2QU LoRE | Red Flag Warning - Catastrophic Fires | Vegetation Contact | Aggregated | 2031 | 0.00014616 | 156.5661 | 0.022884 | 2031 | Mitigation | 0.95 | 45 | 0 | esc | 0.00097009 | 1.4179e-07 | 0.00097009 | 1.4179e-07 | 0.0027785 | 6.3461e-08 | 0.01662 | 2.3339e-08
[120 empty] | 7.3.3.17.5 (Remote Grid) Updates to grid topology to minimize risk of ignition in HFTDs Remote GridWLDFRVegetation ContactAggregated | WLDFR | HFTD - Distribution - Tier 3 - 1QU CoRE ¦ 2QU LoRE | Red Flag Warning - Catastrophic Fires | Vegetation Contact | Aggregated | 2032 | 0.00014616 | 156.5661 | 0.022884 | 2032 | Mitigation | 0.95 | 45 | 0 | esc | 0.00097009 | 1.4179e-07 | 0.00097009 | 1.4179e-07 | 0.0027785 | 6.3461e-08 | 0.01662 | 2.3339e-08
[120 empty] | 7.3.3.17.5 (Remote Grid) Updates to grid topology to minimize risk of ignition in HFTDs Remote GridWLDFRVegetation ContactAggregated | WLDFR | HFTD - Distribution - Tier 3 - 1QU CoRE ¦ 2QU LoRE | Red Flag Warning - Catastrophic Fires | Vegetation Contact | Aggregated | 2033 | 0.00014616 | 156.5661 | 0.022884 | 2033 | Mitigation | 0.95 | 45 | 0 | esc | 0.00097009 | 1.4179e-07 | 0.00097009 | 1.4179e-07 | 0.0027785 | 6.3461e-08 | 0.01662 | 2.3339e-08
[120 empty] | 7.3.3.17.5 (Remote Grid) Updates to grid topology to minimize risk of ignition in HFTDs Remote GridWLDFRVegetation ContactAggregated | WLDFR | HFTD - Distribution - Tier 3 - 1QU CoRE ¦ 2QU LoRE | Red Flag Warning - Catastrophic Fires | Vegetation Contact | Aggregated | 2034 | 0.00014616 | 156.5661 | 0.022884 | 2034 | Mitigation | 0.95 | 45 | 0 | esc | 0.00097009 | 1.4179e-07 | 0.00097009 | 1.4179e-07 | 0.0027785 | 6.3461e-08 | 0.01662 | 2.3339e-08
[120 empty] | 7.3.3.17.5 (Remote Grid) Updates to grid topology to minimize risk of ignition in HFTDs Remote GridWLDFRVegetation ContactAggregated | WLDFR | HFTD - Distribution - Tier 3 - 1QU CoRE ¦ 2QU LoRE | Red Flag Warning - Catastrophic Fires | Vegetation Contact | Aggregated | 2035 | 0.00014616 | 156.5661 | 0.022884 | 2035 | Mitigation | 0.95 | 45 | 0 | esc | 0.00097009 | 1.4179e-07 | 0.00097009 | 1.4179e-07 | 0.0027785 | 6.3461e-08 | 0.01662 | 2.3339e-08
[120 empty] | 7.3.3.17.5 (Remote Grid) Updates to grid topology to minimize risk of ignition in HFTDs Remote GridWLDFRVegetation ContactAggregated | WLDFR | HFTD - Distribution - Tier 3 - 1QU CoRE ¦ 2QU LoRE | Red Flag Warning - Catastrophic Fires | Vegetation Contact | Aggregated | 2036 | 0.00014616 | 156.5661 | 0.022884 | 2036 | Mitigation | 0.95 | 45 | 0 | esc | 0.00097009 | 1.4179e-07 | 0.00097009 | 1.4179e-07 | 0.0027785 | 6.3461e-08 | 0.01662 | 2.3339e-08
[120 empty] | 7.3.3.17.5 (Remote Grid) Updates to grid topology to minimize risk of ignition in HFTDs Remote GridWLDFRVegetation ContactAggregated | WLDFR | HFTD - Distribution - Tier 3 - 1QU CoRE ¦ 2QU LoRE | Red Flag Warning - Catastrophic Fires | Vegetation Contact | Aggregated | 2037 | 0.00014616 | 156.5661 | 0.022884 | 2037 | Mitigation | 0.95 | 45 | 0 | esc | 0.00097009 | 1.4179e-07 | 0.00097009 | 1.4179e-07 | 0.0027785 | 6.3461e-08 | 0.01662 | 2.3339e-08
[120 empty] | 7.3.3.17.5 (Remote Grid) Updates to grid topology to minimize risk of ignition in HFTDs Remote GridWLDFRVegetation ContactAggregated | WLDFR | HFTD - Distribution - Tier 3 - 1QU CoRE ¦ 2QU LoRE | Red Flag Warning - Catastrophic Fires | Vegetation Contact | Aggregated | 2038 | 0.00014616 | 156.5661 | 0.022884 | 2038 | Mitigation | 0.95 | 45 | 0 | esc | 0.00097009 | 1.4179e-07 | 0.00097009 | 1.4179e-07 | 0.0027785 | 6.3461e-08 | 0.01662 | 2.3339e-08
[120 empty] | 7.3.3.17.5 (Remote Grid) Updates to grid topology to minimize risk of ignition in HFTDs Remote GridWLDFRVegetation ContactAggregated | WLDFR | HFTD - Distribution - Tier 3 - 1QU CoRE ¦ 2QU LoRE | Red Flag Warning - Catastrophic Fires | Vegetation Contact | Aggregated | 2039 | 0.00014616 | 156.5661 | 0.022884 | 2039 | Mitigation | 0.95 | 45 | 0 | esc | 0.00097009 | 1.4179e-07 | 0.00097009 | 1.4179e-07 | 0.0027785 | 6.3461e-08 | 0.01662 | 2.3339e-08
[120 empty] | 7.3.3.17.5 (Remote Grid) Updates to grid topology to minimize risk of ignition in HFTDs Remote GridWLDFRVegetation ContactAggregated | WLDFR | HFTD - Distribution - Tier 3 - 1QU CoRE ¦ 2QU LoRE | Red Flag Warning - Catastrophic Fires | Vegetation Contact | Aggregated | 2040 | 0.00014616 | 156.5661 | 0.022884 | 2040 | Mitigation | 0.95 | 45 | 0 | esc | 0.00097009 | 1.4179e-07 | 0.00097009 | 1.4179e-07 | 0.0027785 | 6.3461e-08 | 0.01662 | 2.3339e-08
[120 empty] | 7.3.3.17.5 (Remote Grid) Updates to grid topology to minimize risk of ignition in HFTDs Remote GridWLDFRVegetation ContactAggregated | WLDFR | HFTD - Distribution - Tier 3 - 1QU CoRE ¦ 2QU LoRE | Red Flag Warning - Catastrophic Fires | Vegetation Contact | Aggregated | 2041 | 0.00014616 | 156.5661 | 0.022884 | 2041 | Mitigation | 0.95 | 45 | 0 | esc | 0.00097009 | 1.4179e-07 | 0.00097009 | 1.4179e-07 | 0.0027785 | 6.3461e-08 | 0.01662 | 2.3339e-08
[120 empty] | 7.3.3.17.5 (Remote Grid) Updates to grid topology to minimize risk of ignition in HFTDs Remote GridWLDFRVegetation ContactAggregated | WLDFR | HFTD - Distribution - Tier 3 - 1QU CoRE ¦ 2QU LoRE | Red Flag Warning - Catastrophic Fires | Vegetation Contact | Aggregated | 2042 | 0.00014616 | 156.5661 | 0.022884 | 2042 | Mitigation | 0.95 | 45 | 0 | esc | 0.00097009 | 1.4179e-07 | 0.00097009 | 1.4179e-07 | 0.0027785 | 6.3461e-08 | 0.01662 | 2.3339e-08
[120 empty] | 7.3.3.17.5 (Remote Grid) Updates to grid topology to minimize risk of ignition in HFTDs Remote GridWLDFRVegetation ContactAggregated | WLDFR | HFTD - Distribution - Tier 3 - 1QU CoRE ¦ 2QU LoRE | Red Flag Warning - Catastrophic Fires | Vegetation Contact | Aggregated | 2043 | 0.00014616 | 156.5661 | 0.022884 | 2043 | Mitigation | 0.95 | 45 | 0 | esc | 0.00097009 | 1.4179e-07 | 0.00097009 | 1.4179e-07 | 0.0027785 | 6.3461e-08 | 0.01662 | 2.3339e-08
[120 empty] | 7.3.3.17.5 (Remote Grid) Updates to grid topology to minimize risk of ignition in HFTDs Remote GridWLDFRVegetation ContactAggregated | WLDFR | HFTD - Distribution - Tier 3 - 1QU CoRE ¦ 2QU LoRE | Red Flag Warning - Catastrophic Fires | Vegetation Contact | Aggregated | 2044 | 0.00014616 | 156.5661 | 0.022884 | 2044 | Mitigation | 0.95 | 45 | 0 | esc | 0.00097009 | 1.4179e-07 | 0.00097009 | 1.4179e-07 | 0.0027785 | 6.3461e-08 | 0.01662 | 2.3339e-08
[120 empty] | 7.3.3.17.5 (Remote Grid) Updates to grid topology to minimize risk of ignition in HFTDs Remote GridWLDFRVegetation ContactAggregated | WLDFR | HFTD - Distribution - Tier 3 - 1QU CoRE ¦ 2QU LoRE | Red Flag Warning - Catastrophic Fires | Vegetation Contact | Aggregated | 2045 | 0.00014616 | 156.5661 | 0.022884 | 2045 | Mitigation | 0.95 | 45 | 0 | esc | 0.00097009 | 1.4179e-07 | 0.00097009 | 1.4179e-07 | 0.0027785 | 6.3461e-08 | 0.01662 | 2.3339e-08
[120 empty] | 7.3.3.17.5 (Remote Grid) Updates to grid topology to minimize risk of ignition in HFTDs Remote GridWLDFRVegetation ContactAggregated | WLDFR | HFTD - Distribution - Tier 3 - 1QU CoRE ¦ 2QU LoRE | Red Flag Warning - Catastrophic Fires | Vegetation Contact | Aggregated | 2046 | 0.00014616 | 156.5661 | 0.022884 | 2046 | Mitigation | 0.95 | 45 | 0 | esc | 0.00097009 | 1.4179e-07 | 0.00097009 | 1.4179e-07 | 0.0027785 | 6.3461e-08 | 0.01662 | 2.3339e-08
[120 empty] | 7.3.3.17.5 (Remote Grid) Updates to grid topology to minimize risk of ignition in HFTDs Remote GridWLDFRVegetation ContactAggregated | WLDFR | HFTD - Distribution - Tier 3 - 1QU CoRE ¦ 2QU LoRE | Red Flag Warning - Catastrophic Fires | Vegetation Contact | Aggregated | 2047 | 0.00014616 | 156.5661 | 0.022884 | 2047 | Mitigation | 0.95 | 45 | 0 | esc | 0.00097009 | 1.4179e-07 | 0.00097009 | 1.4179e-07 | 0.0027785 | 6.3461e-08 | 0.01662 | 2.3339e-08
[120 empty] | 7.3.3.17.5 (Remote Grid) Updates to grid topology to minimize risk of ignition in HFTDs Remote GridWLDFRVegetation ContactAggregated | WLDFR | HFTD - Distribution - Tier 3 - 1QU CoRE ¦ 2QU LoRE | Red Flag Warning - Catastrophic Fires | Vegetation Contact | Aggregated | 2048 | 0.00014616 | 156.5661 | 0.022884 | 2048 | Mitigation | 0.95 | 45 | 0 | esc | 0.00097009 | 1.4179e-07 | 0.00097009 | 1.4179e-07 | 0.0027785 | 6.3461e-08 | 0.01662 | 2.3339e-08
[120 empty] | 7.3.3.17.5 (Remote Grid) Updates to grid topology to minimize risk of ignition in HFTDs Remote GridWLDFRVegetation ContactAggregated | WLDFR | HFTD - Distribution - Tier 3 - 1QU CoRE ¦ 2QU LoRE | Red Flag Warning - Catastrophic Fires | Vegetation Contact | Aggregated | 2049 | 0.00014616 | 156.5661 | 0.022884 | 2049 | Mitigation | 0.95 | 45 | 0 | esc | 0.00097009 | 1.4179e-07 | 0.00097009 | 1.4179e-07 | 0.0027785 | 6.3461e-08 | 0.01662 | 2.3339e-08
[120 empty] | 7.3.3.17.5 (Remote Grid) Updates to grid topology to minimize risk of ignition in HFTDs Remote GridWLDFRVegetation ContactAggregated | WLDFR | HFTD - Distribution - Tier 3 - 1QU CoRE ¦ 2QU LoRE | Red Flag Warning - Catastrophic Fires | Vegetation Contact | Aggregated | 2050 | 0.00014616 | 156.5661 | 0.022884 | 2050 | Mitigation | 0.95 | 45 | 0 | esc | 0.00097009 | 1.4179e-07 | 0.00097009 | 1.4179e-07 | 0.0027785 | 6.3461e-08 | 0.01662 | 2.3339e-08
[120 empty] | 7.3.3.17.5 (Remote Grid) Updates to grid topology to minimize risk of ignition in HFTDs Remote GridWLDFRVegetation ContactAggregated | WLDFR | HFTD - Distribution - Tier 3 - 1QU CoRE ¦ 2QU LoRE | Red Flag Warning - Catastrophic Fires | Vegetation Contact | Aggregated | 2051 | 0.00014616 | 156.5661 | 0.022884 | 2051 | Mitigation | 0.95 | 45 | 0 | esc | 0.00097009 | 1.4179e-07 | 0.00097009 | 1.4179e-07 | 0.0027785 | 6.3461e-08 | 0.01662 | 2.3339e-08
[120 empty] | 7.3.3.17.5 (Remote Grid) Updates to grid topology to minimize risk of ignition in HFTDs Remote GridWLDFRVegetation ContactAggregated | WLDFR | HFTD - Distribution - Tier 3 - 1QU CoRE ¦ 2QU LoRE | Red Flag Warning - Catastrophic Fires | Vegetation Contact | Aggregated | 2052 | 0.00014616 | 156.5661 | 0.022884 | 2052 | Mitigation | 0.95 | 45 | 0 | esc | 0.00097009 | 1.4179e-07 | 0.00097009 | 1.4179e-07 | 0.0027785 | 6.3461e-08 | 0.01662 | 2.3339e-08
[120 empty] | 7.3.3.17.5 (Remote Grid) Updates to grid topology to minimize risk of ignition in HFTDs Remote GridWLDFRVegetation ContactAggregated | WLDFR | HFTD - Distribution - Tier 3 - 1QU CoRE ¦ 2QU LoRE | Red Flag Warning - Catastrophic Fires | Vegetation Contact | Aggregated | 2053 | 0.00014616 | 156.5661 | 0.022884 | 2053 | Mitigation | 0.95 | 45 | 0 | esc | 0.00097009 | 1.4179e-07 | 0.00097009 | 1.4179e-07 | 0.0027785 | 6.3461e-08 | 0.01662 | 2.3339e-08
[120 empty] | 7.3.3.17.5 (Remote Grid) Updates to grid topology to minimize risk of ignition in HFTDs Remote GridWLDFRVegetation ContactAggregated | WLDFR | HFTD - Distribution - Tier 3 - 1QU CoRE ¦ 2QU LoRE | Red Flag Warning - Catastrophic Fires | Vegetation Contact | Aggregated | 2054 | 0.00014616 | 156.5661 | 0.022884 | 2054 | Mitigation | 0.95 | 45 | 0 | esc | 0.00097009 | 1.4179e-07 | 0.00097009 | 1.4179e-07 | 0.0027785 | 6.3461e-08 | 0.01662 | 2.3339e-08
[120 empty] | 7.3.3.17.5 (Remote Grid) Updates to grid topology to minimize risk of ignition in HFTDs Remote GridWLDFRVegetation ContactAggregated | WLDFR | HFTD - Distribution - Tier 3 - 1QU CoRE ¦ 2QU LoRE | Red Flag Warning - Catastrophic Fires | Vegetation Contact | Aggregated | 2055 | 0.00014616 | 156.5661 | 0.022884 | 2055 | Mitigation | 0.95 | 45 | 0 | esc | 0.00097009 | 1.4179e-07 | 0.00097009 | 1.4179e-07 | 0.0027785 | 6.3461e-08 | 0.01662 | 2.3339e-08
[120 empty] | 7.3.3.17.5 (Remote Grid) Updates to grid topology to minimize risk of ignition in HFTDs Remote GridWLDFRVegetation ContactAggregated | WLDFR | HFTD - Distribution - Tier 3 - 1QU CoRE ¦ 2QU LoRE | Red Flag Warning - Catastrophic Fires | Vegetation Contact | Aggregated | 2056 | 0.00014616 | 156.5661 | 0.022884 | 2056 | Mitigation | 0.95 | 45 | 0 | esc | 0.00097009 | 1.4179e-07 | 0.00097009 | 1.4179e-07 | 0.0027785 | 6.3461e-08 | 0.01662 | 2.3339e-08
[120 empty] | 7.3.3.17.5 (Remote Grid) Updates to grid topology to minimize risk of ignition in HFTDs Remote GridWLDFRVegetation ContactAggregated | WLDFR | HFTD - Distribution - Tier 3 - 1QU CoRE ¦ 2QU LoRE | Red Flag Warning - Catastrophic Fires | Vegetation Contact | Aggregated | 2057 | 0.00014616 | 156.5661 | 0.022884 | 2057 | Mitigation | 0.95 | 45 | 0 | esc | 0.00097009 | 1.4179e-07 | 0.00097009 | 1.4179e-07 | 0.0027785 | 6.3461e-08 | 0.01662 | 2.3339e-08
[120 empty] | 7.3.3.17.5 (Remote Grid) Updates to grid topology to minimize risk of ignition in HFTDs Remote GridWLDFRVegetation ContactAggregated | WLDFR | HFTD - Distribution - Tier 3 - 1QU CoRE ¦ 2QU LoRE | Red Flag Warning - Catastrophic Fires | Vegetation Contact | Aggregated | 2058 | 0.00014616 | 156.5661 | 0.022884 | 2058 | Mitigation | 0.95 | 45 | 0 | esc | 0.00097009 | 1.4179e-07 | 0.00097009 | 1.4179e-07 | 0.0027785 | 6.3461e-08 | 0.01662 | 2.3339e-08
[120 empty] | 7.3.3.17.5 (Remote Grid) Updates to grid topology to minimize risk of ignition in HFTDs Remote GridWLDFRVegetation ContactAggregated | WLDFR | HFTD - Distribution - Tier 3 - 1QU CoRE ¦ 2QU LoRE | Red Flag Warning - Catastrophic Fires | Vegetation Contact | Aggregated | 2059 | 0.00014616 | 156.5661 | 0.022884 | 2059 | Mitigation | 0.95 | 45 | 0 | esc | 0.00097009 | 1.4179e-07 | 0.00097009 | 1.4179e-07 | 0.0027785 | 6.3461e-08 | 0.01662 | 2.3339e-08
[120 empty] | 7.3.3.17.5 (Remote Grid) Updates to grid topology to minimize risk of ignition in HFTDs Remote GridWLDFRVegetation ContactAggregated | WLDFR | HFTD - Distribution - Tier 3 - 1QU CoRE ¦ 2QU LoRE | Red Flag Warning - Catastrophic Fires | Vegetation Contact | Aggregated | 2060 | 0.00014616 | 156.5661 | 0.022884 | 2060 | Mitigation | 0.95 | 45 | 0 | esc | 0.00097009 | 1.4179e-07 | 0.00097009 | 1.4179e-07 | 0.0027785 | 6.3461e-08 | 0 | 0
[120 empty] | 7.3.3.17.5 (Remote Grid) Updates to grid topology to minimize risk of ignition in HFTDs Remote GridWLDFRVegetation ContactAggregated | WLDFR | HFTD - Distribution - Tier 3 - 1QU CoRE ¦ 2QU LoRE | Red Flag Warning - Catastrophic Fires | Vegetation Contact | Aggregated | 2061 | 0.00014616 | 156.5661 | 0.022884 | 2061 | Mitigation | 0.95 | 45 | 0 | esc | 0.00097009 | 1.4179e-07 | 0.00097009 | 1.4179e-07 | 0.0027785 | 6.3461e-08 | 0 | 0
[120 empty] | 7.3.3.17.5 (Remote Grid) Updates to grid topology to minimize risk of ignition in HFTDs Remote GridWLDFRVegetation ContactAggregated | WLDFR | HFTD - Distribution - Tier 3 - 1QU CoRE ¦ 2QU LoRE | Red Flag Warning - Catastrophic Fires | Vegetation Contact | Aggregated | 2062 | 0.00014616 | 156.5661 | 0.022884 | 2062 | Mitigation | 0.95 | 45 | 0 | esc | 0.00097009 | 1.4179e-07 | 0.00097009 | 1.4179e-07 | 0.0027785 | 6.3461e-08 | 0.0080352 | 2.1815e-07
[120 empty] | 7.3.3.17.5 (Remote Grid) Updates to grid topology to minimize risk of ignition in HFTDs Remote GridWLDFRVegetation ContactAggregated | WLDFR | HFTD - Distribution - Tier 3 - 1QU CoRE ¦ 2QU LoRE | Red Flag Warning - Catastrophic Fires | Vegetation Contact | Aggregated | 2063 | 0.00014616 | 156.5661 | 0.022884 | 2063 | Mitigation | 0.95 | 45 | 0 | esc | 0.00097009 | 1.4179e-07 | 0.00097009 | 1.4179e-07 | 0.0027785 | 6.3461e-08 | 0.0080352 | 2.1815e-07
[120 empty] | 7.3.3.17.5 (Remote Grid) Updates to grid topology to minimize risk of ignition in HFTDs Remote GridWLDFRVegetation ContactAggregated | WLDFR | HFTD - Distribution - Tier 3 - 1QU CoRE ¦ 2QU LoRE | Red Flag Warning - Catastrophic Fires | Vegetation Contact | Aggregated | 2064 | 0.00014616 | 156.5661 | 0.022884 | 2064 | Mitigation | 0.95 | 45 | 0 | esc | 0.00097009 | 1.4179e-07 | 0.00097009 | 1.4179e-07 | 0.0027785 | 6.3461e-08 | 0.0080352 | 2.1815e-07
[120 empty] | 7.3.3.17.5 (Remote Grid) Updates to grid topology to minimize risk of ignition in HFTDs Remote GridWLDFRVegetation ContactAggregated | WLDFR | HFTD - Distribution - Tier 3 - 1QU CoRE ¦ 2QU LoRE | Red Flag Warning - Catastrophic Fires | Vegetation Contact | Aggregated | 2065 | 0.00014616 | 156.5661 | 0.022884 | 2065 | Mitigation | 0.95 | 45 | 0 | esc | 0.00097009 | 1.4179e-07 | 0.00097009 | 1.4179e-07 | 0.0027785 | 6.3461e-08 | 0.0080352 | 2.1815e-07
[120 empty] | 7.3.3.17.5 (Remote Grid) Updates to grid topology to minimize risk of ignition in HFTDs Remote GridWLDFRVegetation ContactAggregated | WLDFR | HFTD - Distribution - Tier 3 - 1QU CoRE ¦ 2QU LoRE | Red Flag Warning - Catastrophic Fires | Vegetation Contact | Aggregated | 2066 | 0.00014616 | 156.5661 | 0.022884 | 2066 | Mitigation | 0.95 | 45 | 0 | esc | 0.00097009 | 1.4179e-07 | 0.00097009 | 1.4179e-07 | 0.0027785 | 6.3461e-08 | 0.0080352 | 2.1815e-07
[120 empty] | 7.3.3.17.5 (Remote Grid) Updates to grid topology to minimize risk of ignition in HFTDs Remote GridWLDFRVegetation ContactAggregated | WLDFR | HFTD - Distribution - Tier 3 - 1QU CoRE ¦ 2QU LoRE | Red Flag Warning - Catastrophic Fires | Vegetation Contact | Aggregated | 2067 | 0.00014616 | 156.5661 | 0.022884 | 2067 | Mitigation | 0.95 | 45 | 0 | esc | 0 | 0 | 0.00097009 | 1.4179e-07 | 0.0027785 | 6.3461e-08 | 0.0080352 | 2.1815e-07
[120 empty] | 7.3.3.17.5 (Remote Grid) Updates to grid topology to minimize risk of ignition in HFTDs Remote GridWLDFREquipment / facility failureAggregated | WLDFR | HFTD - Distribution - Tier 3 - 1QU CoRE ¦ 2QU LoRE | Red Flag Warning - Destructive Fires | Equipment / facility failure | Aggregated | 2022 | 6.3063e-06 | 156.5661 | 0.00098735 | 2022 | Mitigation | 0.95 | 45 | 0 | esc | 0.00097009 | 6.1176e-09 | 0 | 0 | 0.0027785 | 6.3461e-08 | 0.0080352 | 2.1815e-07
[120 empty] | 7.3.3.17.5 (Remote Grid) Updates to grid topology to minimize risk of ignition in HFTDs Remote GridWLDFREquipment / facility failureAggregated | WLDFR | HFTD - Distribution - Tier 3 - 1QU CoRE ¦ 2QU LoRE | Red Flag Warning - Destructive Fires | Equipment / facility failure | Aggregated | 2023 | 6.3063e-06 | 156.5661 | 0.00098735 | 2023 | Mitigation | 0.95 | 45 | 0 | esc | 0.00097009 | 6.1176e-09 | 0.00097009 | 6.1176e-09 | 0.0027785 | 6.3461e-08 | 0.0080352 | 2.1815e-07
[120 empty] | 7.3.3.17.5 (Remote Grid) Updates to grid topology to minimize risk of ignition in HFTDs Remote GridWLDFREquipment / facility failureAggregated | WLDFR | HFTD - Distribution - Tier 3 - 1QU CoRE ¦ 2QU LoRE | Red Flag Warning - Destructive Fires | Equipment / facility failure | Aggregated | 2024 | 6.3063e-06 | 156.5661 | 0.00098735 | 2024 | Mitigation | 0.95 | 45 | 0 | esc | 0.00097009 | 6.1176e-09 | 0.00097009 | 6.1176e-09 | 0.0027785 | 6.3461e-08 | 0.0080352 | 2.1815e-07
[120 empty] | 7.3.3.17.5 (Remote Grid) Updates to grid topology to minimize risk of ignition in HFTDs Remote GridWLDFREquipment / facility failureAggregated | WLDFR | HFTD - Distribution - Tier 3 - 1QU CoRE ¦ 2QU LoRE | Red Flag Warning - Destructive Fires | Equipment / facility failure | Aggregated | 2025 | 6.3063e-06 | 156.5661 | 0.00098735 | 2025 | Mitigation | 0.95 | 45 | 0 | esc | 0.00097009 | 6.1176e-09 | 0.00097009 | 6.1176e-09 | 0.0027785 | 6.3461e-08 | 0.0080352 | 2.1815e-07
[120 empty] | 7.3.3.17.5 (Remote Grid) Updates to grid topology to minimize risk of ignition in HFTDs Remote GridWLDFREquipment / facility failureAggregated | WLDFR | HFTD - Distribution - Tier 3 - 1QU CoRE ¦ 2QU LoRE | Red Flag Warning - Destructive Fires | Equipment / facility failure | Aggregated | 2026 | 6.3063e-06 | 156.5661 | 0.00098735 | 2026 | Mitigation | 0.95 | 45 | 0 | esc | 0.00097009 | 6.1176e-09 | 0.00097009 | 6.1176e-09 | 0.0027785 | 6.3461e-08 | 0.0080352 | 2.1815e-07
[120 empty] | 7.3.3.17.5 (Remote Grid) Updates to grid topology to minimize risk of ignition in HFTDs Remote GridWLDFREquipment / facility failureAggregated | WLDFR | HFTD - Distribution - Tier 3 - 1QU CoRE ¦ 2QU LoRE | Red Flag Warning - Destructive Fires | Equipment / facility failure | Aggregated | 2027 | 6.3063e-06 | 156.5661 | 0.00098735 | 2027 | Mitigation | 0.95 | 45 | 0 | esc | 0.00097009 | 6.1176e-09 | 0.00097009 | 6.1176e-09 | 0.0027785 | 6.3461e-08 | 0.0080352 | 2.1815e-07
[120 empty] | 7.3.3.17.5 (Remote Grid) Updates to grid topology to minimize risk of ignition in HFTDs Remote GridWLDFREquipment / facility failureAggregated | WLDFR | HFTD - Distribution - Tier 3 - 1QU CoRE ¦ 2QU LoRE | Red Flag Warning - Destructive Fires | Equipment / facility failure | Aggregated | 2028 | 6.3063e-06 | 156.5661 | 0.00098735 | 2028 | Mitigation | 0.95 | 45 | 0 | esc | 0.00097009 | 6.1176e-09 | 0.00097009 | 6.1176e-09 | 0.0027785 | 6.3461e-08 | 0.0080352 | 2.1815e-07
[120 empty] | 7.3.3.17.5 (Remote Grid) Updates to grid topology to minimize risk of ignition in HFTDs Remote GridWLDFREquipment / facility failureAggregated | WLDFR | HFTD - Distribution - Tier 3 - 1QU CoRE ¦ 2QU LoRE | Red Flag Warning - Destructive Fires | Equipment / facility failure | Aggregated | 2029 | 6.3063e-06 | 156.5661 | 0.00098735 | 2029 | Mitigation | 0.95 | 45 | 0 | esc | 0.00097009 | 6.1176e-09 | 0.00097009 | 6.1176e-09 | 0.0027785 | 6.3461e-08 | 0.0080352 | 2.1815e-07
[120 empty] | 7.3.3.17.5 (Remote Grid) Updates to grid topology to minimize risk of ignition in HFTDs Remote GridWLDFREquipment / facility failureAggregated | WLDFR | HFTD - Distribution - Tier 3 - 1QU CoRE ¦ 2QU LoRE | Red Flag Warning - Destructive Fires | Equipment / facility failure | Aggregated | 2030 | 6.3063e-06 | 156.5661 | 0.00098735 | 2030 | Mitigation | 0.95 | 45 | 0 | esc | 0.00097009 | 6.1176e-09 | 0.00097009 | 6.1176e-09 | 0.0027785 | 6.3461e-08 | 0.0080352 | 2.1815e-07
[120 empty] | 7.3.3.17.5 (Remote Grid) Updates to grid topology to minimize risk of ignition in HFTDs Remote GridWLDFREquipment / facility failureAggregated | WLDFR | HFTD - Distribution - Tier 3 - 1QU CoRE ¦ 2QU LoRE | Red Flag Warning - Destructive Fires | Equipment / facility failure | Aggregated | 2031 | 6.3063e-06 | 156.5661 | 0.00098735 | 2031 | Mitigation | 0.95 | 45 | 0 | esc | 0.00097009 | 6.1176e-09 | 0.00097009 | 6.1176e-09 | 0.0027785 | 6.3461e-08 | 0.0080352 | 2.1815e-07
[120 empty] | 7.3.3.17.5 (Remote Grid) Updates to grid topology to minimize risk of ignition in HFTDs Remote GridWLDFREquipment / facility failureAggregated | WLDFR | HFTD - Distribution - Tier 3 - 1QU CoRE ¦ 2QU LoRE | Red Flag Warning - Destructive Fires | Equipment / facility failure | Aggregated | 2032 | 6.3063e-06 | 156.5661 | 0.00098735 | 2032 | Mitigation | 0.95 | 45 | 0 | esc | 0.00097009 | 6.1176e-09 | 0.00097009 | 6.1176e-09 | 0.0027785 | 6.3461e-08 | 0.0080352 | 2.1815e-07
[120 empty] | 7.3.3.17.5 (Remote Grid) Updates to grid topology to minimize risk of ignition in HFTDs Remote GridWLDFREquipment / facility failureAggregated | WLDFR | HFTD - Distribution - Tier 3 - 1QU CoRE ¦ 2QU LoRE | Red Flag Warning - Destructive Fires | Equipment / facility failure | Aggregated | 2033 | 6.3063e-06 | 156.5661 | 0.00098735 | 2033 | Mitigation | 0.95 | 45 | 0 | esc | 0.00097009 | 6.1176e-09 | 0.00097009 | 6.1176e-09 | 0.0027785 | 6.3461e-08 | 0.0080352 | 2.1815e-07
[120 empty] | 7.3.3.17.5 (Remote Grid) Updates to grid topology to minimize risk of ignition in HFTDs Remote GridWLDFREquipment / facility failureAggregated | WLDFR | HFTD - Distribution - Tier 3 - 1QU CoRE ¦ 2QU LoRE | Red Flag Warning - Destructive Fires | Equipment / facility failure | Aggregated | 2034 | 6.3063e-06 | 156.5661 | 0.00098735 | 2034 | Mitigation | 0.95 | 45 | 0 | esc | 0.00097009 | 6.1176e-09 | 0.00097009 | 6.1176e-09 | 0 | 0 | 0.0080352 | 2.1815e-07
[120 empty] | 7.3.3.17.5 (Remote Grid) Updates to grid topology to minimize risk of ignition in HFTDs Remote GridWLDFREquipment / facility failureAggregated | WLDFR | HFTD - Distribution - Tier 3 - 1QU CoRE ¦ 2QU LoRE | Red Flag Warning - Destructive Fires | Equipment / facility failure | Aggregated | 2035 | 6.3063e-06 | 156.5661 | 0.00098735 | 2035 | Mitigation | 0.95 | 45 | 0 | esc | 0.00097009 | 6.1176e-09 | 0.00097009 | 6.1176e-09 | 0.0027785 | 2.591e-06 | 0.0080352 | 2.1815e-07
[120 empty] | 7.3.3.17.5 (Remote Grid) Updates to grid topology to minimize risk of ignition in HFTDs Remote GridWLDFREquipment / facility failureAggregated | WLDFR | HFTD - Distribution - Tier 3 - 1QU CoRE ¦ 2QU LoRE | Red Flag Warning - Destructive Fires | Equipment / facility failure | Aggregated | 2036 | 6.3063e-06 | 156.5661 | 0.00098735 | 2036 | Mitigation | 0.95 | 45 | 0 | esc | 0.00097009 | 6.1176e-09 | 0.00097009 | 6.1176e-09 | 0.0027785 | 2.591e-06 | 0.0080352 | 2.1815e-07
[120 empty] | 7.3.3.17.5 (Remote Grid) Updates to grid topology to minimize risk of ignition in HFTDs Remote GridWLDFREquipment / facility failureAggregated | WLDFR | HFTD - Distribution - Tier 3 - 1QU CoRE ¦ 2QU LoRE | Red Flag Warning - Destructive Fires | Equipment / facility failure | Aggregated | 2037 | 6.3063e-06 | 156.5661 | 0.00098735 | 2037 | Mitigation | 0.95 | 45 | 0 | esc | 0.00097009 | 6.1176e-09 | 0.00097009 | 6.1176e-09 | 0.0027785 | 2.591e-06 | 0.0080352 | 2.1815e-07
[120 empty] | 7.3.3.17.5 (Remote Grid) Updates to grid topology to minimize risk of ignition in HFTDs Remote GridWLDFREquipment / facility failureAggregated | WLDFR | HFTD - Distribution - Tier 3 - 1QU CoRE ¦ 2QU LoRE | Red Flag Warning - Destructive Fires | Equipment / facility failure | Aggregated | 2038 | 6.3063e-06 | 156.5661 | 0.00098735 | 2038 | Mitigation | 0.95 | 45 | 0 | esc | 0.00097009 | 6.1176e-09 | 0.00097009 | 6.1176e-09 | 0.0027785 | 2.591e-06 | 0.0080352 | 2.1815e-07
[120 empty] | 7.3.3.17.5 (Remote Grid) Updates to grid topology to minimize risk of ignition in HFTDs Remote GridWLDFREquipment / facility failureAggregated | WLDFR | HFTD - Distribution - Tier 3 - 1QU CoRE ¦ 2QU LoRE | Red Flag Warning - Destructive Fires | Equipment / facility failure | Aggregated | 2039 | 6.3063e-06 | 156.5661 | 0.00098735 | 2039 | Mitigation | 0.95 | 45 | 0 | esc | 0.00097009 | 6.1176e-09 | 0.00097009 | 6.1176e-09 | 0.0027785 | 2.591e-06 | 0.0080352 | 2.1815e-07
[120 empty] | 7.3.3.17.5 (Remote Grid) Updates to grid topology to minimize risk of ignition in HFTDs Remote GridWLDFREquipment / facility failureAggregated | WLDFR | HFTD - Distribution - Tier 3 - 1QU CoRE ¦ 2QU LoRE | Red Flag Warning - Destructive Fires | Equipment / facility failure | Aggregated | 2040 | 6.3063e-06 | 156.5661 | 0.00098735 | 2040 | Mitigation | 0.95 | 45 | 0 | esc | 0.00097009 | 6.1176e-09 | 0.00097009 | 6.1176e-09 | 0.0027785 | 2.591e-06 | 0.0080352 | 2.1815e-07
[120 empty] | 7.3.3.17.5 (Remote Grid) Updates to grid topology to minimize risk of ignition in HFTDs Remote GridWLDFREquipment / facility failureAggregated | WLDFR | HFTD - Distribution - Tier 3 - 1QU CoRE ¦ 2QU LoRE | Red Flag Warning - Destructive Fires | Equipment / facility failure | Aggregated | 2041 | 6.3063e-06 | 156.5661 | 0.00098735 | 2041 | Mitigation | 0.95 | 45 | 0 | esc | 0.00097009 | 6.1176e-09 | 0.00097009 | 6.1176e-09 | 0.0027785 | 2.591e-06 | 0.0080352 | 2.1815e-07
[120 empty] | 7.3.3.17.5 (Remote Grid) Updates to grid topology to minimize risk of ignition in HFTDs Remote GridWLDFREquipment / facility failureAggregated | WLDFR | HFTD - Distribution - Tier 3 - 1QU CoRE ¦ 2QU LoRE | Red Flag Warning - Destructive Fires | Equipment / facility failure | Aggregated | 2042 | 6.3063e-06 | 156.5661 | 0.00098735 | 2042 | Mitigation | 0.95 | 45 | 0 | esc | 0.00097009 | 6.1176e-09 | 0.00097009 | 6.1176e-09 | 0.0027785 | 2.591e-06 | 0.0080352 | 2.1815e-07
[120 empty] | 7.3.3.17.5 (Remote Grid) Updates to grid topology to minimize risk of ignition in HFTDs Remote GridWLDFREquipment / facility failureAggregated | WLDFR | HFTD - Distribution - Tier 3 - 1QU CoRE ¦ 2QU LoRE | Red Flag Warning - Destructive Fires | Equipment / facility failure | Aggregated | 2043 | 6.3063e-06 | 156.5661 | 0.00098735 | 2043 | Mitigation | 0.95 | 45 | 0 | esc | 0.00097009 | 6.1176e-09 | 0.00097009 | 6.1176e-09 | 0.0027785 | 2.591e-06 | 0.0080352 | 2.1815e-07
[120 empty] | 7.3.3.17.5 (Remote Grid) Updates to grid topology to minimize risk of ignition in HFTDs Remote GridWLDFREquipment / facility failureAggregated | WLDFR | HFTD - Distribution - Tier 3 - 1QU CoRE ¦ 2QU LoRE | Red Flag Warning - Destructive Fires | Equipment / facility failure | Aggregated | 2044 | 6.3063e-06 | 156.5661 | 0.00098735 | 2044 | Mitigation | 0.95 | 45 | 0 | esc | 0.00097009 | 6.1176e-09 | 0.00097009 | 6.1176e-09 | 0.0027785 | 2.591e-06 | 0.0080352 | 2.1815e-07
[120 empty] | 7.3.3.17.5 (Remote Grid) Updates to grid topology to minimize risk of ignition in HFTDs Remote GridWLDFREquipment / facility failureAggregated | WLDFR | HFTD - Distribution - Tier 3 - 1QU CoRE ¦ 2QU LoRE | Red Flag Warning - Destructive Fires | Equipment / facility failure | Aggregated | 2045 | 6.3063e-06 | 156.5661 | 0.00098735 | 2045 | Mitigation | 0.95 | 45 | 0 | esc | 0.00097009 | 6.1176e-09 | 0.00097009 | 6.1176e-09 | 0.0027785 | 2.591e-06 | 0.0080352 | 2.1815e-07
[120 empty] | 7.3.3.17.5 (Remote Grid) Updates to grid topology to minimize risk of ignition in HFTDs Remote GridWLDFREquipment / facility failureAggregated | WLDFR | HFTD - Distribution - Tier 3 - 1QU CoRE ¦ 2QU LoRE | Red Flag Warning - Destructive Fires | Equipment / facility failure | Aggregated | 2046 | 6.3063e-06 | 156.5661 | 0.00098735 | 2046 | Mitigation | 0.95 | 45 | 0 | esc | 0.00097009 | 6.1176e-09 | 0.00097009 | 6.1176e-09 | 0.0027785 | 2.591e-06 | 0 | 0
[120 empty] | 7.3.3.17.5 (Remote Grid) Updates to grid topology to minimize risk of ignition in HFTDs Remote GridWLDFREquipment / facility failureAggregated | WLDFR | HFTD - Distribution - Tier 3 - 1QU CoRE ¦ 2QU LoRE | Red Flag Warning - Destructive Fires | Equipment / facility failure | Aggregated | 2047 | 6.3063e-06 | 156.5661 | 0.00098735 | 2047 | Mitigation | 0.95 | 45 | 0 | esc | 0.00097009 | 6.1176e-09 | 0.00097009 | 6.1176e-09 | 0.0027785 | 2.591e-06 | 0 | 0
[120 empty] | 7.3.3.17.5 (Remote Grid) Updates to grid topology to minimize risk of ignition in HFTDs Remote GridWLDFREquipment / facility failureAggregated | WLDFR | HFTD - Distribution - Tier 3 - 1QU CoRE ¦ 2QU LoRE | Red Flag Warning - Destructive Fires | Equipment / facility failure | Aggregated | 2048 | 6.3063e-06 | 156.5661 | 0.00098735 | 2048 | Mitigation | 0.95 | 45 | 0 | esc | 0.00097009 | 6.1176e-09 | 0.00097009 | 6.1176e-09 | 0.0027785 | 2.591e-06 | 0.010315 | 1.2013e-07
[120 empty] | 7.3.3.17.5 (Remote Grid) Updates to grid topology to minimize risk of ignition in HFTDs Remote GridWLDFREquipment / facility failureAggregated | WLDFR | HFTD - Distribution - Tier 3 - 1QU CoRE ¦ 2QU LoRE | Red Flag Warning - Destructive Fires | Equipment / facility failure | Aggregated | 2049 | 6.3063e-06 | 156.5661 | 0.00098735 | 2049 | Mitigation | 0.95 | 45 | 0 | esc | 0.00097009 | 6.1176e-09 | 0.00097009 | 6.1176e-09 | 0.0027785 | 2.591e-06 | 0.010315 | 1.2013e-07
[120 empty] | 7.3.3.17.5 (Remote Grid) Updates to grid topology to minimize risk of ignition in HFTDs Remote GridWLDFREquipment / facility failureAggregated | WLDFR | HFTD - Distribution - Tier 3 - 1QU CoRE ¦ 2QU LoRE | Red Flag Warning - Destructive Fires | Equipment / facility failure | Aggregated | 2050 | 6.3063e-06 | 156.5661 | 0.00098735 | 2050 | Mitigation | 0.95 | 45 | 0 | esc | 0.00097009 | 6.1176e-09 | 0.00097009 | 6.1176e-09 | 0.0027785 | 2.591e-06 | 0.010315 | 1.2013e-07
[120 empty] | 7.3.3.17.5 (Remote Grid) Updates to grid topology to minimize risk of ignition in HFTDs Remote GridWLDFREquipment / facility failureAggregated | WLDFR | HFTD - Distribution - Tier 3 - 1QU CoRE ¦ 2QU LoRE | Red Flag Warning - Destructive Fires | Equipment / facility failure | Aggregated | 2051 | 6.3063e-06 | 156.5661 | 0.00098735 | 2051 | Mitigation | 0.95 | 45 | 0 | esc | 0.00097009 | 6.1176e-09 | 0.00097009 | 6.1176e-09 | 0.0027785 | 2.591e-06 | 0.010315 | 1.2013e-07
[120 empty] | 7.3.3.17.5 (Remote Grid) Updates to grid topology to minimize risk of ignition in HFTDs Remote GridWLDFREquipment / facility failureAggregated | WLDFR | HFTD - Distribution - Tier 3 - 1QU CoRE ¦ 2QU LoRE | Red Flag Warning - Destructive Fires | Equipment / facility failure | Aggregated | 2052 | 6.3063e-06 | 156.5661 | 0.00098735 | 2052 | Mitigation | 0.95 | 45 | 0 | esc | 0.00097009 | 6.1176e-09 | 0.00097009 | 6.1176e-09 | 0.0027785 | 2.591e-06 | 0.010315 | 1.2013e-07
[120 empty] | 7.3.3.17.5 (Remote Grid) Updates to grid topology to minimize risk of ignition in HFTDs Remote GridWLDFREquipment / facility failureAggregated | WLDFR | HFTD - Distribution - Tier 3 - 1QU CoRE ¦ 2QU LoRE | Red Flag Warning - Destructive Fires | Equipment / facility failure | Aggregated | 2053 | 6.3063e-06 | 156.5661 | 0.00098735 | 2053 | Mitigation | 0.95 | 45 | 0 | esc | 0.00097009 | 6.1176e-09 | 0.00097009 | 6.1176e-09 | 0.0027785 | 2.591e-06 | 0.010315 | 1.2013e-07
[120 empty] | 7.3.3.17.5 (Remote Grid) Updates to grid topology to minimize risk of ignition in HFTDs Remote GridWLDFREquipment / facility failureAggregated | WLDFR | HFTD - Distribution - Tier 3 - 1QU CoRE ¦ 2QU LoRE | Red Flag Warning - Destructive Fires | Equipment / facility failure | Aggregated | 2054 | 6.3063e-06 | 156.5661 | 0.00098735 | 2054 | Mitigation | 0.95 | 45 | 0 | esc | 0.00097009 | 6.1176e-09 | 0.00097009 | 6.1176e-09 | 0.0027785 | 2.591e-06 | 0.010315 | 1.2013e-07
[120 empty] | 7.3.3.17.5 (Remote Grid) Updates to grid topology to minimize risk of ignition in HFTDs Remote GridWLDFREquipment / facility failureAggregated | WLDFR | HFTD - Distribution - Tier 3 - 1QU CoRE ¦ 2QU LoRE | Red Flag Warning - Destructive Fires | Equipment / facility failure | Aggregated | 2055 | 6.3063e-06 | 156.5661 | 0.00098735 | 2055 | Mitigation | 0.95 | 45 | 0 | esc | 0.00097009 | 6.1176e-09 | 0.00097009 | 6.1176e-09 | 0.0027785 | 2.591e-06 | 0.010315 | 1.2013e-07
[120 empty] | 7.3.3.17.5 (Remote Grid) Updates to grid topology to minimize risk of ignition in HFTDs Remote GridWLDFREquipment / facility failureAggregated | WLDFR | HFTD - Distribution - Tier 3 - 1QU CoRE ¦ 2QU LoRE | Red Flag Warning - Destructive Fires | Equipment / facility failure | Aggregated | 2056 | 6.3063e-06 | 156.5661 | 0.00098735 | 2056 | Mitigation | 0.95 | 45 | 0 | esc | 0.00097009 | 6.1176e-09 | 0.00097009 | 6.1176e-09 | 0.0027785 | 2.591e-06 | 0.010315 | 1.2013e-07
[120 empty] | 7.3.3.17.5 (Remote Grid) Updates to grid topology to minimize risk of ignition in HFTDs Remote GridWLDFREquipment / facility failureAggregated | WLDFR | HFTD - Distribution - Tier 3 - 1QU CoRE ¦ 2QU LoRE | Red Flag Warning - Destructive Fires | Equipment / facility failure | Aggregated | 2057 | 6.3063e-06 | 156.5661 | 0.00098735 | 2057 | Mitigation | 0.95 | 45 | 0 | esc | 0.00097009 | 6.1176e-09 | 0.00097009 | 6.1176e-09 | 0.0027785 | 2.591e-06 | 0.010315 | 1.2013e-07
[120 empty] | 7.3.3.17.5 (Remote Grid) Updates to grid topology to minimize risk of ignition in HFTDs Remote GridWLDFREquipment / facility failureAggregated | WLDFR | HFTD - Distribution - Tier 3 - 1QU CoRE ¦ 2QU LoRE | Red Flag Warning - Destructive Fires | Equipment / facility failure | Aggregated | 2058 | 6.3063e-06 | 156.5661 | 0.00098735 | 2058 | Mitigation | 0.95 | 45 | 0 | esc | 0.00097009 | 6.1176e-09 | 0.00097009 | 6.1176e-09 | 0.0027785 | 2.591e-06 | 0.010315 | 1.2013e-07
[120 empty] | 7.3.3.17.5 (Remote Grid) Updates to grid topology to minimize risk of ignition in HFTDs Remote GridWLDFREquipment / facility failureAggregated | WLDFR | HFTD - Distribution - Tier 3 - 1QU CoRE ¦ 2QU LoRE | Red Flag Warning - Destructive Fires | Equipment / facility failure | Aggregated | 2059 | 6.3063e-06 | 156.5661 | 0.00098735 | 2059 | Mitigation | 0.95 | 45 | 0 | esc | 0.00097009 | 6.1176e-09 | 0.00097009 | 6.1176e-09 | 0.0027785 | 2.591e-06 | 0.010315 | 1.2013e-07
[120 empty] | 7.3.3.17.5 (Remote Grid) Updates to grid topology to minimize risk of ignition in HFTDs Remote GridWLDFREquipment / facility failureAggregated | WLDFR | HFTD - Distribution - Tier 3 - 1QU CoRE ¦ 2QU LoRE | Red Flag Warning - Destructive Fires | Equipment / facility failure | Aggregated | 2060 | 6.3063e-06 | 156.5661 | 0.00098735 | 2060 | Mitigation | 0.95 | 45 | 0 | esc | 0.00097009 | 6.1176e-09 | 0.00097009 | 6.1176e-09 | 0.0027785 | 2.591e-06 | 0.010315 | 1.2013e-07
[120 empty] | 7.3.3.17.5 (Remote Grid) Updates to grid topology to minimize risk of ignition in HFTDs Remote GridWLDFREquipment / facility failureAggregated | WLDFR | HFTD - Distribution - Tier 3 - 1QU CoRE ¦ 2QU LoRE | Red Flag Warning - Destructive Fires | Equipment / facility failure | Aggregated | 2061 | 6.3063e-06 | 156.5661 | 0.00098735 | 2061 | Mitigation | 0.95 | 45 | 0 | esc | 0.00097009 | 6.1176e-09 | 0.00097009 | 6.1176e-09 | 0.0027785 | 2.591e-06 | 0.010315 | 1.2013e-07
[120 empty] | 7.3.3.17.5 (Remote Grid) Updates to grid topology to minimize risk of ignition in HFTDs Remote GridWLDFREquipment / facility failureAggregated | WLDFR | HFTD - Distribution - Tier 3 - 1QU CoRE ¦ 2QU LoRE | Red Flag Warning - Destructive Fires | Equipment / facility failure | Aggregated | 2062 | 6.3063e-06 | 156.5661 | 0.00098735 | 2062 | Mitigation | 0.95 | 45 | 0 | esc | 0.00097009 | 6.1176e-09 | 0.00097009 | 6.1176e-09 | 0.0027785 | 2.591e-06 | 0.010315 | 1.2013e-07
[120 empty] | 7.3.3.17.5 (Remote Grid) Updates to grid topology to minimize risk of ignition in HFTDs Remote GridWLDFREquipment / facility failureAggregated | WLDFR | HFTD - Distribution - Tier 3 - 1QU CoRE ¦ 2QU LoRE | Red Flag Warning - Destructive Fires | Equipment / facility failure | Aggregated | 2063 | 6.3063e-06 | 156.5661 | 0.00098735 | 2063 | Mitigation | 0.95 | 45 | 0 | esc | 0.00097009 | 6.1176e-09 | 0.00097009 | 6.1176e-09 | 0.0027785 | 2.591e-06 | 0.010315 | 1.2013e-07
[120 empty] | 7.3.3.17.5 (Remote Grid) Updates to grid topology to minimize risk of ignition in HFTDs Remote GridWLDFREquipment / facility failureAggregated | WLDFR | HFTD - Distribution - Tier 3 - 1QU CoRE ¦ 2QU LoRE | Red Flag Warning - Destructive Fires | Equipment / facility failure | Aggregated | 2064 | 6.3063e-06 | 156.5661 | 0.00098735 | 2064 | Mitigation | 0.95 | 45 | 0 | esc | 0.00097009 | 6.1176e-09 | 0.00097009 | 6.1176e-09 | 0.0027785 | 2.591e-06 | 0.010315 | 1.2013e-07
[120 empty] | 7.3.3.17.5 (Remote Grid) Updates to grid topology to minimize risk of ignition in HFTDs Remote GridWLDFREquipment / facility failureAggregated | WLDFR | HFTD - Distribution - Tier 3 - 1QU CoRE ¦ 2QU LoRE | Red Flag Warning - Destructive Fires | Equipment / facility failure | Aggregated | 2065 | 6.3063e-06 | 156.5661 | 0.00098735 | 2065 | Mitigation | 0.95 | 45 | 0 | esc | 0.00097009 | 6.1176e-09 | 0.00097009 | 6.1176e-09 | 0.0027785 | 2.591e-06 | 0.010315 | 1.2013e-07
[120 empty] | 7.3.3.17.5 (Remote Grid) Updates to grid topology to minimize risk of ignition in HFTDs Remote GridWLDFREquipment / facility failureAggregated | WLDFR | HFTD - Distribution - Tier 3 - 1QU CoRE ¦ 2QU LoRE | Red Flag Warning - Destructive Fires | Equipment / facility failure | Aggregated | 2066 | 6.3063e-06 | 156.5661 | 0.00098735 | 2066 | Mitigation | 0.95 | 45 | 0 | esc | 0.00097009 | 6.1176e-09 | 0.00097009 | 6.1176e-09 | 0.0027785 | 2.591e-06 | 0.010315 | 1.2013e-07
[120 empty] | 7.3.3.17.5 (Remote Grid) Updates to grid topology to minimize risk of ignition in HFTDs Remote GridWLDFREquipment / facility failureAggregated | WLDFR | HFTD - Distribution - Tier 3 - 1QU CoRE ¦ 2QU LoRE | Red Flag Warning - Destructive Fires | Equipment / facility failure | Aggregated | 2067 | 6.3063e-06 | 156.5661 | 0.00098735 | 2067 | Mitigation | 0.95 | 45 | 0 | esc | 0 | 0 | 0.00097009 | 6.1176e-09 | 0.0027785 | 2.591e-06 | 0.010315 | 1.2013e-07
[120 empty] | 7.3.3.17.5 (Remote Grid) Updates to grid topology to minimize risk of ignition in HFTDs Remote GridWLDFRVegetation ContactAggregated | WLDFR | HFTD - Distribution - Tier 3 - 1QU CoRE ¦ 2QU LoRE | Red Flag Warning - Destructive Fires | Vegetation Contact | Aggregated | 2022 | 1.692e-05 | 156.5661 | 0.002649 | 2022 | Mitigation | 0.95 | 45 | 0 | esc | 0.00097009 | 1.6413e-08 | 0 | 0 | 0.0027785 | 2.591e-06 | 0.010315 | 1.2013e-07
[120 empty] | 7.3.3.17.5 (Remote Grid) Updates to grid topology to minimize risk of ignition in HFTDs Remote GridWLDFRVegetation ContactAggregated | WLDFR | HFTD - Distribution - Tier 3 - 1QU CoRE ¦ 2QU LoRE | Red Flag Warning - Destructive Fires | Vegetation Contact | Aggregated | 2023 | 1.692e-05 | 156.5661 | 0.002649 | 2023 | Mitigation | 0.95 | 45 | 0 | esc | 0.00097009 | 1.6413e-08 | 0.00097009 | 1.6413e-08 | 0.0027785 | 2.591e-06 | 0.010315 | 1.2013e-07
[120 empty] | 7.3.3.17.5 (Remote Grid) Updates to grid topology to minimize risk of ignition in HFTDs Remote GridWLDFRVegetation ContactAggregated | WLDFR | HFTD - Distribution - Tier 3 - 1QU CoRE ¦ 2QU LoRE | Red Flag Warning - Destructive Fires | Vegetation Contact | Aggregated | 2024 | 1.692e-05 | 156.5661 | 0.002649 | 2024 | Mitigation | 0.95 | 45 | 0 | esc | 0.00097009 | 1.6413e-08 | 0.00097009 | 1.6413e-08 | 0.0027785 | 2.591e-06 | 0.010315 | 1.2013e-07
[120 empty] | 7.3.3.17.5 (Remote Grid) Updates to grid topology to minimize risk of ignition in HFTDs Remote GridWLDFRVegetation ContactAggregated | WLDFR | HFTD - Distribution - Tier 3 - 1QU CoRE ¦ 2QU LoRE | Red Flag Warning - Destructive Fires | Vegetation Contact | Aggregated | 2025 | 1.692e-05 | 156.5661 | 0.002649 | 2025 | Mitigation | 0.95 | 45 | 0 | esc | 0.00097009 | 1.6413e-08 | 0.00097009 | 1.6413e-08 | 0.0027785 | 2.591e-06 | 0.010315 | 1.2013e-07
[120 empty] | 7.3.3.17.5 (Remote Grid) Updates to grid topology to minimize risk of ignition in HFTDs Remote GridWLDFRVegetation ContactAggregated | WLDFR | HFTD - Distribution - Tier 3 - 1QU CoRE ¦ 2QU LoRE | Red Flag Warning - Destructive Fires | Vegetation Contact | Aggregated | 2026 | 1.692e-05 | 156.5661 | 0.002649 | 2026 | Mitigation | 0.95 | 45 | 0 | esc | 0.00097009 | 1.6413e-08 | 0.00097009 | 1.6413e-08 | 0.0027785 | 2.591e-06 | 0.010315 | 1.2013e-07
[120 empty] | 7.3.3.17.5 (Remote Grid) Updates to grid topology to minimize risk of ignition in HFTDs Remote GridWLDFRVegetation ContactAggregated | WLDFR | HFTD - Distribution - Tier 3 - 1QU CoRE ¦ 2QU LoRE | Red Flag Warning - Destructive Fires | Vegetation Contact | Aggregated | 2027 | 1.692e-05 | 156.5661 | 0.002649 | 2027 | Mitigation | 0.95 | 45 | 0 | esc | 0.00097009 | 1.6413e-08 | 0.00097009 | 1.6413e-08 | 0.0027785 | 2.591e-06 | 0.010315 | 1.2013e-07
[120 empty] | 7.3.3.17.5 (Remote Grid) Updates to grid topology to minimize risk of ignition in HFTDs Remote GridWLDFRVegetation ContactAggregated | WLDFR | HFTD - Distribution - Tier 3 - 1QU CoRE ¦ 2QU LoRE | Red Flag Warning - Destructive Fires | Vegetation Contact | Aggregated | 2028 | 1.692e-05 | 156.5661 | 0.002649 | 2028 | Mitigation | 0.95 | 45 | 0 | esc | 0.00097009 | 1.6413e-08 | 0.00097009 | 1.6413e-08 | 0.0027785 | 2.591e-06 | 0.010315 | 1.2013e-07
[120 empty] | 7.3.3.17.5 (Remote Grid) Updates to grid topology to minimize risk of ignition in HFTDs Remote GridWLDFRVegetation ContactAggregated | WLDFR | HFTD - Distribution - Tier 3 - 1QU CoRE ¦ 2QU LoRE | Red Flag Warning - Destructive Fires | Vegetation Contact | Aggregated | 2029 | 1.692e-05 | 156.5661 | 0.002649 | 2029 | Mitigation | 0.95 | 45 | 0 | esc | 0.00097009 | 1.6413e-08 | 0.00097009 | 1.6413e-08 | 0.0027785 | 2.591e-06 | 0.010315 | 1.2013e-07
[120 empty] | 7.3.3.17.5 (Remote Grid) Updates to grid topology to minimize risk of ignition in HFTDs Remote GridWLDFRVegetation ContactAggregated | WLDFR | HFTD - Distribution - Tier 3 - 1QU CoRE ¦ 2QU LoRE | Red Flag Warning - Destructive Fires | Vegetation Contact | Aggregated | 2030 | 1.692e-05 | 156.5661 | 0.002649 | 2030 | Mitigation | 0.95 | 45 | 0 | esc | 0.00097009 | 1.6413e-08 | 0.00097009 | 1.6413e-08 | 0.0027785 | 2.591e-06 | 0.010315 | 1.2013e-07
[120 empty] | 7.3.3.17.5 (Remote Grid) Updates to grid topology to minimize risk of ignition in HFTDs Remote GridWLDFRVegetation ContactAggregated | WLDFR | HFTD - Distribution - Tier 3 - 1QU CoRE ¦ 2QU LoRE | Red Flag Warning - Destructive Fires | Vegetation Contact | Aggregated | 2031 | 1.692e-05 | 156.5661 | 0.002649 | 2031 | Mitigation | 0.95 | 45 | 0 | esc | 0.00097009 | 1.6413e-08 | 0.00097009 | 1.6413e-08 | 0.0027785 | 2.591e-06 | 0.010315 | 1.2013e-07
[120 empty] | 7.3.3.17.5 (Remote Grid) Updates to grid topology to minimize risk of ignition in HFTDs Remote GridWLDFRVegetation ContactAggregated | WLDFR | HFTD - Distribution - Tier 3 - 1QU CoRE ¦ 2QU LoRE | Red Flag Warning - Destructive Fires | Vegetation Contact | Aggregated | 2032 | 1.692e-05 | 156.5661 | 0.002649 | 2032 | Mitigation | 0.95 | 45 | 0 | esc | 0.00097009 | 1.6413e-08 | 0.00097009 | 1.6413e-08 | 0.0027785 | 2.591e-06 | 0 | 0
[120 empty] | 7.3.3.17.5 (Remote Grid) Updates to grid topology to minimize risk of ignition in HFTDs Remote GridWLDFRVegetation ContactAggregated | WLDFR | HFTD - Distribution - Tier 3 - 1QU CoRE ¦ 2QU LoRE | Red Flag Warning - Destructive Fires | Vegetation Contact | Aggregated | 2033 | 1.692e-05 | 156.5661 | 0.002649 | 2033 | Mitigation | 0.95 | 45 | 0 | esc | 0.00097009 | 1.6413e-08 | 0.00097009 | 1.6413e-08 | 0.0027785 | 2.591e-06 | 0 | 0
[120 empty] | 7.3.3.17.5 (Remote Grid) Updates to grid topology to minimize risk of ignition in HFTDs Remote GridWLDFRVegetation ContactAggregated | WLDFR | HFTD - Distribution - Tier 3 - 1QU CoRE ¦ 2QU LoRE | Red Flag Warning - Destructive Fires | Vegetation Contact | Aggregated | 2034 | 1.692e-05 | 156.5661 | 0.002649 | 2034 | Mitigation | 0.95 | 45 | 0 | esc | 0.00097009 | 1.6413e-08 | 0.00097009 | 1.6413e-08 | 0.0027785 | 2.591e-06 | 0.013666 | 6.0398e-08
[120 empty] | 7.3.3.17.5 (Remote Grid) Updates to grid topology to minimize risk of ignition in HFTDs Remote GridWLDFRVegetation ContactAggregated | WLDFR | HFTD - Distribution - Tier 3 - 1QU CoRE ¦ 2QU LoRE | Red Flag Warning - Destructive Fires | Vegetation Contact | Aggregated | 2035 | 1.692e-05 | 156.5661 | 0.002649 | 2035 | Mitigation | 0.95 | 45 | 0 | esc | 0.00097009 | 1.6413e-08 | 0.00097009 | 1.6413e-08 | 0.0027785 | 2.591e-06 | 0.013666 | 6.0398e-08
[120 empty] | 7.3.3.17.5 (Remote Grid) Updates to grid topology to minimize risk of ignition in HFTDs Remote GridWLDFRVegetation ContactAggregated | WLDFR | HFTD - Distribution - Tier 3 - 1QU CoRE ¦ 2QU LoRE | Red Flag Warning - Destructive Fires | Vegetation Contact | Aggregated | 2036 | 1.692e-05 | 156.5661 | 0.002649 | 2036 | Mitigation | 0.95 | 45 | 0 | esc | 0.00097009 | 1.6413e-08 | 0.00097009 | 1.6413e-08 | 0.0027785 | 2.591e-06 | 0.013666 | 6.0398e-08
[120 empty] | 7.3.3.17.5 (Remote Grid) Updates to grid topology to minimize risk of ignition in HFTDs Remote GridWLDFRVegetation ContactAggregated | WLDFR | HFTD - Distribution - Tier 3 - 1QU CoRE ¦ 2QU LoRE | Red Flag Warning - Destructive Fires | Vegetation Contact | Aggregated | 2037 | 1.692e-05 | 156.5661 | 0.002649 | 2037 | Mitigation | 0.95 | 45 | 0 | esc | 0.00097009 | 1.6413e-08 | 0.00097009 | 1.6413e-08 | 0.0027785 | 2.591e-06 | 0.013666 | 6.0398e-08
[120 empty] | 7.3.3.17.5 (Remote Grid) Updates to grid topology to minimize risk of ignition in HFTDs Remote GridWLDFRVegetation ContactAggregated | WLDFR | HFTD - Distribution - Tier 3 - 1QU CoRE ¦ 2QU LoRE | Red Flag Warning - Destructive Fires | Vegetation Contact | Aggregated | 2038 | 1.692e-05 | 156.5661 | 0.002649 | 2038 | Mitigation | 0.95 | 45 | 0 | esc | 0.00097009 | 1.6413e-08 | 0.00097009 | 1.6413e-08 | 0 | 0 | 0.013666 | 6.0398e-08
[120 empty] | 7.3.3.17.5 (Remote Grid) Updates to grid topology to minimize risk of ignition in HFTDs Remote GridWLDFRVegetation ContactAggregated | WLDFR | HFTD - Distribution - Tier 3 - 1QU CoRE ¦ 2QU LoRE | Red Flag Warning - Destructive Fires | Vegetation Contact | Aggregated | 2039 | 1.692e-05 | 156.5661 | 0.002649 | 2039 | Mitigation | 0.95 | 45 | 0 | esc | 0.00097009 | 1.6413e-08 | 0.00097009 | 1.6413e-08 | 0.0027785 | 2.9795e-07 | 0.013666 | 6.0398e-08
[120 empty] | 7.3.3.17.5 (Remote Grid) Updates to grid topology to minimize risk of ignition in HFTDs Remote GridWLDFRVegetation ContactAggregated | WLDFR | HFTD - Distribution - Tier 3 - 1QU CoRE ¦ 2QU LoRE | Red Flag Warning - Destructive Fires | Vegetation Contact | Aggregated | 2040 | 1.692e-05 | 156.5661 | 0.002649 | 2040 | Mitigation | 0.95 | 45 | 0 | esc | 0.00097009 | 1.6413e-08 | 0.00097009 | 1.6413e-08 | 0.0027785 | 2.9795e-07 | 0.013666 | 6.0398e-08
[120 empty] | 7.3.3.17.5 (Remote Grid) Updates to grid topology to minimize risk of ignition in HFTDs Remote GridWLDFRVegetation ContactAggregated | WLDFR | HFTD - Distribution - Tier 3 - 1QU CoRE ¦ 2QU LoRE | Red Flag Warning - Destructive Fires | Vegetation Contact | Aggregated | 2041 | 1.692e-05 | 156.5661 | 0.002649 | 2041 | Mitigation | 0.95 | 45 | 0 | esc | 0.00097009 | 1.6413e-08 | 0.00097009 | 1.6413e-08 | 0.0027785 | 2.9795e-07 | 0.013666 | 6.0398e-08
[120 empty] | 7.3.3.17.5 (Remote Grid) Updates to grid topology to minimize risk of ignition in HFTDs Remote GridWLDFRVegetation ContactAggregated | WLDFR | HFTD - Distribution - Tier 3 - 1QU CoRE ¦ 2QU LoRE | Red Flag Warning - Destructive Fires | Vegetation Contact | Aggregated | 2042 | 1.692e-05 | 156.5661 | 0.002649 | 2042 | Mitigation | 0.95 | 45 | 0 | esc | 0.00097009 | 1.6413e-08 | 0.00097009 | 1.6413e-08 | 0.0027785 | 2.9795e-07 | 0.013666 | 6.0398e-08
[120 empty] | 7.3.3.17.5 (Remote Grid) Updates to grid topology to minimize risk of ignition in HFTDs Remote GridWLDFRVegetation ContactAggregated | WLDFR | HFTD - Distribution - Tier 3 - 1QU CoRE ¦ 2QU LoRE | Red Flag Warning - Destructive Fires | Vegetation Contact | Aggregated | 2043 | 1.692e-05 | 156.5661 | 0.002649 | 2043 | Mitigation | 0.95 | 45 | 0 | esc | 0.00097009 | 1.6413e-08 | 0.00097009 | 1.6413e-08 | 0.0027785 | 2.9795e-07 | 0.013666 | 6.0398e-08
[120 empty] | 7.3.3.17.5 (Remote Grid) Updates to grid topology to minimize risk of ignition in HFTDs Remote GridWLDFRVegetation ContactAggregated | WLDFR | HFTD - Distribution - Tier 3 - 1QU CoRE ¦ 2QU LoRE | Red Flag Warning - Destructive Fires | Vegetation Contact | Aggregated | 2044 | 1.692e-05 | 156.5661 | 0.002649 | 2044 | Mitigation | 0.95 | 45 | 0 | esc | 0.00097009 | 1.6413e-08 | 0.00097009 | 1.6413e-08 | 0.0027785 | 2.9795e-07 | 0.013666 | 6.0398e-08
[120 empty] | 7.3.3.17.5 (Remote Grid) Updates to grid topology to minimize risk of ignition in HFTDs Remote GridWLDFRVegetation ContactAggregated | WLDFR | HFTD - Distribution - Tier 3 - 1QU CoRE ¦ 2QU LoRE | Red Flag Warning - Destructive Fires | Vegetation Contact | Aggregated | 2045 | 1.692e-05 | 156.5661 | 0.002649 | 2045 | Mitigation | 0.95 | 45 | 0 | esc | 0.00097009 | 1.6413e-08 | 0.00097009 | 1.6413e-08 | 0.0027785 | 2.9795e-07 | 0.013666 | 6.0398e-08
[120 empty] | 7.3.3.17.5 (Remote Grid) Updates to grid topology to minimize risk of ignition in HFTDs Remote GridWLDFRVegetation ContactAggregated | WLDFR | HFTD - Distribution - Tier 3 - 1QU CoRE ¦ 2QU LoRE | Red Flag Warning - Destructive Fires | Vegetation Contact | Aggregated | 2046 | 1.692e-05 | 156.5661 | 0.002649 | 2046 | Mitigation | 0.95 | 45 | 0 | esc | 0.00097009 | 1.6413e-08 | 0.00097009 | 1.6413e-08 | 0.0027785 | 2.9795e-07 | 0.013666 | 6.0398e-08
[120 empty] | 7.3.3.17.5 (Remote Grid) Updates to grid topology to minimize risk of ignition in HFTDs Remote GridWLDFRVegetation ContactAggregated | WLDFR | HFTD - Distribution - Tier 3 - 1QU CoRE ¦ 2QU LoRE | Red Flag Warning - Destructive Fires | Vegetation Contact | Aggregated | 2047 | 1.692e-05 | 156.5661 | 0.002649 | 2047 | Mitigation | 0.95 | 45 | 0 | esc | 0.00097009 | 1.6413e-08 | 0.00097009 | 1.6413e-08 | 0.0027785 | 2.9795e-07 | 0.013666 | 6.0398e-08
[120 empty] | 7.3.3.17.5 (Remote Grid) Updates to grid topology to minimize risk of ignition in HFTDs Remote GridWLDFRVegetation ContactAggregated | WLDFR | HFTD - Distribution - Tier 3 - 1QU CoRE ¦ 2QU LoRE | Red Flag Warning - Destructive Fires | Vegetation Contact | Aggregated | 2048 | 1.692e-05 | 156.5661 | 0.002649 | 2048 | Mitigation | 0.95 | 45 | 0 | esc | 0.00097009 | 1.6413e-08 | 0.00097009 | 1.6413e-08 | 0.0027785 | 2.9795e-07 | 0.013666 | 6.0398e-08
[120 empty] | 7.3.3.17.5 (Remote Grid) Updates to grid topology to minimize risk of ignition in HFTDs Remote GridWLDFRVegetation ContactAggregated | WLDFR | HFTD - Distribution - Tier 3 - 1QU CoRE ¦ 2QU LoRE | Red Flag Warning - Destructive Fires | Vegetation Contact | Aggregated | 2049 | 1.692e-05 | 156.5661 | 0.002649 | 2049 | Mitigation | 0.95 | 45 | 0 | esc | 0.00097009 | 1.6413e-08 | 0.00097009 | 1.6413e-08 | 0.0027785 | 2.9795e-07 | 0.013666 | 6.0398e-08
[120 empty] | 7.3.3.17.5 (Remote Grid) Updates to grid topology to minimize risk of ignition in HFTDs Remote GridWLDFRVegetation ContactAggregated | WLDFR | HFTD - Distribution - Tier 3 - 1QU CoRE ¦ 2QU LoRE | Red Flag Warning - Destructive Fires | Vegetation Contact | Aggregated | 2050 | 1.692e-05 | 156.5661 | 0.002649 | 2050 | Mitigation | 0.95 | 45 | 0 | esc | 0.00097009 | 1.6413e-08 | 0.00097009 | 1.6413e-08 | 0.0027785 | 2.9795e-07 | 0.013666 | 6.0398e-08
[120 empty] | 7.3.3.17.5 (Remote Grid) Updates to grid topology to minimize risk of ignition in HFTDs Remote GridWLDFRVegetation ContactAggregated | WLDFR | HFTD - Distribution - Tier 3 - 1QU CoRE ¦ 2QU LoRE | Red Flag Warning - Destructive Fires | Vegetation Contact | Aggregated | 2051 | 1.692e-05 | 156.5661 | 0.002649 | 2051 | Mitigation | 0.95 | 45 | 0 | esc | 0.00097009 | 1.6413e-08 | 0.00097009 | 1.6413e-08 | 0.0027785 | 2.9795e-07 | 0.013666 | 6.0398e-08
[120 empty] | 7.3.3.17.5 (Remote Grid) Updates to grid topology to minimize risk of ignition in HFTDs Remote GridWLDFRVegetation ContactAggregated | WLDFR | HFTD - Distribution - Tier 3 - 1QU CoRE ¦ 2QU LoRE | Red Flag Warning - Destructive Fires | Vegetation Contact | Aggregated | 2052 | 1.692e-05 | 156.5661 | 0.002649 | 2052 | Mitigation | 0.95 | 45 | 0 | esc | 0.00097009 | 1.6413e-08 | 0.00097009 | 1.6413e-08 | 0.0027785 | 2.9795e-07 | 0.013666 | 6.0398e-08
[120 empty] | 7.3.3.17.5 (Remote Grid) Updates to grid topology to minimize risk of ignition in HFTDs Remote GridWLDFRVegetation ContactAggregated | WLDFR | HFTD - Distribution - Tier 3 - 1QU CoRE ¦ 2QU LoRE | Red Flag Warning - Destructive Fires | Vegetation Contact | Aggregated | 2053 | 1.692e-05 | 156.5661 | 0.002649 | 2053 | Mitigation | 0.95 | 45 | 0 | esc | 0.00097009 | 1.6413e-08 | 0.00097009 | 1.6413e-08 | 0.0027785 | 2.9795e-07 | 0.013666 | 6.0398e-08
[120 empty] | 7.3.3.17.5 (Remote Grid) Updates to grid topology to minimize risk of ignition in HFTDs Remote GridWLDFRVegetation ContactAggregated | WLDFR | HFTD - Distribution - Tier 3 - 1QU CoRE ¦ 2QU LoRE | Red Flag Warning - Destructive Fires | Vegetation Contact | Aggregated | 2054 | 1.692e-05 | 156.5661 | 0.002649 | 2054 | Mitigation | 0.95 | 45 | 0 | esc | 0.00097009 | 1.6413e-08 | 0.00097009 | 1.6413e-08 | 0.0027785 | 2.9795e-07 | 0.013666 | 6.0398e-08
[120 empty] | 7.3.3.17.5 (Remote Grid) Updates to grid topology to minimize risk of ignition in HFTDs Remote GridWLDFRVegetation ContactAggregated | WLDFR | HFTD - Distribution - Tier 3 - 1QU CoRE ¦ 2QU LoRE | Red Flag Warning - Destructive Fires | Vegetation Contact | Aggregated | 2055 | 1.692e-05 | 156.5661 | 0.002649 | 2055 | Mitigation | 0.95 | 45 | 0 | esc | 0.00097009 | 1.6413e-08 | 0.00097009 | 1.6413e-08 | 0.0027785 | 2.9795e-07 | 0.013666 | 6.0398e-08
[120 empty] | 7.3.3.17.5 (Remote Grid) Updates to grid topology to minimize risk of ignition in HFTDs Remote GridWLDFRVegetation ContactAggregated | WLDFR | HFTD - Distribution - Tier 3 - 1QU CoRE ¦ 2QU LoRE | Red Flag Warning - Destructive Fires | Vegetation Contact | Aggregated | 2056 | 1.692e-05 | 156.5661 | 0.002649 | 2056 | Mitigation | 0.95 | 45 | 0 | esc | 0.00097009 | 1.6413e-08 | 0.00097009 | 1.6413e-08 | 0.0027785 | 2.9795e-07 | 0.013666 | 6.0398e-08
[120 empty] | 7.3.3.17.5 (Remote Grid) Updates to grid topology to minimize risk of ignition in HFTDs Remote GridWLDFRVegetation ContactAggregated | WLDFR | HFTD - Distribution - Tier 3 - 1QU CoRE ¦ 2QU LoRE | Red Flag Warning - Destructive Fires | Vegetation Contact | Aggregated | 2057 | 1.692e-05 | 156.5661 | 0.002649 | 2057 | Mitigation | 0.95 | 45 | 0 | esc | 0.00097009 | 1.6413e-08 | 0.00097009 | 1.6413e-08 | 0.0027785 | 2.9795e-07 | 0.013666 | 6.0398e-08
[120 empty] | 7.3.3.17.5 (Remote Grid) Updates to grid topology to minimize risk of ignition in HFTDs Remote GridWLDFRVegetation ContactAggregated | WLDFR | HFTD - Distribution - Tier 3 - 1QU CoRE ¦ 2QU LoRE | Red Flag Warning - Destructive Fires | Vegetation Contact | Aggregated | 2058 | 1.692e-05 | 156.5661 | 0.002649 | 2058 | Mitigation | 0.95 | 45 | 0 | esc | 0.00097009 | 1.6413e-08 | 0.00097009 | 1.6413e-08 | 0.0027785 | 2.9795e-07 | 0.013666 | 6.0398e-08
[120 empty] | 7.3.3.17.5 (Remote Grid) Updates to grid topology to minimize risk of ignition in HFTDs Remote GridWLDFRVegetation ContactAggregated | WLDFR | HFTD - Distribution - Tier 3 - 1QU CoRE ¦ 2QU LoRE | Red Flag Warning - Destructive Fires | Vegetation Contact | Aggregated | 2059 | 1.692e-05 | 156.5661 | 0.002649 | 2059 | Mitigation | 0.95 | 45 | 0 | esc | 0.00097009 | 1.6413e-08 | 0.00097009 | 1.6413e-08 | 0.0027785 | 2.9795e-07 | 0.013666 | 6.0398e-08
[120 empty] | 7.3.3.17.5 (Remote Grid) Updates to grid topology to minimize risk of ignition in HFTDs Remote GridWLDFRVegetation ContactAggregated | WLDFR | HFTD - Distribution - Tier 3 - 1QU CoRE ¦ 2QU LoRE | Red Flag Warning - Destructive Fires | Vegetation Contact | Aggregated | 2060 | 1.692e-05 | 156.5661 | 0.002649 | 2060 | Mitigation | 0.95 | 45 | 0 | esc | 0.00097009 | 1.6413e-08 | 0.00097009 | 1.6413e-08 | 0.0027785 | 2.9795e-07 | 0.013666 | 6.0398e-08
[120 empty] | 7.3.3.17.5 (Remote Grid) Updates to grid topology to minimize risk of ignition in HFTDs Remote GridWLDFRVegetation ContactAggregated | WLDFR | HFTD - Distribution - Tier 3 - 1QU CoRE ¦ 2QU LoRE | Red Flag Warning - Destructive Fires | Vegetation Contact | Aggregated | 2061 | 1.692e-05 | 156.5661 | 0.002649 | 2061 | Mitigation | 0.95 | 45 | 0 | esc | 0.00097009 | 1.6413e-08 | 0.00097009 | 1.6413e-08 | 0.0027785 | 2.9795e-07 | 0.013666 | 6.0398e-08
[120 empty] | 7.3.3.17.5 (Remote Grid) Updates to grid topology to minimize risk of ignition in HFTDs Remote GridWLDFRVegetation ContactAggregated | WLDFR | HFTD - Distribution - Tier 3 - 1QU CoRE ¦ 2QU LoRE | Red Flag Warning - Destructive Fires | Vegetation Contact | Aggregated | 2062 | 1.692e-05 | 156.5661 | 0.002649 | 2062 | Mitigation | 0.95 | 45 | 0 | esc | 0.00097009 | 1.6413e-08 | 0.00097009 | 1.6413e-08 | 0.0027785 | 2.9795e-07 | 0.013666 | 6.0398e-08
[120 empty] | 7.3.3.17.5 (Remote Grid) Updates to grid topology to minimize risk of ignition in HFTDs Remote GridWLDFRVegetation ContactAggregated | WLDFR | HFTD - Distribution - Tier 3 - 1QU CoRE ¦ 2QU LoRE | Red Flag Warning - Destructive Fires | Vegetation Contact | Aggregated | 2063 | 1.692e-05 | 156.5661 | 0.002649 | 2063 | Mitigation | 0.95 | 45 | 0 | esc | 0.00097009 | 1.6413e-08 | 0.00097009 | 1.6413e-08 | 0.0027785 | 2.9795e-07 | 0.013666 | 6.0398e-08
[120 empty] | 7.3.3.17.5 (Remote Grid) Updates to grid topology to minimize risk of ignition in HFTDs Remote GridWLDFRVegetation ContactAggregated | WLDFR | HFTD - Distribution - Tier 3 - 1QU CoRE ¦ 2QU LoRE | Red Flag Warning - Destructive Fires | Vegetation Contact | Aggregated | 2064 | 1.692e-05 | 156.5661 | 0.002649 | 2064 | Mitigation | 0.95 | 45 | 0 | esc | 0.00097009 | 1.6413e-08 | 0.00097009 | 1.6413e-08 | 0.0027785 | 2.9795e-07 | 0 | 0
[120 empty] | 7.3.3.17.5 (Remote Grid) Updates to grid topology to minimize risk of ignition in HFTDs Remote GridWLDFRVegetation ContactAggregated | WLDFR | HFTD - Distribution - Tier 3 - 1QU CoRE ¦ 2QU LoRE | Red Flag Warning - Destructive Fires | Vegetation Contact | Aggregated | 2065 | 1.692e-05 | 156.5661 | 0.002649 | 2065 | Mitigation | 0.95 | 45 | 0 | esc | 0.00097009 | 1.6413e-08 | 0.00097009 | 1.6413e-08 | 0.0027785 | 2.9795e-07 | 0 | 0
[120 empty] | 7.3.3.17.5 (Remote Grid) Updates to grid topology to minimize risk of ignition in HFTDs Remote GridWLDFRVegetation ContactAggregated | WLDFR | HFTD - Distribution - Tier 3 - 1QU CoRE ¦ 2QU LoRE | Red Flag Warning - Destructive Fires | Vegetation Contact | Aggregated | 2066 | 1.692e-05 | 156.5661 | 0.002649 | 2066 | Mitigation | 0.95 | 45 | 0 | esc | 0.00097009 | 1.6413e-08 | 0.00097009 | 1.6413e-08 | 0.0027785 | 2.9795e-07 | 0.0063316 | 3.1819e-10
[120 empty] | 7.3.3.17.5 (Remote Grid) Updates to grid topology to minimize risk of ignition in HFTDs Remote GridWLDFRVegetation ContactAggregated | WLDFR | HFTD - Distribution - Tier 3 - 1QU CoRE ¦ 2QU LoRE | Red Flag Warning - Destructive Fires | Vegetation Contact | Aggregated | 2067 | 1.692e-05 | 156.5661 | 0.002649 | 2067 | Mitigation | 0.95 | 45 | 0 | esc | 0 | 0 | 0.00097009 | 1.6413e-08 | 0.0027785 | 2.9795e-07 | 0.0063316 | 3.1819e-10
[120 empty] | 7.3.3.17.5 (Remote Grid) Updates to grid topology to minimize risk of ignition in HFTDs Remote GridWLDFREquipment / facility failureAggregated | WLDFR | HFTD - Distribution - Tier 3 - 1QU CoRE ¦ 2QU LoRE | Red Flag Warning - Large Fires | Equipment / facility failure | Aggregated | 2022 | 3.0684e-05 | 156.5661 | 0.0048041 | 2022 | Mitigation | 0.95 | 45 | 0 | esc | 0.00097009 | 2.9766e-08 | 0 | 0 | 0.0027785 | 2.9795e-07 | 0.0063316 | 3.1819e-10
[120 empty] | 7.3.3.17.5 (Remote Grid) Updates to grid topology to minimize risk of ignition in HFTDs Remote GridWLDFREquipment / facility failureAggregated | WLDFR | HFTD - Distribution - Tier 3 - 1QU CoRE ¦ 2QU LoRE | Red Flag Warning - Large Fires | Equipment / facility failure | Aggregated | 2023 | 3.0684e-05 | 156.5661 | 0.0048041 | 2023 | Mitigation | 0.95 | 45 | 0 | esc | 0.00097009 | 2.9766e-08 | 0.00097009 | 2.9766e-08 | 0.0027785 | 2.9795e-07 | 0.0063316 | 3.1819e-10
[120 empty] | 7.3.3.17.5 (Remote Grid) Updates to grid topology to minimize risk of ignition in HFTDs Remote GridWLDFREquipment / facility failureAggregated | WLDFR | HFTD - Distribution - Tier 3 - 1QU CoRE ¦ 2QU LoRE | Red Flag Warning - Large Fires | Equipment / facility failure | Aggregated | 2024 | 3.0684e-05 | 156.5661 | 0.0048041 | 2024 | Mitigation | 0.95 | 45 | 0 | esc | 0.00097009 | 2.9766e-08 | 0.00097009 | 2.9766e-08 | 0.0027785 | 2.9795e-07 | 0.0063316 | 3.1819e-10
[120 empty] | 7.3.3.17.5 (Remote Grid) Updates to grid topology to minimize risk of ignition in HFTDs Remote GridWLDFREquipment / facility failureAggregated | WLDFR | HFTD - Distribution - Tier 3 - 1QU CoRE ¦ 2QU LoRE | Red Flag Warning - Large Fires | Equipment / facility failure | Aggregated | 2025 | 3.0684e-05 | 156.5661 | 0.0048041 | 2025 | Mitigation | 0.95 | 45 | 0 | esc | 0.00097009 | 2.9766e-08 | 0.00097009 | 2.9766e-08 | 0.0027785 | 2.9795e-07 | 0.0063316 | 3.1819e-10
[120 empty] | 7.3.3.17.5 (Remote Grid) Updates to grid topology to minimize risk of ignition in HFTDs Remote GridWLDFREquipment / facility failureAggregated | WLDFR | HFTD - Distribution - Tier 3 - 1QU CoRE ¦ 2QU LoRE | Red Flag Warning - Large Fires | Equipment / facility failure | Aggregated | 2026 | 3.0684e-05 | 156.5661 | 0.0048041 | 2026 | Mitigation | 0.95 | 45 | 0 | esc | 0.00097009 | 2.9766e-08 | 0.00097009 | 2.9766e-08 | 0.0027785 | 2.9795e-07 | 0.0063316 | 3.1819e-10
[120 empty] | 7.3.3.17.5 (Remote Grid) Updates to grid topology to minimize risk of ignition in HFTDs Remote GridWLDFREquipment / facility failureAggregated | WLDFR | HFTD - Distribution - Tier 3 - 1QU CoRE ¦ 2QU LoRE | Red Flag Warning - Large Fires | Equipment / facility failure | Aggregated | 2027 | 3.0684e-05 | 156.5661 | 0.0048041 | 2027 | Mitigation | 0.95 | 45 | 0 | esc | 0.00097009 | 2.9766e-08 | 0.00097009 | 2.9766e-08 | 0.0027785 | 2.9795e-07 | 0.0063316 | 3.1819e-10
[120 empty] | 7.3.3.17.5 (Remote Grid) Updates to grid topology to minimize risk of ignition in HFTDs Remote GridWLDFREquipment / facility failureAggregated | WLDFR | HFTD - Distribution - Tier 3 - 1QU CoRE ¦ 2QU LoRE | Red Flag Warning - Large Fires | Equipment / facility failure | Aggregated | 2028 | 3.0684e-05 | 156.5661 | 0.0048041 | 2028 | Mitigation | 0.95 | 45 | 0 | esc | 0.00097009 | 2.9766e-08 | 0.00097009 | 2.9766e-08 | 0.0027785 | 2.9795e-07 | 0.0063316 | 3.1819e-10
[120 empty] | 7.3.3.17.5 (Remote Grid) Updates to grid topology to minimize risk of ignition in HFTDs Remote GridWLDFREquipment / facility failureAggregated | WLDFR | HFTD - Distribution - Tier 3 - 1QU CoRE ¦ 2QU LoRE | Red Flag Warning - Large Fires | Equipment / facility failure | Aggregated | 2029 | 3.0684e-05 | 156.5661 | 0.0048041 | 2029 | Mitigation | 0.95 | 45 | 0 | esc | 0.00097009 | 2.9766e-08 | 0.00097009 | 2.9766e-08 | 0.0027785 | 2.9795e-07 | 0.0063316 | 3.1819e-10
[120 empty] | 7.3.3.17.5 (Remote Grid) Updates to grid topology to minimize risk of ignition in HFTDs Remote GridWLDFREquipment / facility failureAggregated | WLDFR | HFTD - Distribution - Tier 3 - 1QU CoRE ¦ 2QU LoRE | Red Flag Warning - Large Fires | Equipment / facility failure | Aggregated | 2030 | 3.0684e-05 | 156.5661 | 0.0048041 | 2030 | Mitigation | 0.95 | 45 | 0 | esc | 0.00097009 | 2.9766e-08 | 0.00097009 | 2.9766e-08 | 0.0027785 | 2.9795e-07 | 0.0063316 | 3.1819e-10
[120 empty] | 7.3.3.17.5 (Remote Grid) Updates to grid topology to minimize risk of ignition in HFTDs Remote GridWLDFREquipment / facility failureAggregated | WLDFR | HFTD - Distribution - Tier 3 - 1QU CoRE ¦ 2QU LoRE | Red Flag Warning - Large Fires | Equipment / facility failure | Aggregated | 2031 | 3.0684e-05 | 156.5661 | 0.0048041 | 2031 | Mitigation | 0.95 | 45 | 0 | esc | 0.00097009 | 2.9766e-08 | 0.00097009 | 2.9766e-08 | 0.0027785 | 2.9795e-07 | 0.0063316 | 3.1819e-10
[120 empty] | 7.3.3.17.5 (Remote Grid) Updates to grid topology to minimize risk of ignition in HFTDs Remote GridWLDFREquipment / facility failureAggregated | WLDFR | HFTD - Distribution - Tier 3 - 1QU CoRE ¦ 2QU LoRE | Red Flag Warning - Large Fires | Equipment / facility failure | Aggregated | 2032 | 3.0684e-05 | 156.5661 | 0.0048041 | 2032 | Mitigation | 0.95 | 45 | 0 | esc | 0.00097009 | 2.9766e-08 | 0.00097009 | 2.9766e-08 | 0.0027785 | 2.9795e-07 | 0.0063316 | 3.1819e-10
[120 empty] | 7.3.3.17.5 (Remote Grid) Updates to grid topology to minimize risk of ignition in HFTDs Remote GridWLDFREquipment / facility failureAggregated | WLDFR | HFTD - Distribution - Tier 3 - 1QU CoRE ¦ 2QU LoRE | Red Flag Warning - Large Fires | Equipment / facility failure | Aggregated | 2033 | 3.0684e-05 | 156.5661 | 0.0048041 | 2033 | Mitigation | 0.95 | 45 | 0 | esc | 0.00097009 | 2.9766e-08 | 0.00097009 | 2.9766e-08 | 0.0027785 | 2.9795e-07 | 0.0063316 | 3.1819e-10
[120 empty] | 7.3.3.17.5 (Remote Grid) Updates to grid topology to minimize risk of ignition in HFTDs Remote GridWLDFREquipment / facility failureAggregated | WLDFR | HFTD - Distribution - Tier 3 - 1QU CoRE ¦ 2QU LoRE | Red Flag Warning - Large Fires | Equipment / facility failure | Aggregated | 2034 | 3.0684e-05 | 156.5661 | 0.0048041 | 2034 | Mitigation | 0.95 | 45 | 0 | esc | 0.00097009 | 2.9766e-08 | 0.00097009 | 2.9766e-08 | 0.0027785 | 2.9795e-07 | 0.0063316 | 3.1819e-10
[120 empty] | 7.3.3.17.5 (Remote Grid) Updates to grid topology to minimize risk of ignition in HFTDs Remote GridWLDFREquipment / facility failureAggregated | WLDFR | HFTD - Distribution - Tier 3 - 1QU CoRE ¦ 2QU LoRE | Red Flag Warning - Large Fires | Equipment / facility failure | Aggregated | 2035 | 3.0684e-05 | 156.5661 | 0.0048041 | 2035 | Mitigation | 0.95 | 45 | 0 | esc | 0.00097009 | 2.9766e-08 | 0.00097009 | 2.9766e-08 | 0.0027785 | 2.9795e-07 | 0.0063316 | 3.1819e-10
[120 empty] | 7.3.3.17.5 (Remote Grid) Updates to grid topology to minimize risk of ignition in HFTDs Remote GridWLDFREquipment / facility failureAggregated | WLDFR | HFTD - Distribution - Tier 3 - 1QU CoRE ¦ 2QU LoRE | Red Flag Warning - Large Fires | Equipment / facility failure | Aggregated | 2036 | 3.0684e-05 | 156.5661 | 0.0048041 | 2036 | Mitigation | 0.95 | 45 | 0 | esc | 0.00097009 | 2.9766e-08 | 0.00097009 | 2.9766e-08 | 0.0027785 | 2.9795e-07 | 0.0063316 | 3.1819e-10
[120 empty] | 7.3.3.17.5 (Remote Grid) Updates to grid topology to minimize risk of ignition in HFTDs Remote GridWLDFREquipment / facility failureAggregated | WLDFR | HFTD - Distribution - Tier 3 - 1QU CoRE ¦ 2QU LoRE | Red Flag Warning - Large Fires | Equipment / facility failure | Aggregated | 2037 | 3.0684e-05 | 156.5661 | 0.0048041 | 2037 | Mitigation | 0.95 | 45 | 0 | esc | 0.00097009 | 2.9766e-08 | 0.00097009 | 2.9766e-08 | 0.0027785 | 2.9795e-07 | 0.0063316 | 3.1819e-10
[120 empty] | 7.3.3.17.5 (Remote Grid) Updates to grid topology to minimize risk of ignition in HFTDs Remote GridWLDFREquipment / facility failureAggregated | WLDFR | HFTD - Distribution - Tier 3 - 1QU CoRE ¦ 2QU LoRE | Red Flag Warning - Large Fires | Equipment / facility failure | Aggregated | 2038 | 3.0684e-05 | 156.5661 | 0.0048041 | 2038 | Mitigation | 0.95 | 45 | 0 | esc | 0.00097009 | 2.9766e-08 | 0.00097009 | 2.9766e-08 | 0.0027785 | 2.9795e-07 | 0.0063316 | 3.1819e-10
[120 empty] | 7.3.3.17.5 (Remote Grid) Updates to grid topology to minimize risk of ignition in HFTDs Remote GridWLDFREquipment / facility failureAggregated | WLDFR | HFTD - Distribution - Tier 3 - 1QU CoRE ¦ 2QU LoRE | Red Flag Warning - Large Fires | Equipment / facility failure | Aggregated | 2039 | 3.0684e-05 | 156.5661 | 0.0048041 | 2039 | Mitigation | 0.95 | 45 | 0 | esc | 0.00097009 | 2.9766e-08 | 0.00097009 | 2.9766e-08 | 0.0027785 | 2.9795e-07 | 0.0063316 | 3.1819e-10
[120 empty] | 7.3.3.17.5 (Remote Grid) Updates to grid topology to minimize risk of ignition in HFTDs Remote GridWLDFREquipment / facility failureAggregated | WLDFR | HFTD - Distribution - Tier 3 - 1QU CoRE ¦ 2QU LoRE | Red Flag Warning - Large Fires | Equipment / facility failure | Aggregated | 2040 | 3.0684e-05 | 156.5661 | 0.0048041 | 2040 | Mitigation | 0.95 | 45 | 0 | esc | 0.00097009 | 2.9766e-08 | 0.00097009 | 2.9766e-08 | 0.0027785 | 2.9795e-07 | 0.0063316 | 3.1819e-10
[120 empty] | 7.3.3.17.5 (Remote Grid) Updates to grid topology to minimize risk of ignition in HFTDs Remote GridWLDFREquipment / facility failureAggregated | WLDFR | HFTD - Distribution - Tier 3 - 1QU CoRE ¦ 2QU LoRE | Red Flag Warning - Large Fires | Equipment / facility failure | Aggregated | 2041 | 3.0684e-05 | 156.5661 | 0.0048041 | 2041 | Mitigation | 0.95 | 45 | 0 | esc | 0.00097009 | 2.9766e-08 | 0.00097009 | 2.9766e-08 | 0.0027785 | 2.9795e-07 | 0.0063316 | 3.1819e-10
[120 empty] | 7.3.3.17.5 (Remote Grid) Updates to grid topology to minimize risk of ignition in HFTDs Remote GridWLDFREquipment / facility failureAggregated | WLDFR | HFTD - Distribution - Tier 3 - 1QU CoRE ¦ 2QU LoRE | Red Flag Warning - Large Fires | Equipment / facility failure | Aggregated | 2042 | 3.0684e-05 | 156.5661 | 0.0048041 | 2042 | Mitigation | 0.95 | 45 | 0 | esc | 0.00097009 | 2.9766e-08 | 0.00097009 | 2.9766e-08 | 0 | 0 | 0.0063316 | 3.1819e-10
[120 empty] | 7.3.3.17.5 (Remote Grid) Updates to grid topology to minimize risk of ignition in HFTDs Remote GridWLDFREquipment / facility failureAggregated | WLDFR | HFTD - Distribution - Tier 3 - 1QU CoRE ¦ 2QU LoRE | Red Flag Warning - Large Fires | Equipment / facility failure | Aggregated | 2043 | 3.0684e-05 | 156.5661 | 0.0048041 | 2043 | Mitigation | 0.95 | 45 | 0 | esc | 0.00097009 | 2.9766e-08 | 0.00097009 | 2.9766e-08 | 0.0027785 | 5.6472e-07 | 0.0063316 | 3.1819e-10
[120 empty] | 7.3.3.17.5 (Remote Grid) Updates to grid topology to minimize risk of ignition in HFTDs Remote GridWLDFREquipment / facility failureAggregated | WLDFR | HFTD - Distribution - Tier 3 - 1QU CoRE ¦ 2QU LoRE | Red Flag Warning - Large Fires | Equipment / facility failure | Aggregated | 2044 | 3.0684e-05 | 156.5661 | 0.0048041 | 2044 | Mitigation | 0.95 | 45 | 0 | esc | 0.00097009 | 2.9766e-08 | 0.00097009 | 2.9766e-08 | 0.0027785 | 5.6472e-07 | 0.0063316 | 3.1819e-10
[120 empty] | 7.3.3.17.5 (Remote Grid) Updates to grid topology to minimize risk of ignition in HFTDs Remote GridWLDFREquipment / facility failureAggregated | WLDFR | HFTD - Distribution - Tier 3 - 1QU CoRE ¦ 2QU LoRE | Red Flag Warning - Large Fires | Equipment / facility failure | Aggregated | 2045 | 3.0684e-05 | 156.5661 | 0.0048041 | 2045 | Mitigation | 0.95 | 45 | 0 | esc | 0.00097009 | 2.9766e-08 | 0.00097009 | 2.9766e-08 | 0.0027785 | 5.6472e-07 | 0.0063316 | 3.1819e-10
[120 empty] | 7.3.3.17.5 (Remote Grid) Updates to grid topology to minimize risk of ignition in HFTDs Remote GridWLDFREquipment / facility failureAggregated | WLDFR | HFTD - Distribution - Tier 3 - 1QU CoRE ¦ 2QU LoRE | Red Flag Warning - Large Fires | Equipment / facility failure | Aggregated | 2046 | 3.0684e-05 | 156.5661 | 0.0048041 | 2046 | Mitigation | 0.95 | 45 | 0 | esc | 0.00097009 | 2.9766e-08 | 0.00097009 | 2.9766e-08 | 0.0027785 | 5.6472e-07 | 0.0063316 | 3.1819e-10
[120 empty] | 7.3.3.17.5 (Remote Grid) Updates to grid topology to minimize risk of ignition in HFTDs Remote GridWLDFREquipment / facility failureAggregated | WLDFR | HFTD - Distribution - Tier 3 - 1QU CoRE ¦ 2QU LoRE | Red Flag Warning - Large Fires | Equipment / facility failure | Aggregated | 2047 | 3.0684e-05 | 156.5661 | 0.0048041 | 2047 | Mitigation | 0.95 | 45 | 0 | esc | 0.00097009 | 2.9766e-08 | 0.00097009 | 2.9766e-08 | 0.0027785 | 5.6472e-07 | 0.0063316 | 3.1819e-10
[120 empty] | 7.3.3.17.5 (Remote Grid) Updates to grid topology to minimize risk of ignition in HFTDs Remote GridWLDFREquipment / facility failureAggregated | WLDFR | HFTD - Distribution - Tier 3 - 1QU CoRE ¦ 2QU LoRE | Red Flag Warning - Large Fires | Equipment / facility failure | Aggregated | 2048 | 3.0684e-05 | 156.5661 | 0.0048041 | 2048 | Mitigation | 0.95 | 45 | 0 | esc | 0.00097009 | 2.9766e-08 | 0.00097009 | 2.9766e-08 | 0.0027785 | 5.6472e-07 | 0.0063316 | 3.1819e-10
[120 empty] | 7.3.3.17.5 (Remote Grid) Updates to grid topology to minimize risk of ignition in HFTDs Remote GridWLDFREquipment / facility failureAggregated | WLDFR | HFTD - Distribution - Tier 3 - 1QU CoRE ¦ 2QU LoRE | Red Flag Warning - Large Fires | Equipment / facility failure | Aggregated | 2049 | 3.0684e-05 | 156.5661 | 0.0048041 | 2049 | Mitigation | 0.95 | 45 | 0 | esc | 0.00097009 | 2.9766e-08 | 0.00097009 | 2.9766e-08 | 0.0027785 | 5.6472e-07 | 0.0063316 | 3.1819e-10
[120 empty] | 7.3.3.17.5 (Remote Grid) Updates to grid topology to minimize risk of ignition in HFTDs Remote GridWLDFREquipment / facility failureAggregated | WLDFR | HFTD - Distribution - Tier 3 - 1QU CoRE ¦ 2QU LoRE | Red Flag Warning - Large Fires | Equipment / facility failure | Aggregated | 2050 | 3.0684e-05 | 156.5661 | 0.0048041 | 2050 | Mitigation | 0.95 | 45 | 0 | esc | 0.00097009 | 2.9766e-08 | 0.00097009 | 2.9766e-08 | 0.0027785 | 5.6472e-07 | 0 | 0
[120 empty] | 7.3.3.17.5 (Remote Grid) Updates to grid topology to minimize risk of ignition in HFTDs Remote GridWLDFREquipment / facility failureAggregated | WLDFR | HFTD - Distribution - Tier 3 - 1QU CoRE ¦ 2QU LoRE | Red Flag Warning - Large Fires | Equipment / facility failure | Aggregated | 2051 | 3.0684e-05 | 156.5661 | 0.0048041 | 2051 | Mitigation | 0.95 | 45 | 0 | esc | 0.00097009 | 2.9766e-08 | 0.00097009 | 2.9766e-08 | 0.0027785 | 5.6472e-07 | 0 | 0
[120 empty] | 7.3.3.17.5 (Remote Grid) Updates to grid topology to minimize risk of ignition in HFTDs Remote GridWLDFREquipment / facility failureAggregated | WLDFR | HFTD - Distribution - Tier 3 - 1QU CoRE ¦ 2QU LoRE | Red Flag Warning - Large Fires | Equipment / facility failure | Aggregated | 2052 | 3.0684e-05 | 156.5661 | 0.0048041 | 2052 | Mitigation | 0.95 | 45 | 0 | esc | 0.00097009 | 2.9766e-08 | 0.00097009 | 2.9766e-08 | 0.0027785 | 5.6472e-07 | 0.010957 | 1.8689e-07
[120 empty] | 7.3.3.17.5 (Remote Grid) Updates to grid topology to minimize risk of ignition in HFTDs Remote GridWLDFREquipment / facility failureAggregated | WLDFR | HFTD - Distribution - Tier 3 - 1QU CoRE ¦ 2QU LoRE | Red Flag Warning - Large Fires | Equipment / facility failure | Aggregated | 2053 | 3.0684e-05 | 156.5661 | 0.0048041 | 2053 | Mitigation | 0.95 | 45 | 0 | esc | 0.00097009 | 2.9766e-08 | 0.00097009 | 2.9766e-08 | 0.0027785 | 5.6472e-07 | 0.010957 | 1.8689e-07
[120 empty] | 7.3.3.17.5 (Remote Grid) Updates to grid topology to minimize risk of ignition in HFTDs Remote GridWLDFREquipment / facility failureAggregated | WLDFR | HFTD - Distribution - Tier 3 - 1QU CoRE ¦ 2QU LoRE | Red Flag Warning - Large Fires | Equipment / facility failure | Aggregated | 2054 | 3.0684e-05 | 156.5661 | 0.0048041 | 2054 | Mitigation | 0.95 | 45 | 0 | esc | 0.00097009 | 2.9766e-08 | 0.00097009 | 2.9766e-08 | 0.0027785 | 5.6472e-07 | 0.010957 | 1.8689e-07
[120 empty] | 7.3.3.17.5 (Remote Grid) Updates to grid topology to minimize risk of ignition in HFTDs Remote GridWLDFREquipment / facility failureAggregated | WLDFR | HFTD - Distribution - Tier 3 - 1QU CoRE ¦ 2QU LoRE | Red Flag Warning - Large Fires | Equipment / facility failure | Aggregated | 2055 | 3.0684e-05 | 156.5661 | 0.0048041 | 2055 | Mitigation | 0.95 | 45 | 0 | esc | 0.00097009 | 2.9766e-08 | 0.00097009 | 2.9766e-08 | 0.0027785 | 5.6472e-07 | 0.010957 | 1.8689e-07
[120 empty] | 7.3.3.17.5 (Remote Grid) Updates to grid topology to minimize risk of ignition in HFTDs Remote GridWLDFREquipment / facility failureAggregated | WLDFR | HFTD - Distribution - Tier 3 - 1QU CoRE ¦ 2QU LoRE | Red Flag Warning - Large Fires | Equipment / facility failure | Aggregated | 2056 | 3.0684e-05 | 156.5661 | 0.0048041 | 2056 | Mitigation | 0.95 | 45 | 0 | esc | 0.00097009 | 2.9766e-08 | 0.00097009 | 2.9766e-08 | 0.0027785 | 5.6472e-07 | 0.010957 | 1.8689e-07
[120 empty] | 7.3.3.17.5 (Remote Grid) Updates to grid topology to minimize risk of ignition in HFTDs Remote GridWLDFREquipment / facility failureAggregated | WLDFR | HFTD - Distribution - Tier 3 - 1QU CoRE ¦ 2QU LoRE | Red Flag Warning - Large Fires | Equipment / facility failure | Aggregated | 2057 | 3.0684e-05 | 156.5661 | 0.0048041 | 2057 | Mitigation | 0.95 | 45 | 0 | esc | 0.00097009 | 2.9766e-08 | 0.00097009 | 2.9766e-08 | 0.0027785 | 5.6472e-07 | 0.010957 | 1.8689e-07
[120 empty] | 7.3.3.17.5 (Remote Grid) Updates to grid topology to minimize risk of ignition in HFTDs Remote GridWLDFREquipment / facility failureAggregated | WLDFR | HFTD - Distribution - Tier 3 - 1QU CoRE ¦ 2QU LoRE | Red Flag Warning - Large Fires | Equipment / facility failure | Aggregated | 2058 | 3.0684e-05 | 156.5661 | 0.0048041 | 2058 | Mitigation | 0.95 | 45 | 0 | esc | 0.00097009 | 2.9766e-08 | 0.00097009 | 2.9766e-08 | 0.0027785 | 5.6472e-07 | 0.010957 | 1.8689e-07
[120 empty] | 7.3.3.17.5 (Remote Grid) Updates to grid topology to minimize risk of ignition in HFTDs Remote GridWLDFREquipment / facility failureAggregated | WLDFR | HFTD - Distribution - Tier 3 - 1QU CoRE ¦ 2QU LoRE | Red Flag Warning - Large Fires | Equipment / facility failure | Aggregated | 2059 | 3.0684e-05 | 156.5661 | 0.0048041 | 2059 | Mitigation | 0.95 | 45 | 0 | esc | 0.00097009 | 2.9766e-08 | 0.00097009 | 2.9766e-08 | 0.0027785 | 5.6472e-07 | 0.010957 | 1.8689e-07
[120 empty] | 7.3.3.17.5 (Remote Grid) Updates to grid topology to minimize risk of ignition in HFTDs Remote GridWLDFREquipment / facility failureAggregated | WLDFR | HFTD - Distribution - Tier 3 - 1QU CoRE ¦ 2QU LoRE | Red Flag Warning - Large Fires | Equipment / facility failure | Aggregated | 2060 | 3.0684e-05 | 156.5661 | 0.0048041 | 2060 | Mitigation | 0.95 | 45 | 0 | esc | 0.00097009 | 2.9766e-08 | 0.00097009 | 2.9766e-08 | 0.0027785 | 5.6472e-07 | 0.010957 | 1.8689e-07
[120 empty] | 7.3.3.17.5 (Remote Grid) Updates to grid topology to minimize risk of ignition in HFTDs Remote GridWLDFREquipment / facility failureAggregated | WLDFR | HFTD - Distribution - Tier 3 - 1QU CoRE ¦ 2QU LoRE | Red Flag Warning - Large Fires | Equipment / facility failure | Aggregated | 2061 | 3.0684e-05 | 156.5661 | 0.0048041 | 2061 | Mitigation | 0.95 | 45 | 0 | esc | 0.00097009 | 2.9766e-08 | 0.00097009 | 2.9766e-08 | 0.0027785 | 5.6472e-07 | 0.010957 | 1.8689e-07
[120 empty] | 7.3.3.17.5 (Remote Grid) Updates to grid topology to minimize risk of ignition in HFTDs Remote GridWLDFREquipment / facility failureAggregated | WLDFR | HFTD - Distribution - Tier 3 - 1QU CoRE ¦ 2QU LoRE | Red Flag Warning - Large Fires | Equipment / facility failure | Aggregated | 2062 | 3.0684e-05 | 156.5661 | 0.0048041 | 2062 | Mitigation | 0.95 | 45 | 0 | esc | 0.00097009 | 2.9766e-08 | 0.00097009 | 2.9766e-08 | 0.0027785 | 5.6472e-07 | 0.010957 | 1.8689e-07
[120 empty] | 7.3.3.17.5 (Remote Grid) Updates to grid topology to minimize risk of ignition in HFTDs Remote GridWLDFREquipment / facility failureAggregated | WLDFR | HFTD - Distribution - Tier 3 - 1QU CoRE ¦ 2QU LoRE | Red Flag Warning - Large Fires | Equipment / facility failure | Aggregated | 2063 | 3.0684e-05 | 156.5661 | 0.0048041 | 2063 | Mitigation | 0.95 | 45 | 0 | esc | 0.00097009 | 2.9766e-08 | 0.00097009 | 2.9766e-08 | 0.0027785 | 5.6472e-07 | 0.010957 | 1.8689e-07
[120 empty] | 7.3.3.17.5 (Remote Grid) Updates to grid topology to minimize risk of ignition in HFTDs Remote GridWLDFREquipment / facility failureAggregated | WLDFR | HFTD - Distribution - Tier 3 - 1QU CoRE ¦ 2QU LoRE | Red Flag Warning - Large Fires | Equipment / facility failure | Aggregated | 2064 | 3.0684e-05 | 156.5661 | 0.0048041 | 2064 | Mitigation | 0.95 | 45 | 0 | esc | 0.00097009 | 2.9766e-08 | 0.00097009 | 2.9766e-08 | 0.0027785 | 5.6472e-07 | 0.010957 | 1.8689e-07
[120 empty] | 7.3.3.17.5 (Remote Grid) Updates to grid topology to minimize risk of ignition in HFTDs Remote GridWLDFREquipment / facility failureAggregated | WLDFR | HFTD - Distribution - Tier 3 - 1QU CoRE ¦ 2QU LoRE | Red Flag Warning - Large Fires | Equipment / facility failure | Aggregated | 2065 | 3.0684e-05 | 156.5661 | 0.0048041 | 2065 | Mitigation | 0.95 | 45 | 0 | esc | 0.00097009 | 2.9766e-08 | 0.00097009 | 2.9766e-08 | 0.0027785 | 5.6472e-07 | 0.010957 | 1.8689e-07
[120 empty] | 7.3.3.17.5 (Remote Grid) Updates to grid topology to minimize risk of ignition in HFTDs Remote GridWLDFREquipment / facility failureAggregated | WLDFR | HFTD - Distribution - Tier 3 - 1QU CoRE ¦ 2QU LoRE | Red Flag Warning - Large Fires | Equipment / facility failure | Aggregated | 2066 | 3.0684e-05 | 156.5661 | 0.0048041 | 2066 | Mitigation | 0.95 | 45 | 0 | esc | 0.00097009 | 2.9766e-08 | 0.00097009 | 2.9766e-08 | 0.0027785 | 5.6472e-07 | 0.010957 | 1.8689e-07
[120 empty] | 7.3.3.17.5 (Remote Grid) Updates to grid topology to minimize risk of ignition in HFTDs Remote GridWLDFREquipment / facility failureAggregated | WLDFR | HFTD - Distribution - Tier 3 - 1QU CoRE ¦ 2QU LoRE | Red Flag Warning - Large Fires | Equipment / facility failure | Aggregated | 2067 | 3.0684e-05 | 156.5661 | 0.0048041 | 2067 | Mitigation | 0.95 | 45 | 0 | esc | 0 | 0 | 0.00097009 | 2.9766e-08 | 0.0027785 | 5.6472e-07 | 0.010957 | 1.8689e-07
[120 empty] | 7.3.3.17.5 (Remote Grid) Updates to grid topology to minimize risk of ignition in HFTDs Remote GridWLDFRVegetation ContactAggregated | WLDFR | HFTD - Distribution - Tier 3 - 1QU CoRE ¦ 2QU LoRE | Red Flag Warning - Large Fires | Vegetation Contact | Aggregated | 2022 | 6.908e-05 | 156.5661 | 0.010816 | 2022 | Mitigation | 0.95 | 45 | 0 | esc | 0.00097009 | 6.7013e-08 | 0 | 0 | 0.0027785 | 5.6472e-07 | 0.010957 | 1.8689e-07
[120 empty] | 7.3.3.17.5 (Remote Grid) Updates to grid topology to minimize risk of ignition in HFTDs Remote GridWLDFRVegetation ContactAggregated | WLDFR | HFTD - Distribution - Tier 3 - 1QU CoRE ¦ 2QU LoRE | Red Flag Warning - Large Fires | Vegetation Contact | Aggregated | 2023 | 6.908e-05 | 156.5661 | 0.010816 | 2023 | Mitigation | 0.95 | 45 | 0 | esc | 0.00097009 | 6.7013e-08 | 0.00097009 | 6.7013e-08 | 0.0027785 | 5.6472e-07 | 0.010957 | 1.8689e-07
[120 empty] | 7.3.3.17.5 (Remote Grid) Updates to grid topology to minimize risk of ignition in HFTDs Remote GridWLDFRVegetation ContactAggregated | WLDFR | HFTD - Distribution - Tier 3 - 1QU CoRE ¦ 2QU LoRE | Red Flag Warning - Large Fires | Vegetation Contact | Aggregated | 2024 | 6.908e-05 | 156.5661 | 0.010816 | 2024 | Mitigation | 0.95 | 45 | 0 | esc | 0.00097009 | 6.7013e-08 | 0.00097009 | 6.7013e-08 | 0.0027785 | 5.6472e-07 | 0.010957 | 1.8689e-07
[120 empty] | 7.3.3.17.5 (Remote Grid) Updates to grid topology to minimize risk of ignition in HFTDs Remote GridWLDFRVegetation ContactAggregated | WLDFR | HFTD - Distribution - Tier 3 - 1QU CoRE ¦ 2QU LoRE | Red Flag Warning - Large Fires | Vegetation Contact | Aggregated | 2025 | 6.908e-05 | 156.5661 | 0.010816 | 2025 | Mitigation | 0.95 | 45 | 0 | esc | 0.00097009 | 6.7013e-08 | 0.00097009 | 6.7013e-08 | 0.0027785 | 5.6472e-07 | 0.010957 | 1.8689e-07
[120 empty] | 7.3.3.17.5 (Remote Grid) Updates to grid topology to minimize risk of ignition in HFTDs Remote GridWLDFRVegetation ContactAggregated | WLDFR | HFTD - Distribution - Tier 3 - 1QU CoRE ¦ 2QU LoRE | Red Flag Warning - Large Fires | Vegetation Contact | Aggregated | 2026 | 6.908e-05 | 156.5661 | 0.010816 | 2026 | Mitigation | 0.95 | 45 | 0 | esc | 0.00097009 | 6.7013e-08 | 0.00097009 | 6.7013e-08 | 0.0027785 | 5.6472e-07 | 0.010957 | 1.8689e-07
[120 empty] | 7.3.3.17.5 (Remote Grid) Updates to grid topology to minimize risk of ignition in HFTDs Remote GridWLDFRVegetation ContactAggregated | WLDFR | HFTD - Distribution - Tier 3 - 1QU CoRE ¦ 2QU LoRE | Red Flag Warning - Large Fires | Vegetation Contact | Aggregated | 2027 | 6.908e-05 | 156.5661 | 0.010816 | 2027 | Mitigation | 0.95 | 45 | 0 | esc | 0.00097009 | 6.7013e-08 | 0.00097009 | 6.7013e-08 | 0.0027785 | 5.6472e-07 | 0.010957 | 1.8689e-07
[120 empty] | 7.3.3.17.5 (Remote Grid) Updates to grid topology to minimize risk of ignition in HFTDs Remote GridWLDFRVegetation ContactAggregated | WLDFR | HFTD - Distribution - Tier 3 - 1QU CoRE ¦ 2QU LoRE | Red Flag Warning - Large Fires | Vegetation Contact | Aggregated | 2028 | 6.908e-05 | 156.5661 | 0.010816 | 2028 | Mitigation | 0.95 | 45 | 0 | esc | 0.00097009 | 6.7013e-08 | 0.00097009 | 6.7013e-08 | 0.0027785 | 5.6472e-07 | 0.010957 | 1.8689e-07
[120 empty] | 7.3.3.17.5 (Remote Grid) Updates to grid topology to minimize risk of ignition in HFTDs Remote GridWLDFRVegetation ContactAggregated | WLDFR | HFTD - Distribution - Tier 3 - 1QU CoRE ¦ 2QU LoRE | Red Flag Warning - Large Fires | Vegetation Contact | Aggregated | 2029 | 6.908e-05 | 156.5661 | 0.010816 | 2029 | Mitigation | 0.95 | 45 | 0 | esc | 0.00097009 | 6.7013e-08 | 0.00097009 | 6.7013e-08 | 0.0027785 | 5.6472e-07 | 0.010957 | 1.8689e-07
[120 empty] | 7.3.3.17.5 (Remote Grid) Updates to grid topology to minimize risk of ignition in HFTDs Remote GridWLDFRVegetation ContactAggregated | WLDFR | HFTD - Distribution - Tier 3 - 1QU CoRE ¦ 2QU LoRE | Red Flag Warning - Large Fires | Vegetation Contact | Aggregated | 2030 | 6.908e-05 | 156.5661 | 0.010816 | 2030 | Mitigation | 0.95 | 45 | 0 | esc | 0.00097009 | 6.7013e-08 | 0.00097009 | 6.7013e-08 | 0.0027785 | 5.6472e-07 | 0.010957 | 1.8689e-07
[120 empty] | 7.3.3.17.5 (Remote Grid) Updates to grid topology to minimize risk of ignition in HFTDs Remote GridWLDFRVegetation ContactAggregated | WLDFR | HFTD - Distribution - Tier 3 - 1QU CoRE ¦ 2QU LoRE | Red Flag Warning - Large Fires | Vegetation Contact | Aggregated | 2031 | 6.908e-05 | 156.5661 | 0.010816 | 2031 | Mitigation | 0.95 | 45 | 0 | esc | 0.00097009 | 6.7013e-08 | 0.00097009 | 6.7013e-08 | 0.0027785 | 5.6472e-07 | 0.010957 | 1.8689e-07
[120 empty] | 7.3.3.17.5 (Remote Grid) Updates to grid topology to minimize risk of ignition in HFTDs Remote GridWLDFRVegetation ContactAggregated | WLDFR | HFTD - Distribution - Tier 3 - 1QU CoRE ¦ 2QU LoRE | Red Flag Warning - Large Fires | Vegetation Contact | Aggregated | 2032 | 6.908e-05 | 156.5661 | 0.010816 | 2032 | Mitigation | 0.95 | 45 | 0 | esc | 0.00097009 | 6.7013e-08 | 0.00097009 | 6.7013e-08 | 0.0027785 | 5.6472e-07 | 0.010957 | 1.8689e-07
[120 empty] | 7.3.3.17.5 (Remote Grid) Updates to grid topology to minimize risk of ignition in HFTDs Remote GridWLDFRVegetation ContactAggregated | WLDFR | HFTD - Distribution - Tier 3 - 1QU CoRE ¦ 2QU LoRE | Red Flag Warning - Large Fires | Vegetation Contact | Aggregated | 2033 | 6.908e-05 | 156.5661 | 0.010816 | 2033 | Mitigation | 0.95 | 45 | 0 | esc | 0.00097009 | 6.7013e-08 | 0.00097009 | 6.7013e-08 | 0.0027785 | 5.6472e-07 | 0.010957 | 1.8689e-07
[120 empty] | 7.3.3.17.5 (Remote Grid) Updates to grid topology to minimize risk of ignition in HFTDs Remote GridWLDFRVegetation ContactAggregated | WLDFR | HFTD - Distribution - Tier 3 - 1QU CoRE ¦ 2QU LoRE | Red Flag Warning - Large Fires | Vegetation Contact | Aggregated | 2034 | 6.908e-05 | 156.5661 | 0.010816 | 2034 | Mitigation | 0.95 | 45 | 0 | esc | 0.00097009 | 6.7013e-08 | 0.00097009 | 6.7013e-08 | 0.0027785 | 5.6472e-07 | 0.010957 | 1.8689e-07
[120 empty] | 7.3.3.17.5 (Remote Grid) Updates to grid topology to minimize risk of ignition in HFTDs Remote GridWLDFRVegetation ContactAggregated | WLDFR | HFTD - Distribution - Tier 3 - 1QU CoRE ¦ 2QU LoRE | Red Flag Warning - Large Fires | Vegetation Contact | Aggregated | 2035 | 6.908e-05 | 156.5661 | 0.010816 | 2035 | Mitigation | 0.95 | 45 | 0 | esc | 0.00097009 | 6.7013e-08 | 0.00097009 | 6.7013e-08 | 0.0027785 | 5.6472e-07 | 0.010957 | 1.8689e-07
[120 empty] | 7.3.3.17.5 (Remote Grid) Updates to grid topology to minimize risk of ignition in HFTDs Remote GridWLDFRVegetation ContactAggregated | WLDFR | HFTD - Distribution - Tier 3 - 1QU CoRE ¦ 2QU LoRE | Red Flag Warning - Large Fires | Vegetation Contact | Aggregated | 2036 | 6.908e-05 | 156.5661 | 0.010816 | 2036 | Mitigation | 0.95 | 45 | 0 | esc | 0.00097009 | 6.7013e-08 | 0.00097009 | 6.7013e-08 | 0.0027785 | 5.6472e-07 | 0 | 0
[120 empty] | 7.3.3.17.5 (Remote Grid) Updates to grid topology to minimize risk of ignition in HFTDs Remote GridWLDFRVegetation ContactAggregated | WLDFR | HFTD - Distribution - Tier 3 - 1QU CoRE ¦ 2QU LoRE | Red Flag Warning - Large Fires | Vegetation Contact | Aggregated | 2037 | 6.908e-05 | 156.5661 | 0.010816 | 2037 | Mitigation | 0.95 | 45 | 0 | esc | 0.00097009 | 6.7013e-08 | 0.00097009 | 6.7013e-08 | 0.0027785 | 5.6472e-07 | 0 | 0
[120 empty] | 7.3.3.17.5 (Remote Grid) Updates to grid topology to minimize risk of ignition in HFTDs Remote GridWLDFRVegetation ContactAggregated | WLDFR | HFTD - Distribution - Tier 3 - 1QU CoRE ¦ 2QU LoRE | Red Flag Warning - Large Fires | Vegetation Contact | Aggregated | 2038 | 6.908e-05 | 156.5661 | 0.010816 | 2038 | Mitigation | 0.95 | 45 | 0 | esc | 0.00097009 | 6.7013e-08 | 0.00097009 | 6.7013e-08 | 0.0027785 | 5.6472e-07 | 0.012004 | 8.2372e-08
[120 empty] | 7.3.3.17.5 (Remote Grid) Updates to grid topology to minimize risk of ignition in HFTDs Remote GridWLDFRVegetation ContactAggregated | WLDFR | HFTD - Distribution - Tier 3 - 1QU CoRE ¦ 2QU LoRE | Red Flag Warning - Large Fires | Vegetation Contact | Aggregated | 2039 | 6.908e-05 | 156.5661 | 0.010816 | 2039 | Mitigation | 0.95 | 45 | 0 | esc | 0.00097009 | 6.7013e-08 | 0.00097009 | 6.7013e-08 | 0.0027785 | 5.6472e-07 | 0.012004 | 8.2372e-08
[120 empty] | 7.3.3.17.5 (Remote Grid) Updates to grid topology to minimize risk of ignition in HFTDs Remote GridWLDFRVegetation ContactAggregated | WLDFR | HFTD - Distribution - Tier 3 - 1QU CoRE ¦ 2QU LoRE | Red Flag Warning - Large Fires | Vegetation Contact | Aggregated | 2040 | 6.908e-05 | 156.5661 | 0.010816 | 2040 | Mitigation | 0.95 | 45 | 0 | esc | 0.00097009 | 6.7013e-08 | 0.00097009 | 6.7013e-08 | 0.0027785 | 5.6472e-07 | 0.012004 | 8.2372e-08
[120 empty] | 7.3.3.17.5 (Remote Grid) Updates to grid topology to minimize risk of ignition in HFTDs Remote GridWLDFRVegetation ContactAggregated | WLDFR | HFTD - Distribution - Tier 3 - 1QU CoRE ¦ 2QU LoRE | Red Flag Warning - Large Fires | Vegetation Contact | Aggregated | 2041 | 6.908e-05 | 156.5661 | 0.010816 | 2041 | Mitigation | 0.95 | 45 | 0 | esc | 0.00097009 | 6.7013e-08 | 0.00097009 | 6.7013e-08 | 0.0027785 | 5.6472e-07 | 0.012004 | 8.2372e-08
[120 empty] | 7.3.3.17.5 (Remote Grid) Updates to grid topology to minimize risk of ignition in HFTDs Remote GridWLDFRVegetation ContactAggregated | WLDFR | HFTD - Distribution - Tier 3 - 1QU CoRE ¦ 2QU LoRE | Red Flag Warning - Large Fires | Vegetation Contact | Aggregated | 2042 | 6.908e-05 | 156.5661 | 0.010816 | 2042 | Mitigation | 0.95 | 45 | 0 | esc | 0.00097009 | 6.7013e-08 | 0.00097009 | 6.7013e-08 | 0.0027785 | 5.6472e-07 | 0.012004 | 8.2372e-08
[120 empty] | 7.3.3.17.5 (Remote Grid) Updates to grid topology to minimize risk of ignition in HFTDs Remote GridWLDFRVegetation ContactAggregated | WLDFR | HFTD - Distribution - Tier 3 - 1QU CoRE ¦ 2QU LoRE | Red Flag Warning - Large Fires | Vegetation Contact | Aggregated | 2043 | 6.908e-05 | 156.5661 | 0.010816 | 2043 | Mitigation | 0.95 | 45 | 0 | esc | 0.00097009 | 6.7013e-08 | 0.00097009 | 6.7013e-08 | 0.0027785 | 5.6472e-07 | 0.012004 | 8.2372e-08
[120 empty] | 7.3.3.17.5 (Remote Grid) Updates to grid topology to minimize risk of ignition in HFTDs Remote GridWLDFRVegetation ContactAggregated | WLDFR | HFTD - Distribution - Tier 3 - 1QU CoRE ¦ 2QU LoRE | Red Flag Warning - Large Fires | Vegetation Contact | Aggregated | 2044 | 6.908e-05 | 156.5661 | 0.010816 | 2044 | Mitigation | 0.95 | 45 | 0 | esc | 0.00097009 | 6.7013e-08 | 0.00097009 | 6.7013e-08 | 0.0027785 | 5.6472e-07 | 0.012004 | 8.2372e-08
[120 empty] | 7.3.3.17.5 (Remote Grid) Updates to grid topology to minimize risk of ignition in HFTDs Remote GridWLDFRVegetation ContactAggregated | WLDFR | HFTD - Distribution - Tier 3 - 1QU CoRE ¦ 2QU LoRE | Red Flag Warning - Large Fires | Vegetation Contact | Aggregated | 2045 | 6.908e-05 | 156.5661 | 0.010816 | 2045 | Mitigation | 0.95 | 45 | 0 | esc | 0.00097009 | 6.7013e-08 | 0.00097009 | 6.7013e-08 | 0.0027785 | 5.6472e-07 | 0.012004 | 8.2372e-08
[120 empty] | 7.3.3.17.5 (Remote Grid) Updates to grid topology to minimize risk of ignition in HFTDs Remote GridWLDFRVegetation ContactAggregated | WLDFR | HFTD - Distribution - Tier 3 - 1QU CoRE ¦ 2QU LoRE | Red Flag Warning - Large Fires | Vegetation Contact | Aggregated | 2046 | 6.908e-05 | 156.5661 | 0.010816 | 2046 | Mitigation | 0.95 | 45 | 0 | esc | 0.00097009 | 6.7013e-08 | 0.00097009 | 6.7013e-08 | 0 | 0 | 0.012004 | 8.2372e-08
[120 empty] | 7.3.3.17.5 (Remote Grid) Updates to grid topology to minimize risk of ignition in HFTDs Remote GridWLDFRVegetation ContactAggregated | WLDFR | HFTD - Distribution - Tier 3 - 1QU CoRE ¦ 2QU LoRE | Red Flag Warning - Large Fires | Vegetation Contact | Aggregated | 2047 | 6.908e-05 | 156.5661 | 0.010816 | 2047 | Mitigation | 0.95 | 45 | 0 | esc | 0.00097009 | 6.7013e-08 | 0.00097009 | 6.7013e-08 | 0.0027785 | 7.0078e-08 | 0.012004 | 8.2372e-08
[120 empty] | 7.3.3.17.5 (Remote Grid) Updates to grid topology to minimize risk of ignition in HFTDs Remote GridWLDFRVegetation ContactAggregated | WLDFR | HFTD - Distribution - Tier 3 - 1QU CoRE ¦ 2QU LoRE | Red Flag Warning - Large Fires | Vegetation Contact | Aggregated | 2048 | 6.908e-05 | 156.5661 | 0.010816 | 2048 | Mitigation | 0.95 | 45 | 0 | esc | 0.00097009 | 6.7013e-08 | 0.00097009 | 6.7013e-08 | 0.0027785 | 7.0078e-08 | 0.012004 | 8.2372e-08
[120 empty] | 7.3.3.17.5 (Remote Grid) Updates to grid topology to minimize risk of ignition in HFTDs Remote GridWLDFRVegetation ContactAggregated | WLDFR | HFTD - Distribution - Tier 3 - 1QU CoRE ¦ 2QU LoRE | Red Flag Warning - Large Fires | Vegetation Contact | Aggregated | 2049 | 6.908e-05 | 156.5661 | 0.010816 | 2049 | Mitigation | 0.95 | 45 | 0 | esc | 0.00097009 | 6.7013e-08 | 0.00097009 | 6.7013e-08 | 0.0027785 | 7.0078e-08 | 0.012004 | 8.2372e-08
[120 empty] | 7.3.3.17.5 (Remote Grid) Updates to grid topology to minimize risk of ignition in HFTDs Remote GridWLDFRVegetation ContactAggregated | WLDFR | HFTD - Distribution - Tier 3 - 1QU CoRE ¦ 2QU LoRE | Red Flag Warning - Large Fires | Vegetation Contact | Aggregated | 2050 | 6.908e-05 | 156.5661 | 0.010816 | 2050 | Mitigation | 0.95 | 45 | 0 | esc | 0.00097009 | 6.7013e-08 | 0.00097009 | 6.7013e-08 | 0.0027785 | 7.0078e-08 | 0.012004 | 8.2372e-08
[120 empty] | 7.3.3.17.5 (Remote Grid) Updates to grid topology to minimize risk of ignition in HFTDs Remote GridWLDFRVegetation ContactAggregated | WLDFR | HFTD - Distribution - Tier 3 - 1QU CoRE ¦ 2QU LoRE | Red Flag Warning - Large Fires | Vegetation Contact | Aggregated | 2051 | 6.908e-05 | 156.5661 | 0.010816 | 2051 | Mitigation | 0.95 | 45 | 0 | esc | 0.00097009 | 6.7013e-08 | 0.00097009 | 6.7013e-08 | 0.0027785 | 7.0078e-08 | 0.012004 | 8.2372e-08
[120 empty] | 7.3.3.17.5 (Remote Grid) Updates to grid topology to minimize risk of ignition in HFTDs Remote GridWLDFRVegetation ContactAggregated | WLDFR | HFTD - Distribution - Tier 3 - 1QU CoRE ¦ 2QU LoRE | Red Flag Warning - Large Fires | Vegetation Contact | Aggregated | 2052 | 6.908e-05 | 156.5661 | 0.010816 | 2052 | Mitigation | 0.95 | 45 | 0 | esc | 0.00097009 | 6.7013e-08 | 0.00097009 | 6.7013e-08 | 0.0027785 | 7.0078e-08 | 0.012004 | 8.2372e-08
[120 empty] | 7.3.3.17.5 (Remote Grid) Updates to grid topology to minimize risk of ignition in HFTDs Remote GridWLDFRVegetation ContactAggregated | WLDFR | HFTD - Distribution - Tier 3 - 1QU CoRE ¦ 2QU LoRE | Red Flag Warning - Large Fires | Vegetation Contact | Aggregated | 2053 | 6.908e-05 | 156.5661 | 0.010816 | 2053 | Mitigation | 0.95 | 45 | 0 | esc | 0.00097009 | 6.7013e-08 | 0.00097009 | 6.7013e-08 | 0.0027785 | 7.0078e-08 | 0.012004 | 8.2372e-08
[120 empty] | 7.3.3.17.5 (Remote Grid) Updates to grid topology to minimize risk of ignition in HFTDs Remote GridWLDFRVegetation ContactAggregated | WLDFR | HFTD - Distribution - Tier 3 - 1QU CoRE ¦ 2QU LoRE | Red Flag Warning - Large Fires | Vegetation Contact | Aggregated | 2054 | 6.908e-05 | 156.5661 | 0.010816 | 2054 | Mitigation | 0.95 | 45 | 0 | esc | 0.00097009 | 6.7013e-08 | 0.00097009 | 6.7013e-08 | 0.0027785 | 7.0078e-08 | 0.012004 | 8.2372e-08
[120 empty] | 7.3.3.17.5 (Remote Grid) Updates to grid topology to minimize risk of ignition in HFTDs Remote GridWLDFRVegetation ContactAggregated | WLDFR | HFTD - Distribution - Tier 3 - 1QU CoRE ¦ 2QU LoRE | Red Flag Warning - Large Fires | Vegetation Contact | Aggregated | 2055 | 6.908e-05 | 156.5661 | 0.010816 | 2055 | Mitigation | 0.95 | 45 | 0 | esc | 0.00097009 | 6.7013e-08 | 0.00097009 | 6.7013e-08 | 0.0027785 | 7.0078e-08 | 0.012004 | 8.2372e-08
[120 empty] | 7.3.3.17.5 (Remote Grid) Updates to grid topology to minimize risk of ignition in HFTDs Remote GridWLDFRVegetation ContactAggregated | WLDFR | HFTD - Distribution - Tier 3 - 1QU CoRE ¦ 2QU LoRE | Red Flag Warning - Large Fires | Vegetation Contact | Aggregated | 2056 | 6.908e-05 | 156.5661 | 0.010816 | 2056 | Mitigation | 0.95 | 45 | 0 | esc | 0.00097009 | 6.7013e-08 | 0.00097009 | 6.7013e-08 | 0.0027785 | 7.0078e-08 | 0.012004 | 8.2372e-08
[120 empty] | 7.3.3.17.5 (Remote Grid) Updates to grid topology to minimize risk of ignition in HFTDs Remote GridWLDFRVegetation ContactAggregated | WLDFR | HFTD - Distribution - Tier 3 - 1QU CoRE ¦ 2QU LoRE | Red Flag Warning - Large Fires | Vegetation Contact | Aggregated | 2057 | 6.908e-05 | 156.5661 | 0.010816 | 2057 | Mitigation | 0.95 | 45 | 0 | esc | 0.00097009 | 6.7013e-08 | 0.00097009 | 6.7013e-08 | 0.0027785 | 7.0078e-08 | 0.012004 | 8.2372e-08
[120 empty] | 7.3.3.17.5 (Remote Grid) Updates to grid topology to minimize risk of ignition in HFTDs Remote GridWLDFRVegetation ContactAggregated | WLDFR | HFTD - Distribution - Tier 3 - 1QU CoRE ¦ 2QU LoRE | Red Flag Warning - Large Fires | Vegetation Contact | Aggregated | 2058 | 6.908e-05 | 156.5661 | 0.010816 | 2058 | Mitigation | 0.95 | 45 | 0 | esc | 0.00097009 | 6.7013e-08 | 0.00097009 | 6.7013e-08 | 0.0027785 | 7.0078e-08 | 0.012004 | 8.2372e-08
[120 empty] | 7.3.3.17.5 (Remote Grid) Updates to grid topology to minimize risk of ignition in HFTDs Remote GridWLDFRVegetation ContactAggregated | WLDFR | HFTD - Distribution - Tier 3 - 1QU CoRE ¦ 2QU LoRE | Red Flag Warning - Large Fires | Vegetation Contact | Aggregated | 2059 | 6.908e-05 | 156.5661 | 0.010816 | 2059 | Mitigation | 0.95 | 45 | 0 | esc | 0.00097009 | 6.7013e-08 | 0.00097009 | 6.7013e-08 | 0.0027785 | 7.0078e-08 | 0.012004 | 8.2372e-08
[120 empty] | 7.3.3.17.5 (Remote Grid) Updates to grid topology to minimize risk of ignition in HFTDs Remote GridWLDFRVegetation ContactAggregated | WLDFR | HFTD - Distribution - Tier 3 - 1QU CoRE ¦ 2QU LoRE | Red Flag Warning - Large Fires | Vegetation Contact | Aggregated | 2060 | 6.908e-05 | 156.5661 | 0.010816 | 2060 | Mitigation | 0.95 | 45 | 0 | esc | 0.00097009 | 6.7013e-08 | 0.00097009 | 6.7013e-08 | 0.0027785 | 7.0078e-08 | 0.012004 | 8.2372e-08
[120 empty] | 7.3.3.17.5 (Remote Grid) Updates to grid topology to minimize risk of ignition in HFTDs Remote GridWLDFRVegetation ContactAggregated | WLDFR | HFTD - Distribution - Tier 3 - 1QU CoRE ¦ 2QU LoRE | Red Flag Warning - Large Fires | Vegetation Contact | Aggregated | 2061 | 6.908e-05 | 156.5661 | 0.010816 | 2061 | Mitigation | 0.95 | 45 | 0 | esc | 0.00097009 | 6.7013e-08 | 0.00097009 | 6.7013e-08 | 0.0027785 | 7.0078e-08 | 0.012004 | 8.2372e-08
[120 empty] | 7.3.3.17.5 (Remote Grid) Updates to grid topology to minimize risk of ignition in HFTDs Remote GridWLDFRVegetation ContactAggregated | WLDFR | HFTD - Distribution - Tier 3 - 1QU CoRE ¦ 2QU LoRE | Red Flag Warning - Large Fires | Vegetation Contact | Aggregated | 2062 | 6.908e-05 | 156.5661 | 0.010816 | 2062 | Mitigation | 0.95 | 45 | 0 | esc | 0.00097009 | 6.7013e-08 | 0.00097009 | 6.7013e-08 | 0.0027785 | 7.0078e-08 | 0.012004 | 8.2372e-08
[120 empty] | 7.3.3.17.5 (Remote Grid) Updates to grid topology to minimize risk of ignition in HFTDs Remote GridWLDFRVegetation ContactAggregated | WLDFR | HFTD - Distribution - Tier 3 - 1QU CoRE ¦ 2QU LoRE | Red Flag Warning - Large Fires | Vegetation Contact | Aggregated | 2063 | 6.908e-05 | 156.5661 | 0.010816 | 2063 | Mitigation | 0.95 | 45 | 0 | esc | 0.00097009 | 6.7013e-08 | 0.00097009 | 6.7013e-08 | 0.0027785 | 7.0078e-08 | 0.012004 | 8.2372e-08
[120 empty] | 7.3.3.17.5 (Remote Grid) Updates to grid topology to minimize risk of ignition in HFTDs Remote GridWLDFRVegetation ContactAggregated | WLDFR | HFTD - Distribution - Tier 3 - 1QU CoRE ¦ 2QU LoRE | Red Flag Warning - Large Fires | Vegetation Contact | Aggregated | 2064 | 6.908e-05 | 156.5661 | 0.010816 | 2064 | Mitigation | 0.95 | 45 | 0 | esc | 0.00097009 | 6.7013e-08 | 0.00097009 | 6.7013e-08 | 0.0027785 | 7.0078e-08 | 0.012004 | 8.2372e-08
[120 empty] | 7.3.3.17.5 (Remote Grid) Updates to grid topology to minimize risk of ignition in HFTDs Remote GridWLDFRVegetation ContactAggregated | WLDFR | HFTD - Distribution - Tier 3 - 1QU CoRE ¦ 2QU LoRE | Red Flag Warning - Large Fires | Vegetation Contact | Aggregated | 2065 | 6.908e-05 | 156.5661 | 0.010816 | 2065 | Mitigation | 0.95 | 45 | 0 | esc | 0.00097009 | 6.7013e-08 | 0.00097009 | 6.7013e-08 | 0.0027785 | 7.0078e-08 | 0.012004 | 8.2372e-08
[120 empty] | 7.3.3.17.5 (Remote Grid) Updates to grid topology to minimize risk of ignition in HFTDs Remote GridWLDFRVegetation ContactAggregated | WLDFR | HFTD - Distribution - Tier 3 - 1QU CoRE ¦ 2QU LoRE | Red Flag Warning - Large Fires | Vegetation Contact | Aggregated | 2066 | 6.908e-05 | 156.5661 | 0.010816 | 2066 | Mitigation | 0.95 | 45 | 0 | esc | 0.00097009 | 6.7013e-08 | 0.00097009 | 6.7013e-08 | 0.0027785 | 7.0078e-08 | 0.012004 | 8.2372e-08
[120 empty] | 7.3.3.17.5 (Remote Grid) Updates to grid topology to minimize risk of ignition in HFTDs Remote GridWLDFRVegetation ContactAggregated | WLDFR | HFTD - Distribution - Tier 3 - 1QU CoRE ¦ 2QU LoRE | Red Flag Warning - Large Fires | Vegetation Contact | Aggregated | 2067 | 6.908e-05 | 156.5661 | 0.010816 | 2067 | Mitigation | 0.95 | 45 | 0 | esc | 0 | 0 | 0.00097009 | 6.7013e-08 | 0.0027785 | 7.0078e-08 | 0.012004 | 8.2372e-08
[120 empty] | 7.3.3.17.5 (Remote Grid) Updates to grid topology to minimize risk of ignition in HFTDs Remote GridWLDFRContact from objectAggregated | WLDFR | HFTD - Distribution - Tier 3 - 1QU CoRE ¦ 2QU LoRE | Red Flag Warning - Small Fires | Contact from object | Aggregated | 2022 | 2.4778e-05 | 156.5661 | 0.0038793 | 2022 | Mitigation | 0.95 | 45 | 0 | esc | 0.00097009 | 2.4036e-08 | 0 | 0 | 0.0027785 | 7.0078e-08 | 0 | 0
[120 empty] | 7.3.3.17.5 (Remote Grid) Updates to grid topology to minimize risk of ignition in HFTDs Remote GridWLDFRContact from objectAggregated | WLDFR | HFTD - Distribution - Tier 3 - 1QU CoRE ¦ 2QU LoRE | Red Flag Warning - Small Fires | Contact from object | Aggregated | 2023 | 2.4778e-05 | 156.5661 | 0.0038793 | 2023 | Mitigation | 0.95 | 45 | 0 | esc | 0.00097009 | 2.4036e-08 | 0.00097009 | 2.4036e-08 | 0.0027785 | 7.0078e-08 | 0 | 0
[120 empty] | 7.3.3.17.5 (Remote Grid) Updates to grid topology to minimize risk of ignition in HFTDs Remote GridWLDFRContact from objectAggregated | WLDFR | HFTD - Distribution - Tier 3 - 1QU CoRE ¦ 2QU LoRE | Red Flag Warning - Small Fires | Contact from object | Aggregated | 2024 | 2.4778e-05 | 156.5661 | 0.0038793 | 2024 | Mitigation | 0.95 | 45 | 0 | esc | 0.00097009 | 2.4036e-08 | 0.00097009 | 2.4036e-08 | 0.0027785 | 7.0078e-08 | 0.010025 | 1.0295e-07
[120 empty] | 7.3.3.17.5 (Remote Grid) Updates to grid topology to minimize risk of ignition in HFTDs Remote GridWLDFRContact from objectAggregated | WLDFR | HFTD - Distribution - Tier 3 - 1QU CoRE ¦ 2QU LoRE | Red Flag Warning - Small Fires | Contact from object | Aggregated | 2025 | 2.4778e-05 | 156.5661 | 0.0038793 | 2025 | Mitigation | 0.95 | 45 | 0 | esc | 0.00097009 | 2.4036e-08 | 0.00097009 | 2.4036e-08 | 0.0027785 | 7.0078e-08 | 0.010025 | 1.0295e-07
[120 empty] | 7.3.3.17.5 (Remote Grid) Updates to grid topology to minimize risk of ignition in HFTDs Remote GridWLDFRContact from objectAggregated | WLDFR | HFTD - Distribution - Tier 3 - 1QU CoRE ¦ 2QU LoRE | Red Flag Warning - Small Fires | Contact from object | Aggregated | 2026 | 2.4778e-05 | 156.5661 | 0.0038793 | 2026 | Mitigation | 0.95 | 45 | 0 | esc | 0.00097009 | 2.4036e-08 | 0.00097009 | 2.4036e-08 | 0.0027785 | 7.0078e-08 | 0.010025 | 1.0295e-07
[120 empty] | 7.3.3.17.5 (Remote Grid) Updates to grid topology to minimize risk of ignition in HFTDs Remote GridWLDFRContact from objectAggregated | WLDFR | HFTD - Distribution - Tier 3 - 1QU CoRE ¦ 2QU LoRE | Red Flag Warning - Small Fires | Contact from object | Aggregated | 2027 | 2.4778e-05 | 156.5661 | 0.0038793 | 2027 | Mitigation | 0.95 | 45 | 0 | esc | 0.00097009 | 2.4036e-08 | 0.00097009 | 2.4036e-08 | 0.0027785 | 7.0078e-08 | 0.010025 | 1.0295e-07
[120 empty] | 7.3.3.17.5 (Remote Grid) Updates to grid topology to minimize risk of ignition in HFTDs Remote GridWLDFRContact from objectAggregated | WLDFR | HFTD - Distribution - Tier 3 - 1QU CoRE ¦ 2QU LoRE | Red Flag Warning - Small Fires | Contact from object | Aggregated | 2028 | 2.4778e-05 | 156.5661 | 0.0038793 | 2028 | Mitigation | 0.95 | 45 | 0 | esc | 0.00097009 | 2.4036e-08 | 0.00097009 | 2.4036e-08 | 0.0027785 | 7.0078e-08 | 0.010025 | 1.0295e-07
[120 empty] | 7.3.3.17.5 (Remote Grid) Updates to grid topology to minimize risk of ignition in HFTDs Remote GridWLDFRContact from objectAggregated | WLDFR | HFTD - Distribution - Tier 3 - 1QU CoRE ¦ 2QU LoRE | Red Flag Warning - Small Fires | Contact from object | Aggregated | 2029 | 2.4778e-05 | 156.5661 | 0.0038793 | 2029 | Mitigation | 0.95 | 45 | 0 | esc | 0.00097009 | 2.4036e-08 | 0.00097009 | 2.4036e-08 | 0.0027785 | 7.0078e-08 | 0.010025 | 1.0295e-07
[120 empty] | 7.3.3.17.5 (Remote Grid) Updates to grid topology to minimize risk of ignition in HFTDs Remote GridWLDFRContact from objectAggregated | WLDFR | HFTD - Distribution - Tier 3 - 1QU CoRE ¦ 2QU LoRE | Red Flag Warning - Small Fires | Contact from object | Aggregated | 2030 | 2.4778e-05 | 156.5661 | 0.0038793 | 2030 | Mitigation | 0.95 | 45 | 0 | esc | 0.00097009 | 2.4036e-08 | 0.00097009 | 2.4036e-08 | 0.0027785 | 7.0078e-08 | 0.010025 | 1.0295e-07
[120 empty] | 7.3.3.17.5 (Remote Grid) Updates to grid topology to minimize risk of ignition in HFTDs Remote GridWLDFRContact from objectAggregated | WLDFR | HFTD - Distribution - Tier 3 - 1QU CoRE ¦ 2QU LoRE | Red Flag Warning - Small Fires | Contact from object | Aggregated | 2031 | 2.4778e-05 | 156.5661 | 0.0038793 | 2031 | Mitigation | 0.95 | 45 | 0 | esc | 0.00097009 | 2.4036e-08 | 0.00097009 | 2.4036e-08 | 0.0027785 | 7.0078e-08 | 0.010025 | 1.0295e-07
[120 empty] | 7.3.3.17.5 (Remote Grid) Updates to grid topology to minimize risk of ignition in HFTDs Remote GridWLDFRContact from objectAggregated | WLDFR | HFTD - Distribution - Tier 3 - 1QU CoRE ¦ 2QU LoRE | Red Flag Warning - Small Fires | Contact from object | Aggregated | 2032 | 2.4778e-05 | 156.5661 | 0.0038793 | 2032 | Mitigation | 0.95 | 45 | 0 | esc | 0.00097009 | 2.4036e-08 | 0.00097009 | 2.4036e-08 | 0.0027785 | 7.0078e-08 | 0.010025 | 1.0295e-07
[120 empty] | 7.3.3.17.5 (Remote Grid) Updates to grid topology to minimize risk of ignition in HFTDs Remote GridWLDFRContact from objectAggregated | WLDFR | HFTD - Distribution - Tier 3 - 1QU CoRE ¦ 2QU LoRE | Red Flag Warning - Small Fires | Contact from object | Aggregated | 2033 | 2.4778e-05 | 156.5661 | 0.0038793 | 2033 | Mitigation | 0.95 | 45 | 0 | esc | 0.00097009 | 2.4036e-08 | 0.00097009 | 2.4036e-08 | 0.0027785 | 7.0078e-08 | 0.010025 | 1.0295e-07
[120 empty] | 7.3.3.17.5 (Remote Grid) Updates to grid topology to minimize risk of ignition in HFTDs Remote GridWLDFRContact from objectAggregated | WLDFR | HFTD - Distribution - Tier 3 - 1QU CoRE ¦ 2QU LoRE | Red Flag Warning - Small Fires | Contact from object | Aggregated | 2034 | 2.4778e-05 | 156.5661 | 0.0038793 | 2034 | Mitigation | 0.95 | 45 | 0 | esc | 0.00097009 | 2.4036e-08 | 0.00097009 | 2.4036e-08 | 0.0027785 | 7.0078e-08 | 0.010025 | 1.0295e-07
[120 empty] | 7.3.3.17.5 (Remote Grid) Updates to grid topology to minimize risk of ignition in HFTDs Remote GridWLDFRContact from objectAggregated | WLDFR | HFTD - Distribution - Tier 3 - 1QU CoRE ¦ 2QU LoRE | Red Flag Warning - Small Fires | Contact from object | Aggregated | 2035 | 2.4778e-05 | 156.5661 | 0.0038793 | 2035 | Mitigation | 0.95 | 45 | 0 | esc | 0.00097009 | 2.4036e-08 | 0.00097009 | 2.4036e-08 | 0.0027785 | 7.0078e-08 | 0.010025 | 1.0295e-07
[120 empty] | 7.3.3.17.5 (Remote Grid) Updates to grid topology to minimize risk of ignition in HFTDs Remote GridWLDFRContact from objectAggregated | WLDFR | HFTD - Distribution - Tier 3 - 1QU CoRE ¦ 2QU LoRE | Red Flag Warning - Small Fires | Contact from object | Aggregated | 2036 | 2.4778e-05 | 156.5661 | 0.0038793 | 2036 | Mitigation | 0.95 | 45 | 0 | esc | 0.00097009 | 2.4036e-08 | 0.00097009 | 2.4036e-08 | 0.0027785 | 7.0078e-08 | 0.010025 | 1.0295e-07
[120 empty] | 7.3.3.17.5 (Remote Grid) Updates to grid topology to minimize risk of ignition in HFTDs Remote GridWLDFRContact from objectAggregated | WLDFR | HFTD - Distribution - Tier 3 - 1QU CoRE ¦ 2QU LoRE | Red Flag Warning - Small Fires | Contact from object | Aggregated | 2037 | 2.4778e-05 | 156.5661 | 0.0038793 | 2037 | Mitigation | 0.95 | 45 | 0 | esc | 0.00097009 | 2.4036e-08 | 0.00097009 | 2.4036e-08 | 0.0027785 | 7.0078e-08 | 0.010025 | 1.0295e-07
[120 empty] | 7.3.3.17.5 (Remote Grid) Updates to grid topology to minimize risk of ignition in HFTDs Remote GridWLDFRContact from objectAggregated | WLDFR | HFTD - Distribution - Tier 3 - 1QU CoRE ¦ 2QU LoRE | Red Flag Warning - Small Fires | Contact from object | Aggregated | 2038 | 2.4778e-05 | 156.5661 | 0.0038793 | 2038 | Mitigation | 0.95 | 45 | 0 | esc | 0.00097009 | 2.4036e-08 | 0.00097009 | 2.4036e-08 | 0.0027785 | 7.0078e-08 | 0.010025 | 1.0295e-07
[120 empty] | 7.3.3.17.5 (Remote Grid) Updates to grid topology to minimize risk of ignition in HFTDs Remote GridWLDFRContact from objectAggregated | WLDFR | HFTD - Distribution - Tier 3 - 1QU CoRE ¦ 2QU LoRE | Red Flag Warning - Small Fires | Contact from object | Aggregated | 2039 | 2.4778e-05 | 156.5661 | 0.0038793 | 2039 | Mitigation | 0.95 | 45 | 0 | esc | 0.00097009 | 2.4036e-08 | 0.00097009 | 2.4036e-08 | 0.0027785 | 7.0078e-08 | 0.010025 | 1.0295e-07
[120 empty] | 7.3.3.17.5 (Remote Grid) Updates to grid topology to minimize risk of ignition in HFTDs Remote GridWLDFRContact from objectAggregated | WLDFR | HFTD - Distribution - Tier 3 - 1QU CoRE ¦ 2QU LoRE | Red Flag Warning - Small Fires | Contact from object | Aggregated | 2040 | 2.4778e-05 | 156.5661 | 0.0038793 | 2040 | Mitigation | 0.95 | 45 | 0 | esc | 0.00097009 | 2.4036e-08 | 0.00097009 | 2.4036e-08 | 0.0027785 | 7.0078e-08 | 0.010025 | 1.0295e-07
[120 empty] | 7.3.3.17.5 (Remote Grid) Updates to grid topology to minimize risk of ignition in HFTDs Remote GridWLDFRContact from objectAggregated | WLDFR | HFTD - Distribution - Tier 3 - 1QU CoRE ¦ 2QU LoRE | Red Flag Warning - Small Fires | Contact from object | Aggregated | 2041 | 2.4778e-05 | 156.5661 | 0.0038793 | 2041 | Mitigation | 0.95 | 45 | 0 | esc | 0.00097009 | 2.4036e-08 | 0.00097009 | 2.4036e-08 | 0.0027785 | 7.0078e-08 | 0.010025 | 1.0295e-07
[120 empty] | 7.3.3.17.5 (Remote Grid) Updates to grid topology to minimize risk of ignition in HFTDs Remote GridWLDFRContact from objectAggregated | WLDFR | HFTD - Distribution - Tier 3 - 1QU CoRE ¦ 2QU LoRE | Red Flag Warning - Small Fires | Contact from object | Aggregated | 2042 | 2.4778e-05 | 156.5661 | 0.0038793 | 2042 | Mitigation | 0.95 | 45 | 0 | esc | 0.00097009 | 2.4036e-08 | 0.00097009 | 2.4036e-08 | 0.0027785 | 7.0078e-08 | 0.010025 | 1.0295e-07
[120 empty] | 7.3.3.17.5 (Remote Grid) Updates to grid topology to minimize risk of ignition in HFTDs Remote GridWLDFRContact from objectAggregated | WLDFR | HFTD - Distribution - Tier 3 - 1QU CoRE ¦ 2QU LoRE | Red Flag Warning - Small Fires | Contact from object | Aggregated | 2043 | 2.4778e-05 | 156.5661 | 0.0038793 | 2043 | Mitigation | 0.95 | 45 | 0 | esc | 0.00097009 | 2.4036e-08 | 0.00097009 | 2.4036e-08 | 0.0027785 | 7.0078e-08 | 0.010025 | 1.0295e-07
[120 empty] | 7.3.3.17.5 (Remote Grid) Updates to grid topology to minimize risk of ignition in HFTDs Remote GridWLDFRContact from objectAggregated | WLDFR | HFTD - Distribution - Tier 3 - 1QU CoRE ¦ 2QU LoRE | Red Flag Warning - Small Fires | Contact from object | Aggregated | 2044 | 2.4778e-05 | 156.5661 | 0.0038793 | 2044 | Mitigation | 0.95 | 45 | 0 | esc | 0.00097009 | 2.4036e-08 | 0.00097009 | 2.4036e-08 | 0.0027785 | 7.0078e-08 | 0.010025 | 1.0295e-07
[120 empty] | 7.3.3.17.5 (Remote Grid) Updates to grid topology to minimize risk of ignition in HFTDs Remote GridWLDFRContact from objectAggregated | WLDFR | HFTD - Distribution - Tier 3 - 1QU CoRE ¦ 2QU LoRE | Red Flag Warning - Small Fires | Contact from object | Aggregated | 2045 | 2.4778e-05 | 156.5661 | 0.0038793 | 2045 | Mitigation | 0.95 | 45 | 0 | esc | 0.00097009 | 2.4036e-08 | 0.00097009 | 2.4036e-08 | 0.0027785 | 7.0078e-08 | 0.010025 | 1.0295e-07
[120 empty] | 7.3.3.17.5 (Remote Grid) Updates to grid topology to minimize risk of ignition in HFTDs Remote GridWLDFRContact from objectAggregated | WLDFR | HFTD - Distribution - Tier 3 - 1QU CoRE ¦ 2QU LoRE | Red Flag Warning - Small Fires | Contact from object | Aggregated | 2046 | 2.4778e-05 | 156.5661 | 0.0038793 | 2046 | Mitigation | 0.95 | 45 | 0 | esc | 0.00097009 | 2.4036e-08 | 0.00097009 | 2.4036e-08 | 0.0027785 | 7.0078e-08 | 0.010025 | 1.0295e-07
[120 empty] | 7.3.3.17.5 (Remote Grid) Updates to grid topology to minimize risk of ignition in HFTDs Remote GridWLDFRContact from objectAggregated | WLDFR | HFTD - Distribution - Tier 3 - 1QU CoRE ¦ 2QU LoRE | Red Flag Warning - Small Fires | Contact from object | Aggregated | 2047 | 2.4778e-05 | 156.5661 | 0.0038793 | 2047 | Mitigation | 0.95 | 45 | 0 | esc | 0.00097009 | 2.4036e-08 | 0.00097009 | 2.4036e-08 | 0.0027785 | 7.0078e-08 | 0.010025 | 1.0295e-07
[120 empty] | 7.3.3.17.5 (Remote Grid) Updates to grid topology to minimize risk of ignition in HFTDs Remote GridWLDFRContact from objectAggregated | WLDFR | HFTD - Distribution - Tier 3 - 1QU CoRE ¦ 2QU LoRE | Red Flag Warning - Small Fires | Contact from object | Aggregated | 2048 | 2.4778e-05 | 156.5661 | 0.0038793 | 2048 | Mitigation | 0.95 | 45 | 0 | esc | 0.00097009 | 2.4036e-08 | 0.00097009 | 2.4036e-08 | 0.0027785 | 7.0078e-08 | 0.010025 | 1.0295e-07
[120 empty] | 7.3.3.17.5 (Remote Grid) Updates to grid topology to minimize risk of ignition in HFTDs Remote GridWLDFRContact from objectAggregated | WLDFR | HFTD - Distribution - Tier 3 - 1QU CoRE ¦ 2QU LoRE | Red Flag Warning - Small Fires | Contact from object | Aggregated | 2049 | 2.4778e-05 | 156.5661 | 0.0038793 | 2049 | Mitigation | 0.95 | 45 | 0 | esc | 0.00097009 | 2.4036e-08 | 0.00097009 | 2.4036e-08 | 0.0027785 | 7.0078e-08 | 0.010025 | 1.0295e-07
[120 empty] | 7.3.3.17.5 (Remote Grid) Updates to grid topology to minimize risk of ignition in HFTDs Remote GridWLDFRContact from objectAggregated | WLDFR | HFTD - Distribution - Tier 3 - 1QU CoRE ¦ 2QU LoRE | Red Flag Warning - Small Fires | Contact from object | Aggregated | 2050 | 2.4778e-05 | 156.5661 | 0.0038793 | 2050 | Mitigation | 0.95 | 45 | 0 | esc | 0.00097009 | 2.4036e-08 | 0.00097009 | 2.4036e-08 | 0 | 0 | 0.010025 | 1.0295e-07
[120 empty] | 7.3.3.17.5 (Remote Grid) Updates to grid topology to minimize risk of ignition in HFTDs Remote GridWLDFRContact from objectAggregated | WLDFR | HFTD - Distribution - Tier 3 - 1QU CoRE ¦ 2QU LoRE | Red Flag Warning - Small Fires | Contact from object | Aggregated | 2051 | 2.4778e-05 | 156.5661 | 0.0038793 | 2051 | Mitigation | 0.95 | 45 | 0 | esc | 0.00097009 | 2.4036e-08 | 0.00097009 | 2.4036e-08 | 0.0027785 | 7.5959e-06 | 0.010025 | 1.0295e-07
[120 empty] | 7.3.3.17.5 (Remote Grid) Updates to grid topology to minimize risk of ignition in HFTDs Remote GridWLDFRContact from objectAggregated | WLDFR | HFTD - Distribution - Tier 3 - 1QU CoRE ¦ 2QU LoRE | Red Flag Warning - Small Fires | Contact from object | Aggregated | 2052 | 2.4778e-05 | 156.5661 | 0.0038793 | 2052 | Mitigation | 0.95 | 45 | 0 | esc | 0.00097009 | 2.4036e-08 | 0.00097009 | 2.4036e-08 | 0.0027785 | 7.5959e-06 | 0.010025 | 1.0295e-07
[120 empty] | 7.3.3.17.5 (Remote Grid) Updates to grid topology to minimize risk of ignition in HFTDs Remote GridWLDFRContact from objectAggregated | WLDFR | HFTD - Distribution - Tier 3 - 1QU CoRE ¦ 2QU LoRE | Red Flag Warning - Small Fires | Contact from object | Aggregated | 2053 | 2.4778e-05 | 156.5661 | 0.0038793 | 2053 | Mitigation | 0.95 | 45 | 0 | esc | 0.00097009 | 2.4036e-08 | 0.00097009 | 2.4036e-08 | 0.0027785 | 7.5959e-06 | 0.010025 | 1.0295e-07
[120 empty] | 7.3.3.17.5 (Remote Grid) Updates to grid topology to minimize risk of ignition in HFTDs Remote GridWLDFRContact from objectAggregated | WLDFR | HFTD - Distribution - Tier 3 - 1QU CoRE ¦ 2QU LoRE | Red Flag Warning - Small Fires | Contact from object | Aggregated | 2054 | 2.4778e-05 | 156.5661 | 0.0038793 | 2054 | Mitigation | 0.95 | 45 | 0 | esc | 0.00097009 | 2.4036e-08 | 0.00097009 | 2.4036e-08 | 0.0027785 | 7.5959e-06 | 0 | 0
[120 empty] | 7.3.3.17.5 (Remote Grid) Updates to grid topology to minimize risk of ignition in HFTDs Remote GridWLDFRContact from objectAggregated | WLDFR | HFTD - Distribution - Tier 3 - 1QU CoRE ¦ 2QU LoRE | Red Flag Warning - Small Fires | Contact from object | Aggregated | 2055 | 2.4778e-05 | 156.5661 | 0.0038793 | 2055 | Mitigation | 0.95 | 45 | 0 | esc | 0.00097009 | 2.4036e-08 | 0.00097009 | 2.4036e-08 | 0.0027785 | 7.5959e-06 | 0 | 0
[120 empty] | 7.3.3.17.5 (Remote Grid) Updates to grid topology to minimize risk of ignition in HFTDs Remote GridWLDFRContact from objectAggregated | WLDFR | HFTD - Distribution - Tier 3 - 1QU CoRE ¦ 2QU LoRE | Red Flag Warning - Small Fires | Contact from object | Aggregated | 2056 | 2.4778e-05 | 156.5661 | 0.0038793 | 2056 | Mitigation | 0.95 | 45 | 0 | esc | 0.00097009 | 2.4036e-08 | 0.00097009 | 2.4036e-08 | 0.0027785 | 7.5959e-06 | 0.0094681 | 4.6995e-07
[120 empty] | 7.3.3.17.5 (Remote Grid) Updates to grid topology to minimize risk of ignition in HFTDs Remote GridWLDFRContact from objectAggregated | WLDFR | HFTD - Distribution - Tier 3 - 1QU CoRE ¦ 2QU LoRE | Red Flag Warning - Small Fires | Contact from object | Aggregated | 2057 | 2.4778e-05 | 156.5661 | 0.0038793 | 2057 | Mitigation | 0.95 | 45 | 0 | esc | 0.00097009 | 2.4036e-08 | 0.00097009 | 2.4036e-08 | 0.0027785 | 7.5959e-06 | 0.0094681 | 4.6995e-07
[120 empty] | 7.3.3.17.5 (Remote Grid) Updates to grid topology to minimize risk of ignition in HFTDs Remote GridWLDFRContact from objectAggregated | WLDFR | HFTD - Distribution - Tier 3 - 1QU CoRE ¦ 2QU LoRE | Red Flag Warning - Small Fires | Contact from object | Aggregated | 2058 | 2.4778e-05 | 156.5661 | 0.0038793 | 2058 | Mitigation | 0.95 | 45 | 0 | esc | 0.00097009 | 2.4036e-08 | 0.00097009 | 2.4036e-08 | 0.0027785 | 7.5959e-06 | 0.0094681 | 4.6995e-07
[120 empty] | 7.3.3.17.5 (Remote Grid) Updates to grid topology to minimize risk of ignition in HFTDs Remote GridWLDFRContact from objectAggregated | WLDFR | HFTD - Distribution - Tier 3 - 1QU CoRE ¦ 2QU LoRE | Red Flag Warning - Small Fires | Contact from object | Aggregated | 2059 | 2.4778e-05 | 156.5661 | 0.0038793 | 2059 | Mitigation | 0.95 | 45 | 0 | esc | 0.00097009 | 2.4036e-08 | 0.00097009 | 2.4036e-08 | 0.0027785 | 7.5959e-06 | 0.0094681 | 4.6995e-07
[120 empty] | 7.3.3.17.5 (Remote Grid) Updates to grid topology to minimize risk of ignition in HFTDs Remote GridWLDFRContact from objectAggregated | WLDFR | HFTD - Distribution - Tier 3 - 1QU CoRE ¦ 2QU LoRE | Red Flag Warning - Small Fires | Contact from object | Aggregated | 2060 | 2.4778e-05 | 156.5661 | 0.0038793 | 2060 | Mitigation | 0.95 | 45 | 0 | esc | 0.00097009 | 2.4036e-08 | 0.00097009 | 2.4036e-08 | 0.0027785 | 7.5959e-06 | 0.0094681 | 4.6995e-07
[120 empty] | 7.3.3.17.5 (Remote Grid) Updates to grid topology to minimize risk of ignition in HFTDs Remote GridWLDFRContact from objectAggregated | WLDFR | HFTD - Distribution - Tier 3 - 1QU CoRE ¦ 2QU LoRE | Red Flag Warning - Small Fires | Contact from object | Aggregated | 2061 | 2.4778e-05 | 156.5661 | 0.0038793 | 2061 | Mitigation | 0.95 | 45 | 0 | esc | 0.00097009 | 2.4036e-08 | 0.00097009 | 2.4036e-08 | 0.0027785 | 7.5959e-06 | 0.0094681 | 4.6995e-07
[120 empty] | 7.3.3.17.5 (Remote Grid) Updates to grid topology to minimize risk of ignition in HFTDs Remote GridWLDFRContact from objectAggregated | WLDFR | HFTD - Distribution - Tier 3 - 1QU CoRE ¦ 2QU LoRE | Red Flag Warning - Small Fires | Contact from object | Aggregated | 2062 | 2.4778e-05 | 156.5661 | 0.0038793 | 2062 | Mitigation | 0.95 | 45 | 0 | esc | 0.00097009 | 2.4036e-08 | 0.00097009 | 2.4036e-08 | 0.0027785 | 7.5959e-06 | 0.0094681 | 4.6995e-07
[120 empty] | 7.3.3.17.5 (Remote Grid) Updates to grid topology to minimize risk of ignition in HFTDs Remote GridWLDFRContact from objectAggregated | WLDFR | HFTD - Distribution - Tier 3 - 1QU CoRE ¦ 2QU LoRE | Red Flag Warning - Small Fires | Contact from object | Aggregated | 2063 | 2.4778e-05 | 156.5661 | 0.0038793 | 2063 | Mitigation | 0.95 | 45 | 0 | esc | 0.00097009 | 2.4036e-08 | 0.00097009 | 2.4036e-08 | 0.0027785 | 7.5959e-06 | 0.0094681 | 4.6995e-07
[120 empty] | 7.3.3.17.5 (Remote Grid) Updates to grid topology to minimize risk of ignition in HFTDs Remote GridWLDFRContact from objectAggregated | WLDFR | HFTD - Distribution - Tier 3 - 1QU CoRE ¦ 2QU LoRE | Red Flag Warning - Small Fires | Contact from object | Aggregated | 2064 | 2.4778e-05 | 156.5661 | 0.0038793 | 2064 | Mitigation | 0.95 | 45 | 0 | esc | 0.00097009 | 2.4036e-08 | 0.00097009 | 2.4036e-08 | 0.0027785 | 7.5959e-06 | 0.0094681 | 4.6995e-07
[120 empty] | 7.3.3.17.5 (Remote Grid) Updates to grid topology to minimize risk of ignition in HFTDs Remote GridWLDFRContact from objectAggregated | WLDFR | HFTD - Distribution - Tier 3 - 1QU CoRE ¦ 2QU LoRE | Red Flag Warning - Small Fires | Contact from object | Aggregated | 2065 | 2.4778e-05 | 156.5661 | 0.0038793 | 2065 | Mitigation | 0.95 | 45 | 0 | esc | 0.00097009 | 2.4036e-08 | 0.00097009 | 2.4036e-08 | 0.0027785 | 7.5959e-06 | 0.0094681 | 4.6995e-07
[120 empty] | 7.3.3.17.5 (Remote Grid) Updates to grid topology to minimize risk of ignition in HFTDs Remote GridWLDFRContact from objectAggregated | WLDFR | HFTD - Distribution - Tier 3 - 1QU CoRE ¦ 2QU LoRE | Red Flag Warning - Small Fires | Contact from object | Aggregated | 2066 | 2.4778e-05 | 156.5661 | 0.0038793 | 2066 | Mitigation | 0.95 | 45 | 0 | esc | 0.00097009 | 2.4036e-08 | 0.00097009 | 2.4036e-08 | 0.0027785 | 7.5959e-06 | 0.0094681 | 4.6995e-07
[120 empty] | 7.3.3.17.5 (Remote Grid) Updates to grid topology to minimize risk of ignition in HFTDs Remote GridWLDFRContact from objectAggregated | WLDFR | HFTD - Distribution - Tier 3 - 1QU CoRE ¦ 2QU LoRE | Red Flag Warning - Small Fires | Contact from object | Aggregated | 2067 | 2.4778e-05 | 156.5661 | 0.0038793 | 2067 | Mitigation | 0.95 | 45 | 0 | esc | 0 | 0 | 0.00097009 | 2.4036e-08 | 0.0027785 | 7.5959e-06 | 0.0094681 | 4.6995e-07
[120 empty] | 7.3.3.17.5 (Remote Grid) Updates to grid topology to minimize risk of ignition in HFTDs Remote GridWLDFRContaminationAggregated | WLDFR | HFTD - Distribution - Tier 3 - 1QU CoRE ¦ 2QU LoRE | Red Flag Warning - Small Fires | Contamination | Aggregated | 2022 | 2.4905e-07 | 156.5661 | 3.8992e-05 | 2022 | Mitigation | 0.95 | 45 | 0 | esc | 0.00097009 | 2.416e-10 | 0 | 0 | 0.0027785 | 7.5959e-06 | 0.0094681 | 4.6995e-07
[120 empty] | 7.3.3.17.5 (Remote Grid) Updates to grid topology to minimize risk of ignition in HFTDs Remote GridWLDFRContaminationAggregated | WLDFR | HFTD - Distribution - Tier 3 - 1QU CoRE ¦ 2QU LoRE | Red Flag Warning - Small Fires | Contamination | Aggregated | 2023 | 2.4905e-07 | 156.5661 | 3.8992e-05 | 2023 | Mitigation | 0.95 | 45 | 0 | esc | 0.00097009 | 2.416e-10 | 0.00097009 | 2.416e-10 | 0.0027785 | 7.5959e-06 | 0.0094681 | 4.6995e-07
[120 empty] | 7.3.3.17.5 (Remote Grid) Updates to grid topology to minimize risk of ignition in HFTDs Remote GridWLDFRContaminationAggregated | WLDFR | HFTD - Distribution - Tier 3 - 1QU CoRE ¦ 2QU LoRE | Red Flag Warning - Small Fires | Contamination | Aggregated | 2024 | 2.4905e-07 | 156.5661 | 3.8992e-05 | 2024 | Mitigation | 0.95 | 45 | 0 | esc | 0.00097009 | 2.416e-10 | 0.00097009 | 2.416e-10 | 0.0027785 | 7.5959e-06 | 0.0094681 | 4.6995e-07
[120 empty] | 7.3.3.17.5 (Remote Grid) Updates to grid topology to minimize risk of ignition in HFTDs Remote GridWLDFRContaminationAggregated | WLDFR | HFTD - Distribution - Tier 3 - 1QU CoRE ¦ 2QU LoRE | Red Flag Warning - Small Fires | Contamination | Aggregated | 2025 | 2.4905e-07 | 156.5661 | 3.8992e-05 | 2025 | Mitigation | 0.95 | 45 | 0 | esc | 0.00097009 | 2.416e-10 | 0.00097009 | 2.416e-10 | 0.0027785 | 7.5959e-06 | 0.0094681 | 4.6995e-07
[120 empty] | 7.3.3.17.5 (Remote Grid) Updates to grid topology to minimize risk of ignition in HFTDs Remote GridWLDFRContaminationAggregated | WLDFR | HFTD - Distribution - Tier 3 - 1QU CoRE ¦ 2QU LoRE | Red Flag Warning - Small Fires | Contamination | Aggregated | 2026 | 2.4905e-07 | 156.5661 | 3.8992e-05 | 2026 | Mitigation | 0.95 | 45 | 0 | esc | 0.00097009 | 2.416e-10 | 0.00097009 | 2.416e-10 | 0.0027785 | 7.5959e-06 | 0.0094681 | 4.6995e-07
[120 empty] | 7.3.3.17.5 (Remote Grid) Updates to grid topology to minimize risk of ignition in HFTDs Remote GridWLDFRContaminationAggregated | WLDFR | HFTD - Distribution - Tier 3 - 1QU CoRE ¦ 2QU LoRE | Red Flag Warning - Small Fires | Contamination | Aggregated | 2027 | 2.4905e-07 | 156.5661 | 3.8992e-05 | 2027 | Mitigation | 0.95 | 45 | 0 | esc | 0.00097009 | 2.416e-10 | 0.00097009 | 2.416e-10 | 0.0027785 | 7.5959e-06 | 0.0094681 | 4.6995e-07
[120 empty] | 7.3.3.17.5 (Remote Grid) Updates to grid topology to minimize risk of ignition in HFTDs Remote GridWLDFRContaminationAggregated | WLDFR | HFTD - Distribution - Tier 3 - 1QU CoRE ¦ 2QU LoRE | Red Flag Warning - Small Fires | Contamination | Aggregated | 2028 | 2.4905e-07 | 156.5661 | 3.8992e-05 | 2028 | Mitigation | 0.95 | 45 | 0 | esc | 0.00097009 | 2.416e-10 | 0.00097009 | 2.416e-10 | 0.0027785 | 7.5959e-06 | 0.0094681 | 4.6995e-07
[120 empty] | 7.3.3.17.5 (Remote Grid) Updates to grid topology to minimize risk of ignition in HFTDs Remote GridWLDFRContaminationAggregated | WLDFR | HFTD - Distribution - Tier 3 - 1QU CoRE ¦ 2QU LoRE | Red Flag Warning - Small Fires | Contamination | Aggregated | 2029 | 2.4905e-07 | 156.5661 | 3.8992e-05 | 2029 | Mitigation | 0.95 | 45 | 0 | esc | 0.00097009 | 2.416e-10 | 0.00097009 | 2.416e-10 | 0.0027785 | 7.5959e-06 | 0.0094681 | 4.6995e-07
[120 empty] | 7.3.3.17.5 (Remote Grid) Updates to grid topology to minimize risk of ignition in HFTDs Remote GridWLDFRContaminationAggregated | WLDFR | HFTD - Distribution - Tier 3 - 1QU CoRE ¦ 2QU LoRE | Red Flag Warning - Small Fires | Contamination | Aggregated | 2030 | 2.4905e-07 | 156.5661 | 3.8992e-05 | 2030 | Mitigation | 0.95 | 45 | 0 | esc | 0.00097009 | 2.416e-10 | 0.00097009 | 2.416e-10 | 0.0027785 | 7.5959e-06 | 0.0094681 | 4.6995e-07
[120 empty] | 7.3.3.17.5 (Remote Grid) Updates to grid topology to minimize risk of ignition in HFTDs Remote GridWLDFRContaminationAggregated | WLDFR | HFTD - Distribution - Tier 3 - 1QU CoRE ¦ 2QU LoRE | Red Flag Warning - Small Fires | Contamination | Aggregated | 2031 | 2.4905e-07 | 156.5661 | 3.8992e-05 | 2031 | Mitigation | 0.95 | 45 | 0 | esc | 0.00097009 | 2.416e-10 | 0.00097009 | 2.416e-10 | 0.0027785 | 7.5959e-06 | 0.0094681 | 4.6995e-07
[120 empty] | 7.3.3.17.5 (Remote Grid) Updates to grid topology to minimize risk of ignition in HFTDs Remote GridWLDFRContaminationAggregated | WLDFR | HFTD - Distribution - Tier 3 - 1QU CoRE ¦ 2QU LoRE | Red Flag Warning - Small Fires | Contamination | Aggregated | 2032 | 2.4905e-07 | 156.5661 | 3.8992e-05 | 2032 | Mitigation | 0.95 | 45 | 0 | esc | 0.00097009 | 2.416e-10 | 0.00097009 | 2.416e-10 | 0.0027785 | 7.5959e-06 | 0.0094681 | 4.6995e-07
[120 empty] | 7.3.3.17.5 (Remote Grid) Updates to grid topology to minimize risk of ignition in HFTDs Remote GridWLDFRContaminationAggregated | WLDFR | HFTD - Distribution - Tier 3 - 1QU CoRE ¦ 2QU LoRE | Red Flag Warning - Small Fires | Contamination | Aggregated | 2033 | 2.4905e-07 | 156.5661 | 3.8992e-05 | 2033 | Mitigation | 0.95 | 45 | 0 | esc | 0.00097009 | 2.416e-10 | 0.00097009 | 2.416e-10 | 0.0027785 | 7.5959e-06 | 0.0094681 | 4.6995e-07
[120 empty] | 7.3.3.17.5 (Remote Grid) Updates to grid topology to minimize risk of ignition in HFTDs Remote GridWLDFRContaminationAggregated | WLDFR | HFTD - Distribution - Tier 3 - 1QU CoRE ¦ 2QU LoRE | Red Flag Warning - Small Fires | Contamination | Aggregated | 2034 | 2.4905e-07 | 156.5661 | 3.8992e-05 | 2034 | Mitigation | 0.95 | 45 | 0 | esc | 0.00097009 | 2.416e-10 | 0.00097009 | 2.416e-10 | 0.0027785 | 7.5959e-06 | 0.0094681 | 4.6995e-07
[120 empty] | 7.3.3.17.5 (Remote Grid) Updates to grid topology to minimize risk of ignition in HFTDs Remote GridWLDFRContaminationAggregated | WLDFR | HFTD - Distribution - Tier 3 - 1QU CoRE ¦ 2QU LoRE | Red Flag Warning - Small Fires | Contamination | Aggregated | 2035 | 2.4905e-07 | 156.5661 | 3.8992e-05 | 2035 | Mitigation | 0.95 | 45 | 0 | esc | 0.00097009 | 2.416e-10 | 0.00097009 | 2.416e-10 | 0.0027785 | 7.5959e-06 | 0.0094681 | 4.6995e-07
[120 empty] | 7.3.3.17.5 (Remote Grid) Updates to grid topology to minimize risk of ignition in HFTDs Remote GridWLDFRContaminationAggregated | WLDFR | HFTD - Distribution - Tier 3 - 1QU CoRE ¦ 2QU LoRE | Red Flag Warning - Small Fires | Contamination | Aggregated | 2036 | 2.4905e-07 | 156.5661 | 3.8992e-05 | 2036 | Mitigation | 0.95 | 45 | 0 | esc | 0.00097009 | 2.416e-10 | 0.00097009 | 2.416e-10 | 0.0027785 | 7.5959e-06 | 0.0094681 | 4.6995e-07
[120 empty] | 7.3.3.17.5 (Remote Grid) Updates to grid topology to minimize risk of ignition in HFTDs Remote GridWLDFRContaminationAggregated | WLDFR | HFTD - Distribution - Tier 3 - 1QU CoRE ¦ 2QU LoRE | Red Flag Warning - Small Fires | Contamination | Aggregated | 2037 | 2.4905e-07 | 156.5661 | 3.8992e-05 | 2037 | Mitigation | 0.95 | 45 | 0 | esc | 0.00097009 | 2.416e-10 | 0.00097009 | 2.416e-10 | 0.0027785 | 7.5959e-06 | 0.0094681 | 4.6995e-07
[120 empty] | 7.3.3.17.5 (Remote Grid) Updates to grid topology to minimize risk of ignition in HFTDs Remote GridWLDFRContaminationAggregated | WLDFR | HFTD - Distribution - Tier 3 - 1QU CoRE ¦ 2QU LoRE | Red Flag Warning - Small Fires | Contamination | Aggregated | 2038 | 2.4905e-07 | 156.5661 | 3.8992e-05 | 2038 | Mitigation | 0.95 | 45 | 0 | esc | 0.00097009 | 2.416e-10 | 0.00097009 | 2.416e-10 | 0.0027785 | 7.5959e-06 | 0.0094681 | 4.6995e-07
[120 empty] | 7.3.3.17.5 (Remote Grid) Updates to grid topology to minimize risk of ignition in HFTDs Remote GridWLDFRContaminationAggregated | WLDFR | HFTD - Distribution - Tier 3 - 1QU CoRE ¦ 2QU LoRE | Red Flag Warning - Small Fires | Contamination | Aggregated | 2039 | 2.4905e-07 | 156.5661 | 3.8992e-05 | 2039 | Mitigation | 0.95 | 45 | 0 | esc | 0.00097009 | 2.416e-10 | 0.00097009 | 2.416e-10 | 0.0027785 | 7.5959e-06 | 0.0094681 | 4.6995e-07
[120 empty] | 7.3.3.17.5 (Remote Grid) Updates to grid topology to minimize risk of ignition in HFTDs Remote GridWLDFRContaminationAggregated | WLDFR | HFTD - Distribution - Tier 3 - 1QU CoRE ¦ 2QU LoRE | Red Flag Warning - Small Fires | Contamination | Aggregated | 2040 | 2.4905e-07 | 156.5661 | 3.8992e-05 | 2040 | Mitigation | 0.95 | 45 | 0 | esc | 0.00097009 | 2.416e-10 | 0.00097009 | 2.416e-10 | 0.0027785 | 7.5959e-06 | 0 | 0
[120 empty] | 7.3.3.17.5 (Remote Grid) Updates to grid topology to minimize risk of ignition in HFTDs Remote GridWLDFRContaminationAggregated | WLDFR | HFTD - Distribution - Tier 3 - 1QU CoRE ¦ 2QU LoRE | Red Flag Warning - Small Fires | Contamination | Aggregated | 2041 | 2.4905e-07 | 156.5661 | 3.8992e-05 | 2041 | Mitigation | 0.95 | 45 | 0 | esc | 0.00097009 | 2.416e-10 | 0.00097009 | 2.416e-10 | 0.0027785 | 7.5959e-06 | 0 | 0
[120 empty] | 7.3.3.17.5 (Remote Grid) Updates to grid topology to minimize risk of ignition in HFTDs Remote GridWLDFRContaminationAggregated | WLDFR | HFTD - Distribution - Tier 3 - 1QU CoRE ¦ 2QU LoRE | Red Flag Warning - Small Fires | Contamination | Aggregated | 2042 | 2.4905e-07 | 156.5661 | 3.8992e-05 | 2042 | Mitigation | 0.95 | 45 | 0 | esc | 0.00097009 | 2.416e-10 | 0.00097009 | 2.416e-10 | 0.0027785 | 7.5959e-06 | 0.010598 | 1.8255e-08
[120 empty] | 7.3.3.17.5 (Remote Grid) Updates to grid topology to minimize risk of ignition in HFTDs Remote GridWLDFRContaminationAggregated | WLDFR | HFTD - Distribution - Tier 3 - 1QU CoRE ¦ 2QU LoRE | Red Flag Warning - Small Fires | Contamination | Aggregated | 2043 | 2.4905e-07 | 156.5661 | 3.8992e-05 | 2043 | Mitigation | 0.95 | 45 | 0 | esc | 0.00097009 | 2.416e-10 | 0.00097009 | 2.416e-10 | 0.0027785 | 7.5959e-06 | 0.010598 | 1.8255e-08
[120 empty] | 7.3.3.17.5 (Remote Grid) Updates to grid topology to minimize risk of ignition in HFTDs Remote GridWLDFRContaminationAggregated | WLDFR | HFTD - Distribution - Tier 3 - 1QU CoRE ¦ 2QU LoRE | Red Flag Warning - Small Fires | Contamination | Aggregated | 2044 | 2.4905e-07 | 156.5661 | 3.8992e-05 | 2044 | Mitigation | 0.95 | 45 | 0 | esc | 0.00097009 | 2.416e-10 | 0.00097009 | 2.416e-10 | 0.0027785 | 7.5959e-06 | 0.010598 | 1.8255e-08
[120 empty] | 7.3.3.17.5 (Remote Grid) Updates to grid topology to minimize risk of ignition in HFTDs Remote GridWLDFRContaminationAggregated | WLDFR | HFTD - Distribution - Tier 3 - 1QU CoRE ¦ 2QU LoRE | Red Flag Warning - Small Fires | Contamination | Aggregated | 2045 | 2.4905e-07 | 156.5661 | 3.8992e-05 | 2045 | Mitigation | 0.95 | 45 | 0 | esc | 0.00097009 | 2.416e-10 | 0.00097009 | 2.416e-10 | 0.0027785 | 7.5959e-06 | 0.010598 | 1.8255e-08
[120 empty] | 7.3.3.17.5 (Remote Grid) Updates to grid topology to minimize risk of ignition in HFTDs Remote GridWLDFRContaminationAggregated | WLDFR | HFTD - Distribution - Tier 3 - 1QU CoRE ¦ 2QU LoRE | Red Flag Warning - Small Fires | Contamination | Aggregated | 2046 | 2.4905e-07 | 156.5661 | 3.8992e-05 | 2046 | Mitigation | 0.95 | 45 | 0 | esc | 0.00097009 | 2.416e-10 | 0.00097009 | 2.416e-10 | 0.0027785 | 7.5959e-06 | 0.010598 | 1.8255e-08
[120 empty] | 7.3.3.17.5 (Remote Grid) Updates to grid topology to minimize risk of ignition in HFTDs Remote GridWLDFRContaminationAggregated | WLDFR | HFTD - Distribution - Tier 3 - 1QU CoRE ¦ 2QU LoRE | Red Flag Warning - Small Fires | Contamination | Aggregated | 2047 | 2.4905e-07 | 156.5661 | 3.8992e-05 | 2047 | Mitigation | 0.95 | 45 | 0 | esc | 0.00097009 | 2.416e-10 | 0.00097009 | 2.416e-10 | 0.0027785 | 7.5959e-06 | 0.010598 | 1.8255e-08
[120 empty] | 7.3.3.17.5 (Remote Grid) Updates to grid topology to minimize risk of ignition in HFTDs Remote GridWLDFRContaminationAggregated | WLDFR | HFTD - Distribution - Tier 3 - 1QU CoRE ¦ 2QU LoRE | Red Flag Warning - Small Fires | Contamination | Aggregated | 2048 | 2.4905e-07 | 156.5661 | 3.8992e-05 | 2048 | Mitigation | 0.95 | 45 | 0 | esc | 0.00097009 | 2.416e-10 | 0.00097009 | 2.416e-10 | 0.0027785 | 7.5959e-06 | 0.010598 | 1.8255e-08
[120 empty] | 7.3.3.17.5 (Remote Grid) Updates to grid topology to minimize risk of ignition in HFTDs Remote GridWLDFRContaminationAggregated | WLDFR | HFTD - Distribution - Tier 3 - 1QU CoRE ¦ 2QU LoRE | Red Flag Warning - Small Fires | Contamination | Aggregated | 2049 | 2.4905e-07 | 156.5661 | 3.8992e-05 | 2049 | Mitigation | 0.95 | 45 | 0 | esc | 0.00097009 | 2.416e-10 | 0.00097009 | 2.416e-10 | 0.0027785 | 7.5959e-06 | 0.010598 | 1.8255e-08
[120 empty] | 7.3.3.17.5 (Remote Grid) Updates to grid topology to minimize risk of ignition in HFTDs Remote GridWLDFRContaminationAggregated | WLDFR | HFTD - Distribution - Tier 3 - 1QU CoRE ¦ 2QU LoRE | Red Flag Warning - Small Fires | Contamination | Aggregated | 2050 | 2.4905e-07 | 156.5661 | 3.8992e-05 | 2050 | Mitigation | 0.95 | 45 | 0 | esc | 0.00097009 | 2.416e-10 | 0.00097009 | 2.416e-10 | 0.0027785 | 7.5959e-06 | 0.010598 | 1.8255e-08
[120 empty] | 7.3.3.17.5 (Remote Grid) Updates to grid topology to minimize risk of ignition in HFTDs Remote GridWLDFRContaminationAggregated | WLDFR | HFTD - Distribution - Tier 3 - 1QU CoRE ¦ 2QU LoRE | Red Flag Warning - Small Fires | Contamination | Aggregated | 2051 | 2.4905e-07 | 156.5661 | 3.8992e-05 | 2051 | Mitigation | 0.95 | 45 | 0 | esc | 0.00097009 | 2.416e-10 | 0.00097009 | 2.416e-10 | 0.0027785 | 7.5959e-06 | 0.010598 | 1.8255e-08
[120 empty] | 7.3.3.17.5 (Remote Grid) Updates to grid topology to minimize risk of ignition in HFTDs Remote GridWLDFRContaminationAggregated | WLDFR | HFTD - Distribution - Tier 3 - 1QU CoRE ¦ 2QU LoRE | Red Flag Warning - Small Fires | Contamination | Aggregated | 2052 | 2.4905e-07 | 156.5661 | 3.8992e-05 | 2052 | Mitigation | 0.95 | 45 | 0 | esc | 0.00097009 | 2.416e-10 | 0.00097009 | 2.416e-10 | 0.0027785 | 7.5959e-06 | 0.010598 | 1.8255e-08
[120 empty] | 7.3.3.17.5 (Remote Grid) Updates to grid topology to minimize risk of ignition in HFTDs Remote GridWLDFRContaminationAggregated | WLDFR | HFTD - Distribution - Tier 3 - 1QU CoRE ¦ 2QU LoRE | Red Flag Warning - Small Fires | Contamination | Aggregated | 2053 | 2.4905e-07 | 156.5661 | 3.8992e-05 | 2053 | Mitigation | 0.95 | 45 | 0 | esc | 0.00097009 | 2.416e-10 | 0.00097009 | 2.416e-10 | 0.0027785 | 7.5959e-06 | 0.010598 | 1.8255e-08
[120 empty] | 7.3.3.17.5 (Remote Grid) Updates to grid topology to minimize risk of ignition in HFTDs Remote GridWLDFRContaminationAggregated | WLDFR | HFTD - Distribution - Tier 3 - 1QU CoRE ¦ 2QU LoRE | Red Flag Warning - Small Fires | Contamination | Aggregated | 2054 | 2.4905e-07 | 156.5661 | 3.8992e-05 | 2054 | Mitigation | 0.95 | 45 | 0 | esc | 0.00097009 | 2.416e-10 | 0.00097009 | 2.416e-10 | 0 | 0 | 0.010598 | 1.8255e-08
[120 empty] | 7.3.3.17.5 (Remote Grid) Updates to grid topology to minimize risk of ignition in HFTDs Remote GridWLDFRContaminationAggregated | WLDFR | HFTD - Distribution - Tier 3 - 1QU CoRE ¦ 2QU LoRE | Red Flag Warning - Small Fires | Contamination | Aggregated | 2055 | 2.4905e-07 | 156.5661 | 3.8992e-05 | 2055 | Mitigation | 0.95 | 45 | 0 | esc | 0.00097009 | 2.416e-10 | 0.00097009 | 2.416e-10 | 0.0027785 | 9.0654e-07 | 0.010598 | 1.8255e-08
[120 empty] | 7.3.3.17.5 (Remote Grid) Updates to grid topology to minimize risk of ignition in HFTDs Remote GridWLDFRContaminationAggregated | WLDFR | HFTD - Distribution - Tier 3 - 1QU CoRE ¦ 2QU LoRE | Red Flag Warning - Small Fires | Contamination | Aggregated | 2056 | 2.4905e-07 | 156.5661 | 3.8992e-05 | 2056 | Mitigation | 0.95 | 45 | 0 | esc | 0.00097009 | 2.416e-10 | 0.00097009 | 2.416e-10 | 0.0027785 | 9.0654e-07 | 0.010598 | 1.8255e-08
[120 empty] | 7.3.3.17.5 (Remote Grid) Updates to grid topology to minimize risk of ignition in HFTDs Remote GridWLDFRContaminationAggregated | WLDFR | HFTD - Distribution - Tier 3 - 1QU CoRE ¦ 2QU LoRE | Red Flag Warning - Small Fires | Contamination | Aggregated | 2057 | 2.4905e-07 | 156.5661 | 3.8992e-05 | 2057 | Mitigation | 0.95 | 45 | 0 | esc | 0.00097009 | 2.416e-10 | 0.00097009 | 2.416e-10 | 0.0027785 | 9.0654e-07 | 0.010598 | 1.8255e-08
[120 empty] | 7.3.3.17.5 (Remote Grid) Updates to grid topology to minimize risk of ignition in HFTDs Remote GridWLDFRContaminationAggregated | WLDFR | HFTD - Distribution - Tier 3 - 1QU CoRE ¦ 2QU LoRE | Red Flag Warning - Small Fires | Contamination | Aggregated | 2058 | 2.4905e-07 | 156.5661 | 3.8992e-05 | 2058 | Mitigation | 0.95 | 45 | 0 | esc | 0.00097009 | 2.416e-10 | 0.00097009 | 2.416e-10 | 0.0027785 | 9.0654e-07 | 0.010598 | 1.8255e-08
[120 empty] | 7.3.3.17.5 (Remote Grid) Updates to grid topology to minimize risk of ignition in HFTDs Remote GridWLDFRContaminationAggregated | WLDFR | HFTD - Distribution - Tier 3 - 1QU CoRE ¦ 2QU LoRE | Red Flag Warning - Small Fires | Contamination | Aggregated | 2059 | 2.4905e-07 | 156.5661 | 3.8992e-05 | 2059 | Mitigation | 0.95 | 45 | 0 | esc | 0.00097009 | 2.416e-10 | 0.00097009 | 2.416e-10 | 0.0027785 | 9.0654e-07 | 0.010598 | 1.8255e-08
[120 empty] | 7.3.3.17.5 (Remote Grid) Updates to grid topology to minimize risk of ignition in HFTDs Remote GridWLDFRContaminationAggregated | WLDFR | HFTD - Distribution - Tier 3 - 1QU CoRE ¦ 2QU LoRE | Red Flag Warning - Small Fires | Contamination | Aggregated | 2060 | 2.4905e-07 | 156.5661 | 3.8992e-05 | 2060 | Mitigation | 0.95 | 45 | 0 | esc | 0.00097009 | 2.416e-10 | 0.00097009 | 2.416e-10 | 0.0027785 | 9.0654e-07 | 0.010598 | 1.8255e-08
[120 empty] | 7.3.3.17.5 (Remote Grid) Updates to grid topology to minimize risk of ignition in HFTDs Remote GridWLDFRContaminationAggregated | WLDFR | HFTD - Distribution - Tier 3 - 1QU CoRE ¦ 2QU LoRE | Red Flag Warning - Small Fires | Contamination | Aggregated | 2061 | 2.4905e-07 | 156.5661 | 3.8992e-05 | 2061 | Mitigation | 0.95 | 45 | 0 | esc | 0.00097009 | 2.416e-10 | 0.00097009 | 2.416e-10 | 0.0027785 | 9.0654e-07 | 0.010598 | 1.8255e-08
[120 empty] | 7.3.3.17.5 (Remote Grid) Updates to grid topology to minimize risk of ignition in HFTDs Remote GridWLDFRContaminationAggregated | WLDFR | HFTD - Distribution - Tier 3 - 1QU CoRE ¦ 2QU LoRE | Red Flag Warning - Small Fires | Contamination | Aggregated | 2062 | 2.4905e-07 | 156.5661 | 3.8992e-05 | 2062 | Mitigation | 0.95 | 45 | 0 | esc | 0.00097009 | 2.416e-10 | 0.00097009 | 2.416e-10 | 0.0027785 | 9.0654e-07 | 0.010598 | 1.8255e-08
[120 empty] | 7.3.3.17.5 (Remote Grid) Updates to grid topology to minimize risk of ignition in HFTDs Remote GridWLDFRContaminationAggregated | WLDFR | HFTD - Distribution - Tier 3 - 1QU CoRE ¦ 2QU LoRE | Red Flag Warning - Small Fires | Contamination | Aggregated | 2063 | 2.4905e-07 | 156.5661 | 3.8992e-05 | 2063 | Mitigation | 0.95 | 45 | 0 | esc | 0.00097009 | 2.416e-10 | 0.00097009 | 2.416e-10 | 0.0027785 | 9.0654e-07 | 0.010598 | 1.8255e-08
[120 empty] | 7.3.3.17.5 (Remote Grid) Updates to grid topology to minimize risk of ignition in HFTDs Remote GridWLDFRContaminationAggregated | WLDFR | HFTD - Distribution - Tier 3 - 1QU CoRE ¦ 2QU LoRE | Red Flag Warning - Small Fires | Contamination | Aggregated | 2064 | 2.4905e-07 | 156.5661 | 3.8992e-05 | 2064 | Mitigation | 0.95 | 45 | 0 | esc | 0.00097009 | 2.416e-10 | 0.00097009 | 2.416e-10 | 0.0027785 | 9.0654e-07 | 0.010598 | 1.8255e-08
[120 empty] | 7.3.3.17.5 (Remote Grid) Updates to grid topology to minimize risk of ignition in HFTDs Remote GridWLDFRContaminationAggregated | WLDFR | HFTD - Distribution - Tier 3 - 1QU CoRE ¦ 2QU LoRE | Red Flag Warning - Small Fires | Contamination | Aggregated | 2065 | 2.4905e-07 | 156.5661 | 3.8992e-05 | 2065 | Mitigation | 0.95 | 45 | 0 | esc | 0.00097009 | 2.416e-10 | 0.00097009 | 2.416e-10 | 0.0027785 | 9.0654e-07 | 0.010598 | 1.8255e-08
[120 empty] | 7.3.3.17.5 (Remote Grid) Updates to grid topology to minimize risk of ignition in HFTDs Remote GridWLDFRContaminationAggregated | WLDFR | HFTD - Distribution - Tier 3 - 1QU CoRE ¦ 2QU LoRE | Red Flag Warning - Small Fires | Contamination | Aggregated | 2066 | 2.4905e-07 | 156.5661 | 3.8992e-05 | 2066 | Mitigation | 0.95 | 45 | 0 | esc | 0.00097009 | 2.416e-10 | 0.00097009 | 2.416e-10 | 0.0027785 | 9.0654e-07 | 0.010598 | 1.8255e-08
[120 empty] | 7.3.3.17.5 (Remote Grid) Updates to grid topology to minimize risk of ignition in HFTDs Remote GridWLDFRContaminationAggregated | WLDFR | HFTD - Distribution - Tier 3 - 1QU CoRE ¦ 2QU LoRE | Red Flag Warning - Small Fires | Contamination | Aggregated | 2067 | 2.4905e-07 | 156.5661 | 3.8992e-05 | 2067 | Mitigation | 0.95 | 45 | 0 | esc | 0 | 0 | 0.00097009 | 2.416e-10 | 0.0027785 | 9.0654e-07 | 0.010598 | 1.8255e-08
[120 empty] | 7.3.3.17.5 (Remote Grid) Updates to grid topology to minimize risk of ignition in HFTDs Remote GridWLDFREquipment / facility failureAggregated | WLDFR | HFTD - Distribution - Tier 3 - 1QU CoRE ¦ 2QU LoRE | Red Flag Warning - Small Fires | Equipment / facility failure | Aggregated | 2022 | 8.8212e-05 | 156.5661 | 0.013811 | 2022 | Mitigation | 0.95 | 45 | 0 | esc | 0.00097009 | 8.5573e-08 | 0 | 0 | 0.0027785 | 9.0654e-07 | 0.010598 | 1.8255e-08
[120 empty] | 7.3.3.17.5 (Remote Grid) Updates to grid topology to minimize risk of ignition in HFTDs Remote GridWLDFREquipment / facility failureAggregated | WLDFR | HFTD - Distribution - Tier 3 - 1QU CoRE ¦ 2QU LoRE | Red Flag Warning - Small Fires | Equipment / facility failure | Aggregated | 2023 | 8.8212e-05 | 156.5661 | 0.013811 | 2023 | Mitigation | 0.95 | 45 | 0 | esc | 0.00097009 | 8.5573e-08 | 0.00097009 | 8.5573e-08 | 0.0027785 | 9.0654e-07 | 0.010598 | 1.8255e-08
[120 empty] | 7.3.3.17.5 (Remote Grid) Updates to grid topology to minimize risk of ignition in HFTDs Remote GridWLDFREquipment / facility failureAggregated | WLDFR | HFTD - Distribution - Tier 3 - 1QU CoRE ¦ 2QU LoRE | Red Flag Warning - Small Fires | Equipment / facility failure | Aggregated | 2024 | 8.8212e-05 | 156.5661 | 0.013811 | 2024 | Mitigation | 0.95 | 45 | 0 | esc | 0.00097009 | 8.5573e-08 | 0.00097009 | 8.5573e-08 | 0.0027785 | 9.0654e-07 | 0.010598 | 1.8255e-08
[120 empty] | 7.3.3.17.5 (Remote Grid) Updates to grid topology to minimize risk of ignition in HFTDs Remote GridWLDFREquipment / facility failureAggregated | WLDFR | HFTD - Distribution - Tier 3 - 1QU CoRE ¦ 2QU LoRE | Red Flag Warning - Small Fires | Equipment / facility failure | Aggregated | 2025 | 8.8212e-05 | 156.5661 | 0.013811 | 2025 | Mitigation | 0.95 | 45 | 0 | esc | 0.00097009 | 8.5573e-08 | 0.00097009 | 8.5573e-08 | 0.0027785 | 9.0654e-07 | 0.010598 | 1.8255e-08
[120 empty] | 7.3.3.17.5 (Remote Grid) Updates to grid topology to minimize risk of ignition in HFTDs Remote GridWLDFREquipment / facility failureAggregated | WLDFR | HFTD - Distribution - Tier 3 - 1QU CoRE ¦ 2QU LoRE | Red Flag Warning - Small Fires | Equipment / facility failure | Aggregated | 2026 | 8.8212e-05 | 156.5661 | 0.013811 | 2026 | Mitigation | 0.95 | 45 | 0 | esc | 0.00097009 | 8.5573e-08 | 0.00097009 | 8.5573e-08 | 0.0027785 | 9.0654e-07 | 0 | 0
[120 empty] | 7.3.3.17.5 (Remote Grid) Updates to grid topology to minimize risk of ignition in HFTDs Remote GridWLDFREquipment / facility failureAggregated | WLDFR | HFTD - Distribution - Tier 3 - 1QU CoRE ¦ 2QU LoRE | Red Flag Warning - Small Fires | Equipment / facility failure | Aggregated | 2027 | 8.8212e-05 | 156.5661 | 0.013811 | 2027 | Mitigation | 0.95 | 45 | 0 | esc | 0.00097009 | 8.5573e-08 | 0.00097009 | 8.5573e-08 | 0.0027785 | 9.0654e-07 | 0 | 0
[120 empty] | 7.3.3.17.5 (Remote Grid) Updates to grid topology to minimize risk of ignition in HFTDs Remote GridWLDFREquipment / facility failureAggregated | WLDFR | HFTD - Distribution - Tier 3 - 1QU CoRE ¦ 2QU LoRE | Red Flag Warning - Small Fires | Equipment / facility failure | Aggregated | 2028 | 8.8212e-05 | 156.5661 | 0.013811 | 2028 | Mitigation | 0.95 | 45 | 0 | esc | 0.00097009 | 8.5573e-08 | 0.00097009 | 8.5573e-08 | 0.0027785 | 9.0654e-07 | 0.0087991 | 8.9421e-07
[120 empty] | 7.3.3.17.5 (Remote Grid) Updates to grid topology to minimize risk of ignition in HFTDs Remote GridWLDFREquipment / facility failureAggregated | WLDFR | HFTD - Distribution - Tier 3 - 1QU CoRE ¦ 2QU LoRE | Red Flag Warning - Small Fires | Equipment / facility failure | Aggregated | 2029 | 8.8212e-05 | 156.5661 | 0.013811 | 2029 | Mitigation | 0.95 | 45 | 0 | esc | 0.00097009 | 8.5573e-08 | 0.00097009 | 8.5573e-08 | 0.0027785 | 9.0654e-07 | 0.0087991 | 8.9421e-07
[120 empty] | 7.3.3.17.5 (Remote Grid) Updates to grid topology to minimize risk of ignition in HFTDs Remote GridWLDFREquipment / facility failureAggregated | WLDFR | HFTD - Distribution - Tier 3 - 1QU CoRE ¦ 2QU LoRE | Red Flag Warning - Small Fires | Equipment / facility failure | Aggregated | 2030 | 8.8212e-05 | 156.5661 | 0.013811 | 2030 | Mitigation | 0.95 | 45 | 0 | esc | 0.00097009 | 8.5573e-08 | 0.00097009 | 8.5573e-08 | 0.0027785 | 9.0654e-07 | 0.0087991 | 8.9421e-07
[120 empty] | 7.3.3.17.5 (Remote Grid) Updates to grid topology to minimize risk of ignition in HFTDs Remote GridWLDFREquipment / facility failureAggregated | WLDFR | HFTD - Distribution - Tier 3 - 1QU CoRE ¦ 2QU LoRE | Red Flag Warning - Small Fires | Equipment / facility failure | Aggregated | 2031 | 8.8212e-05 | 156.5661 | 0.013811 | 2031 | Mitigation | 0.95 | 45 | 0 | esc | 0.00097009 | 8.5573e-08 | 0.00097009 | 8.5573e-08 | 0.0027785 | 9.0654e-07 | 0.0087991 | 8.9421e-07
[120 empty] | 7.3.3.17.5 (Remote Grid) Updates to grid topology to minimize risk of ignition in HFTDs Remote GridWLDFREquipment / facility failureAggregated | WLDFR | HFTD - Distribution - Tier 3 - 1QU CoRE ¦ 2QU LoRE | Red Flag Warning - Small Fires | Equipment / facility failure | Aggregated | 2032 | 8.8212e-05 | 156.5661 | 0.013811 | 2032 | Mitigation | 0.95 | 45 | 0 | esc | 0.00097009 | 8.5573e-08 | 0.00097009 | 8.5573e-08 | 0.0027785 | 9.0654e-07 | 0.0087991 | 8.9421e-07
[120 empty] | 7.3.3.17.5 (Remote Grid) Updates to grid topology to minimize risk of ignition in HFTDs Remote GridWLDFREquipment / facility failureAggregated | WLDFR | HFTD - Distribution - Tier 3 - 1QU CoRE ¦ 2QU LoRE | Red Flag Warning - Small Fires | Equipment / facility failure | Aggregated | 2033 | 8.8212e-05 | 156.5661 | 0.013811 | 2033 | Mitigation | 0.95 | 45 | 0 | esc | 0.00097009 | 8.5573e-08 | 0.00097009 | 8.5573e-08 | 0.0027785 | 9.0654e-07 | 0.0087991 | 8.9421e-07
[120 empty] | 7.3.3.17.5 (Remote Grid) Updates to grid topology to minimize risk of ignition in HFTDs Remote GridWLDFREquipment / facility failureAggregated | WLDFR | HFTD - Distribution - Tier 3 - 1QU CoRE ¦ 2QU LoRE | Red Flag Warning - Small Fires | Equipment / facility failure | Aggregated | 2034 | 8.8212e-05 | 156.5661 | 0.013811 | 2034 | Mitigation | 0.95 | 45 | 0 | esc | 0.00097009 | 8.5573e-08 | 0.00097009 | 8.5573e-08 | 0.0027785 | 9.0654e-07 | 0.0087991 | 8.9421e-07
[120 empty] | 7.3.3.17.5 (Remote Grid) Updates to grid topology to minimize risk of ignition in HFTDs Remote GridWLDFREquipment / facility failureAggregated | WLDFR | HFTD - Distribution - Tier 3 - 1QU CoRE ¦ 2QU LoRE | Red Flag Warning - Small Fires | Equipment / facility failure | Aggregated | 2035 | 8.8212e-05 | 156.5661 | 0.013811 | 2035 | Mitigation | 0.95 | 45 | 0 | esc | 0.00097009 | 8.5573e-08 | 0.00097009 | 8.5573e-08 | 0.0027785 | 9.0654e-07 | 0.0087991 | 8.9421e-07
[120 empty] | 7.3.3.17.5 (Remote Grid) Updates to grid topology to minimize risk of ignition in HFTDs Remote GridWLDFREquipment / facility failureAggregated | WLDFR | HFTD - Distribution - Tier 3 - 1QU CoRE ¦ 2QU LoRE | Red Flag Warning - Small Fires | Equipment / facility failure | Aggregated | 2036 | 8.8212e-05 | 156.5661 | 0.013811 | 2036 | Mitigation | 0.95 | 45 | 0 | esc | 0.00097009 | 8.5573e-08 | 0.00097009 | 8.5573e-08 | 0.0027785 | 9.0654e-07 | 0.0087991 | 8.9421e-07
[120 empty] | 7.3.3.17.5 (Remote Grid) Updates to grid topology to minimize risk of ignition in HFTDs Remote GridWLDFREquipment / facility failureAggregated | WLDFR | HFTD - Distribution - Tier 3 - 1QU CoRE ¦ 2QU LoRE | Red Flag Warning - Small Fires | Equipment / facility failure | Aggregated | 2037 | 8.8212e-05 | 156.5661 | 0.013811 | 2037 | Mitigation | 0.95 | 45 | 0 | esc | 0.00097009 | 8.5573e-08 | 0.00097009 | 8.5573e-08 | 0.0027785 | 9.0654e-07 | 0.0087991 | 8.9421e-07
[120 empty] | 7.3.3.17.5 (Remote Grid) Updates to grid topology to minimize risk of ignition in HFTDs Remote GridWLDFREquipment / facility failureAggregated | WLDFR | HFTD - Distribution - Tier 3 - 1QU CoRE ¦ 2QU LoRE | Red Flag Warning - Small Fires | Equipment / facility failure | Aggregated | 2038 | 8.8212e-05 | 156.5661 | 0.013811 | 2038 | Mitigation | 0.95 | 45 | 0 | esc | 0.00097009 | 8.5573e-08 | 0.00097009 | 8.5573e-08 | 0.0027785 | 9.0654e-07 | 0.0087991 | 8.9421e-07
[120 empty] | 7.3.3.17.5 (Remote Grid) Updates to grid topology to minimize risk of ignition in HFTDs Remote GridWLDFREquipment / facility failureAggregated | WLDFR | HFTD - Distribution - Tier 3 - 1QU CoRE ¦ 2QU LoRE | Red Flag Warning - Small Fires | Equipment / facility failure | Aggregated | 2039 | 8.8212e-05 | 156.5661 | 0.013811 | 2039 | Mitigation | 0.95 | 45 | 0 | esc | 0.00097009 | 8.5573e-08 | 0.00097009 | 8.5573e-08 | 0.0027785 | 9.0654e-07 | 0.0087991 | 8.9421e-07
[120 empty] | 7.3.3.17.5 (Remote Grid) Updates to grid topology to minimize risk of ignition in HFTDs Remote GridWLDFREquipment / facility failureAggregated | WLDFR | HFTD - Distribution - Tier 3 - 1QU CoRE ¦ 2QU LoRE | Red Flag Warning - Small Fires | Equipment / facility failure | Aggregated | 2040 | 8.8212e-05 | 156.5661 | 0.013811 | 2040 | Mitigation | 0.95 | 45 | 0 | esc | 0.00097009 | 8.5573e-08 | 0.00097009 | 8.5573e-08 | 0.0027785 | 9.0654e-07 | 0.0087991 | 8.9421e-07
[120 empty] | 7.3.3.17.5 (Remote Grid) Updates to grid topology to minimize risk of ignition in HFTDs Remote GridWLDFREquipment / facility failureAggregated | WLDFR | HFTD - Distribution - Tier 3 - 1QU CoRE ¦ 2QU LoRE | Red Flag Warning - Small Fires | Equipment / facility failure | Aggregated | 2041 | 8.8212e-05 | 156.5661 | 0.013811 | 2041 | Mitigation | 0.95 | 45 | 0 | esc | 0.00097009 | 8.5573e-08 | 0.00097009 | 8.5573e-08 | 0.0027785 | 9.0654e-07 | 0.0087991 | 8.9421e-07
[120 empty] | 7.3.3.17.5 (Remote Grid) Updates to grid topology to minimize risk of ignition in HFTDs Remote GridWLDFREquipment / facility failureAggregated | WLDFR | HFTD - Distribution - Tier 3 - 1QU CoRE ¦ 2QU LoRE | Red Flag Warning - Small Fires | Equipment / facility failure | Aggregated | 2042 | 8.8212e-05 | 156.5661 | 0.013811 | 2042 | Mitigation | 0.95 | 45 | 0 | esc | 0.00097009 | 8.5573e-08 | 0.00097009 | 8.5573e-08 | 0.0027785 | 9.0654e-07 | 0.0087991 | 8.9421e-07
[120 empty] | 7.3.3.17.5 (Remote Grid) Updates to grid topology to minimize risk of ignition in HFTDs Remote GridWLDFREquipment / facility failureAggregated | WLDFR | HFTD - Distribution - Tier 3 - 1QU CoRE ¦ 2QU LoRE | Red Flag Warning - Small Fires | Equipment / facility failure | Aggregated | 2043 | 8.8212e-05 | 156.5661 | 0.013811 | 2043 | Mitigation | 0.95 | 45 | 0 | esc | 0.00097009 | 8.5573e-08 | 0.00097009 | 8.5573e-08 | 0.0027785 | 9.0654e-07 | 0.0087991 | 8.9421e-07
[120 empty] | 7.3.3.17.5 (Remote Grid) Updates to grid topology to minimize risk of ignition in HFTDs Remote GridWLDFREquipment / facility failureAggregated | WLDFR | HFTD - Distribution - Tier 3 - 1QU CoRE ¦ 2QU LoRE | Red Flag Warning - Small Fires | Equipment / facility failure | Aggregated | 2044 | 8.8212e-05 | 156.5661 | 0.013811 | 2044 | Mitigation | 0.95 | 45 | 0 | esc | 0.00097009 | 8.5573e-08 | 0.00097009 | 8.5573e-08 | 0.0027785 | 9.0654e-07 | 0.0087991 | 8.9421e-07
[120 empty] | 7.3.3.17.5 (Remote Grid) Updates to grid topology to minimize risk of ignition in HFTDs Remote GridWLDFREquipment / facility failureAggregated | WLDFR | HFTD - Distribution - Tier 3 - 1QU CoRE ¦ 2QU LoRE | Red Flag Warning - Small Fires | Equipment / facility failure | Aggregated | 2045 | 8.8212e-05 | 156.5661 | 0.013811 | 2045 | Mitigation | 0.95 | 45 | 0 | esc | 0.00097009 | 8.5573e-08 | 0.00097009 | 8.5573e-08 | 0.0027785 | 9.0654e-07 | 0.0087991 | 8.9421e-07
[120 empty] | 7.3.3.17.5 (Remote Grid) Updates to grid topology to minimize risk of ignition in HFTDs Remote GridWLDFREquipment / facility failureAggregated | WLDFR | HFTD - Distribution - Tier 3 - 1QU CoRE ¦ 2QU LoRE | Red Flag Warning - Small Fires | Equipment / facility failure | Aggregated | 2046 | 8.8212e-05 | 156.5661 | 0.013811 | 2046 | Mitigation | 0.95 | 45 | 0 | esc | 0.00097009 | 8.5573e-08 | 0.00097009 | 8.5573e-08 | 0.0027785 | 9.0654e-07 | 0.0087991 | 8.9421e-07
[120 empty] | 7.3.3.17.5 (Remote Grid) Updates to grid topology to minimize risk of ignition in HFTDs Remote GridWLDFREquipment / facility failureAggregated | WLDFR | HFTD - Distribution - Tier 3 - 1QU CoRE ¦ 2QU LoRE | Red Flag Warning - Small Fires | Equipment / facility failure | Aggregated | 2047 | 8.8212e-05 | 156.5661 | 0.013811 | 2047 | Mitigation | 0.95 | 45 | 0 | esc | 0.00097009 | 8.5573e-08 | 0.00097009 | 8.5573e-08 | 0.0027785 | 9.0654e-07 | 0.0087991 | 8.9421e-07
[120 empty] | 7.3.3.17.5 (Remote Grid) Updates to grid topology to minimize risk of ignition in HFTDs Remote GridWLDFREquipment / facility failureAggregated | WLDFR | HFTD - Distribution - Tier 3 - 1QU CoRE ¦ 2QU LoRE | Red Flag Warning - Small Fires | Equipment / facility failure | Aggregated | 2048 | 8.8212e-05 | 156.5661 | 0.013811 | 2048 | Mitigation | 0.95 | 45 | 0 | esc | 0.00097009 | 8.5573e-08 | 0.00097009 | 8.5573e-08 | 0.0027785 | 9.0654e-07 | 0.0087991 | 8.9421e-07
[120 empty] | 7.3.3.17.5 (Remote Grid) Updates to grid topology to minimize risk of ignition in HFTDs Remote GridWLDFREquipment / facility failureAggregated | WLDFR | HFTD - Distribution - Tier 3 - 1QU CoRE ¦ 2QU LoRE | Red Flag Warning - Small Fires | Equipment / facility failure | Aggregated | 2049 | 8.8212e-05 | 156.5661 | 0.013811 | 2049 | Mitigation | 0.95 | 45 | 0 | esc | 0.00097009 | 8.5573e-08 | 0.00097009 | 8.5573e-08 | 0.0027785 | 9.0654e-07 | 0.0087991 | 8.9421e-07
[120 empty] | 7.3.3.17.5 (Remote Grid) Updates to grid topology to minimize risk of ignition in HFTDs Remote GridWLDFREquipment / facility failureAggregated | WLDFR | HFTD - Distribution - Tier 3 - 1QU CoRE ¦ 2QU LoRE | Red Flag Warning - Small Fires | Equipment / facility failure | Aggregated | 2050 | 8.8212e-05 | 156.5661 | 0.013811 | 2050 | Mitigation | 0.95 | 45 | 0 | esc | 0.00097009 | 8.5573e-08 | 0.00097009 | 8.5573e-08 | 0.0027785 | 9.0654e-07 | 0.0087991 | 8.9421e-07
[120 empty] | 7.3.3.17.5 (Remote Grid) Updates to grid topology to minimize risk of ignition in HFTDs Remote GridWLDFREquipment / facility failureAggregated | WLDFR | HFTD - Distribution - Tier 3 - 1QU CoRE ¦ 2QU LoRE | Red Flag Warning - Small Fires | Equipment / facility failure | Aggregated | 2051 | 8.8212e-05 | 156.5661 | 0.013811 | 2051 | Mitigation | 0.95 | 45 | 0 | esc | 0.00097009 | 8.5573e-08 | 0.00097009 | 8.5573e-08 | 0.0027785 | 9.0654e-07 | 0.0087991 | 8.9421e-07
[120 empty] | 7.3.3.17.5 (Remote Grid) Updates to grid topology to minimize risk of ignition in HFTDs Remote GridWLDFREquipment / facility failureAggregated | WLDFR | HFTD - Distribution - Tier 3 - 1QU CoRE ¦ 2QU LoRE | Red Flag Warning - Small Fires | Equipment / facility failure | Aggregated | 2052 | 8.8212e-05 | 156.5661 | 0.013811 | 2052 | Mitigation | 0.95 | 45 | 0 | esc | 0.00097009 | 8.5573e-08 | 0.00097009 | 8.5573e-08 | 0.0027785 | 9.0654e-07 | 0.0087991 | 8.9421e-07
[120 empty] | 7.3.3.17.5 (Remote Grid) Updates to grid topology to minimize risk of ignition in HFTDs Remote GridWLDFREquipment / facility failureAggregated | WLDFR | HFTD - Distribution - Tier 3 - 1QU CoRE ¦ 2QU LoRE | Red Flag Warning - Small Fires | Equipment / facility failure | Aggregated | 2053 | 8.8212e-05 | 156.5661 | 0.013811 | 2053 | Mitigation | 0.95 | 45 | 0 | esc | 0.00097009 | 8.5573e-08 | 0.00097009 | 8.5573e-08 | 0.0027785 | 9.0654e-07 | 0.0087991 | 8.9421e-07
[120 empty] | 7.3.3.17.5 (Remote Grid) Updates to grid topology to minimize risk of ignition in HFTDs Remote GridWLDFREquipment / facility failureAggregated | WLDFR | HFTD - Distribution - Tier 3 - 1QU CoRE ¦ 2QU LoRE | Red Flag Warning - Small Fires | Equipment / facility failure | Aggregated | 2054 | 8.8212e-05 | 156.5661 | 0.013811 | 2054 | Mitigation | 0.95 | 45 | 0 | esc | 0.00097009 | 8.5573e-08 | 0.00097009 | 8.5573e-08 | 0.0027785 | 9.0654e-07 | 0.0087991 | 8.9421e-07
[120 empty] | 7.3.3.17.5 (Remote Grid) Updates to grid topology to minimize risk of ignition in HFTDs Remote GridWLDFREquipment / facility failureAggregated | WLDFR | HFTD - Distribution - Tier 3 - 1QU CoRE ¦ 2QU LoRE | Red Flag Warning - Small Fires | Equipment / facility failure | Aggregated | 2055 | 8.8212e-05 | 156.5661 | 0.013811 | 2055 | Mitigation | 0.95 | 45 | 0 | esc | 0.00097009 | 8.5573e-08 | 0.00097009 | 8.5573e-08 | 0.0027785 | 9.0654e-07 | 0.0087991 | 8.9421e-07
[120 empty] | 7.3.3.17.5 (Remote Grid) Updates to grid topology to minimize risk of ignition in HFTDs Remote GridWLDFREquipment / facility failureAggregated | WLDFR | HFTD - Distribution - Tier 3 - 1QU CoRE ¦ 2QU LoRE | Red Flag Warning - Small Fires | Equipment / facility failure | Aggregated | 2056 | 8.8212e-05 | 156.5661 | 0.013811 | 2056 | Mitigation | 0.95 | 45 | 0 | esc | 0.00097009 | 8.5573e-08 | 0.00097009 | 8.5573e-08 | 0.0027785 | 9.0654e-07 | 0.0087991 | 8.9421e-07
[120 empty] | 7.3.3.17.5 (Remote Grid) Updates to grid topology to minimize risk of ignition in HFTDs Remote GridWLDFREquipment / facility failureAggregated | WLDFR | HFTD - Distribution - Tier 3 - 1QU CoRE ¦ 2QU LoRE | Red Flag Warning - Small Fires | Equipment / facility failure | Aggregated | 2057 | 8.8212e-05 | 156.5661 | 0.013811 | 2057 | Mitigation | 0.95 | 45 | 0 | esc | 0.00097009 | 8.5573e-08 | 0.00097009 | 8.5573e-08 | 0.0027785 | 9.0654e-07 | 0.0087991 | 8.9421e-07
[120 empty] | 7.3.3.17.5 (Remote Grid) Updates to grid topology to minimize risk of ignition in HFTDs Remote GridWLDFREquipment / facility failureAggregated | WLDFR | HFTD - Distribution - Tier 3 - 1QU CoRE ¦ 2QU LoRE | Red Flag Warning - Small Fires | Equipment / facility failure | Aggregated | 2058 | 8.8212e-05 | 156.5661 | 0.013811 | 2058 | Mitigation | 0.95 | 45 | 0 | esc | 0.00097009 | 8.5573e-08 | 0.00097009 | 8.5573e-08 | 0 | 0 | 0 | 0
[120 empty] | 7.3.3.17.5 (Remote Grid) Updates to grid topology to minimize risk of ignition in HFTDs Remote GridWLDFREquipment / facility failureAggregated | WLDFR | HFTD - Distribution - Tier 3 - 1QU CoRE ¦ 2QU LoRE | Red Flag Warning - Small Fires | Equipment / facility failure | Aggregated | 2059 | 8.8212e-05 | 156.5661 | 0.013811 | 2059 | Mitigation | 0.95 | 45 | 0 | esc | 0.00097009 | 8.5573e-08 | 0.00097009 | 8.5573e-08 | 0.0027785 | 1.004e-08 | 0 | 0
[120 empty] | 7.3.3.17.5 (Remote Grid) Updates to grid topology to minimize risk of ignition in HFTDs Remote GridWLDFREquipment / facility failureAggregated | WLDFR | HFTD - Distribution - Tier 3 - 1QU CoRE ¦ 2QU LoRE | Red Flag Warning - Small Fires | Equipment / facility failure | Aggregated | 2060 | 8.8212e-05 | 156.5661 | 0.013811 | 2060 | Mitigation | 0.95 | 45 | 0 | esc | 0.00097009 | 8.5573e-08 | 0.00097009 | 8.5573e-08 | 0.0027785 | 1.004e-08 | 0.00988 | 3.7202e-07
[120 empty] | 7.3.3.17.5 (Remote Grid) Updates to grid topology to minimize risk of ignition in HFTDs Remote GridWLDFREquipment / facility failureAggregated | WLDFR | HFTD - Distribution - Tier 3 - 1QU CoRE ¦ 2QU LoRE | Red Flag Warning - Small Fires | Equipment / facility failure | Aggregated | 2061 | 8.8212e-05 | 156.5661 | 0.013811 | 2061 | Mitigation | 0.95 | 45 | 0 | esc | 0.00097009 | 8.5573e-08 | 0.00097009 | 8.5573e-08 | 0.0027785 | 1.004e-08 | 0.00988 | 3.7202e-07
[120 empty] | 7.3.3.17.5 (Remote Grid) Updates to grid topology to minimize risk of ignition in HFTDs Remote GridWLDFREquipment / facility failureAggregated | WLDFR | HFTD - Distribution - Tier 3 - 1QU CoRE ¦ 2QU LoRE | Red Flag Warning - Small Fires | Equipment / facility failure | Aggregated | 2062 | 8.8212e-05 | 156.5661 | 0.013811 | 2062 | Mitigation | 0.95 | 45 | 0 | esc | 0.00097009 | 8.5573e-08 | 0.00097009 | 8.5573e-08 | 0.0027785 | 1.004e-08 | 0.00988 | 3.7202e-07
[120 empty] | 7.3.3.17.5 (Remote Grid) Updates to grid topology to minimize risk of ignition in HFTDs Remote GridWLDFREquipment / facility failureAggregated | WLDFR | HFTD - Distribution - Tier 3 - 1QU CoRE ¦ 2QU LoRE | Red Flag Warning - Small Fires | Equipment / facility failure | Aggregated | 2063 | 8.8212e-05 | 156.5661 | 0.013811 | 2063 | Mitigation | 0.95 | 45 | 0 | esc | 0.00097009 | 8.5573e-08 | 0.00097009 | 8.5573e-08 | 0.0027785 | 1.004e-08 | 0.00988 | 3.7202e-07
[120 empty] | 7.3.3.17.5 (Remote Grid) Updates to grid topology to minimize risk of ignition in HFTDs Remote GridWLDFREquipment / facility failureAggregated | WLDFR | HFTD - Distribution - Tier 3 - 1QU CoRE ¦ 2QU LoRE | Red Flag Warning - Small Fires | Equipment / facility failure | Aggregated | 2064 | 8.8212e-05 | 156.5661 | 0.013811 | 2064 | Mitigation | 0.95 | 45 | 0 | esc | 0.00097009 | 8.5573e-08 | 0.00097009 | 8.5573e-08 | 0.0027785 | 1.004e-08 | 0.00988 | 3.7202e-07
[120 empty] | 7.3.3.17.5 (Remote Grid) Updates to grid topology to minimize risk of ignition in HFTDs Remote GridWLDFREquipment / facility failureAggregated | WLDFR | HFTD - Distribution - Tier 3 - 1QU CoRE ¦ 2QU LoRE | Red Flag Warning - Small Fires | Equipment / facility failure | Aggregated | 2065 | 8.8212e-05 | 156.5661 | 0.013811 | 2065 | Mitigation | 0.95 | 45 | 0 | esc | 0.00097009 | 8.5573e-08 | 0.00097009 | 8.5573e-08 | 0.0027785 | 1.004e-08 | 0.00988 | 3.7202e-07
[120 empty] | 7.3.3.17.5 (Remote Grid) Updates to grid topology to minimize risk of ignition in HFTDs Remote GridWLDFREquipment / facility failureAggregated | WLDFR | HFTD - Distribution - Tier 3 - 1QU CoRE ¦ 2QU LoRE | Red Flag Warning - Small Fires | Equipment / facility failure | Aggregated | 2066 | 8.8212e-05 | 156.5661 | 0.013811 | 2066 | Mitigation | 0.95 | 45 | 0 | esc | 0.00097009 | 8.5573e-08 | 0.00097009 | 8.5573e-08 | 0.0027785 | 1.004e-08 | 0.00988 | 3.7202e-07
[120 empty] | 7.3.3.17.5 (Remote Grid) Updates to grid topology to minimize risk of ignition in HFTDs Remote GridWLDFREquipment / facility failureAggregated | WLDFR | HFTD - Distribution - Tier 3 - 1QU CoRE ¦ 2QU LoRE | Red Flag Warning - Small Fires | Equipment / facility failure | Aggregated | 2067 | 8.8212e-05 | 156.5661 | 0.013811 | 2067 | Mitigation | 0.95 | 45 | 0 | esc | 0 | 0 | 0.00097009 | 8.5573e-08 | 0.0027785 | 1.004e-08 | 0.00988 | 3.7202e-07
[120 empty] | 7.3.3.17.5 (Remote Grid) Updates to grid topology to minimize risk of ignition in HFTDs Remote GridWLDFRVegetation ContactAggregated | WLDFR | HFTD - Distribution - Tier 3 - 1QU CoRE ¦ 2QU LoRE | Red Flag Warning - Small Fires | Vegetation Contact | Aggregated | 2022 | 0.00065626 | 156.5661 | 0.10275 | 2022 | Mitigation | 0.95 | 45 | 0 | esc | 0.00097009 | 6.3663e-07 | 0 | 0 | 0.0027785 | 1.004e-08 | 0.00988 | 3.7202e-07
[120 empty] | 7.3.3.17.5 (Remote Grid) Updates to grid topology to minimize risk of ignition in HFTDs Remote GridWLDFRVegetation ContactAggregated | WLDFR | HFTD - Distribution - Tier 3 - 1QU CoRE ¦ 2QU LoRE | Red Flag Warning - Small Fires | Vegetation Contact | Aggregated | 2023 | 0.00065626 | 156.5661 | 0.10275 | 2023 | Mitigation | 0.95 | 45 | 0 | esc | 0.00097009 | 6.3663e-07 | 0.00097009 | 6.3663e-07 | 0.0027785 | 1.004e-08 | 0.00988 | 3.7202e-07
[120 empty] | 7.3.3.17.5 (Remote Grid) Updates to grid topology to minimize risk of ignition in HFTDs Remote GridWLDFRVegetation ContactAggregated | WLDFR | HFTD - Distribution - Tier 3 - 1QU CoRE ¦ 2QU LoRE | Red Flag Warning - Small Fires | Vegetation Contact | Aggregated | 2024 | 0.00065626 | 156.5661 | 0.10275 | 2024 | Mitigation | 0.95 | 45 | 0 | esc | 0.00097009 | 6.3663e-07 | 0.00097009 | 6.3663e-07 | 0.0027785 | 1.004e-08 | 0.00988 | 3.7202e-07
[120 empty] | 7.3.3.17.5 (Remote Grid) Updates to grid topology to minimize risk of ignition in HFTDs Remote GridWLDFRVegetation ContactAggregated | WLDFR | HFTD - Distribution - Tier 3 - 1QU CoRE ¦ 2QU LoRE | Red Flag Warning - Small Fires | Vegetation Contact | Aggregated | 2025 | 0.00065626 | 156.5661 | 0.10275 | 2025 | Mitigation | 0.95 | 45 | 0 | esc | 0.00097009 | 6.3663e-07 | 0.00097009 | 6.3663e-07 | 0.0027785 | 1.004e-08 | 0.00988 | 3.7202e-07
[120 empty] | 7.3.3.17.5 (Remote Grid) Updates to grid topology to minimize risk of ignition in HFTDs Remote GridWLDFRVegetation ContactAggregated | WLDFR | HFTD - Distribution - Tier 3 - 1QU CoRE ¦ 2QU LoRE | Red Flag Warning - Small Fires | Vegetation Contact | Aggregated | 2026 | 0.00065626 | 156.5661 | 0.10275 | 2026 | Mitigation | 0.95 | 45 | 0 | esc | 0.00097009 | 6.3663e-07 | 0.00097009 | 6.3663e-07 | 0.0027785 | 1.004e-08 | 0.00988 | 3.7202e-07
[120 empty] | 7.3.3.17.5 (Remote Grid) Updates to grid topology to minimize risk of ignition in HFTDs Remote GridWLDFRVegetation ContactAggregated | WLDFR | HFTD - Distribution - Tier 3 - 1QU CoRE ¦ 2QU LoRE | Red Flag Warning - Small Fires | Vegetation Contact | Aggregated | 2027 | 0.00065626 | 156.5661 | 0.10275 | 2027 | Mitigation | 0.95 | 45 | 0 | esc | 0.00097009 | 6.3663e-07 | 0.00097009 | 6.3663e-07 | 0.0027785 | 1.004e-08 | 0.00988 | 3.7202e-07
[120 empty] | 7.3.3.17.5 (Remote Grid) Updates to grid topology to minimize risk of ignition in HFTDs Remote GridWLDFRVegetation ContactAggregated | WLDFR | HFTD - Distribution - Tier 3 - 1QU CoRE ¦ 2QU LoRE | Red Flag Warning - Small Fires | Vegetation Contact | Aggregated | 2028 | 0.00065626 | 156.5661 | 0.10275 | 2028 | Mitigation | 0.95 | 45 | 0 | esc | 0.00097009 | 6.3663e-07 | 0.00097009 | 6.3663e-07 | 0.0027785 | 1.004e-08 | 0.00988 | 3.7202e-07
[120 empty] | 7.3.3.17.5 (Remote Grid) Updates to grid topology to minimize risk of ignition in HFTDs Remote GridWLDFRVegetation ContactAggregated | WLDFR | HFTD - Distribution - Tier 3 - 1QU CoRE ¦ 2QU LoRE | Red Flag Warning - Small Fires | Vegetation Contact | Aggregated | 2029 | 0.00065626 | 156.5661 | 0.10275 | 2029 | Mitigation | 0.95 | 45 | 0 | esc | 0.00097009 | 6.3663e-07 | 0.00097009 | 6.3663e-07 | 0.0027785 | 1.004e-08 | 0.00988 | 3.7202e-07
[120 empty] | 7.3.3.17.5 (Remote Grid) Updates to grid topology to minimize risk of ignition in HFTDs Remote GridWLDFRVegetation ContactAggregated | WLDFR | HFTD - Distribution - Tier 3 - 1QU CoRE ¦ 2QU LoRE | Red Flag Warning - Small Fires | Vegetation Contact | Aggregated | 2030 | 0.00065626 | 156.5661 | 0.10275 | 2030 | Mitigation | 0.95 | 45 | 0 | esc | 0.00097009 | 6.3663e-07 | 0.00097009 | 6.3663e-07 | 0.0027785 | 1.004e-08 | 0.00988 | 3.7202e-07
[120 empty] | 7.3.3.17.5 (Remote Grid) Updates to grid topology to minimize risk of ignition in HFTDs Remote GridWLDFRVegetation ContactAggregated | WLDFR | HFTD - Distribution - Tier 3 - 1QU CoRE ¦ 2QU LoRE | Red Flag Warning - Small Fires | Vegetation Contact | Aggregated | 2031 | 0.00065626 | 156.5661 | 0.10275 | 2031 | Mitigation | 0.95 | 45 | 0 | esc | 0.00097009 | 6.3663e-07 | 0.00097009 | 6.3663e-07 | 0.0027785 | 1.004e-08 | 0.00988 | 3.7202e-07
[120 empty] | 7.3.3.17.5 (Remote Grid) Updates to grid topology to minimize risk of ignition in HFTDs Remote GridWLDFRVegetation ContactAggregated | WLDFR | HFTD - Distribution - Tier 3 - 1QU CoRE ¦ 2QU LoRE | Red Flag Warning - Small Fires | Vegetation Contact | Aggregated | 2032 | 0.00065626 | 156.5661 | 0.10275 | 2032 | Mitigation | 0.95 | 45 | 0 | esc | 0.00097009 | 6.3663e-07 | 0.00097009 | 6.3663e-07 | 0.0027785 | 1.004e-08 | 0.00988 | 3.7202e-07
[120 empty] | 7.3.3.17.5 (Remote Grid) Updates to grid topology to minimize risk of ignition in HFTDs Remote GridWLDFRVegetation ContactAggregated | WLDFR | HFTD - Distribution - Tier 3 - 1QU CoRE ¦ 2QU LoRE | Red Flag Warning - Small Fires | Vegetation Contact | Aggregated | 2033 | 0.00065626 | 156.5661 | 0.10275 | 2033 | Mitigation | 0.95 | 45 | 0 | esc | 0.00097009 | 6.3663e-07 | 0.00097009 | 6.3663e-07 | 0.0027785 | 1.004e-08 | 0.00988 | 3.7202e-07
[120 empty] | 7.3.3.17.5 (Remote Grid) Updates to grid topology to minimize risk of ignition in HFTDs Remote GridWLDFRVegetation ContactAggregated | WLDFR | HFTD - Distribution - Tier 3 - 1QU CoRE ¦ 2QU LoRE | Red Flag Warning - Small Fires | Vegetation Contact | Aggregated | 2034 | 0.00065626 | 156.5661 | 0.10275 | 2034 | Mitigation | 0.95 | 45 | 0 | esc | 0.00097009 | 6.3663e-07 | 0.00097009 | 6.3663e-07 | 0.0027785 | 1.004e-08 | 0.00988 | 3.7202e-07
[120 empty] | 7.3.3.17.5 (Remote Grid) Updates to grid topology to minimize risk of ignition in HFTDs Remote GridWLDFRVegetation ContactAggregated | WLDFR | HFTD - Distribution - Tier 3 - 1QU CoRE ¦ 2QU LoRE | Red Flag Warning - Small Fires | Vegetation Contact | Aggregated | 2035 | 0.00065626 | 156.5661 | 0.10275 | 2035 | Mitigation | 0.95 | 45 | 0 | esc | 0.00097009 | 6.3663e-07 | 0.00097009 | 6.3663e-07 | 0.0027785 | 1.004e-08 | 0.00988 | 3.7202e-07
[120 empty] | 7.3.3.17.5 (Remote Grid) Updates to grid topology to minimize risk of ignition in HFTDs Remote GridWLDFRVegetation ContactAggregated | WLDFR | HFTD - Distribution - Tier 3 - 1QU CoRE ¦ 2QU LoRE | Red Flag Warning - Small Fires | Vegetation Contact | Aggregated | 2036 | 0.00065626 | 156.5661 | 0.10275 | 2036 | Mitigation | 0.95 | 45 | 0 | esc | 0.00097009 | 6.3663e-07 | 0.00097009 | 6.3663e-07 | 0.0027785 | 1.004e-08 | 0.00988 | 3.7202e-07
[120 empty] | 7.3.3.17.5 (Remote Grid) Updates to grid topology to minimize risk of ignition in HFTDs Remote GridWLDFRVegetation ContactAggregated | WLDFR | HFTD - Distribution - Tier 3 - 1QU CoRE ¦ 2QU LoRE | Red Flag Warning - Small Fires | Vegetation Contact | Aggregated | 2037 | 0.00065626 | 156.5661 | 0.10275 | 2037 | Mitigation | 0.95 | 45 | 0 | esc | 0.00097009 | 6.3663e-07 | 0.00097009 | 6.3663e-07 | 0.0027785 | 1.004e-08 | 0.00988 | 3.7202e-07
[120 empty] | 7.3.3.17.5 (Remote Grid) Updates to grid topology to minimize risk of ignition in HFTDs Remote GridWLDFRVegetation ContactAggregated | WLDFR | HFTD - Distribution - Tier 3 - 1QU CoRE ¦ 2QU LoRE | Red Flag Warning - Small Fires | Vegetation Contact | Aggregated | 2038 | 0.00065626 | 156.5661 | 0.10275 | 2038 | Mitigation | 0.95 | 45 | 0 | esc | 0.00097009 | 6.3663e-07 | 0.00097009 | 6.3663e-07 | 0.0027785 | 1.004e-08 | 0.00988 | 3.7202e-07
[120 empty] | 7.3.3.17.5 (Remote Grid) Updates to grid topology to minimize risk of ignition in HFTDs Remote GridWLDFRVegetation ContactAggregated | WLDFR | HFTD - Distribution - Tier 3 - 1QU CoRE ¦ 2QU LoRE | Red Flag Warning - Small Fires | Vegetation Contact | Aggregated | 2039 | 0.00065626 | 156.5661 | 0.10275 | 2039 | Mitigation | 0.95 | 45 | 0 | esc | 0.00097009 | 6.3663e-07 | 0.00097009 | 6.3663e-07 | 0.0027785 | 1.004e-08 | 0.00988 | 3.7202e-07
[120 empty] | 7.3.3.17.5 (Remote Grid) Updates to grid topology to minimize risk of ignition in HFTDs Remote GridWLDFRVegetation ContactAggregated | WLDFR | HFTD - Distribution - Tier 3 - 1QU CoRE ¦ 2QU LoRE | Red Flag Warning - Small Fires | Vegetation Contact | Aggregated | 2040 | 0.00065626 | 156.5661 | 0.10275 | 2040 | Mitigation | 0.95 | 45 | 0 | esc | 0.00097009 | 6.3663e-07 | 0.00097009 | 6.3663e-07 | 0.0027785 | 1.004e-08 | 0.00988 | 3.7202e-07
[120 empty] | 7.3.3.17.5 (Remote Grid) Updates to grid topology to minimize risk of ignition in HFTDs Remote GridWLDFRVegetation ContactAggregated | WLDFR | HFTD - Distribution - Tier 3 - 1QU CoRE ¦ 2QU LoRE | Red Flag Warning - Small Fires | Vegetation Contact | Aggregated | 2041 | 0.00065626 | 156.5661 | 0.10275 | 2041 | Mitigation | 0.95 | 45 | 0 | esc | 0.00097009 | 6.3663e-07 | 0.00097009 | 6.3663e-07 | 0.0027785 | 1.004e-08 | 0.00988 | 3.7202e-07
[120 empty] | 7.3.3.17.5 (Remote Grid) Updates to grid topology to minimize risk of ignition in HFTDs Remote GridWLDFRVegetation ContactAggregated | WLDFR | HFTD - Distribution - Tier 3 - 1QU CoRE ¦ 2QU LoRE | Red Flag Warning - Small Fires | Vegetation Contact | Aggregated | 2042 | 0.00065626 | 156.5661 | 0.10275 | 2042 | Mitigation | 0.95 | 45 | 0 | esc | 0.00097009 | 6.3663e-07 | 0.00097009 | 6.3663e-07 | 0.0027785 | 1.004e-08 | 0.00988 | 3.7202e-07
[120 empty] | 7.3.3.17.5 (Remote Grid) Updates to grid topology to minimize risk of ignition in HFTDs Remote GridWLDFRVegetation ContactAggregated | WLDFR | HFTD - Distribution - Tier 3 - 1QU CoRE ¦ 2QU LoRE | Red Flag Warning - Small Fires | Vegetation Contact | Aggregated | 2043 | 0.00065626 | 156.5661 | 0.10275 | 2043 | Mitigation | 0.95 | 45 | 0 | esc | 0.00097009 | 6.3663e-07 | 0.00097009 | 6.3663e-07 | 0.0027785 | 1.004e-08 | 0.00988 | 3.7202e-07
[120 empty] | 7.3.3.17.5 (Remote Grid) Updates to grid topology to minimize risk of ignition in HFTDs Remote GridWLDFRVegetation ContactAggregated | WLDFR | HFTD - Distribution - Tier 3 - 1QU CoRE ¦ 2QU LoRE | Red Flag Warning - Small Fires | Vegetation Contact | Aggregated | 2044 | 0.00065626 | 156.5661 | 0.10275 | 2044 | Mitigation | 0.95 | 45 | 0 | esc | 0.00097009 | 6.3663e-07 | 0.00097009 | 6.3663e-07 | 0.0027785 | 1.004e-08 | 0 | 0
[120 empty] | 7.3.3.17.5 (Remote Grid) Updates to grid topology to minimize risk of ignition in HFTDs Remote GridWLDFRVegetation ContactAggregated | WLDFR | HFTD - Distribution - Tier 3 - 1QU CoRE ¦ 2QU LoRE | Red Flag Warning - Small Fires | Vegetation Contact | Aggregated | 2045 | 0.00065626 | 156.5661 | 0.10275 | 2045 | Mitigation | 0.95 | 45 | 0 | esc | 0.00097009 | 6.3663e-07 | 0.00097009 | 6.3663e-07 | 0.0027785 | 1.004e-08 | 0 | 0
[120 empty] | 7.3.3.17.5 (Remote Grid) Updates to grid topology to minimize risk of ignition in HFTDs Remote GridWLDFRVegetation ContactAggregated | WLDFR | HFTD - Distribution - Tier 3 - 1QU CoRE ¦ 2QU LoRE | Red Flag Warning - Small Fires | Vegetation Contact | Aggregated | 2046 | 0.00065626 | 156.5661 | 0.10275 | 2046 | Mitigation | 0.95 | 45 | 0 | esc | 0.00097009 | 6.3663e-07 | 0.00097009 | 6.3663e-07 | 0.0027785 | 1.004e-08 | 0.0085129 | 2.6329e-07
[120 empty] | 7.3.3.17.5 (Remote Grid) Updates to grid topology to minimize risk of ignition in HFTDs Remote GridWLDFRVegetation ContactAggregated | WLDFR | HFTD - Distribution - Tier 3 - 1QU CoRE ¦ 2QU LoRE | Red Flag Warning - Small Fires | Vegetation Contact | Aggregated | 2047 | 0.00065626 | 156.5661 | 0.10275 | 2047 | Mitigation | 0.95 | 45 | 0 | esc | 0.00097009 | 6.3663e-07 | 0.00097009 | 6.3663e-07 | 0.0027785 | 1.004e-08 | 0.0085129 | 2.6329e-07
[120 empty] | 7.3.3.17.5 (Remote Grid) Updates to grid topology to minimize risk of ignition in HFTDs Remote GridWLDFRVegetation ContactAggregated | WLDFR | HFTD - Distribution - Tier 3 - 1QU CoRE ¦ 2QU LoRE | Red Flag Warning - Small Fires | Vegetation Contact | Aggregated | 2048 | 0.00065626 | 156.5661 | 0.10275 | 2048 | Mitigation | 0.95 | 45 | 0 | esc | 0.00097009 | 6.3663e-07 | 0.00097009 | 6.3663e-07 | 0.0027785 | 1.004e-08 | 0.0085129 | 2.6329e-07
[120 empty] | 7.3.3.17.5 (Remote Grid) Updates to grid topology to minimize risk of ignition in HFTDs Remote GridWLDFRVegetation ContactAggregated | WLDFR | HFTD - Distribution - Tier 3 - 1QU CoRE ¦ 2QU LoRE | Red Flag Warning - Small Fires | Vegetation Contact | Aggregated | 2049 | 0.00065626 | 156.5661 | 0.10275 | 2049 | Mitigation | 0.95 | 45 | 0 | esc | 0.00097009 | 6.3663e-07 | 0.00097009 | 6.3663e-07 | 0.0027785 | 1.004e-08 | 0.0085129 | 2.6329e-07
[120 empty] | 7.3.3.17.5 (Remote Grid) Updates to grid topology to minimize risk of ignition in HFTDs Remote GridWLDFRVegetation ContactAggregated | WLDFR | HFTD - Distribution - Tier 3 - 1QU CoRE ¦ 2QU LoRE | Red Flag Warning - Small Fires | Vegetation Contact | Aggregated | 2050 | 0.00065626 | 156.5661 | 0.10275 | 2050 | Mitigation | 0.95 | 45 | 0 | esc | 0.00097009 | 6.3663e-07 | 0.00097009 | 6.3663e-07 | 0.0027785 | 1.004e-08 | 0.0085129 | 2.6329e-07
[120 empty] | 7.3.3.17.5 (Remote Grid) Updates to grid topology to minimize risk of ignition in HFTDs Remote GridWLDFRVegetation ContactAggregated | WLDFR | HFTD - Distribution - Tier 3 - 1QU CoRE ¦ 2QU LoRE | Red Flag Warning - Small Fires | Vegetation Contact | Aggregated | 2051 | 0.00065626 | 156.5661 | 0.10275 | 2051 | Mitigation | 0.95 | 45 | 0 | esc | 0.00097009 | 6.3663e-07 | 0.00097009 | 6.3663e-07 | 0.0027785 | 1.004e-08 | 0.0085129 | 2.6329e-07
[120 empty] | 7.3.3.17.5 (Remote Grid) Updates to grid topology to minimize risk of ignition in HFTDs Remote GridWLDFRVegetation ContactAggregated | WLDFR | HFTD - Distribution - Tier 3 - 1QU CoRE ¦ 2QU LoRE | Red Flag Warning - Small Fires | Vegetation Contact | Aggregated | 2052 | 0.00065626 | 156.5661 | 0.10275 | 2052 | Mitigation | 0.95 | 45 | 0 | esc | 0.00097009 | 6.3663e-07 | 0.00097009 | 6.3663e-07 | 0.0027785 | 1.004e-08 | 0.0085129 | 2.6329e-07
[120 empty] | 7.3.3.17.5 (Remote Grid) Updates to grid topology to minimize risk of ignition in HFTDs Remote GridWLDFRVegetation ContactAggregated | WLDFR | HFTD - Distribution - Tier 3 - 1QU CoRE ¦ 2QU LoRE | Red Flag Warning - Small Fires | Vegetation Contact | Aggregated | 2053 | 0.00065626 | 156.5661 | 0.10275 | 2053 | Mitigation | 0.95 | 45 | 0 | esc | 0.00097009 | 6.3663e-07 | 0.00097009 | 6.3663e-07 | 0.0027785 | 1.004e-08 | 0.0085129 | 2.6329e-07
[120 empty] | 7.3.3.17.5 (Remote Grid) Updates to grid topology to minimize risk of ignition in HFTDs Remote GridWLDFRVegetation ContactAggregated | WLDFR | HFTD - Distribution - Tier 3 - 1QU CoRE ¦ 2QU LoRE | Red Flag Warning - Small Fires | Vegetation Contact | Aggregated | 2054 | 0.00065626 | 156.5661 | 0.10275 | 2054 | Mitigation | 0.95 | 45 | 0 | esc | 0.00097009 | 6.3663e-07 | 0.00097009 | 6.3663e-07 | 0.0027785 | 1.004e-08 | 0.0085129 | 2.6329e-07
[120 empty] | 7.3.3.17.5 (Remote Grid) Updates to grid topology to minimize risk of ignition in HFTDs Remote GridWLDFRVegetation ContactAggregated | WLDFR | HFTD - Distribution - Tier 3 - 1QU CoRE ¦ 2QU LoRE | Red Flag Warning - Small Fires | Vegetation Contact | Aggregated | 2055 | 0.00065626 | 156.5661 | 0.10275 | 2055 | Mitigation | 0.95 | 45 | 0 | esc | 0.00097009 | 6.3663e-07 | 0.00097009 | 6.3663e-07 | 0.0027785 | 1.004e-08 | 0.0085129 | 2.6329e-07
[120 empty] | 7.3.3.17.5 (Remote Grid) Updates to grid topology to minimize risk of ignition in HFTDs Remote GridWLDFRVegetation ContactAggregated | WLDFR | HFTD - Distribution - Tier 3 - 1QU CoRE ¦ 2QU LoRE | Red Flag Warning - Small Fires | Vegetation Contact | Aggregated | 2056 | 0.00065626 | 156.5661 | 0.10275 | 2056 | Mitigation | 0.95 | 45 | 0 | esc | 0.00097009 | 6.3663e-07 | 0.00097009 | 6.3663e-07 | 0.0027785 | 1.004e-08 | 0.0085129 | 2.6329e-07
[120 empty] | 7.3.3.17.5 (Remote Grid) Updates to grid topology to minimize risk of ignition in HFTDs Remote GridWLDFRVegetation ContactAggregated | WLDFR | HFTD - Distribution - Tier 3 - 1QU CoRE ¦ 2QU LoRE | Red Flag Warning - Small Fires | Vegetation Contact | Aggregated | 2057 | 0.00065626 | 156.5661 | 0.10275 | 2057 | Mitigation | 0.95 | 45 | 0 | esc | 0.00097009 | 6.3663e-07 | 0.00097009 | 6.3663e-07 | 0.0027785 | 1.004e-08 | 0.0085129 | 2.6329e-07
[120 empty] | 7.3.3.17.5 (Remote Grid) Updates to grid topology to minimize risk of ignition in HFTDs Remote GridWLDFRVegetation ContactAggregated | WLDFR | HFTD - Distribution - Tier 3 - 1QU CoRE ¦ 2QU LoRE | Red Flag Warning - Small Fires | Vegetation Contact | Aggregated | 2058 | 0.00065626 | 156.5661 | 0.10275 | 2058 | Mitigation | 0.95 | 45 | 0 | esc | 0.00097009 | 6.3663e-07 | 0.00097009 | 6.3663e-07 | 0.0027785 | 1.004e-08 | 0.0085129 | 2.6329e-07
[120 empty] | 7.3.3.17.5 (Remote Grid) Updates to grid topology to minimize risk of ignition in HFTDs Remote GridWLDFRVegetation ContactAggregated | WLDFR | HFTD - Distribution - Tier 3 - 1QU CoRE ¦ 2QU LoRE | Red Flag Warning - Small Fires | Vegetation Contact | Aggregated | 2059 | 0.00065626 | 156.5661 | 0.10275 | 2059 | Mitigation | 0.95 | 45 | 0 | esc | 0.00097009 | 6.3663e-07 | 0.00097009 | 6.3663e-07 | 0.0027785 | 1.004e-08 | 0.0085129 | 2.6329e-07
[120 empty] | 7.3.3.17.5 (Remote Grid) Updates to grid topology to minimize risk of ignition in HFTDs Remote GridWLDFRVegetation ContactAggregated | WLDFR | HFTD - Distribution - Tier 3 - 1QU CoRE ¦ 2QU LoRE | Red Flag Warning - Small Fires | Vegetation Contact | Aggregated | 2060 | 0.00065626 | 156.5661 | 0.10275 | 2060 | Mitigation | 0.95 | 45 | 0 | esc | 0.00097009 | 6.3663e-07 | 0.00097009 | 6.3663e-07 | 0.0027785 | 1.004e-08 | 0.0085129 | 2.6329e-07
[120 empty] | 7.3.3.17.5 (Remote Grid) Updates to grid topology to minimize risk of ignition in HFTDs Remote GridWLDFRVegetation ContactAggregated | WLDFR | HFTD - Distribution - Tier 3 - 1QU CoRE ¦ 2QU LoRE | Red Flag Warning - Small Fires | Vegetation Contact | Aggregated | 2061 | 0.00065626 | 156.5661 | 0.10275 | 2061 | Mitigation | 0.95 | 45 | 0 | esc | 0.00097009 | 6.3663e-07 | 0.00097009 | 6.3663e-07 | 0.0027785 | 1.004e-08 | 0.0085129 | 2.6329e-07
[120 empty] | 7.3.3.17.5 (Remote Grid) Updates to grid topology to minimize risk of ignition in HFTDs Remote GridWLDFRVegetation ContactAggregated | WLDFR | HFTD - Distribution - Tier 3 - 1QU CoRE ¦ 2QU LoRE | Red Flag Warning - Small Fires | Vegetation Contact | Aggregated | 2062 | 0.00065626 | 156.5661 | 0.10275 | 2062 | Mitigation | 0.95 | 45 | 0 | esc | 0.00097009 | 6.3663e-07 | 0.00097009 | 6.3663e-07 | 0 | 0 | 0.0085129 | 2.6329e-07
[120 empty] | 7.3.3.17.5 (Remote Grid) Updates to grid topology to minimize risk of ignition in HFTDs Remote GridWLDFRVegetation ContactAggregated | WLDFR | HFTD - Distribution - Tier 3 - 1QU CoRE ¦ 2QU LoRE | Red Flag Warning - Small Fires | Vegetation Contact | Aggregated | 2063 | 0.00065626 | 156.5661 | 0.10275 | 2063 | Mitigation | 0.95 | 45 | 0 | esc | 0.00097009 | 6.3663e-07 | 0.00097009 | 6.3663e-07 | 0.0027785 | 2.5731e-08 | 0.0085129 | 2.6329e-07
[120 empty] | 7.3.3.17.5 (Remote Grid) Updates to grid topology to minimize risk of ignition in HFTDs Remote GridWLDFRVegetation ContactAggregated | WLDFR | HFTD - Distribution - Tier 3 - 1QU CoRE ¦ 2QU LoRE | Red Flag Warning - Small Fires | Vegetation Contact | Aggregated | 2064 | 0.00065626 | 156.5661 | 0.10275 | 2064 | Mitigation | 0.95 | 45 | 0 | esc | 0.00097009 | 6.3663e-07 | 0.00097009 | 6.3663e-07 | 0.0027785 | 2.5731e-08 | 0.0085129 | 2.6329e-07
[120 empty] | 7.3.3.17.5 (Remote Grid) Updates to grid topology to minimize risk of ignition in HFTDs Remote GridWLDFRVegetation ContactAggregated | WLDFR | HFTD - Distribution - Tier 3 - 1QU CoRE ¦ 2QU LoRE | Red Flag Warning - Small Fires | Vegetation Contact | Aggregated | 2065 | 0.00065626 | 156.5661 | 0.10275 | 2065 | Mitigation | 0.95 | 45 | 0 | esc | 0.00097009 | 6.3663e-07 | 0.00097009 | 6.3663e-07 | 0.0027785 | 2.5731e-08 | 0.0085129 | 2.6329e-07
[120 empty] | 7.3.3.17.5 (Remote Grid) Updates to grid topology to minimize risk of ignition in HFTDs Remote GridWLDFRVegetation ContactAggregated | WLDFR | HFTD - Distribution - Tier 3 - 1QU CoRE ¦ 2QU LoRE | Red Flag Warning - Small Fires | Vegetation Contact | Aggregated | 2066 | 0.00065626 | 156.5661 | 0.10275 | 2066 | Mitigation | 0.95 | 45 | 0 | esc | 0.00097009 | 6.3663e-07 | 0.00097009 | 6.3663e-07 | 0.0027785 | 2.5731e-08 | 0.0085129 | 2.6329e-07
[120 empty] | 7.3.3.17.5 (Remote Grid) Updates to grid topology to minimize risk of ignition in HFTDs Remote GridWLDFRVegetation ContactAggregated | WLDFR | HFTD - Distribution - Tier 3 - 1QU CoRE ¦ 2QU LoRE | Red Flag Warning - Small Fires | Vegetation Contact | Aggregated | 2067 | 0.00065626 | 156.5661 | 0.10275 | 2067 | Mitigation | 0.95 | 45 | 0 | esc | 0 | 0 | 0.00097009 | 6.3663e-07 | 0.0027785 | 2.5731e-08 | 0.0085129 | 2.6329e-07
[120 empty] | 7.3.3.17.5 (Remote Grid) Updates to grid topology to minimize risk of ignition in HFTDs Remote GridWLDFRWire-to-wire contactAggregated | WLDFR | HFTD - Distribution - Tier 3 - 1QU CoRE ¦ 2QU LoRE | Red Flag Warning - Small Fires | Wire-to-wire contact | Aggregated | 2022 | 4.3294e-06 | 156.5661 | 0.00067784 | 2022 | Mitigation | 0.95 | 45 | 0 | esc | 0.00097009 | 4.1999e-09 | 0 | 0 | 0.0027785 | 2.5731e-08 | 0.0085129 | 2.6329e-07
[120 empty] | 7.3.3.17.5 (Remote Grid) Updates to grid topology to minimize risk of ignition in HFTDs Remote GridWLDFRWire-to-wire contactAggregated | WLDFR | HFTD - Distribution - Tier 3 - 1QU CoRE ¦ 2QU LoRE | Red Flag Warning - Small Fires | Wire-to-wire contact | Aggregated | 2023 | 4.3294e-06 | 156.5661 | 0.00067784 | 2023 | Mitigation | 0.95 | 45 | 0 | esc | 0.00097009 | 4.1999e-09 | 0.00097009 | 4.1999e-09 | 0.0027785 | 2.5731e-08 | 0.0085129 | 2.6329e-07
[120 empty] | 7.3.3.17.5 (Remote Grid) Updates to grid topology to minimize risk of ignition in HFTDs Remote GridWLDFRWire-to-wire contactAggregated | WLDFR | HFTD - Distribution - Tier 3 - 1QU CoRE ¦ 2QU LoRE | Red Flag Warning - Small Fires | Wire-to-wire contact | Aggregated | 2024 | 4.3294e-06 | 156.5661 | 0.00067784 | 2024 | Mitigation | 0.95 | 45 | 0 | esc | 0.00097009 | 4.1999e-09 | 0.00097009 | 4.1999e-09 | 0.0027785 | 2.5731e-08 | 0.0085129 | 2.6329e-07
[120 empty] | 7.3.3.17.5 (Remote Grid) Updates to grid topology to minimize risk of ignition in HFTDs Remote GridWLDFRWire-to-wire contactAggregated | WLDFR | HFTD - Distribution - Tier 3 - 1QU CoRE ¦ 2QU LoRE | Red Flag Warning - Small Fires | Wire-to-wire contact | Aggregated | 2025 | 4.3294e-06 | 156.5661 | 0.00067784 | 2025 | Mitigation | 0.95 | 45 | 0 | esc | 0.00097009 | 4.1999e-09 | 0.00097009 | 4.1999e-09 | 0.0027785 | 2.5731e-08 | 0.0085129 | 2.6329e-07
[120 empty] | 7.3.3.17.5 (Remote Grid) Updates to grid topology to minimize risk of ignition in HFTDs Remote GridWLDFRWire-to-wire contactAggregated | WLDFR | HFTD - Distribution - Tier 3 - 1QU CoRE ¦ 2QU LoRE | Red Flag Warning - Small Fires | Wire-to-wire contact | Aggregated | 2026 | 4.3294e-06 | 156.5661 | 0.00067784 | 2026 | Mitigation | 0.95 | 45 | 0 | esc | 0.00097009 | 4.1999e-09 | 0.00097009 | 4.1999e-09 | 0.0027785 | 2.5731e-08 | 0.0085129 | 2.6329e-07
[120 empty] | 7.3.3.17.5 (Remote Grid) Updates to grid topology to minimize risk of ignition in HFTDs Remote GridWLDFRWire-to-wire contactAggregated | WLDFR | HFTD - Distribution - Tier 3 - 1QU CoRE ¦ 2QU LoRE | Red Flag Warning - Small Fires | Wire-to-wire contact | Aggregated | 2027 | 4.3294e-06 | 156.5661 | 0.00067784 | 2027 | Mitigation | 0.95 | 45 | 0 | esc | 0.00097009 | 4.1999e-09 | 0.00097009 | 4.1999e-09 | 0.0027785 | 2.5731e-08 | 0.0085129 | 2.6329e-07
[120 empty] | 7.3.3.17.5 (Remote Grid) Updates to grid topology to minimize risk of ignition in HFTDs Remote GridWLDFRWire-to-wire contactAggregated | WLDFR | HFTD - Distribution - Tier 3 - 1QU CoRE ¦ 2QU LoRE | Red Flag Warning - Small Fires | Wire-to-wire contact | Aggregated | 2028 | 4.3294e-06 | 156.5661 | 0.00067784 | 2028 | Mitigation | 0.95 | 45 | 0 | esc | 0.00097009 | 4.1999e-09 | 0.00097009 | 4.1999e-09 | 0.0027785 | 2.5731e-08 | 0.0085129 | 2.6329e-07
[120 empty] | 7.3.3.17.5 (Remote Grid) Updates to grid topology to minimize risk of ignition in HFTDs Remote GridWLDFRWire-to-wire contactAggregated | WLDFR | HFTD - Distribution - Tier 3 - 1QU CoRE ¦ 2QU LoRE | Red Flag Warning - Small Fires | Wire-to-wire contact | Aggregated | 2029 | 4.3294e-06 | 156.5661 | 0.00067784 | 2029 | Mitigation | 0.95 | 45 | 0 | esc | 0.00097009 | 4.1999e-09 | 0.00097009 | 4.1999e-09 | 0.0027785 | 2.5731e-08 | 0.0085129 | 2.6329e-07
[120 empty] | 7.3.3.17.5 (Remote Grid) Updates to grid topology to minimize risk of ignition in HFTDs Remote GridWLDFRWire-to-wire contactAggregated | WLDFR | HFTD - Distribution - Tier 3 - 1QU CoRE ¦ 2QU LoRE | Red Flag Warning - Small Fires | Wire-to-wire contact | Aggregated | 2030 | 4.3294e-06 | 156.5661 | 0.00067784 | 2030 | Mitigation | 0.95 | 45 | 0 | esc | 0.00097009 | 4.1999e-09 | 0.00097009 | 4.1999e-09 | 0.0027785 | 2.5731e-08 | 0 | 0
[120 empty] | 7.3.3.17.5 (Remote Grid) Updates to grid topology to minimize risk of ignition in HFTDs Remote GridWLDFRWire-to-wire contactAggregated | WLDFR | HFTD - Distribution - Tier 3 - 1QU CoRE ¦ 2QU LoRE | Red Flag Warning - Small Fires | Wire-to-wire contact | Aggregated | 2031 | 4.3294e-06 | 156.5661 | 0.00067784 | 2031 | Mitigation | 0.95 | 45 | 0 | esc | 0.00097009 | 4.1999e-09 | 0.00097009 | 4.1999e-09 | 0.0027785 | 2.5731e-08 | 0 | 0
[120 empty] | 7.3.3.17.5 (Remote Grid) Updates to grid topology to minimize risk of ignition in HFTDs Remote GridWLDFRWire-to-wire contactAggregated | WLDFR | HFTD - Distribution - Tier 3 - 1QU CoRE ¦ 2QU LoRE | Red Flag Warning - Small Fires | Wire-to-wire contact | Aggregated | 2032 | 4.3294e-06 | 156.5661 | 0.00067784 | 2032 | Mitigation | 0.95 | 45 | 0 | esc | 0.00097009 | 4.1999e-09 | 0.00097009 | 4.1999e-09 | 0.0027785 | 2.5731e-08 | 0.0093087 | 1.179e-06
[120 empty] | 7.3.3.17.5 (Remote Grid) Updates to grid topology to minimize risk of ignition in HFTDs Remote GridWLDFRWire-to-wire contactAggregated | WLDFR | HFTD - Distribution - Tier 3 - 1QU CoRE ¦ 2QU LoRE | Red Flag Warning - Small Fires | Wire-to-wire contact | Aggregated | 2033 | 4.3294e-06 | 156.5661 | 0.00067784 | 2033 | Mitigation | 0.95 | 45 | 0 | esc | 0.00097009 | 4.1999e-09 | 0.00097009 | 4.1999e-09 | 0.0027785 | 2.5731e-08 | 0.0093087 | 1.179e-06
[120 empty] | 7.3.3.17.5 (Remote Grid) Updates to grid topology to minimize risk of ignition in HFTDs Remote GridWLDFRWire-to-wire contactAggregated | WLDFR | HFTD - Distribution - Tier 3 - 1QU CoRE ¦ 2QU LoRE | Red Flag Warning - Small Fires | Wire-to-wire contact | Aggregated | 2034 | 4.3294e-06 | 156.5661 | 0.00067784 | 2034 | Mitigation | 0.95 | 45 | 0 | esc | 0.00097009 | 4.1999e-09 | 0.00097009 | 4.1999e-09 | 0.0027785 | 2.5731e-08 | 0.0093087 | 1.179e-06
[120 empty] | 7.3.3.17.5 (Remote Grid) Updates to grid topology to minimize risk of ignition in HFTDs Remote GridWLDFRWire-to-wire contactAggregated | WLDFR | HFTD - Distribution - Tier 3 - 1QU CoRE ¦ 2QU LoRE | Red Flag Warning - Small Fires | Wire-to-wire contact | Aggregated | 2035 | 4.3294e-06 | 156.5661 | 0.00067784 | 2035 | Mitigation | 0.95 | 45 | 0 | esc | 0.00097009 | 4.1999e-09 | 0.00097009 | 4.1999e-09 | 0.0027785 | 2.5731e-08 | 0.0093087 | 1.179e-06
[120 empty] | 7.3.3.17.5 (Remote Grid) Updates to grid topology to minimize risk of ignition in HFTDs Remote GridWLDFRWire-to-wire contactAggregated | WLDFR | HFTD - Distribution - Tier 3 - 1QU CoRE ¦ 2QU LoRE | Red Flag Warning - Small Fires | Wire-to-wire contact | Aggregated | 2036 | 4.3294e-06 | 156.5661 | 0.00067784 | 2036 | Mitigation | 0.95 | 45 | 0 | esc | 0.00097009 | 4.1999e-09 | 0.00097009 | 4.1999e-09 | 0.0027785 | 2.5731e-08 | 0.0093087 | 1.179e-06
[120 empty] | 7.3.3.17.5 (Remote Grid) Updates to grid topology to minimize risk of ignition in HFTDs Remote GridWLDFRWire-to-wire contactAggregated | WLDFR | HFTD - Distribution - Tier 3 - 1QU CoRE ¦ 2QU LoRE | Red Flag Warning - Small Fires | Wire-to-wire contact | Aggregated | 2037 | 4.3294e-06 | 156.5661 | 0.00067784 | 2037 | Mitigation | 0.95 | 45 | 0 | esc | 0.00097009 | 4.1999e-09 | 0.00097009 | 4.1999e-09 | 0.0027785 | 2.5731e-08 | 0.0093087 | 1.179e-06
[120 empty] | 7.3.3.17.5 (Remote Grid) Updates to grid topology to minimize risk of ignition in HFTDs Remote GridWLDFRWire-to-wire contactAggregated | WLDFR | HFTD - Distribution - Tier 3 - 1QU CoRE ¦ 2QU LoRE | Red Flag Warning - Small Fires | Wire-to-wire contact | Aggregated | 2038 | 4.3294e-06 | 156.5661 | 0.00067784 | 2038 | Mitigation | 0.95 | 45 | 0 | esc | 0.00097009 | 4.1999e-09 | 0.00097009 | 4.1999e-09 | 0.0027785 | 2.5731e-08 | 0.0093087 | 1.179e-06
[120 empty] | 7.3.3.17.5 (Remote Grid) Updates to grid topology to minimize risk of ignition in HFTDs Remote GridWLDFRWire-to-wire contactAggregated | WLDFR | HFTD - Distribution - Tier 3 - 1QU CoRE ¦ 2QU LoRE | Red Flag Warning - Small Fires | Wire-to-wire contact | Aggregated | 2039 | 4.3294e-06 | 156.5661 | 0.00067784 | 2039 | Mitigation | 0.95 | 45 | 0 | esc | 0.00097009 | 4.1999e-09 | 0.00097009 | 4.1999e-09 | 0.0027785 | 2.5731e-08 | 0.0093087 | 1.179e-06
[120 empty] | 7.3.3.17.5 (Remote Grid) Updates to grid topology to minimize risk of ignition in HFTDs Remote GridWLDFRWire-to-wire contactAggregated | WLDFR | HFTD - Distribution - Tier 3 - 1QU CoRE ¦ 2QU LoRE | Red Flag Warning - Small Fires | Wire-to-wire contact | Aggregated | 2040 | 4.3294e-06 | 156.5661 | 0.00067784 | 2040 | Mitigation | 0.95 | 45 | 0 | esc | 0.00097009 | 4.1999e-09 | 0.00097009 | 4.1999e-09 | 0.0027785 | 2.5731e-08 | 0.0093087 | 1.179e-06
[120 empty] | 7.3.3.17.5 (Remote Grid) Updates to grid topology to minimize risk of ignition in HFTDs Remote GridWLDFRWire-to-wire contactAggregated | WLDFR | HFTD - Distribution - Tier 3 - 1QU CoRE ¦ 2QU LoRE | Red Flag Warning - Small Fires | Wire-to-wire contact | Aggregated | 2041 | 4.3294e-06 | 156.5661 | 0.00067784 | 2041 | Mitigation | 0.95 | 45 | 0 | esc | 0.00097009 | 4.1999e-09 | 0.00097009 | 4.1999e-09 | 0.0027785 | 2.5731e-08 | 0.0093087 | 1.179e-06
[120 empty] | 7.3.3.17.5 (Remote Grid) Updates to grid topology to minimize risk of ignition in HFTDs Remote GridWLDFRWire-to-wire contactAggregated | WLDFR | HFTD - Distribution - Tier 3 - 1QU CoRE ¦ 2QU LoRE | Red Flag Warning - Small Fires | Wire-to-wire contact | Aggregated | 2042 | 4.3294e-06 | 156.5661 | 0.00067784 | 2042 | Mitigation | 0.95 | 45 | 0 | esc | 0.00097009 | 4.1999e-09 | 0.00097009 | 4.1999e-09 | 0.0027785 | 2.5731e-08 | 0.0093087 | 1.179e-06
[120 empty] | 7.3.3.17.5 (Remote Grid) Updates to grid topology to minimize risk of ignition in HFTDs Remote GridWLDFRWire-to-wire contactAggregated | WLDFR | HFTD - Distribution - Tier 3 - 1QU CoRE ¦ 2QU LoRE | Red Flag Warning - Small Fires | Wire-to-wire contact | Aggregated | 2043 | 4.3294e-06 | 156.5661 | 0.00067784 | 2043 | Mitigation | 0.95 | 45 | 0 | esc | 0.00097009 | 4.1999e-09 | 0.00097009 | 4.1999e-09 | 0.0027785 | 2.5731e-08 | 0.0093087 | 1.179e-06
[120 empty] | 7.3.3.17.5 (Remote Grid) Updates to grid topology to minimize risk of ignition in HFTDs Remote GridWLDFRWire-to-wire contactAggregated | WLDFR | HFTD - Distribution - Tier 3 - 1QU CoRE ¦ 2QU LoRE | Red Flag Warning - Small Fires | Wire-to-wire contact | Aggregated | 2044 | 4.3294e-06 | 156.5661 | 0.00067784 | 2044 | Mitigation | 0.95 | 45 | 0 | esc | 0.00097009 | 4.1999e-09 | 0.00097009 | 4.1999e-09 | 0.0027785 | 2.5731e-08 | 0.0093087 | 1.179e-06
[120 empty] | 7.3.3.17.5 (Remote Grid) Updates to grid topology to minimize risk of ignition in HFTDs Remote GridWLDFRWire-to-wire contactAggregated | WLDFR | HFTD - Distribution - Tier 3 - 1QU CoRE ¦ 2QU LoRE | Red Flag Warning - Small Fires | Wire-to-wire contact | Aggregated | 2045 | 4.3294e-06 | 156.5661 | 0.00067784 | 2045 | Mitigation | 0.95 | 45 | 0 | esc | 0.00097009 | 4.1999e-09 | 0.00097009 | 4.1999e-09 | 0.0027785 | 2.5731e-08 | 0.0093087 | 1.179e-06
[120 empty] | 7.3.3.17.5 (Remote Grid) Updates to grid topology to minimize risk of ignition in HFTDs Remote GridWLDFRWire-to-wire contactAggregated | WLDFR | HFTD - Distribution - Tier 3 - 1QU CoRE ¦ 2QU LoRE | Red Flag Warning - Small Fires | Wire-to-wire contact | Aggregated | 2046 | 4.3294e-06 | 156.5661 | 0.00067784 | 2046 | Mitigation | 0.95 | 45 | 0 | esc | 0.00097009 | 4.1999e-09 | 0.00097009 | 4.1999e-09 | 0.0027785 | 2.5731e-08 | 0.0093087 | 1.179e-06
[120 empty] | 7.3.3.17.5 (Remote Grid) Updates to grid topology to minimize risk of ignition in HFTDs Remote GridWLDFRWire-to-wire contactAggregated | WLDFR | HFTD - Distribution - Tier 3 - 1QU CoRE ¦ 2QU LoRE | Red Flag Warning - Small Fires | Wire-to-wire contact | Aggregated | 2047 | 4.3294e-06 | 156.5661 | 0.00067784 | 2047 | Mitigation | 0.95 | 45 | 0 | esc | 0.00097009 | 4.1999e-09 | 0.00097009 | 4.1999e-09 | 0.0027785 | 2.5731e-08 | 0.0093087 | 1.179e-06
[120 empty] | 7.3.3.17.5 (Remote Grid) Updates to grid topology to minimize risk of ignition in HFTDs Remote GridWLDFRWire-to-wire contactAggregated | WLDFR | HFTD - Distribution - Tier 3 - 1QU CoRE ¦ 2QU LoRE | Red Flag Warning - Small Fires | Wire-to-wire contact | Aggregated | 2048 | 4.3294e-06 | 156.5661 | 0.00067784 | 2048 | Mitigation | 0.95 | 45 | 0 | esc | 0.00097009 | 4.1999e-09 | 0.00097009 | 4.1999e-09 | 0.0027785 | 2.5731e-08 | 0.0093087 | 1.179e-06
[120 empty] | 7.3.3.17.5 (Remote Grid) Updates to grid topology to minimize risk of ignition in HFTDs Remote GridWLDFRWire-to-wire contactAggregated | WLDFR | HFTD - Distribution - Tier 3 - 1QU CoRE ¦ 2QU LoRE | Red Flag Warning - Small Fires | Wire-to-wire contact | Aggregated | 2049 | 4.3294e-06 | 156.5661 | 0.00067784 | 2049 | Mitigation | 0.95 | 45 | 0 | esc | 0.00097009 | 4.1999e-09 | 0.00097009 | 4.1999e-09 | 0.0027785 | 2.5731e-08 | 0.0093087 | 1.179e-06
[120 empty] | 7.3.3.17.5 (Remote Grid) Updates to grid topology to minimize risk of ignition in HFTDs Remote GridWLDFRWire-to-wire contactAggregated | WLDFR | HFTD - Distribution - Tier 3 - 1QU CoRE ¦ 2QU LoRE | Red Flag Warning - Small Fires | Wire-to-wire contact | Aggregated | 2050 | 4.3294e-06 | 156.5661 | 0.00067784 | 2050 | Mitigation | 0.95 | 45 | 0 | esc | 0.00097009 | 4.1999e-09 | 0.00097009 | 4.1999e-09 | 0.0027785 | 2.5731e-08 | 0.0093087 | 1.179e-06
[120 empty] | 7.3.3.17.5 (Remote Grid) Updates to grid topology to minimize risk of ignition in HFTDs Remote GridWLDFRWire-to-wire contactAggregated | WLDFR | HFTD - Distribution - Tier 3 - 1QU CoRE ¦ 2QU LoRE | Red Flag Warning - Small Fires | Wire-to-wire contact | Aggregated | 2051 | 4.3294e-06 | 156.5661 | 0.00067784 | 2051 | Mitigation | 0.95 | 45 | 0 | esc | 0.00097009 | 4.1999e-09 | 0.00097009 | 4.1999e-09 | 0.0027785 | 2.5731e-08 | 0.0093087 | 1.179e-06
[120 empty] | 7.3.3.17.5 (Remote Grid) Updates to grid topology to minimize risk of ignition in HFTDs Remote GridWLDFRWire-to-wire contactAggregated | WLDFR | HFTD - Distribution - Tier 3 - 1QU CoRE ¦ 2QU LoRE | Red Flag Warning - Small Fires | Wire-to-wire contact | Aggregated | 2052 | 4.3294e-06 | 156.5661 | 0.00067784 | 2052 | Mitigation | 0.95 | 45 | 0 | esc | 0.00097009 | 4.1999e-09 | 0.00097009 | 4.1999e-09 | 0.0027785 | 2.5731e-08 | 0.0093087 | 1.179e-06
[120 empty] | 7.3.3.17.5 (Remote Grid) Updates to grid topology to minimize risk of ignition in HFTDs Remote GridWLDFRWire-to-wire contactAggregated | WLDFR | HFTD - Distribution - Tier 3 - 1QU CoRE ¦ 2QU LoRE | Red Flag Warning - Small Fires | Wire-to-wire contact | Aggregated | 2053 | 4.3294e-06 | 156.5661 | 0.00067784 | 2053 | Mitigation | 0.95 | 45 | 0 | esc | 0.00097009 | 4.1999e-09 | 0.00097009 | 4.1999e-09 | 0.0027785 | 2.5731e-08 | 0.0093087 | 1.179e-06
[120 empty] | 7.3.3.17.5 (Remote Grid) Updates to grid topology to minimize risk of ignition in HFTDs Remote GridWLDFRWire-to-wire contactAggregated | WLDFR | HFTD - Distribution - Tier 3 - 1QU CoRE ¦ 2QU LoRE | Red Flag Warning - Small Fires | Wire-to-wire contact | Aggregated | 2054 | 4.3294e-06 | 156.5661 | 0.00067784 | 2054 | Mitigation | 0.95 | 45 | 0 | esc | 0.00097009 | 4.1999e-09 | 0.00097009 | 4.1999e-09 | 0.0027785 | 2.5731e-08 | 0.0093087 | 1.179e-06
[120 empty] | 7.3.3.17.5 (Remote Grid) Updates to grid topology to minimize risk of ignition in HFTDs Remote GridWLDFRWire-to-wire contactAggregated | WLDFR | HFTD - Distribution - Tier 3 - 1QU CoRE ¦ 2QU LoRE | Red Flag Warning - Small Fires | Wire-to-wire contact | Aggregated | 2055 | 4.3294e-06 | 156.5661 | 0.00067784 | 2055 | Mitigation | 0.95 | 45 | 0 | esc | 0.00097009 | 4.1999e-09 | 0.00097009 | 4.1999e-09 | 0.0027785 | 2.5731e-08 | 0.0093087 | 1.179e-06
[120 empty] | 7.3.3.17.5 (Remote Grid) Updates to grid topology to minimize risk of ignition in HFTDs Remote GridWLDFRWire-to-wire contactAggregated | WLDFR | HFTD - Distribution - Tier 3 - 1QU CoRE ¦ 2QU LoRE | Red Flag Warning - Small Fires | Wire-to-wire contact | Aggregated | 2056 | 4.3294e-06 | 156.5661 | 0.00067784 | 2056 | Mitigation | 0.95 | 45 | 0 | esc | 0.00097009 | 4.1999e-09 | 0.00097009 | 4.1999e-09 | 0.0027785 | 2.5731e-08 | 0.0093087 | 1.179e-06
[120 empty] | 7.3.3.17.5 (Remote Grid) Updates to grid topology to minimize risk of ignition in HFTDs Remote GridWLDFRWire-to-wire contactAggregated | WLDFR | HFTD - Distribution - Tier 3 - 1QU CoRE ¦ 2QU LoRE | Red Flag Warning - Small Fires | Wire-to-wire contact | Aggregated | 2057 | 4.3294e-06 | 156.5661 | 0.00067784 | 2057 | Mitigation | 0.95 | 45 | 0 | esc | 0.00097009 | 4.1999e-09 | 0.00097009 | 4.1999e-09 | 0.0027785 | 2.5731e-08 | 0.0093087 | 1.179e-06
[120 empty] | 7.3.3.17.5 (Remote Grid) Updates to grid topology to minimize risk of ignition in HFTDs Remote GridWLDFRWire-to-wire contactAggregated | WLDFR | HFTD - Distribution - Tier 3 - 1QU CoRE ¦ 2QU LoRE | Red Flag Warning - Small Fires | Wire-to-wire contact | Aggregated | 2058 | 4.3294e-06 | 156.5661 | 0.00067784 | 2058 | Mitigation | 0.95 | 45 | 0 | esc | 0.00097009 | 4.1999e-09 | 0.00097009 | 4.1999e-09 | 0.0027785 | 2.5731e-08 | 0.0093087 | 1.179e-06
[120 empty] | 7.3.3.17.5 (Remote Grid) Updates to grid topology to minimize risk of ignition in HFTDs Remote GridWLDFRWire-to-wire contactAggregated | WLDFR | HFTD - Distribution - Tier 3 - 1QU CoRE ¦ 2QU LoRE | Red Flag Warning - Small Fires | Wire-to-wire contact | Aggregated | 2059 | 4.3294e-06 | 156.5661 | 0.00067784 | 2059 | Mitigation | 0.95 | 45 | 0 | esc | 0.00097009 | 4.1999e-09 | 0.00097009 | 4.1999e-09 | 0.0027785 | 2.5731e-08 | 0.0093087 | 1.179e-06
[120 empty] | 7.3.3.17.5 (Remote Grid) Updates to grid topology to minimize risk of ignition in HFTDs Remote GridWLDFRWire-to-wire contactAggregated | WLDFR | HFTD - Distribution - Tier 3 - 1QU CoRE ¦ 2QU LoRE | Red Flag Warning - Small Fires | Wire-to-wire contact | Aggregated | 2060 | 4.3294e-06 | 156.5661 | 0.00067784 | 2060 | Mitigation | 0.95 | 45 | 0 | esc | 0.00097009 | 4.1999e-09 | 0.00097009 | 4.1999e-09 | 0.0027785 | 2.5731e-08 | 0.0093087 | 1.179e-06
[120 empty] | 7.3.3.17.5 (Remote Grid) Updates to grid topology to minimize risk of ignition in HFTDs Remote GridWLDFRWire-to-wire contactAggregated | WLDFR | HFTD - Distribution - Tier 3 - 1QU CoRE ¦ 2QU LoRE | Red Flag Warning - Small Fires | Wire-to-wire contact | Aggregated | 2061 | 4.3294e-06 | 156.5661 | 0.00067784 | 2061 | Mitigation | 0.95 | 45 | 0 | esc | 0.00097009 | 4.1999e-09 | 0.00097009 | 4.1999e-09 | 0.0027785 | 2.5731e-08 | 0.0093087 | 1.179e-06
[120 empty] | 7.3.3.17.5 (Remote Grid) Updates to grid topology to minimize risk of ignition in HFTDs Remote GridWLDFRWire-to-wire contactAggregated | WLDFR | HFTD - Distribution - Tier 3 - 1QU CoRE ¦ 2QU LoRE | Red Flag Warning - Small Fires | Wire-to-wire contact | Aggregated | 2062 | 4.3294e-06 | 156.5661 | 0.00067784 | 2062 | Mitigation | 0.95 | 45 | 0 | esc | 0.00097009 | 4.1999e-09 | 0.00097009 | 4.1999e-09 | 0.0027785 | 2.5731e-08 | 0 | 0
[120 empty] | 7.3.3.17.5 (Remote Grid) Updates to grid topology to minimize risk of ignition in HFTDs Remote GridWLDFRWire-to-wire contactAggregated | WLDFR | HFTD - Distribution - Tier 3 - 1QU CoRE ¦ 2QU LoRE | Red Flag Warning - Small Fires | Wire-to-wire contact | Aggregated | 2063 | 4.3294e-06 | 156.5661 | 0.00067784 | 2063 | Mitigation | 0.95 | 45 | 0 | esc | 0.00097009 | 4.1999e-09 | 0.00097009 | 4.1999e-09 | 0.0027785 | 2.5731e-08 | 0 | 0
[120 empty] | 7.3.3.17.5 (Remote Grid) Updates to grid topology to minimize risk of ignition in HFTDs Remote GridWLDFRWire-to-wire contactAggregated | WLDFR | HFTD - Distribution - Tier 3 - 1QU CoRE ¦ 2QU LoRE | Red Flag Warning - Small Fires | Wire-to-wire contact | Aggregated | 2064 | 4.3294e-06 | 156.5661 | 0.00067784 | 2064 | Mitigation | 0.95 | 45 | 0 | esc | 0.00097009 | 4.1999e-09 | 0.00097009 | 4.1999e-09 | 0.0027785 | 2.5731e-08 | 0.0083522 | 2.7843e-07
[120 empty] | 7.3.3.17.5 (Remote Grid) Updates to grid topology to minimize risk of ignition in HFTDs Remote GridWLDFRWire-to-wire contactAggregated | WLDFR | HFTD - Distribution - Tier 3 - 1QU CoRE ¦ 2QU LoRE | Red Flag Warning - Small Fires | Wire-to-wire contact | Aggregated | 2065 | 4.3294e-06 | 156.5661 | 0.00067784 | 2065 | Mitigation | 0.95 | 45 | 0 | esc | 0.00097009 | 4.1999e-09 | 0.00097009 | 4.1999e-09 | 0.0027785 | 2.5731e-08 | 0.0083522 | 2.7843e-07
[120 empty] | 7.3.3.17.5 (Remote Grid) Updates to grid topology to minimize risk of ignition in HFTDs Remote GridWLDFRWire-to-wire contactAggregated | WLDFR | HFTD - Distribution - Tier 3 - 1QU CoRE ¦ 2QU LoRE | Red Flag Warning - Small Fires | Wire-to-wire contact | Aggregated | 2066 | 4.3294e-06 | 156.5661 | 0.00067784 | 2066 | Mitigation | 0.95 | 45 | 0 | esc | 0.00097009 | 4.1999e-09 | 0.00097009 | 4.1999e-09 | 0 | 0 | 0.0083522 | 2.7843e-07
[120 empty] | 7.3.3.17.5 (Remote Grid) Updates to grid topology to minimize risk of ignition in HFTDs Remote GridWLDFRWire-to-wire contactAggregated | WLDFR | HFTD - Distribution - Tier 3 - 1QU CoRE ¦ 2QU LoRE | Red Flag Warning - Small Fires | Wire-to-wire contact | Aggregated | 2067 | 4.3294e-06 | 156.5661 | 0.00067784 | 2067 | Mitigation | 0.95 | 45 | 0 | esc | 0 | 0 | 0.00097009 | 4.1999e-09 | 0.0027785 | 2.0232e-09 | 0.0083522 | 2.7843e-07
[120 empty] | 7.3.3.17.5 (Remote Grid) Updates to grid topology to minimize risk of ignition in HFTDs Remote GridWLDFRContact from objectAggregated | WLDFR | HFTD - Distribution - Tier 3 - 1QU CoRE ¦ 3QU LoRE | Non-Red Flag Warning - Catastrophic Fires | Contact from object | Aggregated | 2022 | 1.2498e-06 | 56.2394 | 7.0286e-05 | 2022 | Mitigation | 0.95 | 45 | 0 | esc | 0.00097009 | 1.2124e-09 | 0 | 0 | 0.0027785 | 2.0232e-09 | 0.0083522 | 2.7843e-07
[120 empty] | 7.3.3.17.5 (Remote Grid) Updates to grid topology to minimize risk of ignition in HFTDs Remote GridWLDFRContact from objectAggregated | WLDFR | HFTD - Distribution - Tier 3 - 1QU CoRE ¦ 3QU LoRE | Non-Red Flag Warning - Catastrophic Fires | Contact from object | Aggregated | 2023 | 1.2498e-06 | 56.2394 | 7.0286e-05 | 2023 | Mitigation | 0.95 | 45 | 0 | esc | 0.00097009 | 1.2124e-09 | 0.00097009 | 1.2124e-09 | 0.0027785 | 2.0232e-09 | 0.0083522 | 2.7843e-07
[120 empty] | 7.3.3.17.5 (Remote Grid) Updates to grid topology to minimize risk of ignition in HFTDs Remote GridWLDFRContact from objectAggregated | WLDFR | HFTD - Distribution - Tier 3 - 1QU CoRE ¦ 3QU LoRE | Non-Red Flag Warning - Catastrophic Fires | Contact from object | Aggregated | 2024 | 1.2498e-06 | 56.2394 | 7.0286e-05 | 2024 | Mitigation | 0.95 | 45 | 0 | esc | 0.00097009 | 1.2124e-09 | 0.00097009 | 1.2124e-09 | 0.0027785 | 2.0232e-09 | 0.0083522 | 2.7843e-07
[120 empty] | 7.3.3.17.5 (Remote Grid) Updates to grid topology to minimize risk of ignition in HFTDs Remote GridWLDFRContact from objectAggregated | WLDFR | HFTD - Distribution - Tier 3 - 1QU CoRE ¦ 3QU LoRE | Non-Red Flag Warning - Catastrophic Fires | Contact from object | Aggregated | 2025 | 1.2498e-06 | 56.2394 | 7.0286e-05 | 2025 | Mitigation | 0.95 | 45 | 0 | esc | 0.00097009 | 1.2124e-09 | 0.00097009 | 1.2124e-09 | 0.0027785 | 2.0232e-09 | 0.0083522 | 2.7843e-07
[120 empty] | 7.3.3.17.5 (Remote Grid) Updates to grid topology to minimize risk of ignition in HFTDs Remote GridWLDFRContact from objectAggregated | WLDFR | HFTD - Distribution - Tier 3 - 1QU CoRE ¦ 3QU LoRE | Non-Red Flag Warning - Catastrophic Fires | Contact from object | Aggregated | 2026 | 1.2498e-06 | 56.2394 | 7.0286e-05 | 2026 | Mitigation | 0.95 | 45 | 0 | esc | 0.00097009 | 1.2124e-09 | 0.00097009 | 1.2124e-09 | 0.0027785 | 2.0232e-09 | 0.0083522 | 2.7843e-07
[120 empty] | 7.3.3.17.5 (Remote Grid) Updates to grid topology to minimize risk of ignition in HFTDs Remote GridWLDFRContact from objectAggregated | WLDFR | HFTD - Distribution - Tier 3 - 1QU CoRE ¦ 3QU LoRE | Non-Red Flag Warning - Catastrophic Fires | Contact from object | Aggregated | 2027 | 1.2498e-06 | 56.2394 | 7.0286e-05 | 2027 | Mitigation | 0.95 | 45 | 0 | esc | 0.00097009 | 1.2124e-09 | 0.00097009 | 1.2124e-09 | 0.0027785 | 2.0232e-09 | 0.0083522 | 2.7843e-07
[120 empty] | 7.3.3.17.5 (Remote Grid) Updates to grid topology to minimize risk of ignition in HFTDs Remote GridWLDFRContact from objectAggregated | WLDFR | HFTD - Distribution - Tier 3 - 1QU CoRE ¦ 3QU LoRE | Non-Red Flag Warning - Catastrophic Fires | Contact from object | Aggregated | 2028 | 1.2498e-06 | 56.2394 | 7.0286e-05 | 2028 | Mitigation | 0.95 | 45 | 0 | esc | 0.00097009 | 1.2124e-09 | 0.00097009 | 1.2124e-09 | 0.0027785 | 2.0232e-09 | 0.0083522 | 2.7843e-07
[120 empty] | 7.3.3.17.5 (Remote Grid) Updates to grid topology to minimize risk of ignition in HFTDs Remote GridWLDFRContact from objectAggregated | WLDFR | HFTD - Distribution - Tier 3 - 1QU CoRE ¦ 3QU LoRE | Non-Red Flag Warning - Catastrophic Fires | Contact from object | Aggregated | 2029 | 1.2498e-06 | 56.2394 | 7.0286e-05 | 2029 | Mitigation | 0.95 | 45 | 0 | esc | 0.00097009 | 1.2124e-09 | 0.00097009 | 1.2124e-09 | 0.0027785 | 2.0232e-09 | 0.0083522 | 2.7843e-07
[120 empty] | 7.3.3.17.5 (Remote Grid) Updates to grid topology to minimize risk of ignition in HFTDs Remote GridWLDFRContact from objectAggregated | WLDFR | HFTD - Distribution - Tier 3 - 1QU CoRE ¦ 3QU LoRE | Non-Red Flag Warning - Catastrophic Fires | Contact from object | Aggregated | 2030 | 1.2498e-06 | 56.2394 | 7.0286e-05 | 2030 | Mitigation | 0.95 | 45 | 0 | esc | 0.00097009 | 1.2124e-09 | 0.00097009 | 1.2124e-09 | 0.0027785 | 2.0232e-09 | 0.0083522 | 2.7843e-07
[120 empty] | 7.3.3.17.5 (Remote Grid) Updates to grid topology to minimize risk of ignition in HFTDs Remote GridWLDFRContact from objectAggregated | WLDFR | HFTD - Distribution - Tier 3 - 1QU CoRE ¦ 3QU LoRE | Non-Red Flag Warning - Catastrophic Fires | Contact from object | Aggregated | 2031 | 1.2498e-06 | 56.2394 | 7.0286e-05 | 2031 | Mitigation | 0.95 | 45 | 0 | esc | 0.00097009 | 1.2124e-09 | 0.00097009 | 1.2124e-09 | 0.0027785 | 2.0232e-09 | 0.0083522 | 2.7843e-07
[120 empty] | 7.3.3.17.5 (Remote Grid) Updates to grid topology to minimize risk of ignition in HFTDs Remote GridWLDFRContact from objectAggregated | WLDFR | HFTD - Distribution - Tier 3 - 1QU CoRE ¦ 3QU LoRE | Non-Red Flag Warning - Catastrophic Fires | Contact from object | Aggregated | 2032 | 1.2498e-06 | 56.2394 | 7.0286e-05 | 2032 | Mitigation | 0.95 | 45 | 0 | esc | 0.00097009 | 1.2124e-09 | 0.00097009 | 1.2124e-09 | 0.0027785 | 2.0232e-09 | 0.0083522 | 2.7843e-07
[120 empty] | 7.3.3.17.5 (Remote Grid) Updates to grid topology to minimize risk of ignition in HFTDs Remote GridWLDFRContact from objectAggregated | WLDFR | HFTD - Distribution - Tier 3 - 1QU CoRE ¦ 3QU LoRE | Non-Red Flag Warning - Catastrophic Fires | Contact from object | Aggregated | 2033 | 1.2498e-06 | 56.2394 | 7.0286e-05 | 2033 | Mitigation | 0.95 | 45 | 0 | esc | 0.00097009 | 1.2124e-09 | 0.00097009 | 1.2124e-09 | 0.0027785 | 2.0232e-09 | 0.0083522 | 2.7843e-07
[120 empty] | 7.3.3.17.5 (Remote Grid) Updates to grid topology to minimize risk of ignition in HFTDs Remote GridWLDFRContact from objectAggregated | WLDFR | HFTD - Distribution - Tier 3 - 1QU CoRE ¦ 3QU LoRE | Non-Red Flag Warning - Catastrophic Fires | Contact from object | Aggregated | 2034 | 1.2498e-06 | 56.2394 | 7.0286e-05 | 2034 | Mitigation | 0.95 | 45 | 0 | esc | 0.00097009 | 1.2124e-09 | 0.00097009 | 1.2124e-09 | 0.0027785 | 2.0232e-09 | 0.0083522 | 2.7843e-07
[120 empty] | 7.3.3.17.5 (Remote Grid) Updates to grid topology to minimize risk of ignition in HFTDs Remote GridWLDFRContact from objectAggregated | WLDFR | HFTD - Distribution - Tier 3 - 1QU CoRE ¦ 3QU LoRE | Non-Red Flag Warning - Catastrophic Fires | Contact from object | Aggregated | 2035 | 1.2498e-06 | 56.2394 | 7.0286e-05 | 2035 | Mitigation | 0.95 | 45 | 0 | esc | 0.00097009 | 1.2124e-09 | 0.00097009 | 1.2124e-09 | 0.0027785 | 2.0232e-09 | 0.0083522 | 2.7843e-07
[120 empty] | 7.3.3.17.5 (Remote Grid) Updates to grid topology to minimize risk of ignition in HFTDs Remote GridWLDFRContact from objectAggregated | WLDFR | HFTD - Distribution - Tier 3 - 1QU CoRE ¦ 3QU LoRE | Non-Red Flag Warning - Catastrophic Fires | Contact from object | Aggregated | 2036 | 1.2498e-06 | 56.2394 | 7.0286e-05 | 2036 | Mitigation | 0.95 | 45 | 0 | esc | 0.00097009 | 1.2124e-09 | 0.00097009 | 1.2124e-09 | 0.0027785 | 2.0232e-09 | 0.0083522 | 2.7843e-07
[120 empty] | 7.3.3.17.5 (Remote Grid) Updates to grid topology to minimize risk of ignition in HFTDs Remote GridWLDFRContact from objectAggregated | WLDFR | HFTD - Distribution - Tier 3 - 1QU CoRE ¦ 3QU LoRE | Non-Red Flag Warning - Catastrophic Fires | Contact from object | Aggregated | 2037 | 1.2498e-06 | 56.2394 | 7.0286e-05 | 2037 | Mitigation | 0.95 | 45 | 0 | esc | 0.00097009 | 1.2124e-09 | 0.00097009 | 1.2124e-09 | 0.0027785 | 2.0232e-09 | 0.0083522 | 2.7843e-07
[120 empty] | 7.3.3.17.5 (Remote Grid) Updates to grid topology to minimize risk of ignition in HFTDs Remote GridWLDFRContact from objectAggregated | WLDFR | HFTD - Distribution - Tier 3 - 1QU CoRE ¦ 3QU LoRE | Non-Red Flag Warning - Catastrophic Fires | Contact from object | Aggregated | 2038 | 1.2498e-06 | 56.2394 | 7.0286e-05 | 2038 | Mitigation | 0.95 | 45 | 0 | esc | 0.00097009 | 1.2124e-09 | 0.00097009 | 1.2124e-09 | 0.0027785 | 2.0232e-09 | 0.0083522 | 2.7843e-07
[120 empty] | 7.3.3.17.5 (Remote Grid) Updates to grid topology to minimize risk of ignition in HFTDs Remote GridWLDFRContact from objectAggregated | WLDFR | HFTD - Distribution - Tier 3 - 1QU CoRE ¦ 3QU LoRE | Non-Red Flag Warning - Catastrophic Fires | Contact from object | Aggregated | 2039 | 1.2498e-06 | 56.2394 | 7.0286e-05 | 2039 | Mitigation | 0.95 | 45 | 0 | esc | 0.00097009 | 1.2124e-09 | 0.00097009 | 1.2124e-09 | 0.0027785 | 2.0232e-09 | 0.0083522 | 2.7843e-07
[120 empty] | 7.3.3.17.5 (Remote Grid) Updates to grid topology to minimize risk of ignition in HFTDs Remote GridWLDFRContact from objectAggregated | WLDFR | HFTD - Distribution - Tier 3 - 1QU CoRE ¦ 3QU LoRE | Non-Red Flag Warning - Catastrophic Fires | Contact from object | Aggregated | 2040 | 1.2498e-06 | 56.2394 | 7.0286e-05 | 2040 | Mitigation | 0.95 | 45 | 0 | esc | 0.00097009 | 1.2124e-09 | 0.00097009 | 1.2124e-09 | 0.0027785 | 2.0232e-09 | 0.0083522 | 2.7843e-07
[120 empty] | 7.3.3.17.5 (Remote Grid) Updates to grid topology to minimize risk of ignition in HFTDs Remote GridWLDFRContact from objectAggregated | WLDFR | HFTD - Distribution - Tier 3 - 1QU CoRE ¦ 3QU LoRE | Non-Red Flag Warning - Catastrophic Fires | Contact from object | Aggregated | 2041 | 1.2498e-06 | 56.2394 | 7.0286e-05 | 2041 | Mitigation | 0.95 | 45 | 0 | esc | 0.00097009 | 1.2124e-09 | 0.00097009 | 1.2124e-09 | 0.0027785 | 2.0232e-09 | 0.0083522 | 2.7843e-07
[120 empty] | 7.3.3.17.5 (Remote Grid) Updates to grid topology to minimize risk of ignition in HFTDs Remote GridWLDFRContact from objectAggregated | WLDFR | HFTD - Distribution - Tier 3 - 1QU CoRE ¦ 3QU LoRE | Non-Red Flag Warning - Catastrophic Fires | Contact from object | Aggregated | 2042 | 1.2498e-06 | 56.2394 | 7.0286e-05 | 2042 | Mitigation | 0.95 | 45 | 0 | esc | 0.00097009 | 1.2124e-09 | 0.00097009 | 1.2124e-09 | 0.0027785 | 2.0232e-09 | 0.0083522 | 2.7843e-07
[120 empty] | 7.3.3.17.5 (Remote Grid) Updates to grid topology to minimize risk of ignition in HFTDs Remote GridWLDFRContact from objectAggregated | WLDFR | HFTD - Distribution - Tier 3 - 1QU CoRE ¦ 3QU LoRE | Non-Red Flag Warning - Catastrophic Fires | Contact from object | Aggregated | 2043 | 1.2498e-06 | 56.2394 | 7.0286e-05 | 2043 | Mitigation | 0.95 | 45 | 0 | esc | 0.00097009 | 1.2124e-09 | 0.00097009 | 1.2124e-09 | 0.0027785 | 2.0232e-09 | 0.0083522 | 2.7843e-07
[120 empty] | 7.3.3.17.5 (Remote Grid) Updates to grid topology to minimize risk of ignition in HFTDs Remote GridWLDFRContact from objectAggregated | WLDFR | HFTD - Distribution - Tier 3 - 1QU CoRE ¦ 3QU LoRE | Non-Red Flag Warning - Catastrophic Fires | Contact from object | Aggregated | 2044 | 1.2498e-06 | 56.2394 | 7.0286e-05 | 2044 | Mitigation | 0.95 | 45 | 0 | esc | 0.00097009 | 1.2124e-09 | 0.00097009 | 1.2124e-09 | 0.0027785 | 2.0232e-09 | 0.0083522 | 2.7843e-07
[120 empty] | 7.3.3.17.5 (Remote Grid) Updates to grid topology to minimize risk of ignition in HFTDs Remote GridWLDFRContact from objectAggregated | WLDFR | HFTD - Distribution - Tier 3 - 1QU CoRE ¦ 3QU LoRE | Non-Red Flag Warning - Catastrophic Fires | Contact from object | Aggregated | 2045 | 1.2498e-06 | 56.2394 | 7.0286e-05 | 2045 | Mitigation | 0.95 | 45 | 0 | esc | 0.00097009 | 1.2124e-09 | 0.00097009 | 1.2124e-09 | 0.0027785 | 2.0232e-09 | 0.0083522 | 2.7843e-07
[120 empty] | 7.3.3.17.5 (Remote Grid) Updates to grid topology to minimize risk of ignition in HFTDs Remote GridWLDFRContact from objectAggregated | WLDFR | HFTD - Distribution - Tier 3 - 1QU CoRE ¦ 3QU LoRE | Non-Red Flag Warning - Catastrophic Fires | Contact from object | Aggregated | 2046 | 1.2498e-06 | 56.2394 | 7.0286e-05 | 2046 | Mitigation | 0.95 | 45 | 0 | esc | 0.00097009 | 1.2124e-09 | 0.00097009 | 1.2124e-09 | 0.0027785 | 2.0232e-09 | 0.0083522 | 2.7843e-07
[120 empty] | 7.3.3.17.5 (Remote Grid) Updates to grid topology to minimize risk of ignition in HFTDs Remote GridWLDFRContact from objectAggregated | WLDFR | HFTD - Distribution - Tier 3 - 1QU CoRE ¦ 3QU LoRE | Non-Red Flag Warning - Catastrophic Fires | Contact from object | Aggregated | 2047 | 1.2498e-06 | 56.2394 | 7.0286e-05 | 2047 | Mitigation | 0.95 | 45 | 0 | esc | 0.00097009 | 1.2124e-09 | 0.00097009 | 1.2124e-09 | 0.0027785 | 2.0232e-09 | 0.0083522 | 2.7843e-07
[120 empty] | 7.3.3.17.5 (Remote Grid) Updates to grid topology to minimize risk of ignition in HFTDs Remote GridWLDFRContact from objectAggregated | WLDFR | HFTD - Distribution - Tier 3 - 1QU CoRE ¦ 3QU LoRE | Non-Red Flag Warning - Catastrophic Fires | Contact from object | Aggregated | 2048 | 1.2498e-06 | 56.2394 | 7.0286e-05 | 2048 | Mitigation | 0.95 | 45 | 0 | esc | 0.00097009 | 1.2124e-09 | 0.00097009 | 1.2124e-09 | 0.0027785 | 2.0232e-09 | 0 | 0
[120 empty] | 7.3.3.17.5 (Remote Grid) Updates to grid topology to minimize risk of ignition in HFTDs Remote GridWLDFRContact from objectAggregated | WLDFR | HFTD - Distribution - Tier 3 - 1QU CoRE ¦ 3QU LoRE | Non-Red Flag Warning - Catastrophic Fires | Contact from object | Aggregated | 2049 | 1.2498e-06 | 56.2394 | 7.0286e-05 | 2049 | Mitigation | 0.95 | 45 | 0 | esc | 0.00097009 | 1.2124e-09 | 0.00097009 | 1.2124e-09 | 0.0027785 | 2.0232e-09 | 0 | 0
[120 empty] | 7.3.3.17.5 (Remote Grid) Updates to grid topology to minimize risk of ignition in HFTDs Remote GridWLDFRContact from objectAggregated | WLDFR | HFTD - Distribution - Tier 3 - 1QU CoRE ¦ 3QU LoRE | Non-Red Flag Warning - Catastrophic Fires | Contact from object | Aggregated | 2050 | 1.2498e-06 | 56.2394 | 7.0286e-05 | 2050 | Mitigation | 0.95 | 45 | 0 | esc | 0.00097009 | 1.2124e-09 | 0.00097009 | 1.2124e-09 | 0.0027785 | 2.0232e-09 | 0.0092336 | 3.2401e-08
[120 empty] | 7.3.3.17.5 (Remote Grid) Updates to grid topology to minimize risk of ignition in HFTDs Remote GridWLDFRContact from objectAggregated | WLDFR | HFTD - Distribution - Tier 3 - 1QU CoRE ¦ 3QU LoRE | Non-Red Flag Warning - Catastrophic Fires | Contact from object | Aggregated | 2051 | 1.2498e-06 | 56.2394 | 7.0286e-05 | 2051 | Mitigation | 0.95 | 45 | 0 | esc | 0.00097009 | 1.2124e-09 | 0.00097009 | 1.2124e-09 | 0.0027785 | 2.0232e-09 | 0.0092336 | 3.2401e-08
[120 empty] | 7.3.3.17.5 (Remote Grid) Updates to grid topology to minimize risk of ignition in HFTDs Remote GridWLDFRContact from objectAggregated | WLDFR | HFTD - Distribution - Tier 3 - 1QU CoRE ¦ 3QU LoRE | Non-Red Flag Warning - Catastrophic Fires | Contact from object | Aggregated | 2052 | 1.2498e-06 | 56.2394 | 7.0286e-05 | 2052 | Mitigation | 0.95 | 45 | 0 | esc | 0.00097009 | 1.2124e-09 | 0.00097009 | 1.2124e-09 | 0.0027785 | 2.0232e-09 | 0.0092336 | 3.2401e-08
[120 empty] | 7.3.3.17.5 (Remote Grid) Updates to grid topology to minimize risk of ignition in HFTDs Remote GridWLDFRContact from objectAggregated | WLDFR | HFTD - Distribution - Tier 3 - 1QU CoRE ¦ 3QU LoRE | Non-Red Flag Warning - Catastrophic Fires | Contact from object | Aggregated | 2053 | 1.2498e-06 | 56.2394 | 7.0286e-05 | 2053 | Mitigation | 0.95 | 45 | 0 | esc | 0.00097009 | 1.2124e-09 | 0.00097009 | 1.2124e-09 | 0.0027785 | 2.0232e-09 | 0.0092336 | 3.2401e-08
[120 empty] | 7.3.3.17.5 (Remote Grid) Updates to grid topology to minimize risk of ignition in HFTDs Remote GridWLDFRContact from objectAggregated | WLDFR | HFTD - Distribution - Tier 3 - 1QU CoRE ¦ 3QU LoRE | Non-Red Flag Warning - Catastrophic Fires | Contact from object | Aggregated | 2054 | 1.2498e-06 | 56.2394 | 7.0286e-05 | 2054 | Mitigation | 0.95 | 45 | 0 | esc | 0.00097009 | 1.2124e-09 | 0.00097009 | 1.2124e-09 | 0.0027785 | 2.0232e-09 | 0.0092336 | 3.2401e-08
[120 empty] | 7.3.3.17.5 (Remote Grid) Updates to grid topology to minimize risk of ignition in HFTDs Remote GridWLDFRContact from objectAggregated | WLDFR | HFTD - Distribution - Tier 3 - 1QU CoRE ¦ 3QU LoRE | Non-Red Flag Warning - Catastrophic Fires | Contact from object | Aggregated | 2055 | 1.2498e-06 | 56.2394 | 7.0286e-05 | 2055 | Mitigation | 0.95 | 45 | 0 | esc | 0.00097009 | 1.2124e-09 | 0.00097009 | 1.2124e-09 | 0.0027785 | 2.0232e-09 | 0.0092336 | 3.2401e-08
[120 empty] | 7.3.3.17.5 (Remote Grid) Updates to grid topology to minimize risk of ignition in HFTDs Remote GridWLDFRContact from objectAggregated | WLDFR | HFTD - Distribution - Tier 3 - 1QU CoRE ¦ 3QU LoRE | Non-Red Flag Warning - Catastrophic Fires | Contact from object | Aggregated | 2056 | 1.2498e-06 | 56.2394 | 7.0286e-05 | 2056 | Mitigation | 0.95 | 45 | 0 | esc | 0.00097009 | 1.2124e-09 | 0.00097009 | 1.2124e-09 | 0.0027785 | 2.0232e-09 | 0.0092336 | 3.2401e-08
[120 empty] | 7.3.3.17.5 (Remote Grid) Updates to grid topology to minimize risk of ignition in HFTDs Remote GridWLDFRContact from objectAggregated | WLDFR | HFTD - Distribution - Tier 3 - 1QU CoRE ¦ 3QU LoRE | Non-Red Flag Warning - Catastrophic Fires | Contact from object | Aggregated | 2057 | 1.2498e-06 | 56.2394 | 7.0286e-05 | 2057 | Mitigation | 0.95 | 45 | 0 | esc | 0.00097009 | 1.2124e-09 | 0.00097009 | 1.2124e-09 | 0.0027785 | 2.0232e-09 | 0.0092336 | 3.2401e-08
[120 empty] | 7.3.3.17.5 (Remote Grid) Updates to grid topology to minimize risk of ignition in HFTDs Remote GridWLDFRContact from objectAggregated | WLDFR | HFTD - Distribution - Tier 3 - 1QU CoRE ¦ 3QU LoRE | Non-Red Flag Warning - Catastrophic Fires | Contact from object | Aggregated | 2058 | 1.2498e-06 | 56.2394 | 7.0286e-05 | 2058 | Mitigation | 0.95 | 45 | 0 | esc | 0.00097009 | 1.2124e-09 | 0.00097009 | 1.2124e-09 | 0.0027785 | 2.0232e-09 | 0.0092336 | 3.2401e-08
[120 empty] | 7.3.3.17.5 (Remote Grid) Updates to grid topology to minimize risk of ignition in HFTDs Remote GridWLDFRContact from objectAggregated | WLDFR | HFTD - Distribution - Tier 3 - 1QU CoRE ¦ 3QU LoRE | Non-Red Flag Warning - Catastrophic Fires | Contact from object | Aggregated | 2059 | 1.2498e-06 | 56.2394 | 7.0286e-05 | 2059 | Mitigation | 0.95 | 45 | 0 | esc | 0.00097009 | 1.2124e-09 | 0.00097009 | 1.2124e-09 | 0.0027785 | 2.0232e-09 | 0.0092336 | 3.2401e-08
[120 empty] | 7.3.3.17.5 (Remote Grid) Updates to grid topology to minimize risk of ignition in HFTDs Remote GridWLDFRContact from objectAggregated | WLDFR | HFTD - Distribution - Tier 3 - 1QU CoRE ¦ 3QU LoRE | Non-Red Flag Warning - Catastrophic Fires | Contact from object | Aggregated | 2060 | 1.2498e-06 | 56.2394 | 7.0286e-05 | 2060 | Mitigation | 0.95 | 45 | 0 | esc | 0.00097009 | 1.2124e-09 | 0.00097009 | 1.2124e-09 | 0.0027785 | 2.0232e-09 | 0.0092336 | 3.2401e-08
[120 empty] | 7.3.3.17.5 (Remote Grid) Updates to grid topology to minimize risk of ignition in HFTDs Remote GridWLDFRContact from objectAggregated | WLDFR | HFTD - Distribution - Tier 3 - 1QU CoRE ¦ 3QU LoRE | Non-Red Flag Warning - Catastrophic Fires | Contact from object | Aggregated | 2061 | 1.2498e-06 | 56.2394 | 7.0286e-05 | 2061 | Mitigation | 0.95 | 45 | 0 | esc | 0.00097009 | 1.2124e-09 | 0.00097009 | 1.2124e-09 | 0.0027785 | 2.0232e-09 | 0.0092336 | 3.2401e-08
[120 empty] | 7.3.3.17.5 (Remote Grid) Updates to grid topology to minimize risk of ignition in HFTDs Remote GridWLDFRContact from objectAggregated | WLDFR | HFTD - Distribution - Tier 3 - 1QU CoRE ¦ 3QU LoRE | Non-Red Flag Warning - Catastrophic Fires | Contact from object | Aggregated | 2062 | 1.2498e-06 | 56.2394 | 7.0286e-05 | 2062 | Mitigation | 0.95 | 45 | 0 | esc | 0.00097009 | 1.2124e-09 | 0.00097009 | 1.2124e-09 | 0.0027785 | 2.0232e-09 | 0.0092336 | 3.2401e-08
[120 empty] | 7.3.3.17.5 (Remote Grid) Updates to grid topology to minimize risk of ignition in HFTDs Remote GridWLDFRContact from objectAggregated | WLDFR | HFTD - Distribution - Tier 3 - 1QU CoRE ¦ 3QU LoRE | Non-Red Flag Warning - Catastrophic Fires | Contact from object | Aggregated | 2063 | 1.2498e-06 | 56.2394 | 7.0286e-05 | 2063 | Mitigation | 0.95 | 45 | 0 | esc | 0.00097009 | 1.2124e-09 | 0.00097009 | 1.2124e-09 | 0.0027785 | 2.0232e-09 | 0.0092336 | 3.2401e-08
[120 empty] | 7.3.3.17.5 (Remote Grid) Updates to grid topology to minimize risk of ignition in HFTDs Remote GridWLDFRContact from objectAggregated | WLDFR | HFTD - Distribution - Tier 3 - 1QU CoRE ¦ 3QU LoRE | Non-Red Flag Warning - Catastrophic Fires | Contact from object | Aggregated | 2064 | 1.2498e-06 | 56.2394 | 7.0286e-05 | 2064 | Mitigation | 0.95 | 45 | 0 | esc | 0.00097009 | 1.2124e-09 | 0.00097009 | 1.2124e-09 | 0.0027785 | 2.0232e-09 | 0.0092336 | 3.2401e-08
[120 empty] | 7.3.3.17.5 (Remote Grid) Updates to grid topology to minimize risk of ignition in HFTDs Remote GridWLDFRContact from objectAggregated | WLDFR | HFTD - Distribution - Tier 3 - 1QU CoRE ¦ 3QU LoRE | Non-Red Flag Warning - Catastrophic Fires | Contact from object | Aggregated | 2065 | 1.2498e-06 | 56.2394 | 7.0286e-05 | 2065 | Mitigation | 0.95 | 45 | 0 | esc | 0.00097009 | 1.2124e-09 | 0.00097009 | 1.2124e-09 | 0.0027785 | 2.0232e-09 | 0.0092336 | 3.2401e-08
[120 empty] | 7.3.3.17.5 (Remote Grid) Updates to grid topology to minimize risk of ignition in HFTDs Remote GridWLDFRContact from objectAggregated | WLDFR | HFTD - Distribution - Tier 3 - 1QU CoRE ¦ 3QU LoRE | Non-Red Flag Warning - Catastrophic Fires | Contact from object | Aggregated | 2066 | 1.2498e-06 | 56.2394 | 7.0286e-05 | 2066 | Mitigation | 0.95 | 45 | 0 | esc | 0.00097009 | 1.2124e-09 | 0.00097009 | 1.2124e-09 | 0.0027785 | 2.0232e-09 | 0.0092336 | 3.2401e-08
[120 empty] | 7.3.3.17.5 (Remote Grid) Updates to grid topology to minimize risk of ignition in HFTDs Remote GridWLDFRContact from objectAggregated | WLDFR | HFTD - Distribution - Tier 3 - 1QU CoRE ¦ 3QU LoRE | Non-Red Flag Warning - Catastrophic Fires | Contact from object | Aggregated | 2067 | 1.2498e-06 | 56.2394 | 7.0286e-05 | 2067 | Mitigation | 0.95 | 45 | 0 | esc | 0 | 0 | 0.00097009 | 1.2124e-09 | 0.0027785 | 2.0232e-09 | 0.0092336 | 3.2401e-08
[120 empty] | 7.3.3.17.5 (Remote Grid) Updates to grid topology to minimize risk of ignition in HFTDs Remote GridWLDFRContaminationAggregated | WLDFR | HFTD - Distribution - Tier 3 - 1QU CoRE ¦ 3QU LoRE | Non-Red Flag Warning - Catastrophic Fires | Contamination | Aggregated | 2022 | 7.202e-08 | 56.2394 | 4.0503e-06 | 2022 | Mitigation | 0.95 | 45 | 0 | esc | 0.00097009 | 6.9865e-11 | 0 | 0 | 0.0027785 | 2.0232e-09 | 0.0092336 | 3.2401e-08
[120 empty] | 7.3.3.17.5 (Remote Grid) Updates to grid topology to minimize risk of ignition in HFTDs Remote GridWLDFRContaminationAggregated | WLDFR | HFTD - Distribution - Tier 3 - 1QU CoRE ¦ 3QU LoRE | Non-Red Flag Warning - Catastrophic Fires | Contamination | Aggregated | 2023 | 7.202e-08 | 56.2394 | 4.0503e-06 | 2023 | Mitigation | 0.95 | 45 | 0 | esc | 0.00097009 | 6.9865e-11 | 0.00097009 | 6.9865e-11 | 0.0027785 | 2.0232e-09 | 0.0092336 | 3.2401e-08
[120 empty] | 7.3.3.17.5 (Remote Grid) Updates to grid topology to minimize risk of ignition in HFTDs Remote GridWLDFRContaminationAggregated | WLDFR | HFTD - Distribution - Tier 3 - 1QU CoRE ¦ 3QU LoRE | Non-Red Flag Warning - Catastrophic Fires | Contamination | Aggregated | 2024 | 7.202e-08 | 56.2394 | 4.0503e-06 | 2024 | Mitigation | 0.95 | 45 | 0 | esc | 0.00097009 | 6.9865e-11 | 0.00097009 | 6.9865e-11 | 0 | 0 | 0.0092336 | 3.2401e-08
[120 empty] | 7.3.3.17.5 (Remote Grid) Updates to grid topology to minimize risk of ignition in HFTDs Remote GridWLDFRContaminationAggregated | WLDFR | HFTD - Distribution - Tier 3 - 1QU CoRE ¦ 3QU LoRE | Non-Red Flag Warning - Catastrophic Fires | Contamination | Aggregated | 2025 | 7.202e-08 | 56.2394 | 4.0503e-06 | 2025 | Mitigation | 0.95 | 45 | 0 | esc | 0.00097009 | 6.9865e-11 | 0.00097009 | 6.9865e-11 | 0.0027785 | 3.5531e-09 | 0.0092336 | 3.2401e-08
[120 empty] | 7.3.3.17.5 (Remote Grid) Updates to grid topology to minimize risk of ignition in HFTDs Remote GridWLDFRContaminationAggregated | WLDFR | HFTD - Distribution - Tier 3 - 1QU CoRE ¦ 3QU LoRE | Non-Red Flag Warning - Catastrophic Fires | Contamination | Aggregated | 2026 | 7.202e-08 | 56.2394 | 4.0503e-06 | 2026 | Mitigation | 0.95 | 45 | 0 | esc | 0.00097009 | 6.9865e-11 | 0.00097009 | 6.9865e-11 | 0.0027785 | 3.5531e-09 | 0.0092336 | 3.2401e-08
[120 empty] | 7.3.3.17.5 (Remote Grid) Updates to grid topology to minimize risk of ignition in HFTDs Remote GridWLDFRContaminationAggregated | WLDFR | HFTD - Distribution - Tier 3 - 1QU CoRE ¦ 3QU LoRE | Non-Red Flag Warning - Catastrophic Fires | Contamination | Aggregated | 2027 | 7.202e-08 | 56.2394 | 4.0503e-06 | 2027 | Mitigation | 0.95 | 45 | 0 | esc | 0.00097009 | 6.9865e-11 | 0.00097009 | 6.9865e-11 | 0.0027785 | 3.5531e-09 | 0.0092336 | 3.2401e-08
[120 empty] | 7.3.3.17.5 (Remote Grid) Updates to grid topology to minimize risk of ignition in HFTDs Remote GridWLDFRContaminationAggregated | WLDFR | HFTD - Distribution - Tier 3 - 1QU CoRE ¦ 3QU LoRE | Non-Red Flag Warning - Catastrophic Fires | Contamination | Aggregated | 2028 | 7.202e-08 | 56.2394 | 4.0503e-06 | 2028 | Mitigation | 0.95 | 45 | 0 | esc | 0.00097009 | 6.9865e-11 | 0.00097009 | 6.9865e-11 | 0.0027785 | 3.5531e-09 | 0.0092336 | 3.2401e-08
[120 empty] | 7.3.3.17.5 (Remote Grid) Updates to grid topology to minimize risk of ignition in HFTDs Remote GridWLDFRContaminationAggregated | WLDFR | HFTD - Distribution - Tier 3 - 1QU CoRE ¦ 3QU LoRE | Non-Red Flag Warning - Catastrophic Fires | Contamination | Aggregated | 2029 | 7.202e-08 | 56.2394 | 4.0503e-06 | 2029 | Mitigation | 0.95 | 45 | 0 | esc | 0.00097009 | 6.9865e-11 | 0.00097009 | 6.9865e-11 | 0.0027785 | 3.5531e-09 | 0.0092336 | 3.2401e-08
[120 empty] | 7.3.3.17.5 (Remote Grid) Updates to grid topology to minimize risk of ignition in HFTDs Remote GridWLDFRContaminationAggregated | WLDFR | HFTD - Distribution - Tier 3 - 1QU CoRE ¦ 3QU LoRE | Non-Red Flag Warning - Catastrophic Fires | Contamination | Aggregated | 2030 | 7.202e-08 | 56.2394 | 4.0503e-06 | 2030 | Mitigation | 0.95 | 45 | 0 | esc | 0.00097009 | 6.9865e-11 | 0.00097009 | 6.9865e-11 | 0.0027785 | 3.5531e-09 | 0.0092336 | 3.2401e-08
[120 empty] | 7.3.3.17.5 (Remote Grid) Updates to grid topology to minimize risk of ignition in HFTDs Remote GridWLDFRContaminationAggregated | WLDFR | HFTD - Distribution - Tier 3 - 1QU CoRE ¦ 3QU LoRE | Non-Red Flag Warning - Catastrophic Fires | Contamination | Aggregated | 2031 | 7.202e-08 | 56.2394 | 4.0503e-06 | 2031 | Mitigation | 0.95 | 45 | 0 | esc | 0.00097009 | 6.9865e-11 | 0.00097009 | 6.9865e-11 | 0.0027785 | 3.5531e-09 | 0.0092336 | 3.2401e-08
[120 empty] | 7.3.3.17.5 (Remote Grid) Updates to grid topology to minimize risk of ignition in HFTDs Remote GridWLDFRContaminationAggregated | WLDFR | HFTD - Distribution - Tier 3 - 1QU CoRE ¦ 3QU LoRE | Non-Red Flag Warning - Catastrophic Fires | Contamination | Aggregated | 2032 | 7.202e-08 | 56.2394 | 4.0503e-06 | 2032 | Mitigation | 0.95 | 45 | 0 | esc | 0.00097009 | 6.9865e-11 | 0.00097009 | 6.9865e-11 | 0.0027785 | 3.5531e-09 | 0.0092336 | 3.2401e-08
[120 empty] | 7.3.3.17.5 (Remote Grid) Updates to grid topology to minimize risk of ignition in HFTDs Remote GridWLDFRContaminationAggregated | WLDFR | HFTD - Distribution - Tier 3 - 1QU CoRE ¦ 3QU LoRE | Non-Red Flag Warning - Catastrophic Fires | Contamination | Aggregated | 2033 | 7.202e-08 | 56.2394 | 4.0503e-06 | 2033 | Mitigation | 0.95 | 45 | 0 | esc | 0.00097009 | 6.9865e-11 | 0.00097009 | 6.9865e-11 | 0.0027785 | 3.5531e-09 | 0.0092336 | 3.2401e-08
[120 empty] | 7.3.3.17.5 (Remote Grid) Updates to grid topology to minimize risk of ignition in HFTDs Remote GridWLDFRContaminationAggregated | WLDFR | HFTD - Distribution - Tier 3 - 1QU CoRE ¦ 3QU LoRE | Non-Red Flag Warning - Catastrophic Fires | Contamination | Aggregated | 2034 | 7.202e-08 | 56.2394 | 4.0503e-06 | 2034 | Mitigation | 0.95 | 45 | 0 | esc | 0.00097009 | 6.9865e-11 | 0.00097009 | 6.9865e-11 | 0.0027785 | 3.5531e-09 | 0 | 0
[120 empty] | 7.3.3.17.5 (Remote Grid) Updates to grid topology to minimize risk of ignition in HFTDs Remote GridWLDFRContaminationAggregated | WLDFR | HFTD - Distribution - Tier 3 - 1QU CoRE ¦ 3QU LoRE | Non-Red Flag Warning - Catastrophic Fires | Contamination | Aggregated | 2035 | 7.202e-08 | 56.2394 | 4.0503e-06 | 2035 | Mitigation | 0.95 | 45 | 0 | esc | 0.00097009 | 6.9865e-11 | 0.00097009 | 6.9865e-11 | 0.0027785 | 3.5531e-09 | 0 | 0
[120 empty] | 7.3.3.17.5 (Remote Grid) Updates to grid topology to minimize risk of ignition in HFTDs Remote GridWLDFRContaminationAggregated | WLDFR | HFTD - Distribution - Tier 3 - 1QU CoRE ¦ 3QU LoRE | Non-Red Flag Warning - Catastrophic Fires | Contamination | Aggregated | 2036 | 7.202e-08 | 56.2394 | 4.0503e-06 | 2036 | Mitigation | 0.95 | 45 | 0 | esc | 0.00097009 | 6.9865e-11 | 0.00097009 | 6.9865e-11 | 0.0027785 | 3.5531e-09 | 0.0033164 | 5.6761e-07
[120 empty] | 7.3.3.17.5 (Remote Grid) Updates to grid topology to minimize risk of ignition in HFTDs Remote GridWLDFRContaminationAggregated | WLDFR | HFTD - Distribution - Tier 3 - 1QU CoRE ¦ 3QU LoRE | Non-Red Flag Warning - Catastrophic Fires | Contamination | Aggregated | 2037 | 7.202e-08 | 56.2394 | 4.0503e-06 | 2037 | Mitigation | 0.95 | 45 | 0 | esc | 0.00097009 | 6.9865e-11 | 0.00097009 | 6.9865e-11 | 0.0027785 | 3.5531e-09 | 0.0033164 | 5.6761e-07
[120 empty] | 7.3.3.17.5 (Remote Grid) Updates to grid topology to minimize risk of ignition in HFTDs Remote GridWLDFRContaminationAggregated | WLDFR | HFTD - Distribution - Tier 3 - 1QU CoRE ¦ 3QU LoRE | Non-Red Flag Warning - Catastrophic Fires | Contamination | Aggregated | 2038 | 7.202e-08 | 56.2394 | 4.0503e-06 | 2038 | Mitigation | 0.95 | 45 | 0 | esc | 0.00097009 | 6.9865e-11 | 0.00097009 | 6.9865e-11 | 0.0027785 | 3.5531e-09 | 0.0033164 | 5.6761e-07
[120 empty] | 7.3.3.17.5 (Remote Grid) Updates to grid topology to minimize risk of ignition in HFTDs Remote GridWLDFRContaminationAggregated | WLDFR | HFTD - Distribution - Tier 3 - 1QU CoRE ¦ 3QU LoRE | Non-Red Flag Warning - Catastrophic Fires | Contamination | Aggregated | 2039 | 7.202e-08 | 56.2394 | 4.0503e-06 | 2039 | Mitigation | 0.95 | 45 | 0 | esc | 0.00097009 | 6.9865e-11 | 0.00097009 | 6.9865e-11 | 0.0027785 | 3.5531e-09 | 0.0033164 | 5.6761e-07
[120 empty] | 7.3.3.17.5 (Remote Grid) Updates to grid topology to minimize risk of ignition in HFTDs Remote GridWLDFRContaminationAggregated | WLDFR | HFTD - Distribution - Tier 3 - 1QU CoRE ¦ 3QU LoRE | Non-Red Flag Warning - Catastrophic Fires | Contamination | Aggregated | 2040 | 7.202e-08 | 56.2394 | 4.0503e-06 | 2040 | Mitigation | 0.95 | 45 | 0 | esc | 0.00097009 | 6.9865e-11 | 0.00097009 | 6.9865e-11 | 0.0027785 | 3.5531e-09 | 0.0033164 | 5.6761e-07
[120 empty] | 7.3.3.17.5 (Remote Grid) Updates to grid topology to minimize risk of ignition in HFTDs Remote GridWLDFRContaminationAggregated | WLDFR | HFTD - Distribution - Tier 3 - 1QU CoRE ¦ 3QU LoRE | Non-Red Flag Warning - Catastrophic Fires | Contamination | Aggregated | 2041 | 7.202e-08 | 56.2394 | 4.0503e-06 | 2041 | Mitigation | 0.95 | 45 | 0 | esc | 0.00097009 | 6.9865e-11 | 0.00097009 | 6.9865e-11 | 0.0027785 | 3.5531e-09 | 0.0033164 | 5.6761e-07
[120 empty] | 7.3.3.17.5 (Remote Grid) Updates to grid topology to minimize risk of ignition in HFTDs Remote GridWLDFRContaminationAggregated | WLDFR | HFTD - Distribution - Tier 3 - 1QU CoRE ¦ 3QU LoRE | Non-Red Flag Warning - Catastrophic Fires | Contamination | Aggregated | 2042 | 7.202e-08 | 56.2394 | 4.0503e-06 | 2042 | Mitigation | 0.95 | 45 | 0 | esc | 0.00097009 | 6.9865e-11 | 0.00097009 | 6.9865e-11 | 0.0027785 | 3.5531e-09 | 0.0033164 | 5.6761e-07
[120 empty] | 7.3.3.17.5 (Remote Grid) Updates to grid topology to minimize risk of ignition in HFTDs Remote GridWLDFRContaminationAggregated | WLDFR | HFTD - Distribution - Tier 3 - 1QU CoRE ¦ 3QU LoRE | Non-Red Flag Warning - Catastrophic Fires | Contamination | Aggregated | 2043 | 7.202e-08 | 56.2394 | 4.0503e-06 | 2043 | Mitigation | 0.95 | 45 | 0 | esc | 0.00097009 | 6.9865e-11 | 0.00097009 | 6.9865e-11 | 0.0027785 | 3.5531e-09 | 0.0033164 | 5.6761e-07
[120 empty] | 7.3.3.17.5 (Remote Grid) Updates to grid topology to minimize risk of ignition in HFTDs Remote GridWLDFRContaminationAggregated | WLDFR | HFTD - Distribution - Tier 3 - 1QU CoRE ¦ 3QU LoRE | Non-Red Flag Warning - Catastrophic Fires | Contamination | Aggregated | 2044 | 7.202e-08 | 56.2394 | 4.0503e-06 | 2044 | Mitigation | 0.95 | 45 | 0 | esc | 0.00097009 | 6.9865e-11 | 0.00097009 | 6.9865e-11 | 0.0027785 | 3.5531e-09 | 0.0033164 | 5.6761e-07
[120 empty] | 7.3.3.17.5 (Remote Grid) Updates to grid topology to minimize risk of ignition in HFTDs Remote GridWLDFRContaminationAggregated | WLDFR | HFTD - Distribution - Tier 3 - 1QU CoRE ¦ 3QU LoRE | Non-Red Flag Warning - Catastrophic Fires | Contamination | Aggregated | 2045 | 7.202e-08 | 56.2394 | 4.0503e-06 | 2045 | Mitigation | 0.95 | 45 | 0 | esc | 0.00097009 | 6.9865e-11 | 0.00097009 | 6.9865e-11 | 0.0027785 | 3.5531e-09 | 0.0033164 | 5.6761e-07
[120 empty] | 7.3.3.17.5 (Remote Grid) Updates to grid topology to minimize risk of ignition in HFTDs Remote GridWLDFRContaminationAggregated | WLDFR | HFTD - Distribution - Tier 3 - 1QU CoRE ¦ 3QU LoRE | Non-Red Flag Warning - Catastrophic Fires | Contamination | Aggregated | 2046 | 7.202e-08 | 56.2394 | 4.0503e-06 | 2046 | Mitigation | 0.95 | 45 | 0 | esc | 0.00097009 | 6.9865e-11 | 0.00097009 | 6.9865e-11 | 0.0027785 | 3.5531e-09 | 0.0033164 | 5.6761e-07
[120 empty] | 7.3.3.17.5 (Remote Grid) Updates to grid topology to minimize risk of ignition in HFTDs Remote GridWLDFRContaminationAggregated | WLDFR | HFTD - Distribution - Tier 3 - 1QU CoRE ¦ 3QU LoRE | Non-Red Flag Warning - Catastrophic Fires | Contamination | Aggregated | 2047 | 7.202e-08 | 56.2394 | 4.0503e-06 | 2047 | Mitigation | 0.95 | 45 | 0 | esc | 0.00097009 | 6.9865e-11 | 0.00097009 | 6.9865e-11 | 0.0027785 | 3.5531e-09 | 0.0033164 | 5.6761e-07
[120 empty] | 7.3.3.17.5 (Remote Grid) Updates to grid topology to minimize risk of ignition in HFTDs Remote GridWLDFRContaminationAggregated | WLDFR | HFTD - Distribution - Tier 3 - 1QU CoRE ¦ 3QU LoRE | Non-Red Flag Warning - Catastrophic Fires | Contamination | Aggregated | 2048 | 7.202e-08 | 56.2394 | 4.0503e-06 | 2048 | Mitigation | 0.95 | 45 | 0 | esc | 0.00097009 | 6.9865e-11 | 0.00097009 | 6.9865e-11 | 0.0027785 | 3.5531e-09 | 0.0033164 | 5.6761e-07
[120 empty] | 7.3.3.17.5 (Remote Grid) Updates to grid topology to minimize risk of ignition in HFTDs Remote GridWLDFRContaminationAggregated | WLDFR | HFTD - Distribution - Tier 3 - 1QU CoRE ¦ 3QU LoRE | Non-Red Flag Warning - Catastrophic Fires | Contamination | Aggregated | 2049 | 7.202e-08 | 56.2394 | 4.0503e-06 | 2049 | Mitigation | 0.95 | 45 | 0 | esc | 0.00097009 | 6.9865e-11 | 0.00097009 | 6.9865e-11 | 0.0027785 | 3.5531e-09 | 0.0033164 | 5.6761e-07
[120 empty] | 7.3.3.17.5 (Remote Grid) Updates to grid topology to minimize risk of ignition in HFTDs Remote GridWLDFRContaminationAggregated | WLDFR | HFTD - Distribution - Tier 3 - 1QU CoRE ¦ 3QU LoRE | Non-Red Flag Warning - Catastrophic Fires | Contamination | Aggregated | 2050 | 7.202e-08 | 56.2394 | 4.0503e-06 | 2050 | Mitigation | 0.95 | 45 | 0 | esc | 0.00097009 | 6.9865e-11 | 0.00097009 | 6.9865e-11 | 0.0027785 | 3.5531e-09 | 0.0033164 | 5.6761e-07
[120 empty] | 7.3.3.17.5 (Remote Grid) Updates to grid topology to minimize risk of ignition in HFTDs Remote GridWLDFRContaminationAggregated | WLDFR | HFTD - Distribution - Tier 3 - 1QU CoRE ¦ 3QU LoRE | Non-Red Flag Warning - Catastrophic Fires | Contamination | Aggregated | 2051 | 7.202e-08 | 56.2394 | 4.0503e-06 | 2051 | Mitigation | 0.95 | 45 | 0 | esc | 0.00097009 | 6.9865e-11 | 0.00097009 | 6.9865e-11 | 0.0027785 | 3.5531e-09 | 0.0033164 | 5.6761e-07
[120 empty] | 7.3.3.17.5 (Remote Grid) Updates to grid topology to minimize risk of ignition in HFTDs Remote GridWLDFRContaminationAggregated | WLDFR | HFTD - Distribution - Tier 3 - 1QU CoRE ¦ 3QU LoRE | Non-Red Flag Warning - Catastrophic Fires | Contamination | Aggregated | 2052 | 7.202e-08 | 56.2394 | 4.0503e-06 | 2052 | Mitigation | 0.95 | 45 | 0 | esc | 0.00097009 | 6.9865e-11 | 0.00097009 | 6.9865e-11 | 0.0027785 | 3.5531e-09 | 0.0033164 | 5.6761e-07
[120 empty] | 7.3.3.17.5 (Remote Grid) Updates to grid topology to minimize risk of ignition in HFTDs Remote GridWLDFRContaminationAggregated | WLDFR | HFTD - Distribution - Tier 3 - 1QU CoRE ¦ 3QU LoRE | Non-Red Flag Warning - Catastrophic Fires | Contamination | Aggregated | 2053 | 7.202e-08 | 56.2394 | 4.0503e-06 | 2053 | Mitigation | 0.95 | 45 | 0 | esc | 0.00097009 | 6.9865e-11 | 0.00097009 | 6.9865e-11 | 0.0027785 | 3.5531e-09 | 0.0033164 | 5.6761e-07
[120 empty] | 7.3.3.17.5 (Remote Grid) Updates to grid topology to minimize risk of ignition in HFTDs Remote GridWLDFRContaminationAggregated | WLDFR | HFTD - Distribution - Tier 3 - 1QU CoRE ¦ 3QU LoRE | Non-Red Flag Warning - Catastrophic Fires | Contamination | Aggregated | 2054 | 7.202e-08 | 56.2394 | 4.0503e-06 | 2054 | Mitigation | 0.95 | 45 | 0 | esc | 0.00097009 | 6.9865e-11 | 0.00097009 | 6.9865e-11 | 0.0027785 | 3.5531e-09 | 0.0033164 | 5.6761e-07
[120 empty] | 7.3.3.17.5 (Remote Grid) Updates to grid topology to minimize risk of ignition in HFTDs Remote GridWLDFRContaminationAggregated | WLDFR | HFTD - Distribution - Tier 3 - 1QU CoRE ¦ 3QU LoRE | Non-Red Flag Warning - Catastrophic Fires | Contamination | Aggregated | 2055 | 7.202e-08 | 56.2394 | 4.0503e-06 | 2055 | Mitigation | 0.95 | 45 | 0 | esc | 0.00097009 | 6.9865e-11 | 0.00097009 | 6.9865e-11 | 0.0027785 | 3.5531e-09 | 0.0033164 | 5.6761e-07
[120 empty] | 7.3.3.17.5 (Remote Grid) Updates to grid topology to minimize risk of ignition in HFTDs Remote GridWLDFRContaminationAggregated | WLDFR | HFTD - Distribution - Tier 3 - 1QU CoRE ¦ 3QU LoRE | Non-Red Flag Warning - Catastrophic Fires | Contamination | Aggregated | 2056 | 7.202e-08 | 56.2394 | 4.0503e-06 | 2056 | Mitigation | 0.95 | 45 | 0 | esc | 0.00097009 | 6.9865e-11 | 0.00097009 | 6.9865e-11 | 0.0027785 | 3.5531e-09 | 0.0033164 | 5.6761e-07
[120 empty] | 7.3.3.17.5 (Remote Grid) Updates to grid topology to minimize risk of ignition in HFTDs Remote GridWLDFRContaminationAggregated | WLDFR | HFTD - Distribution - Tier 3 - 1QU CoRE ¦ 3QU LoRE | Non-Red Flag Warning - Catastrophic Fires | Contamination | Aggregated | 2057 | 7.202e-08 | 56.2394 | 4.0503e-06 | 2057 | Mitigation | 0.95 | 45 | 0 | esc | 0.00097009 | 6.9865e-11 | 0.00097009 | 6.9865e-11 | 0.0027785 | 3.5531e-09 | 0.0033164 | 5.6761e-07
[120 empty] | 7.3.3.17.5 (Remote Grid) Updates to grid topology to minimize risk of ignition in HFTDs Remote GridWLDFRContaminationAggregated | WLDFR | HFTD - Distribution - Tier 3 - 1QU CoRE ¦ 3QU LoRE | Non-Red Flag Warning - Catastrophic Fires | Contamination | Aggregated | 2058 | 7.202e-08 | 56.2394 | 4.0503e-06 | 2058 | Mitigation | 0.95 | 45 | 0 | esc | 0.00097009 | 6.9865e-11 | 0.00097009 | 6.9865e-11 | 0.0027785 | 3.5531e-09 | 0.0033164 | 5.6761e-07
[120 empty] | 7.3.3.17.5 (Remote Grid) Updates to grid topology to minimize risk of ignition in HFTDs Remote GridWLDFRContaminationAggregated | WLDFR | HFTD - Distribution - Tier 3 - 1QU CoRE ¦ 3QU LoRE | Non-Red Flag Warning - Catastrophic Fires | Contamination | Aggregated | 2059 | 7.202e-08 | 56.2394 | 4.0503e-06 | 2059 | Mitigation | 0.95 | 45 | 0 | esc | 0.00097009 | 6.9865e-11 | 0.00097009 | 6.9865e-11 | 0.0027785 | 3.5531e-09 | 0.0033164 | 5.6761e-07
[120 empty] | 7.3.3.17.5 (Remote Grid) Updates to grid topology to minimize risk of ignition in HFTDs Remote GridWLDFRContaminationAggregated | WLDFR | HFTD - Distribution - Tier 3 - 1QU CoRE ¦ 3QU LoRE | Non-Red Flag Warning - Catastrophic Fires | Contamination | Aggregated | 2060 | 7.202e-08 | 56.2394 | 4.0503e-06 | 2060 | Mitigation | 0.95 | 45 | 0 | esc | 0.00097009 | 6.9865e-11 | 0.00097009 | 6.9865e-11 | 0.0027785 | 3.5531e-09 | 0.0033164 | 5.6761e-07
[120 empty] | 7.3.3.17.5 (Remote Grid) Updates to grid topology to minimize risk of ignition in HFTDs Remote GridWLDFRContaminationAggregated | WLDFR | HFTD - Distribution - Tier 3 - 1QU CoRE ¦ 3QU LoRE | Non-Red Flag Warning - Catastrophic Fires | Contamination | Aggregated | 2061 | 7.202e-08 | 56.2394 | 4.0503e-06 | 2061 | Mitigation | 0.95 | 45 | 0 | esc | 0.00097009 | 6.9865e-11 | 0.00097009 | 6.9865e-11 | 0.0027785 | 3.5531e-09 | 0.0033164 | 5.6761e-07
[120 empty] | 7.3.3.17.5 (Remote Grid) Updates to grid topology to minimize risk of ignition in HFTDs Remote GridWLDFRContaminationAggregated | WLDFR | HFTD - Distribution - Tier 3 - 1QU CoRE ¦ 3QU LoRE | Non-Red Flag Warning - Catastrophic Fires | Contamination | Aggregated | 2062 | 7.202e-08 | 56.2394 | 4.0503e-06 | 2062 | Mitigation | 0.95 | 45 | 0 | esc | 0.00097009 | 6.9865e-11 | 0.00097009 | 6.9865e-11 | 0.0027785 | 3.5531e-09 | 0.0033164 | 5.6761e-07
[120 empty] | 7.3.3.17.5 (Remote Grid) Updates to grid topology to minimize risk of ignition in HFTDs Remote GridWLDFRContaminationAggregated | WLDFR | HFTD - Distribution - Tier 3 - 1QU CoRE ¦ 3QU LoRE | Non-Red Flag Warning - Catastrophic Fires | Contamination | Aggregated | 2063 | 7.202e-08 | 56.2394 | 4.0503e-06 | 2063 | Mitigation | 0.95 | 45 | 0 | esc | 0.00097009 | 6.9865e-11 | 0.00097009 | 6.9865e-11 | 0.0027785 | 3.5531e-09 | 0.0033164 | 5.6761e-07
[120 empty] | 7.3.3.17.5 (Remote Grid) Updates to grid topology to minimize risk of ignition in HFTDs Remote GridWLDFRContaminationAggregated | WLDFR | HFTD - Distribution - Tier 3 - 1QU CoRE ¦ 3QU LoRE | Non-Red Flag Warning - Catastrophic Fires | Contamination | Aggregated | 2064 | 7.202e-08 | 56.2394 | 4.0503e-06 | 2064 | Mitigation | 0.95 | 45 | 0 | esc | 0.00097009 | 6.9865e-11 | 0.00097009 | 6.9865e-11 | 0.0027785 | 3.5531e-09 | 0.0033164 | 5.6761e-07
[120 empty] | 7.3.3.17.5 (Remote Grid) Updates to grid topology to minimize risk of ignition in HFTDs Remote GridWLDFRContaminationAggregated | WLDFR | HFTD - Distribution - Tier 3 - 1QU CoRE ¦ 3QU LoRE | Non-Red Flag Warning - Catastrophic Fires | Contamination | Aggregated | 2065 | 7.202e-08 | 56.2394 | 4.0503e-06 | 2065 | Mitigation | 0.95 | 45 | 0 | esc | 0.00097009 | 6.9865e-11 | 0.00097009 | 6.9865e-11 | 0.0027785 | 3.5531e-09 | 0.0033164 | 5.6761e-07
[120 empty] | 7.3.3.17.5 (Remote Grid) Updates to grid topology to minimize risk of ignition in HFTDs Remote GridWLDFRContaminationAggregated | WLDFR | HFTD - Distribution - Tier 3 - 1QU CoRE ¦ 3QU LoRE | Non-Red Flag Warning - Catastrophic Fires | Contamination | Aggregated | 2066 | 7.202e-08 | 56.2394 | 4.0503e-06 | 2066 | Mitigation | 0.95 | 45 | 0 | esc | 0.00097009 | 6.9865e-11 | 0.00097009 | 6.9865e-11 | 0.0027785 | 3.5531e-09 | 0 | 0
[120 empty] | 7.3.3.17.5 (Remote Grid) Updates to grid topology to minimize risk of ignition in HFTDs Remote GridWLDFRContaminationAggregated | WLDFR | HFTD - Distribution - Tier 3 - 1QU CoRE ¦ 3QU LoRE | Non-Red Flag Warning - Catastrophic Fires | Contamination | Aggregated | 2067 | 7.202e-08 | 56.2394 | 4.0503e-06 | 2067 | Mitigation | 0.95 | 45 | 0 | esc | 0 | 0 | 0.00097009 | 6.9865e-11 | 0.0027785 | 3.5531e-09 | 0 | 0
[120 empty] | 7.3.3.17.5 (Remote Grid) Updates to grid topology to minimize risk of ignition in HFTDs Remote GridWLDFREquipment / facility failureAggregated | WLDFR | HFTD - Distribution - Tier 3 - 1QU CoRE ¦ 3QU LoRE | Non-Red Flag Warning - Catastrophic Fires | Equipment / facility failure | Aggregated | 2022 | 6.7058e-08 | 56.2394 | 3.7713e-06 | 2022 | Mitigation | 0.95 | 45 | 0 | esc | 0.00097009 | 6.5052e-11 | 0 | 0 | 0.0027785 | 3.5531e-09 | 0.012804 | 8.7343e-09
[120 empty] | 7.3.3.17.5 (Remote Grid) Updates to grid topology to minimize risk of ignition in HFTDs Remote GridWLDFREquipment / facility failureAggregated | WLDFR | HFTD - Distribution - Tier 3 - 1QU CoRE ¦ 3QU LoRE | Non-Red Flag Warning - Catastrophic Fires | Equipment / facility failure | Aggregated | 2023 | 6.7058e-08 | 56.2394 | 3.7713e-06 | 2023 | Mitigation | 0.95 | 45 | 0 | esc | 0.00097009 | 6.5052e-11 | 0.00097009 | 6.5052e-11 | 0.0027785 | 3.5531e-09 | 0.012804 | 8.7343e-09
[120 empty] | 7.3.3.17.5 (Remote Grid) Updates to grid topology to minimize risk of ignition in HFTDs Remote GridWLDFREquipment / facility failureAggregated | WLDFR | HFTD - Distribution - Tier 3 - 1QU CoRE ¦ 3QU LoRE | Non-Red Flag Warning - Catastrophic Fires | Equipment / facility failure | Aggregated | 2024 | 6.7058e-08 | 56.2394 | 3.7713e-06 | 2024 | Mitigation | 0.95 | 45 | 0 | esc | 0.00097009 | 6.5052e-11 | 0.00097009 | 6.5052e-11 | 0.0027785 | 3.5531e-09 | 0.012804 | 8.7343e-09
[120 empty] | 7.3.3.17.5 (Remote Grid) Updates to grid topology to minimize risk of ignition in HFTDs Remote GridWLDFREquipment / facility failureAggregated | WLDFR | HFTD - Distribution - Tier 3 - 1QU CoRE ¦ 3QU LoRE | Non-Red Flag Warning - Catastrophic Fires | Equipment / facility failure | Aggregated | 2025 | 6.7058e-08 | 56.2394 | 3.7713e-06 | 2025 | Mitigation | 0.95 | 45 | 0 | esc | 0.00097009 | 6.5052e-11 | 0.00097009 | 6.5052e-11 | 0.0027785 | 3.5531e-09 | 0.012804 | 8.7343e-09
[120 empty] | 7.3.3.17.5 (Remote Grid) Updates to grid topology to minimize risk of ignition in HFTDs Remote GridWLDFREquipment / facility failureAggregated | WLDFR | HFTD - Distribution - Tier 3 - 1QU CoRE ¦ 3QU LoRE | Non-Red Flag Warning - Catastrophic Fires | Equipment / facility failure | Aggregated | 2026 | 6.7058e-08 | 56.2394 | 3.7713e-06 | 2026 | Mitigation | 0.95 | 45 | 0 | esc | 0.00097009 | 6.5052e-11 | 0.00097009 | 6.5052e-11 | 0.0027785 | 3.5531e-09 | 0.012804 | 8.7343e-09
[120 empty] | 7.3.3.17.5 (Remote Grid) Updates to grid topology to minimize risk of ignition in HFTDs Remote GridWLDFREquipment / facility failureAggregated | WLDFR | HFTD - Distribution - Tier 3 - 1QU CoRE ¦ 3QU LoRE | Non-Red Flag Warning - Catastrophic Fires | Equipment / facility failure | Aggregated | 2027 | 6.7058e-08 | 56.2394 | 3.7713e-06 | 2027 | Mitigation | 0.95 | 45 | 0 | esc | 0.00097009 | 6.5052e-11 | 0.00097009 | 6.5052e-11 | 0.0027785 | 3.5531e-09 | 0.012804 | 8.7343e-09
[120 empty] | 7.3.3.17.5 (Remote Grid) Updates to grid topology to minimize risk of ignition in HFTDs Remote GridWLDFREquipment / facility failureAggregated | WLDFR | HFTD - Distribution - Tier 3 - 1QU CoRE ¦ 3QU LoRE | Non-Red Flag Warning - Catastrophic Fires | Equipment / facility failure | Aggregated | 2028 | 6.7058e-08 | 56.2394 | 3.7713e-06 | 2028 | Mitigation | 0.95 | 45 | 0 | esc | 0.00097009 | 6.5052e-11 | 0.00097009 | 6.5052e-11 | 0 | 0 | 0.012804 | 8.7343e-09
[120 empty] | 7.3.3.17.5 (Remote Grid) Updates to grid topology to minimize risk of ignition in HFTDs Remote GridWLDFREquipment / facility failureAggregated | WLDFR | HFTD - Distribution - Tier 3 - 1QU CoRE ¦ 3QU LoRE | Non-Red Flag Warning - Catastrophic Fires | Equipment / facility failure | Aggregated | 2029 | 6.7058e-08 | 56.2394 | 3.7713e-06 | 2029 | Mitigation | 0.95 | 45 | 0 | esc | 0.00097009 | 6.5052e-11 | 0.00097009 | 6.5052e-11 | 0.0027785 | 2.8016e-08 | 0.012804 | 8.7343e-09
[120 empty] | 7.3.3.17.5 (Remote Grid) Updates to grid topology to minimize risk of ignition in HFTDs Remote GridWLDFREquipment / facility failureAggregated | WLDFR | HFTD - Distribution - Tier 3 - 1QU CoRE ¦ 3QU LoRE | Non-Red Flag Warning - Catastrophic Fires | Equipment / facility failure | Aggregated | 2030 | 6.7058e-08 | 56.2394 | 3.7713e-06 | 2030 | Mitigation | 0.95 | 45 | 0 | esc | 0.00097009 | 6.5052e-11 | 0.00097009 | 6.5052e-11 | 0.0027785 | 2.8016e-08 | 0.012804 | 8.7343e-09
[120 empty] | 7.3.3.17.5 (Remote Grid) Updates to grid topology to minimize risk of ignition in HFTDs Remote GridWLDFREquipment / facility failureAggregated | WLDFR | HFTD - Distribution - Tier 3 - 1QU CoRE ¦ 3QU LoRE | Non-Red Flag Warning - Catastrophic Fires | Equipment / facility failure | Aggregated | 2031 | 6.7058e-08 | 56.2394 | 3.7713e-06 | 2031 | Mitigation | 0.95 | 45 | 0 | esc | 0.00097009 | 6.5052e-11 | 0.00097009 | 6.5052e-11 | 0.0027785 | 2.8016e-08 | 0.012804 | 8.7343e-09
[120 empty] | 7.3.3.17.5 (Remote Grid) Updates to grid topology to minimize risk of ignition in HFTDs Remote GridWLDFREquipment / facility failureAggregated | WLDFR | HFTD - Distribution - Tier 3 - 1QU CoRE ¦ 3QU LoRE | Non-Red Flag Warning - Catastrophic Fires | Equipment / facility failure | Aggregated | 2032 | 6.7058e-08 | 56.2394 | 3.7713e-06 | 2032 | Mitigation | 0.95 | 45 | 0 | esc | 0.00097009 | 6.5052e-11 | 0.00097009 | 6.5052e-11 | 0.0027785 | 2.8016e-08 | 0.012804 | 8.7343e-09
[120 empty] | 7.3.3.17.5 (Remote Grid) Updates to grid topology to minimize risk of ignition in HFTDs Remote GridWLDFREquipment / facility failureAggregated | WLDFR | HFTD - Distribution - Tier 3 - 1QU CoRE ¦ 3QU LoRE | Non-Red Flag Warning - Catastrophic Fires | Equipment / facility failure | Aggregated | 2033 | 6.7058e-08 | 56.2394 | 3.7713e-06 | 2033 | Mitigation | 0.95 | 45 | 0 | esc | 0.00097009 | 6.5052e-11 | 0.00097009 | 6.5052e-11 | 0.0027785 | 2.8016e-08 | 0.012804 | 8.7343e-09
[120 empty] | 7.3.3.17.5 (Remote Grid) Updates to grid topology to minimize risk of ignition in HFTDs Remote GridWLDFREquipment / facility failureAggregated | WLDFR | HFTD - Distribution - Tier 3 - 1QU CoRE ¦ 3QU LoRE | Non-Red Flag Warning - Catastrophic Fires | Equipment / facility failure | Aggregated | 2034 | 6.7058e-08 | 56.2394 | 3.7713e-06 | 2034 | Mitigation | 0.95 | 45 | 0 | esc | 0.00097009 | 6.5052e-11 | 0.00097009 | 6.5052e-11 | 0.0027785 | 2.8016e-08 | 0.012804 | 8.7343e-09
[120 empty] | 7.3.3.17.5 (Remote Grid) Updates to grid topology to minimize risk of ignition in HFTDs Remote GridWLDFREquipment / facility failureAggregated | WLDFR | HFTD - Distribution - Tier 3 - 1QU CoRE ¦ 3QU LoRE | Non-Red Flag Warning - Catastrophic Fires | Equipment / facility failure | Aggregated | 2035 | 6.7058e-08 | 56.2394 | 3.7713e-06 | 2035 | Mitigation | 0.95 | 45 | 0 | esc | 0.00097009 | 6.5052e-11 | 0.00097009 | 6.5052e-11 | 0.0027785 | 2.8016e-08 | 0.012804 | 8.7343e-09
[120 empty] | 7.3.3.17.5 (Remote Grid) Updates to grid topology to minimize risk of ignition in HFTDs Remote GridWLDFREquipment / facility failureAggregated | WLDFR | HFTD - Distribution - Tier 3 - 1QU CoRE ¦ 3QU LoRE | Non-Red Flag Warning - Catastrophic Fires | Equipment / facility failure | Aggregated | 2036 | 6.7058e-08 | 56.2394 | 3.7713e-06 | 2036 | Mitigation | 0.95 | 45 | 0 | esc | 0.00097009 | 6.5052e-11 | 0.00097009 | 6.5052e-11 | 0.0027785 | 2.8016e-08 | 0.012804 | 8.7343e-09
[120 empty] | 7.3.3.17.5 (Remote Grid) Updates to grid topology to minimize risk of ignition in HFTDs Remote GridWLDFREquipment / facility failureAggregated | WLDFR | HFTD - Distribution - Tier 3 - 1QU CoRE ¦ 3QU LoRE | Non-Red Flag Warning - Catastrophic Fires | Equipment / facility failure | Aggregated | 2037 | 6.7058e-08 | 56.2394 | 3.7713e-06 | 2037 | Mitigation | 0.95 | 45 | 0 | esc | 0.00097009 | 6.5052e-11 | 0.00097009 | 6.5052e-11 | 0.0027785 | 2.8016e-08 | 0.012804 | 8.7343e-09
[120 empty] | 7.3.3.17.5 (Remote Grid) Updates to grid topology to minimize risk of ignition in HFTDs Remote GridWLDFREquipment / facility failureAggregated | WLDFR | HFTD - Distribution - Tier 3 - 1QU CoRE ¦ 3QU LoRE | Non-Red Flag Warning - Catastrophic Fires | Equipment / facility failure | Aggregated | 2038 | 6.7058e-08 | 56.2394 | 3.7713e-06 | 2038 | Mitigation | 0.95 | 45 | 0 | esc | 0.00097009 | 6.5052e-11 | 0.00097009 | 6.5052e-11 | 0.0027785 | 2.8016e-08 | 0.012804 | 8.7343e-09
[120 empty] | 7.3.3.17.5 (Remote Grid) Updates to grid topology to minimize risk of ignition in HFTDs Remote GridWLDFREquipment / facility failureAggregated | WLDFR | HFTD - Distribution - Tier 3 - 1QU CoRE ¦ 3QU LoRE | Non-Red Flag Warning - Catastrophic Fires | Equipment / facility failure | Aggregated | 2039 | 6.7058e-08 | 56.2394 | 3.7713e-06 | 2039 | Mitigation | 0.95 | 45 | 0 | esc | 0.00097009 | 6.5052e-11 | 0.00097009 | 6.5052e-11 | 0.0027785 | 2.8016e-08 | 0.012804 | 8.7343e-09
[120 empty] | 7.3.3.17.5 (Remote Grid) Updates to grid topology to minimize risk of ignition in HFTDs Remote GridWLDFREquipment / facility failureAggregated | WLDFR | HFTD - Distribution - Tier 3 - 1QU CoRE ¦ 3QU LoRE | Non-Red Flag Warning - Catastrophic Fires | Equipment / facility failure | Aggregated | 2040 | 6.7058e-08 | 56.2394 | 3.7713e-06 | 2040 | Mitigation | 0.95 | 45 | 0 | esc | 0.00097009 | 6.5052e-11 | 0.00097009 | 6.5052e-11 | 0.0027785 | 2.8016e-08 | 0.012804 | 8.7343e-09
[120 empty] | 7.3.3.17.5 (Remote Grid) Updates to grid topology to minimize risk of ignition in HFTDs Remote GridWLDFREquipment / facility failureAggregated | WLDFR | HFTD - Distribution - Tier 3 - 1QU CoRE ¦ 3QU LoRE | Non-Red Flag Warning - Catastrophic Fires | Equipment / facility failure | Aggregated | 2041 | 6.7058e-08 | 56.2394 | 3.7713e-06 | 2041 | Mitigation | 0.95 | 45 | 0 | esc | 0.00097009 | 6.5052e-11 | 0.00097009 | 6.5052e-11 | 0.0027785 | 2.8016e-08 | 0.012804 | 8.7343e-09
[120 empty] | 7.3.3.17.5 (Remote Grid) Updates to grid topology to minimize risk of ignition in HFTDs Remote GridWLDFREquipment / facility failureAggregated | WLDFR | HFTD - Distribution - Tier 3 - 1QU CoRE ¦ 3QU LoRE | Non-Red Flag Warning - Catastrophic Fires | Equipment / facility failure | Aggregated | 2042 | 6.7058e-08 | 56.2394 | 3.7713e-06 | 2042 | Mitigation | 0.95 | 45 | 0 | esc | 0.00097009 | 6.5052e-11 | 0.00097009 | 6.5052e-11 | 0.0027785 | 2.8016e-08 | 0.012804 | 8.7343e-09
[120 empty] | 7.3.3.17.5 (Remote Grid) Updates to grid topology to minimize risk of ignition in HFTDs Remote GridWLDFREquipment / facility failureAggregated | WLDFR | HFTD - Distribution - Tier 3 - 1QU CoRE ¦ 3QU LoRE | Non-Red Flag Warning - Catastrophic Fires | Equipment / facility failure | Aggregated | 2043 | 6.7058e-08 | 56.2394 | 3.7713e-06 | 2043 | Mitigation | 0.95 | 45 | 0 | esc | 0.00097009 | 6.5052e-11 | 0.00097009 | 6.5052e-11 | 0.0027785 | 2.8016e-08 | 0.012804 | 8.7343e-09
[120 empty] | 7.3.3.17.5 (Remote Grid) Updates to grid topology to minimize risk of ignition in HFTDs Remote GridWLDFREquipment / facility failureAggregated | WLDFR | HFTD - Distribution - Tier 3 - 1QU CoRE ¦ 3QU LoRE | Non-Red Flag Warning - Catastrophic Fires | Equipment / facility failure | Aggregated | 2044 | 6.7058e-08 | 56.2394 | 3.7713e-06 | 2044 | Mitigation | 0.95 | 45 | 0 | esc | 0.00097009 | 6.5052e-11 | 0.00097009 | 6.5052e-11 | 0.0027785 | 2.8016e-08 | 0.012804 | 8.7343e-09
[120 empty] | 7.3.3.17.5 (Remote Grid) Updates to grid topology to minimize risk of ignition in HFTDs Remote GridWLDFREquipment / facility failureAggregated | WLDFR | HFTD - Distribution - Tier 3 - 1QU CoRE ¦ 3QU LoRE | Non-Red Flag Warning - Catastrophic Fires | Equipment / facility failure | Aggregated | 2045 | 6.7058e-08 | 56.2394 | 3.7713e-06 | 2045 | Mitigation | 0.95 | 45 | 0 | esc | 0.00097009 | 6.5052e-11 | 0.00097009 | 6.5052e-11 | 0.0027785 | 2.8016e-08 | 0.012804 | 8.7343e-09
[120 empty] | 7.3.3.17.5 (Remote Grid) Updates to grid topology to minimize risk of ignition in HFTDs Remote GridWLDFREquipment / facility failureAggregated | WLDFR | HFTD - Distribution - Tier 3 - 1QU CoRE ¦ 3QU LoRE | Non-Red Flag Warning - Catastrophic Fires | Equipment / facility failure | Aggregated | 2046 | 6.7058e-08 | 56.2394 | 3.7713e-06 | 2046 | Mitigation | 0.95 | 45 | 0 | esc | 0.00097009 | 6.5052e-11 | 0.00097009 | 6.5052e-11 | 0.0027785 | 2.8016e-08 | 0.012804 | 8.7343e-09
[120 empty] | 7.3.3.17.5 (Remote Grid) Updates to grid topology to minimize risk of ignition in HFTDs Remote GridWLDFREquipment / facility failureAggregated | WLDFR | HFTD - Distribution - Tier 3 - 1QU CoRE ¦ 3QU LoRE | Non-Red Flag Warning - Catastrophic Fires | Equipment / facility failure | Aggregated | 2047 | 6.7058e-08 | 56.2394 | 3.7713e-06 | 2047 | Mitigation | 0.95 | 45 | 0 | esc | 0.00097009 | 6.5052e-11 | 0.00097009 | 6.5052e-11 | 0.0027785 | 2.8016e-08 | 0.012804 | 8.7343e-09
[120 empty] | 7.3.3.17.5 (Remote Grid) Updates to grid topology to minimize risk of ignition in HFTDs Remote GridWLDFREquipment / facility failureAggregated | WLDFR | HFTD - Distribution - Tier 3 - 1QU CoRE ¦ 3QU LoRE | Non-Red Flag Warning - Catastrophic Fires | Equipment / facility failure | Aggregated | 2048 | 6.7058e-08 | 56.2394 | 3.7713e-06 | 2048 | Mitigation | 0.95 | 45 | 0 | esc | 0.00097009 | 6.5052e-11 | 0.00097009 | 6.5052e-11 | 0.0027785 | 2.8016e-08 | 0.012804 | 8.7343e-09
[120 empty] | 7.3.3.17.5 (Remote Grid) Updates to grid topology to minimize risk of ignition in HFTDs Remote GridWLDFREquipment / facility failureAggregated | WLDFR | HFTD - Distribution - Tier 3 - 1QU CoRE ¦ 3QU LoRE | Non-Red Flag Warning - Catastrophic Fires | Equipment / facility failure | Aggregated | 2049 | 6.7058e-08 | 56.2394 | 3.7713e-06 | 2049 | Mitigation | 0.95 | 45 | 0 | esc | 0.00097009 | 6.5052e-11 | 0.00097009 | 6.5052e-11 | 0.0027785 | 2.8016e-08 | 0.012804 | 8.7343e-09
[120 empty] | 7.3.3.17.5 (Remote Grid) Updates to grid topology to minimize risk of ignition in HFTDs Remote GridWLDFREquipment / facility failureAggregated | WLDFR | HFTD - Distribution - Tier 3 - 1QU CoRE ¦ 3QU LoRE | Non-Red Flag Warning - Catastrophic Fires | Equipment / facility failure | Aggregated | 2050 | 6.7058e-08 | 56.2394 | 3.7713e-06 | 2050 | Mitigation | 0.95 | 45 | 0 | esc | 0.00097009 | 6.5052e-11 | 0.00097009 | 6.5052e-11 | 0.0027785 | 2.8016e-08 | 0.012804 | 8.7343e-09
[120 empty] | 7.3.3.17.5 (Remote Grid) Updates to grid topology to minimize risk of ignition in HFTDs Remote GridWLDFREquipment / facility failureAggregated | WLDFR | HFTD - Distribution - Tier 3 - 1QU CoRE ¦ 3QU LoRE | Non-Red Flag Warning - Catastrophic Fires | Equipment / facility failure | Aggregated | 2051 | 6.7058e-08 | 56.2394 | 3.7713e-06 | 2051 | Mitigation | 0.95 | 45 | 0 | esc | 0.00097009 | 6.5052e-11 | 0.00097009 | 6.5052e-11 | 0.0027785 | 2.8016e-08 | 0.012804 | 8.7343e-09
[120 empty] | 7.3.3.17.5 (Remote Grid) Updates to grid topology to minimize risk of ignition in HFTDs Remote GridWLDFREquipment / facility failureAggregated | WLDFR | HFTD - Distribution - Tier 3 - 1QU CoRE ¦ 3QU LoRE | Non-Red Flag Warning - Catastrophic Fires | Equipment / facility failure | Aggregated | 2052 | 6.7058e-08 | 56.2394 | 3.7713e-06 | 2052 | Mitigation | 0.95 | 45 | 0 | esc | 0.00097009 | 6.5052e-11 | 0.00097009 | 6.5052e-11 | 0.0027785 | 2.8016e-08 | 0 | 0
[120 empty] | 7.3.3.17.5 (Remote Grid) Updates to grid topology to minimize risk of ignition in HFTDs Remote GridWLDFREquipment / facility failureAggregated | WLDFR | HFTD - Distribution - Tier 3 - 1QU CoRE ¦ 3QU LoRE | Non-Red Flag Warning - Catastrophic Fires | Equipment / facility failure | Aggregated | 2053 | 6.7058e-08 | 56.2394 | 3.7713e-06 | 2053 | Mitigation | 0.95 | 45 | 0 | esc | 0.00097009 | 6.5052e-11 | 0.00097009 | 6.5052e-11 | 0.0027785 | 2.8016e-08 | 0 | 0
[120 empty] | 7.3.3.17.5 (Remote Grid) Updates to grid topology to minimize risk of ignition in HFTDs Remote GridWLDFREquipment / facility failureAggregated | WLDFR | HFTD - Distribution - Tier 3 - 1QU CoRE ¦ 3QU LoRE | Non-Red Flag Warning - Catastrophic Fires | Equipment / facility failure | Aggregated | 2054 | 6.7058e-08 | 56.2394 | 3.7713e-06 | 2054 | Mitigation | 0.95 | 45 | 0 | esc | 0.00097009 | 6.5052e-11 | 0.00097009 | 6.5052e-11 | 0.0027785 | 2.8016e-08 | 0.014899 | 5.5552e-10
[120 empty] | 7.3.3.17.5 (Remote Grid) Updates to grid topology to minimize risk of ignition in HFTDs Remote GridWLDFREquipment / facility failureAggregated | WLDFR | HFTD - Distribution - Tier 3 - 1QU CoRE ¦ 3QU LoRE | Non-Red Flag Warning - Catastrophic Fires | Equipment / facility failure | Aggregated | 2055 | 6.7058e-08 | 56.2394 | 3.7713e-06 | 2055 | Mitigation | 0.95 | 45 | 0 | esc | 0.00097009 | 6.5052e-11 | 0.00097009 | 6.5052e-11 | 0.0027785 | 2.8016e-08 | 0.014899 | 5.5552e-10
[120 empty] | 7.3.3.17.5 (Remote Grid) Updates to grid topology to minimize risk of ignition in HFTDs Remote GridWLDFREquipment / facility failureAggregated | WLDFR | HFTD - Distribution - Tier 3 - 1QU CoRE ¦ 3QU LoRE | Non-Red Flag Warning - Catastrophic Fires | Equipment / facility failure | Aggregated | 2056 | 6.7058e-08 | 56.2394 | 3.7713e-06 | 2056 | Mitigation | 0.95 | 45 | 0 | esc | 0.00097009 | 6.5052e-11 | 0.00097009 | 6.5052e-11 | 0.0027785 | 2.8016e-08 | 0.014899 | 5.5552e-10
[120 empty] | 7.3.3.17.5 (Remote Grid) Updates to grid topology to minimize risk of ignition in HFTDs Remote GridWLDFREquipment / facility failureAggregated | WLDFR | HFTD - Distribution - Tier 3 - 1QU CoRE ¦ 3QU LoRE | Non-Red Flag Warning - Catastrophic Fires | Equipment / facility failure | Aggregated | 2057 | 6.7058e-08 | 56.2394 | 3.7713e-06 | 2057 | Mitigation | 0.95 | 45 | 0 | esc | 0.00097009 | 6.5052e-11 | 0.00097009 | 6.5052e-11 | 0.0027785 | 2.8016e-08 | 0.014899 | 5.5552e-10
[120 empty] | 7.3.3.17.5 (Remote Grid) Updates to grid topology to minimize risk of ignition in HFTDs Remote GridWLDFREquipment / facility failureAggregated | WLDFR | HFTD - Distribution - Tier 3 - 1QU CoRE ¦ 3QU LoRE | Non-Red Flag Warning - Catastrophic Fires | Equipment / facility failure | Aggregated | 2058 | 6.7058e-08 | 56.2394 | 3.7713e-06 | 2058 | Mitigation | 0.95 | 45 | 0 | esc | 0.00097009 | 6.5052e-11 | 0.00097009 | 6.5052e-11 | 0.0027785 | 2.8016e-08 | 0.014899 | 5.5552e-10
[120 empty] | 7.3.3.17.5 (Remote Grid) Updates to grid topology to minimize risk of ignition in HFTDs Remote GridWLDFREquipment / facility failureAggregated | WLDFR | HFTD - Distribution - Tier 3 - 1QU CoRE ¦ 3QU LoRE | Non-Red Flag Warning - Catastrophic Fires | Equipment / facility failure | Aggregated | 2059 | 6.7058e-08 | 56.2394 | 3.7713e-06 | 2059 | Mitigation | 0.95 | 45 | 0 | esc | 0.00097009 | 6.5052e-11 | 0.00097009 | 6.5052e-11 | 0.0027785 | 2.8016e-08 | 0.014899 | 5.5552e-10
[120 empty] | 7.3.3.17.5 (Remote Grid) Updates to grid topology to minimize risk of ignition in HFTDs Remote GridWLDFREquipment / facility failureAggregated | WLDFR | HFTD - Distribution - Tier 3 - 1QU CoRE ¦ 3QU LoRE | Non-Red Flag Warning - Catastrophic Fires | Equipment / facility failure | Aggregated | 2060 | 6.7058e-08 | 56.2394 | 3.7713e-06 | 2060 | Mitigation | 0.95 | 45 | 0 | esc | 0.00097009 | 6.5052e-11 | 0.00097009 | 6.5052e-11 | 0.0027785 | 2.8016e-08 | 0.014899 | 5.5552e-10
[120 empty] | 7.3.3.17.5 (Remote Grid) Updates to grid topology to minimize risk of ignition in HFTDs Remote GridWLDFREquipment / facility failureAggregated | WLDFR | HFTD - Distribution - Tier 3 - 1QU CoRE ¦ 3QU LoRE | Non-Red Flag Warning - Catastrophic Fires | Equipment / facility failure | Aggregated | 2061 | 6.7058e-08 | 56.2394 | 3.7713e-06 | 2061 | Mitigation | 0.95 | 45 | 0 | esc | 0.00097009 | 6.5052e-11 | 0.00097009 | 6.5052e-11 | 0.0027785 | 2.8016e-08 | 0.014899 | 5.5552e-10
[120 empty] | 7.3.3.17.5 (Remote Grid) Updates to grid topology to minimize risk of ignition in HFTDs Remote GridWLDFREquipment / facility failureAggregated | WLDFR | HFTD - Distribution - Tier 3 - 1QU CoRE ¦ 3QU LoRE | Non-Red Flag Warning - Catastrophic Fires | Equipment / facility failure | Aggregated | 2062 | 6.7058e-08 | 56.2394 | 3.7713e-06 | 2062 | Mitigation | 0.95 | 45 | 0 | esc | 0.00097009 | 6.5052e-11 | 0.00097009 | 6.5052e-11 | 0.0027785 | 2.8016e-08 | 0.014899 | 5.5552e-10
[120 empty] | 7.3.3.17.5 (Remote Grid) Updates to grid topology to minimize risk of ignition in HFTDs Remote GridWLDFREquipment / facility failureAggregated | WLDFR | HFTD - Distribution - Tier 3 - 1QU CoRE ¦ 3QU LoRE | Non-Red Flag Warning - Catastrophic Fires | Equipment / facility failure | Aggregated | 2063 | 6.7058e-08 | 56.2394 | 3.7713e-06 | 2063 | Mitigation | 0.95 | 45 | 0 | esc | 0.00097009 | 6.5052e-11 | 0.00097009 | 6.5052e-11 | 0.0027785 | 2.8016e-08 | 0.014899 | 5.5552e-10
[120 empty] | 7.3.3.17.5 (Remote Grid) Updates to grid topology to minimize risk of ignition in HFTDs Remote GridWLDFREquipment / facility failureAggregated | WLDFR | HFTD - Distribution - Tier 3 - 1QU CoRE ¦ 3QU LoRE | Non-Red Flag Warning - Catastrophic Fires | Equipment / facility failure | Aggregated | 2064 | 6.7058e-08 | 56.2394 | 3.7713e-06 | 2064 | Mitigation | 0.95 | 45 | 0 | esc | 0.00097009 | 6.5052e-11 | 0.00097009 | 6.5052e-11 | 0.0027785 | 2.8016e-08 | 0.014899 | 5.5552e-10
[120 empty] | 7.3.3.17.5 (Remote Grid) Updates to grid topology to minimize risk of ignition in HFTDs Remote GridWLDFREquipment / facility failureAggregated | WLDFR | HFTD - Distribution - Tier 3 - 1QU CoRE ¦ 3QU LoRE | Non-Red Flag Warning - Catastrophic Fires | Equipment / facility failure | Aggregated | 2065 | 6.7058e-08 | 56.2394 | 3.7713e-06 | 2065 | Mitigation | 0.95 | 45 | 0 | esc | 0.00097009 | 6.5052e-11 | 0.00097009 | 6.5052e-11 | 0.0027785 | 2.8016e-08 | 0.014899 | 5.5552e-10
[120 empty] | 7.3.3.17.5 (Remote Grid) Updates to grid topology to minimize risk of ignition in HFTDs Remote GridWLDFREquipment / facility failureAggregated | WLDFR | HFTD - Distribution - Tier 3 - 1QU CoRE ¦ 3QU LoRE | Non-Red Flag Warning - Catastrophic Fires | Equipment / facility failure | Aggregated | 2066 | 6.7058e-08 | 56.2394 | 3.7713e-06 | 2066 | Mitigation | 0.95 | 45 | 0 | esc | 0.00097009 | 6.5052e-11 | 0.00097009 | 6.5052e-11 | 0.0027785 | 2.8016e-08 | 0.014899 | 5.5552e-10
[120 empty] | 7.3.3.17.5 (Remote Grid) Updates to grid topology to minimize risk of ignition in HFTDs Remote GridWLDFREquipment / facility failureAggregated | WLDFR | HFTD - Distribution - Tier 3 - 1QU CoRE ¦ 3QU LoRE | Non-Red Flag Warning - Catastrophic Fires | Equipment / facility failure | Aggregated | 2067 | 6.7058e-08 | 56.2394 | 3.7713e-06 | 2067 | Mitigation | 0.95 | 45 | 0 | esc | 0 | 0 | 0.00097009 | 6.5052e-11 | 0.0027785 | 2.8016e-08 | 0.014899 | 5.5552e-10
[120 empty] | 7.3.3.17.5 (Remote Grid) Updates to grid topology to minimize risk of ignition in HFTDs Remote GridWLDFRVegetation ContactAggregated | WLDFR | HFTD - Distribution - Tier 3 - 1QU CoRE ¦ 3QU LoRE | Non-Red Flag Warning - Catastrophic Fires | Vegetation Contact | Aggregated | 2022 | 1.3124e-06 | 56.2394 | 7.381e-05 | 2022 | Mitigation | 0.95 | 45 | 0 | esc | 0.00097009 | 1.2732e-09 | 0 | 0 | 0.0027785 | 2.8016e-08 | 0.014899 | 5.5552e-10
[120 empty] | 7.3.3.17.5 (Remote Grid) Updates to grid topology to minimize risk of ignition in HFTDs Remote GridWLDFRVegetation ContactAggregated | WLDFR | HFTD - Distribution - Tier 3 - 1QU CoRE ¦ 3QU LoRE | Non-Red Flag Warning - Catastrophic Fires | Vegetation Contact | Aggregated | 2023 | 1.3124e-06 | 56.2394 | 7.381e-05 | 2023 | Mitigation | 0.95 | 45 | 0 | esc | 0.00097009 | 1.2732e-09 | 0.00097009 | 1.2732e-09 | 0.0027785 | 2.8016e-08 | 0.014899 | 5.5552e-10
[120 empty] | 7.3.3.17.5 (Remote Grid) Updates to grid topology to minimize risk of ignition in HFTDs Remote GridWLDFRVegetation ContactAggregated | WLDFR | HFTD - Distribution - Tier 3 - 1QU CoRE ¦ 3QU LoRE | Non-Red Flag Warning - Catastrophic Fires | Vegetation Contact | Aggregated | 2024 | 1.3124e-06 | 56.2394 | 7.381e-05 | 2024 | Mitigation | 0.95 | 45 | 0 | esc | 0.00097009 | 1.2732e-09 | 0.00097009 | 1.2732e-09 | 0.0027785 | 2.8016e-08 | 0.014899 | 5.5552e-10
[120 empty] | 7.3.3.17.5 (Remote Grid) Updates to grid topology to minimize risk of ignition in HFTDs Remote GridWLDFRVegetation ContactAggregated | WLDFR | HFTD - Distribution - Tier 3 - 1QU CoRE ¦ 3QU LoRE | Non-Red Flag Warning - Catastrophic Fires | Vegetation Contact | Aggregated | 2025 | 1.3124e-06 | 56.2394 | 7.381e-05 | 2025 | Mitigation | 0.95 | 45 | 0 | esc | 0.00097009 | 1.2732e-09 | 0.00097009 | 1.2732e-09 | 0.0027785 | 2.8016e-08 | 0.014899 | 5.5552e-10
[120 empty] | 7.3.3.17.5 (Remote Grid) Updates to grid topology to minimize risk of ignition in HFTDs Remote GridWLDFRVegetation ContactAggregated | WLDFR | HFTD - Distribution - Tier 3 - 1QU CoRE ¦ 3QU LoRE | Non-Red Flag Warning - Catastrophic Fires | Vegetation Contact | Aggregated | 2026 | 1.3124e-06 | 56.2394 | 7.381e-05 | 2026 | Mitigation | 0.95 | 45 | 0 | esc | 0.00097009 | 1.2732e-09 | 0.00097009 | 1.2732e-09 | 0.0027785 | 2.8016e-08 | 0.014899 | 5.5552e-10
[120 empty] | 7.3.3.17.5 (Remote Grid) Updates to grid topology to minimize risk of ignition in HFTDs Remote GridWLDFRVegetation ContactAggregated | WLDFR | HFTD - Distribution - Tier 3 - 1QU CoRE ¦ 3QU LoRE | Non-Red Flag Warning - Catastrophic Fires | Vegetation Contact | Aggregated | 2027 | 1.3124e-06 | 56.2394 | 7.381e-05 | 2027 | Mitigation | 0.95 | 45 | 0 | esc | 0.00097009 | 1.2732e-09 | 0.00097009 | 1.2732e-09 | 0.0027785 | 2.8016e-08 | 0.014899 | 5.5552e-10
[120 empty] | 7.3.3.17.5 (Remote Grid) Updates to grid topology to minimize risk of ignition in HFTDs Remote GridWLDFRVegetation ContactAggregated | WLDFR | HFTD - Distribution - Tier 3 - 1QU CoRE ¦ 3QU LoRE | Non-Red Flag Warning - Catastrophic Fires | Vegetation Contact | Aggregated | 2028 | 1.3124e-06 | 56.2394 | 7.381e-05 | 2028 | Mitigation | 0.95 | 45 | 0 | esc | 0.00097009 | 1.2732e-09 | 0.00097009 | 1.2732e-09 | 0.0027785 | 2.8016e-08 | 0.014899 | 5.5552e-10
[120 empty] | 7.3.3.17.5 (Remote Grid) Updates to grid topology to minimize risk of ignition in HFTDs Remote GridWLDFRVegetation ContactAggregated | WLDFR | HFTD - Distribution - Tier 3 - 1QU CoRE ¦ 3QU LoRE | Non-Red Flag Warning - Catastrophic Fires | Vegetation Contact | Aggregated | 2029 | 1.3124e-06 | 56.2394 | 7.381e-05 | 2029 | Mitigation | 0.95 | 45 | 0 | esc | 0.00097009 | 1.2732e-09 | 0.00097009 | 1.2732e-09 | 0.0027785 | 2.8016e-08 | 0.014899 | 5.5552e-10
[120 empty] | 7.3.3.17.5 (Remote Grid) Updates to grid topology to minimize risk of ignition in HFTDs Remote GridWLDFRVegetation ContactAggregated | WLDFR | HFTD - Distribution - Tier 3 - 1QU CoRE ¦ 3QU LoRE | Non-Red Flag Warning - Catastrophic Fires | Vegetation Contact | Aggregated | 2030 | 1.3124e-06 | 56.2394 | 7.381e-05 | 2030 | Mitigation | 0.95 | 45 | 0 | esc | 0.00097009 | 1.2732e-09 | 0.00097009 | 1.2732e-09 | 0.0027785 | 2.8016e-08 | 0.014899 | 5.5552e-10
[120 empty] | 7.3.3.17.5 (Remote Grid) Updates to grid topology to minimize risk of ignition in HFTDs Remote GridWLDFRVegetation ContactAggregated | WLDFR | HFTD - Distribution - Tier 3 - 1QU CoRE ¦ 3QU LoRE | Non-Red Flag Warning - Catastrophic Fires | Vegetation Contact | Aggregated | 2031 | 1.3124e-06 | 56.2394 | 7.381e-05 | 2031 | Mitigation | 0.95 | 45 | 0 | esc | 0.00097009 | 1.2732e-09 | 0.00097009 | 1.2732e-09 | 0.0027785 | 2.8016e-08 | 0.014899 | 5.5552e-10
[120 empty] | 7.3.3.17.5 (Remote Grid) Updates to grid topology to minimize risk of ignition in HFTDs Remote GridWLDFRVegetation ContactAggregated | WLDFR | HFTD - Distribution - Tier 3 - 1QU CoRE ¦ 3QU LoRE | Non-Red Flag Warning - Catastrophic Fires | Vegetation Contact | Aggregated | 2032 | 1.3124e-06 | 56.2394 | 7.381e-05 | 2032 | Mitigation | 0.95 | 45 | 0 | esc | 0.00097009 | 1.2732e-09 | 0.00097009 | 1.2732e-09 | 0 | 0 | 0.014899 | 5.5552e-10
[120 empty] | 7.3.3.17.5 (Remote Grid) Updates to grid topology to minimize risk of ignition in HFTDs Remote GridWLDFRVegetation ContactAggregated | WLDFR | HFTD - Distribution - Tier 3 - 1QU CoRE ¦ 3QU LoRE | Non-Red Flag Warning - Catastrophic Fires | Vegetation Contact | Aggregated | 2033 | 1.3124e-06 | 56.2394 | 7.381e-05 | 2033 | Mitigation | 0.95 | 45 | 0 | esc | 0.00097009 | 1.2732e-09 | 0.00097009 | 1.2732e-09 | 0.0027785 | 4.5288e-08 | 0.014899 | 5.5552e-10
[120 empty] | 7.3.3.17.5 (Remote Grid) Updates to grid topology to minimize risk of ignition in HFTDs Remote GridWLDFRVegetation ContactAggregated | WLDFR | HFTD - Distribution - Tier 3 - 1QU CoRE ¦ 3QU LoRE | Non-Red Flag Warning - Catastrophic Fires | Vegetation Contact | Aggregated | 2034 | 1.3124e-06 | 56.2394 | 7.381e-05 | 2034 | Mitigation | 0.95 | 45 | 0 | esc | 0.00097009 | 1.2732e-09 | 0.00097009 | 1.2732e-09 | 0.0027785 | 4.5288e-08 | 0.014899 | 5.5552e-10
[120 empty] | 7.3.3.17.5 (Remote Grid) Updates to grid topology to minimize risk of ignition in HFTDs Remote GridWLDFRVegetation ContactAggregated | WLDFR | HFTD - Distribution - Tier 3 - 1QU CoRE ¦ 3QU LoRE | Non-Red Flag Warning - Catastrophic Fires | Vegetation Contact | Aggregated | 2035 | 1.3124e-06 | 56.2394 | 7.381e-05 | 2035 | Mitigation | 0.95 | 45 | 0 | esc | 0.00097009 | 1.2732e-09 | 0.00097009 | 1.2732e-09 | 0.0027785 | 4.5288e-08 | 0.014899 | 5.5552e-10
[120 empty] | 7.3.3.17.5 (Remote Grid) Updates to grid topology to minimize risk of ignition in HFTDs Remote GridWLDFRVegetation ContactAggregated | WLDFR | HFTD - Distribution - Tier 3 - 1QU CoRE ¦ 3QU LoRE | Non-Red Flag Warning - Catastrophic Fires | Vegetation Contact | Aggregated | 2036 | 1.3124e-06 | 56.2394 | 7.381e-05 | 2036 | Mitigation | 0.95 | 45 | 0 | esc | 0.00097009 | 1.2732e-09 | 0.00097009 | 1.2732e-09 | 0.0027785 | 4.5288e-08 | 0.014899 | 5.5552e-10
[120 empty] | 7.3.3.17.5 (Remote Grid) Updates to grid topology to minimize risk of ignition in HFTDs Remote GridWLDFRVegetation ContactAggregated | WLDFR | HFTD - Distribution - Tier 3 - 1QU CoRE ¦ 3QU LoRE | Non-Red Flag Warning - Catastrophic Fires | Vegetation Contact | Aggregated | 2037 | 1.3124e-06 | 56.2394 | 7.381e-05 | 2037 | Mitigation | 0.95 | 45 | 0 | esc | 0.00097009 | 1.2732e-09 | 0.00097009 | 1.2732e-09 | 0.0027785 | 4.5288e-08 | 0.014899 | 5.5552e-10
[120 empty] | 7.3.3.17.5 (Remote Grid) Updates to grid topology to minimize risk of ignition in HFTDs Remote GridWLDFRVegetation ContactAggregated | WLDFR | HFTD - Distribution - Tier 3 - 1QU CoRE ¦ 3QU LoRE | Non-Red Flag Warning - Catastrophic Fires | Vegetation Contact | Aggregated | 2038 | 1.3124e-06 | 56.2394 | 7.381e-05 | 2038 | Mitigation | 0.95 | 45 | 0 | esc | 0.00097009 | 1.2732e-09 | 0.00097009 | 1.2732e-09 | 0.0027785 | 4.5288e-08 | 0 | 0
[120 empty] | 7.3.3.17.5 (Remote Grid) Updates to grid topology to minimize risk of ignition in HFTDs Remote GridWLDFRVegetation ContactAggregated | WLDFR | HFTD - Distribution - Tier 3 - 1QU CoRE ¦ 3QU LoRE | Non-Red Flag Warning - Catastrophic Fires | Vegetation Contact | Aggregated | 2039 | 1.3124e-06 | 56.2394 | 7.381e-05 | 2039 | Mitigation | 0.95 | 45 | 0 | esc | 0.00097009 | 1.2732e-09 | 0.00097009 | 1.2732e-09 | 0.0027785 | 4.5288e-08 | 0 | 0
[120 empty] | 7.3.3.17.5 (Remote Grid) Updates to grid topology to minimize risk of ignition in HFTDs Remote GridWLDFRVegetation ContactAggregated | WLDFR | HFTD - Distribution - Tier 3 - 1QU CoRE ¦ 3QU LoRE | Non-Red Flag Warning - Catastrophic Fires | Vegetation Contact | Aggregated | 2040 | 1.3124e-06 | 56.2394 | 7.381e-05 | 2040 | Mitigation | 0.95 | 45 | 0 | esc | 0.00097009 | 1.2732e-09 | 0.00097009 | 1.2732e-09 | 0.0027785 | 4.5288e-08 | 0.008942 | 2.2734e-09
[120 empty] | 7.3.3.17.5 (Remote Grid) Updates to grid topology to minimize risk of ignition in HFTDs Remote GridWLDFRVegetation ContactAggregated | WLDFR | HFTD - Distribution - Tier 3 - 1QU CoRE ¦ 3QU LoRE | Non-Red Flag Warning - Catastrophic Fires | Vegetation Contact | Aggregated | 2041 | 1.3124e-06 | 56.2394 | 7.381e-05 | 2041 | Mitigation | 0.95 | 45 | 0 | esc | 0.00097009 | 1.2732e-09 | 0.00097009 | 1.2732e-09 | 0.0027785 | 4.5288e-08 | 0.008942 | 2.2734e-09
[120 empty] | 7.3.3.17.5 (Remote Grid) Updates to grid topology to minimize risk of ignition in HFTDs Remote GridWLDFRVegetation ContactAggregated | WLDFR | HFTD - Distribution - Tier 3 - 1QU CoRE ¦ 3QU LoRE | Non-Red Flag Warning - Catastrophic Fires | Vegetation Contact | Aggregated | 2042 | 1.3124e-06 | 56.2394 | 7.381e-05 | 2042 | Mitigation | 0.95 | 45 | 0 | esc | 0.00097009 | 1.2732e-09 | 0.00097009 | 1.2732e-09 | 0.0027785 | 4.5288e-08 | 0.008942 | 2.2734e-09
[120 empty] | 7.3.3.17.5 (Remote Grid) Updates to grid topology to minimize risk of ignition in HFTDs Remote GridWLDFRVegetation ContactAggregated | WLDFR | HFTD - Distribution - Tier 3 - 1QU CoRE ¦ 3QU LoRE | Non-Red Flag Warning - Catastrophic Fires | Vegetation Contact | Aggregated | 2043 | 1.3124e-06 | 56.2394 | 7.381e-05 | 2043 | Mitigation | 0.95 | 45 | 0 | esc | 0.00097009 | 1.2732e-09 | 0.00097009 | 1.2732e-09 | 0.0027785 | 4.5288e-08 | 0.008942 | 2.2734e-09
[120 empty] | 7.3.3.17.5 (Remote Grid) Updates to grid topology to minimize risk of ignition in HFTDs Remote GridWLDFRVegetation ContactAggregated | WLDFR | HFTD - Distribution - Tier 3 - 1QU CoRE ¦ 3QU LoRE | Non-Red Flag Warning - Catastrophic Fires | Vegetation Contact | Aggregated | 2044 | 1.3124e-06 | 56.2394 | 7.381e-05 | 2044 | Mitigation | 0.95 | 45 | 0 | esc | 0.00097009 | 1.2732e-09 | 0.00097009 | 1.2732e-09 | 0.0027785 | 4.5288e-08 | 0.008942 | 2.2734e-09
[120 empty] | 7.3.3.17.5 (Remote Grid) Updates to grid topology to minimize risk of ignition in HFTDs Remote GridWLDFRVegetation ContactAggregated | WLDFR | HFTD - Distribution - Tier 3 - 1QU CoRE ¦ 3QU LoRE | Non-Red Flag Warning - Catastrophic Fires | Vegetation Contact | Aggregated | 2045 | 1.3124e-06 | 56.2394 | 7.381e-05 | 2045 | Mitigation | 0.95 | 45 | 0 | esc | 0.00097009 | 1.2732e-09 | 0.00097009 | 1.2732e-09 | 0.0027785 | 4.5288e-08 | 0.008942 | 2.2734e-09
[120 empty] | 7.3.3.17.5 (Remote Grid) Updates to grid topology to minimize risk of ignition in HFTDs Remote GridWLDFRVegetation ContactAggregated | WLDFR | HFTD - Distribution - Tier 3 - 1QU CoRE ¦ 3QU LoRE | Non-Red Flag Warning - Catastrophic Fires | Vegetation Contact | Aggregated | 2046 | 1.3124e-06 | 56.2394 | 7.381e-05 | 2046 | Mitigation | 0.95 | 45 | 0 | esc | 0.00097009 | 1.2732e-09 | 0.00097009 | 1.2732e-09 | 0.0027785 | 4.5288e-08 | 0.008942 | 2.2734e-09
[120 empty] | 7.3.3.17.5 (Remote Grid) Updates to grid topology to minimize risk of ignition in HFTDs Remote GridWLDFRVegetation ContactAggregated | WLDFR | HFTD - Distribution - Tier 3 - 1QU CoRE ¦ 3QU LoRE | Non-Red Flag Warning - Catastrophic Fires | Vegetation Contact | Aggregated | 2047 | 1.3124e-06 | 56.2394 | 7.381e-05 | 2047 | Mitigation | 0.95 | 45 | 0 | esc | 0.00097009 | 1.2732e-09 | 0.00097009 | 1.2732e-09 | 0.0027785 | 4.5288e-08 | 0.008942 | 2.2734e-09
[120 empty] | 7.3.3.17.5 (Remote Grid) Updates to grid topology to minimize risk of ignition in HFTDs Remote GridWLDFRVegetation ContactAggregated | WLDFR | HFTD - Distribution - Tier 3 - 1QU CoRE ¦ 3QU LoRE | Non-Red Flag Warning - Catastrophic Fires | Vegetation Contact | Aggregated | 2048 | 1.3124e-06 | 56.2394 | 7.381e-05 | 2048 | Mitigation | 0.95 | 45 | 0 | esc | 0.00097009 | 1.2732e-09 | 0.00097009 | 1.2732e-09 | 0.0027785 | 4.5288e-08 | 0.008942 | 2.2734e-09
[120 empty] | 7.3.3.17.5 (Remote Grid) Updates to grid topology to minimize risk of ignition in HFTDs Remote GridWLDFRVegetation ContactAggregated | WLDFR | HFTD - Distribution - Tier 3 - 1QU CoRE ¦ 3QU LoRE | Non-Red Flag Warning - Catastrophic Fires | Vegetation Contact | Aggregated | 2049 | 1.3124e-06 | 56.2394 | 7.381e-05 | 2049 | Mitigation | 0.95 | 45 | 0 | esc | 0.00097009 | 1.2732e-09 | 0.00097009 | 1.2732e-09 | 0.0027785 | 4.5288e-08 | 0.008942 | 2.2734e-09
[120 empty] | 7.3.3.17.5 (Remote Grid) Updates to grid topology to minimize risk of ignition in HFTDs Remote GridWLDFRVegetation ContactAggregated | WLDFR | HFTD - Distribution - Tier 3 - 1QU CoRE ¦ 3QU LoRE | Non-Red Flag Warning - Catastrophic Fires | Vegetation Contact | Aggregated | 2050 | 1.3124e-06 | 56.2394 | 7.381e-05 | 2050 | Mitigation | 0.95 | 45 | 0 | esc | 0.00097009 | 1.2732e-09 | 0.00097009 | 1.2732e-09 | 0.0027785 | 4.5288e-08 | 0.008942 | 2.2734e-09
[120 empty] | 7.3.3.17.5 (Remote Grid) Updates to grid topology to minimize risk of ignition in HFTDs Remote GridWLDFRVegetation ContactAggregated | WLDFR | HFTD - Distribution - Tier 3 - 1QU CoRE ¦ 3QU LoRE | Non-Red Flag Warning - Catastrophic Fires | Vegetation Contact | Aggregated | 2051 | 1.3124e-06 | 56.2394 | 7.381e-05 | 2051 | Mitigation | 0.95 | 45 | 0 | esc | 0.00097009 | 1.2732e-09 | 0.00097009 | 1.2732e-09 | 0.0027785 | 4.5288e-08 | 0.008942 | 2.2734e-09
[120 empty] | 7.3.3.17.5 (Remote Grid) Updates to grid topology to minimize risk of ignition in HFTDs Remote GridWLDFRVegetation ContactAggregated | WLDFR | HFTD - Distribution - Tier 3 - 1QU CoRE ¦ 3QU LoRE | Non-Red Flag Warning - Catastrophic Fires | Vegetation Contact | Aggregated | 2052 | 1.3124e-06 | 56.2394 | 7.381e-05 | 2052 | Mitigation | 0.95 | 45 | 0 | esc | 0.00097009 | 1.2732e-09 | 0.00097009 | 1.2732e-09 | 0.0027785 | 4.5288e-08 | 0.008942 | 2.2734e-09
[120 empty] | 7.3.3.17.5 (Remote Grid) Updates to grid topology to minimize risk of ignition in HFTDs Remote GridWLDFRVegetation ContactAggregated | WLDFR | HFTD - Distribution - Tier 3 - 1QU CoRE ¦ 3QU LoRE | Non-Red Flag Warning - Catastrophic Fires | Vegetation Contact | Aggregated | 2053 | 1.3124e-06 | 56.2394 | 7.381e-05 | 2053 | Mitigation | 0.95 | 45 | 0 | esc | 0.00097009 | 1.2732e-09 | 0.00097009 | 1.2732e-09 | 0.0027785 | 4.5288e-08 | 0.008942 | 2.2734e-09
[120 empty] | 7.3.3.17.5 (Remote Grid) Updates to grid topology to minimize risk of ignition in HFTDs Remote GridWLDFRVegetation ContactAggregated | WLDFR | HFTD - Distribution - Tier 3 - 1QU CoRE ¦ 3QU LoRE | Non-Red Flag Warning - Catastrophic Fires | Vegetation Contact | Aggregated | 2054 | 1.3124e-06 | 56.2394 | 7.381e-05 | 2054 | Mitigation | 0.95 | 45 | 0 | esc | 0.00097009 | 1.2732e-09 | 0.00097009 | 1.2732e-09 | 0.0027785 | 4.5288e-08 | 0.008942 | 2.2734e-09
[120 empty] | 7.3.3.17.5 (Remote Grid) Updates to grid topology to minimize risk of ignition in HFTDs Remote GridWLDFRVegetation ContactAggregated | WLDFR | HFTD - Distribution - Tier 3 - 1QU CoRE ¦ 3QU LoRE | Non-Red Flag Warning - Catastrophic Fires | Vegetation Contact | Aggregated | 2055 | 1.3124e-06 | 56.2394 | 7.381e-05 | 2055 | Mitigation | 0.95 | 45 | 0 | esc | 0.00097009 | 1.2732e-09 | 0.00097009 | 1.2732e-09 | 0.0027785 | 4.5288e-08 | 0.008942 | 2.2734e-09
[120 empty] | 7.3.3.17.5 (Remote Grid) Updates to grid topology to minimize risk of ignition in HFTDs Remote GridWLDFRVegetation ContactAggregated | WLDFR | HFTD - Distribution - Tier 3 - 1QU CoRE ¦ 3QU LoRE | Non-Red Flag Warning - Catastrophic Fires | Vegetation Contact | Aggregated | 2056 | 1.3124e-06 | 56.2394 | 7.381e-05 | 2056 | Mitigation | 0.95 | 45 | 0 | esc | 0.00097009 | 1.2732e-09 | 0.00097009 | 1.2732e-09 | 0.0027785 | 4.5288e-08 | 0.008942 | 2.2734e-09
[120 empty] | 7.3.3.17.5 (Remote Grid) Updates to grid topology to minimize risk of ignition in HFTDs Remote GridWLDFRVegetation ContactAggregated | WLDFR | HFTD - Distribution - Tier 3 - 1QU CoRE ¦ 3QU LoRE | Non-Red Flag Warning - Catastrophic Fires | Vegetation Contact | Aggregated | 2057 | 1.3124e-06 | 56.2394 | 7.381e-05 | 2057 | Mitigation | 0.95 | 45 | 0 | esc | 0.00097009 | 1.2732e-09 | 0.00097009 | 1.2732e-09 | 0.0027785 | 4.5288e-08 | 0.008942 | 2.2734e-09
[120 empty] | 7.3.3.17.5 (Remote Grid) Updates to grid topology to minimize risk of ignition in HFTDs Remote GridWLDFRVegetation ContactAggregated | WLDFR | HFTD - Distribution - Tier 3 - 1QU CoRE ¦ 3QU LoRE | Non-Red Flag Warning - Catastrophic Fires | Vegetation Contact | Aggregated | 2058 | 1.3124e-06 | 56.2394 | 7.381e-05 | 2058 | Mitigation | 0.95 | 45 | 0 | esc | 0.00097009 | 1.2732e-09 | 0.00097009 | 1.2732e-09 | 0.0027785 | 4.5288e-08 | 0.008942 | 2.2734e-09
[120 empty] | 7.3.3.17.5 (Remote Grid) Updates to grid topology to minimize risk of ignition in HFTDs Remote GridWLDFRVegetation ContactAggregated | WLDFR | HFTD - Distribution - Tier 3 - 1QU CoRE ¦ 3QU LoRE | Non-Red Flag Warning - Catastrophic Fires | Vegetation Contact | Aggregated | 2059 | 1.3124e-06 | 56.2394 | 7.381e-05 | 2059 | Mitigation | 0.95 | 45 | 0 | esc | 0.00097009 | 1.2732e-09 | 0.00097009 | 1.2732e-09 | 0.0027785 | 4.5288e-08 | 0.008942 | 2.2734e-09
[120 empty] | 7.3.3.17.5 (Remote Grid) Updates to grid topology to minimize risk of ignition in HFTDs Remote GridWLDFRVegetation ContactAggregated | WLDFR | HFTD - Distribution - Tier 3 - 1QU CoRE ¦ 3QU LoRE | Non-Red Flag Warning - Catastrophic Fires | Vegetation Contact | Aggregated | 2060 | 1.3124e-06 | 56.2394 | 7.381e-05 | 2060 | Mitigation | 0.95 | 45 | 0 | esc | 0.00097009 | 1.2732e-09 | 0.00097009 | 1.2732e-09 | 0.0027785 | 4.5288e-08 | 0.008942 | 2.2734e-09
[120 empty] | 7.3.3.17.5 (Remote Grid) Updates to grid topology to minimize risk of ignition in HFTDs Remote GridWLDFRVegetation ContactAggregated | WLDFR | HFTD - Distribution - Tier 3 - 1QU CoRE ¦ 3QU LoRE | Non-Red Flag Warning - Catastrophic Fires | Vegetation Contact | Aggregated | 2061 | 1.3124e-06 | 56.2394 | 7.381e-05 | 2061 | Mitigation | 0.95 | 45 | 0 | esc | 0.00097009 | 1.2732e-09 | 0.00097009 | 1.2732e-09 | 0.0027785 | 4.5288e-08 | 0.008942 | 2.2734e-09
[120 empty] | 7.3.3.17.5 (Remote Grid) Updates to grid topology to minimize risk of ignition in HFTDs Remote GridWLDFRVegetation ContactAggregated | WLDFR | HFTD - Distribution - Tier 3 - 1QU CoRE ¦ 3QU LoRE | Non-Red Flag Warning - Catastrophic Fires | Vegetation Contact | Aggregated | 2062 | 1.3124e-06 | 56.2394 | 7.381e-05 | 2062 | Mitigation | 0.95 | 45 | 0 | esc | 0.00097009 | 1.2732e-09 | 0.00097009 | 1.2732e-09 | 0.0027785 | 4.5288e-08 | 0.008942 | 2.2734e-09
[120 empty] | 7.3.3.17.5 (Remote Grid) Updates to grid topology to minimize risk of ignition in HFTDs Remote GridWLDFRVegetation ContactAggregated | WLDFR | HFTD - Distribution - Tier 3 - 1QU CoRE ¦ 3QU LoRE | Non-Red Flag Warning - Catastrophic Fires | Vegetation Contact | Aggregated | 2063 | 1.3124e-06 | 56.2394 | 7.381e-05 | 2063 | Mitigation | 0.95 | 45 | 0 | esc | 0.00097009 | 1.2732e-09 | 0.00097009 | 1.2732e-09 | 0.0027785 | 4.5288e-08 | 0.008942 | 2.2734e-09
[120 empty] | 7.3.3.17.5 (Remote Grid) Updates to grid topology to minimize risk of ignition in HFTDs Remote GridWLDFRVegetation ContactAggregated | WLDFR | HFTD - Distribution - Tier 3 - 1QU CoRE ¦ 3QU LoRE | Non-Red Flag Warning - Catastrophic Fires | Vegetation Contact | Aggregated | 2064 | 1.3124e-06 | 56.2394 | 7.381e-05 | 2064 | Mitigation | 0.95 | 45 | 0 | esc | 0.00097009 | 1.2732e-09 | 0.00097009 | 1.2732e-09 | 0.0027785 | 4.5288e-08 | 0.008942 | 2.2734e-09
[120 empty] | 7.3.3.17.5 (Remote Grid) Updates to grid topology to minimize risk of ignition in HFTDs Remote GridWLDFRVegetation ContactAggregated | WLDFR | HFTD - Distribution - Tier 3 - 1QU CoRE ¦ 3QU LoRE | Non-Red Flag Warning - Catastrophic Fires | Vegetation Contact | Aggregated | 2065 | 1.3124e-06 | 56.2394 | 7.381e-05 | 2065 | Mitigation | 0.95 | 45 | 0 | esc | 0.00097009 | 1.2732e-09 | 0.00097009 | 1.2732e-09 | 0.0027785 | 4.5288e-08 | 0.008942 | 2.2734e-09
[120 empty] | 7.3.3.17.5 (Remote Grid) Updates to grid topology to minimize risk of ignition in HFTDs Remote GridWLDFRVegetation ContactAggregated | WLDFR | HFTD - Distribution - Tier 3 - 1QU CoRE ¦ 3QU LoRE | Non-Red Flag Warning - Catastrophic Fires | Vegetation Contact | Aggregated | 2066 | 1.3124e-06 | 56.2394 | 7.381e-05 | 2066 | Mitigation | 0.95 | 45 | 0 | esc | 0.00097009 | 1.2732e-09 | 0.00097009 | 1.2732e-09 | 0.0027785 | 4.5288e-08 | 0.008942 | 2.2734e-09
[120 empty] | 7.3.3.17.5 (Remote Grid) Updates to grid topology to minimize risk of ignition in HFTDs Remote GridWLDFRVegetation ContactAggregated | WLDFR | HFTD - Distribution - Tier 3 - 1QU CoRE ¦ 3QU LoRE | Non-Red Flag Warning - Catastrophic Fires | Vegetation Contact | Aggregated | 2067 | 1.3124e-06 | 56.2394 | 7.381e-05 | 2067 | Mitigation | 0.95 | 45 | 0 | esc | 0 | 0 | 0.00097009 | 1.2732e-09 | 0.0027785 | 4.5288e-08 | 0.008942 | 2.2734e-09
[120 empty] | 7.3.3.17.5 (Remote Grid) Updates to grid topology to minimize risk of ignition in HFTDs Remote GridWLDFRWire-to-wire contactAggregated | WLDFR | HFTD - Distribution - Tier 3 - 1QU CoRE ¦ 3QU LoRE | Non-Red Flag Warning - Catastrophic Fires | Wire-to-wire contact | Aggregated | 2022 | 1.2309e-07 | 56.2394 | 6.9226e-06 | 2022 | Mitigation | 0.95 | 45 | 0 | esc | 0.00097009 | 1.1941e-10 | 0 | 0 | 0.0027785 | 4.5288e-08 | 0.008942 | 2.2734e-09
[120 empty] | 7.3.3.17.5 (Remote Grid) Updates to grid topology to minimize risk of ignition in HFTDs Remote GridWLDFRWire-to-wire contactAggregated | WLDFR | HFTD - Distribution - Tier 3 - 1QU CoRE ¦ 3QU LoRE | Non-Red Flag Warning - Catastrophic Fires | Wire-to-wire contact | Aggregated | 2023 | 1.2309e-07 | 56.2394 | 6.9226e-06 | 2023 | Mitigation | 0.95 | 45 | 0 | esc | 0.00097009 | 1.1941e-10 | 0.00097009 | 1.1941e-10 | 0.0027785 | 4.5288e-08 | 0.008942 | 2.2734e-09
[120 empty] | 7.3.3.17.5 (Remote Grid) Updates to grid topology to minimize risk of ignition in HFTDs Remote GridWLDFRWire-to-wire contactAggregated | WLDFR | HFTD - Distribution - Tier 3 - 1QU CoRE ¦ 3QU LoRE | Non-Red Flag Warning - Catastrophic Fires | Wire-to-wire contact | Aggregated | 2024 | 1.2309e-07 | 56.2394 | 6.9226e-06 | 2024 | Mitigation | 0.95 | 45 | 0 | esc | 0.00097009 | 1.1941e-10 | 0.00097009 | 1.1941e-10 | 0.0027785 | 4.5288e-08 | 0 | 0
[120 empty] | 7.3.3.17.5 (Remote Grid) Updates to grid topology to minimize risk of ignition in HFTDs Remote GridWLDFRWire-to-wire contactAggregated | WLDFR | HFTD - Distribution - Tier 3 - 1QU CoRE ¦ 3QU LoRE | Non-Red Flag Warning - Catastrophic Fires | Wire-to-wire contact | Aggregated | 2025 | 1.2309e-07 | 56.2394 | 6.9226e-06 | 2025 | Mitigation | 0.95 | 45 | 0 | esc | 0.00097009 | 1.1941e-10 | 0.00097009 | 1.1941e-10 | 0.0027785 | 4.5288e-08 | 0 | 0
[120 empty] | 7.3.3.17.5 (Remote Grid) Updates to grid topology to minimize risk of ignition in HFTDs Remote GridWLDFRWire-to-wire contactAggregated | WLDFR | HFTD - Distribution - Tier 3 - 1QU CoRE ¦ 3QU LoRE | Non-Red Flag Warning - Catastrophic Fires | Wire-to-wire contact | Aggregated | 2026 | 1.2309e-07 | 56.2394 | 6.9226e-06 | 2026 | Mitigation | 0.95 | 45 | 0 | esc | 0.00097009 | 1.1941e-10 | 0.00097009 | 1.1941e-10 | 0.0027785 | 4.5288e-08 | 0.0088147 | 9.9432e-09
[120 empty] | 7.3.3.17.5 (Remote Grid) Updates to grid topology to minimize risk of ignition in HFTDs Remote GridWLDFRWire-to-wire contactAggregated | WLDFR | HFTD - Distribution - Tier 3 - 1QU CoRE ¦ 3QU LoRE | Non-Red Flag Warning - Catastrophic Fires | Wire-to-wire contact | Aggregated | 2027 | 1.2309e-07 | 56.2394 | 6.9226e-06 | 2027 | Mitigation | 0.95 | 45 | 0 | esc | 0.00097009 | 1.1941e-10 | 0.00097009 | 1.1941e-10 | 0.0027785 | 4.5288e-08 | 0.0088147 | 9.9432e-09
[120 empty] | 7.3.3.17.5 (Remote Grid) Updates to grid topology to minimize risk of ignition in HFTDs Remote GridWLDFRWire-to-wire contactAggregated | WLDFR | HFTD - Distribution - Tier 3 - 1QU CoRE ¦ 3QU LoRE | Non-Red Flag Warning - Catastrophic Fires | Wire-to-wire contact | Aggregated | 2028 | 1.2309e-07 | 56.2394 | 6.9226e-06 | 2028 | Mitigation | 0.95 | 45 | 0 | esc | 0.00097009 | 1.1941e-10 | 0.00097009 | 1.1941e-10 | 0.0027785 | 4.5288e-08 | 0.0088147 | 9.9432e-09
[120 empty] | 7.3.3.17.5 (Remote Grid) Updates to grid topology to minimize risk of ignition in HFTDs Remote GridWLDFRWire-to-wire contactAggregated | WLDFR | HFTD - Distribution - Tier 3 - 1QU CoRE ¦ 3QU LoRE | Non-Red Flag Warning - Catastrophic Fires | Wire-to-wire contact | Aggregated | 2029 | 1.2309e-07 | 56.2394 | 6.9226e-06 | 2029 | Mitigation | 0.95 | 45 | 0 | esc | 0.00097009 | 1.1941e-10 | 0.00097009 | 1.1941e-10 | 0.0027785 | 4.5288e-08 | 0.0088147 | 9.9432e-09
[120 empty] | 7.3.3.17.5 (Remote Grid) Updates to grid topology to minimize risk of ignition in HFTDs Remote GridWLDFRWire-to-wire contactAggregated | WLDFR | HFTD - Distribution - Tier 3 - 1QU CoRE ¦ 3QU LoRE | Non-Red Flag Warning - Catastrophic Fires | Wire-to-wire contact | Aggregated | 2030 | 1.2309e-07 | 56.2394 | 6.9226e-06 | 2030 | Mitigation | 0.95 | 45 | 0 | esc | 0.00097009 | 1.1941e-10 | 0.00097009 | 1.1941e-10 | 0.0027785 | 4.5288e-08 | 0.0088147 | 9.9432e-09
[120 empty] | 7.3.3.17.5 (Remote Grid) Updates to grid topology to minimize risk of ignition in HFTDs Remote GridWLDFRWire-to-wire contactAggregated | WLDFR | HFTD - Distribution - Tier 3 - 1QU CoRE ¦ 3QU LoRE | Non-Red Flag Warning - Catastrophic Fires | Wire-to-wire contact | Aggregated | 2031 | 1.2309e-07 | 56.2394 | 6.9226e-06 | 2031 | Mitigation | 0.95 | 45 | 0 | esc | 0.00097009 | 1.1941e-10 | 0.00097009 | 1.1941e-10 | 0.0027785 | 4.5288e-08 | 0.0088147 | 9.9432e-09
[120 empty] | 7.3.3.17.5 (Remote Grid) Updates to grid topology to minimize risk of ignition in HFTDs Remote GridWLDFRWire-to-wire contactAggregated | WLDFR | HFTD - Distribution - Tier 3 - 1QU CoRE ¦ 3QU LoRE | Non-Red Flag Warning - Catastrophic Fires | Wire-to-wire contact | Aggregated | 2032 | 1.2309e-07 | 56.2394 | 6.9226e-06 | 2032 | Mitigation | 0.95 | 45 | 0 | esc | 0.00097009 | 1.1941e-10 | 0.00097009 | 1.1941e-10 | 0.0027785 | 4.5288e-08 | 0.0088147 | 9.9432e-09
[120 empty] | 7.3.3.17.5 (Remote Grid) Updates to grid topology to minimize risk of ignition in HFTDs Remote GridWLDFRWire-to-wire contactAggregated | WLDFR | HFTD - Distribution - Tier 3 - 1QU CoRE ¦ 3QU LoRE | Non-Red Flag Warning - Catastrophic Fires | Wire-to-wire contact | Aggregated | 2033 | 1.2309e-07 | 56.2394 | 6.9226e-06 | 2033 | Mitigation | 0.95 | 45 | 0 | esc | 0.00097009 | 1.1941e-10 | 0.00097009 | 1.1941e-10 | 0.0027785 | 4.5288e-08 | 0.0088147 | 9.9432e-09
[120 empty] | 7.3.3.17.5 (Remote Grid) Updates to grid topology to minimize risk of ignition in HFTDs Remote GridWLDFRWire-to-wire contactAggregated | WLDFR | HFTD - Distribution - Tier 3 - 1QU CoRE ¦ 3QU LoRE | Non-Red Flag Warning - Catastrophic Fires | Wire-to-wire contact | Aggregated | 2034 | 1.2309e-07 | 56.2394 | 6.9226e-06 | 2034 | Mitigation | 0.95 | 45 | 0 | esc | 0.00097009 | 1.1941e-10 | 0.00097009 | 1.1941e-10 | 0.0027785 | 4.5288e-08 | 0.0088147 | 9.9432e-09
[120 empty] | 7.3.3.17.5 (Remote Grid) Updates to grid topology to minimize risk of ignition in HFTDs Remote GridWLDFRWire-to-wire contactAggregated | WLDFR | HFTD - Distribution - Tier 3 - 1QU CoRE ¦ 3QU LoRE | Non-Red Flag Warning - Catastrophic Fires | Wire-to-wire contact | Aggregated | 2035 | 1.2309e-07 | 56.2394 | 6.9226e-06 | 2035 | Mitigation | 0.95 | 45 | 0 | esc | 0.00097009 | 1.1941e-10 | 0.00097009 | 1.1941e-10 | 0.0027785 | 4.5288e-08 | 0.0088147 | 9.9432e-09
[120 empty] | 7.3.3.17.5 (Remote Grid) Updates to grid topology to minimize risk of ignition in HFTDs Remote GridWLDFRWire-to-wire contactAggregated | WLDFR | HFTD - Distribution - Tier 3 - 1QU CoRE ¦ 3QU LoRE | Non-Red Flag Warning - Catastrophic Fires | Wire-to-wire contact | Aggregated | 2036 | 1.2309e-07 | 56.2394 | 6.9226e-06 | 2036 | Mitigation | 0.95 | 45 | 0 | esc | 0.00097009 | 1.1941e-10 | 0.00097009 | 1.1941e-10 | 0 | 0 | 0.0088147 | 9.9432e-09
[120 empty] | 7.3.3.17.5 (Remote Grid) Updates to grid topology to minimize risk of ignition in HFTDs Remote GridWLDFRWire-to-wire contactAggregated | WLDFR | HFTD - Distribution - Tier 3 - 1QU CoRE ¦ 3QU LoRE | Non-Red Flag Warning - Catastrophic Fires | Wire-to-wire contact | Aggregated | 2037 | 1.2309e-07 | 56.2394 | 6.9226e-06 | 2037 | Mitigation | 0.95 | 45 | 0 | esc | 0.00097009 | 1.1941e-10 | 0.00097009 | 1.1941e-10 | 0.0027785 | 9.5112e-08 | 0.0088147 | 9.9432e-09
[120 empty] | 7.3.3.17.5 (Remote Grid) Updates to grid topology to minimize risk of ignition in HFTDs Remote GridWLDFRWire-to-wire contactAggregated | WLDFR | HFTD - Distribution - Tier 3 - 1QU CoRE ¦ 3QU LoRE | Non-Red Flag Warning - Catastrophic Fires | Wire-to-wire contact | Aggregated | 2038 | 1.2309e-07 | 56.2394 | 6.9226e-06 | 2038 | Mitigation | 0.95 | 45 | 0 | esc | 0.00097009 | 1.1941e-10 | 0.00097009 | 1.1941e-10 | 0.0027785 | 9.5112e-08 | 0.0088147 | 9.9432e-09
[120 empty] | 7.3.3.17.5 (Remote Grid) Updates to grid topology to minimize risk of ignition in HFTDs Remote GridWLDFRWire-to-wire contactAggregated | WLDFR | HFTD - Distribution - Tier 3 - 1QU CoRE ¦ 3QU LoRE | Non-Red Flag Warning - Catastrophic Fires | Wire-to-wire contact | Aggregated | 2039 | 1.2309e-07 | 56.2394 | 6.9226e-06 | 2039 | Mitigation | 0.95 | 45 | 0 | esc | 0.00097009 | 1.1941e-10 | 0.00097009 | 1.1941e-10 | 0.0027785 | 9.5112e-08 | 0.0088147 | 9.9432e-09
[120 empty] | 7.3.3.17.5 (Remote Grid) Updates to grid topology to minimize risk of ignition in HFTDs Remote GridWLDFRWire-to-wire contactAggregated | WLDFR | HFTD - Distribution - Tier 3 - 1QU CoRE ¦ 3QU LoRE | Non-Red Flag Warning - Catastrophic Fires | Wire-to-wire contact | Aggregated | 2040 | 1.2309e-07 | 56.2394 | 6.9226e-06 | 2040 | Mitigation | 0.95 | 45 | 0 | esc | 0.00097009 | 1.1941e-10 | 0.00097009 | 1.1941e-10 | 0.0027785 | 9.5112e-08 | 0.0088147 | 9.9432e-09
[120 empty] | 7.3.3.17.5 (Remote Grid) Updates to grid topology to minimize risk of ignition in HFTDs Remote GridWLDFRWire-to-wire contactAggregated | WLDFR | HFTD - Distribution - Tier 3 - 1QU CoRE ¦ 3QU LoRE | Non-Red Flag Warning - Catastrophic Fires | Wire-to-wire contact | Aggregated | 2041 | 1.2309e-07 | 56.2394 | 6.9226e-06 | 2041 | Mitigation | 0.95 | 45 | 0 | esc | 0.00097009 | 1.1941e-10 | 0.00097009 | 1.1941e-10 | 0.0027785 | 9.5112e-08 | 0.0088147 | 9.9432e-09
[120 empty] | 7.3.3.17.5 (Remote Grid) Updates to grid topology to minimize risk of ignition in HFTDs Remote GridWLDFRWire-to-wire contactAggregated | WLDFR | HFTD - Distribution - Tier 3 - 1QU CoRE ¦ 3QU LoRE | Non-Red Flag Warning - Catastrophic Fires | Wire-to-wire contact | Aggregated | 2042 | 1.2309e-07 | 56.2394 | 6.9226e-06 | 2042 | Mitigation | 0.95 | 45 | 0 | esc | 0.00097009 | 1.1941e-10 | 0.00097009 | 1.1941e-10 | 0.0027785 | 9.5112e-08 | 0.0088147 | 9.9432e-09
[120 empty] | 7.3.3.17.5 (Remote Grid) Updates to grid topology to minimize risk of ignition in HFTDs Remote GridWLDFRWire-to-wire contactAggregated | WLDFR | HFTD - Distribution - Tier 3 - 1QU CoRE ¦ 3QU LoRE | Non-Red Flag Warning - Catastrophic Fires | Wire-to-wire contact | Aggregated | 2043 | 1.2309e-07 | 56.2394 | 6.9226e-06 | 2043 | Mitigation | 0.95 | 45 | 0 | esc | 0.00097009 | 1.1941e-10 | 0.00097009 | 1.1941e-10 | 0.0027785 | 9.5112e-08 | 0.0088147 | 9.9432e-09
[120 empty] | 7.3.3.17.5 (Remote Grid) Updates to grid topology to minimize risk of ignition in HFTDs Remote GridWLDFRWire-to-wire contactAggregated | WLDFR | HFTD - Distribution - Tier 3 - 1QU CoRE ¦ 3QU LoRE | Non-Red Flag Warning - Catastrophic Fires | Wire-to-wire contact | Aggregated | 2044 | 1.2309e-07 | 56.2394 | 6.9226e-06 | 2044 | Mitigation | 0.95 | 45 | 0 | esc | 0.00097009 | 1.1941e-10 | 0.00097009 | 1.1941e-10 | 0.0027785 | 9.5112e-08 | 0.0088147 | 9.9432e-09
[120 empty] | 7.3.3.17.5 (Remote Grid) Updates to grid topology to minimize risk of ignition in HFTDs Remote GridWLDFRWire-to-wire contactAggregated | WLDFR | HFTD - Distribution - Tier 3 - 1QU CoRE ¦ 3QU LoRE | Non-Red Flag Warning - Catastrophic Fires | Wire-to-wire contact | Aggregated | 2045 | 1.2309e-07 | 56.2394 | 6.9226e-06 | 2045 | Mitigation | 0.95 | 45 | 0 | esc | 0.00097009 | 1.1941e-10 | 0.00097009 | 1.1941e-10 | 0.0027785 | 9.5112e-08 | 0.0088147 | 9.9432e-09
[120 empty] | 7.3.3.17.5 (Remote Grid) Updates to grid topology to minimize risk of ignition in HFTDs Remote GridWLDFRWire-to-wire contactAggregated | WLDFR | HFTD - Distribution - Tier 3 - 1QU CoRE ¦ 3QU LoRE | Non-Red Flag Warning - Catastrophic Fires | Wire-to-wire contact | Aggregated | 2046 | 1.2309e-07 | 56.2394 | 6.9226e-06 | 2046 | Mitigation | 0.95 | 45 | 0 | esc | 0.00097009 | 1.1941e-10 | 0.00097009 | 1.1941e-10 | 0.0027785 | 9.5112e-08 | 0.0088147 | 9.9432e-09
[120 empty] | 7.3.3.17.5 (Remote Grid) Updates to grid topology to minimize risk of ignition in HFTDs Remote GridWLDFRWire-to-wire contactAggregated | WLDFR | HFTD - Distribution - Tier 3 - 1QU CoRE ¦ 3QU LoRE | Non-Red Flag Warning - Catastrophic Fires | Wire-to-wire contact | Aggregated | 2047 | 1.2309e-07 | 56.2394 | 6.9226e-06 | 2047 | Mitigation | 0.95 | 45 | 0 | esc | 0.00097009 | 1.1941e-10 | 0.00097009 | 1.1941e-10 | 0.0027785 | 9.5112e-08 | 0.0088147 | 9.9432e-09
[120 empty] | 7.3.3.17.5 (Remote Grid) Updates to grid topology to minimize risk of ignition in HFTDs Remote GridWLDFRWire-to-wire contactAggregated | WLDFR | HFTD - Distribution - Tier 3 - 1QU CoRE ¦ 3QU LoRE | Non-Red Flag Warning - Catastrophic Fires | Wire-to-wire contact | Aggregated | 2048 | 1.2309e-07 | 56.2394 | 6.9226e-06 | 2048 | Mitigation | 0.95 | 45 | 0 | esc | 0.00097009 | 1.1941e-10 | 0.00097009 | 1.1941e-10 | 0.0027785 | 9.5112e-08 | 0.0088147 | 9.9432e-09
[120 empty] | 7.3.3.17.5 (Remote Grid) Updates to grid topology to minimize risk of ignition in HFTDs Remote GridWLDFRWire-to-wire contactAggregated | WLDFR | HFTD - Distribution - Tier 3 - 1QU CoRE ¦ 3QU LoRE | Non-Red Flag Warning - Catastrophic Fires | Wire-to-wire contact | Aggregated | 2049 | 1.2309e-07 | 56.2394 | 6.9226e-06 | 2049 | Mitigation | 0.95 | 45 | 0 | esc | 0.00097009 | 1.1941e-10 | 0.00097009 | 1.1941e-10 | 0.0027785 | 9.5112e-08 | 0.0088147 | 9.9432e-09
[120 empty] | 7.3.3.17.5 (Remote Grid) Updates to grid topology to minimize risk of ignition in HFTDs Remote GridWLDFRWire-to-wire contactAggregated | WLDFR | HFTD - Distribution - Tier 3 - 1QU CoRE ¦ 3QU LoRE | Non-Red Flag Warning - Catastrophic Fires | Wire-to-wire contact | Aggregated | 2050 | 1.2309e-07 | 56.2394 | 6.9226e-06 | 2050 | Mitigation | 0.95 | 45 | 0 | esc | 0.00097009 | 1.1941e-10 | 0.00097009 | 1.1941e-10 | 0.0027785 | 9.5112e-08 | 0.0088147 | 9.9432e-09
[120 empty] | 7.3.3.17.5 (Remote Grid) Updates to grid topology to minimize risk of ignition in HFTDs Remote GridWLDFRWire-to-wire contactAggregated | WLDFR | HFTD - Distribution - Tier 3 - 1QU CoRE ¦ 3QU LoRE | Non-Red Flag Warning - Catastrophic Fires | Wire-to-wire contact | Aggregated | 2051 | 1.2309e-07 | 56.2394 | 6.9226e-06 | 2051 | Mitigation | 0.95 | 45 | 0 | esc | 0.00097009 | 1.1941e-10 | 0.00097009 | 1.1941e-10 | 0.0027785 | 9.5112e-08 | 0.0088147 | 9.9432e-09
[120 empty] | 7.3.3.17.5 (Remote Grid) Updates to grid topology to minimize risk of ignition in HFTDs Remote GridWLDFRWire-to-wire contactAggregated | WLDFR | HFTD - Distribution - Tier 3 - 1QU CoRE ¦ 3QU LoRE | Non-Red Flag Warning - Catastrophic Fires | Wire-to-wire contact | Aggregated | 2052 | 1.2309e-07 | 56.2394 | 6.9226e-06 | 2052 | Mitigation | 0.95 | 45 | 0 | esc | 0.00097009 | 1.1941e-10 | 0.00097009 | 1.1941e-10 | 0.0027785 | 9.5112e-08 | 0.0088147 | 9.9432e-09
[120 empty] | 7.3.3.17.5 (Remote Grid) Updates to grid topology to minimize risk of ignition in HFTDs Remote GridWLDFRWire-to-wire contactAggregated | WLDFR | HFTD - Distribution - Tier 3 - 1QU CoRE ¦ 3QU LoRE | Non-Red Flag Warning - Catastrophic Fires | Wire-to-wire contact | Aggregated | 2053 | 1.2309e-07 | 56.2394 | 6.9226e-06 | 2053 | Mitigation | 0.95 | 45 | 0 | esc | 0.00097009 | 1.1941e-10 | 0.00097009 | 1.1941e-10 | 0.0027785 | 9.5112e-08 | 0.0088147 | 9.9432e-09
[120 empty] | 7.3.3.17.5 (Remote Grid) Updates to grid topology to minimize risk of ignition in HFTDs Remote GridWLDFRWire-to-wire contactAggregated | WLDFR | HFTD - Distribution - Tier 3 - 1QU CoRE ¦ 3QU LoRE | Non-Red Flag Warning - Catastrophic Fires | Wire-to-wire contact | Aggregated | 2054 | 1.2309e-07 | 56.2394 | 6.9226e-06 | 2054 | Mitigation | 0.95 | 45 | 0 | esc | 0.00097009 | 1.1941e-10 | 0.00097009 | 1.1941e-10 | 0.0027785 | 9.5112e-08 | 0.0088147 | 9.9432e-09
[120 empty] | 7.3.3.17.5 (Remote Grid) Updates to grid topology to minimize risk of ignition in HFTDs Remote GridWLDFRWire-to-wire contactAggregated | WLDFR | HFTD - Distribution - Tier 3 - 1QU CoRE ¦ 3QU LoRE | Non-Red Flag Warning - Catastrophic Fires | Wire-to-wire contact | Aggregated | 2055 | 1.2309e-07 | 56.2394 | 6.9226e-06 | 2055 | Mitigation | 0.95 | 45 | 0 | esc | 0.00097009 | 1.1941e-10 | 0.00097009 | 1.1941e-10 | 0.0027785 | 9.5112e-08 | 0.0088147 | 9.9432e-09
[120 empty] | 7.3.3.17.5 (Remote Grid) Updates to grid topology to minimize risk of ignition in HFTDs Remote GridWLDFRWire-to-wire contactAggregated | WLDFR | HFTD - Distribution - Tier 3 - 1QU CoRE ¦ 3QU LoRE | Non-Red Flag Warning - Catastrophic Fires | Wire-to-wire contact | Aggregated | 2056 | 1.2309e-07 | 56.2394 | 6.9226e-06 | 2056 | Mitigation | 0.95 | 45 | 0 | esc | 0.00097009 | 1.1941e-10 | 0.00097009 | 1.1941e-10 | 0.0027785 | 9.5112e-08 | 0 | 0
[120 empty] | 7.3.3.17.5 (Remote Grid) Updates to grid topology to minimize risk of ignition in HFTDs Remote GridWLDFRWire-to-wire contactAggregated | WLDFR | HFTD - Distribution - Tier 3 - 1QU CoRE ¦ 3QU LoRE | Non-Red Flag Warning - Catastrophic Fires | Wire-to-wire contact | Aggregated | 2057 | 1.2309e-07 | 56.2394 | 6.9226e-06 | 2057 | Mitigation | 0.95 | 45 | 0 | esc | 0.00097009 | 1.1941e-10 | 0.00097009 | 1.1941e-10 | 0.0027785 | 9.5112e-08 | 0 | 0
[120 empty] | 7.3.3.17.5 (Remote Grid) Updates to grid topology to minimize risk of ignition in HFTDs Remote GridWLDFRWire-to-wire contactAggregated | WLDFR | HFTD - Distribution - Tier 3 - 1QU CoRE ¦ 3QU LoRE | Non-Red Flag Warning - Catastrophic Fires | Wire-to-wire contact | Aggregated | 2058 | 1.2309e-07 | 56.2394 | 6.9226e-06 | 2058 | Mitigation | 0.95 | 45 | 0 | esc | 0.00097009 | 1.1941e-10 | 0.00097009 | 1.1941e-10 | 0.0027785 | 9.5112e-08 | 0.013543 | 8.3181e-13
[120 empty] | 7.3.3.17.5 (Remote Grid) Updates to grid topology to minimize risk of ignition in HFTDs Remote GridWLDFRWire-to-wire contactAggregated | WLDFR | HFTD - Distribution - Tier 3 - 1QU CoRE ¦ 3QU LoRE | Non-Red Flag Warning - Catastrophic Fires | Wire-to-wire contact | Aggregated | 2059 | 1.2309e-07 | 56.2394 | 6.9226e-06 | 2059 | Mitigation | 0.95 | 45 | 0 | esc | 0.00097009 | 1.1941e-10 | 0.00097009 | 1.1941e-10 | 0.0027785 | 9.5112e-08 | 0.013543 | 8.3181e-13
[120 empty] | 7.3.3.17.5 (Remote Grid) Updates to grid topology to minimize risk of ignition in HFTDs Remote GridWLDFRWire-to-wire contactAggregated | WLDFR | HFTD - Distribution - Tier 3 - 1QU CoRE ¦ 3QU LoRE | Non-Red Flag Warning - Catastrophic Fires | Wire-to-wire contact | Aggregated | 2060 | 1.2309e-07 | 56.2394 | 6.9226e-06 | 2060 | Mitigation | 0.95 | 45 | 0 | esc | 0.00097009 | 1.1941e-10 | 0.00097009 | 1.1941e-10 | 0.0027785 | 9.5112e-08 | 0.013543 | 8.3181e-13
[120 empty] | 7.3.3.17.5 (Remote Grid) Updates to grid topology to minimize risk of ignition in HFTDs Remote GridWLDFRWire-to-wire contactAggregated | WLDFR | HFTD - Distribution - Tier 3 - 1QU CoRE ¦ 3QU LoRE | Non-Red Flag Warning - Catastrophic Fires | Wire-to-wire contact | Aggregated | 2061 | 1.2309e-07 | 56.2394 | 6.9226e-06 | 2061 | Mitigation | 0.95 | 45 | 0 | esc | 0.00097009 | 1.1941e-10 | 0.00097009 | 1.1941e-10 | 0.0027785 | 9.5112e-08 | 0.013543 | 8.3181e-13
[120 empty] | 7.3.3.17.5 (Remote Grid) Updates to grid topology to minimize risk of ignition in HFTDs Remote GridWLDFRWire-to-wire contactAggregated | WLDFR | HFTD - Distribution - Tier 3 - 1QU CoRE ¦ 3QU LoRE | Non-Red Flag Warning - Catastrophic Fires | Wire-to-wire contact | Aggregated | 2062 | 1.2309e-07 | 56.2394 | 6.9226e-06 | 2062 | Mitigation | 0.95 | 45 | 0 | esc | 0.00097009 | 1.1941e-10 | 0.00097009 | 1.1941e-10 | 0.0027785 | 9.5112e-08 | 0.013543 | 8.3181e-13
[120 empty] | 7.3.3.17.5 (Remote Grid) Updates to grid topology to minimize risk of ignition in HFTDs Remote GridWLDFRWire-to-wire contactAggregated | WLDFR | HFTD - Distribution - Tier 3 - 1QU CoRE ¦ 3QU LoRE | Non-Red Flag Warning - Catastrophic Fires | Wire-to-wire contact | Aggregated | 2063 | 1.2309e-07 | 56.2394 | 6.9226e-06 | 2063 | Mitigation | 0.95 | 45 | 0 | esc | 0.00097009 | 1.1941e-10 | 0.00097009 | 1.1941e-10 | 0.0027785 | 9.5112e-08 | 0.013543 | 8.3181e-13
[120 empty] | 7.3.3.17.5 (Remote Grid) Updates to grid topology to minimize risk of ignition in HFTDs Remote GridWLDFRWire-to-wire contactAggregated | WLDFR | HFTD - Distribution - Tier 3 - 1QU CoRE ¦ 3QU LoRE | Non-Red Flag Warning - Catastrophic Fires | Wire-to-wire contact | Aggregated | 2064 | 1.2309e-07 | 56.2394 | 6.9226e-06 | 2064 | Mitigation | 0.95 | 45 | 0 | esc | 0.00097009 | 1.1941e-10 | 0.00097009 | 1.1941e-10 | 0.0027785 | 9.5112e-08 | 0.013543 | 8.3181e-13
[120 empty] | 7.3.3.17.5 (Remote Grid) Updates to grid topology to minimize risk of ignition in HFTDs Remote GridWLDFRWire-to-wire contactAggregated | WLDFR | HFTD - Distribution - Tier 3 - 1QU CoRE ¦ 3QU LoRE | Non-Red Flag Warning - Catastrophic Fires | Wire-to-wire contact | Aggregated | 2065 | 1.2309e-07 | 56.2394 | 6.9226e-06 | 2065 | Mitigation | 0.95 | 45 | 0 | esc | 0.00097009 | 1.1941e-10 | 0.00097009 | 1.1941e-10 | 0.0027785 | 9.5112e-08 | 0.013543 | 8.3181e-13
[120 empty] | 7.3.3.17.5 (Remote Grid) Updates to grid topology to minimize risk of ignition in HFTDs Remote GridWLDFRWire-to-wire contactAggregated | WLDFR | HFTD - Distribution - Tier 3 - 1QU CoRE ¦ 3QU LoRE | Non-Red Flag Warning - Catastrophic Fires | Wire-to-wire contact | Aggregated | 2066 | 1.2309e-07 | 56.2394 | 6.9226e-06 | 2066 | Mitigation | 0.95 | 45 | 0 | esc | 0.00097009 | 1.1941e-10 | 0.00097009 | 1.1941e-10 | 0.0027785 | 9.5112e-08 | 0.013543 | 8.3181e-13
[120 empty] | 7.3.3.17.5 (Remote Grid) Updates to grid topology to minimize risk of ignition in HFTDs Remote GridWLDFRWire-to-wire contactAggregated | WLDFR | HFTD - Distribution - Tier 3 - 1QU CoRE ¦ 3QU LoRE | Non-Red Flag Warning - Catastrophic Fires | Wire-to-wire contact | Aggregated | 2067 | 1.2309e-07 | 56.2394 | 6.9226e-06 | 2067 | Mitigation | 0.95 | 45 | 0 | esc | 0 | 0 | 0.00097009 | 1.1941e-10 | 0.0027785 | 9.5112e-08 | 0.013543 | 8.3181e-13
[120 empty] | 7.3.3.17.5 (Remote Grid) Updates to grid topology to minimize risk of ignition in HFTDs Remote GridWLDFRContact from objectAggregated | WLDFR | HFTD - Distribution - Tier 3 - 1QU CoRE ¦ 3QU LoRE | Non-Red Flag Warning - Destructive Fires | Contact from object | Aggregated | 2022 | 7.3374e-07 | 56.2394 | 4.1265e-05 | 2022 | Mitigation | 0.95 | 45 | 0 | esc | 0.00097009 | 7.1179e-10 | 0 | 0 | 0.0027785 | 9.5112e-08 | 0.013543 | 8.3181e-13
[120 empty] | 7.3.3.17.5 (Remote Grid) Updates to grid topology to minimize risk of ignition in HFTDs Remote GridWLDFRContact from objectAggregated | WLDFR | HFTD - Distribution - Tier 3 - 1QU CoRE ¦ 3QU LoRE | Non-Red Flag Warning - Destructive Fires | Contact from object | Aggregated | 2023 | 7.3374e-07 | 56.2394 | 4.1265e-05 | 2023 | Mitigation | 0.95 | 45 | 0 | esc | 0.00097009 | 7.1179e-10 | 0.00097009 | 7.1179e-10 | 0.0027785 | 9.5112e-08 | 0.013543 | 8.3181e-13
[120 empty] | 7.3.3.17.5 (Remote Grid) Updates to grid topology to minimize risk of ignition in HFTDs Remote GridWLDFRContact from objectAggregated | WLDFR | HFTD - Distribution - Tier 3 - 1QU CoRE ¦ 3QU LoRE | Non-Red Flag Warning - Destructive Fires | Contact from object | Aggregated | 2024 | 7.3374e-07 | 56.2394 | 4.1265e-05 | 2024 | Mitigation | 0.95 | 45 | 0 | esc | 0.00097009 | 7.1179e-10 | 0.00097009 | 7.1179e-10 | 0.0027785 | 9.5112e-08 | 0.013543 | 8.3181e-13
[120 empty] | 7.3.3.17.5 (Remote Grid) Updates to grid topology to minimize risk of ignition in HFTDs Remote GridWLDFRContact from objectAggregated | WLDFR | HFTD - Distribution - Tier 3 - 1QU CoRE ¦ 3QU LoRE | Non-Red Flag Warning - Destructive Fires | Contact from object | Aggregated | 2025 | 7.3374e-07 | 56.2394 | 4.1265e-05 | 2025 | Mitigation | 0.95 | 45 | 0 | esc | 0.00097009 | 7.1179e-10 | 0.00097009 | 7.1179e-10 | 0.0027785 | 9.5112e-08 | 0.013543 | 8.3181e-13
[120 empty] | 7.3.3.17.5 (Remote Grid) Updates to grid topology to minimize risk of ignition in HFTDs Remote GridWLDFRContact from objectAggregated | WLDFR | HFTD - Distribution - Tier 3 - 1QU CoRE ¦ 3QU LoRE | Non-Red Flag Warning - Destructive Fires | Contact from object | Aggregated | 2026 | 7.3374e-07 | 56.2394 | 4.1265e-05 | 2026 | Mitigation | 0.95 | 45 | 0 | esc | 0.00097009 | 7.1179e-10 | 0.00097009 | 7.1179e-10 | 0.0027785 | 9.5112e-08 | 0.013543 | 8.3181e-13
[120 empty] | 7.3.3.17.5 (Remote Grid) Updates to grid topology to minimize risk of ignition in HFTDs Remote GridWLDFRContact from objectAggregated | WLDFR | HFTD - Distribution - Tier 3 - 1QU CoRE ¦ 3QU LoRE | Non-Red Flag Warning - Destructive Fires | Contact from object | Aggregated | 2027 | 7.3374e-07 | 56.2394 | 4.1265e-05 | 2027 | Mitigation | 0.95 | 45 | 0 | esc | 0.00097009 | 7.1179e-10 | 0.00097009 | 7.1179e-10 | 0.0027785 | 9.5112e-08 | 0.013543 | 8.3181e-13
[120 empty] | 7.3.3.17.5 (Remote Grid) Updates to grid topology to minimize risk of ignition in HFTDs Remote GridWLDFRContact from objectAggregated | WLDFR | HFTD - Distribution - Tier 3 - 1QU CoRE ¦ 3QU LoRE | Non-Red Flag Warning - Destructive Fires | Contact from object | Aggregated | 2028 | 7.3374e-07 | 56.2394 | 4.1265e-05 | 2028 | Mitigation | 0.95 | 45 | 0 | esc | 0.00097009 | 7.1179e-10 | 0.00097009 | 7.1179e-10 | 0.0027785 | 9.5112e-08 | 0.013543 | 8.3181e-13
[120 empty] | 7.3.3.17.5 (Remote Grid) Updates to grid topology to minimize risk of ignition in HFTDs Remote GridWLDFRContact from objectAggregated | WLDFR | HFTD - Distribution - Tier 3 - 1QU CoRE ¦ 3QU LoRE | Non-Red Flag Warning - Destructive Fires | Contact from object | Aggregated | 2029 | 7.3374e-07 | 56.2394 | 4.1265e-05 | 2029 | Mitigation | 0.95 | 45 | 0 | esc | 0.00097009 | 7.1179e-10 | 0.00097009 | 7.1179e-10 | 0.0027785 | 9.5112e-08 | 0.013543 | 8.3181e-13
[120 empty] | 7.3.3.17.5 (Remote Grid) Updates to grid topology to minimize risk of ignition in HFTDs Remote GridWLDFRContact from objectAggregated | WLDFR | HFTD - Distribution - Tier 3 - 1QU CoRE ¦ 3QU LoRE | Non-Red Flag Warning - Destructive Fires | Contact from object | Aggregated | 2030 | 7.3374e-07 | 56.2394 | 4.1265e-05 | 2030 | Mitigation | 0.95 | 45 | 0 | esc | 0.00097009 | 7.1179e-10 | 0.00097009 | 7.1179e-10 | 0.0027785 | 9.5112e-08 | 0.013543 | 8.3181e-13
[120 empty] | 7.3.3.17.5 (Remote Grid) Updates to grid topology to minimize risk of ignition in HFTDs Remote GridWLDFRContact from objectAggregated | WLDFR | HFTD - Distribution - Tier 3 - 1QU CoRE ¦ 3QU LoRE | Non-Red Flag Warning - Destructive Fires | Contact from object | Aggregated | 2031 | 7.3374e-07 | 56.2394 | 4.1265e-05 | 2031 | Mitigation | 0.95 | 45 | 0 | esc | 0.00097009 | 7.1179e-10 | 0.00097009 | 7.1179e-10 | 0.0027785 | 9.5112e-08 | 0.013543 | 8.3181e-13
[120 empty] | 7.3.3.17.5 (Remote Grid) Updates to grid topology to minimize risk of ignition in HFTDs Remote GridWLDFRContact from objectAggregated | WLDFR | HFTD - Distribution - Tier 3 - 1QU CoRE ¦ 3QU LoRE | Non-Red Flag Warning - Destructive Fires | Contact from object | Aggregated | 2032 | 7.3374e-07 | 56.2394 | 4.1265e-05 | 2032 | Mitigation | 0.95 | 45 | 0 | esc | 0.00097009 | 7.1179e-10 | 0.00097009 | 7.1179e-10 | 0.0027785 | 9.5112e-08 | 0.013543 | 8.3181e-13
[120 empty] | 7.3.3.17.5 (Remote Grid) Updates to grid topology to minimize risk of ignition in HFTDs Remote GridWLDFRContact from objectAggregated | WLDFR | HFTD - Distribution - Tier 3 - 1QU CoRE ¦ 3QU LoRE | Non-Red Flag Warning - Destructive Fires | Contact from object | Aggregated | 2033 | 7.3374e-07 | 56.2394 | 4.1265e-05 | 2033 | Mitigation | 0.95 | 45 | 0 | esc | 0.00097009 | 7.1179e-10 | 0.00097009 | 7.1179e-10 | 0.0027785 | 9.5112e-08 | 0.013543 | 8.3181e-13
[120 empty] | 7.3.3.17.5 (Remote Grid) Updates to grid topology to minimize risk of ignition in HFTDs Remote GridWLDFRContact from objectAggregated | WLDFR | HFTD - Distribution - Tier 3 - 1QU CoRE ¦ 3QU LoRE | Non-Red Flag Warning - Destructive Fires | Contact from object | Aggregated | 2034 | 7.3374e-07 | 56.2394 | 4.1265e-05 | 2034 | Mitigation | 0.95 | 45 | 0 | esc | 0.00097009 | 7.1179e-10 | 0.00097009 | 7.1179e-10 | 0.0027785 | 9.5112e-08 | 0.013543 | 8.3181e-13
[120 empty] | 7.3.3.17.5 (Remote Grid) Updates to grid topology to minimize risk of ignition in HFTDs Remote GridWLDFRContact from objectAggregated | WLDFR | HFTD - Distribution - Tier 3 - 1QU CoRE ¦ 3QU LoRE | Non-Red Flag Warning - Destructive Fires | Contact from object | Aggregated | 2035 | 7.3374e-07 | 56.2394 | 4.1265e-05 | 2035 | Mitigation | 0.95 | 45 | 0 | esc | 0.00097009 | 7.1179e-10 | 0.00097009 | 7.1179e-10 | 0.0027785 | 9.5112e-08 | 0.013543 | 8.3181e-13
[120 empty] | 7.3.3.17.5 (Remote Grid) Updates to grid topology to minimize risk of ignition in HFTDs Remote GridWLDFRContact from objectAggregated | WLDFR | HFTD - Distribution - Tier 3 - 1QU CoRE ¦ 3QU LoRE | Non-Red Flag Warning - Destructive Fires | Contact from object | Aggregated | 2036 | 7.3374e-07 | 56.2394 | 4.1265e-05 | 2036 | Mitigation | 0.95 | 45 | 0 | esc | 0.00097009 | 7.1179e-10 | 0.00097009 | 7.1179e-10 | 0.0027785 | 9.5112e-08 | 0.013543 | 8.3181e-13
[120 empty] | 7.3.3.17.5 (Remote Grid) Updates to grid topology to minimize risk of ignition in HFTDs Remote GridWLDFRContact from objectAggregated | WLDFR | HFTD - Distribution - Tier 3 - 1QU CoRE ¦ 3QU LoRE | Non-Red Flag Warning - Destructive Fires | Contact from object | Aggregated | 2037 | 7.3374e-07 | 56.2394 | 4.1265e-05 | 2037 | Mitigation | 0.95 | 45 | 0 | esc | 0.00097009 | 7.1179e-10 | 0.00097009 | 7.1179e-10 | 0.0027785 | 9.5112e-08 | 0.013543 | 8.3181e-13
[120 empty] | 7.3.3.17.5 (Remote Grid) Updates to grid topology to minimize risk of ignition in HFTDs Remote GridWLDFRContact from objectAggregated | WLDFR | HFTD - Distribution - Tier 3 - 1QU CoRE ¦ 3QU LoRE | Non-Red Flag Warning - Destructive Fires | Contact from object | Aggregated | 2038 | 7.3374e-07 | 56.2394 | 4.1265e-05 | 2038 | Mitigation | 0.95 | 45 | 0 | esc | 0.00097009 | 7.1179e-10 | 0.00097009 | 7.1179e-10 | 0.0027785 | 9.5112e-08 | 0.013543 | 8.3181e-13
[120 empty] | 7.3.3.17.5 (Remote Grid) Updates to grid topology to minimize risk of ignition in HFTDs Remote GridWLDFRContact from objectAggregated | WLDFR | HFTD - Distribution - Tier 3 - 1QU CoRE ¦ 3QU LoRE | Non-Red Flag Warning - Destructive Fires | Contact from object | Aggregated | 2039 | 7.3374e-07 | 56.2394 | 4.1265e-05 | 2039 | Mitigation | 0.95 | 45 | 0 | esc | 0.00097009 | 7.1179e-10 | 0.00097009 | 7.1179e-10 | 0.0027785 | 9.5112e-08 | 0.013543 | 8.3181e-13
[120 empty] | 7.3.3.17.5 (Remote Grid) Updates to grid topology to minimize risk of ignition in HFTDs Remote GridWLDFRContact from objectAggregated | WLDFR | HFTD - Distribution - Tier 3 - 1QU CoRE ¦ 3QU LoRE | Non-Red Flag Warning - Destructive Fires | Contact from object | Aggregated | 2040 | 7.3374e-07 | 56.2394 | 4.1265e-05 | 2040 | Mitigation | 0.95 | 45 | 0 | esc | 0.00097009 | 7.1179e-10 | 0.00097009 | 7.1179e-10 | 0 | 0 | 0.013543 | 8.3181e-13
[120 empty] | 7.3.3.17.5 (Remote Grid) Updates to grid topology to minimize risk of ignition in HFTDs Remote GridWLDFRContact from objectAggregated | WLDFR | HFTD - Distribution - Tier 3 - 1QU CoRE ¦ 3QU LoRE | Non-Red Flag Warning - Destructive Fires | Contact from object | Aggregated | 2041 | 7.3374e-07 | 56.2394 | 4.1265e-05 | 2041 | Mitigation | 0.95 | 45 | 0 | esc | 0.00097009 | 7.1179e-10 | 0.00097009 | 7.1179e-10 | 0.0027785 | 6.6716e-10 | 0.013543 | 8.3181e-13
[120 empty] | 7.3.3.17.5 (Remote Grid) Updates to grid topology to minimize risk of ignition in HFTDs Remote GridWLDFRContact from objectAggregated | WLDFR | HFTD - Distribution - Tier 3 - 1QU CoRE ¦ 3QU LoRE | Non-Red Flag Warning - Destructive Fires | Contact from object | Aggregated | 2042 | 7.3374e-07 | 56.2394 | 4.1265e-05 | 2042 | Mitigation | 0.95 | 45 | 0 | esc | 0.00097009 | 7.1179e-10 | 0.00097009 | 7.1179e-10 | 0.0027785 | 6.6716e-10 | 0 | 0
[120 empty] | 7.3.3.17.5 (Remote Grid) Updates to grid topology to minimize risk of ignition in HFTDs Remote GridWLDFRContact from objectAggregated | WLDFR | HFTD - Distribution - Tier 3 - 1QU CoRE ¦ 3QU LoRE | Non-Red Flag Warning - Destructive Fires | Contact from object | Aggregated | 2043 | 7.3374e-07 | 56.2394 | 4.1265e-05 | 2043 | Mitigation | 0.95 | 45 | 0 | esc | 0.00097009 | 7.1179e-10 | 0.00097009 | 7.1179e-10 | 0.0027785 | 6.6716e-10 | 0 | 0
[120 empty] | 7.3.3.17.5 (Remote Grid) Updates to grid topology to minimize risk of ignition in HFTDs Remote GridWLDFRContact from objectAggregated | WLDFR | HFTD - Distribution - Tier 3 - 1QU CoRE ¦ 3QU LoRE | Non-Red Flag Warning - Destructive Fires | Contact from object | Aggregated | 2044 | 7.3374e-07 | 56.2394 | 4.1265e-05 | 2044 | Mitigation | 0.95 | 45 | 0 | esc | 0.00097009 | 7.1179e-10 | 0.00097009 | 7.1179e-10 | 0.0027785 | 6.6716e-10 | 0.0013359 | 9.2483e-12
[120 empty] | 7.3.3.17.5 (Remote Grid) Updates to grid topology to minimize risk of ignition in HFTDs Remote GridWLDFRContact from objectAggregated | WLDFR | HFTD - Distribution - Tier 3 - 1QU CoRE ¦ 3QU LoRE | Non-Red Flag Warning - Destructive Fires | Contact from object | Aggregated | 2045 | 7.3374e-07 | 56.2394 | 4.1265e-05 | 2045 | Mitigation | 0.95 | 45 | 0 | esc | 0.00097009 | 7.1179e-10 | 0.00097009 | 7.1179e-10 | 0.0027785 | 6.6716e-10 | 0.0013359 | 9.2483e-12
[120 empty] | 7.3.3.17.5 (Remote Grid) Updates to grid topology to minimize risk of ignition in HFTDs Remote GridWLDFRContact from objectAggregated | WLDFR | HFTD - Distribution - Tier 3 - 1QU CoRE ¦ 3QU LoRE | Non-Red Flag Warning - Destructive Fires | Contact from object | Aggregated | 2046 | 7.3374e-07 | 56.2394 | 4.1265e-05 | 2046 | Mitigation | 0.95 | 45 | 0 | esc | 0.00097009 | 7.1179e-10 | 0.00097009 | 7.1179e-10 | 0.0027785 | 6.6716e-10 | 0.0013359 | 9.2483e-12
[120 empty] | 7.3.3.17.5 (Remote Grid) Updates to grid topology to minimize risk of ignition in HFTDs Remote GridWLDFRContact from objectAggregated | WLDFR | HFTD - Distribution - Tier 3 - 1QU CoRE ¦ 3QU LoRE | Non-Red Flag Warning - Destructive Fires | Contact from object | Aggregated | 2047 | 7.3374e-07 | 56.2394 | 4.1265e-05 | 2047 | Mitigation | 0.95 | 45 | 0 | esc | 0.00097009 | 7.1179e-10 | 0.00097009 | 7.1179e-10 | 0.0027785 | 6.6716e-10 | 0.0013359 | 9.2483e-12
[120 empty] | 7.3.3.17.5 (Remote Grid) Updates to grid topology to minimize risk of ignition in HFTDs Remote GridWLDFRContact from objectAggregated | WLDFR | HFTD - Distribution - Tier 3 - 1QU CoRE ¦ 3QU LoRE | Non-Red Flag Warning - Destructive Fires | Contact from object | Aggregated | 2048 | 7.3374e-07 | 56.2394 | 4.1265e-05 | 2048 | Mitigation | 0.95 | 45 | 0 | esc | 0.00097009 | 7.1179e-10 | 0.00097009 | 7.1179e-10 | 0.0027785 | 6.6716e-10 | 0.0013359 | 9.2483e-12
[120 empty] | 7.3.3.17.5 (Remote Grid) Updates to grid topology to minimize risk of ignition in HFTDs Remote GridWLDFRContact from objectAggregated | WLDFR | HFTD - Distribution - Tier 3 - 1QU CoRE ¦ 3QU LoRE | Non-Red Flag Warning - Destructive Fires | Contact from object | Aggregated | 2049 | 7.3374e-07 | 56.2394 | 4.1265e-05 | 2049 | Mitigation | 0.95 | 45 | 0 | esc | 0.00097009 | 7.1179e-10 | 0.00097009 | 7.1179e-10 | 0.0027785 | 6.6716e-10 | 0.0013359 | 9.2483e-12
[120 empty] | 7.3.3.17.5 (Remote Grid) Updates to grid topology to minimize risk of ignition in HFTDs Remote GridWLDFRContact from objectAggregated | WLDFR | HFTD - Distribution - Tier 3 - 1QU CoRE ¦ 3QU LoRE | Non-Red Flag Warning - Destructive Fires | Contact from object | Aggregated | 2050 | 7.3374e-07 | 56.2394 | 4.1265e-05 | 2050 | Mitigation | 0.95 | 45 | 0 | esc | 0.00097009 | 7.1179e-10 | 0.00097009 | 7.1179e-10 | 0.0027785 | 6.6716e-10 | 0.0013359 | 9.2483e-12
[120 empty] | 7.3.3.17.5 (Remote Grid) Updates to grid topology to minimize risk of ignition in HFTDs Remote GridWLDFRContact from objectAggregated | WLDFR | HFTD - Distribution - Tier 3 - 1QU CoRE ¦ 3QU LoRE | Non-Red Flag Warning - Destructive Fires | Contact from object | Aggregated | 2051 | 7.3374e-07 | 56.2394 | 4.1265e-05 | 2051 | Mitigation | 0.95 | 45 | 0 | esc | 0.00097009 | 7.1179e-10 | 0.00097009 | 7.1179e-10 | 0.0027785 | 6.6716e-10 | 0.0013359 | 9.2483e-12
[120 empty] | 7.3.3.17.5 (Remote Grid) Updates to grid topology to minimize risk of ignition in HFTDs Remote GridWLDFRContact from objectAggregated | WLDFR | HFTD - Distribution - Tier 3 - 1QU CoRE ¦ 3QU LoRE | Non-Red Flag Warning - Destructive Fires | Contact from object | Aggregated | 2052 | 7.3374e-07 | 56.2394 | 4.1265e-05 | 2052 | Mitigation | 0.95 | 45 | 0 | esc | 0.00097009 | 7.1179e-10 | 0.00097009 | 7.1179e-10 | 0.0027785 | 6.6716e-10 | 0.0013359 | 9.2483e-12
[120 empty] | 7.3.3.17.5 (Remote Grid) Updates to grid topology to minimize risk of ignition in HFTDs Remote GridWLDFRContact from objectAggregated | WLDFR | HFTD - Distribution - Tier 3 - 1QU CoRE ¦ 3QU LoRE | Non-Red Flag Warning - Destructive Fires | Contact from object | Aggregated | 2053 | 7.3374e-07 | 56.2394 | 4.1265e-05 | 2053 | Mitigation | 0.95 | 45 | 0 | esc | 0.00097009 | 7.1179e-10 | 0.00097009 | 7.1179e-10 | 0.0027785 | 6.6716e-10 | 0.0013359 | 9.2483e-12
[120 empty] | 7.3.3.17.5 (Remote Grid) Updates to grid topology to minimize risk of ignition in HFTDs Remote GridWLDFRContact from objectAggregated | WLDFR | HFTD - Distribution - Tier 3 - 1QU CoRE ¦ 3QU LoRE | Non-Red Flag Warning - Destructive Fires | Contact from object | Aggregated | 2054 | 7.3374e-07 | 56.2394 | 4.1265e-05 | 2054 | Mitigation | 0.95 | 45 | 0 | esc | 0.00097009 | 7.1179e-10 | 0.00097009 | 7.1179e-10 | 0.0027785 | 6.6716e-10 | 0.0013359 | 9.2483e-12
[120 empty] | 7.3.3.17.5 (Remote Grid) Updates to grid topology to minimize risk of ignition in HFTDs Remote GridWLDFRContact from objectAggregated | WLDFR | HFTD - Distribution - Tier 3 - 1QU CoRE ¦ 3QU LoRE | Non-Red Flag Warning - Destructive Fires | Contact from object | Aggregated | 2055 | 7.3374e-07 | 56.2394 | 4.1265e-05 | 2055 | Mitigation | 0.95 | 45 | 0 | esc | 0.00097009 | 7.1179e-10 | 0.00097009 | 7.1179e-10 | 0.0027785 | 6.6716e-10 | 0.0013359 | 9.2483e-12
[120 empty] | 7.3.3.17.5 (Remote Grid) Updates to grid topology to minimize risk of ignition in HFTDs Remote GridWLDFRContact from objectAggregated | WLDFR | HFTD - Distribution - Tier 3 - 1QU CoRE ¦ 3QU LoRE | Non-Red Flag Warning - Destructive Fires | Contact from object | Aggregated | 2056 | 7.3374e-07 | 56.2394 | 4.1265e-05 | 2056 | Mitigation | 0.95 | 45 | 0 | esc | 0.00097009 | 7.1179e-10 | 0.00097009 | 7.1179e-10 | 0.0027785 | 6.6716e-10 | 0.0013359 | 9.2483e-12
[120 empty] | 7.3.3.17.5 (Remote Grid) Updates to grid topology to minimize risk of ignition in HFTDs Remote GridWLDFRContact from objectAggregated | WLDFR | HFTD - Distribution - Tier 3 - 1QU CoRE ¦ 3QU LoRE | Non-Red Flag Warning - Destructive Fires | Contact from object | Aggregated | 2057 | 7.3374e-07 | 56.2394 | 4.1265e-05 | 2057 | Mitigation | 0.95 | 45 | 0 | esc | 0.00097009 | 7.1179e-10 | 0.00097009 | 7.1179e-10 | 0.0027785 | 6.6716e-10 | 0.0013359 | 9.2483e-12
[120 empty] | 7.3.3.17.5 (Remote Grid) Updates to grid topology to minimize risk of ignition in HFTDs Remote GridWLDFRContact from objectAggregated | WLDFR | HFTD - Distribution - Tier 3 - 1QU CoRE ¦ 3QU LoRE | Non-Red Flag Warning - Destructive Fires | Contact from object | Aggregated | 2058 | 7.3374e-07 | 56.2394 | 4.1265e-05 | 2058 | Mitigation | 0.95 | 45 | 0 | esc | 0.00097009 | 7.1179e-10 | 0.00097009 | 7.1179e-10 | 0.0027785 | 6.6716e-10 | 0.0013359 | 9.2483e-12
[120 empty] | 7.3.3.17.5 (Remote Grid) Updates to grid topology to minimize risk of ignition in HFTDs Remote GridWLDFRContact from objectAggregated | WLDFR | HFTD - Distribution - Tier 3 - 1QU CoRE ¦ 3QU LoRE | Non-Red Flag Warning - Destructive Fires | Contact from object | Aggregated | 2059 | 7.3374e-07 | 56.2394 | 4.1265e-05 | 2059 | Mitigation | 0.95 | 45 | 0 | esc | 0.00097009 | 7.1179e-10 | 0.00097009 | 7.1179e-10 | 0.0027785 | 6.6716e-10 | 0.0013359 | 9.2483e-12
[120 empty] | 7.3.3.17.5 (Remote Grid) Updates to grid topology to minimize risk of ignition in HFTDs Remote GridWLDFRContact from objectAggregated | WLDFR | HFTD - Distribution - Tier 3 - 1QU CoRE ¦ 3QU LoRE | Non-Red Flag Warning - Destructive Fires | Contact from object | Aggregated | 2060 | 7.3374e-07 | 56.2394 | 4.1265e-05 | 2060 | Mitigation | 0.95 | 45 | 0 | esc | 0.00097009 | 7.1179e-10 | 0.00097009 | 7.1179e-10 | 0.0027785 | 6.6716e-10 | 0.0013359 | 9.2483e-12
[120 empty] | 7.3.3.17.5 (Remote Grid) Updates to grid topology to minimize risk of ignition in HFTDs Remote GridWLDFRContact from objectAggregated | WLDFR | HFTD - Distribution - Tier 3 - 1QU CoRE ¦ 3QU LoRE | Non-Red Flag Warning - Destructive Fires | Contact from object | Aggregated | 2061 | 7.3374e-07 | 56.2394 | 4.1265e-05 | 2061 | Mitigation | 0.95 | 45 | 0 | esc | 0.00097009 | 7.1179e-10 | 0.00097009 | 7.1179e-10 | 0.0027785 | 6.6716e-10 | 0.0013359 | 9.2483e-12
[120 empty] | 7.3.3.17.5 (Remote Grid) Updates to grid topology to minimize risk of ignition in HFTDs Remote GridWLDFRContact from objectAggregated | WLDFR | HFTD - Distribution - Tier 3 - 1QU CoRE ¦ 3QU LoRE | Non-Red Flag Warning - Destructive Fires | Contact from object | Aggregated | 2062 | 7.3374e-07 | 56.2394 | 4.1265e-05 | 2062 | Mitigation | 0.95 | 45 | 0 | esc | 0.00097009 | 7.1179e-10 | 0.00097009 | 7.1179e-10 | 0.0027785 | 6.6716e-10 | 0.0013359 | 9.2483e-12
[120 empty] | 7.3.3.17.5 (Remote Grid) Updates to grid topology to minimize risk of ignition in HFTDs Remote GridWLDFRContact from objectAggregated | WLDFR | HFTD - Distribution - Tier 3 - 1QU CoRE ¦ 3QU LoRE | Non-Red Flag Warning - Destructive Fires | Contact from object | Aggregated | 2063 | 7.3374e-07 | 56.2394 | 4.1265e-05 | 2063 | Mitigation | 0.95 | 45 | 0 | esc | 0.00097009 | 7.1179e-10 | 0.00097009 | 7.1179e-10 | 0.0027785 | 6.6716e-10 | 0.0013359 | 9.2483e-12
[120 empty] | 7.3.3.17.5 (Remote Grid) Updates to grid topology to minimize risk of ignition in HFTDs Remote GridWLDFRContact from objectAggregated | WLDFR | HFTD - Distribution - Tier 3 - 1QU CoRE ¦ 3QU LoRE | Non-Red Flag Warning - Destructive Fires | Contact from object | Aggregated | 2064 | 7.3374e-07 | 56.2394 | 4.1265e-05 | 2064 | Mitigation | 0.95 | 45 | 0 | esc | 0.00097009 | 7.1179e-10 | 0.00097009 | 7.1179e-10 | 0.0027785 | 6.6716e-10 | 0.0013359 | 9.2483e-12
[120 empty] | 7.3.3.17.5 (Remote Grid) Updates to grid topology to minimize risk of ignition in HFTDs Remote GridWLDFRContact from objectAggregated | WLDFR | HFTD - Distribution - Tier 3 - 1QU CoRE ¦ 3QU LoRE | Non-Red Flag Warning - Destructive Fires | Contact from object | Aggregated | 2065 | 7.3374e-07 | 56.2394 | 4.1265e-05 | 2065 | Mitigation | 0.95 | 45 | 0 | esc | 0.00097009 | 7.1179e-10 | 0.00097009 | 7.1179e-10 | 0.0027785 | 6.6716e-10 | 0.0013359 | 9.2483e-12
[120 empty] | 7.3.3.17.5 (Remote Grid) Updates to grid topology to minimize risk of ignition in HFTDs Remote GridWLDFRContact from objectAggregated | WLDFR | HFTD - Distribution - Tier 3 - 1QU CoRE ¦ 3QU LoRE | Non-Red Flag Warning - Destructive Fires | Contact from object | Aggregated | 2066 | 7.3374e-07 | 56.2394 | 4.1265e-05 | 2066 | Mitigation | 0.95 | 45 | 0 | esc | 0.00097009 | 7.1179e-10 | 0.00097009 | 7.1179e-10 | 0.0027785 | 6.6716e-10 | 0.0013359 | 9.2483e-12
[120 empty] | 7.3.3.17.5 (Remote Grid) Updates to grid topology to minimize risk of ignition in HFTDs Remote GridWLDFRContact from objectAggregated | WLDFR | HFTD - Distribution - Tier 3 - 1QU CoRE ¦ 3QU LoRE | Non-Red Flag Warning - Destructive Fires | Contact from object | Aggregated | 2067 | 7.3374e-07 | 56.2394 | 4.1265e-05 | 2067 | Mitigation | 0.95 | 45 | 0 | esc | 0 | 0 | 0.00097009 | 7.1179e-10 | 0.0027785 | 6.6716e-10 | 0.0013359 | 9.2483e-12
[120 empty] | 7.3.3.17.5 (Remote Grid) Updates to grid topology to minimize risk of ignition in HFTDs Remote GridWLDFRContaminationAggregated | WLDFR | HFTD - Distribution - Tier 3 - 1QU CoRE ¦ 3QU LoRE | Non-Red Flag Warning - Destructive Fires | Contamination | Aggregated | 2022 | 4.2498e-08 | 56.2394 | 2.3901e-06 | 2022 | Mitigation | 0.95 | 45 | 0 | esc | 0.00097009 | 4.1227e-11 | 0 | 0 | 0.0027785 | 6.6716e-10 | 0.0013359 | 9.2483e-12
[120 empty] | 7.3.3.17.5 (Remote Grid) Updates to grid topology to minimize risk of ignition in HFTDs Remote GridWLDFRContaminationAggregated | WLDFR | HFTD - Distribution - Tier 3 - 1QU CoRE ¦ 3QU LoRE | Non-Red Flag Warning - Destructive Fires | Contamination | Aggregated | 2023 | 4.2498e-08 | 56.2394 | 2.3901e-06 | 2023 | Mitigation | 0.95 | 45 | 0 | esc | 0.00097009 | 4.1227e-11 | 0.00097009 | 4.1227e-11 | 0.0027785 | 6.6716e-10 | 0.0013359 | 9.2483e-12
[120 empty] | 7.3.3.17.5 (Remote Grid) Updates to grid topology to minimize risk of ignition in HFTDs Remote GridWLDFRContaminationAggregated | WLDFR | HFTD - Distribution - Tier 3 - 1QU CoRE ¦ 3QU LoRE | Non-Red Flag Warning - Destructive Fires | Contamination | Aggregated | 2024 | 4.2498e-08 | 56.2394 | 2.3901e-06 | 2024 | Mitigation | 0.95 | 45 | 0 | esc | 0.00097009 | 4.1227e-11 | 0.00097009 | 4.1227e-11 | 0.0027785 | 6.6716e-10 | 0.0013359 | 9.2483e-12
[120 empty] | 7.3.3.17.5 (Remote Grid) Updates to grid topology to minimize risk of ignition in HFTDs Remote GridWLDFRContaminationAggregated | WLDFR | HFTD - Distribution - Tier 3 - 1QU CoRE ¦ 3QU LoRE | Non-Red Flag Warning - Destructive Fires | Contamination | Aggregated | 2025 | 4.2498e-08 | 56.2394 | 2.3901e-06 | 2025 | Mitigation | 0.95 | 45 | 0 | esc | 0.00097009 | 4.1227e-11 | 0.00097009 | 4.1227e-11 | 0.0027785 | 6.6716e-10 | 0.0013359 | 9.2483e-12
[120 empty] | 7.3.3.17.5 (Remote Grid) Updates to grid topology to minimize risk of ignition in HFTDs Remote GridWLDFRContaminationAggregated | WLDFR | HFTD - Distribution - Tier 3 - 1QU CoRE ¦ 3QU LoRE | Non-Red Flag Warning - Destructive Fires | Contamination | Aggregated | 2026 | 4.2498e-08 | 56.2394 | 2.3901e-06 | 2026 | Mitigation | 0.95 | 45 | 0 | esc | 0.00097009 | 4.1227e-11 | 0.00097009 | 4.1227e-11 | 0.0027785 | 6.6716e-10 | 0.0013359 | 9.2483e-12
[120 empty] | 7.3.3.17.5 (Remote Grid) Updates to grid topology to minimize risk of ignition in HFTDs Remote GridWLDFRContaminationAggregated | WLDFR | HFTD - Distribution - Tier 3 - 1QU CoRE ¦ 3QU LoRE | Non-Red Flag Warning - Destructive Fires | Contamination | Aggregated | 2027 | 4.2498e-08 | 56.2394 | 2.3901e-06 | 2027 | Mitigation | 0.95 | 45 | 0 | esc | 0.00097009 | 4.1227e-11 | 0.00097009 | 4.1227e-11 | 0.0027785 | 6.6716e-10 | 0.0013359 | 9.2483e-12
[120 empty] | 7.3.3.17.5 (Remote Grid) Updates to grid topology to minimize risk of ignition in HFTDs Remote GridWLDFRContaminationAggregated | WLDFR | HFTD - Distribution - Tier 3 - 1QU CoRE ¦ 3QU LoRE | Non-Red Flag Warning - Destructive Fires | Contamination | Aggregated | 2028 | 4.2498e-08 | 56.2394 | 2.3901e-06 | 2028 | Mitigation | 0.95 | 45 | 0 | esc | 0.00097009 | 4.1227e-11 | 0.00097009 | 4.1227e-11 | 0.0027785 | 6.6716e-10 | 0 | 0
[120 empty] | 7.3.3.17.5 (Remote Grid) Updates to grid topology to minimize risk of ignition in HFTDs Remote GridWLDFRContaminationAggregated | WLDFR | HFTD - Distribution - Tier 3 - 1QU CoRE ¦ 3QU LoRE | Non-Red Flag Warning - Destructive Fires | Contamination | Aggregated | 2029 | 4.2498e-08 | 56.2394 | 2.3901e-06 | 2029 | Mitigation | 0.95 | 45 | 0 | esc | 0.00097009 | 4.1227e-11 | 0.00097009 | 4.1227e-11 | 0.0027785 | 6.6716e-10 | 0 | 0
[120 empty] | 7.3.3.17.5 (Remote Grid) Updates to grid topology to minimize risk of ignition in HFTDs Remote GridWLDFRContaminationAggregated | WLDFR | HFTD - Distribution - Tier 3 - 1QU CoRE ¦ 3QU LoRE | Non-Red Flag Warning - Destructive Fires | Contamination | Aggregated | 2030 | 4.2498e-08 | 56.2394 | 2.3901e-06 | 2030 | Mitigation | 0.95 | 45 | 0 | esc | 0.00097009 | 4.1227e-11 | 0.00097009 | 4.1227e-11 | 0.0027785 | 6.6716e-10 | 0.0093813 | 1.9067e-10
[120 empty] | 7.3.3.17.5 (Remote Grid) Updates to grid topology to minimize risk of ignition in HFTDs Remote GridWLDFRContaminationAggregated | WLDFR | HFTD - Distribution - Tier 3 - 1QU CoRE ¦ 3QU LoRE | Non-Red Flag Warning - Destructive Fires | Contamination | Aggregated | 2031 | 4.2498e-08 | 56.2394 | 2.3901e-06 | 2031 | Mitigation | 0.95 | 45 | 0 | esc | 0.00097009 | 4.1227e-11 | 0.00097009 | 4.1227e-11 | 0.0027785 | 6.6716e-10 | 0.0093813 | 1.9067e-10
[120 empty] | 7.3.3.17.5 (Remote Grid) Updates to grid topology to minimize risk of ignition in HFTDs Remote GridWLDFRContaminationAggregated | WLDFR | HFTD - Distribution - Tier 3 - 1QU CoRE ¦ 3QU LoRE | Non-Red Flag Warning - Destructive Fires | Contamination | Aggregated | 2032 | 4.2498e-08 | 56.2394 | 2.3901e-06 | 2032 | Mitigation | 0.95 | 45 | 0 | esc | 0.00097009 | 4.1227e-11 | 0.00097009 | 4.1227e-11 | 0.0027785 | 6.6716e-10 | 0.0093813 | 1.9067e-10
[120 empty] | 7.3.3.17.5 (Remote Grid) Updates to grid topology to minimize risk of ignition in HFTDs Remote GridWLDFRContaminationAggregated | WLDFR | HFTD - Distribution - Tier 3 - 1QU CoRE ¦ 3QU LoRE | Non-Red Flag Warning - Destructive Fires | Contamination | Aggregated | 2033 | 4.2498e-08 | 56.2394 | 2.3901e-06 | 2033 | Mitigation | 0.95 | 45 | 0 | esc | 0.00097009 | 4.1227e-11 | 0.00097009 | 4.1227e-11 | 0.0027785 | 6.6716e-10 | 0.0093813 | 1.9067e-10
[120 empty] | 7.3.3.17.5 (Remote Grid) Updates to grid topology to minimize risk of ignition in HFTDs Remote GridWLDFRContaminationAggregated | WLDFR | HFTD - Distribution - Tier 3 - 1QU CoRE ¦ 3QU LoRE | Non-Red Flag Warning - Destructive Fires | Contamination | Aggregated | 2034 | 4.2498e-08 | 56.2394 | 2.3901e-06 | 2034 | Mitigation | 0.95 | 45 | 0 | esc | 0.00097009 | 4.1227e-11 | 0.00097009 | 4.1227e-11 | 0.0027785 | 6.6716e-10 | 0.0093813 | 1.9067e-10
[120 empty] | 7.3.3.17.5 (Remote Grid) Updates to grid topology to minimize risk of ignition in HFTDs Remote GridWLDFRContaminationAggregated | WLDFR | HFTD - Distribution - Tier 3 - 1QU CoRE ¦ 3QU LoRE | Non-Red Flag Warning - Destructive Fires | Contamination | Aggregated | 2035 | 4.2498e-08 | 56.2394 | 2.3901e-06 | 2035 | Mitigation | 0.95 | 45 | 0 | esc | 0.00097009 | 4.1227e-11 | 0.00097009 | 4.1227e-11 | 0.0027785 | 6.6716e-10 | 0.0093813 | 1.9067e-10
[120 empty] | 7.3.3.17.5 (Remote Grid) Updates to grid topology to minimize risk of ignition in HFTDs Remote GridWLDFRContaminationAggregated | WLDFR | HFTD - Distribution - Tier 3 - 1QU CoRE ¦ 3QU LoRE | Non-Red Flag Warning - Destructive Fires | Contamination | Aggregated | 2036 | 4.2498e-08 | 56.2394 | 2.3901e-06 | 2036 | Mitigation | 0.95 | 45 | 0 | esc | 0.00097009 | 4.1227e-11 | 0.00097009 | 4.1227e-11 | 0.0027785 | 6.6716e-10 | 0.0093813 | 1.9067e-10
[120 empty] | 7.3.3.17.5 (Remote Grid) Updates to grid topology to minimize risk of ignition in HFTDs Remote GridWLDFRContaminationAggregated | WLDFR | HFTD - Distribution - Tier 3 - 1QU CoRE ¦ 3QU LoRE | Non-Red Flag Warning - Destructive Fires | Contamination | Aggregated | 2037 | 4.2498e-08 | 56.2394 | 2.3901e-06 | 2037 | Mitigation | 0.95 | 45 | 0 | esc | 0.00097009 | 4.1227e-11 | 0.00097009 | 4.1227e-11 | 0.0027785 | 6.6716e-10 | 0.0093813 | 1.9067e-10
[120 empty] | 7.3.3.17.5 (Remote Grid) Updates to grid topology to minimize risk of ignition in HFTDs Remote GridWLDFRContaminationAggregated | WLDFR | HFTD - Distribution - Tier 3 - 1QU CoRE ¦ 3QU LoRE | Non-Red Flag Warning - Destructive Fires | Contamination | Aggregated | 2038 | 4.2498e-08 | 56.2394 | 2.3901e-06 | 2038 | Mitigation | 0.95 | 45 | 0 | esc | 0.00097009 | 4.1227e-11 | 0.00097009 | 4.1227e-11 | 0.0027785 | 6.6716e-10 | 0.0093813 | 1.9067e-10
[120 empty] | 7.3.3.17.5 (Remote Grid) Updates to grid topology to minimize risk of ignition in HFTDs Remote GridWLDFRContaminationAggregated | WLDFR | HFTD - Distribution - Tier 3 - 1QU CoRE ¦ 3QU LoRE | Non-Red Flag Warning - Destructive Fires | Contamination | Aggregated | 2039 | 4.2498e-08 | 56.2394 | 2.3901e-06 | 2039 | Mitigation | 0.95 | 45 | 0 | esc | 0.00097009 | 4.1227e-11 | 0.00097009 | 4.1227e-11 | 0.0027785 | 6.6716e-10 | 0.0093813 | 1.9067e-10
[120 empty] | 7.3.3.17.5 (Remote Grid) Updates to grid topology to minimize risk of ignition in HFTDs Remote GridWLDFRContaminationAggregated | WLDFR | HFTD - Distribution - Tier 3 - 1QU CoRE ¦ 3QU LoRE | Non-Red Flag Warning - Destructive Fires | Contamination | Aggregated | 2040 | 4.2498e-08 | 56.2394 | 2.3901e-06 | 2040 | Mitigation | 0.95 | 45 | 0 | esc | 0.00097009 | 4.1227e-11 | 0.00097009 | 4.1227e-11 | 0.0027785 | 6.6716e-10 | 0.0093813 | 1.9067e-10
[120 empty] | 7.3.3.17.5 (Remote Grid) Updates to grid topology to minimize risk of ignition in HFTDs Remote GridWLDFRContaminationAggregated | WLDFR | HFTD - Distribution - Tier 3 - 1QU CoRE ¦ 3QU LoRE | Non-Red Flag Warning - Destructive Fires | Contamination | Aggregated | 2041 | 4.2498e-08 | 56.2394 | 2.3901e-06 | 2041 | Mitigation | 0.95 | 45 | 0 | esc | 0.00097009 | 4.1227e-11 | 0.00097009 | 4.1227e-11 | 0.0027785 | 6.6716e-10 | 0.0093813 | 1.9067e-10
[120 empty] | 7.3.3.17.5 (Remote Grid) Updates to grid topology to minimize risk of ignition in HFTDs Remote GridWLDFRContaminationAggregated | WLDFR | HFTD - Distribution - Tier 3 - 1QU CoRE ¦ 3QU LoRE | Non-Red Flag Warning - Destructive Fires | Contamination | Aggregated | 2042 | 4.2498e-08 | 56.2394 | 2.3901e-06 | 2042 | Mitigation | 0.95 | 45 | 0 | esc | 0.00097009 | 4.1227e-11 | 0.00097009 | 4.1227e-11 | 0.0027785 | 6.6716e-10 | 0.0093813 | 1.9067e-10
[120 empty] | 7.3.3.17.5 (Remote Grid) Updates to grid topology to minimize risk of ignition in HFTDs Remote GridWLDFRContaminationAggregated | WLDFR | HFTD - Distribution - Tier 3 - 1QU CoRE ¦ 3QU LoRE | Non-Red Flag Warning - Destructive Fires | Contamination | Aggregated | 2043 | 4.2498e-08 | 56.2394 | 2.3901e-06 | 2043 | Mitigation | 0.95 | 45 | 0 | esc | 0.00097009 | 4.1227e-11 | 0.00097009 | 4.1227e-11 | 0.0027785 | 6.6716e-10 | 0.0093813 | 1.9067e-10
[120 empty] | 7.3.3.17.5 (Remote Grid) Updates to grid topology to minimize risk of ignition in HFTDs Remote GridWLDFRContaminationAggregated | WLDFR | HFTD - Distribution - Tier 3 - 1QU CoRE ¦ 3QU LoRE | Non-Red Flag Warning - Destructive Fires | Contamination | Aggregated | 2044 | 4.2498e-08 | 56.2394 | 2.3901e-06 | 2044 | Mitigation | 0.95 | 45 | 0 | esc | 0.00097009 | 4.1227e-11 | 0.00097009 | 4.1227e-11 | 0 | 0 | 0.0093813 | 1.9067e-10
[120 empty] | 7.3.3.17.5 (Remote Grid) Updates to grid topology to minimize risk of ignition in HFTDs Remote GridWLDFRContaminationAggregated | WLDFR | HFTD - Distribution - Tier 3 - 1QU CoRE ¦ 3QU LoRE | Non-Red Flag Warning - Destructive Fires | Contamination | Aggregated | 2045 | 4.2498e-08 | 56.2394 | 2.3901e-06 | 2045 | Mitigation | 0.95 | 45 | 0 | esc | 0.00097009 | 4.1227e-11 | 0.00097009 | 4.1227e-11 | 0.0027785 | 3.1072e-07 | 0.0093813 | 1.9067e-10
[120 empty] | 7.3.3.17.5 (Remote Grid) Updates to grid topology to minimize risk of ignition in HFTDs Remote GridWLDFRContaminationAggregated | WLDFR | HFTD - Distribution - Tier 3 - 1QU CoRE ¦ 3QU LoRE | Non-Red Flag Warning - Destructive Fires | Contamination | Aggregated | 2046 | 4.2498e-08 | 56.2394 | 2.3901e-06 | 2046 | Mitigation | 0.95 | 45 | 0 | esc | 0.00097009 | 4.1227e-11 | 0.00097009 | 4.1227e-11 | 0.0027785 | 3.1072e-07 | 0.0093813 | 1.9067e-10
[120 empty] | 7.3.3.17.5 (Remote Grid) Updates to grid topology to minimize risk of ignition in HFTDs Remote GridWLDFRContaminationAggregated | WLDFR | HFTD - Distribution - Tier 3 - 1QU CoRE ¦ 3QU LoRE | Non-Red Flag Warning - Destructive Fires | Contamination | Aggregated | 2047 | 4.2498e-08 | 56.2394 | 2.3901e-06 | 2047 | Mitigation | 0.95 | 45 | 0 | esc | 0.00097009 | 4.1227e-11 | 0.00097009 | 4.1227e-11 | 0.0027785 | 3.1072e-07 | 0.0093813 | 1.9067e-10
[120 empty] | 7.3.3.17.5 (Remote Grid) Updates to grid topology to minimize risk of ignition in HFTDs Remote GridWLDFRContaminationAggregated | WLDFR | HFTD - Distribution - Tier 3 - 1QU CoRE ¦ 3QU LoRE | Non-Red Flag Warning - Destructive Fires | Contamination | Aggregated | 2048 | 4.2498e-08 | 56.2394 | 2.3901e-06 | 2048 | Mitigation | 0.95 | 45 | 0 | esc | 0.00097009 | 4.1227e-11 | 0.00097009 | 4.1227e-11 | 0.0027785 | 3.1072e-07 | 0.0093813 | 1.9067e-10
[120 empty] | 7.3.3.17.5 (Remote Grid) Updates to grid topology to minimize risk of ignition in HFTDs Remote GridWLDFRContaminationAggregated | WLDFR | HFTD - Distribution - Tier 3 - 1QU CoRE ¦ 3QU LoRE | Non-Red Flag Warning - Destructive Fires | Contamination | Aggregated | 2049 | 4.2498e-08 | 56.2394 | 2.3901e-06 | 2049 | Mitigation | 0.95 | 45 | 0 | esc | 0.00097009 | 4.1227e-11 | 0.00097009 | 4.1227e-11 | 0.0027785 | 3.1072e-07 | 0.0093813 | 1.9067e-10
[120 empty] | 7.3.3.17.5 (Remote Grid) Updates to grid topology to minimize risk of ignition in HFTDs Remote GridWLDFRContaminationAggregated | WLDFR | HFTD - Distribution - Tier 3 - 1QU CoRE ¦ 3QU LoRE | Non-Red Flag Warning - Destructive Fires | Contamination | Aggregated | 2050 | 4.2498e-08 | 56.2394 | 2.3901e-06 | 2050 | Mitigation | 0.95 | 45 | 0 | esc | 0.00097009 | 4.1227e-11 | 0.00097009 | 4.1227e-11 | 0.0027785 | 3.1072e-07 | 0.0093813 | 1.9067e-10
[120 empty] | 7.3.3.17.5 (Remote Grid) Updates to grid topology to minimize risk of ignition in HFTDs Remote GridWLDFRContaminationAggregated | WLDFR | HFTD - Distribution - Tier 3 - 1QU CoRE ¦ 3QU LoRE | Non-Red Flag Warning - Destructive Fires | Contamination | Aggregated | 2051 | 4.2498e-08 | 56.2394 | 2.3901e-06 | 2051 | Mitigation | 0.95 | 45 | 0 | esc | 0.00097009 | 4.1227e-11 | 0.00097009 | 4.1227e-11 | 0.0027785 | 3.1072e-07 | 0.0093813 | 1.9067e-10
[120 empty] | 7.3.3.17.5 (Remote Grid) Updates to grid topology to minimize risk of ignition in HFTDs Remote GridWLDFRContaminationAggregated | WLDFR | HFTD - Distribution - Tier 3 - 1QU CoRE ¦ 3QU LoRE | Non-Red Flag Warning - Destructive Fires | Contamination | Aggregated | 2052 | 4.2498e-08 | 56.2394 | 2.3901e-06 | 2052 | Mitigation | 0.95 | 45 | 0 | esc | 0.00097009 | 4.1227e-11 | 0.00097009 | 4.1227e-11 | 0.0027785 | 3.1072e-07 | 0.0093813 | 1.9067e-10
[120 empty] | 7.3.3.17.5 (Remote Grid) Updates to grid topology to minimize risk of ignition in HFTDs Remote GridWLDFRContaminationAggregated | WLDFR | HFTD - Distribution - Tier 3 - 1QU CoRE ¦ 3QU LoRE | Non-Red Flag Warning - Destructive Fires | Contamination | Aggregated | 2053 | 4.2498e-08 | 56.2394 | 2.3901e-06 | 2053 | Mitigation | 0.95 | 45 | 0 | esc | 0.00097009 | 4.1227e-11 | 0.00097009 | 4.1227e-11 | 0.0027785 | 3.1072e-07 | 0.0093813 | 1.9067e-10
[120 empty] | 7.3.3.17.5 (Remote Grid) Updates to grid topology to minimize risk of ignition in HFTDs Remote GridWLDFRContaminationAggregated | WLDFR | HFTD - Distribution - Tier 3 - 1QU CoRE ¦ 3QU LoRE | Non-Red Flag Warning - Destructive Fires | Contamination | Aggregated | 2054 | 4.2498e-08 | 56.2394 | 2.3901e-06 | 2054 | Mitigation | 0.95 | 45 | 0 | esc | 0.00097009 | 4.1227e-11 | 0.00097009 | 4.1227e-11 | 0.0027785 | 3.1072e-07 | 0.0093813 | 1.9067e-10
[120 empty] | 7.3.3.17.5 (Remote Grid) Updates to grid topology to minimize risk of ignition in HFTDs Remote GridWLDFRContaminationAggregated | WLDFR | HFTD - Distribution - Tier 3 - 1QU CoRE ¦ 3QU LoRE | Non-Red Flag Warning - Destructive Fires | Contamination | Aggregated | 2055 | 4.2498e-08 | 56.2394 | 2.3901e-06 | 2055 | Mitigation | 0.95 | 45 | 0 | esc | 0.00097009 | 4.1227e-11 | 0.00097009 | 4.1227e-11 | 0.0027785 | 3.1072e-07 | 0.0093813 | 1.9067e-10
[120 empty] | 7.3.3.17.5 (Remote Grid) Updates to grid topology to minimize risk of ignition in HFTDs Remote GridWLDFRContaminationAggregated | WLDFR | HFTD - Distribution - Tier 3 - 1QU CoRE ¦ 3QU LoRE | Non-Red Flag Warning - Destructive Fires | Contamination | Aggregated | 2056 | 4.2498e-08 | 56.2394 | 2.3901e-06 | 2056 | Mitigation | 0.95 | 45 | 0 | esc | 0.00097009 | 4.1227e-11 | 0.00097009 | 4.1227e-11 | 0.0027785 | 3.1072e-07 | 0.0093813 | 1.9067e-10
[120 empty] | 7.3.3.17.5 (Remote Grid) Updates to grid topology to minimize risk of ignition in HFTDs Remote GridWLDFRContaminationAggregated | WLDFR | HFTD - Distribution - Tier 3 - 1QU CoRE ¦ 3QU LoRE | Non-Red Flag Warning - Destructive Fires | Contamination | Aggregated | 2057 | 4.2498e-08 | 56.2394 | 2.3901e-06 | 2057 | Mitigation | 0.95 | 45 | 0 | esc | 0.00097009 | 4.1227e-11 | 0.00097009 | 4.1227e-11 | 0.0027785 | 3.1072e-07 | 0.0093813 | 1.9067e-10
[120 empty] | 7.3.3.17.5 (Remote Grid) Updates to grid topology to minimize risk of ignition in HFTDs Remote GridWLDFRContaminationAggregated | WLDFR | HFTD - Distribution - Tier 3 - 1QU CoRE ¦ 3QU LoRE | Non-Red Flag Warning - Destructive Fires | Contamination | Aggregated | 2058 | 4.2498e-08 | 56.2394 | 2.3901e-06 | 2058 | Mitigation | 0.95 | 45 | 0 | esc | 0.00097009 | 4.1227e-11 | 0.00097009 | 4.1227e-11 | 0.0027785 | 3.1072e-07 | 0.0093813 | 1.9067e-10
[120 empty] | 7.3.3.17.5 (Remote Grid) Updates to grid topology to minimize risk of ignition in HFTDs Remote GridWLDFRContaminationAggregated | WLDFR | HFTD - Distribution - Tier 3 - 1QU CoRE ¦ 3QU LoRE | Non-Red Flag Warning - Destructive Fires | Contamination | Aggregated | 2059 | 4.2498e-08 | 56.2394 | 2.3901e-06 | 2059 | Mitigation | 0.95 | 45 | 0 | esc | 0.00097009 | 4.1227e-11 | 0.00097009 | 4.1227e-11 | 0.0027785 | 3.1072e-07 | 0.0093813 | 1.9067e-10
[120 empty] | 7.3.3.17.5 (Remote Grid) Updates to grid topology to minimize risk of ignition in HFTDs Remote GridWLDFRContaminationAggregated | WLDFR | HFTD - Distribution - Tier 3 - 1QU CoRE ¦ 3QU LoRE | Non-Red Flag Warning - Destructive Fires | Contamination | Aggregated | 2060 | 4.2498e-08 | 56.2394 | 2.3901e-06 | 2060 | Mitigation | 0.95 | 45 | 0 | esc | 0.00097009 | 4.1227e-11 | 0.00097009 | 4.1227e-11 | 0.0027785 | 3.1072e-07 | 0 | 0
[120 empty] | 7.3.3.17.5 (Remote Grid) Updates to grid topology to minimize risk of ignition in HFTDs Remote GridWLDFRContaminationAggregated | WLDFR | HFTD - Distribution - Tier 3 - 1QU CoRE ¦ 3QU LoRE | Non-Red Flag Warning - Destructive Fires | Contamination | Aggregated | 2061 | 4.2498e-08 | 56.2394 | 2.3901e-06 | 2061 | Mitigation | 0.95 | 45 | 0 | esc | 0.00097009 | 4.1227e-11 | 0.00097009 | 4.1227e-11 | 0.0027785 | 3.1072e-07 | 0 | 0
[120 empty] | 7.3.3.17.5 (Remote Grid) Updates to grid topology to minimize risk of ignition in HFTDs Remote GridWLDFRContaminationAggregated | WLDFR | HFTD - Distribution - Tier 3 - 1QU CoRE ¦ 3QU LoRE | Non-Red Flag Warning - Destructive Fires | Contamination | Aggregated | 2062 | 4.2498e-08 | 56.2394 | 2.3901e-06 | 2062 | Mitigation | 0.95 | 45 | 0 | esc | 0.00097009 | 4.1227e-11 | 0.00097009 | 4.1227e-11 | 0.0027785 | 3.1072e-07 | 0.014004 | 7.2962e-11
[120 empty] | 7.3.3.17.5 (Remote Grid) Updates to grid topology to minimize risk of ignition in HFTDs Remote GridWLDFRContaminationAggregated | WLDFR | HFTD - Distribution - Tier 3 - 1QU CoRE ¦ 3QU LoRE | Non-Red Flag Warning - Destructive Fires | Contamination | Aggregated | 2063 | 4.2498e-08 | 56.2394 | 2.3901e-06 | 2063 | Mitigation | 0.95 | 45 | 0 | esc | 0.00097009 | 4.1227e-11 | 0.00097009 | 4.1227e-11 | 0.0027785 | 3.1072e-07 | 0.014004 | 7.2962e-11
[120 empty] | 7.3.3.17.5 (Remote Grid) Updates to grid topology to minimize risk of ignition in HFTDs Remote GridWLDFRContaminationAggregated | WLDFR | HFTD - Distribution - Tier 3 - 1QU CoRE ¦ 3QU LoRE | Non-Red Flag Warning - Destructive Fires | Contamination | Aggregated | 2064 | 4.2498e-08 | 56.2394 | 2.3901e-06 | 2064 | Mitigation | 0.95 | 45 | 0 | esc | 0.00097009 | 4.1227e-11 | 0.00097009 | 4.1227e-11 | 0.0027785 | 3.1072e-07 | 0.014004 | 7.2962e-11
[120 empty] | 7.3.3.17.5 (Remote Grid) Updates to grid topology to minimize risk of ignition in HFTDs Remote GridWLDFRContaminationAggregated | WLDFR | HFTD - Distribution - Tier 3 - 1QU CoRE ¦ 3QU LoRE | Non-Red Flag Warning - Destructive Fires | Contamination | Aggregated | 2065 | 4.2498e-08 | 56.2394 | 2.3901e-06 | 2065 | Mitigation | 0.95 | 45 | 0 | esc | 0.00097009 | 4.1227e-11 | 0.00097009 | 4.1227e-11 | 0.0027785 | 3.1072e-07 | 0.014004 | 7.2962e-11
[120 empty] | 7.3.3.17.5 (Remote Grid) Updates to grid topology to minimize risk of ignition in HFTDs Remote GridWLDFRContaminationAggregated | WLDFR | HFTD - Distribution - Tier 3 - 1QU CoRE ¦ 3QU LoRE | Non-Red Flag Warning - Destructive Fires | Contamination | Aggregated | 2066 | 4.2498e-08 | 56.2394 | 2.3901e-06 | 2066 | Mitigation | 0.95 | 45 | 0 | esc | 0.00097009 | 4.1227e-11 | 0.00097009 | 4.1227e-11 | 0.0027785 | 3.1072e-07 | 0.014004 | 7.2962e-11
[120 empty] | 7.3.3.17.5 (Remote Grid) Updates to grid topology to minimize risk of ignition in HFTDs Remote GridWLDFRContaminationAggregated | WLDFR | HFTD - Distribution - Tier 3 - 1QU CoRE ¦ 3QU LoRE | Non-Red Flag Warning - Destructive Fires | Contamination | Aggregated | 2067 | 4.2498e-08 | 56.2394 | 2.3901e-06 | 2067 | Mitigation | 0.95 | 45 | 0 | esc | 0 | 0 | 0.00097009 | 4.1227e-11 | 0.0027785 | 3.1072e-07 | 0.014004 | 7.2962e-11
[120 empty] | 7.3.3.17.5 (Remote Grid) Updates to grid topology to minimize risk of ignition in HFTDs Remote GridWLDFREquipment / facility failureAggregated | WLDFR | HFTD - Distribution - Tier 3 - 1QU CoRE ¦ 3QU LoRE | Non-Red Flag Warning - Destructive Fires | Equipment / facility failure | Aggregated | 2022 | 2.1894e-07 | 56.2394 | 1.2313e-05 | 2022 | Mitigation | 0.95 | 45 | 0 | esc | 0.00097009 | 2.1239e-10 | 0 | 0 | 0.0027785 | 3.1072e-07 | 0.014004 | 7.2962e-11
[120 empty] | 7.3.3.17.5 (Remote Grid) Updates to grid topology to minimize risk of ignition in HFTDs Remote GridWLDFREquipment / facility failureAggregated | WLDFR | HFTD - Distribution - Tier 3 - 1QU CoRE ¦ 3QU LoRE | Non-Red Flag Warning - Destructive Fires | Equipment / facility failure | Aggregated | 2023 | 2.1894e-07 | 56.2394 | 1.2313e-05 | 2023 | Mitigation | 0.95 | 45 | 0 | esc | 0.00097009 | 2.1239e-10 | 0.00097009 | 2.1239e-10 | 0.0027785 | 3.1072e-07 | 0.014004 | 7.2962e-11
[120 empty] | 7.3.3.17.5 (Remote Grid) Updates to grid topology to minimize risk of ignition in HFTDs Remote GridWLDFREquipment / facility failureAggregated | WLDFR | HFTD - Distribution - Tier 3 - 1QU CoRE ¦ 3QU LoRE | Non-Red Flag Warning - Destructive Fires | Equipment / facility failure | Aggregated | 2024 | 2.1894e-07 | 56.2394 | 1.2313e-05 | 2024 | Mitigation | 0.95 | 45 | 0 | esc | 0.00097009 | 2.1239e-10 | 0.00097009 | 2.1239e-10 | 0.0027785 | 3.1072e-07 | 0.014004 | 7.2962e-11
[120 empty] | 7.3.3.17.5 (Remote Grid) Updates to grid topology to minimize risk of ignition in HFTDs Remote GridWLDFREquipment / facility failureAggregated | WLDFR | HFTD - Distribution - Tier 3 - 1QU CoRE ¦ 3QU LoRE | Non-Red Flag Warning - Destructive Fires | Equipment / facility failure | Aggregated | 2025 | 2.1894e-07 | 56.2394 | 1.2313e-05 | 2025 | Mitigation | 0.95 | 45 | 0 | esc | 0.00097009 | 2.1239e-10 | 0.00097009 | 2.1239e-10 | 0.0027785 | 3.1072e-07 | 0.014004 | 7.2962e-11
[120 empty] | 7.3.3.17.5 (Remote Grid) Updates to grid topology to minimize risk of ignition in HFTDs Remote GridWLDFREquipment / facility failureAggregated | WLDFR | HFTD - Distribution - Tier 3 - 1QU CoRE ¦ 3QU LoRE | Non-Red Flag Warning - Destructive Fires | Equipment / facility failure | Aggregated | 2026 | 2.1894e-07 | 56.2394 | 1.2313e-05 | 2026 | Mitigation | 0.95 | 45 | 0 | esc | 0.00097009 | 2.1239e-10 | 0.00097009 | 2.1239e-10 | 0.0027785 | 3.1072e-07 | 0.014004 | 7.2962e-11
[120 empty] | 7.3.3.17.5 (Remote Grid) Updates to grid topology to minimize risk of ignition in HFTDs Remote GridWLDFREquipment / facility failureAggregated | WLDFR | HFTD - Distribution - Tier 3 - 1QU CoRE ¦ 3QU LoRE | Non-Red Flag Warning - Destructive Fires | Equipment / facility failure | Aggregated | 2027 | 2.1894e-07 | 56.2394 | 1.2313e-05 | 2027 | Mitigation | 0.95 | 45 | 0 | esc | 0.00097009 | 2.1239e-10 | 0.00097009 | 2.1239e-10 | 0.0027785 | 3.1072e-07 | 0.014004 | 7.2962e-11
[120 empty] | 7.3.3.17.5 (Remote Grid) Updates to grid topology to minimize risk of ignition in HFTDs Remote GridWLDFREquipment / facility failureAggregated | WLDFR | HFTD - Distribution - Tier 3 - 1QU CoRE ¦ 3QU LoRE | Non-Red Flag Warning - Destructive Fires | Equipment / facility failure | Aggregated | 2028 | 2.1894e-07 | 56.2394 | 1.2313e-05 | 2028 | Mitigation | 0.95 | 45 | 0 | esc | 0.00097009 | 2.1239e-10 | 0.00097009 | 2.1239e-10 | 0.0027785 | 3.1072e-07 | 0.014004 | 7.2962e-11
[120 empty] | 7.3.3.17.5 (Remote Grid) Updates to grid topology to minimize risk of ignition in HFTDs Remote GridWLDFREquipment / facility failureAggregated | WLDFR | HFTD - Distribution - Tier 3 - 1QU CoRE ¦ 3QU LoRE | Non-Red Flag Warning - Destructive Fires | Equipment / facility failure | Aggregated | 2029 | 2.1894e-07 | 56.2394 | 1.2313e-05 | 2029 | Mitigation | 0.95 | 45 | 0 | esc | 0.00097009 | 2.1239e-10 | 0.00097009 | 2.1239e-10 | 0.0027785 | 3.1072e-07 | 0.014004 | 7.2962e-11
[120 empty] | 7.3.3.17.5 (Remote Grid) Updates to grid topology to minimize risk of ignition in HFTDs Remote GridWLDFREquipment / facility failureAggregated | WLDFR | HFTD - Distribution - Tier 3 - 1QU CoRE ¦ 3QU LoRE | Non-Red Flag Warning - Destructive Fires | Equipment / facility failure | Aggregated | 2030 | 2.1894e-07 | 56.2394 | 1.2313e-05 | 2030 | Mitigation | 0.95 | 45 | 0 | esc | 0.00097009 | 2.1239e-10 | 0.00097009 | 2.1239e-10 | 0.0027785 | 3.1072e-07 | 0.014004 | 7.2962e-11
[120 empty] | 7.3.3.17.5 (Remote Grid) Updates to grid topology to minimize risk of ignition in HFTDs Remote GridWLDFREquipment / facility failureAggregated | WLDFR | HFTD - Distribution - Tier 3 - 1QU CoRE ¦ 3QU LoRE | Non-Red Flag Warning - Destructive Fires | Equipment / facility failure | Aggregated | 2031 | 2.1894e-07 | 56.2394 | 1.2313e-05 | 2031 | Mitigation | 0.95 | 45 | 0 | esc | 0.00097009 | 2.1239e-10 | 0.00097009 | 2.1239e-10 | 0.0027785 | 3.1072e-07 | 0.014004 | 7.2962e-11
[120 empty] | 7.3.3.17.5 (Remote Grid) Updates to grid topology to minimize risk of ignition in HFTDs Remote GridWLDFREquipment / facility failureAggregated | WLDFR | HFTD - Distribution - Tier 3 - 1QU CoRE ¦ 3QU LoRE | Non-Red Flag Warning - Destructive Fires | Equipment / facility failure | Aggregated | 2032 | 2.1894e-07 | 56.2394 | 1.2313e-05 | 2032 | Mitigation | 0.95 | 45 | 0 | esc | 0.00097009 | 2.1239e-10 | 0.00097009 | 2.1239e-10 | 0.0027785 | 3.1072e-07 | 0.014004 | 7.2962e-11
[120 empty] | 7.3.3.17.5 (Remote Grid) Updates to grid topology to minimize risk of ignition in HFTDs Remote GridWLDFREquipment / facility failureAggregated | WLDFR | HFTD - Distribution - Tier 3 - 1QU CoRE ¦ 3QU LoRE | Non-Red Flag Warning - Destructive Fires | Equipment / facility failure | Aggregated | 2033 | 2.1894e-07 | 56.2394 | 1.2313e-05 | 2033 | Mitigation | 0.95 | 45 | 0 | esc | 0.00097009 | 2.1239e-10 | 0.00097009 | 2.1239e-10 | 0.0027785 | 3.1072e-07 | 0.014004 | 7.2962e-11
[120 empty] | 7.3.3.17.5 (Remote Grid) Updates to grid topology to minimize risk of ignition in HFTDs Remote GridWLDFREquipment / facility failureAggregated | WLDFR | HFTD - Distribution - Tier 3 - 1QU CoRE ¦ 3QU LoRE | Non-Red Flag Warning - Destructive Fires | Equipment / facility failure | Aggregated | 2034 | 2.1894e-07 | 56.2394 | 1.2313e-05 | 2034 | Mitigation | 0.95 | 45 | 0 | esc | 0.00097009 | 2.1239e-10 | 0.00097009 | 2.1239e-10 | 0.0027785 | 3.1072e-07 | 0.014004 | 7.2962e-11
[120 empty] | 7.3.3.17.5 (Remote Grid) Updates to grid topology to minimize risk of ignition in HFTDs Remote GridWLDFREquipment / facility failureAggregated | WLDFR | HFTD - Distribution - Tier 3 - 1QU CoRE ¦ 3QU LoRE | Non-Red Flag Warning - Destructive Fires | Equipment / facility failure | Aggregated | 2035 | 2.1894e-07 | 56.2394 | 1.2313e-05 | 2035 | Mitigation | 0.95 | 45 | 0 | esc | 0.00097009 | 2.1239e-10 | 0.00097009 | 2.1239e-10 | 0.0027785 | 3.1072e-07 | 0.014004 | 7.2962e-11
[120 empty] | 7.3.3.17.5 (Remote Grid) Updates to grid topology to minimize risk of ignition in HFTDs Remote GridWLDFREquipment / facility failureAggregated | WLDFR | HFTD - Distribution - Tier 3 - 1QU CoRE ¦ 3QU LoRE | Non-Red Flag Warning - Destructive Fires | Equipment / facility failure | Aggregated | 2036 | 2.1894e-07 | 56.2394 | 1.2313e-05 | 2036 | Mitigation | 0.95 | 45 | 0 | esc | 0.00097009 | 2.1239e-10 | 0.00097009 | 2.1239e-10 | 0.0027785 | 3.1072e-07 | 0.014004 | 7.2962e-11
[120 empty] | 7.3.3.17.5 (Remote Grid) Updates to grid topology to minimize risk of ignition in HFTDs Remote GridWLDFREquipment / facility failureAggregated | WLDFR | HFTD - Distribution - Tier 3 - 1QU CoRE ¦ 3QU LoRE | Non-Red Flag Warning - Destructive Fires | Equipment / facility failure | Aggregated | 2037 | 2.1894e-07 | 56.2394 | 1.2313e-05 | 2037 | Mitigation | 0.95 | 45 | 0 | esc | 0.00097009 | 2.1239e-10 | 0.00097009 | 2.1239e-10 | 0.0027785 | 3.1072e-07 | 0.014004 | 7.2962e-11
[120 empty] | 7.3.3.17.5 (Remote Grid) Updates to grid topology to minimize risk of ignition in HFTDs Remote GridWLDFREquipment / facility failureAggregated | WLDFR | HFTD - Distribution - Tier 3 - 1QU CoRE ¦ 3QU LoRE | Non-Red Flag Warning - Destructive Fires | Equipment / facility failure | Aggregated | 2038 | 2.1894e-07 | 56.2394 | 1.2313e-05 | 2038 | Mitigation | 0.95 | 45 | 0 | esc | 0.00097009 | 2.1239e-10 | 0.00097009 | 2.1239e-10 | 0.0027785 | 3.1072e-07 | 0.014004 | 7.2962e-11
[120 empty] | 7.3.3.17.5 (Remote Grid) Updates to grid topology to minimize risk of ignition in HFTDs Remote GridWLDFREquipment / facility failureAggregated | WLDFR | HFTD - Distribution - Tier 3 - 1QU CoRE ¦ 3QU LoRE | Non-Red Flag Warning - Destructive Fires | Equipment / facility failure | Aggregated | 2039 | 2.1894e-07 | 56.2394 | 1.2313e-05 | 2039 | Mitigation | 0.95 | 45 | 0 | esc | 0.00097009 | 2.1239e-10 | 0.00097009 | 2.1239e-10 | 0.0027785 | 3.1072e-07 | 0.014004 | 7.2962e-11
[120 empty] | 7.3.3.17.5 (Remote Grid) Updates to grid topology to minimize risk of ignition in HFTDs Remote GridWLDFREquipment / facility failureAggregated | WLDFR | HFTD - Distribution - Tier 3 - 1QU CoRE ¦ 3QU LoRE | Non-Red Flag Warning - Destructive Fires | Equipment / facility failure | Aggregated | 2040 | 2.1894e-07 | 56.2394 | 1.2313e-05 | 2040 | Mitigation | 0.95 | 45 | 0 | esc | 0.00097009 | 2.1239e-10 | 0.00097009 | 2.1239e-10 | 0.0027785 | 3.1072e-07 | 0.014004 | 7.2962e-11
[120 empty] | 7.3.3.17.5 (Remote Grid) Updates to grid topology to minimize risk of ignition in HFTDs Remote GridWLDFREquipment / facility failureAggregated | WLDFR | HFTD - Distribution - Tier 3 - 1QU CoRE ¦ 3QU LoRE | Non-Red Flag Warning - Destructive Fires | Equipment / facility failure | Aggregated | 2041 | 2.1894e-07 | 56.2394 | 1.2313e-05 | 2041 | Mitigation | 0.95 | 45 | 0 | esc | 0.00097009 | 2.1239e-10 | 0.00097009 | 2.1239e-10 | 0.0027785 | 3.1072e-07 | 0.014004 | 7.2962e-11
[120 empty] | 7.3.3.17.5 (Remote Grid) Updates to grid topology to minimize risk of ignition in HFTDs Remote GridWLDFREquipment / facility failureAggregated | WLDFR | HFTD - Distribution - Tier 3 - 1QU CoRE ¦ 3QU LoRE | Non-Red Flag Warning - Destructive Fires | Equipment / facility failure | Aggregated | 2042 | 2.1894e-07 | 56.2394 | 1.2313e-05 | 2042 | Mitigation | 0.95 | 45 | 0 | esc | 0.00097009 | 2.1239e-10 | 0.00097009 | 2.1239e-10 | 0.0027785 | 3.1072e-07 | 0.014004 | 7.2962e-11
[120 empty] | 7.3.3.17.5 (Remote Grid) Updates to grid topology to minimize risk of ignition in HFTDs Remote GridWLDFREquipment / facility failureAggregated | WLDFR | HFTD - Distribution - Tier 3 - 1QU CoRE ¦ 3QU LoRE | Non-Red Flag Warning - Destructive Fires | Equipment / facility failure | Aggregated | 2043 | 2.1894e-07 | 56.2394 | 1.2313e-05 | 2043 | Mitigation | 0.95 | 45 | 0 | esc | 0.00097009 | 2.1239e-10 | 0.00097009 | 2.1239e-10 | 0.0027785 | 3.1072e-07 | 0.014004 | 7.2962e-11
[120 empty] | 7.3.3.17.5 (Remote Grid) Updates to grid topology to minimize risk of ignition in HFTDs Remote GridWLDFREquipment / facility failureAggregated | WLDFR | HFTD - Distribution - Tier 3 - 1QU CoRE ¦ 3QU LoRE | Non-Red Flag Warning - Destructive Fires | Equipment / facility failure | Aggregated | 2044 | 2.1894e-07 | 56.2394 | 1.2313e-05 | 2044 | Mitigation | 0.95 | 45 | 0 | esc | 0.00097009 | 2.1239e-10 | 0.00097009 | 2.1239e-10 | 0.0027785 | 3.1072e-07 | 0.014004 | 7.2962e-11
[120 empty] | 7.3.3.17.5 (Remote Grid) Updates to grid topology to minimize risk of ignition in HFTDs Remote GridWLDFREquipment / facility failureAggregated | WLDFR | HFTD - Distribution - Tier 3 - 1QU CoRE ¦ 3QU LoRE | Non-Red Flag Warning - Destructive Fires | Equipment / facility failure | Aggregated | 2045 | 2.1894e-07 | 56.2394 | 1.2313e-05 | 2045 | Mitigation | 0.95 | 45 | 0 | esc | 0.00097009 | 2.1239e-10 | 0.00097009 | 2.1239e-10 | 0.0027785 | 3.1072e-07 | 0.014004 | 7.2962e-11
[120 empty] | 7.3.3.17.5 (Remote Grid) Updates to grid topology to minimize risk of ignition in HFTDs Remote GridWLDFREquipment / facility failureAggregated | WLDFR | HFTD - Distribution - Tier 3 - 1QU CoRE ¦ 3QU LoRE | Non-Red Flag Warning - Destructive Fires | Equipment / facility failure | Aggregated | 2046 | 2.1894e-07 | 56.2394 | 1.2313e-05 | 2046 | Mitigation | 0.95 | 45 | 0 | esc | 0.00097009 | 2.1239e-10 | 0.00097009 | 2.1239e-10 | 0.0027785 | 3.1072e-07 | 0 | 0
[120 empty] | 7.3.3.17.5 (Remote Grid) Updates to grid topology to minimize risk of ignition in HFTDs Remote GridWLDFREquipment / facility failureAggregated | WLDFR | HFTD - Distribution - Tier 3 - 1QU CoRE ¦ 3QU LoRE | Non-Red Flag Warning - Destructive Fires | Equipment / facility failure | Aggregated | 2047 | 2.1894e-07 | 56.2394 | 1.2313e-05 | 2047 | Mitigation | 0.95 | 45 | 0 | esc | 0.00097009 | 2.1239e-10 | 0.00097009 | 2.1239e-10 | 0.0027785 | 3.1072e-07 | 0 | 0
[120 empty] | 7.3.3.17.5 (Remote Grid) Updates to grid topology to minimize risk of ignition in HFTDs Remote GridWLDFREquipment / facility failureAggregated | WLDFR | HFTD - Distribution - Tier 3 - 1QU CoRE ¦ 3QU LoRE | Non-Red Flag Warning - Destructive Fires | Equipment / facility failure | Aggregated | 2048 | 2.1894e-07 | 56.2394 | 1.2313e-05 | 2048 | Mitigation | 0.95 | 45 | 0 | esc | 0.00097009 | 2.1239e-10 | 0.00097009 | 2.1239e-10 | 0 | 0 | 0.012777 | 5.972e-11
[120 empty] | 7.3.3.17.5 (Remote Grid) Updates to grid topology to minimize risk of ignition in HFTDs Remote GridWLDFREquipment / facility failureAggregated | WLDFR | HFTD - Distribution - Tier 3 - 1QU CoRE ¦ 3QU LoRE | Non-Red Flag Warning - Destructive Fires | Equipment / facility failure | Aggregated | 2049 | 2.1894e-07 | 56.2394 | 1.2313e-05 | 2049 | Mitigation | 0.95 | 45 | 0 | esc | 0.00097009 | 2.1239e-10 | 0.00097009 | 2.1239e-10 | 0.0027785 | 8.8464e-09 | 0.012777 | 5.972e-11
[120 empty] | 7.3.3.17.5 (Remote Grid) Updates to grid topology to minimize risk of ignition in HFTDs Remote GridWLDFREquipment / facility failureAggregated | WLDFR | HFTD - Distribution - Tier 3 - 1QU CoRE ¦ 3QU LoRE | Non-Red Flag Warning - Destructive Fires | Equipment / facility failure | Aggregated | 2050 | 2.1894e-07 | 56.2394 | 1.2313e-05 | 2050 | Mitigation | 0.95 | 45 | 0 | esc | 0.00097009 | 2.1239e-10 | 0.00097009 | 2.1239e-10 | 0.0027785 | 8.8464e-09 | 0.012777 | 5.972e-11
[120 empty] | 7.3.3.17.5 (Remote Grid) Updates to grid topology to minimize risk of ignition in HFTDs Remote GridWLDFREquipment / facility failureAggregated | WLDFR | HFTD - Distribution - Tier 3 - 1QU CoRE ¦ 3QU LoRE | Non-Red Flag Warning - Destructive Fires | Equipment / facility failure | Aggregated | 2051 | 2.1894e-07 | 56.2394 | 1.2313e-05 | 2051 | Mitigation | 0.95 | 45 | 0 | esc | 0.00097009 | 2.1239e-10 | 0.00097009 | 2.1239e-10 | 0.0027785 | 8.8464e-09 | 0.012777 | 5.972e-11
[120 empty] | 7.3.3.17.5 (Remote Grid) Updates to grid topology to minimize risk of ignition in HFTDs Remote GridWLDFREquipment / facility failureAggregated | WLDFR | HFTD - Distribution - Tier 3 - 1QU CoRE ¦ 3QU LoRE | Non-Red Flag Warning - Destructive Fires | Equipment / facility failure | Aggregated | 2052 | 2.1894e-07 | 56.2394 | 1.2313e-05 | 2052 | Mitigation | 0.95 | 45 | 0 | esc | 0.00097009 | 2.1239e-10 | 0.00097009 | 2.1239e-10 | 0.0027785 | 8.8464e-09 | 0.012777 | 5.972e-11
[120 empty] | 7.3.3.17.5 (Remote Grid) Updates to grid topology to minimize risk of ignition in HFTDs Remote GridWLDFREquipment / facility failureAggregated | WLDFR | HFTD - Distribution - Tier 3 - 1QU CoRE ¦ 3QU LoRE | Non-Red Flag Warning - Destructive Fires | Equipment / facility failure | Aggregated | 2053 | 2.1894e-07 | 56.2394 | 1.2313e-05 | 2053 | Mitigation | 0.95 | 45 | 0 | esc | 0.00097009 | 2.1239e-10 | 0.00097009 | 2.1239e-10 | 0.0027785 | 8.8464e-09 | 0.012777 | 5.972e-11
[120 empty] | 7.3.3.17.5 (Remote Grid) Updates to grid topology to minimize risk of ignition in HFTDs Remote GridWLDFREquipment / facility failureAggregated | WLDFR | HFTD - Distribution - Tier 3 - 1QU CoRE ¦ 3QU LoRE | Non-Red Flag Warning - Destructive Fires | Equipment / facility failure | Aggregated | 2054 | 2.1894e-07 | 56.2394 | 1.2313e-05 | 2054 | Mitigation | 0.95 | 45 | 0 | esc | 0.00097009 | 2.1239e-10 | 0.00097009 | 2.1239e-10 | 0.0027785 | 8.8464e-09 | 0.012777 | 5.972e-11
[120 empty] | 7.3.3.17.5 (Remote Grid) Updates to grid topology to minimize risk of ignition in HFTDs Remote GridWLDFREquipment / facility failureAggregated | WLDFR | HFTD - Distribution - Tier 3 - 1QU CoRE ¦ 3QU LoRE | Non-Red Flag Warning - Destructive Fires | Equipment / facility failure | Aggregated | 2055 | 2.1894e-07 | 56.2394 | 1.2313e-05 | 2055 | Mitigation | 0.95 | 45 | 0 | esc | 0.00097009 | 2.1239e-10 | 0.00097009 | 2.1239e-10 | 0.0027785 | 8.8464e-09 | 0.012777 | 5.972e-11
[120 empty] | 7.3.3.17.5 (Remote Grid) Updates to grid topology to minimize risk of ignition in HFTDs Remote GridWLDFREquipment / facility failureAggregated | WLDFR | HFTD - Distribution - Tier 3 - 1QU CoRE ¦ 3QU LoRE | Non-Red Flag Warning - Destructive Fires | Equipment / facility failure | Aggregated | 2056 | 2.1894e-07 | 56.2394 | 1.2313e-05 | 2056 | Mitigation | 0.95 | 45 | 0 | esc | 0.00097009 | 2.1239e-10 | 0.00097009 | 2.1239e-10 | 0.0027785 | 8.8464e-09 | 0.012777 | 5.972e-11
[120 empty] | 7.3.3.17.5 (Remote Grid) Updates to grid topology to minimize risk of ignition in HFTDs Remote GridWLDFREquipment / facility failureAggregated | WLDFR | HFTD - Distribution - Tier 3 - 1QU CoRE ¦ 3QU LoRE | Non-Red Flag Warning - Destructive Fires | Equipment / facility failure | Aggregated | 2057 | 2.1894e-07 | 56.2394 | 1.2313e-05 | 2057 | Mitigation | 0.95 | 45 | 0 | esc | 0.00097009 | 2.1239e-10 | 0.00097009 | 2.1239e-10 | 0.0027785 | 8.8464e-09 | 0.012777 | 5.972e-11
[120 empty] | 7.3.3.17.5 (Remote Grid) Updates to grid topology to minimize risk of ignition in HFTDs Remote GridWLDFREquipment / facility failureAggregated | WLDFR | HFTD - Distribution - Tier 3 - 1QU CoRE ¦ 3QU LoRE | Non-Red Flag Warning - Destructive Fires | Equipment / facility failure | Aggregated | 2058 | 2.1894e-07 | 56.2394 | 1.2313e-05 | 2058 | Mitigation | 0.95 | 45 | 0 | esc | 0.00097009 | 2.1239e-10 | 0.00097009 | 2.1239e-10 | 0.0027785 | 8.8464e-09 | 0.012777 | 5.972e-11
[120 empty] | 7.3.3.17.5 (Remote Grid) Updates to grid topology to minimize risk of ignition in HFTDs Remote GridWLDFREquipment / facility failureAggregated | WLDFR | HFTD - Distribution - Tier 3 - 1QU CoRE ¦ 3QU LoRE | Non-Red Flag Warning - Destructive Fires | Equipment / facility failure | Aggregated | 2059 | 2.1894e-07 | 56.2394 | 1.2313e-05 | 2059 | Mitigation | 0.95 | 45 | 0 | esc | 0.00097009 | 2.1239e-10 | 0.00097009 | 2.1239e-10 | 0.0027785 | 8.8464e-09 | 0.012777 | 5.972e-11
[120 empty] | 7.3.3.17.5 (Remote Grid) Updates to grid topology to minimize risk of ignition in HFTDs Remote GridWLDFREquipment / facility failureAggregated | WLDFR | HFTD - Distribution - Tier 3 - 1QU CoRE ¦ 3QU LoRE | Non-Red Flag Warning - Destructive Fires | Equipment / facility failure | Aggregated | 2060 | 2.1894e-07 | 56.2394 | 1.2313e-05 | 2060 | Mitigation | 0.95 | 45 | 0 | esc | 0.00097009 | 2.1239e-10 | 0.00097009 | 2.1239e-10 | 0.0027785 | 8.8464e-09 | 0.012777 | 5.972e-11
[120 empty] | 7.3.3.17.5 (Remote Grid) Updates to grid topology to minimize risk of ignition in HFTDs Remote GridWLDFREquipment / facility failureAggregated | WLDFR | HFTD - Distribution - Tier 3 - 1QU CoRE ¦ 3QU LoRE | Non-Red Flag Warning - Destructive Fires | Equipment / facility failure | Aggregated | 2061 | 2.1894e-07 | 56.2394 | 1.2313e-05 | 2061 | Mitigation | 0.95 | 45 | 0 | esc | 0.00097009 | 2.1239e-10 | 0.00097009 | 2.1239e-10 | 0.0027785 | 8.8464e-09 | 0.012777 | 5.972e-11
[120 empty] | 7.3.3.17.5 (Remote Grid) Updates to grid topology to minimize risk of ignition in HFTDs Remote GridWLDFREquipment / facility failureAggregated | WLDFR | HFTD - Distribution - Tier 3 - 1QU CoRE ¦ 3QU LoRE | Non-Red Flag Warning - Destructive Fires | Equipment / facility failure | Aggregated | 2062 | 2.1894e-07 | 56.2394 | 1.2313e-05 | 2062 | Mitigation | 0.95 | 45 | 0 | esc | 0.00097009 | 2.1239e-10 | 0.00097009 | 2.1239e-10 | 0.0027785 | 8.8464e-09 | 0.012777 | 5.972e-11
[120 empty] | 7.3.3.17.5 (Remote Grid) Updates to grid topology to minimize risk of ignition in HFTDs Remote GridWLDFREquipment / facility failureAggregated | WLDFR | HFTD - Distribution - Tier 3 - 1QU CoRE ¦ 3QU LoRE | Non-Red Flag Warning - Destructive Fires | Equipment / facility failure | Aggregated | 2063 | 2.1894e-07 | 56.2394 | 1.2313e-05 | 2063 | Mitigation | 0.95 | 45 | 0 | esc | 0.00097009 | 2.1239e-10 | 0.00097009 | 2.1239e-10 | 0.0027785 | 8.8464e-09 | 0.012777 | 5.972e-11
[120 empty] | 7.3.3.17.5 (Remote Grid) Updates to grid topology to minimize risk of ignition in HFTDs Remote GridWLDFREquipment / facility failureAggregated | WLDFR | HFTD - Distribution - Tier 3 - 1QU CoRE ¦ 3QU LoRE | Non-Red Flag Warning - Destructive Fires | Equipment / facility failure | Aggregated | 2064 | 2.1894e-07 | 56.2394 | 1.2313e-05 | 2064 | Mitigation | 0.95 | 45 | 0 | esc | 0.00097009 | 2.1239e-10 | 0.00097009 | 2.1239e-10 | 0.0027785 | 8.8464e-09 | 0.012777 | 5.972e-11
[120 empty] | 7.3.3.17.5 (Remote Grid) Updates to grid topology to minimize risk of ignition in HFTDs Remote GridWLDFREquipment / facility failureAggregated | WLDFR | HFTD - Distribution - Tier 3 - 1QU CoRE ¦ 3QU LoRE | Non-Red Flag Warning - Destructive Fires | Equipment / facility failure | Aggregated | 2065 | 2.1894e-07 | 56.2394 | 1.2313e-05 | 2065 | Mitigation | 0.95 | 45 | 0 | esc | 0.00097009 | 2.1239e-10 | 0.00097009 | 2.1239e-10 | 0.0027785 | 8.8464e-09 | 0.012777 | 5.972e-11
[120 empty] | 7.3.3.17.5 (Remote Grid) Updates to grid topology to minimize risk of ignition in HFTDs Remote GridWLDFREquipment / facility failureAggregated | WLDFR | HFTD - Distribution - Tier 3 - 1QU CoRE ¦ 3QU LoRE | Non-Red Flag Warning - Destructive Fires | Equipment / facility failure | Aggregated | 2066 | 2.1894e-07 | 56.2394 | 1.2313e-05 | 2066 | Mitigation | 0.95 | 45 | 0 | esc | 0.00097009 | 2.1239e-10 | 0.00097009 | 2.1239e-10 | 0.0027785 | 8.8464e-09 | 0.012777 | 5.972e-11
[120 empty] | 7.3.3.17.5 (Remote Grid) Updates to grid topology to minimize risk of ignition in HFTDs Remote GridWLDFREquipment / facility failureAggregated | WLDFR | HFTD - Distribution - Tier 3 - 1QU CoRE ¦ 3QU LoRE | Non-Red Flag Warning - Destructive Fires | Equipment / facility failure | Aggregated | 2067 | 2.1894e-07 | 56.2394 | 1.2313e-05 | 2067 | Mitigation | 0.95 | 45 | 0 | esc | 0 | 0 | 0.00097009 | 2.1239e-10 | 0.0027785 | 8.8464e-09 | 0.012777 | 5.972e-11
[120 empty] | 7.3.3.17.5 (Remote Grid) Updates to grid topology to minimize risk of ignition in HFTDs Remote GridWLDFRVegetation ContactAggregated | WLDFR | HFTD - Distribution - Tier 3 - 1QU CoRE ¦ 3QU LoRE | Non-Red Flag Warning - Destructive Fires | Vegetation Contact | Aggregated | 2022 | 3.0465e-06 | 56.2394 | 0.00017133 | 2022 | Mitigation | 0.95 | 45 | 0 | esc | 0.00097009 | 2.9554e-09 | 0 | 0 | 0.0027785 | 8.8464e-09 | 0.012777 | 5.972e-11
[120 empty] | 7.3.3.17.5 (Remote Grid) Updates to grid topology to minimize risk of ignition in HFTDs Remote GridWLDFRVegetation ContactAggregated | WLDFR | HFTD - Distribution - Tier 3 - 1QU CoRE ¦ 3QU LoRE | Non-Red Flag Warning - Destructive Fires | Vegetation Contact | Aggregated | 2023 | 3.0465e-06 | 56.2394 | 0.00017133 | 2023 | Mitigation | 0.95 | 45 | 0 | esc | 0.00097009 | 2.9554e-09 | 0.00097009 | 2.9554e-09 | 0.0027785 | 8.8464e-09 | 0.012777 | 5.972e-11
[120 empty] | 7.3.3.17.5 (Remote Grid) Updates to grid topology to minimize risk of ignition in HFTDs Remote GridWLDFRVegetation ContactAggregated | WLDFR | HFTD - Distribution - Tier 3 - 1QU CoRE ¦ 3QU LoRE | Non-Red Flag Warning - Destructive Fires | Vegetation Contact | Aggregated | 2024 | 3.0465e-06 | 56.2394 | 0.00017133 | 2024 | Mitigation | 0.95 | 45 | 0 | esc | 0.00097009 | 2.9554e-09 | 0.00097009 | 2.9554e-09 | 0.0027785 | 8.8464e-09 | 0.012777 | 5.972e-11
[120 empty] | 7.3.3.17.5 (Remote Grid) Updates to grid topology to minimize risk of ignition in HFTDs Remote GridWLDFRVegetation ContactAggregated | WLDFR | HFTD - Distribution - Tier 3 - 1QU CoRE ¦ 3QU LoRE | Non-Red Flag Warning - Destructive Fires | Vegetation Contact | Aggregated | 2025 | 3.0465e-06 | 56.2394 | 0.00017133 | 2025 | Mitigation | 0.95 | 45 | 0 | esc | 0.00097009 | 2.9554e-09 | 0.00097009 | 2.9554e-09 | 0.0027785 | 8.8464e-09 | 0.012777 | 5.972e-11
[120 empty] | 7.3.3.17.5 (Remote Grid) Updates to grid topology to minimize risk of ignition in HFTDs Remote GridWLDFRVegetation ContactAggregated | WLDFR | HFTD - Distribution - Tier 3 - 1QU CoRE ¦ 3QU LoRE | Non-Red Flag Warning - Destructive Fires | Vegetation Contact | Aggregated | 2026 | 3.0465e-06 | 56.2394 | 0.00017133 | 2026 | Mitigation | 0.95 | 45 | 0 | esc | 0.00097009 | 2.9554e-09 | 0.00097009 | 2.9554e-09 | 0.0027785 | 8.8464e-09 | 0.012777 | 5.972e-11
[120 empty] | 7.3.3.17.5 (Remote Grid) Updates to grid topology to minimize risk of ignition in HFTDs Remote GridWLDFRVegetation ContactAggregated | WLDFR | HFTD - Distribution - Tier 3 - 1QU CoRE ¦ 3QU LoRE | Non-Red Flag Warning - Destructive Fires | Vegetation Contact | Aggregated | 2027 | 3.0465e-06 | 56.2394 | 0.00017133 | 2027 | Mitigation | 0.95 | 45 | 0 | esc | 0.00097009 | 2.9554e-09 | 0.00097009 | 2.9554e-09 | 0.0027785 | 8.8464e-09 | 0.012777 | 5.972e-11
[120 empty] | 7.3.3.17.5 (Remote Grid) Updates to grid topology to minimize risk of ignition in HFTDs Remote GridWLDFRVegetation ContactAggregated | WLDFR | HFTD - Distribution - Tier 3 - 1QU CoRE ¦ 3QU LoRE | Non-Red Flag Warning - Destructive Fires | Vegetation Contact | Aggregated | 2028 | 3.0465e-06 | 56.2394 | 0.00017133 | 2028 | Mitigation | 0.95 | 45 | 0 | esc | 0.00097009 | 2.9554e-09 | 0.00097009 | 2.9554e-09 | 0.0027785 | 8.8464e-09 | 0.012777 | 5.972e-11
[120 empty] | 7.3.3.17.5 (Remote Grid) Updates to grid topology to minimize risk of ignition in HFTDs Remote GridWLDFRVegetation ContactAggregated | WLDFR | HFTD - Distribution - Tier 3 - 1QU CoRE ¦ 3QU LoRE | Non-Red Flag Warning - Destructive Fires | Vegetation Contact | Aggregated | 2029 | 3.0465e-06 | 56.2394 | 0.00017133 | 2029 | Mitigation | 0.95 | 45 | 0 | esc | 0.00097009 | 2.9554e-09 | 0.00097009 | 2.9554e-09 | 0.0027785 | 8.8464e-09 | 0.012777 | 5.972e-11
[120 empty] | 7.3.3.17.5 (Remote Grid) Updates to grid topology to minimize risk of ignition in HFTDs Remote GridWLDFRVegetation ContactAggregated | WLDFR | HFTD - Distribution - Tier 3 - 1QU CoRE ¦ 3QU LoRE | Non-Red Flag Warning - Destructive Fires | Vegetation Contact | Aggregated | 2030 | 3.0465e-06 | 56.2394 | 0.00017133 | 2030 | Mitigation | 0.95 | 45 | 0 | esc | 0.00097009 | 2.9554e-09 | 0.00097009 | 2.9554e-09 | 0.0027785 | 8.8464e-09 | 0.012777 | 5.972e-11
[120 empty] | 7.3.3.17.5 (Remote Grid) Updates to grid topology to minimize risk of ignition in HFTDs Remote GridWLDFRVegetation ContactAggregated | WLDFR | HFTD - Distribution - Tier 3 - 1QU CoRE ¦ 3QU LoRE | Non-Red Flag Warning - Destructive Fires | Vegetation Contact | Aggregated | 2031 | 3.0465e-06 | 56.2394 | 0.00017133 | 2031 | Mitigation | 0.95 | 45 | 0 | esc | 0.00097009 | 2.9554e-09 | 0.00097009 | 2.9554e-09 | 0.0027785 | 8.8464e-09 | 0.012777 | 5.972e-11
[120 empty] | 7.3.3.17.5 (Remote Grid) Updates to grid topology to minimize risk of ignition in HFTDs Remote GridWLDFRVegetation ContactAggregated | WLDFR | HFTD - Distribution - Tier 3 - 1QU CoRE ¦ 3QU LoRE | Non-Red Flag Warning - Destructive Fires | Vegetation Contact | Aggregated | 2032 | 3.0465e-06 | 56.2394 | 0.00017133 | 2032 | Mitigation | 0.95 | 45 | 0 | esc | 0.00097009 | 2.9554e-09 | 0.00097009 | 2.9554e-09 | 0.0027785 | 8.8464e-09 | 0 | 0
[120 empty] | 7.3.3.17.5 (Remote Grid) Updates to grid topology to minimize risk of ignition in HFTDs Remote GridWLDFRVegetation ContactAggregated | WLDFR | HFTD - Distribution - Tier 3 - 1QU CoRE ¦ 3QU LoRE | Non-Red Flag Warning - Destructive Fires | Vegetation Contact | Aggregated | 2033 | 3.0465e-06 | 56.2394 | 0.00017133 | 2033 | Mitigation | 0.95 | 45 | 0 | esc | 0.00097009 | 2.9554e-09 | 0.00097009 | 2.9554e-09 | 0.0027785 | 8.8464e-09 | 0 | 0
[120 empty] | 7.3.3.17.5 (Remote Grid) Updates to grid topology to minimize risk of ignition in HFTDs Remote GridWLDFRVegetation ContactAggregated | WLDFR | HFTD - Distribution - Tier 3 - 1QU CoRE ¦ 3QU LoRE | Non-Red Flag Warning - Destructive Fires | Vegetation Contact | Aggregated | 2034 | 3.0465e-06 | 56.2394 | 0.00017133 | 2034 | Mitigation | 0.95 | 45 | 0 | esc | 0.00097009 | 2.9554e-09 | 0.00097009 | 2.9554e-09 | 0.0027785 | 8.8464e-09 | 0.012705 | 3.8802e-11
[120 empty] | 7.3.3.17.5 (Remote Grid) Updates to grid topology to minimize risk of ignition in HFTDs Remote GridWLDFRVegetation ContactAggregated | WLDFR | HFTD - Distribution - Tier 3 - 1QU CoRE ¦ 3QU LoRE | Non-Red Flag Warning - Destructive Fires | Vegetation Contact | Aggregated | 2035 | 3.0465e-06 | 56.2394 | 0.00017133 | 2035 | Mitigation | 0.95 | 45 | 0 | esc | 0.00097009 | 2.9554e-09 | 0.00097009 | 2.9554e-09 | 0.0027785 | 8.8464e-09 | 0.012705 | 3.8802e-11
[120 empty] | 7.3.3.17.5 (Remote Grid) Updates to grid topology to minimize risk of ignition in HFTDs Remote GridWLDFRVegetation ContactAggregated | WLDFR | HFTD - Distribution - Tier 3 - 1QU CoRE ¦ 3QU LoRE | Non-Red Flag Warning - Destructive Fires | Vegetation Contact | Aggregated | 2036 | 3.0465e-06 | 56.2394 | 0.00017133 | 2036 | Mitigation | 0.95 | 45 | 0 | esc | 0.00097009 | 2.9554e-09 | 0.00097009 | 2.9554e-09 | 0.0027785 | 8.8464e-09 | 0.012705 | 3.8802e-11
[120 empty] | 7.3.3.17.5 (Remote Grid) Updates to grid topology to minimize risk of ignition in HFTDs Remote GridWLDFRVegetation ContactAggregated | WLDFR | HFTD - Distribution - Tier 3 - 1QU CoRE ¦ 3QU LoRE | Non-Red Flag Warning - Destructive Fires | Vegetation Contact | Aggregated | 2037 | 3.0465e-06 | 56.2394 | 0.00017133 | 2037 | Mitigation | 0.95 | 45 | 0 | esc | 0.00097009 | 2.9554e-09 | 0.00097009 | 2.9554e-09 | 0.0027785 | 8.8464e-09 | 0.012705 | 3.8802e-11
[120 empty] | 7.3.3.17.5 (Remote Grid) Updates to grid topology to minimize risk of ignition in HFTDs Remote GridWLDFRVegetation ContactAggregated | WLDFR | HFTD - Distribution - Tier 3 - 1QU CoRE ¦ 3QU LoRE | Non-Red Flag Warning - Destructive Fires | Vegetation Contact | Aggregated | 2038 | 3.0465e-06 | 56.2394 | 0.00017133 | 2038 | Mitigation | 0.95 | 45 | 0 | esc | 0.00097009 | 2.9554e-09 | 0.00097009 | 2.9554e-09 | 0.0027785 | 8.8464e-09 | 0.012705 | 3.8802e-11
[120 empty] | 7.3.3.17.5 (Remote Grid) Updates to grid topology to minimize risk of ignition in HFTDs Remote GridWLDFRVegetation ContactAggregated | WLDFR | HFTD - Distribution - Tier 3 - 1QU CoRE ¦ 3QU LoRE | Non-Red Flag Warning - Destructive Fires | Vegetation Contact | Aggregated | 2039 | 3.0465e-06 | 56.2394 | 0.00017133 | 2039 | Mitigation | 0.95 | 45 | 0 | esc | 0.00097009 | 2.9554e-09 | 0.00097009 | 2.9554e-09 | 0.0027785 | 8.8464e-09 | 0.012705 | 3.8802e-11
[120 empty] | 7.3.3.17.5 (Remote Grid) Updates to grid topology to minimize risk of ignition in HFTDs Remote GridWLDFRVegetation ContactAggregated | WLDFR | HFTD - Distribution - Tier 3 - 1QU CoRE ¦ 3QU LoRE | Non-Red Flag Warning - Destructive Fires | Vegetation Contact | Aggregated | 2040 | 3.0465e-06 | 56.2394 | 0.00017133 | 2040 | Mitigation | 0.95 | 45 | 0 | esc | 0.00097009 | 2.9554e-09 | 0.00097009 | 2.9554e-09 | 0.0027785 | 8.8464e-09 | 0.012705 | 3.8802e-11
[120 empty] | 7.3.3.17.5 (Remote Grid) Updates to grid topology to minimize risk of ignition in HFTDs Remote GridWLDFRVegetation ContactAggregated | WLDFR | HFTD - Distribution - Tier 3 - 1QU CoRE ¦ 3QU LoRE | Non-Red Flag Warning - Destructive Fires | Vegetation Contact | Aggregated | 2041 | 3.0465e-06 | 56.2394 | 0.00017133 | 2041 | Mitigation | 0.95 | 45 | 0 | esc | 0.00097009 | 2.9554e-09 | 0.00097009 | 2.9554e-09 | 0.0027785 | 8.8464e-09 | 0.012705 | 3.8802e-11
[120 empty] | 7.3.3.17.5 (Remote Grid) Updates to grid topology to minimize risk of ignition in HFTDs Remote GridWLDFRVegetation ContactAggregated | WLDFR | HFTD - Distribution - Tier 3 - 1QU CoRE ¦ 3QU LoRE | Non-Red Flag Warning - Destructive Fires | Vegetation Contact | Aggregated | 2042 | 3.0465e-06 | 56.2394 | 0.00017133 | 2042 | Mitigation | 0.95 | 45 | 0 | esc | 0.00097009 | 2.9554e-09 | 0.00097009 | 2.9554e-09 | 0.0027785 | 8.8464e-09 | 0.012705 | 3.8802e-11
[120 empty] | 7.3.3.17.5 (Remote Grid) Updates to grid topology to minimize risk of ignition in HFTDs Remote GridWLDFRVegetation ContactAggregated | WLDFR | HFTD - Distribution - Tier 3 - 1QU CoRE ¦ 3QU LoRE | Non-Red Flag Warning - Destructive Fires | Vegetation Contact | Aggregated | 2043 | 3.0465e-06 | 56.2394 | 0.00017133 | 2043 | Mitigation | 0.95 | 45 | 0 | esc | 0.00097009 | 2.9554e-09 | 0.00097009 | 2.9554e-09 | 0.0027785 | 8.8464e-09 | 0.012705 | 3.8802e-11
[120 empty] | 7.3.3.17.5 (Remote Grid) Updates to grid topology to minimize risk of ignition in HFTDs Remote GridWLDFRVegetation ContactAggregated | WLDFR | HFTD - Distribution - Tier 3 - 1QU CoRE ¦ 3QU LoRE | Non-Red Flag Warning - Destructive Fires | Vegetation Contact | Aggregated | 2044 | 3.0465e-06 | 56.2394 | 0.00017133 | 2044 | Mitigation | 0.95 | 45 | 0 | esc | 0.00097009 | 2.9554e-09 | 0.00097009 | 2.9554e-09 | 0.0027785 | 8.8464e-09 | 0.012705 | 3.8802e-11
[120 empty] | 7.3.3.17.5 (Remote Grid) Updates to grid topology to minimize risk of ignition in HFTDs Remote GridWLDFRVegetation ContactAggregated | WLDFR | HFTD - Distribution - Tier 3 - 1QU CoRE ¦ 3QU LoRE | Non-Red Flag Warning - Destructive Fires | Vegetation Contact | Aggregated | 2045 | 3.0465e-06 | 56.2394 | 0.00017133 | 2045 | Mitigation | 0.95 | 45 | 0 | esc | 0.00097009 | 2.9554e-09 | 0.00097009 | 2.9554e-09 | 0.0027785 | 8.8464e-09 | 0.012705 | 3.8802e-11
[120 empty] | 7.3.3.17.5 (Remote Grid) Updates to grid topology to minimize risk of ignition in HFTDs Remote GridWLDFRVegetation ContactAggregated | WLDFR | HFTD - Distribution - Tier 3 - 1QU CoRE ¦ 3QU LoRE | Non-Red Flag Warning - Destructive Fires | Vegetation Contact | Aggregated | 2046 | 3.0465e-06 | 56.2394 | 0.00017133 | 2046 | Mitigation | 0.95 | 45 | 0 | esc | 0.00097009 | 2.9554e-09 | 0.00097009 | 2.9554e-09 | 0.0027785 | 8.8464e-09 | 0.012705 | 3.8802e-11
[120 empty] | 7.3.3.17.5 (Remote Grid) Updates to grid topology to minimize risk of ignition in HFTDs Remote GridWLDFRVegetation ContactAggregated | WLDFR | HFTD - Distribution - Tier 3 - 1QU CoRE ¦ 3QU LoRE | Non-Red Flag Warning - Destructive Fires | Vegetation Contact | Aggregated | 2047 | 3.0465e-06 | 56.2394 | 0.00017133 | 2047 | Mitigation | 0.95 | 45 | 0 | esc | 0.00097009 | 2.9554e-09 | 0.00097009 | 2.9554e-09 | 0.0027785 | 8.8464e-09 | 0.012705 | 3.8802e-11
[120 empty] | 7.3.3.17.5 (Remote Grid) Updates to grid topology to minimize risk of ignition in HFTDs Remote GridWLDFRVegetation ContactAggregated | WLDFR | HFTD - Distribution - Tier 3 - 1QU CoRE ¦ 3QU LoRE | Non-Red Flag Warning - Destructive Fires | Vegetation Contact | Aggregated | 2048 | 3.0465e-06 | 56.2394 | 0.00017133 | 2048 | Mitigation | 0.95 | 45 | 0 | esc | 0.00097009 | 2.9554e-09 | 0.00097009 | 2.9554e-09 | 0.0027785 | 8.8464e-09 | 0.012705 | 3.8802e-11
[120 empty] | 7.3.3.17.5 (Remote Grid) Updates to grid topology to minimize risk of ignition in HFTDs Remote GridWLDFRVegetation ContactAggregated | WLDFR | HFTD - Distribution - Tier 3 - 1QU CoRE ¦ 3QU LoRE | Non-Red Flag Warning - Destructive Fires | Vegetation Contact | Aggregated | 2049 | 3.0465e-06 | 56.2394 | 0.00017133 | 2049 | Mitigation | 0.95 | 45 | 0 | esc | 0.00097009 | 2.9554e-09 | 0.00097009 | 2.9554e-09 | 0.0027785 | 8.8464e-09 | 0.012705 | 3.8802e-11
[120 empty] | 7.3.3.17.5 (Remote Grid) Updates to grid topology to minimize risk of ignition in HFTDs Remote GridWLDFRVegetation ContactAggregated | WLDFR | HFTD - Distribution - Tier 3 - 1QU CoRE ¦ 3QU LoRE | Non-Red Flag Warning - Destructive Fires | Vegetation Contact | Aggregated | 2050 | 3.0465e-06 | 56.2394 | 0.00017133 | 2050 | Mitigation | 0.95 | 45 | 0 | esc | 0.00097009 | 2.9554e-09 | 0.00097009 | 2.9554e-09 | 0.0027785 | 8.8464e-09 | 0.012705 | 3.8802e-11
[120 empty] | 7.3.3.17.5 (Remote Grid) Updates to grid topology to minimize risk of ignition in HFTDs Remote GridWLDFRVegetation ContactAggregated | WLDFR | HFTD - Distribution - Tier 3 - 1QU CoRE ¦ 3QU LoRE | Non-Red Flag Warning - Destructive Fires | Vegetation Contact | Aggregated | 2051 | 3.0465e-06 | 56.2394 | 0.00017133 | 2051 | Mitigation | 0.95 | 45 | 0 | esc | 0.00097009 | 2.9554e-09 | 0.00097009 | 2.9554e-09 | 0.0027785 | 8.8464e-09 | 0.012705 | 3.8802e-11
[120 empty] | 7.3.3.17.5 (Remote Grid) Updates to grid topology to minimize risk of ignition in HFTDs Remote GridWLDFRVegetation ContactAggregated | WLDFR | HFTD - Distribution - Tier 3 - 1QU CoRE ¦ 3QU LoRE | Non-Red Flag Warning - Destructive Fires | Vegetation Contact | Aggregated | 2052 | 3.0465e-06 | 56.2394 | 0.00017133 | 2052 | Mitigation | 0.95 | 45 | 0 | esc | 0.00097009 | 2.9554e-09 | 0.00097009 | 2.9554e-09 | 0 | 0 | 0.012705 | 3.8802e-11
[120 empty] | 7.3.3.17.5 (Remote Grid) Updates to grid topology to minimize risk of ignition in HFTDs Remote GridWLDFRVegetation ContactAggregated | WLDFR | HFTD - Distribution - Tier 3 - 1QU CoRE ¦ 3QU LoRE | Non-Red Flag Warning - Destructive Fires | Vegetation Contact | Aggregated | 2053 | 3.0465e-06 | 56.2394 | 0.00017133 | 2053 | Mitigation | 0.95 | 45 | 0 | esc | 0.00097009 | 2.9554e-09 | 0.00097009 | 2.9554e-09 | 0.0027785 | 2.424e-08 | 0.012705 | 3.8802e-11
[120 empty] | 7.3.3.17.5 (Remote Grid) Updates to grid topology to minimize risk of ignition in HFTDs Remote GridWLDFRVegetation ContactAggregated | WLDFR | HFTD - Distribution - Tier 3 - 1QU CoRE ¦ 3QU LoRE | Non-Red Flag Warning - Destructive Fires | Vegetation Contact | Aggregated | 2054 | 3.0465e-06 | 56.2394 | 0.00017133 | 2054 | Mitigation | 0.95 | 45 | 0 | esc | 0.00097009 | 2.9554e-09 | 0.00097009 | 2.9554e-09 | 0.0027785 | 2.424e-08 | 0.012705 | 3.8802e-11
[120 empty] | 7.3.3.17.5 (Remote Grid) Updates to grid topology to minimize risk of ignition in HFTDs Remote GridWLDFRVegetation ContactAggregated | WLDFR | HFTD - Distribution - Tier 3 - 1QU CoRE ¦ 3QU LoRE | Non-Red Flag Warning - Destructive Fires | Vegetation Contact | Aggregated | 2055 | 3.0465e-06 | 56.2394 | 0.00017133 | 2055 | Mitigation | 0.95 | 45 | 0 | esc | 0.00097009 | 2.9554e-09 | 0.00097009 | 2.9554e-09 | 0.0027785 | 2.424e-08 | 0.012705 | 3.8802e-11
[120 empty] | 7.3.3.17.5 (Remote Grid) Updates to grid topology to minimize risk of ignition in HFTDs Remote GridWLDFRVegetation ContactAggregated | WLDFR | HFTD - Distribution - Tier 3 - 1QU CoRE ¦ 3QU LoRE | Non-Red Flag Warning - Destructive Fires | Vegetation Contact | Aggregated | 2056 | 3.0465e-06 | 56.2394 | 0.00017133 | 2056 | Mitigation | 0.95 | 45 | 0 | esc | 0.00097009 | 2.9554e-09 | 0.00097009 | 2.9554e-09 | 0.0027785 | 2.424e-08 | 0.012705 | 3.8802e-11
[120 empty] | 7.3.3.17.5 (Remote Grid) Updates to grid topology to minimize risk of ignition in HFTDs Remote GridWLDFRVegetation ContactAggregated | WLDFR | HFTD - Distribution - Tier 3 - 1QU CoRE ¦ 3QU LoRE | Non-Red Flag Warning - Destructive Fires | Vegetation Contact | Aggregated | 2057 | 3.0465e-06 | 56.2394 | 0.00017133 | 2057 | Mitigation | 0.95 | 45 | 0 | esc | 0.00097009 | 2.9554e-09 | 0.00097009 | 2.9554e-09 | 0.0027785 | 2.424e-08 | 0.012705 | 3.8802e-11
[120 empty] | 7.3.3.17.5 (Remote Grid) Updates to grid topology to minimize risk of ignition in HFTDs Remote GridWLDFRVegetation ContactAggregated | WLDFR | HFTD - Distribution - Tier 3 - 1QU CoRE ¦ 3QU LoRE | Non-Red Flag Warning - Destructive Fires | Vegetation Contact | Aggregated | 2058 | 3.0465e-06 | 56.2394 | 0.00017133 | 2058 | Mitigation | 0.95 | 45 | 0 | esc | 0.00097009 | 2.9554e-09 | 0.00097009 | 2.9554e-09 | 0.0027785 | 2.424e-08 | 0.012705 | 3.8802e-11
[120 empty] | 7.3.3.17.5 (Remote Grid) Updates to grid topology to minimize risk of ignition in HFTDs Remote GridWLDFRVegetation ContactAggregated | WLDFR | HFTD - Distribution - Tier 3 - 1QU CoRE ¦ 3QU LoRE | Non-Red Flag Warning - Destructive Fires | Vegetation Contact | Aggregated | 2059 | 3.0465e-06 | 56.2394 | 0.00017133 | 2059 | Mitigation | 0.95 | 45 | 0 | esc | 0.00097009 | 2.9554e-09 | 0.00097009 | 2.9554e-09 | 0.0027785 | 2.424e-08 | 0.012705 | 3.8802e-11
[120 empty] | 7.3.3.17.5 (Remote Grid) Updates to grid topology to minimize risk of ignition in HFTDs Remote GridWLDFRVegetation ContactAggregated | WLDFR | HFTD - Distribution - Tier 3 - 1QU CoRE ¦ 3QU LoRE | Non-Red Flag Warning - Destructive Fires | Vegetation Contact | Aggregated | 2060 | 3.0465e-06 | 56.2394 | 0.00017133 | 2060 | Mitigation | 0.95 | 45 | 0 | esc | 0.00097009 | 2.9554e-09 | 0.00097009 | 2.9554e-09 | 0.0027785 | 2.424e-08 | 0.012705 | 3.8802e-11
[120 empty] | 7.3.3.17.5 (Remote Grid) Updates to grid topology to minimize risk of ignition in HFTDs Remote GridWLDFRVegetation ContactAggregated | WLDFR | HFTD - Distribution - Tier 3 - 1QU CoRE ¦ 3QU LoRE | Non-Red Flag Warning - Destructive Fires | Vegetation Contact | Aggregated | 2061 | 3.0465e-06 | 56.2394 | 0.00017133 | 2061 | Mitigation | 0.95 | 45 | 0 | esc | 0.00097009 | 2.9554e-09 | 0.00097009 | 2.9554e-09 | 0.0027785 | 2.424e-08 | 0.012705 | 3.8802e-11
[120 empty] | 7.3.3.17.5 (Remote Grid) Updates to grid topology to minimize risk of ignition in HFTDs Remote GridWLDFRVegetation ContactAggregated | WLDFR | HFTD - Distribution - Tier 3 - 1QU CoRE ¦ 3QU LoRE | Non-Red Flag Warning - Destructive Fires | Vegetation Contact | Aggregated | 2062 | 3.0465e-06 | 56.2394 | 0.00017133 | 2062 | Mitigation | 0.95 | 45 | 0 | esc | 0.00097009 | 2.9554e-09 | 0.00097009 | 2.9554e-09 | 0.0027785 | 2.424e-08 | 0.012705 | 3.8802e-11
[120 empty] | 7.3.3.17.5 (Remote Grid) Updates to grid topology to minimize risk of ignition in HFTDs Remote GridWLDFRVegetation ContactAggregated | WLDFR | HFTD - Distribution - Tier 3 - 1QU CoRE ¦ 3QU LoRE | Non-Red Flag Warning - Destructive Fires | Vegetation Contact | Aggregated | 2063 | 3.0465e-06 | 56.2394 | 0.00017133 | 2063 | Mitigation | 0.95 | 45 | 0 | esc | 0.00097009 | 2.9554e-09 | 0.00097009 | 2.9554e-09 | 0.0027785 | 2.424e-08 | 0.012705 | 3.8802e-11
[120 empty] | 7.3.3.17.5 (Remote Grid) Updates to grid topology to minimize risk of ignition in HFTDs Remote GridWLDFRVegetation ContactAggregated | WLDFR | HFTD - Distribution - Tier 3 - 1QU CoRE ¦ 3QU LoRE | Non-Red Flag Warning - Destructive Fires | Vegetation Contact | Aggregated | 2064 | 3.0465e-06 | 56.2394 | 0.00017133 | 2064 | Mitigation | 0.95 | 45 | 0 | esc | 0.00097009 | 2.9554e-09 | 0.00097009 | 2.9554e-09 | 0.0027785 | 2.424e-08 | 0 | 0
[120 empty] | 7.3.3.17.5 (Remote Grid) Updates to grid topology to minimize risk of ignition in HFTDs Remote GridWLDFRVegetation ContactAggregated | WLDFR | HFTD - Distribution - Tier 3 - 1QU CoRE ¦ 3QU LoRE | Non-Red Flag Warning - Destructive Fires | Vegetation Contact | Aggregated | 2065 | 3.0465e-06 | 56.2394 | 0.00017133 | 2065 | Mitigation | 0.95 | 45 | 0 | esc | 0.00097009 | 2.9554e-09 | 0.00097009 | 2.9554e-09 | 0.0027785 | 2.424e-08 | 0 | 0
[120 empty] | 7.3.3.17.5 (Remote Grid) Updates to grid topology to minimize risk of ignition in HFTDs Remote GridWLDFRVegetation ContactAggregated | WLDFR | HFTD - Distribution - Tier 3 - 1QU CoRE ¦ 3QU LoRE | Non-Red Flag Warning - Destructive Fires | Vegetation Contact | Aggregated | 2066 | 3.0465e-06 | 56.2394 | 0.00017133 | 2066 | Mitigation | 0.95 | 45 | 0 | esc | 0.00097009 | 2.9554e-09 | 0.00097009 | 2.9554e-09 | 0.0027785 | 2.424e-08 | 0.01662 | 4.6207e-12
[120 empty] | 7.3.3.17.5 (Remote Grid) Updates to grid topology to minimize risk of ignition in HFTDs Remote GridWLDFRVegetation ContactAggregated | WLDFR | HFTD - Distribution - Tier 3 - 1QU CoRE ¦ 3QU LoRE | Non-Red Flag Warning - Destructive Fires | Vegetation Contact | Aggregated | 2067 | 3.0465e-06 | 56.2394 | 0.00017133 | 2067 | Mitigation | 0.95 | 45 | 0 | esc | 0 | 0 | 0.00097009 | 2.9554e-09 | 0.0027785 | 2.424e-08 | 0.01662 | 4.6207e-12
[120 empty] | 7.3.3.17.5 (Remote Grid) Updates to grid topology to minimize risk of ignition in HFTDs Remote GridWLDFRWire-to-wire contactAggregated | WLDFR | HFTD - Distribution - Tier 3 - 1QU CoRE ¦ 3QU LoRE | Non-Red Flag Warning - Destructive Fires | Wire-to-wire contact | Aggregated | 2022 | 7.5916e-08 | 56.2394 | 4.2694e-06 | 2022 | Mitigation | 0.95 | 45 | 0 | esc | 0.00097009 | 7.3645e-11 | 0 | 0 | 0.0027785 | 2.424e-08 | 0.01662 | 4.6207e-12
[120 empty] | 7.3.3.17.5 (Remote Grid) Updates to grid topology to minimize risk of ignition in HFTDs Remote GridWLDFRWire-to-wire contactAggregated | WLDFR | HFTD - Distribution - Tier 3 - 1QU CoRE ¦ 3QU LoRE | Non-Red Flag Warning - Destructive Fires | Wire-to-wire contact | Aggregated | 2023 | 7.5916e-08 | 56.2394 | 4.2694e-06 | 2023 | Mitigation | 0.95 | 45 | 0 | esc | 0.00097009 | 7.3645e-11 | 0.00097009 | 7.3645e-11 | 0.0027785 | 2.424e-08 | 0.01662 | 4.6207e-12
[120 empty] | 7.3.3.17.5 (Remote Grid) Updates to grid topology to minimize risk of ignition in HFTDs Remote GridWLDFRWire-to-wire contactAggregated | WLDFR | HFTD - Distribution - Tier 3 - 1QU CoRE ¦ 3QU LoRE | Non-Red Flag Warning - Destructive Fires | Wire-to-wire contact | Aggregated | 2024 | 7.5916e-08 | 56.2394 | 4.2694e-06 | 2024 | Mitigation | 0.95 | 45 | 0 | esc | 0.00097009 | 7.3645e-11 | 0.00097009 | 7.3645e-11 | 0.0027785 | 2.424e-08 | 0.01662 | 4.6207e-12
[120 empty] | 7.3.3.17.5 (Remote Grid) Updates to grid topology to minimize risk of ignition in HFTDs Remote GridWLDFRWire-to-wire contactAggregated | WLDFR | HFTD - Distribution - Tier 3 - 1QU CoRE ¦ 3QU LoRE | Non-Red Flag Warning - Destructive Fires | Wire-to-wire contact | Aggregated | 2025 | 7.5916e-08 | 56.2394 | 4.2694e-06 | 2025 | Mitigation | 0.95 | 45 | 0 | esc | 0.00097009 | 7.3645e-11 | 0.00097009 | 7.3645e-11 | 0.0027785 | 2.424e-08 | 0.01662 | 4.6207e-12
[120 empty] | 7.3.3.17.5 (Remote Grid) Updates to grid topology to minimize risk of ignition in HFTDs Remote GridWLDFRWire-to-wire contactAggregated | WLDFR | HFTD - Distribution - Tier 3 - 1QU CoRE ¦ 3QU LoRE | Non-Red Flag Warning - Destructive Fires | Wire-to-wire contact | Aggregated | 2026 | 7.5916e-08 | 56.2394 | 4.2694e-06 | 2026 | Mitigation | 0.95 | 45 | 0 | esc | 0.00097009 | 7.3645e-11 | 0.00097009 | 7.3645e-11 | 0.0027785 | 2.424e-08 | 0.01662 | 4.6207e-12
[120 empty] | 7.3.3.17.5 (Remote Grid) Updates to grid topology to minimize risk of ignition in HFTDs Remote GridWLDFRWire-to-wire contactAggregated | WLDFR | HFTD - Distribution - Tier 3 - 1QU CoRE ¦ 3QU LoRE | Non-Red Flag Warning - Destructive Fires | Wire-to-wire contact | Aggregated | 2027 | 7.5916e-08 | 56.2394 | 4.2694e-06 | 2027 | Mitigation | 0.95 | 45 | 0 | esc | 0.00097009 | 7.3645e-11 | 0.00097009 | 7.3645e-11 | 0.0027785 | 2.424e-08 | 0.01662 | 4.6207e-12
[120 empty] | 7.3.3.17.5 (Remote Grid) Updates to grid topology to minimize risk of ignition in HFTDs Remote GridWLDFRWire-to-wire contactAggregated | WLDFR | HFTD - Distribution - Tier 3 - 1QU CoRE ¦ 3QU LoRE | Non-Red Flag Warning - Destructive Fires | Wire-to-wire contact | Aggregated | 2028 | 7.5916e-08 | 56.2394 | 4.2694e-06 | 2028 | Mitigation | 0.95 | 45 | 0 | esc | 0.00097009 | 7.3645e-11 | 0.00097009 | 7.3645e-11 | 0.0027785 | 2.424e-08 | 0.01662 | 4.6207e-12
[120 empty] | 7.3.3.17.5 (Remote Grid) Updates to grid topology to minimize risk of ignition in HFTDs Remote GridWLDFRWire-to-wire contactAggregated | WLDFR | HFTD - Distribution - Tier 3 - 1QU CoRE ¦ 3QU LoRE | Non-Red Flag Warning - Destructive Fires | Wire-to-wire contact | Aggregated | 2029 | 7.5916e-08 | 56.2394 | 4.2694e-06 | 2029 | Mitigation | 0.95 | 45 | 0 | esc | 0.00097009 | 7.3645e-11 | 0.00097009 | 7.3645e-11 | 0.0027785 | 2.424e-08 | 0.01662 | 4.6207e-12
[120 empty] | 7.3.3.17.5 (Remote Grid) Updates to grid topology to minimize risk of ignition in HFTDs Remote GridWLDFRWire-to-wire contactAggregated | WLDFR | HFTD - Distribution - Tier 3 - 1QU CoRE ¦ 3QU LoRE | Non-Red Flag Warning - Destructive Fires | Wire-to-wire contact | Aggregated | 2030 | 7.5916e-08 | 56.2394 | 4.2694e-06 | 2030 | Mitigation | 0.95 | 45 | 0 | esc | 0.00097009 | 7.3645e-11 | 0.00097009 | 7.3645e-11 | 0.0027785 | 2.424e-08 | 0.01662 | 4.6207e-12
[120 empty] | 7.3.3.17.5 (Remote Grid) Updates to grid topology to minimize risk of ignition in HFTDs Remote GridWLDFRWire-to-wire contactAggregated | WLDFR | HFTD - Distribution - Tier 3 - 1QU CoRE ¦ 3QU LoRE | Non-Red Flag Warning - Destructive Fires | Wire-to-wire contact | Aggregated | 2031 | 7.5916e-08 | 56.2394 | 4.2694e-06 | 2031 | Mitigation | 0.95 | 45 | 0 | esc | 0.00097009 | 7.3645e-11 | 0.00097009 | 7.3645e-11 | 0.0027785 | 2.424e-08 | 0.01662 | 4.6207e-12
[120 empty] | 7.3.3.17.5 (Remote Grid) Updates to grid topology to minimize risk of ignition in HFTDs Remote GridWLDFRWire-to-wire contactAggregated | WLDFR | HFTD - Distribution - Tier 3 - 1QU CoRE ¦ 3QU LoRE | Non-Red Flag Warning - Destructive Fires | Wire-to-wire contact | Aggregated | 2032 | 7.5916e-08 | 56.2394 | 4.2694e-06 | 2032 | Mitigation | 0.95 | 45 | 0 | esc | 0.00097009 | 7.3645e-11 | 0.00097009 | 7.3645e-11 | 0.0027785 | 2.424e-08 | 0.01662 | 4.6207e-12
[120 empty] | 7.3.3.17.5 (Remote Grid) Updates to grid topology to minimize risk of ignition in HFTDs Remote GridWLDFRWire-to-wire contactAggregated | WLDFR | HFTD - Distribution - Tier 3 - 1QU CoRE ¦ 3QU LoRE | Non-Red Flag Warning - Destructive Fires | Wire-to-wire contact | Aggregated | 2033 | 7.5916e-08 | 56.2394 | 4.2694e-06 | 2033 | Mitigation | 0.95 | 45 | 0 | esc | 0.00097009 | 7.3645e-11 | 0.00097009 | 7.3645e-11 | 0.0027785 | 2.424e-08 | 0.01662 | 4.6207e-12
[120 empty] | 7.3.3.17.5 (Remote Grid) Updates to grid topology to minimize risk of ignition in HFTDs Remote GridWLDFRWire-to-wire contactAggregated | WLDFR | HFTD - Distribution - Tier 3 - 1QU CoRE ¦ 3QU LoRE | Non-Red Flag Warning - Destructive Fires | Wire-to-wire contact | Aggregated | 2034 | 7.5916e-08 | 56.2394 | 4.2694e-06 | 2034 | Mitigation | 0.95 | 45 | 0 | esc | 0.00097009 | 7.3645e-11 | 0.00097009 | 7.3645e-11 | 0.0027785 | 2.424e-08 | 0.01662 | 4.6207e-12
[120 empty] | 7.3.3.17.5 (Remote Grid) Updates to grid topology to minimize risk of ignition in HFTDs Remote GridWLDFRWire-to-wire contactAggregated | WLDFR | HFTD - Distribution - Tier 3 - 1QU CoRE ¦ 3QU LoRE | Non-Red Flag Warning - Destructive Fires | Wire-to-wire contact | Aggregated | 2035 | 7.5916e-08 | 56.2394 | 4.2694e-06 | 2035 | Mitigation | 0.95 | 45 | 0 | esc | 0.00097009 | 7.3645e-11 | 0.00097009 | 7.3645e-11 | 0.0027785 | 2.424e-08 | 0.01662 | 4.6207e-12
[120 empty] | 7.3.3.17.5 (Remote Grid) Updates to grid topology to minimize risk of ignition in HFTDs Remote GridWLDFRWire-to-wire contactAggregated | WLDFR | HFTD - Distribution - Tier 3 - 1QU CoRE ¦ 3QU LoRE | Non-Red Flag Warning - Destructive Fires | Wire-to-wire contact | Aggregated | 2036 | 7.5916e-08 | 56.2394 | 4.2694e-06 | 2036 | Mitigation | 0.95 | 45 | 0 | esc | 0.00097009 | 7.3645e-11 | 0.00097009 | 7.3645e-11 | 0.0027785 | 2.424e-08 | 0.01662 | 4.6207e-12
[120 empty] | 7.3.3.17.5 (Remote Grid) Updates to grid topology to minimize risk of ignition in HFTDs Remote GridWLDFRWire-to-wire contactAggregated | WLDFR | HFTD - Distribution - Tier 3 - 1QU CoRE ¦ 3QU LoRE | Non-Red Flag Warning - Destructive Fires | Wire-to-wire contact | Aggregated | 2037 | 7.5916e-08 | 56.2394 | 4.2694e-06 | 2037 | Mitigation | 0.95 | 45 | 0 | esc | 0.00097009 | 7.3645e-11 | 0.00097009 | 7.3645e-11 | 0.0027785 | 2.424e-08 | 0.01662 | 4.6207e-12
[120 empty] | 7.3.3.17.5 (Remote Grid) Updates to grid topology to minimize risk of ignition in HFTDs Remote GridWLDFRWire-to-wire contactAggregated | WLDFR | HFTD - Distribution - Tier 3 - 1QU CoRE ¦ 3QU LoRE | Non-Red Flag Warning - Destructive Fires | Wire-to-wire contact | Aggregated | 2038 | 7.5916e-08 | 56.2394 | 4.2694e-06 | 2038 | Mitigation | 0.95 | 45 | 0 | esc | 0.00097009 | 7.3645e-11 | 0.00097009 | 7.3645e-11 | 0.0027785 | 2.424e-08 | 0.01662 | 4.6207e-12
[120 empty] | 7.3.3.17.5 (Remote Grid) Updates to grid topology to minimize risk of ignition in HFTDs Remote GridWLDFRWire-to-wire contactAggregated | WLDFR | HFTD - Distribution - Tier 3 - 1QU CoRE ¦ 3QU LoRE | Non-Red Flag Warning - Destructive Fires | Wire-to-wire contact | Aggregated | 2039 | 7.5916e-08 | 56.2394 | 4.2694e-06 | 2039 | Mitigation | 0.95 | 45 | 0 | esc | 0.00097009 | 7.3645e-11 | 0.00097009 | 7.3645e-11 | 0.0027785 | 2.424e-08 | 0.01662 | 4.6207e-12
[120 empty] | 7.3.3.17.5 (Remote Grid) Updates to grid topology to minimize risk of ignition in HFTDs Remote GridWLDFRWire-to-wire contactAggregated | WLDFR | HFTD - Distribution - Tier 3 - 1QU CoRE ¦ 3QU LoRE | Non-Red Flag Warning - Destructive Fires | Wire-to-wire contact | Aggregated | 2040 | 7.5916e-08 | 56.2394 | 4.2694e-06 | 2040 | Mitigation | 0.95 | 45 | 0 | esc | 0.00097009 | 7.3645e-11 | 0.00097009 | 7.3645e-11 | 0.0027785 | 2.424e-08 | 0.01662 | 4.6207e-12
[120 empty] | 7.3.3.17.5 (Remote Grid) Updates to grid topology to minimize risk of ignition in HFTDs Remote GridWLDFRWire-to-wire contactAggregated | WLDFR | HFTD - Distribution - Tier 3 - 1QU CoRE ¦ 3QU LoRE | Non-Red Flag Warning - Destructive Fires | Wire-to-wire contact | Aggregated | 2041 | 7.5916e-08 | 56.2394 | 4.2694e-06 | 2041 | Mitigation | 0.95 | 45 | 0 | esc | 0.00097009 | 7.3645e-11 | 0.00097009 | 7.3645e-11 | 0.0027785 | 2.424e-08 | 0.01662 | 4.6207e-12
[120 empty] | 7.3.3.17.5 (Remote Grid) Updates to grid topology to minimize risk of ignition in HFTDs Remote GridWLDFRWire-to-wire contactAggregated | WLDFR | HFTD - Distribution - Tier 3 - 1QU CoRE ¦ 3QU LoRE | Non-Red Flag Warning - Destructive Fires | Wire-to-wire contact | Aggregated | 2042 | 7.5916e-08 | 56.2394 | 4.2694e-06 | 2042 | Mitigation | 0.95 | 45 | 0 | esc | 0.00097009 | 7.3645e-11 | 0.00097009 | 7.3645e-11 | 0.0027785 | 2.424e-08 | 0.01662 | 4.6207e-12
[120 empty] | 7.3.3.17.5 (Remote Grid) Updates to grid topology to minimize risk of ignition in HFTDs Remote GridWLDFRWire-to-wire contactAggregated | WLDFR | HFTD - Distribution - Tier 3 - 1QU CoRE ¦ 3QU LoRE | Non-Red Flag Warning - Destructive Fires | Wire-to-wire contact | Aggregated | 2043 | 7.5916e-08 | 56.2394 | 4.2694e-06 | 2043 | Mitigation | 0.95 | 45 | 0 | esc | 0.00097009 | 7.3645e-11 | 0.00097009 | 7.3645e-11 | 0.0027785 | 2.424e-08 | 0.01662 | 4.6207e-12
[120 empty] | 7.3.3.17.5 (Remote Grid) Updates to grid topology to minimize risk of ignition in HFTDs Remote GridWLDFRWire-to-wire contactAggregated | WLDFR | HFTD - Distribution - Tier 3 - 1QU CoRE ¦ 3QU LoRE | Non-Red Flag Warning - Destructive Fires | Wire-to-wire contact | Aggregated | 2044 | 7.5916e-08 | 56.2394 | 4.2694e-06 | 2044 | Mitigation | 0.95 | 45 | 0 | esc | 0.00097009 | 7.3645e-11 | 0.00097009 | 7.3645e-11 | 0.0027785 | 2.424e-08 | 0.01662 | 4.6207e-12
[120 empty] | 7.3.3.17.5 (Remote Grid) Updates to grid topology to minimize risk of ignition in HFTDs Remote GridWLDFRWire-to-wire contactAggregated | WLDFR | HFTD - Distribution - Tier 3 - 1QU CoRE ¦ 3QU LoRE | Non-Red Flag Warning - Destructive Fires | Wire-to-wire contact | Aggregated | 2045 | 7.5916e-08 | 56.2394 | 4.2694e-06 | 2045 | Mitigation | 0.95 | 45 | 0 | esc | 0.00097009 | 7.3645e-11 | 0.00097009 | 7.3645e-11 | 0.0027785 | 2.424e-08 | 0.01662 | 4.6207e-12
[120 empty] | 7.3.3.17.5 (Remote Grid) Updates to grid topology to minimize risk of ignition in HFTDs Remote GridWLDFRWire-to-wire contactAggregated | WLDFR | HFTD - Distribution - Tier 3 - 1QU CoRE ¦ 3QU LoRE | Non-Red Flag Warning - Destructive Fires | Wire-to-wire contact | Aggregated | 2046 | 7.5916e-08 | 56.2394 | 4.2694e-06 | 2046 | Mitigation | 0.95 | 45 | 0 | esc | 0.00097009 | 7.3645e-11 | 0.00097009 | 7.3645e-11 | 0.0027785 | 2.424e-08 | 0.01662 | 4.6207e-12
[120 empty] | 7.3.3.17.5 (Remote Grid) Updates to grid topology to minimize risk of ignition in HFTDs Remote GridWLDFRWire-to-wire contactAggregated | WLDFR | HFTD - Distribution - Tier 3 - 1QU CoRE ¦ 3QU LoRE | Non-Red Flag Warning - Destructive Fires | Wire-to-wire contact | Aggregated | 2047 | 7.5916e-08 | 56.2394 | 4.2694e-06 | 2047 | Mitigation | 0.95 | 45 | 0 | esc | 0.00097009 | 7.3645e-11 | 0.00097009 | 7.3645e-11 | 0.0027785 | 2.424e-08 | 0.01662 | 4.6207e-12
[120 empty] | 7.3.3.17.5 (Remote Grid) Updates to grid topology to minimize risk of ignition in HFTDs Remote GridWLDFRWire-to-wire contactAggregated | WLDFR | HFTD - Distribution - Tier 3 - 1QU CoRE ¦ 3QU LoRE | Non-Red Flag Warning - Destructive Fires | Wire-to-wire contact | Aggregated | 2048 | 7.5916e-08 | 56.2394 | 4.2694e-06 | 2048 | Mitigation | 0.95 | 45 | 0 | esc | 0.00097009 | 7.3645e-11 | 0.00097009 | 7.3645e-11 | 0.0027785 | 2.424e-08 | 0.01662 | 4.6207e-12
[120 empty] | 7.3.3.17.5 (Remote Grid) Updates to grid topology to minimize risk of ignition in HFTDs Remote GridWLDFRWire-to-wire contactAggregated | WLDFR | HFTD - Distribution - Tier 3 - 1QU CoRE ¦ 3QU LoRE | Non-Red Flag Warning - Destructive Fires | Wire-to-wire contact | Aggregated | 2049 | 7.5916e-08 | 56.2394 | 4.2694e-06 | 2049 | Mitigation | 0.95 | 45 | 0 | esc | 0.00097009 | 7.3645e-11 | 0.00097009 | 7.3645e-11 | 0.0027785 | 2.424e-08 | 0.01662 | 4.6207e-12
[120 empty] | 7.3.3.17.5 (Remote Grid) Updates to grid topology to minimize risk of ignition in HFTDs Remote GridWLDFRWire-to-wire contactAggregated | WLDFR | HFTD - Distribution - Tier 3 - 1QU CoRE ¦ 3QU LoRE | Non-Red Flag Warning - Destructive Fires | Wire-to-wire contact | Aggregated | 2050 | 7.5916e-08 | 56.2394 | 4.2694e-06 | 2050 | Mitigation | 0.95 | 45 | 0 | esc | 0.00097009 | 7.3645e-11 | 0.00097009 | 7.3645e-11 | 0.0027785 | 2.424e-08 | 0 | 0
[120 empty] | 7.3.3.17.5 (Remote Grid) Updates to grid topology to minimize risk of ignition in HFTDs Remote GridWLDFRWire-to-wire contactAggregated | WLDFR | HFTD - Distribution - Tier 3 - 1QU CoRE ¦ 3QU LoRE | Non-Red Flag Warning - Destructive Fires | Wire-to-wire contact | Aggregated | 2051 | 7.5916e-08 | 56.2394 | 4.2694e-06 | 2051 | Mitigation | 0.95 | 45 | 0 | esc | 0.00097009 | 7.3645e-11 | 0.00097009 | 7.3645e-11 | 0.0027785 | 2.424e-08 | 0 | 0
[120 empty] | 7.3.3.17.5 (Remote Grid) Updates to grid topology to minimize risk of ignition in HFTDs Remote GridWLDFRWire-to-wire contactAggregated | WLDFR | HFTD - Distribution - Tier 3 - 1QU CoRE ¦ 3QU LoRE | Non-Red Flag Warning - Destructive Fires | Wire-to-wire contact | Aggregated | 2052 | 7.5916e-08 | 56.2394 | 4.2694e-06 | 2052 | Mitigation | 0.95 | 45 | 0 | esc | 0.00097009 | 7.3645e-11 | 0.00097009 | 7.3645e-11 | 0.0027785 | 2.424e-08 | 0.0080352 | 1.6191e-10
[120 empty] | 7.3.3.17.5 (Remote Grid) Updates to grid topology to minimize risk of ignition in HFTDs Remote GridWLDFRWire-to-wire contactAggregated | WLDFR | HFTD - Distribution - Tier 3 - 1QU CoRE ¦ 3QU LoRE | Non-Red Flag Warning - Destructive Fires | Wire-to-wire contact | Aggregated | 2053 | 7.5916e-08 | 56.2394 | 4.2694e-06 | 2053 | Mitigation | 0.95 | 45 | 0 | esc | 0.00097009 | 7.3645e-11 | 0.00097009 | 7.3645e-11 | 0.0027785 | 2.424e-08 | 0.0080352 | 1.6191e-10
[120 empty] | 7.3.3.17.5 (Remote Grid) Updates to grid topology to minimize risk of ignition in HFTDs Remote GridWLDFRWire-to-wire contactAggregated | WLDFR | HFTD - Distribution - Tier 3 - 1QU CoRE ¦ 3QU LoRE | Non-Red Flag Warning - Destructive Fires | Wire-to-wire contact | Aggregated | 2054 | 7.5916e-08 | 56.2394 | 4.2694e-06 | 2054 | Mitigation | 0.95 | 45 | 0 | esc | 0.00097009 | 7.3645e-11 | 0.00097009 | 7.3645e-11 | 0.0027785 | 2.424e-08 | 0.0080352 | 1.6191e-10
[120 empty] | 7.3.3.17.5 (Remote Grid) Updates to grid topology to minimize risk of ignition in HFTDs Remote GridWLDFRWire-to-wire contactAggregated | WLDFR | HFTD - Distribution - Tier 3 - 1QU CoRE ¦ 3QU LoRE | Non-Red Flag Warning - Destructive Fires | Wire-to-wire contact | Aggregated | 2055 | 7.5916e-08 | 56.2394 | 4.2694e-06 | 2055 | Mitigation | 0.95 | 45 | 0 | esc | 0.00097009 | 7.3645e-11 | 0.00097009 | 7.3645e-11 | 0.0027785 | 2.424e-08 | 0.0080352 | 1.6191e-10
[120 empty] | 7.3.3.17.5 (Remote Grid) Updates to grid topology to minimize risk of ignition in HFTDs Remote GridWLDFRWire-to-wire contactAggregated | WLDFR | HFTD - Distribution - Tier 3 - 1QU CoRE ¦ 3QU LoRE | Non-Red Flag Warning - Destructive Fires | Wire-to-wire contact | Aggregated | 2056 | 7.5916e-08 | 56.2394 | 4.2694e-06 | 2056 | Mitigation | 0.95 | 45 | 0 | esc | 0.00097009 | 7.3645e-11 | 0.00097009 | 7.3645e-11 | 0 | 0 | 0.0080352 | 1.6191e-10
[120 empty] | 7.3.3.17.5 (Remote Grid) Updates to grid topology to minimize risk of ignition in HFTDs Remote GridWLDFRWire-to-wire contactAggregated | WLDFR | HFTD - Distribution - Tier 3 - 1QU CoRE ¦ 3QU LoRE | Non-Red Flag Warning - Destructive Fires | Wire-to-wire contact | Aggregated | 2057 | 7.5916e-08 | 56.2394 | 4.2694e-06 | 2057 | Mitigation | 0.95 | 45 | 0 | esc | 0.00097009 | 7.3645e-11 | 0.00097009 | 7.3645e-11 | 0.0027785 | 1.1468e-09 | 0.0080352 | 1.6191e-10
[120 empty] | 7.3.3.17.5 (Remote Grid) Updates to grid topology to minimize risk of ignition in HFTDs Remote GridWLDFRWire-to-wire contactAggregated | WLDFR | HFTD - Distribution - Tier 3 - 1QU CoRE ¦ 3QU LoRE | Non-Red Flag Warning - Destructive Fires | Wire-to-wire contact | Aggregated | 2058 | 7.5916e-08 | 56.2394 | 4.2694e-06 | 2058 | Mitigation | 0.95 | 45 | 0 | esc | 0.00097009 | 7.3645e-11 | 0.00097009 | 7.3645e-11 | 0.0027785 | 1.1468e-09 | 0.0080352 | 1.6191e-10
[120 empty] | 7.3.3.17.5 (Remote Grid) Updates to grid topology to minimize risk of ignition in HFTDs Remote GridWLDFRWire-to-wire contactAggregated | WLDFR | HFTD - Distribution - Tier 3 - 1QU CoRE ¦ 3QU LoRE | Non-Red Flag Warning - Destructive Fires | Wire-to-wire contact | Aggregated | 2059 | 7.5916e-08 | 56.2394 | 4.2694e-06 | 2059 | Mitigation | 0.95 | 45 | 0 | esc | 0.00097009 | 7.3645e-11 | 0.00097009 | 7.3645e-11 | 0.0027785 | 1.1468e-09 | 0.0080352 | 1.6191e-10
[120 empty] | 7.3.3.17.5 (Remote Grid) Updates to grid topology to minimize risk of ignition in HFTDs Remote GridWLDFRWire-to-wire contactAggregated | WLDFR | HFTD - Distribution - Tier 3 - 1QU CoRE ¦ 3QU LoRE | Non-Red Flag Warning - Destructive Fires | Wire-to-wire contact | Aggregated | 2060 | 7.5916e-08 | 56.2394 | 4.2694e-06 | 2060 | Mitigation | 0.95 | 45 | 0 | esc | 0.00097009 | 7.3645e-11 | 0.00097009 | 7.3645e-11 | 0.0027785 | 1.1468e-09 | 0.0080352 | 1.6191e-10
[120 empty] | 7.3.3.17.5 (Remote Grid) Updates to grid topology to minimize risk of ignition in HFTDs Remote GridWLDFRWire-to-wire contactAggregated | WLDFR | HFTD - Distribution - Tier 3 - 1QU CoRE ¦ 3QU LoRE | Non-Red Flag Warning - Destructive Fires | Wire-to-wire contact | Aggregated | 2061 | 7.5916e-08 | 56.2394 | 4.2694e-06 | 2061 | Mitigation | 0.95 | 45 | 0 | esc | 0.00097009 | 7.3645e-11 | 0.00097009 | 7.3645e-11 | 0.0027785 | 1.1468e-09 | 0.0080352 | 1.6191e-10
[120 empty] | 7.3.3.17.5 (Remote Grid) Updates to grid topology to minimize risk of ignition in HFTDs Remote GridWLDFRWire-to-wire contactAggregated | WLDFR | HFTD - Distribution - Tier 3 - 1QU CoRE ¦ 3QU LoRE | Non-Red Flag Warning - Destructive Fires | Wire-to-wire contact | Aggregated | 2062 | 7.5916e-08 | 56.2394 | 4.2694e-06 | 2062 | Mitigation | 0.95 | 45 | 0 | esc | 0.00097009 | 7.3645e-11 | 0.00097009 | 7.3645e-11 | 0.0027785 | 1.1468e-09 | 0.0080352 | 1.6191e-10
[120 empty] | 7.3.3.17.5 (Remote Grid) Updates to grid topology to minimize risk of ignition in HFTDs Remote GridWLDFRWire-to-wire contactAggregated | WLDFR | HFTD - Distribution - Tier 3 - 1QU CoRE ¦ 3QU LoRE | Non-Red Flag Warning - Destructive Fires | Wire-to-wire contact | Aggregated | 2063 | 7.5916e-08 | 56.2394 | 4.2694e-06 | 2063 | Mitigation | 0.95 | 45 | 0 | esc | 0.00097009 | 7.3645e-11 | 0.00097009 | 7.3645e-11 | 0.0027785 | 1.1468e-09 | 0.0080352 | 1.6191e-10
[120 empty] | 7.3.3.17.5 (Remote Grid) Updates to grid topology to minimize risk of ignition in HFTDs Remote GridWLDFRWire-to-wire contactAggregated | WLDFR | HFTD - Distribution - Tier 3 - 1QU CoRE ¦ 3QU LoRE | Non-Red Flag Warning - Destructive Fires | Wire-to-wire contact | Aggregated | 2064 | 7.5916e-08 | 56.2394 | 4.2694e-06 | 2064 | Mitigation | 0.95 | 45 | 0 | esc | 0.00097009 | 7.3645e-11 | 0.00097009 | 7.3645e-11 | 0.0027785 | 1.1468e-09 | 0.0080352 | 1.6191e-10
[120 empty] | 7.3.3.17.5 (Remote Grid) Updates to grid topology to minimize risk of ignition in HFTDs Remote GridWLDFRWire-to-wire contactAggregated | WLDFR | HFTD - Distribution - Tier 3 - 1QU CoRE ¦ 3QU LoRE | Non-Red Flag Warning - Destructive Fires | Wire-to-wire contact | Aggregated | 2065 | 7.5916e-08 | 56.2394 | 4.2694e-06 | 2065 | Mitigation | 0.95 | 45 | 0 | esc | 0.00097009 | 7.3645e-11 | 0.00097009 | 7.3645e-11 | 0.0027785 | 1.1468e-09 | 0.0080352 | 1.6191e-10
[120 empty] | 7.3.3.17.5 (Remote Grid) Updates to grid topology to minimize risk of ignition in HFTDs Remote GridWLDFRWire-to-wire contactAggregated | WLDFR | HFTD - Distribution - Tier 3 - 1QU CoRE ¦ 3QU LoRE | Non-Red Flag Warning - Destructive Fires | Wire-to-wire contact | Aggregated | 2066 | 7.5916e-08 | 56.2394 | 4.2694e-06 | 2066 | Mitigation | 0.95 | 45 | 0 | esc | 0.00097009 | 7.3645e-11 | 0.00097009 | 7.3645e-11 | 0.0027785 | 1.1468e-09 | 0.0080352 | 1.6191e-10
[120 empty] | 7.3.3.17.5 (Remote Grid) Updates to grid topology to minimize risk of ignition in HFTDs Remote GridWLDFRWire-to-wire contactAggregated | WLDFR | HFTD - Distribution - Tier 3 - 1QU CoRE ¦ 3QU LoRE | Non-Red Flag Warning - Destructive Fires | Wire-to-wire contact | Aggregated | 2067 | 7.5916e-08 | 56.2394 | 4.2694e-06 | 2067 | Mitigation | 0.95 | 45 | 0 | esc | 0 | 0 | 0.00097009 | 7.3645e-11 | 0.0027785 | 1.1468e-09 | 0.0080352 | 1.6191e-10
[120 empty] | 7.3.3.17.5 (Remote Grid) Updates to grid topology to minimize risk of ignition in HFTDs Remote GridWLDFRContact from objectAggregated | WLDFR | HFTD - Distribution - Tier 3 - 1QU CoRE ¦ 3QU LoRE | Non-Red Flag Warning - Large Fires | Contact from object | Aggregated | 2022 | 5.1685e-06 | 56.2394 | 0.00029068 | 2022 | Mitigation | 0.95 | 45 | 0 | esc | 0.00097009 | 5.0139e-09 | 0 | 0 | 0.0027785 | 1.1468e-09 | 0.0080352 | 1.6191e-10
[120 empty] | 7.3.3.17.5 (Remote Grid) Updates to grid topology to minimize risk of ignition in HFTDs Remote GridWLDFRContact from objectAggregated | WLDFR | HFTD - Distribution - Tier 3 - 1QU CoRE ¦ 3QU LoRE | Non-Red Flag Warning - Large Fires | Contact from object | Aggregated | 2023 | 5.1685e-06 | 56.2394 | 0.00029068 | 2023 | Mitigation | 0.95 | 45 | 0 | esc | 0.00097009 | 5.0139e-09 | 0.00097009 | 5.0139e-09 | 0.0027785 | 1.1468e-09 | 0.0080352 | 1.6191e-10
[120 empty] | 7.3.3.17.5 (Remote Grid) Updates to grid topology to minimize risk of ignition in HFTDs Remote GridWLDFRContact from objectAggregated | WLDFR | HFTD - Distribution - Tier 3 - 1QU CoRE ¦ 3QU LoRE | Non-Red Flag Warning - Large Fires | Contact from object | Aggregated | 2024 | 5.1685e-06 | 56.2394 | 0.00029068 | 2024 | Mitigation | 0.95 | 45 | 0 | esc | 0.00097009 | 5.0139e-09 | 0.00097009 | 5.0139e-09 | 0.0027785 | 1.1468e-09 | 0.0080352 | 1.6191e-10
[120 empty] | 7.3.3.17.5 (Remote Grid) Updates to grid topology to minimize risk of ignition in HFTDs Remote GridWLDFRContact from objectAggregated | WLDFR | HFTD - Distribution - Tier 3 - 1QU CoRE ¦ 3QU LoRE | Non-Red Flag Warning - Large Fires | Contact from object | Aggregated | 2025 | 5.1685e-06 | 56.2394 | 0.00029068 | 2025 | Mitigation | 0.95 | 45 | 0 | esc | 0.00097009 | 5.0139e-09 | 0.00097009 | 5.0139e-09 | 0.0027785 | 1.1468e-09 | 0.0080352 | 1.6191e-10
[120 empty] | 7.3.3.17.5 (Remote Grid) Updates to grid topology to minimize risk of ignition in HFTDs Remote GridWLDFRContact from objectAggregated | WLDFR | HFTD - Distribution - Tier 3 - 1QU CoRE ¦ 3QU LoRE | Non-Red Flag Warning - Large Fires | Contact from object | Aggregated | 2026 | 5.1685e-06 | 56.2394 | 0.00029068 | 2026 | Mitigation | 0.95 | 45 | 0 | esc | 0.00097009 | 5.0139e-09 | 0.00097009 | 5.0139e-09 | 0.0027785 | 1.1468e-09 | 0.0080352 | 1.6191e-10
[120 empty] | 7.3.3.17.5 (Remote Grid) Updates to grid topology to minimize risk of ignition in HFTDs Remote GridWLDFRContact from objectAggregated | WLDFR | HFTD - Distribution - Tier 3 - 1QU CoRE ¦ 3QU LoRE | Non-Red Flag Warning - Large Fires | Contact from object | Aggregated | 2027 | 5.1685e-06 | 56.2394 | 0.00029068 | 2027 | Mitigation | 0.95 | 45 | 0 | esc | 0.00097009 | 5.0139e-09 | 0.00097009 | 5.0139e-09 | 0.0027785 | 1.1468e-09 | 0.0080352 | 1.6191e-10
[120 empty] | 7.3.3.17.5 (Remote Grid) Updates to grid topology to minimize risk of ignition in HFTDs Remote GridWLDFRContact from objectAggregated | WLDFR | HFTD - Distribution - Tier 3 - 1QU CoRE ¦ 3QU LoRE | Non-Red Flag Warning - Large Fires | Contact from object | Aggregated | 2028 | 5.1685e-06 | 56.2394 | 0.00029068 | 2028 | Mitigation | 0.95 | 45 | 0 | esc | 0.00097009 | 5.0139e-09 | 0.00097009 | 5.0139e-09 | 0.0027785 | 1.1468e-09 | 0.0080352 | 1.6191e-10
[120 empty] | 7.3.3.17.5 (Remote Grid) Updates to grid topology to minimize risk of ignition in HFTDs Remote GridWLDFRContact from objectAggregated | WLDFR | HFTD - Distribution - Tier 3 - 1QU CoRE ¦ 3QU LoRE | Non-Red Flag Warning - Large Fires | Contact from object | Aggregated | 2029 | 5.1685e-06 | 56.2394 | 0.00029068 | 2029 | Mitigation | 0.95 | 45 | 0 | esc | 0.00097009 | 5.0139e-09 | 0.00097009 | 5.0139e-09 | 0.0027785 | 1.1468e-09 | 0.0080352 | 1.6191e-10
[120 empty] | 7.3.3.17.5 (Remote Grid) Updates to grid topology to minimize risk of ignition in HFTDs Remote GridWLDFRContact from objectAggregated | WLDFR | HFTD - Distribution - Tier 3 - 1QU CoRE ¦ 3QU LoRE | Non-Red Flag Warning - Large Fires | Contact from object | Aggregated | 2030 | 5.1685e-06 | 56.2394 | 0.00029068 | 2030 | Mitigation | 0.95 | 45 | 0 | esc | 0.00097009 | 5.0139e-09 | 0.00097009 | 5.0139e-09 | 0.0027785 | 1.1468e-09 | 0.0080352 | 1.6191e-10
[120 empty] | 7.3.3.17.5 (Remote Grid) Updates to grid topology to minimize risk of ignition in HFTDs Remote GridWLDFRContact from objectAggregated | WLDFR | HFTD - Distribution - Tier 3 - 1QU CoRE ¦ 3QU LoRE | Non-Red Flag Warning - Large Fires | Contact from object | Aggregated | 2031 | 5.1685e-06 | 56.2394 | 0.00029068 | 2031 | Mitigation | 0.95 | 45 | 0 | esc | 0.00097009 | 5.0139e-09 | 0.00097009 | 5.0139e-09 | 0.0027785 | 1.1468e-09 | 0.0080352 | 1.6191e-10
[120 empty] | 7.3.3.17.5 (Remote Grid) Updates to grid topology to minimize risk of ignition in HFTDs Remote GridWLDFRContact from objectAggregated | WLDFR | HFTD - Distribution - Tier 3 - 1QU CoRE ¦ 3QU LoRE | Non-Red Flag Warning - Large Fires | Contact from object | Aggregated | 2032 | 5.1685e-06 | 56.2394 | 0.00029068 | 2032 | Mitigation | 0.95 | 45 | 0 | esc | 0.00097009 | 5.0139e-09 | 0.00097009 | 5.0139e-09 | 0.0027785 | 1.1468e-09 | 0.0080352 | 1.6191e-10
[120 empty] | 7.3.3.17.5 (Remote Grid) Updates to grid topology to minimize risk of ignition in HFTDs Remote GridWLDFRContact from objectAggregated | WLDFR | HFTD - Distribution - Tier 3 - 1QU CoRE ¦ 3QU LoRE | Non-Red Flag Warning - Large Fires | Contact from object | Aggregated | 2033 | 5.1685e-06 | 56.2394 | 0.00029068 | 2033 | Mitigation | 0.95 | 45 | 0 | esc | 0.00097009 | 5.0139e-09 | 0.00097009 | 5.0139e-09 | 0.0027785 | 1.1468e-09 | 0.0080352 | 1.6191e-10
[120 empty] | 7.3.3.17.5 (Remote Grid) Updates to grid topology to minimize risk of ignition in HFTDs Remote GridWLDFRContact from objectAggregated | WLDFR | HFTD - Distribution - Tier 3 - 1QU CoRE ¦ 3QU LoRE | Non-Red Flag Warning - Large Fires | Contact from object | Aggregated | 2034 | 5.1685e-06 | 56.2394 | 0.00029068 | 2034 | Mitigation | 0.95 | 45 | 0 | esc | 0.00097009 | 5.0139e-09 | 0.00097009 | 5.0139e-09 | 0.0027785 | 1.1468e-09 | 0.0080352 | 1.6191e-10
[120 empty] | 7.3.3.17.5 (Remote Grid) Updates to grid topology to minimize risk of ignition in HFTDs Remote GridWLDFRContact from objectAggregated | WLDFR | HFTD - Distribution - Tier 3 - 1QU CoRE ¦ 3QU LoRE | Non-Red Flag Warning - Large Fires | Contact from object | Aggregated | 2035 | 5.1685e-06 | 56.2394 | 0.00029068 | 2035 | Mitigation | 0.95 | 45 | 0 | esc | 0.00097009 | 5.0139e-09 | 0.00097009 | 5.0139e-09 | 0.0027785 | 1.1468e-09 | 0.0080352 | 1.6191e-10
[120 empty] | 7.3.3.17.5 (Remote Grid) Updates to grid topology to minimize risk of ignition in HFTDs Remote GridWLDFRContact from objectAggregated | WLDFR | HFTD - Distribution - Tier 3 - 1QU CoRE ¦ 3QU LoRE | Non-Red Flag Warning - Large Fires | Contact from object | Aggregated | 2036 | 5.1685e-06 | 56.2394 | 0.00029068 | 2036 | Mitigation | 0.95 | 45 | 0 | esc | 0.00097009 | 5.0139e-09 | 0.00097009 | 5.0139e-09 | 0.0027785 | 1.1468e-09 | 0 | 0
[120 empty] | 7.3.3.17.5 (Remote Grid) Updates to grid topology to minimize risk of ignition in HFTDs Remote GridWLDFRContact from objectAggregated | WLDFR | HFTD - Distribution - Tier 3 - 1QU CoRE ¦ 3QU LoRE | Non-Red Flag Warning - Large Fires | Contact from object | Aggregated | 2037 | 5.1685e-06 | 56.2394 | 0.00029068 | 2037 | Mitigation | 0.95 | 45 | 0 | esc | 0.00097009 | 5.0139e-09 | 0.00097009 | 5.0139e-09 | 0.0027785 | 1.1468e-09 | 0 | 0
[120 empty] | 7.3.3.17.5 (Remote Grid) Updates to grid topology to minimize risk of ignition in HFTDs Remote GridWLDFRContact from objectAggregated | WLDFR | HFTD - Distribution - Tier 3 - 1QU CoRE ¦ 3QU LoRE | Non-Red Flag Warning - Large Fires | Contact from object | Aggregated | 2038 | 5.1685e-06 | 56.2394 | 0.00029068 | 2038 | Mitigation | 0.95 | 45 | 0 | esc | 0.00097009 | 5.0139e-09 | 0.00097009 | 5.0139e-09 | 0.0027785 | 1.1468e-09 | 0.010315 | 7.9593e-11
[120 empty] | 7.3.3.17.5 (Remote Grid) Updates to grid topology to minimize risk of ignition in HFTDs Remote GridWLDFRContact from objectAggregated | WLDFR | HFTD - Distribution - Tier 3 - 1QU CoRE ¦ 3QU LoRE | Non-Red Flag Warning - Large Fires | Contact from object | Aggregated | 2039 | 5.1685e-06 | 56.2394 | 0.00029068 | 2039 | Mitigation | 0.95 | 45 | 0 | esc | 0.00097009 | 5.0139e-09 | 0.00097009 | 5.0139e-09 | 0.0027785 | 1.1468e-09 | 0.010315 | 7.9593e-11
[120 empty] | 7.3.3.17.5 (Remote Grid) Updates to grid topology to minimize risk of ignition in HFTDs Remote GridWLDFRContact from objectAggregated | WLDFR | HFTD - Distribution - Tier 3 - 1QU CoRE ¦ 3QU LoRE | Non-Red Flag Warning - Large Fires | Contact from object | Aggregated | 2040 | 5.1685e-06 | 56.2394 | 0.00029068 | 2040 | Mitigation | 0.95 | 45 | 0 | esc | 0.00097009 | 5.0139e-09 | 0.00097009 | 5.0139e-09 | 0.0027785 | 1.1468e-09 | 0.010315 | 7.9593e-11
[120 empty] | 7.3.3.17.5 (Remote Grid) Updates to grid topology to minimize risk of ignition in HFTDs Remote GridWLDFRContact from objectAggregated | WLDFR | HFTD - Distribution - Tier 3 - 1QU CoRE ¦ 3QU LoRE | Non-Red Flag Warning - Large Fires | Contact from object | Aggregated | 2041 | 5.1685e-06 | 56.2394 | 0.00029068 | 2041 | Mitigation | 0.95 | 45 | 0 | esc | 0.00097009 | 5.0139e-09 | 0.00097009 | 5.0139e-09 | 0.0027785 | 1.1468e-09 | 0.010315 | 7.9593e-11
[120 empty] | 7.3.3.17.5 (Remote Grid) Updates to grid topology to minimize risk of ignition in HFTDs Remote GridWLDFRContact from objectAggregated | WLDFR | HFTD - Distribution - Tier 3 - 1QU CoRE ¦ 3QU LoRE | Non-Red Flag Warning - Large Fires | Contact from object | Aggregated | 2042 | 5.1685e-06 | 56.2394 | 0.00029068 | 2042 | Mitigation | 0.95 | 45 | 0 | esc | 0.00097009 | 5.0139e-09 | 0.00097009 | 5.0139e-09 | 0.0027785 | 1.1468e-09 | 0.010315 | 7.9593e-11
[120 empty] | 7.3.3.17.5 (Remote Grid) Updates to grid topology to minimize risk of ignition in HFTDs Remote GridWLDFRContact from objectAggregated | WLDFR | HFTD - Distribution - Tier 3 - 1QU CoRE ¦ 3QU LoRE | Non-Red Flag Warning - Large Fires | Contact from object | Aggregated | 2043 | 5.1685e-06 | 56.2394 | 0.00029068 | 2043 | Mitigation | 0.95 | 45 | 0 | esc | 0.00097009 | 5.0139e-09 | 0.00097009 | 5.0139e-09 | 0.0027785 | 1.1468e-09 | 0.010315 | 7.9593e-11
[120 empty] | 7.3.3.17.5 (Remote Grid) Updates to grid topology to minimize risk of ignition in HFTDs Remote GridWLDFRContact from objectAggregated | WLDFR | HFTD - Distribution - Tier 3 - 1QU CoRE ¦ 3QU LoRE | Non-Red Flag Warning - Large Fires | Contact from object | Aggregated | 2044 | 5.1685e-06 | 56.2394 | 0.00029068 | 2044 | Mitigation | 0.95 | 45 | 0 | esc | 0.00097009 | 5.0139e-09 | 0.00097009 | 5.0139e-09 | 0.0027785 | 1.1468e-09 | 0.010315 | 7.9593e-11
[120 empty] | 7.3.3.17.5 (Remote Grid) Updates to grid topology to minimize risk of ignition in HFTDs Remote GridWLDFRContact from objectAggregated | WLDFR | HFTD - Distribution - Tier 3 - 1QU CoRE ¦ 3QU LoRE | Non-Red Flag Warning - Large Fires | Contact from object | Aggregated | 2045 | 5.1685e-06 | 56.2394 | 0.00029068 | 2045 | Mitigation | 0.95 | 45 | 0 | esc | 0.00097009 | 5.0139e-09 | 0.00097009 | 5.0139e-09 | 0.0027785 | 1.1468e-09 | 0.010315 | 7.9593e-11
[120 empty] | 7.3.3.17.5 (Remote Grid) Updates to grid topology to minimize risk of ignition in HFTDs Remote GridWLDFRContact from objectAggregated | WLDFR | HFTD - Distribution - Tier 3 - 1QU CoRE ¦ 3QU LoRE | Non-Red Flag Warning - Large Fires | Contact from object | Aggregated | 2046 | 5.1685e-06 | 56.2394 | 0.00029068 | 2046 | Mitigation | 0.95 | 45 | 0 | esc | 0.00097009 | 5.0139e-09 | 0.00097009 | 5.0139e-09 | 0.0027785 | 1.1468e-09 | 0.010315 | 7.9593e-11
[120 empty] | 7.3.3.17.5 (Remote Grid) Updates to grid topology to minimize risk of ignition in HFTDs Remote GridWLDFRContact from objectAggregated | WLDFR | HFTD - Distribution - Tier 3 - 1QU CoRE ¦ 3QU LoRE | Non-Red Flag Warning - Large Fires | Contact from object | Aggregated | 2047 | 5.1685e-06 | 56.2394 | 0.00029068 | 2047 | Mitigation | 0.95 | 45 | 0 | esc | 0.00097009 | 5.0139e-09 | 0.00097009 | 5.0139e-09 | 0.0027785 | 1.1468e-09 | 0.010315 | 7.9593e-11
[120 empty] | 7.3.3.17.5 (Remote Grid) Updates to grid topology to minimize risk of ignition in HFTDs Remote GridWLDFRContact from objectAggregated | WLDFR | HFTD - Distribution - Tier 3 - 1QU CoRE ¦ 3QU LoRE | Non-Red Flag Warning - Large Fires | Contact from object | Aggregated | 2048 | 5.1685e-06 | 56.2394 | 0.00029068 | 2048 | Mitigation | 0.95 | 45 | 0 | esc | 0.00097009 | 5.0139e-09 | 0.00097009 | 5.0139e-09 | 0.0027785 | 1.1468e-09 | 0.010315 | 7.9593e-11
[120 empty] | 7.3.3.17.5 (Remote Grid) Updates to grid topology to minimize risk of ignition in HFTDs Remote GridWLDFRContact from objectAggregated | WLDFR | HFTD - Distribution - Tier 3 - 1QU CoRE ¦ 3QU LoRE | Non-Red Flag Warning - Large Fires | Contact from object | Aggregated | 2049 | 5.1685e-06 | 56.2394 | 0.00029068 | 2049 | Mitigation | 0.95 | 45 | 0 | esc | 0.00097009 | 5.0139e-09 | 0.00097009 | 5.0139e-09 | 0.0027785 | 1.1468e-09 | 0.010315 | 7.9593e-11
[120 empty] | 7.3.3.17.5 (Remote Grid) Updates to grid topology to minimize risk of ignition in HFTDs Remote GridWLDFRContact from objectAggregated | WLDFR | HFTD - Distribution - Tier 3 - 1QU CoRE ¦ 3QU LoRE | Non-Red Flag Warning - Large Fires | Contact from object | Aggregated | 2050 | 5.1685e-06 | 56.2394 | 0.00029068 | 2050 | Mitigation | 0.95 | 45 | 0 | esc | 0.00097009 | 5.0139e-09 | 0.00097009 | 5.0139e-09 | 0.0027785 | 1.1468e-09 | 0.010315 | 7.9593e-11
[120 empty] | 7.3.3.17.5 (Remote Grid) Updates to grid topology to minimize risk of ignition in HFTDs Remote GridWLDFRContact from objectAggregated | WLDFR | HFTD - Distribution - Tier 3 - 1QU CoRE ¦ 3QU LoRE | Non-Red Flag Warning - Large Fires | Contact from object | Aggregated | 2051 | 5.1685e-06 | 56.2394 | 0.00029068 | 2051 | Mitigation | 0.95 | 45 | 0 | esc | 0.00097009 | 5.0139e-09 | 0.00097009 | 5.0139e-09 | 0.0027785 | 1.1468e-09 | 0.010315 | 7.9593e-11
[120 empty] | 7.3.3.17.5 (Remote Grid) Updates to grid topology to minimize risk of ignition in HFTDs Remote GridWLDFRContact from objectAggregated | WLDFR | HFTD - Distribution - Tier 3 - 1QU CoRE ¦ 3QU LoRE | Non-Red Flag Warning - Large Fires | Contact from object | Aggregated | 2052 | 5.1685e-06 | 56.2394 | 0.00029068 | 2052 | Mitigation | 0.95 | 45 | 0 | esc | 0.00097009 | 5.0139e-09 | 0.00097009 | 5.0139e-09 | 0.0027785 | 1.1468e-09 | 0.010315 | 7.9593e-11
[120 empty] | 7.3.3.17.5 (Remote Grid) Updates to grid topology to minimize risk of ignition in HFTDs Remote GridWLDFRContact from objectAggregated | WLDFR | HFTD - Distribution - Tier 3 - 1QU CoRE ¦ 3QU LoRE | Non-Red Flag Warning - Large Fires | Contact from object | Aggregated | 2053 | 5.1685e-06 | 56.2394 | 0.00029068 | 2053 | Mitigation | 0.95 | 45 | 0 | esc | 0.00097009 | 5.0139e-09 | 0.00097009 | 5.0139e-09 | 0.0027785 | 1.1468e-09 | 0.010315 | 7.9593e-11
[120 empty] | 7.3.3.17.5 (Remote Grid) Updates to grid topology to minimize risk of ignition in HFTDs Remote GridWLDFRContact from objectAggregated | WLDFR | HFTD - Distribution - Tier 3 - 1QU CoRE ¦ 3QU LoRE | Non-Red Flag Warning - Large Fires | Contact from object | Aggregated | 2054 | 5.1685e-06 | 56.2394 | 0.00029068 | 2054 | Mitigation | 0.95 | 45 | 0 | esc | 0.00097009 | 5.0139e-09 | 0.00097009 | 5.0139e-09 | 0.0027785 | 1.1468e-09 | 0.010315 | 7.9593e-11
[120 empty] | 7.3.3.17.5 (Remote Grid) Updates to grid topology to minimize risk of ignition in HFTDs Remote GridWLDFRContact from objectAggregated | WLDFR | HFTD - Distribution - Tier 3 - 1QU CoRE ¦ 3QU LoRE | Non-Red Flag Warning - Large Fires | Contact from object | Aggregated | 2055 | 5.1685e-06 | 56.2394 | 0.00029068 | 2055 | Mitigation | 0.95 | 45 | 0 | esc | 0.00097009 | 5.0139e-09 | 0.00097009 | 5.0139e-09 | 0.0027785 | 1.1468e-09 | 0.010315 | 7.9593e-11
[120 empty] | 7.3.3.17.5 (Remote Grid) Updates to grid topology to minimize risk of ignition in HFTDs Remote GridWLDFRContact from objectAggregated | WLDFR | HFTD - Distribution - Tier 3 - 1QU CoRE ¦ 3QU LoRE | Non-Red Flag Warning - Large Fires | Contact from object | Aggregated | 2056 | 5.1685e-06 | 56.2394 | 0.00029068 | 2056 | Mitigation | 0.95 | 45 | 0 | esc | 0.00097009 | 5.0139e-09 | 0.00097009 | 5.0139e-09 | 0.0027785 | 1.1468e-09 | 0.010315 | 7.9593e-11
[120 empty] | 7.3.3.17.5 (Remote Grid) Updates to grid topology to minimize risk of ignition in HFTDs Remote GridWLDFRContact from objectAggregated | WLDFR | HFTD - Distribution - Tier 3 - 1QU CoRE ¦ 3QU LoRE | Non-Red Flag Warning - Large Fires | Contact from object | Aggregated | 2057 | 5.1685e-06 | 56.2394 | 0.00029068 | 2057 | Mitigation | 0.95 | 45 | 0 | esc | 0.00097009 | 5.0139e-09 | 0.00097009 | 5.0139e-09 | 0.0027785 | 1.1468e-09 | 0.010315 | 7.9593e-11
[120 empty] | 7.3.3.17.5 (Remote Grid) Updates to grid topology to minimize risk of ignition in HFTDs Remote GridWLDFRContact from objectAggregated | WLDFR | HFTD - Distribution - Tier 3 - 1QU CoRE ¦ 3QU LoRE | Non-Red Flag Warning - Large Fires | Contact from object | Aggregated | 2058 | 5.1685e-06 | 56.2394 | 0.00029068 | 2058 | Mitigation | 0.95 | 45 | 0 | esc | 0.00097009 | 5.0139e-09 | 0.00097009 | 5.0139e-09 | 0.0027785 | 1.1468e-09 | 0.010315 | 7.9593e-11
[120 empty] | 7.3.3.17.5 (Remote Grid) Updates to grid topology to minimize risk of ignition in HFTDs Remote GridWLDFRContact from objectAggregated | WLDFR | HFTD - Distribution - Tier 3 - 1QU CoRE ¦ 3QU LoRE | Non-Red Flag Warning - Large Fires | Contact from object | Aggregated | 2059 | 5.1685e-06 | 56.2394 | 0.00029068 | 2059 | Mitigation | 0.95 | 45 | 0 | esc | 0.00097009 | 5.0139e-09 | 0.00097009 | 5.0139e-09 | 0.0027785 | 1.1468e-09 | 0.010315 | 7.9593e-11
[120 empty] | 7.3.3.17.5 (Remote Grid) Updates to grid topology to minimize risk of ignition in HFTDs Remote GridWLDFRContact from objectAggregated | WLDFR | HFTD - Distribution - Tier 3 - 1QU CoRE ¦ 3QU LoRE | Non-Red Flag Warning - Large Fires | Contact from object | Aggregated | 2060 | 5.1685e-06 | 56.2394 | 0.00029068 | 2060 | Mitigation | 0.95 | 45 | 0 | esc | 0.00097009 | 5.0139e-09 | 0.00097009 | 5.0139e-09 | 0 | 0 | 0.010315 | 7.9593e-11
[120 empty] | 7.3.3.17.5 (Remote Grid) Updates to grid topology to minimize risk of ignition in HFTDs Remote GridWLDFRContact from objectAggregated | WLDFR | HFTD - Distribution - Tier 3 - 1QU CoRE ¦ 3QU LoRE | Non-Red Flag Warning - Large Fires | Contact from object | Aggregated | 2061 | 5.1685e-06 | 56.2394 | 0.00029068 | 2061 | Mitigation | 0.95 | 45 | 0 | esc | 0.00097009 | 5.0139e-09 | 0.00097009 | 5.0139e-09 | 0.0027785 | 1.5458e-06 | 0.010315 | 7.9593e-11
[120 empty] | 7.3.3.17.5 (Remote Grid) Updates to grid topology to minimize risk of ignition in HFTDs Remote GridWLDFRContact from objectAggregated | WLDFR | HFTD - Distribution - Tier 3 - 1QU CoRE ¦ 3QU LoRE | Non-Red Flag Warning - Large Fires | Contact from object | Aggregated | 2062 | 5.1685e-06 | 56.2394 | 0.00029068 | 2062 | Mitigation | 0.95 | 45 | 0 | esc | 0.00097009 | 5.0139e-09 | 0.00097009 | 5.0139e-09 | 0.0027785 | 1.5458e-06 | 0.010315 | 7.9593e-11
[120 empty] | 7.3.3.17.5 (Remote Grid) Updates to grid topology to minimize risk of ignition in HFTDs Remote GridWLDFRContact from objectAggregated | WLDFR | HFTD - Distribution - Tier 3 - 1QU CoRE ¦ 3QU LoRE | Non-Red Flag Warning - Large Fires | Contact from object | Aggregated | 2063 | 5.1685e-06 | 56.2394 | 0.00029068 | 2063 | Mitigation | 0.95 | 45 | 0 | esc | 0.00097009 | 5.0139e-09 | 0.00097009 | 5.0139e-09 | 0.0027785 | 1.5458e-06 | 0.010315 | 7.9593e-11
[120 empty] | 7.3.3.17.5 (Remote Grid) Updates to grid topology to minimize risk of ignition in HFTDs Remote GridWLDFRContact from objectAggregated | WLDFR | HFTD - Distribution - Tier 3 - 1QU CoRE ¦ 3QU LoRE | Non-Red Flag Warning - Large Fires | Contact from object | Aggregated | 2064 | 5.1685e-06 | 56.2394 | 0.00029068 | 2064 | Mitigation | 0.95 | 45 | 0 | esc | 0.00097009 | 5.0139e-09 | 0.00097009 | 5.0139e-09 | 0.0027785 | 1.5458e-06 | 0.010315 | 7.9593e-11
[120 empty] | 7.3.3.17.5 (Remote Grid) Updates to grid topology to minimize risk of ignition in HFTDs Remote GridWLDFRContact from objectAggregated | WLDFR | HFTD - Distribution - Tier 3 - 1QU CoRE ¦ 3QU LoRE | Non-Red Flag Warning - Large Fires | Contact from object | Aggregated | 2065 | 5.1685e-06 | 56.2394 | 0.00029068 | 2065 | Mitigation | 0.95 | 45 | 0 | esc | 0.00097009 | 5.0139e-09 | 0.00097009 | 5.0139e-09 | 0.0027785 | 1.5458e-06 | 0.010315 | 7.9593e-11
[120 empty] | 7.3.3.17.5 (Remote Grid) Updates to grid topology to minimize risk of ignition in HFTDs Remote GridWLDFRContact from objectAggregated | WLDFR | HFTD - Distribution - Tier 3 - 1QU CoRE ¦ 3QU LoRE | Non-Red Flag Warning - Large Fires | Contact from object | Aggregated | 2066 | 5.1685e-06 | 56.2394 | 0.00029068 | 2066 | Mitigation | 0.95 | 45 | 0 | esc | 0.00097009 | 5.0139e-09 | 0.00097009 | 5.0139e-09 | 0.0027785 | 1.5458e-06 | 0.010315 | 7.9593e-11
[120 empty] | 7.3.3.17.5 (Remote Grid) Updates to grid topology to minimize risk of ignition in HFTDs Remote GridWLDFRContact from objectAggregated | WLDFR | HFTD - Distribution - Tier 3 - 1QU CoRE ¦ 3QU LoRE | Non-Red Flag Warning - Large Fires | Contact from object | Aggregated | 2067 | 5.1685e-06 | 56.2394 | 0.00029068 | 2067 | Mitigation | 0.95 | 45 | 0 | esc | 0 | 0 | 0.00097009 | 5.0139e-09 | 0.0027785 | 1.5458e-06 | 0.010315 | 7.9593e-11
[120 empty] | 7.3.3.17.5 (Remote Grid) Updates to grid topology to minimize risk of ignition in HFTDs Remote GridWLDFRContaminationAggregated | WLDFR | HFTD - Distribution - Tier 3 - 1QU CoRE ¦ 3QU LoRE | Non-Red Flag Warning - Large Fires | Contamination | Aggregated | 2022 | 2.9695e-07 | 56.2394 | 1.67e-05 | 2022 | Mitigation | 0.95 | 45 | 0 | esc | 0.00097009 | 2.8807e-10 | 0 | 0 | 0.0027785 | 1.5458e-06 | 0 | 0
[120 empty] | 7.3.3.17.5 (Remote Grid) Updates to grid topology to minimize risk of ignition in HFTDs Remote GridWLDFRContaminationAggregated | WLDFR | HFTD - Distribution - Tier 3 - 1QU CoRE ¦ 3QU LoRE | Non-Red Flag Warning - Large Fires | Contamination | Aggregated | 2023 | 2.9695e-07 | 56.2394 | 1.67e-05 | 2023 | Mitigation | 0.95 | 45 | 0 | esc | 0.00097009 | 2.8807e-10 | 0.00097009 | 2.8807e-10 | 0.0027785 | 1.5458e-06 | 0 | 0
[120 empty] | 7.3.3.17.5 (Remote Grid) Updates to grid topology to minimize risk of ignition in HFTDs Remote GridWLDFRContaminationAggregated | WLDFR | HFTD - Distribution - Tier 3 - 1QU CoRE ¦ 3QU LoRE | Non-Red Flag Warning - Large Fires | Contamination | Aggregated | 2024 | 2.9695e-07 | 56.2394 | 1.67e-05 | 2024 | Mitigation | 0.95 | 45 | 0 | esc | 0.00097009 | 2.8807e-10 | 0.00097009 | 2.8807e-10 | 0.0027785 | 1.5458e-06 | 0.013666 | 1.1838e-10
[120 empty] | 7.3.3.17.5 (Remote Grid) Updates to grid topology to minimize risk of ignition in HFTDs Remote GridWLDFRContaminationAggregated | WLDFR | HFTD - Distribution - Tier 3 - 1QU CoRE ¦ 3QU LoRE | Non-Red Flag Warning - Large Fires | Contamination | Aggregated | 2025 | 2.9695e-07 | 56.2394 | 1.67e-05 | 2025 | Mitigation | 0.95 | 45 | 0 | esc | 0.00097009 | 2.8807e-10 | 0.00097009 | 2.8807e-10 | 0.0027785 | 1.5458e-06 | 0.013666 | 1.1838e-10
[120 empty] | 7.3.3.17.5 (Remote Grid) Updates to grid topology to minimize risk of ignition in HFTDs Remote GridWLDFRContaminationAggregated | WLDFR | HFTD - Distribution - Tier 3 - 1QU CoRE ¦ 3QU LoRE | Non-Red Flag Warning - Large Fires | Contamination | Aggregated | 2026 | 2.9695e-07 | 56.2394 | 1.67e-05 | 2026 | Mitigation | 0.95 | 45 | 0 | esc | 0.00097009 | 2.8807e-10 | 0.00097009 | 2.8807e-10 | 0.0027785 | 1.5458e-06 | 0.013666 | 1.1838e-10
[120 empty] | 7.3.3.17.5 (Remote Grid) Updates to grid topology to minimize risk of ignition in HFTDs Remote GridWLDFRContaminationAggregated | WLDFR | HFTD - Distribution - Tier 3 - 1QU CoRE ¦ 3QU LoRE | Non-Red Flag Warning - Large Fires | Contamination | Aggregated | 2027 | 2.9695e-07 | 56.2394 | 1.67e-05 | 2027 | Mitigation | 0.95 | 45 | 0 | esc | 0.00097009 | 2.8807e-10 | 0.00097009 | 2.8807e-10 | 0.0027785 | 1.5458e-06 | 0.013666 | 1.1838e-10
[120 empty] | 7.3.3.17.5 (Remote Grid) Updates to grid topology to minimize risk of ignition in HFTDs Remote GridWLDFRContaminationAggregated | WLDFR | HFTD - Distribution - Tier 3 - 1QU CoRE ¦ 3QU LoRE | Non-Red Flag Warning - Large Fires | Contamination | Aggregated | 2028 | 2.9695e-07 | 56.2394 | 1.67e-05 | 2028 | Mitigation | 0.95 | 45 | 0 | esc | 0.00097009 | 2.8807e-10 | 0.00097009 | 2.8807e-10 | 0.0027785 | 1.5458e-06 | 0.013666 | 1.1838e-10
[120 empty] | 7.3.3.17.5 (Remote Grid) Updates to grid topology to minimize risk of ignition in HFTDs Remote GridWLDFRContaminationAggregated | WLDFR | HFTD - Distribution - Tier 3 - 1QU CoRE ¦ 3QU LoRE | Non-Red Flag Warning - Large Fires | Contamination | Aggregated | 2029 | 2.9695e-07 | 56.2394 | 1.67e-05 | 2029 | Mitigation | 0.95 | 45 | 0 | esc | 0.00097009 | 2.8807e-10 | 0.00097009 | 2.8807e-10 | 0.0027785 | 1.5458e-06 | 0.013666 | 1.1838e-10
[120 empty] | 7.3.3.17.5 (Remote Grid) Updates to grid topology to minimize risk of ignition in HFTDs Remote GridWLDFRContaminationAggregated | WLDFR | HFTD - Distribution - Tier 3 - 1QU CoRE ¦ 3QU LoRE | Non-Red Flag Warning - Large Fires | Contamination | Aggregated | 2030 | 2.9695e-07 | 56.2394 | 1.67e-05 | 2030 | Mitigation | 0.95 | 45 | 0 | esc | 0.00097009 | 2.8807e-10 | 0.00097009 | 2.8807e-10 | 0.0027785 | 1.5458e-06 | 0.013666 | 1.1838e-10
[120 empty] | 7.3.3.17.5 (Remote Grid) Updates to grid topology to minimize risk of ignition in HFTDs Remote GridWLDFRContaminationAggregated | WLDFR | HFTD - Distribution - Tier 3 - 1QU CoRE ¦ 3QU LoRE | Non-Red Flag Warning - Large Fires | Contamination | Aggregated | 2031 | 2.9695e-07 | 56.2394 | 1.67e-05 | 2031 | Mitigation | 0.95 | 45 | 0 | esc | 0.00097009 | 2.8807e-10 | 0.00097009 | 2.8807e-10 | 0.0027785 | 1.5458e-06 | 0.013666 | 1.1838e-10
[120 empty] | 7.3.3.17.5 (Remote Grid) Updates to grid topology to minimize risk of ignition in HFTDs Remote GridWLDFRContaminationAggregated | WLDFR | HFTD - Distribution - Tier 3 - 1QU CoRE ¦ 3QU LoRE | Non-Red Flag Warning - Large Fires | Contamination | Aggregated | 2032 | 2.9695e-07 | 56.2394 | 1.67e-05 | 2032 | Mitigation | 0.95 | 45 | 0 | esc | 0.00097009 | 2.8807e-10 | 0.00097009 | 2.8807e-10 | 0.0027785 | 1.5458e-06 | 0.013666 | 1.1838e-10
[120 empty] | 7.3.3.17.5 (Remote Grid) Updates to grid topology to minimize risk of ignition in HFTDs Remote GridWLDFRContaminationAggregated | WLDFR | HFTD - Distribution - Tier 3 - 1QU CoRE ¦ 3QU LoRE | Non-Red Flag Warning - Large Fires | Contamination | Aggregated | 2033 | 2.9695e-07 | 56.2394 | 1.67e-05 | 2033 | Mitigation | 0.95 | 45 | 0 | esc | 0.00097009 | 2.8807e-10 | 0.00097009 | 2.8807e-10 | 0.0027785 | 1.5458e-06 | 0.013666 | 1.1838e-10
[120 empty] | 7.3.3.17.5 (Remote Grid) Updates to grid topology to minimize risk of ignition in HFTDs Remote GridWLDFRContaminationAggregated | WLDFR | HFTD - Distribution - Tier 3 - 1QU CoRE ¦ 3QU LoRE | Non-Red Flag Warning - Large Fires | Contamination | Aggregated | 2034 | 2.9695e-07 | 56.2394 | 1.67e-05 | 2034 | Mitigation | 0.95 | 45 | 0 | esc | 0.00097009 | 2.8807e-10 | 0.00097009 | 2.8807e-10 | 0.0027785 | 1.5458e-06 | 0.013666 | 1.1838e-10
[120 empty] | 7.3.3.17.5 (Remote Grid) Updates to grid topology to minimize risk of ignition in HFTDs Remote GridWLDFRContaminationAggregated | WLDFR | HFTD - Distribution - Tier 3 - 1QU CoRE ¦ 3QU LoRE | Non-Red Flag Warning - Large Fires | Contamination | Aggregated | 2035 | 2.9695e-07 | 56.2394 | 1.67e-05 | 2035 | Mitigation | 0.95 | 45 | 0 | esc | 0.00097009 | 2.8807e-10 | 0.00097009 | 2.8807e-10 | 0.0027785 | 1.5458e-06 | 0.013666 | 1.1838e-10
[120 empty] | 7.3.3.17.5 (Remote Grid) Updates to grid topology to minimize risk of ignition in HFTDs Remote GridWLDFRContaminationAggregated | WLDFR | HFTD - Distribution - Tier 3 - 1QU CoRE ¦ 3QU LoRE | Non-Red Flag Warning - Large Fires | Contamination | Aggregated | 2036 | 2.9695e-07 | 56.2394 | 1.67e-05 | 2036 | Mitigation | 0.95 | 45 | 0 | esc | 0.00097009 | 2.8807e-10 | 0.00097009 | 2.8807e-10 | 0.0027785 | 1.5458e-06 | 0.013666 | 1.1838e-10
[120 empty] | 7.3.3.17.5 (Remote Grid) Updates to grid topology to minimize risk of ignition in HFTDs Remote GridWLDFRContaminationAggregated | WLDFR | HFTD - Distribution - Tier 3 - 1QU CoRE ¦ 3QU LoRE | Non-Red Flag Warning - Large Fires | Contamination | Aggregated | 2037 | 2.9695e-07 | 56.2394 | 1.67e-05 | 2037 | Mitigation | 0.95 | 45 | 0 | esc | 0.00097009 | 2.8807e-10 | 0.00097009 | 2.8807e-10 | 0.0027785 | 1.5458e-06 | 0.013666 | 1.1838e-10
[120 empty] | 7.3.3.17.5 (Remote Grid) Updates to grid topology to minimize risk of ignition in HFTDs Remote GridWLDFRContaminationAggregated | WLDFR | HFTD - Distribution - Tier 3 - 1QU CoRE ¦ 3QU LoRE | Non-Red Flag Warning - Large Fires | Contamination | Aggregated | 2038 | 2.9695e-07 | 56.2394 | 1.67e-05 | 2038 | Mitigation | 0.95 | 45 | 0 | esc | 0.00097009 | 2.8807e-10 | 0.00097009 | 2.8807e-10 | 0.0027785 | 1.5458e-06 | 0.013666 | 1.1838e-10
[120 empty] | 7.3.3.17.5 (Remote Grid) Updates to grid topology to minimize risk of ignition in HFTDs Remote GridWLDFRContaminationAggregated | WLDFR | HFTD - Distribution - Tier 3 - 1QU CoRE ¦ 3QU LoRE | Non-Red Flag Warning - Large Fires | Contamination | Aggregated | 2039 | 2.9695e-07 | 56.2394 | 1.67e-05 | 2039 | Mitigation | 0.95 | 45 | 0 | esc | 0.00097009 | 2.8807e-10 | 0.00097009 | 2.8807e-10 | 0.0027785 | 1.5458e-06 | 0.013666 | 1.1838e-10
[120 empty] | 7.3.3.17.5 (Remote Grid) Updates to grid topology to minimize risk of ignition in HFTDs Remote GridWLDFRContaminationAggregated | WLDFR | HFTD - Distribution - Tier 3 - 1QU CoRE ¦ 3QU LoRE | Non-Red Flag Warning - Large Fires | Contamination | Aggregated | 2040 | 2.9695e-07 | 56.2394 | 1.67e-05 | 2040 | Mitigation | 0.95 | 45 | 0 | esc | 0.00097009 | 2.8807e-10 | 0.00097009 | 2.8807e-10 | 0.0027785 | 1.5458e-06 | 0.013666 | 1.1838e-10
[120 empty] | 7.3.3.17.5 (Remote Grid) Updates to grid topology to minimize risk of ignition in HFTDs Remote GridWLDFRContaminationAggregated | WLDFR | HFTD - Distribution - Tier 3 - 1QU CoRE ¦ 3QU LoRE | Non-Red Flag Warning - Large Fires | Contamination | Aggregated | 2041 | 2.9695e-07 | 56.2394 | 1.67e-05 | 2041 | Mitigation | 0.95 | 45 | 0 | esc | 0.00097009 | 2.8807e-10 | 0.00097009 | 2.8807e-10 | 0.0027785 | 1.5458e-06 | 0.013666 | 1.1838e-10
[120 empty] | 7.3.3.17.5 (Remote Grid) Updates to grid topology to minimize risk of ignition in HFTDs Remote GridWLDFRContaminationAggregated | WLDFR | HFTD - Distribution - Tier 3 - 1QU CoRE ¦ 3QU LoRE | Non-Red Flag Warning - Large Fires | Contamination | Aggregated | 2042 | 2.9695e-07 | 56.2394 | 1.67e-05 | 2042 | Mitigation | 0.95 | 45 | 0 | esc | 0.00097009 | 2.8807e-10 | 0.00097009 | 2.8807e-10 | 0.0027785 | 1.5458e-06 | 0.013666 | 1.1838e-10
[120 empty] | 7.3.3.17.5 (Remote Grid) Updates to grid topology to minimize risk of ignition in HFTDs Remote GridWLDFRContaminationAggregated | WLDFR | HFTD - Distribution - Tier 3 - 1QU CoRE ¦ 3QU LoRE | Non-Red Flag Warning - Large Fires | Contamination | Aggregated | 2043 | 2.9695e-07 | 56.2394 | 1.67e-05 | 2043 | Mitigation | 0.95 | 45 | 0 | esc | 0.00097009 | 2.8807e-10 | 0.00097009 | 2.8807e-10 | 0.0027785 | 1.5458e-06 | 0.013666 | 1.1838e-10
[120 empty] | 7.3.3.17.5 (Remote Grid) Updates to grid topology to minimize risk of ignition in HFTDs Remote GridWLDFRContaminationAggregated | WLDFR | HFTD - Distribution - Tier 3 - 1QU CoRE ¦ 3QU LoRE | Non-Red Flag Warning - Large Fires | Contamination | Aggregated | 2044 | 2.9695e-07 | 56.2394 | 1.67e-05 | 2044 | Mitigation | 0.95 | 45 | 0 | esc | 0.00097009 | 2.8807e-10 | 0.00097009 | 2.8807e-10 | 0.0027785 | 1.5458e-06 | 0.013666 | 1.1838e-10
[120 empty] | 7.3.3.17.5 (Remote Grid) Updates to grid topology to minimize risk of ignition in HFTDs Remote GridWLDFRContaminationAggregated | WLDFR | HFTD - Distribution - Tier 3 - 1QU CoRE ¦ 3QU LoRE | Non-Red Flag Warning - Large Fires | Contamination | Aggregated | 2045 | 2.9695e-07 | 56.2394 | 1.67e-05 | 2045 | Mitigation | 0.95 | 45 | 0 | esc | 0.00097009 | 2.8807e-10 | 0.00097009 | 2.8807e-10 | 0.0027785 | 1.5458e-06 | 0.013666 | 1.1838e-10
[120 empty] | 7.3.3.17.5 (Remote Grid) Updates to grid topology to minimize risk of ignition in HFTDs Remote GridWLDFRContaminationAggregated | WLDFR | HFTD - Distribution - Tier 3 - 1QU CoRE ¦ 3QU LoRE | Non-Red Flag Warning - Large Fires | Contamination | Aggregated | 2046 | 2.9695e-07 | 56.2394 | 1.67e-05 | 2046 | Mitigation | 0.95 | 45 | 0 | esc | 0.00097009 | 2.8807e-10 | 0.00097009 | 2.8807e-10 | 0.0027785 | 1.5458e-06 | 0.013666 | 1.1838e-10
[120 empty] | 7.3.3.17.5 (Remote Grid) Updates to grid topology to minimize risk of ignition in HFTDs Remote GridWLDFRContaminationAggregated | WLDFR | HFTD - Distribution - Tier 3 - 1QU CoRE ¦ 3QU LoRE | Non-Red Flag Warning - Large Fires | Contamination | Aggregated | 2047 | 2.9695e-07 | 56.2394 | 1.67e-05 | 2047 | Mitigation | 0.95 | 45 | 0 | esc | 0.00097009 | 2.8807e-10 | 0.00097009 | 2.8807e-10 | 0.0027785 | 1.5458e-06 | 0.013666 | 1.1838e-10
[120 empty] | 7.3.3.17.5 (Remote Grid) Updates to grid topology to minimize risk of ignition in HFTDs Remote GridWLDFRContaminationAggregated | WLDFR | HFTD - Distribution - Tier 3 - 1QU CoRE ¦ 3QU LoRE | Non-Red Flag Warning - Large Fires | Contamination | Aggregated | 2048 | 2.9695e-07 | 56.2394 | 1.67e-05 | 2048 | Mitigation | 0.95 | 45 | 0 | esc | 0.00097009 | 2.8807e-10 | 0.00097009 | 2.8807e-10 | 0.0027785 | 1.5458e-06 | 0.013666 | 1.1838e-10
[120 empty] | 7.3.3.17.5 (Remote Grid) Updates to grid topology to minimize risk of ignition in HFTDs Remote GridWLDFRContaminationAggregated | WLDFR | HFTD - Distribution - Tier 3 - 1QU CoRE ¦ 3QU LoRE | Non-Red Flag Warning - Large Fires | Contamination | Aggregated | 2049 | 2.9695e-07 | 56.2394 | 1.67e-05 | 2049 | Mitigation | 0.95 | 45 | 0 | esc | 0.00097009 | 2.8807e-10 | 0.00097009 | 2.8807e-10 | 0.0027785 | 1.5458e-06 | 0.013666 | 1.1838e-10
[120 empty] | 7.3.3.17.5 (Remote Grid) Updates to grid topology to minimize risk of ignition in HFTDs Remote GridWLDFRContaminationAggregated | WLDFR | HFTD - Distribution - Tier 3 - 1QU CoRE ¦ 3QU LoRE | Non-Red Flag Warning - Large Fires | Contamination | Aggregated | 2050 | 2.9695e-07 | 56.2394 | 1.67e-05 | 2050 | Mitigation | 0.95 | 45 | 0 | esc | 0.00097009 | 2.8807e-10 | 0.00097009 | 2.8807e-10 | 0.0027785 | 1.5458e-06 | 0.013666 | 1.1838e-10
[120 empty] | 7.3.3.17.5 (Remote Grid) Updates to grid topology to minimize risk of ignition in HFTDs Remote GridWLDFRContaminationAggregated | WLDFR | HFTD - Distribution - Tier 3 - 1QU CoRE ¦ 3QU LoRE | Non-Red Flag Warning - Large Fires | Contamination | Aggregated | 2051 | 2.9695e-07 | 56.2394 | 1.67e-05 | 2051 | Mitigation | 0.95 | 45 | 0 | esc | 0.00097009 | 2.8807e-10 | 0.00097009 | 2.8807e-10 | 0.0027785 | 1.5458e-06 | 0.013666 | 1.1838e-10
[120 empty] | 7.3.3.17.5 (Remote Grid) Updates to grid topology to minimize risk of ignition in HFTDs Remote GridWLDFRContaminationAggregated | WLDFR | HFTD - Distribution - Tier 3 - 1QU CoRE ¦ 3QU LoRE | Non-Red Flag Warning - Large Fires | Contamination | Aggregated | 2052 | 2.9695e-07 | 56.2394 | 1.67e-05 | 2052 | Mitigation | 0.95 | 45 | 0 | esc | 0.00097009 | 2.8807e-10 | 0.00097009 | 2.8807e-10 | 0.0027785 | 1.5458e-06 | 0.013666 | 1.1838e-10
[120 empty] | 7.3.3.17.5 (Remote Grid) Updates to grid topology to minimize risk of ignition in HFTDs Remote GridWLDFRContaminationAggregated | WLDFR | HFTD - Distribution - Tier 3 - 1QU CoRE ¦ 3QU LoRE | Non-Red Flag Warning - Large Fires | Contamination | Aggregated | 2053 | 2.9695e-07 | 56.2394 | 1.67e-05 | 2053 | Mitigation | 0.95 | 45 | 0 | esc | 0.00097009 | 2.8807e-10 | 0.00097009 | 2.8807e-10 | 0.0027785 | 1.5458e-06 | 0.013666 | 1.1838e-10
[120 empty] | 7.3.3.17.5 (Remote Grid) Updates to grid topology to minimize risk of ignition in HFTDs Remote GridWLDFRContaminationAggregated | WLDFR | HFTD - Distribution - Tier 3 - 1QU CoRE ¦ 3QU LoRE | Non-Red Flag Warning - Large Fires | Contamination | Aggregated | 2054 | 2.9695e-07 | 56.2394 | 1.67e-05 | 2054 | Mitigation | 0.95 | 45 | 0 | esc | 0.00097009 | 2.8807e-10 | 0.00097009 | 2.8807e-10 | 0.0027785 | 1.5458e-06 | 0 | 0
[120 empty] | 7.3.3.17.5 (Remote Grid) Updates to grid topology to minimize risk of ignition in HFTDs Remote GridWLDFRContaminationAggregated | WLDFR | HFTD - Distribution - Tier 3 - 1QU CoRE ¦ 3QU LoRE | Non-Red Flag Warning - Large Fires | Contamination | Aggregated | 2055 | 2.9695e-07 | 56.2394 | 1.67e-05 | 2055 | Mitigation | 0.95 | 45 | 0 | esc | 0.00097009 | 2.8807e-10 | 0.00097009 | 2.8807e-10 | 0.0027785 | 1.5458e-06 | 0 | 0
[120 empty] | 7.3.3.17.5 (Remote Grid) Updates to grid topology to minimize risk of ignition in HFTDs Remote GridWLDFRContaminationAggregated | WLDFR | HFTD - Distribution - Tier 3 - 1QU CoRE ¦ 3QU LoRE | Non-Red Flag Warning - Large Fires | Contamination | Aggregated | 2056 | 2.9695e-07 | 56.2394 | 1.67e-05 | 2056 | Mitigation | 0.95 | 45 | 0 | esc | 0.00097009 | 2.8807e-10 | 0.00097009 | 2.8807e-10 | 0.0027785 | 1.5458e-06 | 0.0063316 | 1.4782e-11
[120 empty] | 7.3.3.17.5 (Remote Grid) Updates to grid topology to minimize risk of ignition in HFTDs Remote GridWLDFRContaminationAggregated | WLDFR | HFTD - Distribution - Tier 3 - 1QU CoRE ¦ 3QU LoRE | Non-Red Flag Warning - Large Fires | Contamination | Aggregated | 2057 | 2.9695e-07 | 56.2394 | 1.67e-05 | 2057 | Mitigation | 0.95 | 45 | 0 | esc | 0.00097009 | 2.8807e-10 | 0.00097009 | 2.8807e-10 | 0.0027785 | 1.5458e-06 | 0.0063316 | 1.4782e-11
[120 empty] | 7.3.3.17.5 (Remote Grid) Updates to grid topology to minimize risk of ignition in HFTDs Remote GridWLDFRContaminationAggregated | WLDFR | HFTD - Distribution - Tier 3 - 1QU CoRE ¦ 3QU LoRE | Non-Red Flag Warning - Large Fires | Contamination | Aggregated | 2058 | 2.9695e-07 | 56.2394 | 1.67e-05 | 2058 | Mitigation | 0.95 | 45 | 0 | esc | 0.00097009 | 2.8807e-10 | 0.00097009 | 2.8807e-10 | 0.0027785 | 1.5458e-06 | 0.0063316 | 1.4782e-11
[120 empty] | 7.3.3.17.5 (Remote Grid) Updates to grid topology to minimize risk of ignition in HFTDs Remote GridWLDFRContaminationAggregated | WLDFR | HFTD - Distribution - Tier 3 - 1QU CoRE ¦ 3QU LoRE | Non-Red Flag Warning - Large Fires | Contamination | Aggregated | 2059 | 2.9695e-07 | 56.2394 | 1.67e-05 | 2059 | Mitigation | 0.95 | 45 | 0 | esc | 0.00097009 | 2.8807e-10 | 0.00097009 | 2.8807e-10 | 0.0027785 | 1.5458e-06 | 0.0063316 | 1.4782e-11
[120 empty] | 7.3.3.17.5 (Remote Grid) Updates to grid topology to minimize risk of ignition in HFTDs Remote GridWLDFRContaminationAggregated | WLDFR | HFTD - Distribution - Tier 3 - 1QU CoRE ¦ 3QU LoRE | Non-Red Flag Warning - Large Fires | Contamination | Aggregated | 2060 | 2.9695e-07 | 56.2394 | 1.67e-05 | 2060 | Mitigation | 0.95 | 45 | 0 | esc | 0.00097009 | 2.8807e-10 | 0.00097009 | 2.8807e-10 | 0.0027785 | 1.5458e-06 | 0.0063316 | 1.4782e-11
[120 empty] | 7.3.3.17.5 (Remote Grid) Updates to grid topology to minimize risk of ignition in HFTDs Remote GridWLDFRContaminationAggregated | WLDFR | HFTD - Distribution - Tier 3 - 1QU CoRE ¦ 3QU LoRE | Non-Red Flag Warning - Large Fires | Contamination | Aggregated | 2061 | 2.9695e-07 | 56.2394 | 1.67e-05 | 2061 | Mitigation | 0.95 | 45 | 0 | esc | 0.00097009 | 2.8807e-10 | 0.00097009 | 2.8807e-10 | 0.0027785 | 1.5458e-06 | 0.0063316 | 1.4782e-11
[120 empty] | 7.3.3.17.5 (Remote Grid) Updates to grid topology to minimize risk of ignition in HFTDs Remote GridWLDFRContaminationAggregated | WLDFR | HFTD - Distribution - Tier 3 - 1QU CoRE ¦ 3QU LoRE | Non-Red Flag Warning - Large Fires | Contamination | Aggregated | 2062 | 2.9695e-07 | 56.2394 | 1.67e-05 | 2062 | Mitigation | 0.95 | 45 | 0 | esc | 0.00097009 | 2.8807e-10 | 0.00097009 | 2.8807e-10 | 0.0027785 | 1.5458e-06 | 0.0063316 | 1.4782e-11
[120 empty] | 7.3.3.17.5 (Remote Grid) Updates to grid topology to minimize risk of ignition in HFTDs Remote GridWLDFRContaminationAggregated | WLDFR | HFTD - Distribution - Tier 3 - 1QU CoRE ¦ 3QU LoRE | Non-Red Flag Warning - Large Fires | Contamination | Aggregated | 2063 | 2.9695e-07 | 56.2394 | 1.67e-05 | 2063 | Mitigation | 0.95 | 45 | 0 | esc | 0.00097009 | 2.8807e-10 | 0.00097009 | 2.8807e-10 | 0.0027785 | 1.5458e-06 | 0.0063316 | 1.4782e-11
[120 empty] | 7.3.3.17.5 (Remote Grid) Updates to grid topology to minimize risk of ignition in HFTDs Remote GridWLDFRContaminationAggregated | WLDFR | HFTD - Distribution - Tier 3 - 1QU CoRE ¦ 3QU LoRE | Non-Red Flag Warning - Large Fires | Contamination | Aggregated | 2064 | 2.9695e-07 | 56.2394 | 1.67e-05 | 2064 | Mitigation | 0.95 | 45 | 0 | esc | 0.00097009 | 2.8807e-10 | 0.00097009 | 2.8807e-10 | 0 | 0 | 0.0063316 | 1.4782e-11
[120 empty] | 7.3.3.17.5 (Remote Grid) Updates to grid topology to minimize risk of ignition in HFTDs Remote GridWLDFRContaminationAggregated | WLDFR | HFTD - Distribution - Tier 3 - 1QU CoRE ¦ 3QU LoRE | Non-Red Flag Warning - Large Fires | Contamination | Aggregated | 2065 | 2.9695e-07 | 56.2394 | 1.67e-05 | 2065 | Mitigation | 0.95 | 45 | 0 | esc | 0.00097009 | 2.8807e-10 | 0.00097009 | 2.8807e-10 | 0.0027785 | 3.0265e-08 | 0.0063316 | 1.4782e-11
[120 empty] | 7.3.3.17.5 (Remote Grid) Updates to grid topology to minimize risk of ignition in HFTDs Remote GridWLDFRContaminationAggregated | WLDFR | HFTD - Distribution - Tier 3 - 1QU CoRE ¦ 3QU LoRE | Non-Red Flag Warning - Large Fires | Contamination | Aggregated | 2066 | 2.9695e-07 | 56.2394 | 1.67e-05 | 2066 | Mitigation | 0.95 | 45 | 0 | esc | 0.00097009 | 2.8807e-10 | 0.00097009 | 2.8807e-10 | 0.0027785 | 3.0265e-08 | 0.0063316 | 1.4782e-11
[120 empty] | 7.3.3.17.5 (Remote Grid) Updates to grid topology to minimize risk of ignition in HFTDs Remote GridWLDFRContaminationAggregated | WLDFR | HFTD - Distribution - Tier 3 - 1QU CoRE ¦ 3QU LoRE | Non-Red Flag Warning - Large Fires | Contamination | Aggregated | 2067 | 2.9695e-07 | 56.2394 | 1.67e-05 | 2067 | Mitigation | 0.95 | 45 | 0 | esc | 0 | 0 | 0.00097009 | 2.8807e-10 | 0.0027785 | 3.0265e-08 | 0.0063316 | 1.4782e-11
[120 empty] | 7.3.3.17.5 (Remote Grid) Updates to grid topology to minimize risk of ignition in HFTDs Remote GridWLDFREquipment / facility failureAggregated | WLDFR | HFTD - Distribution - Tier 3 - 1QU CoRE ¦ 3QU LoRE | Non-Red Flag Warning - Large Fires | Equipment / facility failure | Aggregated | 2022 | 2.0973e-06 | 56.2394 | 0.00011795 | 2022 | Mitigation | 0.95 | 45 | 0 | esc | 0.00097009 | 2.0345e-09 | 0 | 0 | 0.0027785 | 3.0265e-08 | 0.0063316 | 1.4782e-11
[120 empty] | 7.3.3.17.5 (Remote Grid) Updates to grid topology to minimize risk of ignition in HFTDs Remote GridWLDFREquipment / facility failureAggregated | WLDFR | HFTD - Distribution - Tier 3 - 1QU CoRE ¦ 3QU LoRE | Non-Red Flag Warning - Large Fires | Equipment / facility failure | Aggregated | 2023 | 2.0973e-06 | 56.2394 | 0.00011795 | 2023 | Mitigation | 0.95 | 45 | 0 | esc | 0.00097009 | 2.0345e-09 | 0.00097009 | 2.0345e-09 | 0.0027785 | 3.0265e-08 | 0.0063316 | 1.4782e-11
[120 empty] | 7.3.3.17.5 (Remote Grid) Updates to grid topology to minimize risk of ignition in HFTDs Remote GridWLDFREquipment / facility failureAggregated | WLDFR | HFTD - Distribution - Tier 3 - 1QU CoRE ¦ 3QU LoRE | Non-Red Flag Warning - Large Fires | Equipment / facility failure | Aggregated | 2024 | 2.0973e-06 | 56.2394 | 0.00011795 | 2024 | Mitigation | 0.95 | 45 | 0 | esc | 0.00097009 | 2.0345e-09 | 0.00097009 | 2.0345e-09 | 0.0027785 | 3.0265e-08 | 0.0063316 | 1.4782e-11
[120 empty] | 7.3.3.17.5 (Remote Grid) Updates to grid topology to minimize risk of ignition in HFTDs Remote GridWLDFREquipment / facility failureAggregated | WLDFR | HFTD - Distribution - Tier 3 - 1QU CoRE ¦ 3QU LoRE | Non-Red Flag Warning - Large Fires | Equipment / facility failure | Aggregated | 2025 | 2.0973e-06 | 56.2394 | 0.00011795 | 2025 | Mitigation | 0.95 | 45 | 0 | esc | 0.00097009 | 2.0345e-09 | 0.00097009 | 2.0345e-09 | 0.0027785 | 3.0265e-08 | 0.0063316 | 1.4782e-11
[120 empty] | 7.3.3.17.5 (Remote Grid) Updates to grid topology to minimize risk of ignition in HFTDs Remote GridWLDFREquipment / facility failureAggregated | WLDFR | HFTD - Distribution - Tier 3 - 1QU CoRE ¦ 3QU LoRE | Non-Red Flag Warning - Large Fires | Equipment / facility failure | Aggregated | 2026 | 2.0973e-06 | 56.2394 | 0.00011795 | 2026 | Mitigation | 0.95 | 45 | 0 | esc | 0.00097009 | 2.0345e-09 | 0.00097009 | 2.0345e-09 | 0.0027785 | 3.0265e-08 | 0.0063316 | 1.4782e-11
[120 empty] | 7.3.3.17.5 (Remote Grid) Updates to grid topology to minimize risk of ignition in HFTDs Remote GridWLDFREquipment / facility failureAggregated | WLDFR | HFTD - Distribution - Tier 3 - 1QU CoRE ¦ 3QU LoRE | Non-Red Flag Warning - Large Fires | Equipment / facility failure | Aggregated | 2027 | 2.0973e-06 | 56.2394 | 0.00011795 | 2027 | Mitigation | 0.95 | 45 | 0 | esc | 0.00097009 | 2.0345e-09 | 0.00097009 | 2.0345e-09 | 0.0027785 | 3.0265e-08 | 0.0063316 | 1.4782e-11
[120 empty] | 7.3.3.17.5 (Remote Grid) Updates to grid topology to minimize risk of ignition in HFTDs Remote GridWLDFREquipment / facility failureAggregated | WLDFR | HFTD - Distribution - Tier 3 - 1QU CoRE ¦ 3QU LoRE | Non-Red Flag Warning - Large Fires | Equipment / facility failure | Aggregated | 2028 | 2.0973e-06 | 56.2394 | 0.00011795 | 2028 | Mitigation | 0.95 | 45 | 0 | esc | 0.00097009 | 2.0345e-09 | 0.00097009 | 2.0345e-09 | 0.0027785 | 3.0265e-08 | 0.0063316 | 1.4782e-11
[120 empty] | 7.3.3.17.5 (Remote Grid) Updates to grid topology to minimize risk of ignition in HFTDs Remote GridWLDFREquipment / facility failureAggregated | WLDFR | HFTD - Distribution - Tier 3 - 1QU CoRE ¦ 3QU LoRE | Non-Red Flag Warning - Large Fires | Equipment / facility failure | Aggregated | 2029 | 2.0973e-06 | 56.2394 | 0.00011795 | 2029 | Mitigation | 0.95 | 45 | 0 | esc | 0.00097009 | 2.0345e-09 | 0.00097009 | 2.0345e-09 | 0.0027785 | 3.0265e-08 | 0.0063316 | 1.4782e-11
[120 empty] | 7.3.3.17.5 (Remote Grid) Updates to grid topology to minimize risk of ignition in HFTDs Remote GridWLDFREquipment / facility failureAggregated | WLDFR | HFTD - Distribution - Tier 3 - 1QU CoRE ¦ 3QU LoRE | Non-Red Flag Warning - Large Fires | Equipment / facility failure | Aggregated | 2030 | 2.0973e-06 | 56.2394 | 0.00011795 | 2030 | Mitigation | 0.95 | 45 | 0 | esc | 0.00097009 | 2.0345e-09 | 0.00097009 | 2.0345e-09 | 0.0027785 | 3.0265e-08 | 0.0063316 | 1.4782e-11
[120 empty] | 7.3.3.17.5 (Remote Grid) Updates to grid topology to minimize risk of ignition in HFTDs Remote GridWLDFREquipment / facility failureAggregated | WLDFR | HFTD - Distribution - Tier 3 - 1QU CoRE ¦ 3QU LoRE | Non-Red Flag Warning - Large Fires | Equipment / facility failure | Aggregated | 2031 | 2.0973e-06 | 56.2394 | 0.00011795 | 2031 | Mitigation | 0.95 | 45 | 0 | esc | 0.00097009 | 2.0345e-09 | 0.00097009 | 2.0345e-09 | 0.0027785 | 3.0265e-08 | 0.0063316 | 1.4782e-11
[120 empty] | 7.3.3.17.5 (Remote Grid) Updates to grid topology to minimize risk of ignition in HFTDs Remote GridWLDFREquipment / facility failureAggregated | WLDFR | HFTD - Distribution - Tier 3 - 1QU CoRE ¦ 3QU LoRE | Non-Red Flag Warning - Large Fires | Equipment / facility failure | Aggregated | 2032 | 2.0973e-06 | 56.2394 | 0.00011795 | 2032 | Mitigation | 0.95 | 45 | 0 | esc | 0.00097009 | 2.0345e-09 | 0.00097009 | 2.0345e-09 | 0.0027785 | 3.0265e-08 | 0.0063316 | 1.4782e-11
[120 empty] | 7.3.3.17.5 (Remote Grid) Updates to grid topology to minimize risk of ignition in HFTDs Remote GridWLDFREquipment / facility failureAggregated | WLDFR | HFTD - Distribution - Tier 3 - 1QU CoRE ¦ 3QU LoRE | Non-Red Flag Warning - Large Fires | Equipment / facility failure | Aggregated | 2033 | 2.0973e-06 | 56.2394 | 0.00011795 | 2033 | Mitigation | 0.95 | 45 | 0 | esc | 0.00097009 | 2.0345e-09 | 0.00097009 | 2.0345e-09 | 0.0027785 | 3.0265e-08 | 0.0063316 | 1.4782e-11
[120 empty] | 7.3.3.17.5 (Remote Grid) Updates to grid topology to minimize risk of ignition in HFTDs Remote GridWLDFREquipment / facility failureAggregated | WLDFR | HFTD - Distribution - Tier 3 - 1QU CoRE ¦ 3QU LoRE | Non-Red Flag Warning - Large Fires | Equipment / facility failure | Aggregated | 2034 | 2.0973e-06 | 56.2394 | 0.00011795 | 2034 | Mitigation | 0.95 | 45 | 0 | esc | 0.00097009 | 2.0345e-09 | 0.00097009 | 2.0345e-09 | 0.0027785 | 3.0265e-08 | 0.0063316 | 1.4782e-11
[120 empty] | 7.3.3.17.5 (Remote Grid) Updates to grid topology to minimize risk of ignition in HFTDs Remote GridWLDFREquipment / facility failureAggregated | WLDFR | HFTD - Distribution - Tier 3 - 1QU CoRE ¦ 3QU LoRE | Non-Red Flag Warning - Large Fires | Equipment / facility failure | Aggregated | 2035 | 2.0973e-06 | 56.2394 | 0.00011795 | 2035 | Mitigation | 0.95 | 45 | 0 | esc | 0.00097009 | 2.0345e-09 | 0.00097009 | 2.0345e-09 | 0.0027785 | 3.0265e-08 | 0.0063316 | 1.4782e-11
[120 empty] | 7.3.3.17.5 (Remote Grid) Updates to grid topology to minimize risk of ignition in HFTDs Remote GridWLDFREquipment / facility failureAggregated | WLDFR | HFTD - Distribution - Tier 3 - 1QU CoRE ¦ 3QU LoRE | Non-Red Flag Warning - Large Fires | Equipment / facility failure | Aggregated | 2036 | 2.0973e-06 | 56.2394 | 0.00011795 | 2036 | Mitigation | 0.95 | 45 | 0 | esc | 0.00097009 | 2.0345e-09 | 0.00097009 | 2.0345e-09 | 0.0027785 | 3.0265e-08 | 0.0063316 | 1.4782e-11
[120 empty] | 7.3.3.17.5 (Remote Grid) Updates to grid topology to minimize risk of ignition in HFTDs Remote GridWLDFREquipment / facility failureAggregated | WLDFR | HFTD - Distribution - Tier 3 - 1QU CoRE ¦ 3QU LoRE | Non-Red Flag Warning - Large Fires | Equipment / facility failure | Aggregated | 2037 | 2.0973e-06 | 56.2394 | 0.00011795 | 2037 | Mitigation | 0.95 | 45 | 0 | esc | 0.00097009 | 2.0345e-09 | 0.00097009 | 2.0345e-09 | 0.0027785 | 3.0265e-08 | 0.0063316 | 1.4782e-11
[120 empty] | 7.3.3.17.5 (Remote Grid) Updates to grid topology to minimize risk of ignition in HFTDs Remote GridWLDFREquipment / facility failureAggregated | WLDFR | HFTD - Distribution - Tier 3 - 1QU CoRE ¦ 3QU LoRE | Non-Red Flag Warning - Large Fires | Equipment / facility failure | Aggregated | 2038 | 2.0973e-06 | 56.2394 | 0.00011795 | 2038 | Mitigation | 0.95 | 45 | 0 | esc | 0.00097009 | 2.0345e-09 | 0.00097009 | 2.0345e-09 | 0.0027785 | 3.0265e-08 | 0.0063316 | 1.4782e-11
[120 empty] | 7.3.3.17.5 (Remote Grid) Updates to grid topology to minimize risk of ignition in HFTDs Remote GridWLDFREquipment / facility failureAggregated | WLDFR | HFTD - Distribution - Tier 3 - 1QU CoRE ¦ 3QU LoRE | Non-Red Flag Warning - Large Fires | Equipment / facility failure | Aggregated | 2039 | 2.0973e-06 | 56.2394 | 0.00011795 | 2039 | Mitigation | 0.95 | 45 | 0 | esc | 0.00097009 | 2.0345e-09 | 0.00097009 | 2.0345e-09 | 0.0027785 | 3.0265e-08 | 0.0063316 | 1.4782e-11
[120 empty] | 7.3.3.17.5 (Remote Grid) Updates to grid topology to minimize risk of ignition in HFTDs Remote GridWLDFREquipment / facility failureAggregated | WLDFR | HFTD - Distribution - Tier 3 - 1QU CoRE ¦ 3QU LoRE | Non-Red Flag Warning - Large Fires | Equipment / facility failure | Aggregated | 2040 | 2.0973e-06 | 56.2394 | 0.00011795 | 2040 | Mitigation | 0.95 | 45 | 0 | esc | 0.00097009 | 2.0345e-09 | 0.00097009 | 2.0345e-09 | 0.0027785 | 3.0265e-08 | 0 | 0
[120 empty] | 7.3.3.17.5 (Remote Grid) Updates to grid topology to minimize risk of ignition in HFTDs Remote GridWLDFREquipment / facility failureAggregated | WLDFR | HFTD - Distribution - Tier 3 - 1QU CoRE ¦ 3QU LoRE | Non-Red Flag Warning - Large Fires | Equipment / facility failure | Aggregated | 2041 | 2.0973e-06 | 56.2394 | 0.00011795 | 2041 | Mitigation | 0.95 | 45 | 0 | esc | 0.00097009 | 2.0345e-09 | 0.00097009 | 2.0345e-09 | 0.0027785 | 3.0265e-08 | 0 | 0
[120 empty] | 7.3.3.17.5 (Remote Grid) Updates to grid topology to minimize risk of ignition in HFTDs Remote GridWLDFREquipment / facility failureAggregated | WLDFR | HFTD - Distribution - Tier 3 - 1QU CoRE ¦ 3QU LoRE | Non-Red Flag Warning - Large Fires | Equipment / facility failure | Aggregated | 2042 | 2.0973e-06 | 56.2394 | 0.00011795 | 2042 | Mitigation | 0.95 | 45 | 0 | esc | 0.00097009 | 2.0345e-09 | 0.00097009 | 2.0345e-09 | 0.0027785 | 3.0265e-08 | 0.010957 | 4.543e-09
[120 empty] | 7.3.3.17.5 (Remote Grid) Updates to grid topology to minimize risk of ignition in HFTDs Remote GridWLDFREquipment / facility failureAggregated | WLDFR | HFTD - Distribution - Tier 3 - 1QU CoRE ¦ 3QU LoRE | Non-Red Flag Warning - Large Fires | Equipment / facility failure | Aggregated | 2043 | 2.0973e-06 | 56.2394 | 0.00011795 | 2043 | Mitigation | 0.95 | 45 | 0 | esc | 0.00097009 | 2.0345e-09 | 0.00097009 | 2.0345e-09 | 0.0027785 | 3.0265e-08 | 0.010957 | 4.543e-09
[120 empty] | 7.3.3.17.5 (Remote Grid) Updates to grid topology to minimize risk of ignition in HFTDs Remote GridWLDFREquipment / facility failureAggregated | WLDFR | HFTD - Distribution - Tier 3 - 1QU CoRE ¦ 3QU LoRE | Non-Red Flag Warning - Large Fires | Equipment / facility failure | Aggregated | 2044 | 2.0973e-06 | 56.2394 | 0.00011795 | 2044 | Mitigation | 0.95 | 45 | 0 | esc | 0.00097009 | 2.0345e-09 | 0.00097009 | 2.0345e-09 | 0.0027785 | 3.0265e-08 | 0.010957 | 4.543e-09
[120 empty] | 7.3.3.17.5 (Remote Grid) Updates to grid topology to minimize risk of ignition in HFTDs Remote GridWLDFREquipment / facility failureAggregated | WLDFR | HFTD - Distribution - Tier 3 - 1QU CoRE ¦ 3QU LoRE | Non-Red Flag Warning - Large Fires | Equipment / facility failure | Aggregated | 2045 | 2.0973e-06 | 56.2394 | 0.00011795 | 2045 | Mitigation | 0.95 | 45 | 0 | esc | 0.00097009 | 2.0345e-09 | 0.00097009 | 2.0345e-09 | 0.0027785 | 3.0265e-08 | 0.010957 | 4.543e-09
[120 empty] | 7.3.3.17.5 (Remote Grid) Updates to grid topology to minimize risk of ignition in HFTDs Remote GridWLDFREquipment / facility failureAggregated | WLDFR | HFTD - Distribution - Tier 3 - 1QU CoRE ¦ 3QU LoRE | Non-Red Flag Warning - Large Fires | Equipment / facility failure | Aggregated | 2046 | 2.0973e-06 | 56.2394 | 0.00011795 | 2046 | Mitigation | 0.95 | 45 | 0 | esc | 0.00097009 | 2.0345e-09 | 0.00097009 | 2.0345e-09 | 0.0027785 | 3.0265e-08 | 0.010957 | 4.543e-09
[120 empty] | 7.3.3.17.5 (Remote Grid) Updates to grid topology to minimize risk of ignition in HFTDs Remote GridWLDFREquipment / facility failureAggregated | WLDFR | HFTD - Distribution - Tier 3 - 1QU CoRE ¦ 3QU LoRE | Non-Red Flag Warning - Large Fires | Equipment / facility failure | Aggregated | 2047 | 2.0973e-06 | 56.2394 | 0.00011795 | 2047 | Mitigation | 0.95 | 45 | 0 | esc | 0.00097009 | 2.0345e-09 | 0.00097009 | 2.0345e-09 | 0.0027785 | 3.0265e-08 | 0.010957 | 4.543e-09
[120 empty] | 7.3.3.17.5 (Remote Grid) Updates to grid topology to minimize risk of ignition in HFTDs Remote GridWLDFREquipment / facility failureAggregated | WLDFR | HFTD - Distribution - Tier 3 - 1QU CoRE ¦ 3QU LoRE | Non-Red Flag Warning - Large Fires | Equipment / facility failure | Aggregated | 2048 | 2.0973e-06 | 56.2394 | 0.00011795 | 2048 | Mitigation | 0.95 | 45 | 0 | esc | 0.00097009 | 2.0345e-09 | 0.00097009 | 2.0345e-09 | 0.0027785 | 3.0265e-08 | 0.010957 | 4.543e-09
[120 empty] | 7.3.3.17.5 (Remote Grid) Updates to grid topology to minimize risk of ignition in HFTDs Remote GridWLDFREquipment / facility failureAggregated | WLDFR | HFTD - Distribution - Tier 3 - 1QU CoRE ¦ 3QU LoRE | Non-Red Flag Warning - Large Fires | Equipment / facility failure | Aggregated | 2049 | 2.0973e-06 | 56.2394 | 0.00011795 | 2049 | Mitigation | 0.95 | 45 | 0 | esc | 0.00097009 | 2.0345e-09 | 0.00097009 | 2.0345e-09 | 0.0027785 | 3.0265e-08 | 0.010957 | 4.543e-09
[120 empty] | 7.3.3.17.5 (Remote Grid) Updates to grid topology to minimize risk of ignition in HFTDs Remote GridWLDFREquipment / facility failureAggregated | WLDFR | HFTD - Distribution - Tier 3 - 1QU CoRE ¦ 3QU LoRE | Non-Red Flag Warning - Large Fires | Equipment / facility failure | Aggregated | 2050 | 2.0973e-06 | 56.2394 | 0.00011795 | 2050 | Mitigation | 0.95 | 45 | 0 | esc | 0.00097009 | 2.0345e-09 | 0.00097009 | 2.0345e-09 | 0.0027785 | 3.0265e-08 | 0.010957 | 4.543e-09
[120 empty] | 7.3.3.17.5 (Remote Grid) Updates to grid topology to minimize risk of ignition in HFTDs Remote GridWLDFREquipment / facility failureAggregated | WLDFR | HFTD - Distribution - Tier 3 - 1QU CoRE ¦ 3QU LoRE | Non-Red Flag Warning - Large Fires | Equipment / facility failure | Aggregated | 2051 | 2.0973e-06 | 56.2394 | 0.00011795 | 2051 | Mitigation | 0.95 | 45 | 0 | esc | 0.00097009 | 2.0345e-09 | 0.00097009 | 2.0345e-09 | 0.0027785 | 3.0265e-08 | 0.010957 | 4.543e-09
[120 empty] | 7.3.3.17.5 (Remote Grid) Updates to grid topology to minimize risk of ignition in HFTDs Remote GridWLDFREquipment / facility failureAggregated | WLDFR | HFTD - Distribution - Tier 3 - 1QU CoRE ¦ 3QU LoRE | Non-Red Flag Warning - Large Fires | Equipment / facility failure | Aggregated | 2052 | 2.0973e-06 | 56.2394 | 0.00011795 | 2052 | Mitigation | 0.95 | 45 | 0 | esc | 0.00097009 | 2.0345e-09 | 0.00097009 | 2.0345e-09 | 0.0027785 | 3.0265e-08 | 0.010957 | 4.543e-09
[120 empty] | 7.3.3.17.5 (Remote Grid) Updates to grid topology to minimize risk of ignition in HFTDs Remote GridWLDFREquipment / facility failureAggregated | WLDFR | HFTD - Distribution - Tier 3 - 1QU CoRE ¦ 3QU LoRE | Non-Red Flag Warning - Large Fires | Equipment / facility failure | Aggregated | 2053 | 2.0973e-06 | 56.2394 | 0.00011795 | 2053 | Mitigation | 0.95 | 45 | 0 | esc | 0.00097009 | 2.0345e-09 | 0.00097009 | 2.0345e-09 | 0.0027785 | 3.0265e-08 | 0.010957 | 4.543e-09
[120 empty] | 7.3.3.17.5 (Remote Grid) Updates to grid topology to minimize risk of ignition in HFTDs Remote GridWLDFREquipment / facility failureAggregated | WLDFR | HFTD - Distribution - Tier 3 - 1QU CoRE ¦ 3QU LoRE | Non-Red Flag Warning - Large Fires | Equipment / facility failure | Aggregated | 2054 | 2.0973e-06 | 56.2394 | 0.00011795 | 2054 | Mitigation | 0.95 | 45 | 0 | esc | 0.00097009 | 2.0345e-09 | 0.00097009 | 2.0345e-09 | 0.0027785 | 3.0265e-08 | 0.010957 | 4.543e-09
[120 empty] | 7.3.3.17.5 (Remote Grid) Updates to grid topology to minimize risk of ignition in HFTDs Remote GridWLDFREquipment / facility failureAggregated | WLDFR | HFTD - Distribution - Tier 3 - 1QU CoRE ¦ 3QU LoRE | Non-Red Flag Warning - Large Fires | Equipment / facility failure | Aggregated | 2055 | 2.0973e-06 | 56.2394 | 0.00011795 | 2055 | Mitigation | 0.95 | 45 | 0 | esc | 0.00097009 | 2.0345e-09 | 0.00097009 | 2.0345e-09 | 0.0027785 | 3.0265e-08 | 0.010957 | 4.543e-09
[120 empty] | 7.3.3.17.5 (Remote Grid) Updates to grid topology to minimize risk of ignition in HFTDs Remote GridWLDFREquipment / facility failureAggregated | WLDFR | HFTD - Distribution - Tier 3 - 1QU CoRE ¦ 3QU LoRE | Non-Red Flag Warning - Large Fires | Equipment / facility failure | Aggregated | 2056 | 2.0973e-06 | 56.2394 | 0.00011795 | 2056 | Mitigation | 0.95 | 45 | 0 | esc | 0.00097009 | 2.0345e-09 | 0.00097009 | 2.0345e-09 | 0.0027785 | 3.0265e-08 | 0.010957 | 4.543e-09
[120 empty] | 7.3.3.17.5 (Remote Grid) Updates to grid topology to minimize risk of ignition in HFTDs Remote GridWLDFREquipment / facility failureAggregated | WLDFR | HFTD - Distribution - Tier 3 - 1QU CoRE ¦ 3QU LoRE | Non-Red Flag Warning - Large Fires | Equipment / facility failure | Aggregated | 2057 | 2.0973e-06 | 56.2394 | 0.00011795 | 2057 | Mitigation | 0.95 | 45 | 0 | esc | 0.00097009 | 2.0345e-09 | 0.00097009 | 2.0345e-09 | 0.0027785 | 3.0265e-08 | 0.010957 | 4.543e-09
[120 empty] | 7.3.3.17.5 (Remote Grid) Updates to grid topology to minimize risk of ignition in HFTDs Remote GridWLDFREquipment / facility failureAggregated | WLDFR | HFTD - Distribution - Tier 3 - 1QU CoRE ¦ 3QU LoRE | Non-Red Flag Warning - Large Fires | Equipment / facility failure | Aggregated | 2058 | 2.0973e-06 | 56.2394 | 0.00011795 | 2058 | Mitigation | 0.95 | 45 | 0 | esc | 0.00097009 | 2.0345e-09 | 0.00097009 | 2.0345e-09 | 0.0027785 | 3.0265e-08 | 0.010957 | 4.543e-09
[120 empty] | 7.3.3.17.5 (Remote Grid) Updates to grid topology to minimize risk of ignition in HFTDs Remote GridWLDFREquipment / facility failureAggregated | WLDFR | HFTD - Distribution - Tier 3 - 1QU CoRE ¦ 3QU LoRE | Non-Red Flag Warning - Large Fires | Equipment / facility failure | Aggregated | 2059 | 2.0973e-06 | 56.2394 | 0.00011795 | 2059 | Mitigation | 0.95 | 45 | 0 | esc | 0.00097009 | 2.0345e-09 | 0.00097009 | 2.0345e-09 | 0.0027785 | 3.0265e-08 | 0.010957 | 4.543e-09
[120 empty] | 7.3.3.17.5 (Remote Grid) Updates to grid topology to minimize risk of ignition in HFTDs Remote GridWLDFREquipment / facility failureAggregated | WLDFR | HFTD - Distribution - Tier 3 - 1QU CoRE ¦ 3QU LoRE | Non-Red Flag Warning - Large Fires | Equipment / facility failure | Aggregated | 2060 | 2.0973e-06 | 56.2394 | 0.00011795 | 2060 | Mitigation | 0.95 | 45 | 0 | esc | 0.00097009 | 2.0345e-09 | 0.00097009 | 2.0345e-09 | 0.0027785 | 3.0265e-08 | 0.010957 | 4.543e-09
[120 empty] | 7.3.3.17.5 (Remote Grid) Updates to grid topology to minimize risk of ignition in HFTDs Remote GridWLDFREquipment / facility failureAggregated | WLDFR | HFTD - Distribution - Tier 3 - 1QU CoRE ¦ 3QU LoRE | Non-Red Flag Warning - Large Fires | Equipment / facility failure | Aggregated | 2061 | 2.0973e-06 | 56.2394 | 0.00011795 | 2061 | Mitigation | 0.95 | 45 | 0 | esc | 0.00097009 | 2.0345e-09 | 0.00097009 | 2.0345e-09 | 0.0027785 | 3.0265e-08 | 0.010957 | 4.543e-09
[120 empty] | 7.3.3.17.5 (Remote Grid) Updates to grid topology to minimize risk of ignition in HFTDs Remote GridWLDFREquipment / facility failureAggregated | WLDFR | HFTD - Distribution - Tier 3 - 1QU CoRE ¦ 3QU LoRE | Non-Red Flag Warning - Large Fires | Equipment / facility failure | Aggregated | 2062 | 2.0973e-06 | 56.2394 | 0.00011795 | 2062 | Mitigation | 0.95 | 45 | 0 | esc | 0.00097009 | 2.0345e-09 | 0.00097009 | 2.0345e-09 | 0.0027785 | 3.0265e-08 | 0.010957 | 4.543e-09
[120 empty] | 7.3.3.17.5 (Remote Grid) Updates to grid topology to minimize risk of ignition in HFTDs Remote GridWLDFREquipment / facility failureAggregated | WLDFR | HFTD - Distribution - Tier 3 - 1QU CoRE ¦ 3QU LoRE | Non-Red Flag Warning - Large Fires | Equipment / facility failure | Aggregated | 2063 | 2.0973e-06 | 56.2394 | 0.00011795 | 2063 | Mitigation | 0.95 | 45 | 0 | esc | 0.00097009 | 2.0345e-09 | 0.00097009 | 2.0345e-09 | 0.0027785 | 3.0265e-08 | 0.010957 | 4.543e-09
[120 empty] | 7.3.3.17.5 (Remote Grid) Updates to grid topology to minimize risk of ignition in HFTDs Remote GridWLDFREquipment / facility failureAggregated | WLDFR | HFTD - Distribution - Tier 3 - 1QU CoRE ¦ 3QU LoRE | Non-Red Flag Warning - Large Fires | Equipment / facility failure | Aggregated | 2064 | 2.0973e-06 | 56.2394 | 0.00011795 | 2064 | Mitigation | 0.95 | 45 | 0 | esc | 0.00097009 | 2.0345e-09 | 0.00097009 | 2.0345e-09 | 0.0027785 | 3.0265e-08 | 0.010957 | 4.543e-09
[120 empty] | 7.3.3.17.5 (Remote Grid) Updates to grid topology to minimize risk of ignition in HFTDs Remote GridWLDFREquipment / facility failureAggregated | WLDFR | HFTD - Distribution - Tier 3 - 1QU CoRE ¦ 3QU LoRE | Non-Red Flag Warning - Large Fires | Equipment / facility failure | Aggregated | 2065 | 2.0973e-06 | 56.2394 | 0.00011795 | 2065 | Mitigation | 0.95 | 45 | 0 | esc | 0.00097009 | 2.0345e-09 | 0.00097009 | 2.0345e-09 | 0.0027785 | 3.0265e-08 | 0.010957 | 4.543e-09
[120 empty] | 7.3.3.17.5 (Remote Grid) Updates to grid topology to minimize risk of ignition in HFTDs Remote GridWLDFREquipment / facility failureAggregated | WLDFR | HFTD - Distribution - Tier 3 - 1QU CoRE ¦ 3QU LoRE | Non-Red Flag Warning - Large Fires | Equipment / facility failure | Aggregated | 2066 | 2.0973e-06 | 56.2394 | 0.00011795 | 2066 | Mitigation | 0.95 | 45 | 0 | esc | 0.00097009 | 2.0345e-09 | 0.00097009 | 2.0345e-09 | 0.0027785 | 3.0265e-08 | 0.010957 | 4.543e-09
[120 empty] | 7.3.3.17.5 (Remote Grid) Updates to grid topology to minimize risk of ignition in HFTDs Remote GridWLDFREquipment / facility failureAggregated | WLDFR | HFTD - Distribution - Tier 3 - 1QU CoRE ¦ 3QU LoRE | Non-Red Flag Warning - Large Fires | Equipment / facility failure | Aggregated | 2067 | 2.0973e-06 | 56.2394 | 0.00011795 | 2067 | Mitigation | 0.95 | 45 | 0 | esc | 0 | 0 | 0.00097009 | 2.0345e-09 | 0.0027785 | 3.0265e-08 | 0.010957 | 4.543e-09
[120 empty] | 7.3.3.17.5 (Remote Grid) Updates to grid topology to minimize risk of ignition in HFTDs Remote GridWLDFRVegetation ContactAggregated | WLDFR | HFTD - Distribution - Tier 3 - 1QU CoRE ¦ 3QU LoRE | Non-Red Flag Warning - Large Fires | Vegetation Contact | Aggregated | 2022 | 3.3565e-05 | 56.2394 | 0.0018877 | 2022 | Mitigation | 0.95 | 45 | 0 | esc | 0.00097009 | 3.2561e-08 | 0 | 0 | 0 | 0 | 0.010957 | 4.543e-09
[120 empty] | 7.3.3.17.5 (Remote Grid) Updates to grid topology to minimize risk of ignition in HFTDs Remote GridWLDFRVegetation ContactAggregated | WLDFR | HFTD - Distribution - Tier 3 - 1QU CoRE ¦ 3QU LoRE | Non-Red Flag Warning - Large Fires | Vegetation Contact | Aggregated | 2023 | 3.3565e-05 | 56.2394 | 0.0018877 | 2023 | Mitigation | 0.95 | 45 | 0 | esc | 0.00097009 | 3.2561e-08 | 0.00097009 | 3.2561e-08 | 0.0027785 | 6.6624e-10 | 0.010957 | 4.543e-09
[120 empty] | 7.3.3.17.5 (Remote Grid) Updates to grid topology to minimize risk of ignition in HFTDs Remote GridWLDFRVegetation ContactAggregated | WLDFR | HFTD - Distribution - Tier 3 - 1QU CoRE ¦ 3QU LoRE | Non-Red Flag Warning - Large Fires | Vegetation Contact | Aggregated | 2024 | 3.3565e-05 | 56.2394 | 0.0018877 | 2024 | Mitigation | 0.95 | 45 | 0 | esc | 0.00097009 | 3.2561e-08 | 0.00097009 | 3.2561e-08 | 0.0027785 | 6.6624e-10 | 0.010957 | 4.543e-09
[120 empty] | 7.3.3.17.5 (Remote Grid) Updates to grid topology to minimize risk of ignition in HFTDs Remote GridWLDFRVegetation ContactAggregated | WLDFR | HFTD - Distribution - Tier 3 - 1QU CoRE ¦ 3QU LoRE | Non-Red Flag Warning - Large Fires | Vegetation Contact | Aggregated | 2025 | 3.3565e-05 | 56.2394 | 0.0018877 | 2025 | Mitigation | 0.95 | 45 | 0 | esc | 0.00097009 | 3.2561e-08 | 0.00097009 | 3.2561e-08 | 0.0027785 | 6.6624e-10 | 0.010957 | 4.543e-09
[120 empty] | 7.3.3.17.5 (Remote Grid) Updates to grid topology to minimize risk of ignition in HFTDs Remote GridWLDFRVegetation ContactAggregated | WLDFR | HFTD - Distribution - Tier 3 - 1QU CoRE ¦ 3QU LoRE | Non-Red Flag Warning - Large Fires | Vegetation Contact | Aggregated | 2026 | 3.3565e-05 | 56.2394 | 0.0018877 | 2026 | Mitigation | 0.95 | 45 | 0 | esc | 0.00097009 | 3.2561e-08 | 0.00097009 | 3.2561e-08 | 0.0027785 | 6.6624e-10 | 0 | 0
[120 empty] | 7.3.3.17.5 (Remote Grid) Updates to grid topology to minimize risk of ignition in HFTDs Remote GridWLDFRVegetation ContactAggregated | WLDFR | HFTD - Distribution - Tier 3 - 1QU CoRE ¦ 3QU LoRE | Non-Red Flag Warning - Large Fires | Vegetation Contact | Aggregated | 2027 | 3.3565e-05 | 56.2394 | 0.0018877 | 2027 | Mitigation | 0.95 | 45 | 0 | esc | 0.00097009 | 3.2561e-08 | 0.00097009 | 3.2561e-08 | 0.0027785 | 6.6624e-10 | 0 | 0
[120 empty] | 7.3.3.17.5 (Remote Grid) Updates to grid topology to minimize risk of ignition in HFTDs Remote GridWLDFRVegetation ContactAggregated | WLDFR | HFTD - Distribution - Tier 3 - 1QU CoRE ¦ 3QU LoRE | Non-Red Flag Warning - Large Fires | Vegetation Contact | Aggregated | 2028 | 3.3565e-05 | 56.2394 | 0.0018877 | 2028 | Mitigation | 0.95 | 45 | 0 | esc | 0.00097009 | 3.2561e-08 | 0.00097009 | 3.2561e-08 | 0.0027785 | 6.6624e-10 | 0.012004 | 5.1745e-11
[120 empty] | 7.3.3.17.5 (Remote Grid) Updates to grid topology to minimize risk of ignition in HFTDs Remote GridWLDFRVegetation ContactAggregated | WLDFR | HFTD - Distribution - Tier 3 - 1QU CoRE ¦ 3QU LoRE | Non-Red Flag Warning - Large Fires | Vegetation Contact | Aggregated | 2029 | 3.3565e-05 | 56.2394 | 0.0018877 | 2029 | Mitigation | 0.95 | 45 | 0 | esc | 0.00097009 | 3.2561e-08 | 0.00097009 | 3.2561e-08 | 0.0027785 | 6.6624e-10 | 0.012004 | 5.1745e-11
[120 empty] | 7.3.3.17.5 (Remote Grid) Updates to grid topology to minimize risk of ignition in HFTDs Remote GridWLDFRVegetation ContactAggregated | WLDFR | HFTD - Distribution - Tier 3 - 1QU CoRE ¦ 3QU LoRE | Non-Red Flag Warning - Large Fires | Vegetation Contact | Aggregated | 2030 | 3.3565e-05 | 56.2394 | 0.0018877 | 2030 | Mitigation | 0.95 | 45 | 0 | esc | 0.00097009 | 3.2561e-08 | 0.00097009 | 3.2561e-08 | 0.0027785 | 6.6624e-10 | 0.012004 | 5.1745e-11
[120 empty] | 7.3.3.17.5 (Remote Grid) Updates to grid topology to minimize risk of ignition in HFTDs Remote GridWLDFRVegetation ContactAggregated | WLDFR | HFTD - Distribution - Tier 3 - 1QU CoRE ¦ 3QU LoRE | Non-Red Flag Warning - Large Fires | Vegetation Contact | Aggregated | 2031 | 3.3565e-05 | 56.2394 | 0.0018877 | 2031 | Mitigation | 0.95 | 45 | 0 | esc | 0.00097009 | 3.2561e-08 | 0.00097009 | 3.2561e-08 | 0.0027785 | 6.6624e-10 | 0.012004 | 5.1745e-11
[120 empty] | 7.3.3.17.5 (Remote Grid) Updates to grid topology to minimize risk of ignition in HFTDs Remote GridWLDFRVegetation ContactAggregated | WLDFR | HFTD - Distribution - Tier 3 - 1QU CoRE ¦ 3QU LoRE | Non-Red Flag Warning - Large Fires | Vegetation Contact | Aggregated | 2032 | 3.3565e-05 | 56.2394 | 0.0018877 | 2032 | Mitigation | 0.95 | 45 | 0 | esc | 0.00097009 | 3.2561e-08 | 0.00097009 | 3.2561e-08 | 0.0027785 | 6.6624e-10 | 0.012004 | 5.1745e-11
[120 empty] | 7.3.3.17.5 (Remote Grid) Updates to grid topology to minimize risk of ignition in HFTDs Remote GridWLDFRVegetation ContactAggregated | WLDFR | HFTD - Distribution - Tier 3 - 1QU CoRE ¦ 3QU LoRE | Non-Red Flag Warning - Large Fires | Vegetation Contact | Aggregated | 2033 | 3.3565e-05 | 56.2394 | 0.0018877 | 2033 | Mitigation | 0.95 | 45 | 0 | esc | 0.00097009 | 3.2561e-08 | 0.00097009 | 3.2561e-08 | 0.0027785 | 6.6624e-10 | 0.012004 | 5.1745e-11
[120 empty] | 7.3.3.17.5 (Remote Grid) Updates to grid topology to minimize risk of ignition in HFTDs Remote GridWLDFRVegetation ContactAggregated | WLDFR | HFTD - Distribution - Tier 3 - 1QU CoRE ¦ 3QU LoRE | Non-Red Flag Warning - Large Fires | Vegetation Contact | Aggregated | 2034 | 3.3565e-05 | 56.2394 | 0.0018877 | 2034 | Mitigation | 0.95 | 45 | 0 | esc | 0.00097009 | 3.2561e-08 | 0.00097009 | 3.2561e-08 | 0.0027785 | 6.6624e-10 | 0.012004 | 5.1745e-11
[120 empty] | 7.3.3.17.5 (Remote Grid) Updates to grid topology to minimize risk of ignition in HFTDs Remote GridWLDFRVegetation ContactAggregated | WLDFR | HFTD - Distribution - Tier 3 - 1QU CoRE ¦ 3QU LoRE | Non-Red Flag Warning - Large Fires | Vegetation Contact | Aggregated | 2035 | 3.3565e-05 | 56.2394 | 0.0018877 | 2035 | Mitigation | 0.95 | 45 | 0 | esc | 0.00097009 | 3.2561e-08 | 0.00097009 | 3.2561e-08 | 0.0027785 | 6.6624e-10 | 0.012004 | 5.1745e-11
[120 empty] | 7.3.3.17.5 (Remote Grid) Updates to grid topology to minimize risk of ignition in HFTDs Remote GridWLDFRVegetation ContactAggregated | WLDFR | HFTD - Distribution - Tier 3 - 1QU CoRE ¦ 3QU LoRE | Non-Red Flag Warning - Large Fires | Vegetation Contact | Aggregated | 2036 | 3.3565e-05 | 56.2394 | 0.0018877 | 2036 | Mitigation | 0.95 | 45 | 0 | esc | 0.00097009 | 3.2561e-08 | 0.00097009 | 3.2561e-08 | 0.0027785 | 6.6624e-10 | 0.012004 | 5.1745e-11
[120 empty] | 7.3.3.17.5 (Remote Grid) Updates to grid topology to minimize risk of ignition in HFTDs Remote GridWLDFRVegetation ContactAggregated | WLDFR | HFTD - Distribution - Tier 3 - 1QU CoRE ¦ 3QU LoRE | Non-Red Flag Warning - Large Fires | Vegetation Contact | Aggregated | 2037 | 3.3565e-05 | 56.2394 | 0.0018877 | 2037 | Mitigation | 0.95 | 45 | 0 | esc | 0.00097009 | 3.2561e-08 | 0.00097009 | 3.2561e-08 | 0.0027785 | 6.6624e-10 | 0.012004 | 5.1745e-11
[120 empty] | 7.3.3.17.5 (Remote Grid) Updates to grid topology to minimize risk of ignition in HFTDs Remote GridWLDFRVegetation ContactAggregated | WLDFR | HFTD - Distribution - Tier 3 - 1QU CoRE ¦ 3QU LoRE | Non-Red Flag Warning - Large Fires | Vegetation Contact | Aggregated | 2038 | 3.3565e-05 | 56.2394 | 0.0018877 | 2038 | Mitigation | 0.95 | 45 | 0 | esc | 0.00097009 | 3.2561e-08 | 0.00097009 | 3.2561e-08 | 0.0027785 | 6.6624e-10 | 0.012004 | 5.1745e-11
[120 empty] | 7.3.3.17.5 (Remote Grid) Updates to grid topology to minimize risk of ignition in HFTDs Remote GridWLDFRVegetation ContactAggregated | WLDFR | HFTD - Distribution - Tier 3 - 1QU CoRE ¦ 3QU LoRE | Non-Red Flag Warning - Large Fires | Vegetation Contact | Aggregated | 2039 | 3.3565e-05 | 56.2394 | 0.0018877 | 2039 | Mitigation | 0.95 | 45 | 0 | esc | 0.00097009 | 3.2561e-08 | 0.00097009 | 3.2561e-08 | 0.0027785 | 6.6624e-10 | 0.012004 | 5.1745e-11
[120 empty] | 7.3.3.17.5 (Remote Grid) Updates to grid topology to minimize risk of ignition in HFTDs Remote GridWLDFRVegetation ContactAggregated | WLDFR | HFTD - Distribution - Tier 3 - 1QU CoRE ¦ 3QU LoRE | Non-Red Flag Warning - Large Fires | Vegetation Contact | Aggregated | 2040 | 3.3565e-05 | 56.2394 | 0.0018877 | 2040 | Mitigation | 0.95 | 45 | 0 | esc | 0.00097009 | 3.2561e-08 | 0.00097009 | 3.2561e-08 | 0.0027785 | 6.6624e-10 | 0.012004 | 5.1745e-11
[120 empty] | 7.3.3.17.5 (Remote Grid) Updates to grid topology to minimize risk of ignition in HFTDs Remote GridWLDFRVegetation ContactAggregated | WLDFR | HFTD - Distribution - Tier 3 - 1QU CoRE ¦ 3QU LoRE | Non-Red Flag Warning - Large Fires | Vegetation Contact | Aggregated | 2041 | 3.3565e-05 | 56.2394 | 0.0018877 | 2041 | Mitigation | 0.95 | 45 | 0 | esc | 0.00097009 | 3.2561e-08 | 0.00097009 | 3.2561e-08 | 0.0027785 | 6.6624e-10 | 0.012004 | 5.1745e-11
[120 empty] | 7.3.3.17.5 (Remote Grid) Updates to grid topology to minimize risk of ignition in HFTDs Remote GridWLDFRVegetation ContactAggregated | WLDFR | HFTD - Distribution - Tier 3 - 1QU CoRE ¦ 3QU LoRE | Non-Red Flag Warning - Large Fires | Vegetation Contact | Aggregated | 2042 | 3.3565e-05 | 56.2394 | 0.0018877 | 2042 | Mitigation | 0.95 | 45 | 0 | esc | 0.00097009 | 3.2561e-08 | 0.00097009 | 3.2561e-08 | 0.0027785 | 6.6624e-10 | 0.012004 | 5.1745e-11
[120 empty] | 7.3.3.17.5 (Remote Grid) Updates to grid topology to minimize risk of ignition in HFTDs Remote GridWLDFRVegetation ContactAggregated | WLDFR | HFTD - Distribution - Tier 3 - 1QU CoRE ¦ 3QU LoRE | Non-Red Flag Warning - Large Fires | Vegetation Contact | Aggregated | 2043 | 3.3565e-05 | 56.2394 | 0.0018877 | 2043 | Mitigation | 0.95 | 45 | 0 | esc | 0.00097009 | 3.2561e-08 | 0.00097009 | 3.2561e-08 | 0.0027785 | 6.6624e-10 | 0.012004 | 5.1745e-11
[120 empty] | 7.3.3.17.5 (Remote Grid) Updates to grid topology to minimize risk of ignition in HFTDs Remote GridWLDFRVegetation ContactAggregated | WLDFR | HFTD - Distribution - Tier 3 - 1QU CoRE ¦ 3QU LoRE | Non-Red Flag Warning - Large Fires | Vegetation Contact | Aggregated | 2044 | 3.3565e-05 | 56.2394 | 0.0018877 | 2044 | Mitigation | 0.95 | 45 | 0 | esc | 0.00097009 | 3.2561e-08 | 0.00097009 | 3.2561e-08 | 0.0027785 | 6.6624e-10 | 0.012004 | 5.1745e-11
[120 empty] | 7.3.3.17.5 (Remote Grid) Updates to grid topology to minimize risk of ignition in HFTDs Remote GridWLDFRVegetation ContactAggregated | WLDFR | HFTD - Distribution - Tier 3 - 1QU CoRE ¦ 3QU LoRE | Non-Red Flag Warning - Large Fires | Vegetation Contact | Aggregated | 2045 | 3.3565e-05 | 56.2394 | 0.0018877 | 2045 | Mitigation | 0.95 | 45 | 0 | esc | 0.00097009 | 3.2561e-08 | 0.00097009 | 3.2561e-08 | 0.0027785 | 6.6624e-10 | 0.012004 | 5.1745e-11
[120 empty] | 7.3.3.17.5 (Remote Grid) Updates to grid topology to minimize risk of ignition in HFTDs Remote GridWLDFRVegetation ContactAggregated | WLDFR | HFTD - Distribution - Tier 3 - 1QU CoRE ¦ 3QU LoRE | Non-Red Flag Warning - Large Fires | Vegetation Contact | Aggregated | 2046 | 3.3565e-05 | 56.2394 | 0.0018877 | 2046 | Mitigation | 0.95 | 45 | 0 | esc | 0.00097009 | 3.2561e-08 | 0.00097009 | 3.2561e-08 | 0.0027785 | 6.6624e-10 | 0.012004 | 5.1745e-11
[120 empty] | 7.3.3.17.5 (Remote Grid) Updates to grid topology to minimize risk of ignition in HFTDs Remote GridWLDFRVegetation ContactAggregated | WLDFR | HFTD - Distribution - Tier 3 - 1QU CoRE ¦ 3QU LoRE | Non-Red Flag Warning - Large Fires | Vegetation Contact | Aggregated | 2047 | 3.3565e-05 | 56.2394 | 0.0018877 | 2047 | Mitigation | 0.95 | 45 | 0 | esc | 0.00097009 | 3.2561e-08 | 0.00097009 | 3.2561e-08 | 0.0027785 | 6.6624e-10 | 0.012004 | 5.1745e-11
[120 empty] | 7.3.3.17.5 (Remote Grid) Updates to grid topology to minimize risk of ignition in HFTDs Remote GridWLDFRVegetation ContactAggregated | WLDFR | HFTD - Distribution - Tier 3 - 1QU CoRE ¦ 3QU LoRE | Non-Red Flag Warning - Large Fires | Vegetation Contact | Aggregated | 2048 | 3.3565e-05 | 56.2394 | 0.0018877 | 2048 | Mitigation | 0.95 | 45 | 0 | esc | 0.00097009 | 3.2561e-08 | 0.00097009 | 3.2561e-08 | 0.0027785 | 6.6624e-10 | 0.012004 | 5.1745e-11
[120 empty] | 7.3.3.17.5 (Remote Grid) Updates to grid topology to minimize risk of ignition in HFTDs Remote GridWLDFRVegetation ContactAggregated | WLDFR | HFTD - Distribution - Tier 3 - 1QU CoRE ¦ 3QU LoRE | Non-Red Flag Warning - Large Fires | Vegetation Contact | Aggregated | 2049 | 3.3565e-05 | 56.2394 | 0.0018877 | 2049 | Mitigation | 0.95 | 45 | 0 | esc | 0.00097009 | 3.2561e-08 | 0.00097009 | 3.2561e-08 | 0.0027785 | 6.6624e-10 | 0.012004 | 5.1745e-11
[120 empty] | 7.3.3.17.5 (Remote Grid) Updates to grid topology to minimize risk of ignition in HFTDs Remote GridWLDFRVegetation ContactAggregated | WLDFR | HFTD - Distribution - Tier 3 - 1QU CoRE ¦ 3QU LoRE | Non-Red Flag Warning - Large Fires | Vegetation Contact | Aggregated | 2050 | 3.3565e-05 | 56.2394 | 0.0018877 | 2050 | Mitigation | 0.95 | 45 | 0 | esc | 0.00097009 | 3.2561e-08 | 0.00097009 | 3.2561e-08 | 0.0027785 | 6.6624e-10 | 0.012004 | 5.1745e-11
[120 empty] | 7.3.3.17.5 (Remote Grid) Updates to grid topology to minimize risk of ignition in HFTDs Remote GridWLDFRVegetation ContactAggregated | WLDFR | HFTD - Distribution - Tier 3 - 1QU CoRE ¦ 3QU LoRE | Non-Red Flag Warning - Large Fires | Vegetation Contact | Aggregated | 2051 | 3.3565e-05 | 56.2394 | 0.0018877 | 2051 | Mitigation | 0.95 | 45 | 0 | esc | 0.00097009 | 3.2561e-08 | 0.00097009 | 3.2561e-08 | 0.0027785 | 6.6624e-10 | 0.012004 | 5.1745e-11
[120 empty] | 7.3.3.17.5 (Remote Grid) Updates to grid topology to minimize risk of ignition in HFTDs Remote GridWLDFRVegetation ContactAggregated | WLDFR | HFTD - Distribution - Tier 3 - 1QU CoRE ¦ 3QU LoRE | Non-Red Flag Warning - Large Fires | Vegetation Contact | Aggregated | 2052 | 3.3565e-05 | 56.2394 | 0.0018877 | 2052 | Mitigation | 0.95 | 45 | 0 | esc | 0.00097009 | 3.2561e-08 | 0.00097009 | 3.2561e-08 | 0.0027785 | 6.6624e-10 | 0.012004 | 5.1745e-11
[120 empty] | 7.3.3.17.5 (Remote Grid) Updates to grid topology to minimize risk of ignition in HFTDs Remote GridWLDFRVegetation ContactAggregated | WLDFR | HFTD - Distribution - Tier 3 - 1QU CoRE ¦ 3QU LoRE | Non-Red Flag Warning - Large Fires | Vegetation Contact | Aggregated | 2053 | 3.3565e-05 | 56.2394 | 0.0018877 | 2053 | Mitigation | 0.95 | 45 | 0 | esc | 0.00097009 | 3.2561e-08 | 0.00097009 | 3.2561e-08 | 0.0027785 | 6.6624e-10 | 0.012004 | 5.1745e-11
[120 empty] | 7.3.3.17.5 (Remote Grid) Updates to grid topology to minimize risk of ignition in HFTDs Remote GridWLDFRVegetation ContactAggregated | WLDFR | HFTD - Distribution - Tier 3 - 1QU CoRE ¦ 3QU LoRE | Non-Red Flag Warning - Large Fires | Vegetation Contact | Aggregated | 2054 | 3.3565e-05 | 56.2394 | 0.0018877 | 2054 | Mitigation | 0.95 | 45 | 0 | esc | 0.00097009 | 3.2561e-08 | 0.00097009 | 3.2561e-08 | 0.0027785 | 6.6624e-10 | 0.012004 | 5.1745e-11
[120 empty] | 7.3.3.17.5 (Remote Grid) Updates to grid topology to minimize risk of ignition in HFTDs Remote GridWLDFRVegetation ContactAggregated | WLDFR | HFTD - Distribution - Tier 3 - 1QU CoRE ¦ 3QU LoRE | Non-Red Flag Warning - Large Fires | Vegetation Contact | Aggregated | 2055 | 3.3565e-05 | 56.2394 | 0.0018877 | 2055 | Mitigation | 0.95 | 45 | 0 | esc | 0.00097009 | 3.2561e-08 | 0.00097009 | 3.2561e-08 | 0.0027785 | 6.6624e-10 | 0.012004 | 5.1745e-11
[120 empty] | 7.3.3.17.5 (Remote Grid) Updates to grid topology to minimize risk of ignition in HFTDs Remote GridWLDFRVegetation ContactAggregated | WLDFR | HFTD - Distribution - Tier 3 - 1QU CoRE ¦ 3QU LoRE | Non-Red Flag Warning - Large Fires | Vegetation Contact | Aggregated | 2056 | 3.3565e-05 | 56.2394 | 0.0018877 | 2056 | Mitigation | 0.95 | 45 | 0 | esc | 0.00097009 | 3.2561e-08 | 0.00097009 | 3.2561e-08 | 0.0027785 | 6.6624e-10 | 0.012004 | 5.1745e-11
[120 empty] | 7.3.3.17.5 (Remote Grid) Updates to grid topology to minimize risk of ignition in HFTDs Remote GridWLDFRVegetation ContactAggregated | WLDFR | HFTD - Distribution - Tier 3 - 1QU CoRE ¦ 3QU LoRE | Non-Red Flag Warning - Large Fires | Vegetation Contact | Aggregated | 2057 | 3.3565e-05 | 56.2394 | 0.0018877 | 2057 | Mitigation | 0.95 | 45 | 0 | esc | 0.00097009 | 3.2561e-08 | 0.00097009 | 3.2561e-08 | 0.0027785 | 6.6624e-10 | 0.012004 | 5.1745e-11
[120 empty] | 7.3.3.17.5 (Remote Grid) Updates to grid topology to minimize risk of ignition in HFTDs Remote GridWLDFRVegetation ContactAggregated | WLDFR | HFTD - Distribution - Tier 3 - 1QU CoRE ¦ 3QU LoRE | Non-Red Flag Warning - Large Fires | Vegetation Contact | Aggregated | 2058 | 3.3565e-05 | 56.2394 | 0.0018877 | 2058 | Mitigation | 0.95 | 45 | 0 | esc | 0.00097009 | 3.2561e-08 | 0.00097009 | 3.2561e-08 | 0.0027785 | 6.6624e-10 | 0 | 0
[120 empty] | 7.3.3.17.5 (Remote Grid) Updates to grid topology to minimize risk of ignition in HFTDs Remote GridWLDFRVegetation ContactAggregated | WLDFR | HFTD - Distribution - Tier 3 - 1QU CoRE ¦ 3QU LoRE | Non-Red Flag Warning - Large Fires | Vegetation Contact | Aggregated | 2059 | 3.3565e-05 | 56.2394 | 0.0018877 | 2059 | Mitigation | 0.95 | 45 | 0 | esc | 0.00097009 | 3.2561e-08 | 0.00097009 | 3.2561e-08 | 0.0027785 | 6.6624e-10 | 0 | 0
[120 empty] | 7.3.3.17.5 (Remote Grid) Updates to grid topology to minimize risk of ignition in HFTDs Remote GridWLDFRVegetation ContactAggregated | WLDFR | HFTD - Distribution - Tier 3 - 1QU CoRE ¦ 3QU LoRE | Non-Red Flag Warning - Large Fires | Vegetation Contact | Aggregated | 2060 | 3.3565e-05 | 56.2394 | 0.0018877 | 2060 | Mitigation | 0.95 | 45 | 0 | esc | 0.00097009 | 3.2561e-08 | 0.00097009 | 3.2561e-08 | 0.0027785 | 6.6624e-10 | 0.010025 | 1.0222e-10
[120 empty] | 7.3.3.17.5 (Remote Grid) Updates to grid topology to minimize risk of ignition in HFTDs Remote GridWLDFRVegetation ContactAggregated | WLDFR | HFTD - Distribution - Tier 3 - 1QU CoRE ¦ 3QU LoRE | Non-Red Flag Warning - Large Fires | Vegetation Contact | Aggregated | 2061 | 3.3565e-05 | 56.2394 | 0.0018877 | 2061 | Mitigation | 0.95 | 45 | 0 | esc | 0.00097009 | 3.2561e-08 | 0.00097009 | 3.2561e-08 | 0.0027785 | 6.6624e-10 | 0.010025 | 1.0222e-10
[120 empty] | 7.3.3.17.5 (Remote Grid) Updates to grid topology to minimize risk of ignition in HFTDs Remote GridWLDFRVegetation ContactAggregated | WLDFR | HFTD - Distribution - Tier 3 - 1QU CoRE ¦ 3QU LoRE | Non-Red Flag Warning - Large Fires | Vegetation Contact | Aggregated | 2062 | 3.3565e-05 | 56.2394 | 0.0018877 | 2062 | Mitigation | 0.95 | 45 | 0 | esc | 0.00097009 | 3.2561e-08 | 0.00097009 | 3.2561e-08 | 0.0027785 | 6.6624e-10 | 0.010025 | 1.0222e-10
[120 empty] | 7.3.3.17.5 (Remote Grid) Updates to grid topology to minimize risk of ignition in HFTDs Remote GridWLDFRVegetation ContactAggregated | WLDFR | HFTD - Distribution - Tier 3 - 1QU CoRE ¦ 3QU LoRE | Non-Red Flag Warning - Large Fires | Vegetation Contact | Aggregated | 2063 | 3.3565e-05 | 56.2394 | 0.0018877 | 2063 | Mitigation | 0.95 | 45 | 0 | esc | 0.00097009 | 3.2561e-08 | 0.00097009 | 3.2561e-08 | 0.0027785 | 6.6624e-10 | 0.010025 | 1.0222e-10
[120 empty] | 7.3.3.17.5 (Remote Grid) Updates to grid topology to minimize risk of ignition in HFTDs Remote GridWLDFRVegetation ContactAggregated | WLDFR | HFTD - Distribution - Tier 3 - 1QU CoRE ¦ 3QU LoRE | Non-Red Flag Warning - Large Fires | Vegetation Contact | Aggregated | 2064 | 3.3565e-05 | 56.2394 | 0.0018877 | 2064 | Mitigation | 0.95 | 45 | 0 | esc | 0.00097009 | 3.2561e-08 | 0.00097009 | 3.2561e-08 | 0.0027785 | 6.6624e-10 | 0.010025 | 1.0222e-10
[120 empty] | 7.3.3.17.5 (Remote Grid) Updates to grid topology to minimize risk of ignition in HFTDs Remote GridWLDFRVegetation ContactAggregated | WLDFR | HFTD - Distribution - Tier 3 - 1QU CoRE ¦ 3QU LoRE | Non-Red Flag Warning - Large Fires | Vegetation Contact | Aggregated | 2065 | 3.3565e-05 | 56.2394 | 0.0018877 | 2065 | Mitigation | 0.95 | 45 | 0 | esc | 0.00097009 | 3.2561e-08 | 0.00097009 | 3.2561e-08 | 0.0027785 | 6.6624e-10 | 0.010025 | 1.0222e-10
[120 empty] | 7.3.3.17.5 (Remote Grid) Updates to grid topology to minimize risk of ignition in HFTDs Remote GridWLDFRVegetation ContactAggregated | WLDFR | HFTD - Distribution - Tier 3 - 1QU CoRE ¦ 3QU LoRE | Non-Red Flag Warning - Large Fires | Vegetation Contact | Aggregated | 2066 | 3.3565e-05 | 56.2394 | 0.0018877 | 2066 | Mitigation | 0.95 | 45 | 0 | esc | 0.00097009 | 3.2561e-08 | 0.00097009 | 3.2561e-08 | 0.0027785 | 6.6624e-10 | 0.010025 | 1.0222e-10
[120 empty] | 7.3.3.17.5 (Remote Grid) Updates to grid topology to minimize risk of ignition in HFTDs Remote GridWLDFRVegetation ContactAggregated | WLDFR | HFTD - Distribution - Tier 3 - 1QU CoRE ¦ 3QU LoRE | Non-Red Flag Warning - Large Fires | Vegetation Contact | Aggregated | 2067 | 3.3565e-05 | 56.2394 | 0.0018877 | 2067 | Mitigation | 0.95 | 45 | 0 | esc | 0 | 0 | 0.00097009 | 3.2561e-08 | 0.0027785 | 6.6624e-10 | 0.010025 | 1.0222e-10
[120 empty] | 7.3.3.17.5 (Remote Grid) Updates to grid topology to minimize risk of ignition in HFTDs Remote GridWLDFRWire-to-wire contactAggregated | WLDFR | HFTD - Distribution - Tier 3 - 1QU CoRE ¦ 3QU LoRE | Non-Red Flag Warning - Large Fires | Wire-to-wire contact | Aggregated | 2022 | 3.5229e-07 | 56.2394 | 1.9813e-05 | 2022 | Mitigation | 0.95 | 45 | 0 | esc | 0.00097009 | 3.4175e-10 | 0 | 0 | 0.0027785 | 6.6624e-10 | 0.010025 | 1.0222e-10
[120 empty] | 7.3.3.17.5 (Remote Grid) Updates to grid topology to minimize risk of ignition in HFTDs Remote GridWLDFRWire-to-wire contactAggregated | WLDFR | HFTD - Distribution - Tier 3 - 1QU CoRE ¦ 3QU LoRE | Non-Red Flag Warning - Large Fires | Wire-to-wire contact | Aggregated | 2023 | 3.5229e-07 | 56.2394 | 1.9813e-05 | 2023 | Mitigation | 0.95 | 45 | 0 | esc | 0.00097009 | 3.4175e-10 | 0.00097009 | 3.4175e-10 | 0.0027785 | 6.6624e-10 | 0.010025 | 1.0222e-10
[120 empty] | 7.3.3.17.5 (Remote Grid) Updates to grid topology to minimize risk of ignition in HFTDs Remote GridWLDFRWire-to-wire contactAggregated | WLDFR | HFTD - Distribution - Tier 3 - 1QU CoRE ¦ 3QU LoRE | Non-Red Flag Warning - Large Fires | Wire-to-wire contact | Aggregated | 2024 | 3.5229e-07 | 56.2394 | 1.9813e-05 | 2024 | Mitigation | 0.95 | 45 | 0 | esc | 0.00097009 | 3.4175e-10 | 0.00097009 | 3.4175e-10 | 0.0027785 | 6.6624e-10 | 0.010025 | 1.0222e-10
[120 empty] | 7.3.3.17.5 (Remote Grid) Updates to grid topology to minimize risk of ignition in HFTDs Remote GridWLDFRWire-to-wire contactAggregated | WLDFR | HFTD - Distribution - Tier 3 - 1QU CoRE ¦ 3QU LoRE | Non-Red Flag Warning - Large Fires | Wire-to-wire contact | Aggregated | 2025 | 3.5229e-07 | 56.2394 | 1.9813e-05 | 2025 | Mitigation | 0.95 | 45 | 0 | esc | 0.00097009 | 3.4175e-10 | 0.00097009 | 3.4175e-10 | 0.0027785 | 6.6624e-10 | 0.010025 | 1.0222e-10
[120 empty] | 7.3.3.17.5 (Remote Grid) Updates to grid topology to minimize risk of ignition in HFTDs Remote GridWLDFRWire-to-wire contactAggregated | WLDFR | HFTD - Distribution - Tier 3 - 1QU CoRE ¦ 3QU LoRE | Non-Red Flag Warning - Large Fires | Wire-to-wire contact | Aggregated | 2026 | 3.5229e-07 | 56.2394 | 1.9813e-05 | 2026 | Mitigation | 0.95 | 45 | 0 | esc | 0.00097009 | 3.4175e-10 | 0.00097009 | 3.4175e-10 | 0 | 0 | 0.010025 | 1.0222e-10
[120 empty] | 7.3.3.17.5 (Remote Grid) Updates to grid topology to minimize risk of ignition in HFTDs Remote GridWLDFRWire-to-wire contactAggregated | WLDFR | HFTD - Distribution - Tier 3 - 1QU CoRE ¦ 3QU LoRE | Non-Red Flag Warning - Large Fires | Wire-to-wire contact | Aggregated | 2027 | 3.5229e-07 | 56.2394 | 1.9813e-05 | 2027 | Mitigation | 0.95 | 45 | 0 | esc | 0.00097009 | 3.4175e-10 | 0.00097009 | 3.4175e-10 | 0.0027785 | 1.4949e-11 | 0.010025 | 1.0222e-10
[120 empty] | 7.3.3.17.5 (Remote Grid) Updates to grid topology to minimize risk of ignition in HFTDs Remote GridWLDFRWire-to-wire contactAggregated | WLDFR | HFTD - Distribution - Tier 3 - 1QU CoRE ¦ 3QU LoRE | Non-Red Flag Warning - Large Fires | Wire-to-wire contact | Aggregated | 2028 | 3.5229e-07 | 56.2394 | 1.9813e-05 | 2028 | Mitigation | 0.95 | 45 | 0 | esc | 0.00097009 | 3.4175e-10 | 0.00097009 | 3.4175e-10 | 0.0027785 | 1.4949e-11 | 0.010025 | 1.0222e-10
[120 empty] | 7.3.3.17.5 (Remote Grid) Updates to grid topology to minimize risk of ignition in HFTDs Remote GridWLDFRWire-to-wire contactAggregated | WLDFR | HFTD - Distribution - Tier 3 - 1QU CoRE ¦ 3QU LoRE | Non-Red Flag Warning - Large Fires | Wire-to-wire contact | Aggregated | 2029 | 3.5229e-07 | 56.2394 | 1.9813e-05 | 2029 | Mitigation | 0.95 | 45 | 0 | esc | 0.00097009 | 3.4175e-10 | 0.00097009 | 3.4175e-10 | 0.0027785 | 1.4949e-11 | 0.010025 | 1.0222e-10
[120 empty] | 7.3.3.17.5 (Remote Grid) Updates to grid topology to minimize risk of ignition in HFTDs Remote GridWLDFRWire-to-wire contactAggregated | WLDFR | HFTD - Distribution - Tier 3 - 1QU CoRE ¦ 3QU LoRE | Non-Red Flag Warning - Large Fires | Wire-to-wire contact | Aggregated | 2030 | 3.5229e-07 | 56.2394 | 1.9813e-05 | 2030 | Mitigation | 0.95 | 45 | 0 | esc | 0.00097009 | 3.4175e-10 | 0.00097009 | 3.4175e-10 | 0.0027785 | 1.4949e-11 | 0.010025 | 1.0222e-10
[120 empty] | 7.3.3.17.5 (Remote Grid) Updates to grid topology to minimize risk of ignition in HFTDs Remote GridWLDFRWire-to-wire contactAggregated | WLDFR | HFTD - Distribution - Tier 3 - 1QU CoRE ¦ 3QU LoRE | Non-Red Flag Warning - Large Fires | Wire-to-wire contact | Aggregated | 2031 | 3.5229e-07 | 56.2394 | 1.9813e-05 | 2031 | Mitigation | 0.95 | 45 | 0 | esc | 0.00097009 | 3.4175e-10 | 0.00097009 | 3.4175e-10 | 0.0027785 | 1.4949e-11 | 0.010025 | 1.0222e-10
[120 empty] | 7.3.3.17.5 (Remote Grid) Updates to grid topology to minimize risk of ignition in HFTDs Remote GridWLDFRWire-to-wire contactAggregated | WLDFR | HFTD - Distribution - Tier 3 - 1QU CoRE ¦ 3QU LoRE | Non-Red Flag Warning - Large Fires | Wire-to-wire contact | Aggregated | 2032 | 3.5229e-07 | 56.2394 | 1.9813e-05 | 2032 | Mitigation | 0.95 | 45 | 0 | esc | 0.00097009 | 3.4175e-10 | 0.00097009 | 3.4175e-10 | 0.0027785 | 1.4949e-11 | 0.010025 | 1.0222e-10
[120 empty] | 7.3.3.17.5 (Remote Grid) Updates to grid topology to minimize risk of ignition in HFTDs Remote GridWLDFRWire-to-wire contactAggregated | WLDFR | HFTD - Distribution - Tier 3 - 1QU CoRE ¦ 3QU LoRE | Non-Red Flag Warning - Large Fires | Wire-to-wire contact | Aggregated | 2033 | 3.5229e-07 | 56.2394 | 1.9813e-05 | 2033 | Mitigation | 0.95 | 45 | 0 | esc | 0.00097009 | 3.4175e-10 | 0.00097009 | 3.4175e-10 | 0.0027785 | 1.4949e-11 | 0.010025 | 1.0222e-10
[120 empty] | 7.3.3.17.5 (Remote Grid) Updates to grid topology to minimize risk of ignition in HFTDs Remote GridWLDFRWire-to-wire contactAggregated | WLDFR | HFTD - Distribution - Tier 3 - 1QU CoRE ¦ 3QU LoRE | Non-Red Flag Warning - Large Fires | Wire-to-wire contact | Aggregated | 2034 | 3.5229e-07 | 56.2394 | 1.9813e-05 | 2034 | Mitigation | 0.95 | 45 | 0 | esc | 0.00097009 | 3.4175e-10 | 0.00097009 | 3.4175e-10 | 0.0027785 | 1.4949e-11 | 0.010025 | 1.0222e-10
[120 empty] | 7.3.3.17.5 (Remote Grid) Updates to grid topology to minimize risk of ignition in HFTDs Remote GridWLDFRWire-to-wire contactAggregated | WLDFR | HFTD - Distribution - Tier 3 - 1QU CoRE ¦ 3QU LoRE | Non-Red Flag Warning - Large Fires | Wire-to-wire contact | Aggregated | 2035 | 3.5229e-07 | 56.2394 | 1.9813e-05 | 2035 | Mitigation | 0.95 | 45 | 0 | esc | 0.00097009 | 3.4175e-10 | 0.00097009 | 3.4175e-10 | 0.0027785 | 1.4949e-11 | 0.010025 | 1.0222e-10
[120 empty] | 7.3.3.17.5 (Remote Grid) Updates to grid topology to minimize risk of ignition in HFTDs Remote GridWLDFRWire-to-wire contactAggregated | WLDFR | HFTD - Distribution - Tier 3 - 1QU CoRE ¦ 3QU LoRE | Non-Red Flag Warning - Large Fires | Wire-to-wire contact | Aggregated | 2036 | 3.5229e-07 | 56.2394 | 1.9813e-05 | 2036 | Mitigation | 0.95 | 45 | 0 | esc | 0.00097009 | 3.4175e-10 | 0.00097009 | 3.4175e-10 | 0.0027785 | 1.4949e-11 | 0.010025 | 1.0222e-10
[120 empty] | 7.3.3.17.5 (Remote Grid) Updates to grid topology to minimize risk of ignition in HFTDs Remote GridWLDFRWire-to-wire contactAggregated | WLDFR | HFTD - Distribution - Tier 3 - 1QU CoRE ¦ 3QU LoRE | Non-Red Flag Warning - Large Fires | Wire-to-wire contact | Aggregated | 2037 | 3.5229e-07 | 56.2394 | 1.9813e-05 | 2037 | Mitigation | 0.95 | 45 | 0 | esc | 0.00097009 | 3.4175e-10 | 0.00097009 | 3.4175e-10 | 0.0027785 | 1.4949e-11 | 0.010025 | 1.0222e-10
[120 empty] | 7.3.3.17.5 (Remote Grid) Updates to grid topology to minimize risk of ignition in HFTDs Remote GridWLDFRWire-to-wire contactAggregated | WLDFR | HFTD - Distribution - Tier 3 - 1QU CoRE ¦ 3QU LoRE | Non-Red Flag Warning - Large Fires | Wire-to-wire contact | Aggregated | 2038 | 3.5229e-07 | 56.2394 | 1.9813e-05 | 2038 | Mitigation | 0.95 | 45 | 0 | esc | 0.00097009 | 3.4175e-10 | 0.00097009 | 3.4175e-10 | 0.0027785 | 1.4949e-11 | 0.010025 | 1.0222e-10
[120 empty] | 7.3.3.17.5 (Remote Grid) Updates to grid topology to minimize risk of ignition in HFTDs Remote GridWLDFRWire-to-wire contactAggregated | WLDFR | HFTD - Distribution - Tier 3 - 1QU CoRE ¦ 3QU LoRE | Non-Red Flag Warning - Large Fires | Wire-to-wire contact | Aggregated | 2039 | 3.5229e-07 | 56.2394 | 1.9813e-05 | 2039 | Mitigation | 0.95 | 45 | 0 | esc | 0.00097009 | 3.4175e-10 | 0.00097009 | 3.4175e-10 | 0.0027785 | 1.4949e-11 | 0.010025 | 1.0222e-10
[120 empty] | 7.3.3.17.5 (Remote Grid) Updates to grid topology to minimize risk of ignition in HFTDs Remote GridWLDFRWire-to-wire contactAggregated | WLDFR | HFTD - Distribution - Tier 3 - 1QU CoRE ¦ 3QU LoRE | Non-Red Flag Warning - Large Fires | Wire-to-wire contact | Aggregated | 2040 | 3.5229e-07 | 56.2394 | 1.9813e-05 | 2040 | Mitigation | 0.95 | 45 | 0 | esc | 0.00097009 | 3.4175e-10 | 0.00097009 | 3.4175e-10 | 0.0027785 | 1.4949e-11 | 0.010025 | 1.0222e-10
[120 empty] | 7.3.3.17.5 (Remote Grid) Updates to grid topology to minimize risk of ignition in HFTDs Remote GridWLDFRWire-to-wire contactAggregated | WLDFR | HFTD - Distribution - Tier 3 - 1QU CoRE ¦ 3QU LoRE | Non-Red Flag Warning - Large Fires | Wire-to-wire contact | Aggregated | 2041 | 3.5229e-07 | 56.2394 | 1.9813e-05 | 2041 | Mitigation | 0.95 | 45 | 0 | esc | 0.00097009 | 3.4175e-10 | 0.00097009 | 3.4175e-10 | 0.0027785 | 1.4949e-11 | 0.010025 | 1.0222e-10
[120 empty] | 7.3.3.17.5 (Remote Grid) Updates to grid topology to minimize risk of ignition in HFTDs Remote GridWLDFRWire-to-wire contactAggregated | WLDFR | HFTD - Distribution - Tier 3 - 1QU CoRE ¦ 3QU LoRE | Non-Red Flag Warning - Large Fires | Wire-to-wire contact | Aggregated | 2042 | 3.5229e-07 | 56.2394 | 1.9813e-05 | 2042 | Mitigation | 0.95 | 45 | 0 | esc | 0.00097009 | 3.4175e-10 | 0.00097009 | 3.4175e-10 | 0.0027785 | 1.4949e-11 | 0.010025 | 1.0222e-10
[120 empty] | 7.3.3.17.5 (Remote Grid) Updates to grid topology to minimize risk of ignition in HFTDs Remote GridWLDFRWire-to-wire contactAggregated | WLDFR | HFTD - Distribution - Tier 3 - 1QU CoRE ¦ 3QU LoRE | Non-Red Flag Warning - Large Fires | Wire-to-wire contact | Aggregated | 2043 | 3.5229e-07 | 56.2394 | 1.9813e-05 | 2043 | Mitigation | 0.95 | 45 | 0 | esc | 0.00097009 | 3.4175e-10 | 0.00097009 | 3.4175e-10 | 0.0027785 | 1.4949e-11 | 0.010025 | 1.0222e-10
[120 empty] | 7.3.3.17.5 (Remote Grid) Updates to grid topology to minimize risk of ignition in HFTDs Remote GridWLDFRWire-to-wire contactAggregated | WLDFR | HFTD - Distribution - Tier 3 - 1QU CoRE ¦ 3QU LoRE | Non-Red Flag Warning - Large Fires | Wire-to-wire contact | Aggregated | 2044 | 3.5229e-07 | 56.2394 | 1.9813e-05 | 2044 | Mitigation | 0.95 | 45 | 0 | esc | 0.00097009 | 3.4175e-10 | 0.00097009 | 3.4175e-10 | 0.0027785 | 1.4949e-11 | 0 | 0
[120 empty] | 7.3.3.17.5 (Remote Grid) Updates to grid topology to minimize risk of ignition in HFTDs Remote GridWLDFRWire-to-wire contactAggregated | WLDFR | HFTD - Distribution - Tier 3 - 1QU CoRE ¦ 3QU LoRE | Non-Red Flag Warning - Large Fires | Wire-to-wire contact | Aggregated | 2045 | 3.5229e-07 | 56.2394 | 1.9813e-05 | 2045 | Mitigation | 0.95 | 45 | 0 | esc | 0.00097009 | 3.4175e-10 | 0.00097009 | 3.4175e-10 | 0.0027785 | 1.4949e-11 | 0 | 0
[120 empty] | 7.3.3.17.5 (Remote Grid) Updates to grid topology to minimize risk of ignition in HFTDs Remote GridWLDFRWire-to-wire contactAggregated | WLDFR | HFTD - Distribution - Tier 3 - 1QU CoRE ¦ 3QU LoRE | Non-Red Flag Warning - Large Fires | Wire-to-wire contact | Aggregated | 2046 | 3.5229e-07 | 56.2394 | 1.9813e-05 | 2046 | Mitigation | 0.95 | 45 | 0 | esc | 0.00097009 | 3.4175e-10 | 0.00097009 | 3.4175e-10 | 0.0027785 | 1.4949e-11 | 0.0094681 | 3.2954e-10
[120 empty] | 7.3.3.17.5 (Remote Grid) Updates to grid topology to minimize risk of ignition in HFTDs Remote GridWLDFRWire-to-wire contactAggregated | WLDFR | HFTD - Distribution - Tier 3 - 1QU CoRE ¦ 3QU LoRE | Non-Red Flag Warning - Large Fires | Wire-to-wire contact | Aggregated | 2047 | 3.5229e-07 | 56.2394 | 1.9813e-05 | 2047 | Mitigation | 0.95 | 45 | 0 | esc | 0.00097009 | 3.4175e-10 | 0.00097009 | 3.4175e-10 | 0.0027785 | 1.4949e-11 | 0.0094681 | 3.2954e-10
[120 empty] | 7.3.3.17.5 (Remote Grid) Updates to grid topology to minimize risk of ignition in HFTDs Remote GridWLDFRWire-to-wire contactAggregated | WLDFR | HFTD - Distribution - Tier 3 - 1QU CoRE ¦ 3QU LoRE | Non-Red Flag Warning - Large Fires | Wire-to-wire contact | Aggregated | 2048 | 3.5229e-07 | 56.2394 | 1.9813e-05 | 2048 | Mitigation | 0.95 | 45 | 0 | esc | 0.00097009 | 3.4175e-10 | 0.00097009 | 3.4175e-10 | 0.0027785 | 1.4949e-11 | 0.0094681 | 3.2954e-10
[120 empty] | 7.3.3.17.5 (Remote Grid) Updates to grid topology to minimize risk of ignition in HFTDs Remote GridWLDFRWire-to-wire contactAggregated | WLDFR | HFTD - Distribution - Tier 3 - 1QU CoRE ¦ 3QU LoRE | Non-Red Flag Warning - Large Fires | Wire-to-wire contact | Aggregated | 2049 | 3.5229e-07 | 56.2394 | 1.9813e-05 | 2049 | Mitigation | 0.95 | 45 | 0 | esc | 0.00097009 | 3.4175e-10 | 0.00097009 | 3.4175e-10 | 0.0027785 | 1.4949e-11 | 0.0094681 | 3.2954e-10
[120 empty] | 7.3.3.17.5 (Remote Grid) Updates to grid topology to minimize risk of ignition in HFTDs Remote GridWLDFRWire-to-wire contactAggregated | WLDFR | HFTD - Distribution - Tier 3 - 1QU CoRE ¦ 3QU LoRE | Non-Red Flag Warning - Large Fires | Wire-to-wire contact | Aggregated | 2050 | 3.5229e-07 | 56.2394 | 1.9813e-05 | 2050 | Mitigation | 0.95 | 45 | 0 | esc | 0.00097009 | 3.4175e-10 | 0.00097009 | 3.4175e-10 | 0.0027785 | 1.4949e-11 | 0.0094681 | 3.2954e-10
[120 empty] | 7.3.3.17.5 (Remote Grid) Updates to grid topology to minimize risk of ignition in HFTDs Remote GridWLDFRWire-to-wire contactAggregated | WLDFR | HFTD - Distribution - Tier 3 - 1QU CoRE ¦ 3QU LoRE | Non-Red Flag Warning - Large Fires | Wire-to-wire contact | Aggregated | 2051 | 3.5229e-07 | 56.2394 | 1.9813e-05 | 2051 | Mitigation | 0.95 | 45 | 0 | esc | 0.00097009 | 3.4175e-10 | 0.00097009 | 3.4175e-10 | 0.0027785 | 1.4949e-11 | 0.0094681 | 3.2954e-10
[120 empty] | 7.3.3.17.5 (Remote Grid) Updates to grid topology to minimize risk of ignition in HFTDs Remote GridWLDFRWire-to-wire contactAggregated | WLDFR | HFTD - Distribution - Tier 3 - 1QU CoRE ¦ 3QU LoRE | Non-Red Flag Warning - Large Fires | Wire-to-wire contact | Aggregated | 2052 | 3.5229e-07 | 56.2394 | 1.9813e-05 | 2052 | Mitigation | 0.95 | 45 | 0 | esc | 0.00097009 | 3.4175e-10 | 0.00097009 | 3.4175e-10 | 0.0027785 | 1.4949e-11 | 0.0094681 | 3.2954e-10
[120 empty] | 7.3.3.17.5 (Remote Grid) Updates to grid topology to minimize risk of ignition in HFTDs Remote GridWLDFRWire-to-wire contactAggregated | WLDFR | HFTD - Distribution - Tier 3 - 1QU CoRE ¦ 3QU LoRE | Non-Red Flag Warning - Large Fires | Wire-to-wire contact | Aggregated | 2053 | 3.5229e-07 | 56.2394 | 1.9813e-05 | 2053 | Mitigation | 0.95 | 45 | 0 | esc | 0.00097009 | 3.4175e-10 | 0.00097009 | 3.4175e-10 | 0.0027785 | 1.4949e-11 | 0.0094681 | 3.2954e-10
[120 empty] | 7.3.3.17.5 (Remote Grid) Updates to grid topology to minimize risk of ignition in HFTDs Remote GridWLDFRWire-to-wire contactAggregated | WLDFR | HFTD - Distribution - Tier 3 - 1QU CoRE ¦ 3QU LoRE | Non-Red Flag Warning - Large Fires | Wire-to-wire contact | Aggregated | 2054 | 3.5229e-07 | 56.2394 | 1.9813e-05 | 2054 | Mitigation | 0.95 | 45 | 0 | esc | 0.00097009 | 3.4175e-10 | 0.00097009 | 3.4175e-10 | 0.0027785 | 1.4949e-11 | 0.0094681 | 3.2954e-10
[120 empty] | 7.3.3.17.5 (Remote Grid) Updates to grid topology to minimize risk of ignition in HFTDs Remote GridWLDFRWire-to-wire contactAggregated | WLDFR | HFTD - Distribution - Tier 3 - 1QU CoRE ¦ 3QU LoRE | Non-Red Flag Warning - Large Fires | Wire-to-wire contact | Aggregated | 2055 | 3.5229e-07 | 56.2394 | 1.9813e-05 | 2055 | Mitigation | 0.95 | 45 | 0 | esc | 0.00097009 | 3.4175e-10 | 0.00097009 | 3.4175e-10 | 0.0027785 | 1.4949e-11 | 0.0094681 | 3.2954e-10
[120 empty] | 7.3.3.17.5 (Remote Grid) Updates to grid topology to minimize risk of ignition in HFTDs Remote GridWLDFRWire-to-wire contactAggregated | WLDFR | HFTD - Distribution - Tier 3 - 1QU CoRE ¦ 3QU LoRE | Non-Red Flag Warning - Large Fires | Wire-to-wire contact | Aggregated | 2056 | 3.5229e-07 | 56.2394 | 1.9813e-05 | 2056 | Mitigation | 0.95 | 45 | 0 | esc | 0.00097009 | 3.4175e-10 | 0.00097009 | 3.4175e-10 | 0.0027785 | 1.4949e-11 | 0.0094681 | 3.2954e-10
[120 empty] | 7.3.3.17.5 (Remote Grid) Updates to grid topology to minimize risk of ignition in HFTDs Remote GridWLDFRWire-to-wire contactAggregated | WLDFR | HFTD - Distribution - Tier 3 - 1QU CoRE ¦ 3QU LoRE | Non-Red Flag Warning - Large Fires | Wire-to-wire contact | Aggregated | 2057 | 3.5229e-07 | 56.2394 | 1.9813e-05 | 2057 | Mitigation | 0.95 | 45 | 0 | esc | 0.00097009 | 3.4175e-10 | 0.00097009 | 3.4175e-10 | 0.0027785 | 1.4949e-11 | 0.0094681 | 3.2954e-10
[120 empty] | 7.3.3.17.5 (Remote Grid) Updates to grid topology to minimize risk of ignition in HFTDs Remote GridWLDFRWire-to-wire contactAggregated | WLDFR | HFTD - Distribution - Tier 3 - 1QU CoRE ¦ 3QU LoRE | Non-Red Flag Warning - Large Fires | Wire-to-wire contact | Aggregated | 2058 | 3.5229e-07 | 56.2394 | 1.9813e-05 | 2058 | Mitigation | 0.95 | 45 | 0 | esc | 0.00097009 | 3.4175e-10 | 0.00097009 | 3.4175e-10 | 0.0027785 | 1.4949e-11 | 0.0094681 | 3.2954e-10
[120 empty] | 7.3.3.17.5 (Remote Grid) Updates to grid topology to minimize risk of ignition in HFTDs Remote GridWLDFRWire-to-wire contactAggregated | WLDFR | HFTD - Distribution - Tier 3 - 1QU CoRE ¦ 3QU LoRE | Non-Red Flag Warning - Large Fires | Wire-to-wire contact | Aggregated | 2059 | 3.5229e-07 | 56.2394 | 1.9813e-05 | 2059 | Mitigation | 0.95 | 45 | 0 | esc | 0.00097009 | 3.4175e-10 | 0.00097009 | 3.4175e-10 | 0.0027785 | 1.4949e-11 | 0.0094681 | 3.2954e-10
[120 empty] | 7.3.3.17.5 (Remote Grid) Updates to grid topology to minimize risk of ignition in HFTDs Remote GridWLDFRWire-to-wire contactAggregated | WLDFR | HFTD - Distribution - Tier 3 - 1QU CoRE ¦ 3QU LoRE | Non-Red Flag Warning - Large Fires | Wire-to-wire contact | Aggregated | 2060 | 3.5229e-07 | 56.2394 | 1.9813e-05 | 2060 | Mitigation | 0.95 | 45 | 0 | esc | 0.00097009 | 3.4175e-10 | 0.00097009 | 3.4175e-10 | 0.0027785 | 1.4949e-11 | 0.0094681 | 3.2954e-10
[120 empty] | 7.3.3.17.5 (Remote Grid) Updates to grid topology to minimize risk of ignition in HFTDs Remote GridWLDFRWire-to-wire contactAggregated | WLDFR | HFTD - Distribution - Tier 3 - 1QU CoRE ¦ 3QU LoRE | Non-Red Flag Warning - Large Fires | Wire-to-wire contact | Aggregated | 2061 | 3.5229e-07 | 56.2394 | 1.9813e-05 | 2061 | Mitigation | 0.95 | 45 | 0 | esc | 0.00097009 | 3.4175e-10 | 0.00097009 | 3.4175e-10 | 0.0027785 | 1.4949e-11 | 0.0094681 | 3.2954e-10
[120 empty] | 7.3.3.17.5 (Remote Grid) Updates to grid topology to minimize risk of ignition in HFTDs Remote GridWLDFRWire-to-wire contactAggregated | WLDFR | HFTD - Distribution - Tier 3 - 1QU CoRE ¦ 3QU LoRE | Non-Red Flag Warning - Large Fires | Wire-to-wire contact | Aggregated | 2062 | 3.5229e-07 | 56.2394 | 1.9813e-05 | 2062 | Mitigation | 0.95 | 45 | 0 | esc | 0.00097009 | 3.4175e-10 | 0.00097009 | 3.4175e-10 | 0.0027785 | 1.4949e-11 | 0.0094681 | 3.2954e-10
[120 empty] | 7.3.3.17.5 (Remote Grid) Updates to grid topology to minimize risk of ignition in HFTDs Remote GridWLDFRWire-to-wire contactAggregated | WLDFR | HFTD - Distribution - Tier 3 - 1QU CoRE ¦ 3QU LoRE | Non-Red Flag Warning - Large Fires | Wire-to-wire contact | Aggregated | 2063 | 3.5229e-07 | 56.2394 | 1.9813e-05 | 2063 | Mitigation | 0.95 | 45 | 0 | esc | 0.00097009 | 3.4175e-10 | 0.00097009 | 3.4175e-10 | 0.0027785 | 1.4949e-11 | 0.0094681 | 3.2954e-10
[120 empty] | 7.3.3.17.5 (Remote Grid) Updates to grid topology to minimize risk of ignition in HFTDs Remote GridWLDFRWire-to-wire contactAggregated | WLDFR | HFTD - Distribution - Tier 3 - 1QU CoRE ¦ 3QU LoRE | Non-Red Flag Warning - Large Fires | Wire-to-wire contact | Aggregated | 2064 | 3.5229e-07 | 56.2394 | 1.9813e-05 | 2064 | Mitigation | 0.95 | 45 | 0 | esc | 0.00097009 | 3.4175e-10 | 0.00097009 | 3.4175e-10 | 0.0027785 | 1.4949e-11 | 0.0094681 | 3.2954e-10
[120 empty] | 7.3.3.17.5 (Remote Grid) Updates to grid topology to minimize risk of ignition in HFTDs Remote GridWLDFRWire-to-wire contactAggregated | WLDFR | HFTD - Distribution - Tier 3 - 1QU CoRE ¦ 3QU LoRE | Non-Red Flag Warning - Large Fires | Wire-to-wire contact | Aggregated | 2065 | 3.5229e-07 | 56.2394 | 1.9813e-05 | 2065 | Mitigation | 0.95 | 45 | 0 | esc | 0.00097009 | 3.4175e-10 | 0.00097009 | 3.4175e-10 | 0.0027785 | 1.4949e-11 | 0.0094681 | 3.2954e-10
[120 empty] | 7.3.3.17.5 (Remote Grid) Updates to grid topology to minimize risk of ignition in HFTDs Remote GridWLDFRWire-to-wire contactAggregated | WLDFR | HFTD - Distribution - Tier 3 - 1QU CoRE ¦ 3QU LoRE | Non-Red Flag Warning - Large Fires | Wire-to-wire contact | Aggregated | 2066 | 3.5229e-07 | 56.2394 | 1.9813e-05 | 2066 | Mitigation | 0.95 | 45 | 0 | esc | 0.00097009 | 3.4175e-10 | 0.00097009 | 3.4175e-10 | 0.0027785 | 1.4949e-11 | 0.0094681 | 3.2954e-10
[120 empty] | 7.3.3.17.5 (Remote Grid) Updates to grid topology to minimize risk of ignition in HFTDs Remote GridWLDFRWire-to-wire contactAggregated | WLDFR | HFTD - Distribution - Tier 3 - 1QU CoRE ¦ 3QU LoRE | Non-Red Flag Warning - Large Fires | Wire-to-wire contact | Aggregated | 2067 | 3.5229e-07 | 56.2394 | 1.9813e-05 | 2067 | Mitigation | 0.95 | 45 | 0 | esc | 0 | 0 | 0.00097009 | 3.4175e-10 | 0.0027785 | 1.4949e-11 | 0.0094681 | 3.2954e-10
[120 empty] | 7.3.3.17.5 (Remote Grid) Updates to grid topology to minimize risk of ignition in HFTDs Remote GridWLDFRContact from objectAggregated | WLDFR | HFTD - Distribution - Tier 3 - 1QU CoRE ¦ 3QU LoRE | Non-Red Flag Warning - Small Fires | Contact from object | Aggregated | 2022 | 0.0004284 | 56.2394 | 0.024093 | 2022 | Mitigation | 0.95 | 45 | 0 | esc | 0.00097009 | 4.1558e-07 | 0 | 0 | 0.0027785 | 1.4949e-11 | 0.0094681 | 3.2954e-10
[120 empty] | 7.3.3.17.5 (Remote Grid) Updates to grid topology to minimize risk of ignition in HFTDs Remote GridWLDFRContact from objectAggregated | WLDFR | HFTD - Distribution - Tier 3 - 1QU CoRE ¦ 3QU LoRE | Non-Red Flag Warning - Small Fires | Contact from object | Aggregated | 2023 | 0.0004284 | 56.2394 | 0.024093 | 2023 | Mitigation | 0.95 | 45 | 0 | esc | 0.00097009 | 4.1558e-07 | 0.00097009 | 4.1558e-07 | 0.0027785 | 1.4949e-11 | 0.0094681 | 3.2954e-10
[120 empty] | 7.3.3.17.5 (Remote Grid) Updates to grid topology to minimize risk of ignition in HFTDs Remote GridWLDFRContact from objectAggregated | WLDFR | HFTD - Distribution - Tier 3 - 1QU CoRE ¦ 3QU LoRE | Non-Red Flag Warning - Small Fires | Contact from object | Aggregated | 2024 | 0.0004284 | 56.2394 | 0.024093 | 2024 | Mitigation | 0.95 | 45 | 0 | esc | 0.00097009 | 4.1558e-07 | 0.00097009 | 4.1558e-07 | 0.0027785 | 1.4949e-11 | 0.0094681 | 3.2954e-10
[120 empty] | 7.3.3.17.5 (Remote Grid) Updates to grid topology to minimize risk of ignition in HFTDs Remote GridWLDFRContact from objectAggregated | WLDFR | HFTD - Distribution - Tier 3 - 1QU CoRE ¦ 3QU LoRE | Non-Red Flag Warning - Small Fires | Contact from object | Aggregated | 2025 | 0.0004284 | 56.2394 | 0.024093 | 2025 | Mitigation | 0.95 | 45 | 0 | esc | 0.00097009 | 4.1558e-07 | 0.00097009 | 4.1558e-07 | 0.0027785 | 1.4949e-11 | 0.0094681 | 3.2954e-10
[120 empty] | 7.3.3.17.5 (Remote Grid) Updates to grid topology to minimize risk of ignition in HFTDs Remote GridWLDFRContact from objectAggregated | WLDFR | HFTD - Distribution - Tier 3 - 1QU CoRE ¦ 3QU LoRE | Non-Red Flag Warning - Small Fires | Contact from object | Aggregated | 2026 | 0.0004284 | 56.2394 | 0.024093 | 2026 | Mitigation | 0.95 | 45 | 0 | esc | 0.00097009 | 4.1558e-07 | 0.00097009 | 4.1558e-07 | 0.0027785 | 1.4949e-11 | 0.0094681 | 3.2954e-10
[120 empty] | 7.3.3.17.5 (Remote Grid) Updates to grid topology to minimize risk of ignition in HFTDs Remote GridWLDFRContact from objectAggregated | WLDFR | HFTD - Distribution - Tier 3 - 1QU CoRE ¦ 3QU LoRE | Non-Red Flag Warning - Small Fires | Contact from object | Aggregated | 2027 | 0.0004284 | 56.2394 | 0.024093 | 2027 | Mitigation | 0.95 | 45 | 0 | esc | 0.00097009 | 4.1558e-07 | 0.00097009 | 4.1558e-07 | 0.0027785 | 1.4949e-11 | 0.0094681 | 3.2954e-10
[120 empty] | 7.3.3.17.5 (Remote Grid) Updates to grid topology to minimize risk of ignition in HFTDs Remote GridWLDFRContact from objectAggregated | WLDFR | HFTD - Distribution - Tier 3 - 1QU CoRE ¦ 3QU LoRE | Non-Red Flag Warning - Small Fires | Contact from object | Aggregated | 2028 | 0.0004284 | 56.2394 | 0.024093 | 2028 | Mitigation | 0.95 | 45 | 0 | esc | 0.00097009 | 4.1558e-07 | 0.00097009 | 4.1558e-07 | 0.0027785 | 1.4949e-11 | 0.0094681 | 3.2954e-10
[120 empty] | 7.3.3.17.5 (Remote Grid) Updates to grid topology to minimize risk of ignition in HFTDs Remote GridWLDFRContact from objectAggregated | WLDFR | HFTD - Distribution - Tier 3 - 1QU CoRE ¦ 3QU LoRE | Non-Red Flag Warning - Small Fires | Contact from object | Aggregated | 2029 | 0.0004284 | 56.2394 | 0.024093 | 2029 | Mitigation | 0.95 | 45 | 0 | esc | 0.00097009 | 4.1558e-07 | 0.00097009 | 4.1558e-07 | 0.0027785 | 1.4949e-11 | 0.0094681 | 3.2954e-10
[120 empty] | 7.3.3.17.5 (Remote Grid) Updates to grid topology to minimize risk of ignition in HFTDs Remote GridWLDFRContact from objectAggregated | WLDFR | HFTD - Distribution - Tier 3 - 1QU CoRE ¦ 3QU LoRE | Non-Red Flag Warning - Small Fires | Contact from object | Aggregated | 2030 | 0.0004284 | 56.2394 | 0.024093 | 2030 | Mitigation | 0.95 | 45 | 0 | esc | 0.00097009 | 4.1558e-07 | 0.00097009 | 4.1558e-07 | 0 | 0 | 0 | 0
[120 empty] | 7.3.3.17.5 (Remote Grid) Updates to grid topology to minimize risk of ignition in HFTDs Remote GridWLDFRContact from objectAggregated | WLDFR | HFTD - Distribution - Tier 3 - 1QU CoRE ¦ 3QU LoRE | Non-Red Flag Warning - Small Fires | Contact from object | Aggregated | 2031 | 0.0004284 | 56.2394 | 0.024093 | 2031 | Mitigation | 0.95 | 45 | 0 | esc | 0.00097009 | 4.1558e-07 | 0.00097009 | 4.1558e-07 | 0.0027785 | 3.2681e-11 | 0 | 0
[120 empty] | 7.3.3.17.5 (Remote Grid) Updates to grid topology to minimize risk of ignition in HFTDs Remote GridWLDFRContact from objectAggregated | WLDFR | HFTD - Distribution - Tier 3 - 1QU CoRE ¦ 3QU LoRE | Non-Red Flag Warning - Small Fires | Contact from object | Aggregated | 2032 | 0.0004284 | 56.2394 | 0.024093 | 2032 | Mitigation | 0.95 | 45 | 0 | esc | 0.00097009 | 4.1558e-07 | 0.00097009 | 4.1558e-07 | 0.0027785 | 3.2681e-11 | 0.010598 | 1.963e-11
[120 empty] | 7.3.3.17.5 (Remote Grid) Updates to grid topology to minimize risk of ignition in HFTDs Remote GridWLDFRContact from objectAggregated | WLDFR | HFTD - Distribution - Tier 3 - 1QU CoRE ¦ 3QU LoRE | Non-Red Flag Warning - Small Fires | Contact from object | Aggregated | 2033 | 0.0004284 | 56.2394 | 0.024093 | 2033 | Mitigation | 0.95 | 45 | 0 | esc | 0.00097009 | 4.1558e-07 | 0.00097009 | 4.1558e-07 | 0.0027785 | 3.2681e-11 | 0.010598 | 1.963e-11
[120 empty] | 7.3.3.17.5 (Remote Grid) Updates to grid topology to minimize risk of ignition in HFTDs Remote GridWLDFRContact from objectAggregated | WLDFR | HFTD - Distribution - Tier 3 - 1QU CoRE ¦ 3QU LoRE | Non-Red Flag Warning - Small Fires | Contact from object | Aggregated | 2034 | 0.0004284 | 56.2394 | 0.024093 | 2034 | Mitigation | 0.95 | 45 | 0 | esc | 0.00097009 | 4.1558e-07 | 0.00097009 | 4.1558e-07 | 0.0027785 | 3.2681e-11 | 0.010598 | 1.963e-11
[120 empty] | 7.3.3.17.5 (Remote Grid) Updates to grid topology to minimize risk of ignition in HFTDs Remote GridWLDFRContact from objectAggregated | WLDFR | HFTD - Distribution - Tier 3 - 1QU CoRE ¦ 3QU LoRE | Non-Red Flag Warning - Small Fires | Contact from object | Aggregated | 2035 | 0.0004284 | 56.2394 | 0.024093 | 2035 | Mitigation | 0.95 | 45 | 0 | esc | 0.00097009 | 4.1558e-07 | 0.00097009 | 4.1558e-07 | 0.0027785 | 3.2681e-11 | 0.010598 | 1.963e-11
[120 empty] | 7.3.3.17.5 (Remote Grid) Updates to grid topology to minimize risk of ignition in HFTDs Remote GridWLDFRContact from objectAggregated | WLDFR | HFTD - Distribution - Tier 3 - 1QU CoRE ¦ 3QU LoRE | Non-Red Flag Warning - Small Fires | Contact from object | Aggregated | 2036 | 0.0004284 | 56.2394 | 0.024093 | 2036 | Mitigation | 0.95 | 45 | 0 | esc | 0.00097009 | 4.1558e-07 | 0.00097009 | 4.1558e-07 | 0.0027785 | 3.2681e-11 | 0.010598 | 1.963e-11
[120 empty] | 7.3.3.17.5 (Remote Grid) Updates to grid topology to minimize risk of ignition in HFTDs Remote GridWLDFRContact from objectAggregated | WLDFR | HFTD - Distribution - Tier 3 - 1QU CoRE ¦ 3QU LoRE | Non-Red Flag Warning - Small Fires | Contact from object | Aggregated | 2037 | 0.0004284 | 56.2394 | 0.024093 | 2037 | Mitigation | 0.95 | 45 | 0 | esc | 0.00097009 | 4.1558e-07 | 0.00097009 | 4.1558e-07 | 0.0027785 | 3.2681e-11 | 0.010598 | 1.963e-11
[120 empty] | 7.3.3.17.5 (Remote Grid) Updates to grid topology to minimize risk of ignition in HFTDs Remote GridWLDFRContact from objectAggregated | WLDFR | HFTD - Distribution - Tier 3 - 1QU CoRE ¦ 3QU LoRE | Non-Red Flag Warning - Small Fires | Contact from object | Aggregated | 2038 | 0.0004284 | 56.2394 | 0.024093 | 2038 | Mitigation | 0.95 | 45 | 0 | esc | 0.00097009 | 4.1558e-07 | 0.00097009 | 4.1558e-07 | 0.0027785 | 3.2681e-11 | 0.010598 | 1.963e-11
[120 empty] | 7.3.3.17.5 (Remote Grid) Updates to grid topology to minimize risk of ignition in HFTDs Remote GridWLDFRContact from objectAggregated | WLDFR | HFTD - Distribution - Tier 3 - 1QU CoRE ¦ 3QU LoRE | Non-Red Flag Warning - Small Fires | Contact from object | Aggregated | 2039 | 0.0004284 | 56.2394 | 0.024093 | 2039 | Mitigation | 0.95 | 45 | 0 | esc | 0.00097009 | 4.1558e-07 | 0.00097009 | 4.1558e-07 | 0.0027785 | 3.2681e-11 | 0.010598 | 1.963e-11
[120 empty] | 7.3.3.17.5 (Remote Grid) Updates to grid topology to minimize risk of ignition in HFTDs Remote GridWLDFRContact from objectAggregated | WLDFR | HFTD - Distribution - Tier 3 - 1QU CoRE ¦ 3QU LoRE | Non-Red Flag Warning - Small Fires | Contact from object | Aggregated | 2040 | 0.0004284 | 56.2394 | 0.024093 | 2040 | Mitigation | 0.95 | 45 | 0 | esc | 0.00097009 | 4.1558e-07 | 0.00097009 | 4.1558e-07 | 0.0027785 | 3.2681e-11 | 0.010598 | 1.963e-11
[120 empty] | 7.3.3.17.5 (Remote Grid) Updates to grid topology to minimize risk of ignition in HFTDs Remote GridWLDFRContact from objectAggregated | WLDFR | HFTD - Distribution - Tier 3 - 1QU CoRE ¦ 3QU LoRE | Non-Red Flag Warning - Small Fires | Contact from object | Aggregated | 2041 | 0.0004284 | 56.2394 | 0.024093 | 2041 | Mitigation | 0.95 | 45 | 0 | esc | 0.00097009 | 4.1558e-07 | 0.00097009 | 4.1558e-07 | 0.0027785 | 3.2681e-11 | 0.010598 | 1.963e-11
[120 empty] | 7.3.3.17.5 (Remote Grid) Updates to grid topology to minimize risk of ignition in HFTDs Remote GridWLDFRContact from objectAggregated | WLDFR | HFTD - Distribution - Tier 3 - 1QU CoRE ¦ 3QU LoRE | Non-Red Flag Warning - Small Fires | Contact from object | Aggregated | 2042 | 0.0004284 | 56.2394 | 0.024093 | 2042 | Mitigation | 0.95 | 45 | 0 | esc | 0.00097009 | 4.1558e-07 | 0.00097009 | 4.1558e-07 | 0.0027785 | 3.2681e-11 | 0.010598 | 1.963e-11
[120 empty] | 7.3.3.17.5 (Remote Grid) Updates to grid topology to minimize risk of ignition in HFTDs Remote GridWLDFRContact from objectAggregated | WLDFR | HFTD - Distribution - Tier 3 - 1QU CoRE ¦ 3QU LoRE | Non-Red Flag Warning - Small Fires | Contact from object | Aggregated | 2043 | 0.0004284 | 56.2394 | 0.024093 | 2043 | Mitigation | 0.95 | 45 | 0 | esc | 0.00097009 | 4.1558e-07 | 0.00097009 | 4.1558e-07 | 0.0027785 | 3.2681e-11 | 0.010598 | 1.963e-11
[120 empty] | 7.3.3.17.5 (Remote Grid) Updates to grid topology to minimize risk of ignition in HFTDs Remote GridWLDFRContact from objectAggregated | WLDFR | HFTD - Distribution - Tier 3 - 1QU CoRE ¦ 3QU LoRE | Non-Red Flag Warning - Small Fires | Contact from object | Aggregated | 2044 | 0.0004284 | 56.2394 | 0.024093 | 2044 | Mitigation | 0.95 | 45 | 0 | esc | 0.00097009 | 4.1558e-07 | 0.00097009 | 4.1558e-07 | 0.0027785 | 3.2681e-11 | 0.010598 | 1.963e-11
[120 empty] | 7.3.3.17.5 (Remote Grid) Updates to grid topology to minimize risk of ignition in HFTDs Remote GridWLDFRContact from objectAggregated | WLDFR | HFTD - Distribution - Tier 3 - 1QU CoRE ¦ 3QU LoRE | Non-Red Flag Warning - Small Fires | Contact from object | Aggregated | 2045 | 0.0004284 | 56.2394 | 0.024093 | 2045 | Mitigation | 0.95 | 45 | 0 | esc | 0.00097009 | 4.1558e-07 | 0.00097009 | 4.1558e-07 | 0.0027785 | 3.2681e-11 | 0.010598 | 1.963e-11
[120 empty] | 7.3.3.17.5 (Remote Grid) Updates to grid topology to minimize risk of ignition in HFTDs Remote GridWLDFRContact from objectAggregated | WLDFR | HFTD - Distribution - Tier 3 - 1QU CoRE ¦ 3QU LoRE | Non-Red Flag Warning - Small Fires | Contact from object | Aggregated | 2046 | 0.0004284 | 56.2394 | 0.024093 | 2046 | Mitigation | 0.95 | 45 | 0 | esc | 0.00097009 | 4.1558e-07 | 0.00097009 | 4.1558e-07 | 0.0027785 | 3.2681e-11 | 0.010598 | 1.963e-11
[120 empty] | 7.3.3.17.5 (Remote Grid) Updates to grid topology to minimize risk of ignition in HFTDs Remote GridWLDFRContact from objectAggregated | WLDFR | HFTD - Distribution - Tier 3 - 1QU CoRE ¦ 3QU LoRE | Non-Red Flag Warning - Small Fires | Contact from object | Aggregated | 2047 | 0.0004284 | 56.2394 | 0.024093 | 2047 | Mitigation | 0.95 | 45 | 0 | esc | 0.00097009 | 4.1558e-07 | 0.00097009 | 4.1558e-07 | 0.0027785 | 3.2681e-11 | 0.010598 | 1.963e-11
[120 empty] | 7.3.3.17.5 (Remote Grid) Updates to grid topology to minimize risk of ignition in HFTDs Remote GridWLDFRContact from objectAggregated | WLDFR | HFTD - Distribution - Tier 3 - 1QU CoRE ¦ 3QU LoRE | Non-Red Flag Warning - Small Fires | Contact from object | Aggregated | 2048 | 0.0004284 | 56.2394 | 0.024093 | 2048 | Mitigation | 0.95 | 45 | 0 | esc | 0.00097009 | 4.1558e-07 | 0.00097009 | 4.1558e-07 | 0.0027785 | 3.2681e-11 | 0.010598 | 1.963e-11
[120 empty] | 7.3.3.17.5 (Remote Grid) Updates to grid topology to minimize risk of ignition in HFTDs Remote GridWLDFRContact from objectAggregated | WLDFR | HFTD - Distribution - Tier 3 - 1QU CoRE ¦ 3QU LoRE | Non-Red Flag Warning - Small Fires | Contact from object | Aggregated | 2049 | 0.0004284 | 56.2394 | 0.024093 | 2049 | Mitigation | 0.95 | 45 | 0 | esc | 0.00097009 | 4.1558e-07 | 0.00097009 | 4.1558e-07 | 0.0027785 | 3.2681e-11 | 0.010598 | 1.963e-11
[120 empty] | 7.3.3.17.5 (Remote Grid) Updates to grid topology to minimize risk of ignition in HFTDs Remote GridWLDFRContact from objectAggregated | WLDFR | HFTD - Distribution - Tier 3 - 1QU CoRE ¦ 3QU LoRE | Non-Red Flag Warning - Small Fires | Contact from object | Aggregated | 2050 | 0.0004284 | 56.2394 | 0.024093 | 2050 | Mitigation | 0.95 | 45 | 0 | esc | 0.00097009 | 4.1558e-07 | 0.00097009 | 4.1558e-07 | 0.0027785 | 3.2681e-11 | 0.010598 | 1.963e-11
[120 empty] | 7.3.3.17.5 (Remote Grid) Updates to grid topology to minimize risk of ignition in HFTDs Remote GridWLDFRContact from objectAggregated | WLDFR | HFTD - Distribution - Tier 3 - 1QU CoRE ¦ 3QU LoRE | Non-Red Flag Warning - Small Fires | Contact from object | Aggregated | 2051 | 0.0004284 | 56.2394 | 0.024093 | 2051 | Mitigation | 0.95 | 45 | 0 | esc | 0.00097009 | 4.1558e-07 | 0.00097009 | 4.1558e-07 | 0.0027785 | 3.2681e-11 | 0.010598 | 1.963e-11
[120 empty] | 7.3.3.17.5 (Remote Grid) Updates to grid topology to minimize risk of ignition in HFTDs Remote GridWLDFRContact from objectAggregated | WLDFR | HFTD - Distribution - Tier 3 - 1QU CoRE ¦ 3QU LoRE | Non-Red Flag Warning - Small Fires | Contact from object | Aggregated | 2052 | 0.0004284 | 56.2394 | 0.024093 | 2052 | Mitigation | 0.95 | 45 | 0 | esc | 0.00097009 | 4.1558e-07 | 0.00097009 | 4.1558e-07 | 0.0027785 | 3.2681e-11 | 0.010598 | 1.963e-11
[120 empty] | 7.3.3.17.5 (Remote Grid) Updates to grid topology to minimize risk of ignition in HFTDs Remote GridWLDFRContact from objectAggregated | WLDFR | HFTD - Distribution - Tier 3 - 1QU CoRE ¦ 3QU LoRE | Non-Red Flag Warning - Small Fires | Contact from object | Aggregated | 2053 | 0.0004284 | 56.2394 | 0.024093 | 2053 | Mitigation | 0.95 | 45 | 0 | esc | 0.00097009 | 4.1558e-07 | 0.00097009 | 4.1558e-07 | 0.0027785 | 3.2681e-11 | 0.010598 | 1.963e-11
[120 empty] | 7.3.3.17.5 (Remote Grid) Updates to grid topology to minimize risk of ignition in HFTDs Remote GridWLDFRContact from objectAggregated | WLDFR | HFTD - Distribution - Tier 3 - 1QU CoRE ¦ 3QU LoRE | Non-Red Flag Warning - Small Fires | Contact from object | Aggregated | 2054 | 0.0004284 | 56.2394 | 0.024093 | 2054 | Mitigation | 0.95 | 45 | 0 | esc | 0.00097009 | 4.1558e-07 | 0.00097009 | 4.1558e-07 | 0.0027785 | 3.2681e-11 | 0.010598 | 1.963e-11
[120 empty] | 7.3.3.17.5 (Remote Grid) Updates to grid topology to minimize risk of ignition in HFTDs Remote GridWLDFRContact from objectAggregated | WLDFR | HFTD - Distribution - Tier 3 - 1QU CoRE ¦ 3QU LoRE | Non-Red Flag Warning - Small Fires | Contact from object | Aggregated | 2055 | 0.0004284 | 56.2394 | 0.024093 | 2055 | Mitigation | 0.95 | 45 | 0 | esc | 0.00097009 | 4.1558e-07 | 0.00097009 | 4.1558e-07 | 0.0027785 | 3.2681e-11 | 0.010598 | 1.963e-11
[120 empty] | 7.3.3.17.5 (Remote Grid) Updates to grid topology to minimize risk of ignition in HFTDs Remote GridWLDFRContact from objectAggregated | WLDFR | HFTD - Distribution - Tier 3 - 1QU CoRE ¦ 3QU LoRE | Non-Red Flag Warning - Small Fires | Contact from object | Aggregated | 2056 | 0.0004284 | 56.2394 | 0.024093 | 2056 | Mitigation | 0.95 | 45 | 0 | esc | 0.00097009 | 4.1558e-07 | 0.00097009 | 4.1558e-07 | 0.0027785 | 3.2681e-11 | 0.010598 | 1.963e-11
[120 empty] | 7.3.3.17.5 (Remote Grid) Updates to grid topology to minimize risk of ignition in HFTDs Remote GridWLDFRContact from objectAggregated | WLDFR | HFTD - Distribution - Tier 3 - 1QU CoRE ¦ 3QU LoRE | Non-Red Flag Warning - Small Fires | Contact from object | Aggregated | 2057 | 0.0004284 | 56.2394 | 0.024093 | 2057 | Mitigation | 0.95 | 45 | 0 | esc | 0.00097009 | 4.1558e-07 | 0.00097009 | 4.1558e-07 | 0.0027785 | 3.2681e-11 | 0.010598 | 1.963e-11
[120 empty] | 7.3.3.17.5 (Remote Grid) Updates to grid topology to minimize risk of ignition in HFTDs Remote GridWLDFRContact from objectAggregated | WLDFR | HFTD - Distribution - Tier 3 - 1QU CoRE ¦ 3QU LoRE | Non-Red Flag Warning - Small Fires | Contact from object | Aggregated | 2058 | 0.0004284 | 56.2394 | 0.024093 | 2058 | Mitigation | 0.95 | 45 | 0 | esc | 0.00097009 | 4.1558e-07 | 0.00097009 | 4.1558e-07 | 0.0027785 | 3.2681e-11 | 0.010598 | 1.963e-11
[120 empty] | 7.3.3.17.5 (Remote Grid) Updates to grid topology to minimize risk of ignition in HFTDs Remote GridWLDFRContact from objectAggregated | WLDFR | HFTD - Distribution - Tier 3 - 1QU CoRE ¦ 3QU LoRE | Non-Red Flag Warning - Small Fires | Contact from object | Aggregated | 2059 | 0.0004284 | 56.2394 | 0.024093 | 2059 | Mitigation | 0.95 | 45 | 0 | esc | 0.00097009 | 4.1558e-07 | 0.00097009 | 4.1558e-07 | 0.0027785 | 3.2681e-11 | 0.010598 | 1.963e-11
[120 empty] | 7.3.3.17.5 (Remote Grid) Updates to grid topology to minimize risk of ignition in HFTDs Remote GridWLDFRContact from objectAggregated | WLDFR | HFTD - Distribution - Tier 3 - 1QU CoRE ¦ 3QU LoRE | Non-Red Flag Warning - Small Fires | Contact from object | Aggregated | 2060 | 0.0004284 | 56.2394 | 0.024093 | 2060 | Mitigation | 0.95 | 45 | 0 | esc | 0.00097009 | 4.1558e-07 | 0.00097009 | 4.1558e-07 | 0.0027785 | 3.2681e-11 | 0.010598 | 1.963e-11
[120 empty] | 7.3.3.17.5 (Remote Grid) Updates to grid topology to minimize risk of ignition in HFTDs Remote GridWLDFRContact from objectAggregated | WLDFR | HFTD - Distribution - Tier 3 - 1QU CoRE ¦ 3QU LoRE | Non-Red Flag Warning - Small Fires | Contact from object | Aggregated | 2061 | 0.0004284 | 56.2394 | 0.024093 | 2061 | Mitigation | 0.95 | 45 | 0 | esc | 0.00097009 | 4.1558e-07 | 0.00097009 | 4.1558e-07 | 0.0027785 | 3.2681e-11 | 0.010598 | 1.963e-11
[120 empty] | 7.3.3.17.5 (Remote Grid) Updates to grid topology to minimize risk of ignition in HFTDs Remote GridWLDFRContact from objectAggregated | WLDFR | HFTD - Distribution - Tier 3 - 1QU CoRE ¦ 3QU LoRE | Non-Red Flag Warning - Small Fires | Contact from object | Aggregated | 2062 | 0.0004284 | 56.2394 | 0.024093 | 2062 | Mitigation | 0.95 | 45 | 0 | esc | 0.00097009 | 4.1558e-07 | 0.00097009 | 4.1558e-07 | 0.0027785 | 3.2681e-11 | 0 | 0
[120 empty] | 7.3.3.17.5 (Remote Grid) Updates to grid topology to minimize risk of ignition in HFTDs Remote GridWLDFRContact from objectAggregated | WLDFR | HFTD - Distribution - Tier 3 - 1QU CoRE ¦ 3QU LoRE | Non-Red Flag Warning - Small Fires | Contact from object | Aggregated | 2063 | 0.0004284 | 56.2394 | 0.024093 | 2063 | Mitigation | 0.95 | 45 | 0 | esc | 0.00097009 | 4.1558e-07 | 0.00097009 | 4.1558e-07 | 0.0027785 | 3.2681e-11 | 0 | 0
[120 empty] | 7.3.3.17.5 (Remote Grid) Updates to grid topology to minimize risk of ignition in HFTDs Remote GridWLDFRContact from objectAggregated | WLDFR | HFTD - Distribution - Tier 3 - 1QU CoRE ¦ 3QU LoRE | Non-Red Flag Warning - Small Fires | Contact from object | Aggregated | 2064 | 0.0004284 | 56.2394 | 0.024093 | 2064 | Mitigation | 0.95 | 45 | 0 | esc | 0.00097009 | 4.1558e-07 | 0.00097009 | 4.1558e-07 | 0.0027785 | 3.2681e-11 | 0.0087991 | 7.2525e-10
[120 empty] | 7.3.3.17.5 (Remote Grid) Updates to grid topology to minimize risk of ignition in HFTDs Remote GridWLDFRContact from objectAggregated | WLDFR | HFTD - Distribution - Tier 3 - 1QU CoRE ¦ 3QU LoRE | Non-Red Flag Warning - Small Fires | Contact from object | Aggregated | 2065 | 0.0004284 | 56.2394 | 0.024093 | 2065 | Mitigation | 0.95 | 45 | 0 | esc | 0.00097009 | 4.1558e-07 | 0.00097009 | 4.1558e-07 | 0.0027785 | 3.2681e-11 | 0.0087991 | 7.2525e-10
[120 empty] | 7.3.3.17.5 (Remote Grid) Updates to grid topology to minimize risk of ignition in HFTDs Remote GridWLDFRContact from objectAggregated | WLDFR | HFTD - Distribution - Tier 3 - 1QU CoRE ¦ 3QU LoRE | Non-Red Flag Warning - Small Fires | Contact from object | Aggregated | 2066 | 0.0004284 | 56.2394 | 0.024093 | 2066 | Mitigation | 0.95 | 45 | 0 | esc | 0.00097009 | 4.1558e-07 | 0.00097009 | 4.1558e-07 | 0.0027785 | 3.2681e-11 | 0.0087991 | 7.2525e-10
[120 empty] | 7.3.3.17.5 (Remote Grid) Updates to grid topology to minimize risk of ignition in HFTDs Remote GridWLDFRContact from objectAggregated | WLDFR | HFTD - Distribution - Tier 3 - 1QU CoRE ¦ 3QU LoRE | Non-Red Flag Warning - Small Fires | Contact from object | Aggregated | 2067 | 0.0004284 | 56.2394 | 0.024093 | 2067 | Mitigation | 0.95 | 45 | 0 | esc | 0 | 0 | 0.00097009 | 4.1558e-07 | 0.0027785 | 3.2681e-11 | 0.0087991 | 7.2525e-10
[120 empty] | 7.3.3.17.5 (Remote Grid) Updates to grid topology to minimize risk of ignition in HFTDs Remote GridWLDFRContaminationAggregated | WLDFR | HFTD - Distribution - Tier 3 - 1QU CoRE ¦ 3QU LoRE | Non-Red Flag Warning - Small Fires | Contamination | Aggregated | 2022 | 2.3287e-05 | 56.2394 | 0.0013096 | 2022 | Mitigation | 0.95 | 45 | 0 | esc | 0.00097009 | 2.259e-08 | 0 | 0 | 0.0027785 | 3.2681e-11 | 0.0087991 | 7.2525e-10
[120 empty] | 7.3.3.17.5 (Remote Grid) Updates to grid topology to minimize risk of ignition in HFTDs Remote GridWLDFRContaminationAggregated | WLDFR | HFTD - Distribution - Tier 3 - 1QU CoRE ¦ 3QU LoRE | Non-Red Flag Warning - Small Fires | Contamination | Aggregated | 2023 | 2.3287e-05 | 56.2394 | 0.0013096 | 2023 | Mitigation | 0.95 | 45 | 0 | esc | 0.00097009 | 2.259e-08 | 0.00097009 | 2.259e-08 | 0.0027785 | 3.2681e-11 | 0.0087991 | 7.2525e-10
[120 empty] | 7.3.3.17.5 (Remote Grid) Updates to grid topology to minimize risk of ignition in HFTDs Remote GridWLDFRContaminationAggregated | WLDFR | HFTD - Distribution - Tier 3 - 1QU CoRE ¦ 3QU LoRE | Non-Red Flag Warning - Small Fires | Contamination | Aggregated | 2024 | 2.3287e-05 | 56.2394 | 0.0013096 | 2024 | Mitigation | 0.95 | 45 | 0 | esc | 0.00097009 | 2.259e-08 | 0.00097009 | 2.259e-08 | 0.0027785 | 3.2681e-11 | 0.0087991 | 7.2525e-10
[120 empty] | 7.3.3.17.5 (Remote Grid) Updates to grid topology to minimize risk of ignition in HFTDs Remote GridWLDFRContaminationAggregated | WLDFR | HFTD - Distribution - Tier 3 - 1QU CoRE ¦ 3QU LoRE | Non-Red Flag Warning - Small Fires | Contamination | Aggregated | 2025 | 2.3287e-05 | 56.2394 | 0.0013096 | 2025 | Mitigation | 0.95 | 45 | 0 | esc | 0.00097009 | 2.259e-08 | 0.00097009 | 2.259e-08 | 0.0027785 | 3.2681e-11 | 0.0087991 | 7.2525e-10
[120 empty] | 7.3.3.17.5 (Remote Grid) Updates to grid topology to minimize risk of ignition in HFTDs Remote GridWLDFRContaminationAggregated | WLDFR | HFTD - Distribution - Tier 3 - 1QU CoRE ¦ 3QU LoRE | Non-Red Flag Warning - Small Fires | Contamination | Aggregated | 2026 | 2.3287e-05 | 56.2394 | 0.0013096 | 2026 | Mitigation | 0.95 | 45 | 0 | esc | 0.00097009 | 2.259e-08 | 0.00097009 | 2.259e-08 | 0.0027785 | 3.2681e-11 | 0.0087991 | 7.2525e-10
[120 empty] | 7.3.3.17.5 (Remote Grid) Updates to grid topology to minimize risk of ignition in HFTDs Remote GridWLDFRContaminationAggregated | WLDFR | HFTD - Distribution - Tier 3 - 1QU CoRE ¦ 3QU LoRE | Non-Red Flag Warning - Small Fires | Contamination | Aggregated | 2027 | 2.3287e-05 | 56.2394 | 0.0013096 | 2027 | Mitigation | 0.95 | 45 | 0 | esc | 0.00097009 | 2.259e-08 | 0.00097009 | 2.259e-08 | 0.0027785 | 3.2681e-11 | 0.0087991 | 7.2525e-10
[120 empty] | 7.3.3.17.5 (Remote Grid) Updates to grid topology to minimize risk of ignition in HFTDs Remote GridWLDFRContaminationAggregated | WLDFR | HFTD - Distribution - Tier 3 - 1QU CoRE ¦ 3QU LoRE | Non-Red Flag Warning - Small Fires | Contamination | Aggregated | 2028 | 2.3287e-05 | 56.2394 | 0.0013096 | 2028 | Mitigation | 0.95 | 45 | 0 | esc | 0.00097009 | 2.259e-08 | 0.00097009 | 2.259e-08 | 0.0027785 | 3.2681e-11 | 0.0087991 | 7.2525e-10
[120 empty] | 7.3.3.17.5 (Remote Grid) Updates to grid topology to minimize risk of ignition in HFTDs Remote GridWLDFRContaminationAggregated | WLDFR | HFTD - Distribution - Tier 3 - 1QU CoRE ¦ 3QU LoRE | Non-Red Flag Warning - Small Fires | Contamination | Aggregated | 2029 | 2.3287e-05 | 56.2394 | 0.0013096 | 2029 | Mitigation | 0.95 | 45 | 0 | esc | 0.00097009 | 2.259e-08 | 0.00097009 | 2.259e-08 | 0.0027785 | 3.2681e-11 | 0.0087991 | 7.2525e-10
[120 empty] | 7.3.3.17.5 (Remote Grid) Updates to grid topology to minimize risk of ignition in HFTDs Remote GridWLDFRContaminationAggregated | WLDFR | HFTD - Distribution - Tier 3 - 1QU CoRE ¦ 3QU LoRE | Non-Red Flag Warning - Small Fires | Contamination | Aggregated | 2030 | 2.3287e-05 | 56.2394 | 0.0013096 | 2030 | Mitigation | 0.95 | 45 | 0 | esc | 0.00097009 | 2.259e-08 | 0.00097009 | 2.259e-08 | 0.0027785 | 3.2681e-11 | 0.0087991 | 7.2525e-10
[120 empty] | 7.3.3.17.5 (Remote Grid) Updates to grid topology to minimize risk of ignition in HFTDs Remote GridWLDFRContaminationAggregated | WLDFR | HFTD - Distribution - Tier 3 - 1QU CoRE ¦ 3QU LoRE | Non-Red Flag Warning - Small Fires | Contamination | Aggregated | 2031 | 2.3287e-05 | 56.2394 | 0.0013096 | 2031 | Mitigation | 0.95 | 45 | 0 | esc | 0.00097009 | 2.259e-08 | 0.00097009 | 2.259e-08 | 0.0027785 | 3.2681e-11 | 0.0087991 | 7.2525e-10
[120 empty] | 7.3.3.17.5 (Remote Grid) Updates to grid topology to minimize risk of ignition in HFTDs Remote GridWLDFRContaminationAggregated | WLDFR | HFTD - Distribution - Tier 3 - 1QU CoRE ¦ 3QU LoRE | Non-Red Flag Warning - Small Fires | Contamination | Aggregated | 2032 | 2.3287e-05 | 56.2394 | 0.0013096 | 2032 | Mitigation | 0.95 | 45 | 0 | esc | 0.00097009 | 2.259e-08 | 0.00097009 | 2.259e-08 | 0.0027785 | 3.2681e-11 | 0.0087991 | 7.2525e-10
[120 empty] | 7.3.3.17.5 (Remote Grid) Updates to grid topology to minimize risk of ignition in HFTDs Remote GridWLDFRContaminationAggregated | WLDFR | HFTD - Distribution - Tier 3 - 1QU CoRE ¦ 3QU LoRE | Non-Red Flag Warning - Small Fires | Contamination | Aggregated | 2033 | 2.3287e-05 | 56.2394 | 0.0013096 | 2033 | Mitigation | 0.95 | 45 | 0 | esc | 0.00097009 | 2.259e-08 | 0.00097009 | 2.259e-08 | 0.0027785 | 3.2681e-11 | 0.0087991 | 7.2525e-10
[120 empty] | 7.3.3.17.5 (Remote Grid) Updates to grid topology to minimize risk of ignition in HFTDs Remote GridWLDFRContaminationAggregated | WLDFR | HFTD - Distribution - Tier 3 - 1QU CoRE ¦ 3QU LoRE | Non-Red Flag Warning - Small Fires | Contamination | Aggregated | 2034 | 2.3287e-05 | 56.2394 | 0.0013096 | 2034 | Mitigation | 0.95 | 45 | 0 | esc | 0.00097009 | 2.259e-08 | 0.00097009 | 2.259e-08 | 0 | 0 | 0.0087991 | 7.2525e-10
[120 empty] | 7.3.3.17.5 (Remote Grid) Updates to grid topology to minimize risk of ignition in HFTDs Remote GridWLDFRContaminationAggregated | WLDFR | HFTD - Distribution - Tier 3 - 1QU CoRE ¦ 3QU LoRE | Non-Red Flag Warning - Small Fires | Contamination | Aggregated | 2035 | 2.3287e-05 | 56.2394 | 0.0013096 | 2035 | Mitigation | 0.95 | 45 | 0 | esc | 0.00097009 | 2.259e-08 | 0.00097009 | 2.259e-08 | 0.0027785 | 6.1616e-11 | 0.0087991 | 7.2525e-10
[120 empty] | 7.3.3.17.5 (Remote Grid) Updates to grid topology to minimize risk of ignition in HFTDs Remote GridWLDFRContaminationAggregated | WLDFR | HFTD - Distribution - Tier 3 - 1QU CoRE ¦ 3QU LoRE | Non-Red Flag Warning - Small Fires | Contamination | Aggregated | 2036 | 2.3287e-05 | 56.2394 | 0.0013096 | 2036 | Mitigation | 0.95 | 45 | 0 | esc | 0.00097009 | 2.259e-08 | 0.00097009 | 2.259e-08 | 0.0027785 | 6.1616e-11 | 0.0087991 | 7.2525e-10
[120 empty] | 7.3.3.17.5 (Remote Grid) Updates to grid topology to minimize risk of ignition in HFTDs Remote GridWLDFRContaminationAggregated | WLDFR | HFTD - Distribution - Tier 3 - 1QU CoRE ¦ 3QU LoRE | Non-Red Flag Warning - Small Fires | Contamination | Aggregated | 2037 | 2.3287e-05 | 56.2394 | 0.0013096 | 2037 | Mitigation | 0.95 | 45 | 0 | esc | 0.00097009 | 2.259e-08 | 0.00097009 | 2.259e-08 | 0.0027785 | 6.1616e-11 | 0.0087991 | 7.2525e-10
[120 empty] | 7.3.3.17.5 (Remote Grid) Updates to grid topology to minimize risk of ignition in HFTDs Remote GridWLDFRContaminationAggregated | WLDFR | HFTD - Distribution - Tier 3 - 1QU CoRE ¦ 3QU LoRE | Non-Red Flag Warning - Small Fires | Contamination | Aggregated | 2038 | 2.3287e-05 | 56.2394 | 0.0013096 | 2038 | Mitigation | 0.95 | 45 | 0 | esc | 0.00097009 | 2.259e-08 | 0.00097009 | 2.259e-08 | 0.0027785 | 6.1616e-11 | 0.0087991 | 7.2525e-10
[120 empty] | 7.3.3.17.5 (Remote Grid) Updates to grid topology to minimize risk of ignition in HFTDs Remote GridWLDFRContaminationAggregated | WLDFR | HFTD - Distribution - Tier 3 - 1QU CoRE ¦ 3QU LoRE | Non-Red Flag Warning - Small Fires | Contamination | Aggregated | 2039 | 2.3287e-05 | 56.2394 | 0.0013096 | 2039 | Mitigation | 0.95 | 45 | 0 | esc | 0.00097009 | 2.259e-08 | 0.00097009 | 2.259e-08 | 0.0027785 | 6.1616e-11 | 0.0087991 | 7.2525e-10
[120 empty] | 7.3.3.17.5 (Remote Grid) Updates to grid topology to minimize risk of ignition in HFTDs Remote GridWLDFRContaminationAggregated | WLDFR | HFTD - Distribution - Tier 3 - 1QU CoRE ¦ 3QU LoRE | Non-Red Flag Warning - Small Fires | Contamination | Aggregated | 2040 | 2.3287e-05 | 56.2394 | 0.0013096 | 2040 | Mitigation | 0.95 | 45 | 0 | esc | 0.00097009 | 2.259e-08 | 0.00097009 | 2.259e-08 | 0.0027785 | 6.1616e-11 | 0.0087991 | 7.2525e-10
[120 empty] | 7.3.3.17.5 (Remote Grid) Updates to grid topology to minimize risk of ignition in HFTDs Remote GridWLDFRContaminationAggregated | WLDFR | HFTD - Distribution - Tier 3 - 1QU CoRE ¦ 3QU LoRE | Non-Red Flag Warning - Small Fires | Contamination | Aggregated | 2041 | 2.3287e-05 | 56.2394 | 0.0013096 | 2041 | Mitigation | 0.95 | 45 | 0 | esc | 0.00097009 | 2.259e-08 | 0.00097009 | 2.259e-08 | 0.0027785 | 6.1616e-11 | 0.0087991 | 7.2525e-10
[120 empty] | 7.3.3.17.5 (Remote Grid) Updates to grid topology to minimize risk of ignition in HFTDs Remote GridWLDFRContaminationAggregated | WLDFR | HFTD - Distribution - Tier 3 - 1QU CoRE ¦ 3QU LoRE | Non-Red Flag Warning - Small Fires | Contamination | Aggregated | 2042 | 2.3287e-05 | 56.2394 | 0.0013096 | 2042 | Mitigation | 0.95 | 45 | 0 | esc | 0.00097009 | 2.259e-08 | 0.00097009 | 2.259e-08 | 0.0027785 | 6.1616e-11 | 0.0087991 | 7.2525e-10
[120 empty] | 7.3.3.17.5 (Remote Grid) Updates to grid topology to minimize risk of ignition in HFTDs Remote GridWLDFRContaminationAggregated | WLDFR | HFTD - Distribution - Tier 3 - 1QU CoRE ¦ 3QU LoRE | Non-Red Flag Warning - Small Fires | Contamination | Aggregated | 2043 | 2.3287e-05 | 56.2394 | 0.0013096 | 2043 | Mitigation | 0.95 | 45 | 0 | esc | 0.00097009 | 2.259e-08 | 0.00097009 | 2.259e-08 | 0.0027785 | 6.1616e-11 | 0.0087991 | 7.2525e-10
[120 empty] | 7.3.3.17.5 (Remote Grid) Updates to grid topology to minimize risk of ignition in HFTDs Remote GridWLDFRContaminationAggregated | WLDFR | HFTD - Distribution - Tier 3 - 1QU CoRE ¦ 3QU LoRE | Non-Red Flag Warning - Small Fires | Contamination | Aggregated | 2044 | 2.3287e-05 | 56.2394 | 0.0013096 | 2044 | Mitigation | 0.95 | 45 | 0 | esc | 0.00097009 | 2.259e-08 | 0.00097009 | 2.259e-08 | 0.0027785 | 6.1616e-11 | 0.0087991 | 7.2525e-10
[120 empty] | 7.3.3.17.5 (Remote Grid) Updates to grid topology to minimize risk of ignition in HFTDs Remote GridWLDFRContaminationAggregated | WLDFR | HFTD - Distribution - Tier 3 - 1QU CoRE ¦ 3QU LoRE | Non-Red Flag Warning - Small Fires | Contamination | Aggregated | 2045 | 2.3287e-05 | 56.2394 | 0.0013096 | 2045 | Mitigation | 0.95 | 45 | 0 | esc | 0.00097009 | 2.259e-08 | 0.00097009 | 2.259e-08 | 0.0027785 | 6.1616e-11 | 0.0087991 | 7.2525e-10
[120 empty] | 7.3.3.17.5 (Remote Grid) Updates to grid topology to minimize risk of ignition in HFTDs Remote GridWLDFRContaminationAggregated | WLDFR | HFTD - Distribution - Tier 3 - 1QU CoRE ¦ 3QU LoRE | Non-Red Flag Warning - Small Fires | Contamination | Aggregated | 2046 | 2.3287e-05 | 56.2394 | 0.0013096 | 2046 | Mitigation | 0.95 | 45 | 0 | esc | 0.00097009 | 2.259e-08 | 0.00097009 | 2.259e-08 | 0.0027785 | 6.1616e-11 | 0.0087991 | 7.2525e-10
[120 empty] | 7.3.3.17.5 (Remote Grid) Updates to grid topology to minimize risk of ignition in HFTDs Remote GridWLDFRContaminationAggregated | WLDFR | HFTD - Distribution - Tier 3 - 1QU CoRE ¦ 3QU LoRE | Non-Red Flag Warning - Small Fires | Contamination | Aggregated | 2047 | 2.3287e-05 | 56.2394 | 0.0013096 | 2047 | Mitigation | 0.95 | 45 | 0 | esc | 0.00097009 | 2.259e-08 | 0.00097009 | 2.259e-08 | 0.0027785 | 6.1616e-11 | 0.0087991 | 7.2525e-10
[120 empty] | 7.3.3.17.5 (Remote Grid) Updates to grid topology to minimize risk of ignition in HFTDs Remote GridWLDFRContaminationAggregated | WLDFR | HFTD - Distribution - Tier 3 - 1QU CoRE ¦ 3QU LoRE | Non-Red Flag Warning - Small Fires | Contamination | Aggregated | 2048 | 2.3287e-05 | 56.2394 | 0.0013096 | 2048 | Mitigation | 0.95 | 45 | 0 | esc | 0.00097009 | 2.259e-08 | 0.00097009 | 2.259e-08 | 0.0027785 | 6.1616e-11 | 0 | 0
[120 empty] | 7.3.3.17.5 (Remote Grid) Updates to grid topology to minimize risk of ignition in HFTDs Remote GridWLDFRContaminationAggregated | WLDFR | HFTD - Distribution - Tier 3 - 1QU CoRE ¦ 3QU LoRE | Non-Red Flag Warning - Small Fires | Contamination | Aggregated | 2049 | 2.3287e-05 | 56.2394 | 0.0013096 | 2049 | Mitigation | 0.95 | 45 | 0 | esc | 0.00097009 | 2.259e-08 | 0.00097009 | 2.259e-08 | 0.0027785 | 6.1616e-11 | 0 | 0
[120 empty] | 7.3.3.17.5 (Remote Grid) Updates to grid topology to minimize risk of ignition in HFTDs Remote GridWLDFRContaminationAggregated | WLDFR | HFTD - Distribution - Tier 3 - 1QU CoRE ¦ 3QU LoRE | Non-Red Flag Warning - Small Fires | Contamination | Aggregated | 2050 | 2.3287e-05 | 56.2394 | 0.0013096 | 2050 | Mitigation | 0.95 | 45 | 0 | esc | 0.00097009 | 2.259e-08 | 0.00097009 | 2.259e-08 | 0.0027785 | 6.1616e-11 | 0.00988 | 3.6586e-10
[120 empty] | 7.3.3.17.5 (Remote Grid) Updates to grid topology to minimize risk of ignition in HFTDs Remote GridWLDFRContaminationAggregated | WLDFR | HFTD - Distribution - Tier 3 - 1QU CoRE ¦ 3QU LoRE | Non-Red Flag Warning - Small Fires | Contamination | Aggregated | 2051 | 2.3287e-05 | 56.2394 | 0.0013096 | 2051 | Mitigation | 0.95 | 45 | 0 | esc | 0.00097009 | 2.259e-08 | 0.00097009 | 2.259e-08 | 0.0027785 | 6.1616e-11 | 0.00988 | 3.6586e-10
[120 empty] | 7.3.3.17.5 (Remote Grid) Updates to grid topology to minimize risk of ignition in HFTDs Remote GridWLDFRContaminationAggregated | WLDFR | HFTD - Distribution - Tier 3 - 1QU CoRE ¦ 3QU LoRE | Non-Red Flag Warning - Small Fires | Contamination | Aggregated | 2052 | 2.3287e-05 | 56.2394 | 0.0013096 | 2052 | Mitigation | 0.95 | 45 | 0 | esc | 0.00097009 | 2.259e-08 | 0.00097009 | 2.259e-08 | 0.0027785 | 6.1616e-11 | 0.00988 | 3.6586e-10
[120 empty] | 7.3.3.17.5 (Remote Grid) Updates to grid topology to minimize risk of ignition in HFTDs Remote GridWLDFRContaminationAggregated | WLDFR | HFTD - Distribution - Tier 3 - 1QU CoRE ¦ 3QU LoRE | Non-Red Flag Warning - Small Fires | Contamination | Aggregated | 2053 | 2.3287e-05 | 56.2394 | 0.0013096 | 2053 | Mitigation | 0.95 | 45 | 0 | esc | 0.00097009 | 2.259e-08 | 0.00097009 | 2.259e-08 | 0.0027785 | 6.1616e-11 | 0.00988 | 3.6586e-10
[120 empty] | 7.3.3.17.5 (Remote Grid) Updates to grid topology to minimize risk of ignition in HFTDs Remote GridWLDFRContaminationAggregated | WLDFR | HFTD - Distribution - Tier 3 - 1QU CoRE ¦ 3QU LoRE | Non-Red Flag Warning - Small Fires | Contamination | Aggregated | 2054 | 2.3287e-05 | 56.2394 | 0.0013096 | 2054 | Mitigation | 0.95 | 45 | 0 | esc | 0.00097009 | 2.259e-08 | 0.00097009 | 2.259e-08 | 0.0027785 | 6.1616e-11 | 0.00988 | 3.6586e-10
[120 empty] | 7.3.3.17.5 (Remote Grid) Updates to grid topology to minimize risk of ignition in HFTDs Remote GridWLDFRContaminationAggregated | WLDFR | HFTD - Distribution - Tier 3 - 1QU CoRE ¦ 3QU LoRE | Non-Red Flag Warning - Small Fires | Contamination | Aggregated | 2055 | 2.3287e-05 | 56.2394 | 0.0013096 | 2055 | Mitigation | 0.95 | 45 | 0 | esc | 0.00097009 | 2.259e-08 | 0.00097009 | 2.259e-08 | 0.0027785 | 6.1616e-11 | 0.00988 | 3.6586e-10
[120 empty] | 7.3.3.17.5 (Remote Grid) Updates to grid topology to minimize risk of ignition in HFTDs Remote GridWLDFRContaminationAggregated | WLDFR | HFTD - Distribution - Tier 3 - 1QU CoRE ¦ 3QU LoRE | Non-Red Flag Warning - Small Fires | Contamination | Aggregated | 2056 | 2.3287e-05 | 56.2394 | 0.0013096 | 2056 | Mitigation | 0.95 | 45 | 0 | esc | 0.00097009 | 2.259e-08 | 0.00097009 | 2.259e-08 | 0.0027785 | 6.1616e-11 | 0.00988 | 3.6586e-10
[120 empty] | 7.3.3.17.5 (Remote Grid) Updates to grid topology to minimize risk of ignition in HFTDs Remote GridWLDFRContaminationAggregated | WLDFR | HFTD - Distribution - Tier 3 - 1QU CoRE ¦ 3QU LoRE | Non-Red Flag Warning - Small Fires | Contamination | Aggregated | 2057 | 2.3287e-05 | 56.2394 | 0.0013096 | 2057 | Mitigation | 0.95 | 45 | 0 | esc | 0.00097009 | 2.259e-08 | 0.00097009 | 2.259e-08 | 0.0027785 | 6.1616e-11 | 0.00988 | 3.6586e-10
[120 empty] | 7.3.3.17.5 (Remote Grid) Updates to grid topology to minimize risk of ignition in HFTDs Remote GridWLDFRContaminationAggregated | WLDFR | HFTD - Distribution - Tier 3 - 1QU CoRE ¦ 3QU LoRE | Non-Red Flag Warning - Small Fires | Contamination | Aggregated | 2058 | 2.3287e-05 | 56.2394 | 0.0013096 | 2058 | Mitigation | 0.95 | 45 | 0 | esc | 0.00097009 | 2.259e-08 | 0.00097009 | 2.259e-08 | 0.0027785 | 6.1616e-11 | 0.00988 | 3.6586e-10
[120 empty] | 7.3.3.17.5 (Remote Grid) Updates to grid topology to minimize risk of ignition in HFTDs Remote GridWLDFRContaminationAggregated | WLDFR | HFTD - Distribution - Tier 3 - 1QU CoRE ¦ 3QU LoRE | Non-Red Flag Warning - Small Fires | Contamination | Aggregated | 2059 | 2.3287e-05 | 56.2394 | 0.0013096 | 2059 | Mitigation | 0.95 | 45 | 0 | esc | 0.00097009 | 2.259e-08 | 0.00097009 | 2.259e-08 | 0.0027785 | 6.1616e-11 | 0.00988 | 3.6586e-10
[120 empty] | 7.3.3.17.5 (Remote Grid) Updates to grid topology to minimize risk of ignition in HFTDs Remote GridWLDFRContaminationAggregated | WLDFR | HFTD - Distribution - Tier 3 - 1QU CoRE ¦ 3QU LoRE | Non-Red Flag Warning - Small Fires | Contamination | Aggregated | 2060 | 2.3287e-05 | 56.2394 | 0.0013096 | 2060 | Mitigation | 0.95 | 45 | 0 | esc | 0.00097009 | 2.259e-08 | 0.00097009 | 2.259e-08 | 0.0027785 | 6.1616e-11 | 0.00988 | 3.6586e-10
[120 empty] | 7.3.3.17.5 (Remote Grid) Updates to grid topology to minimize risk of ignition in HFTDs Remote GridWLDFRContaminationAggregated | WLDFR | HFTD - Distribution - Tier 3 - 1QU CoRE ¦ 3QU LoRE | Non-Red Flag Warning - Small Fires | Contamination | Aggregated | 2061 | 2.3287e-05 | 56.2394 | 0.0013096 | 2061 | Mitigation | 0.95 | 45 | 0 | esc | 0.00097009 | 2.259e-08 | 0.00097009 | 2.259e-08 | 0.0027785 | 6.1616e-11 | 0.00988 | 3.6586e-10
[120 empty] | 7.3.3.17.5 (Remote Grid) Updates to grid topology to minimize risk of ignition in HFTDs Remote GridWLDFRContaminationAggregated | WLDFR | HFTD - Distribution - Tier 3 - 1QU CoRE ¦ 3QU LoRE | Non-Red Flag Warning - Small Fires | Contamination | Aggregated | 2062 | 2.3287e-05 | 56.2394 | 0.0013096 | 2062 | Mitigation | 0.95 | 45 | 0 | esc | 0.00097009 | 2.259e-08 | 0.00097009 | 2.259e-08 | 0.0027785 | 6.1616e-11 | 0.00988 | 3.6586e-10
[120 empty] | 7.3.3.17.5 (Remote Grid) Updates to grid topology to minimize risk of ignition in HFTDs Remote GridWLDFRContaminationAggregated | WLDFR | HFTD - Distribution - Tier 3 - 1QU CoRE ¦ 3QU LoRE | Non-Red Flag Warning - Small Fires | Contamination | Aggregated | 2063 | 2.3287e-05 | 56.2394 | 0.0013096 | 2063 | Mitigation | 0.95 | 45 | 0 | esc | 0.00097009 | 2.259e-08 | 0.00097009 | 2.259e-08 | 0.0027785 | 6.1616e-11 | 0.00988 | 3.6586e-10
[120 empty] | 7.3.3.17.5 (Remote Grid) Updates to grid topology to minimize risk of ignition in HFTDs Remote GridWLDFRContaminationAggregated | WLDFR | HFTD - Distribution - Tier 3 - 1QU CoRE ¦ 3QU LoRE | Non-Red Flag Warning - Small Fires | Contamination | Aggregated | 2064 | 2.3287e-05 | 56.2394 | 0.0013096 | 2064 | Mitigation | 0.95 | 45 | 0 | esc | 0.00097009 | 2.259e-08 | 0.00097009 | 2.259e-08 | 0.0027785 | 6.1616e-11 | 0.00988 | 3.6586e-10
[120 empty] | 7.3.3.17.5 (Remote Grid) Updates to grid topology to minimize risk of ignition in HFTDs Remote GridWLDFRContaminationAggregated | WLDFR | HFTD - Distribution - Tier 3 - 1QU CoRE ¦ 3QU LoRE | Non-Red Flag Warning - Small Fires | Contamination | Aggregated | 2065 | 2.3287e-05 | 56.2394 | 0.0013096 | 2065 | Mitigation | 0.95 | 45 | 0 | esc | 0.00097009 | 2.259e-08 | 0.00097009 | 2.259e-08 | 0.0027785 | 6.1616e-11 | 0.00988 | 3.6586e-10
[120 empty] | 7.3.3.17.5 (Remote Grid) Updates to grid topology to minimize risk of ignition in HFTDs Remote GridWLDFRContaminationAggregated | WLDFR | HFTD - Distribution - Tier 3 - 1QU CoRE ¦ 3QU LoRE | Non-Red Flag Warning - Small Fires | Contamination | Aggregated | 2066 | 2.3287e-05 | 56.2394 | 0.0013096 | 2066 | Mitigation | 0.95 | 45 | 0 | esc | 0.00097009 | 2.259e-08 | 0.00097009 | 2.259e-08 | 0.0027785 | 6.1616e-11 | 0.00988 | 3.6586e-10
[120 empty] | 7.3.3.17.5 (Remote Grid) Updates to grid topology to minimize risk of ignition in HFTDs Remote GridWLDFRContaminationAggregated | WLDFR | HFTD - Distribution - Tier 3 - 1QU CoRE ¦ 3QU LoRE | Non-Red Flag Warning - Small Fires | Contamination | Aggregated | 2067 | 2.3287e-05 | 56.2394 | 0.0013096 | 2067 | Mitigation | 0.95 | 45 | 0 | esc | 0 | 0 | 0.00097009 | 2.259e-08 | 0.0027785 | 6.1616e-11 | 0.00988 | 3.6586e-10
[120 empty] | 7.3.3.17.5 (Remote Grid) Updates to grid topology to minimize risk of ignition in HFTDs Remote GridWLDFREquipment / facility failureAggregated | WLDFR | HFTD - Distribution - Tier 3 - 1QU CoRE ¦ 3QU LoRE | Non-Red Flag Warning - Small Fires | Equipment / facility failure | Aggregated | 2022 | 0.00049906 | 56.2394 | 0.028067 | 2022 | Mitigation | 0.95 | 45 | 0 | esc | 0.00097009 | 4.8413e-07 | 0 | 0 | 0.0027785 | 6.1616e-11 | 0.00988 | 3.6586e-10
[120 empty] | 7.3.3.17.5 (Remote Grid) Updates to grid topology to minimize risk of ignition in HFTDs Remote GridWLDFREquipment / facility failureAggregated | WLDFR | HFTD - Distribution - Tier 3 - 1QU CoRE ¦ 3QU LoRE | Non-Red Flag Warning - Small Fires | Equipment / facility failure | Aggregated | 2023 | 0.00049906 | 56.2394 | 0.028067 | 2023 | Mitigation | 0.95 | 45 | 0 | esc | 0.00097009 | 4.8413e-07 | 0.00097009 | 4.8413e-07 | 0.0027785 | 6.1616e-11 | 0.00988 | 3.6586e-10
[120 empty] | 7.3.3.17.5 (Remote Grid) Updates to grid topology to minimize risk of ignition in HFTDs Remote GridWLDFREquipment / facility failureAggregated | WLDFR | HFTD - Distribution - Tier 3 - 1QU CoRE ¦ 3QU LoRE | Non-Red Flag Warning - Small Fires | Equipment / facility failure | Aggregated | 2024 | 0.00049906 | 56.2394 | 0.028067 | 2024 | Mitigation | 0.95 | 45 | 0 | esc | 0.00097009 | 4.8413e-07 | 0.00097009 | 4.8413e-07 | 0.0027785 | 6.1616e-11 | 0.00988 | 3.6586e-10
[120 empty] | 7.3.3.17.5 (Remote Grid) Updates to grid topology to minimize risk of ignition in HFTDs Remote GridWLDFREquipment / facility failureAggregated | WLDFR | HFTD - Distribution - Tier 3 - 1QU CoRE ¦ 3QU LoRE | Non-Red Flag Warning - Small Fires | Equipment / facility failure | Aggregated | 2025 | 0.00049906 | 56.2394 | 0.028067 | 2025 | Mitigation | 0.95 | 45 | 0 | esc | 0.00097009 | 4.8413e-07 | 0.00097009 | 4.8413e-07 | 0.0027785 | 6.1616e-11 | 0.00988 | 3.6586e-10
[120 empty] | 7.3.3.17.5 (Remote Grid) Updates to grid topology to minimize risk of ignition in HFTDs Remote GridWLDFREquipment / facility failureAggregated | WLDFR | HFTD - Distribution - Tier 3 - 1QU CoRE ¦ 3QU LoRE | Non-Red Flag Warning - Small Fires | Equipment / facility failure | Aggregated | 2026 | 0.00049906 | 56.2394 | 0.028067 | 2026 | Mitigation | 0.95 | 45 | 0 | esc | 0.00097009 | 4.8413e-07 | 0.00097009 | 4.8413e-07 | 0.0027785 | 6.1616e-11 | 0.00988 | 3.6586e-10
[120 empty] | 7.3.3.17.5 (Remote Grid) Updates to grid topology to minimize risk of ignition in HFTDs Remote GridWLDFREquipment / facility failureAggregated | WLDFR | HFTD - Distribution - Tier 3 - 1QU CoRE ¦ 3QU LoRE | Non-Red Flag Warning - Small Fires | Equipment / facility failure | Aggregated | 2027 | 0.00049906 | 56.2394 | 0.028067 | 2027 | Mitigation | 0.95 | 45 | 0 | esc | 0.00097009 | 4.8413e-07 | 0.00097009 | 4.8413e-07 | 0.0027785 | 6.1616e-11 | 0.00988 | 3.6586e-10
[120 empty] | 7.3.3.17.5 (Remote Grid) Updates to grid topology to minimize risk of ignition in HFTDs Remote GridWLDFREquipment / facility failureAggregated | WLDFR | HFTD - Distribution - Tier 3 - 1QU CoRE ¦ 3QU LoRE | Non-Red Flag Warning - Small Fires | Equipment / facility failure | Aggregated | 2028 | 0.00049906 | 56.2394 | 0.028067 | 2028 | Mitigation | 0.95 | 45 | 0 | esc | 0.00097009 | 4.8413e-07 | 0.00097009 | 4.8413e-07 | 0.0027785 | 6.1616e-11 | 0.00988 | 3.6586e-10
[120 empty] | 7.3.3.17.5 (Remote Grid) Updates to grid topology to minimize risk of ignition in HFTDs Remote GridWLDFREquipment / facility failureAggregated | WLDFR | HFTD - Distribution - Tier 3 - 1QU CoRE ¦ 3QU LoRE | Non-Red Flag Warning - Small Fires | Equipment / facility failure | Aggregated | 2029 | 0.00049906 | 56.2394 | 0.028067 | 2029 | Mitigation | 0.95 | 45 | 0 | esc | 0.00097009 | 4.8413e-07 | 0.00097009 | 4.8413e-07 | 0.0027785 | 6.1616e-11 | 0.00988 | 3.6586e-10
[120 empty] | 7.3.3.17.5 (Remote Grid) Updates to grid topology to minimize risk of ignition in HFTDs Remote GridWLDFREquipment / facility failureAggregated | WLDFR | HFTD - Distribution - Tier 3 - 1QU CoRE ¦ 3QU LoRE | Non-Red Flag Warning - Small Fires | Equipment / facility failure | Aggregated | 2030 | 0.00049906 | 56.2394 | 0.028067 | 2030 | Mitigation | 0.95 | 45 | 0 | esc | 0.00097009 | 4.8413e-07 | 0.00097009 | 4.8413e-07 | 0.0027785 | 6.1616e-11 | 0.00988 | 3.6586e-10
[120 empty] | 7.3.3.17.5 (Remote Grid) Updates to grid topology to minimize risk of ignition in HFTDs Remote GridWLDFREquipment / facility failureAggregated | WLDFR | HFTD - Distribution - Tier 3 - 1QU CoRE ¦ 3QU LoRE | Non-Red Flag Warning - Small Fires | Equipment / facility failure | Aggregated | 2031 | 0.00049906 | 56.2394 | 0.028067 | 2031 | Mitigation | 0.95 | 45 | 0 | esc | 0.00097009 | 4.8413e-07 | 0.00097009 | 4.8413e-07 | 0.0027785 | 6.1616e-11 | 0.00988 | 3.6586e-10
[120 empty] | 7.3.3.17.5 (Remote Grid) Updates to grid topology to minimize risk of ignition in HFTDs Remote GridWLDFREquipment / facility failureAggregated | WLDFR | HFTD - Distribution - Tier 3 - 1QU CoRE ¦ 3QU LoRE | Non-Red Flag Warning - Small Fires | Equipment / facility failure | Aggregated | 2032 | 0.00049906 | 56.2394 | 0.028067 | 2032 | Mitigation | 0.95 | 45 | 0 | esc | 0.00097009 | 4.8413e-07 | 0.00097009 | 4.8413e-07 | 0.0027785 | 6.1616e-11 | 0.00988 | 3.6586e-10
[120 empty] | 7.3.3.17.5 (Remote Grid) Updates to grid topology to minimize risk of ignition in HFTDs Remote GridWLDFREquipment / facility failureAggregated | WLDFR | HFTD - Distribution - Tier 3 - 1QU CoRE ¦ 3QU LoRE | Non-Red Flag Warning - Small Fires | Equipment / facility failure | Aggregated | 2033 | 0.00049906 | 56.2394 | 0.028067 | 2033 | Mitigation | 0.95 | 45 | 0 | esc | 0.00097009 | 4.8413e-07 | 0.00097009 | 4.8413e-07 | 0.0027785 | 6.1616e-11 | 0.00988 | 3.6586e-10
[120 empty] | 7.3.3.17.5 (Remote Grid) Updates to grid topology to minimize risk of ignition in HFTDs Remote GridWLDFREquipment / facility failureAggregated | WLDFR | HFTD - Distribution - Tier 3 - 1QU CoRE ¦ 3QU LoRE | Non-Red Flag Warning - Small Fires | Equipment / facility failure | Aggregated | 2034 | 0.00049906 | 56.2394 | 0.028067 | 2034 | Mitigation | 0.95 | 45 | 0 | esc | 0.00097009 | 4.8413e-07 | 0.00097009 | 4.8413e-07 | 0.0027785 | 6.1616e-11 | 0 | 0
[120 empty] | 7.3.3.17.5 (Remote Grid) Updates to grid topology to minimize risk of ignition in HFTDs Remote GridWLDFREquipment / facility failureAggregated | WLDFR | HFTD - Distribution - Tier 3 - 1QU CoRE ¦ 3QU LoRE | Non-Red Flag Warning - Small Fires | Equipment / facility failure | Aggregated | 2035 | 0.00049906 | 56.2394 | 0.028067 | 2035 | Mitigation | 0.95 | 45 | 0 | esc | 0.00097009 | 4.8413e-07 | 0.00097009 | 4.8413e-07 | 0.0027785 | 6.1616e-11 | 0 | 0
[120 empty] | 7.3.3.17.5 (Remote Grid) Updates to grid topology to minimize risk of ignition in HFTDs Remote GridWLDFREquipment / facility failureAggregated | WLDFR | HFTD - Distribution - Tier 3 - 1QU CoRE ¦ 3QU LoRE | Non-Red Flag Warning - Small Fires | Equipment / facility failure | Aggregated | 2036 | 0.00049906 | 56.2394 | 0.028067 | 2036 | Mitigation | 0.95 | 45 | 0 | esc | 0.00097009 | 4.8413e-07 | 0.00097009 | 4.8413e-07 | 0.0027785 | 6.1616e-11 | 0.0085129 | 3.6056e-10
[120 empty] | 7.3.3.17.5 (Remote Grid) Updates to grid topology to minimize risk of ignition in HFTDs Remote GridWLDFREquipment / facility failureAggregated | WLDFR | HFTD - Distribution - Tier 3 - 1QU CoRE ¦ 3QU LoRE | Non-Red Flag Warning - Small Fires | Equipment / facility failure | Aggregated | 2037 | 0.00049906 | 56.2394 | 0.028067 | 2037 | Mitigation | 0.95 | 45 | 0 | esc | 0.00097009 | 4.8413e-07 | 0.00097009 | 4.8413e-07 | 0.0027785 | 6.1616e-11 | 0.0085129 | 3.6056e-10
[120 empty] | 7.3.3.17.5 (Remote Grid) Updates to grid topology to minimize risk of ignition in HFTDs Remote GridWLDFREquipment / facility failureAggregated | WLDFR | HFTD - Distribution - Tier 3 - 1QU CoRE ¦ 3QU LoRE | Non-Red Flag Warning - Small Fires | Equipment / facility failure | Aggregated | 2038 | 0.00049906 | 56.2394 | 0.028067 | 2038 | Mitigation | 0.95 | 45 | 0 | esc | 0.00097009 | 4.8413e-07 | 0.00097009 | 4.8413e-07 | 0 | 0 | 0.0085129 | 3.6056e-10
[120 empty] | 7.3.3.17.5 (Remote Grid) Updates to grid topology to minimize risk of ignition in HFTDs Remote GridWLDFREquipment / facility failureAggregated | WLDFR | HFTD - Distribution - Tier 3 - 1QU CoRE ¦ 3QU LoRE | Non-Red Flag Warning - Small Fires | Equipment / facility failure | Aggregated | 2039 | 0.00049906 | 56.2394 | 0.028067 | 2039 | Mitigation | 0.95 | 45 | 0 | esc | 0.00097009 | 4.8413e-07 | 0.00097009 | 4.8413e-07 | 0.0027785 | 1.4026e-10 | 0.0085129 | 3.6056e-10
[120 empty] | 7.3.3.17.5 (Remote Grid) Updates to grid topology to minimize risk of ignition in HFTDs Remote GridWLDFREquipment / facility failureAggregated | WLDFR | HFTD - Distribution - Tier 3 - 1QU CoRE ¦ 3QU LoRE | Non-Red Flag Warning - Small Fires | Equipment / facility failure | Aggregated | 2040 | 0.00049906 | 56.2394 | 0.028067 | 2040 | Mitigation | 0.95 | 45 | 0 | esc | 0.00097009 | 4.8413e-07 | 0.00097009 | 4.8413e-07 | 0.0027785 | 1.4026e-10 | 0.0085129 | 3.6056e-10
[120 empty] | 7.3.3.17.5 (Remote Grid) Updates to grid topology to minimize risk of ignition in HFTDs Remote GridWLDFREquipment / facility failureAggregated | WLDFR | HFTD - Distribution - Tier 3 - 1QU CoRE ¦ 3QU LoRE | Non-Red Flag Warning - Small Fires | Equipment / facility failure | Aggregated | 2041 | 0.00049906 | 56.2394 | 0.028067 | 2041 | Mitigation | 0.95 | 45 | 0 | esc | 0.00097009 | 4.8413e-07 | 0.00097009 | 4.8413e-07 | 0.0027785 | 1.4026e-10 | 0.0085129 | 3.6056e-10
[120 empty] | 7.3.3.17.5 (Remote Grid) Updates to grid topology to minimize risk of ignition in HFTDs Remote GridWLDFREquipment / facility failureAggregated | WLDFR | HFTD - Distribution - Tier 3 - 1QU CoRE ¦ 3QU LoRE | Non-Red Flag Warning - Small Fires | Equipment / facility failure | Aggregated | 2042 | 0.00049906 | 56.2394 | 0.028067 | 2042 | Mitigation | 0.95 | 45 | 0 | esc | 0.00097009 | 4.8413e-07 | 0.00097009 | 4.8413e-07 | 0.0027785 | 1.4026e-10 | 0.0085129 | 3.6056e-10
[120 empty] | 7.3.3.17.5 (Remote Grid) Updates to grid topology to minimize risk of ignition in HFTDs Remote GridWLDFREquipment / facility failureAggregated | WLDFR | HFTD - Distribution - Tier 3 - 1QU CoRE ¦ 3QU LoRE | Non-Red Flag Warning - Small Fires | Equipment / facility failure | Aggregated | 2043 | 0.00049906 | 56.2394 | 0.028067 | 2043 | Mitigation | 0.95 | 45 | 0 | esc | 0.00097009 | 4.8413e-07 | 0.00097009 | 4.8413e-07 | 0.0027785 | 1.4026e-10 | 0.0085129 | 3.6056e-10
[120 empty] | 7.3.3.17.5 (Remote Grid) Updates to grid topology to minimize risk of ignition in HFTDs Remote GridWLDFREquipment / facility failureAggregated | WLDFR | HFTD - Distribution - Tier 3 - 1QU CoRE ¦ 3QU LoRE | Non-Red Flag Warning - Small Fires | Equipment / facility failure | Aggregated | 2044 | 0.00049906 | 56.2394 | 0.028067 | 2044 | Mitigation | 0.95 | 45 | 0 | esc | 0.00097009 | 4.8413e-07 | 0.00097009 | 4.8413e-07 | 0.0027785 | 1.4026e-10 | 0.0085129 | 3.6056e-10
[120 empty] | 7.3.3.17.5 (Remote Grid) Updates to grid topology to minimize risk of ignition in HFTDs Remote GridWLDFREquipment / facility failureAggregated | WLDFR | HFTD - Distribution - Tier 3 - 1QU CoRE ¦ 3QU LoRE | Non-Red Flag Warning - Small Fires | Equipment / facility failure | Aggregated | 2045 | 0.00049906 | 56.2394 | 0.028067 | 2045 | Mitigation | 0.95 | 45 | 0 | esc | 0.00097009 | 4.8413e-07 | 0.00097009 | 4.8413e-07 | 0.0027785 | 1.4026e-10 | 0.0085129 | 3.6056e-10
[120 empty] | 7.3.3.17.5 (Remote Grid) Updates to grid topology to minimize risk of ignition in HFTDs Remote GridWLDFREquipment / facility failureAggregated | WLDFR | HFTD - Distribution - Tier 3 - 1QU CoRE ¦ 3QU LoRE | Non-Red Flag Warning - Small Fires | Equipment / facility failure | Aggregated | 2046 | 0.00049906 | 56.2394 | 0.028067 | 2046 | Mitigation | 0.95 | 45 | 0 | esc | 0.00097009 | 4.8413e-07 | 0.00097009 | 4.8413e-07 | 0.0027785 | 1.4026e-10 | 0.0085129 | 3.6056e-10
[120 empty] | 7.3.3.17.5 (Remote Grid) Updates to grid topology to minimize risk of ignition in HFTDs Remote GridWLDFREquipment / facility failureAggregated | WLDFR | HFTD - Distribution - Tier 3 - 1QU CoRE ¦ 3QU LoRE | Non-Red Flag Warning - Small Fires | Equipment / facility failure | Aggregated | 2047 | 0.00049906 | 56.2394 | 0.028067 | 2047 | Mitigation | 0.95 | 45 | 0 | esc | 0.00097009 | 4.8413e-07 | 0.00097009 | 4.8413e-07 | 0.0027785 | 1.4026e-10 | 0.0085129 | 3.6056e-10
[120 empty] | 7.3.3.17.5 (Remote Grid) Updates to grid topology to minimize risk of ignition in HFTDs Remote GridWLDFREquipment / facility failureAggregated | WLDFR | HFTD - Distribution - Tier 3 - 1QU CoRE ¦ 3QU LoRE | Non-Red Flag Warning - Small Fires | Equipment / facility failure | Aggregated | 2048 | 0.00049906 | 56.2394 | 0.028067 | 2048 | Mitigation | 0.95 | 45 | 0 | esc | 0.00097009 | 4.8413e-07 | 0.00097009 | 4.8413e-07 | 0.0027785 | 1.4026e-10 | 0.0085129 | 3.6056e-10
[120 empty] | 7.3.3.17.5 (Remote Grid) Updates to grid topology to minimize risk of ignition in HFTDs Remote GridWLDFREquipment / facility failureAggregated | WLDFR | HFTD - Distribution - Tier 3 - 1QU CoRE ¦ 3QU LoRE | Non-Red Flag Warning - Small Fires | Equipment / facility failure | Aggregated | 2049 | 0.00049906 | 56.2394 | 0.028067 | 2049 | Mitigation | 0.95 | 45 | 0 | esc | 0.00097009 | 4.8413e-07 | 0.00097009 | 4.8413e-07 | 0.0027785 | 1.4026e-10 | 0.0085129 | 3.6056e-10
[120 empty] | 7.3.3.17.5 (Remote Grid) Updates to grid topology to minimize risk of ignition in HFTDs Remote GridWLDFREquipment / facility failureAggregated | WLDFR | HFTD - Distribution - Tier 3 - 1QU CoRE ¦ 3QU LoRE | Non-Red Flag Warning - Small Fires | Equipment / facility failure | Aggregated | 2050 | 0.00049906 | 56.2394 | 0.028067 | 2050 | Mitigation | 0.95 | 45 | 0 | esc | 0.00097009 | 4.8413e-07 | 0.00097009 | 4.8413e-07 | 0.0027785 | 1.4026e-10 | 0.0085129 | 3.6056e-10
[120 empty] | 7.3.3.17.5 (Remote Grid) Updates to grid topology to minimize risk of ignition in HFTDs Remote GridWLDFREquipment / facility failureAggregated | WLDFR | HFTD - Distribution - Tier 3 - 1QU CoRE ¦ 3QU LoRE | Non-Red Flag Warning - Small Fires | Equipment / facility failure | Aggregated | 2051 | 0.00049906 | 56.2394 | 0.028067 | 2051 | Mitigation | 0.95 | 45 | 0 | esc | 0.00097009 | 4.8413e-07 | 0.00097009 | 4.8413e-07 | 0.0027785 | 1.4026e-10 | 0.0085129 | 3.6056e-10
[120 empty] | 7.3.3.17.5 (Remote Grid) Updates to grid topology to minimize risk of ignition in HFTDs Remote GridWLDFREquipment / facility failureAggregated | WLDFR | HFTD - Distribution - Tier 3 - 1QU CoRE ¦ 3QU LoRE | Non-Red Flag Warning - Small Fires | Equipment / facility failure | Aggregated | 2052 | 0.00049906 | 56.2394 | 0.028067 | 2052 | Mitigation | 0.95 | 45 | 0 | esc | 0.00097009 | 4.8413e-07 | 0.00097009 | 4.8413e-07 | 0.0027785 | 1.4026e-10 | 0.0085129 | 3.6056e-10
[120 empty] | 7.3.3.17.5 (Remote Grid) Updates to grid topology to minimize risk of ignition in HFTDs Remote GridWLDFREquipment / facility failureAggregated | WLDFR | HFTD - Distribution - Tier 3 - 1QU CoRE ¦ 3QU LoRE | Non-Red Flag Warning - Small Fires | Equipment / facility failure | Aggregated | 2053 | 0.00049906 | 56.2394 | 0.028067 | 2053 | Mitigation | 0.95 | 45 | 0 | esc | 0.00097009 | 4.8413e-07 | 0.00097009 | 4.8413e-07 | 0.0027785 | 1.4026e-10 | 0.0085129 | 3.6056e-10
[120 empty] | 7.3.3.17.5 (Remote Grid) Updates to grid topology to minimize risk of ignition in HFTDs Remote GridWLDFREquipment / facility failureAggregated | WLDFR | HFTD - Distribution - Tier 3 - 1QU CoRE ¦ 3QU LoRE | Non-Red Flag Warning - Small Fires | Equipment / facility failure | Aggregated | 2054 | 0.00049906 | 56.2394 | 0.028067 | 2054 | Mitigation | 0.95 | 45 | 0 | esc | 0.00097009 | 4.8413e-07 | 0.00097009 | 4.8413e-07 | 0.0027785 | 1.4026e-10 | 0.0085129 | 3.6056e-10
[120 empty] | 7.3.3.17.5 (Remote Grid) Updates to grid topology to minimize risk of ignition in HFTDs Remote GridWLDFREquipment / facility failureAggregated | WLDFR | HFTD - Distribution - Tier 3 - 1QU CoRE ¦ 3QU LoRE | Non-Red Flag Warning - Small Fires | Equipment / facility failure | Aggregated | 2055 | 0.00049906 | 56.2394 | 0.028067 | 2055 | Mitigation | 0.95 | 45 | 0 | esc | 0.00097009 | 4.8413e-07 | 0.00097009 | 4.8413e-07 | 0.0027785 | 1.4026e-10 | 0.0085129 | 3.6056e-10
[120 empty] | 7.3.3.17.5 (Remote Grid) Updates to grid topology to minimize risk of ignition in HFTDs Remote GridWLDFREquipment / facility failureAggregated | WLDFR | HFTD - Distribution - Tier 3 - 1QU CoRE ¦ 3QU LoRE | Non-Red Flag Warning - Small Fires | Equipment / facility failure | Aggregated | 2056 | 0.00049906 | 56.2394 | 0.028067 | 2056 | Mitigation | 0.95 | 45 | 0 | esc | 0.00097009 | 4.8413e-07 | 0.00097009 | 4.8413e-07 | 0.0027785 | 1.4026e-10 | 0.0085129 | 3.6056e-10
[120 empty] | 7.3.3.17.5 (Remote Grid) Updates to grid topology to minimize risk of ignition in HFTDs Remote GridWLDFREquipment / facility failureAggregated | WLDFR | HFTD - Distribution - Tier 3 - 1QU CoRE ¦ 3QU LoRE | Non-Red Flag Warning - Small Fires | Equipment / facility failure | Aggregated | 2057 | 0.00049906 | 56.2394 | 0.028067 | 2057 | Mitigation | 0.95 | 45 | 0 | esc | 0.00097009 | 4.8413e-07 | 0.00097009 | 4.8413e-07 | 0.0027785 | 1.4026e-10 | 0.0085129 | 3.6056e-10
[120 empty] | 7.3.3.17.5 (Remote Grid) Updates to grid topology to minimize risk of ignition in HFTDs Remote GridWLDFREquipment / facility failureAggregated | WLDFR | HFTD - Distribution - Tier 3 - 1QU CoRE ¦ 3QU LoRE | Non-Red Flag Warning - Small Fires | Equipment / facility failure | Aggregated | 2058 | 0.00049906 | 56.2394 | 0.028067 | 2058 | Mitigation | 0.95 | 45 | 0 | esc | 0.00097009 | 4.8413e-07 | 0.00097009 | 4.8413e-07 | 0.0027785 | 1.4026e-10 | 0.0085129 | 3.6056e-10
[120 empty] | 7.3.3.17.5 (Remote Grid) Updates to grid topology to minimize risk of ignition in HFTDs Remote GridWLDFREquipment / facility failureAggregated | WLDFR | HFTD - Distribution - Tier 3 - 1QU CoRE ¦ 3QU LoRE | Non-Red Flag Warning - Small Fires | Equipment / facility failure | Aggregated | 2059 | 0.00049906 | 56.2394 | 0.028067 | 2059 | Mitigation | 0.95 | 45 | 0 | esc | 0.00097009 | 4.8413e-07 | 0.00097009 | 4.8413e-07 | 0.0027785 | 1.4026e-10 | 0.0085129 | 3.6056e-10
[120 empty] | 7.3.3.17.5 (Remote Grid) Updates to grid topology to minimize risk of ignition in HFTDs Remote GridWLDFREquipment / facility failureAggregated | WLDFR | HFTD - Distribution - Tier 3 - 1QU CoRE ¦ 3QU LoRE | Non-Red Flag Warning - Small Fires | Equipment / facility failure | Aggregated | 2060 | 0.00049906 | 56.2394 | 0.028067 | 2060 | Mitigation | 0.95 | 45 | 0 | esc | 0.00097009 | 4.8413e-07 | 0.00097009 | 4.8413e-07 | 0.0027785 | 1.4026e-10 | 0.0085129 | 3.6056e-10
[120 empty] | 7.3.3.17.5 (Remote Grid) Updates to grid topology to minimize risk of ignition in HFTDs Remote GridWLDFREquipment / facility failureAggregated | WLDFR | HFTD - Distribution - Tier 3 - 1QU CoRE ¦ 3QU LoRE | Non-Red Flag Warning - Small Fires | Equipment / facility failure | Aggregated | 2061 | 0.00049906 | 56.2394 | 0.028067 | 2061 | Mitigation | 0.95 | 45 | 0 | esc | 0.00097009 | 4.8413e-07 | 0.00097009 | 4.8413e-07 | 0.0027785 | 1.4026e-10 | 0.0085129 | 3.6056e-10
[120 empty] | 7.3.3.17.5 (Remote Grid) Updates to grid topology to minimize risk of ignition in HFTDs Remote GridWLDFREquipment / facility failureAggregated | WLDFR | HFTD - Distribution - Tier 3 - 1QU CoRE ¦ 3QU LoRE | Non-Red Flag Warning - Small Fires | Equipment / facility failure | Aggregated | 2062 | 0.00049906 | 56.2394 | 0.028067 | 2062 | Mitigation | 0.95 | 45 | 0 | esc | 0.00097009 | 4.8413e-07 | 0.00097009 | 4.8413e-07 | 0.0027785 | 1.4026e-10 | 0.0085129 | 3.6056e-10
[120 empty] | 7.3.3.17.5 (Remote Grid) Updates to grid topology to minimize risk of ignition in HFTDs Remote GridWLDFREquipment / facility failureAggregated | WLDFR | HFTD - Distribution - Tier 3 - 1QU CoRE ¦ 3QU LoRE | Non-Red Flag Warning - Small Fires | Equipment / facility failure | Aggregated | 2063 | 0.00049906 | 56.2394 | 0.028067 | 2063 | Mitigation | 0.95 | 45 | 0 | esc | 0.00097009 | 4.8413e-07 | 0.00097009 | 4.8413e-07 | 0.0027785 | 1.4026e-10 | 0.0085129 | 3.6056e-10
[120 empty] | 7.3.3.17.5 (Remote Grid) Updates to grid topology to minimize risk of ignition in HFTDs Remote GridWLDFREquipment / facility failureAggregated | WLDFR | HFTD - Distribution - Tier 3 - 1QU CoRE ¦ 3QU LoRE | Non-Red Flag Warning - Small Fires | Equipment / facility failure | Aggregated | 2064 | 0.00049906 | 56.2394 | 0.028067 | 2064 | Mitigation | 0.95 | 45 | 0 | esc | 0.00097009 | 4.8413e-07 | 0.00097009 | 4.8413e-07 | 0.0027785 | 1.4026e-10 | 0.0085129 | 3.6056e-10
[120 empty] | 7.3.3.17.5 (Remote Grid) Updates to grid topology to minimize risk of ignition in HFTDs Remote GridWLDFREquipment / facility failureAggregated | WLDFR | HFTD - Distribution - Tier 3 - 1QU CoRE ¦ 3QU LoRE | Non-Red Flag Warning - Small Fires | Equipment / facility failure | Aggregated | 2065 | 0.00049906 | 56.2394 | 0.028067 | 2065 | Mitigation | 0.95 | 45 | 0 | esc | 0.00097009 | 4.8413e-07 | 0.00097009 | 4.8413e-07 | 0.0027785 | 1.4026e-10 | 0.0085129 | 3.6056e-10
[120 empty] | 7.3.3.17.5 (Remote Grid) Updates to grid topology to minimize risk of ignition in HFTDs Remote GridWLDFREquipment / facility failureAggregated | WLDFR | HFTD - Distribution - Tier 3 - 1QU CoRE ¦ 3QU LoRE | Non-Red Flag Warning - Small Fires | Equipment / facility failure | Aggregated | 2066 | 0.00049906 | 56.2394 | 0.028067 | 2066 | Mitigation | 0.95 | 45 | 0 | esc | 0.00097009 | 4.8413e-07 | 0.00097009 | 4.8413e-07 | 0.0027785 | 1.4026e-10 | 0 | 0
[120 empty] | 7.3.3.17.5 (Remote Grid) Updates to grid topology to minimize risk of ignition in HFTDs Remote GridWLDFREquipment / facility failureAggregated | WLDFR | HFTD - Distribution - Tier 3 - 1QU CoRE ¦ 3QU LoRE | Non-Red Flag Warning - Small Fires | Equipment / facility failure | Aggregated | 2067 | 0.00049906 | 56.2394 | 0.028067 | 2067 | Mitigation | 0.95 | 45 | 0 | esc | 0 | 0 | 0.00097009 | 4.8413e-07 | 0.0027785 | 1.4026e-10 | 0 | 0
[120 empty] | 7.3.3.17.5 (Remote Grid) Updates to grid topology to minimize risk of ignition in HFTDs Remote GridWLDFRVegetation ContactAggregated | WLDFR | HFTD - Distribution - Tier 3 - 1QU CoRE ¦ 3QU LoRE | Non-Red Flag Warning - Small Fires | Vegetation Contact | Aggregated | 2022 | 0.0028449 | 56.2394 | 0.15999 | 2022 | Mitigation | 0.95 | 45 | 0 | esc | 0.00097009 | 2.7598e-06 | 0 | 0 | 0.0027785 | 1.4026e-10 | 0.0093087 | 2.3223e-09
[120 empty] | 7.3.3.17.5 (Remote Grid) Updates to grid topology to minimize risk of ignition in HFTDs Remote GridWLDFRVegetation ContactAggregated | WLDFR | HFTD - Distribution - Tier 3 - 1QU CoRE ¦ 3QU LoRE | Non-Red Flag Warning - Small Fires | Vegetation Contact | Aggregated | 2023 | 0.0028449 | 56.2394 | 0.15999 | 2023 | Mitigation | 0.95 | 45 | 0 | esc | 0.00097009 | 2.7598e-06 | 0.00097009 | 2.7598e-06 | 0.0027785 | 1.4026e-10 | 0.0093087 | 2.3223e-09
[120 empty] | 7.3.3.17.5 (Remote Grid) Updates to grid topology to minimize risk of ignition in HFTDs Remote GridWLDFRVegetation ContactAggregated | WLDFR | HFTD - Distribution - Tier 3 - 1QU CoRE ¦ 3QU LoRE | Non-Red Flag Warning - Small Fires | Vegetation Contact | Aggregated | 2024 | 0.0028449 | 56.2394 | 0.15999 | 2024 | Mitigation | 0.95 | 45 | 0 | esc | 0.00097009 | 2.7598e-06 | 0.00097009 | 2.7598e-06 | 0.0027785 | 1.4026e-10 | 0.0093087 | 2.3223e-09
[120 empty] | 7.3.3.17.5 (Remote Grid) Updates to grid topology to minimize risk of ignition in HFTDs Remote GridWLDFRVegetation ContactAggregated | WLDFR | HFTD - Distribution - Tier 3 - 1QU CoRE ¦ 3QU LoRE | Non-Red Flag Warning - Small Fires | Vegetation Contact | Aggregated | 2025 | 0.0028449 | 56.2394 | 0.15999 | 2025 | Mitigation | 0.95 | 45 | 0 | esc | 0.00097009 | 2.7598e-06 | 0.00097009 | 2.7598e-06 | 0.0027785 | 1.4026e-10 | 0.0093087 | 2.3223e-09
[120 empty] | 7.3.3.17.5 (Remote Grid) Updates to grid topology to minimize risk of ignition in HFTDs Remote GridWLDFRVegetation ContactAggregated | WLDFR | HFTD - Distribution - Tier 3 - 1QU CoRE ¦ 3QU LoRE | Non-Red Flag Warning - Small Fires | Vegetation Contact | Aggregated | 2026 | 0.0028449 | 56.2394 | 0.15999 | 2026 | Mitigation | 0.95 | 45 | 0 | esc | 0.00097009 | 2.7598e-06 | 0.00097009 | 2.7598e-06 | 0.0027785 | 1.4026e-10 | 0.0093087 | 2.3223e-09
[120 empty] | 7.3.3.17.5 (Remote Grid) Updates to grid topology to minimize risk of ignition in HFTDs Remote GridWLDFRVegetation ContactAggregated | WLDFR | HFTD - Distribution - Tier 3 - 1QU CoRE ¦ 3QU LoRE | Non-Red Flag Warning - Small Fires | Vegetation Contact | Aggregated | 2027 | 0.0028449 | 56.2394 | 0.15999 | 2027 | Mitigation | 0.95 | 45 | 0 | esc | 0.00097009 | 2.7598e-06 | 0.00097009 | 2.7598e-06 | 0.0027785 | 1.4026e-10 | 0.0093087 | 2.3223e-09
[120 empty] | 7.3.3.17.5 (Remote Grid) Updates to grid topology to minimize risk of ignition in HFTDs Remote GridWLDFRVegetation ContactAggregated | WLDFR | HFTD - Distribution - Tier 3 - 1QU CoRE ¦ 3QU LoRE | Non-Red Flag Warning - Small Fires | Vegetation Contact | Aggregated | 2028 | 0.0028449 | 56.2394 | 0.15999 | 2028 | Mitigation | 0.95 | 45 | 0 | esc | 0.00097009 | 2.7598e-06 | 0.00097009 | 2.7598e-06 | 0.0027785 | 1.4026e-10 | 0.0093087 | 2.3223e-09
[120 empty] | 7.3.3.17.5 (Remote Grid) Updates to grid topology to minimize risk of ignition in HFTDs Remote GridWLDFRVegetation ContactAggregated | WLDFR | HFTD - Distribution - Tier 3 - 1QU CoRE ¦ 3QU LoRE | Non-Red Flag Warning - Small Fires | Vegetation Contact | Aggregated | 2029 | 0.0028449 | 56.2394 | 0.15999 | 2029 | Mitigation | 0.95 | 45 | 0 | esc | 0.00097009 | 2.7598e-06 | 0.00097009 | 2.7598e-06 | 0.0027785 | 1.4026e-10 | 0.0093087 | 2.3223e-09
[120 empty] | 7.3.3.17.5 (Remote Grid) Updates to grid topology to minimize risk of ignition in HFTDs Remote GridWLDFRVegetation ContactAggregated | WLDFR | HFTD - Distribution - Tier 3 - 1QU CoRE ¦ 3QU LoRE | Non-Red Flag Warning - Small Fires | Vegetation Contact | Aggregated | 2030 | 0.0028449 | 56.2394 | 0.15999 | 2030 | Mitigation | 0.95 | 45 | 0 | esc | 0.00097009 | 2.7598e-06 | 0.00097009 | 2.7598e-06 | 0.0027785 | 1.4026e-10 | 0.0093087 | 2.3223e-09
[120 empty] | 7.3.3.17.5 (Remote Grid) Updates to grid topology to minimize risk of ignition in HFTDs Remote GridWLDFRVegetation ContactAggregated | WLDFR | HFTD - Distribution - Tier 3 - 1QU CoRE ¦ 3QU LoRE | Non-Red Flag Warning - Small Fires | Vegetation Contact | Aggregated | 2031 | 0.0028449 | 56.2394 | 0.15999 | 2031 | Mitigation | 0.95 | 45 | 0 | esc | 0.00097009 | 2.7598e-06 | 0.00097009 | 2.7598e-06 | 0.0027785 | 1.4026e-10 | 0.0093087 | 2.3223e-09
[120 empty] | 7.3.3.17.5 (Remote Grid) Updates to grid topology to minimize risk of ignition in HFTDs Remote GridWLDFRVegetation ContactAggregated | WLDFR | HFTD - Distribution - Tier 3 - 1QU CoRE ¦ 3QU LoRE | Non-Red Flag Warning - Small Fires | Vegetation Contact | Aggregated | 2032 | 0.0028449 | 56.2394 | 0.15999 | 2032 | Mitigation | 0.95 | 45 | 0 | esc | 0.00097009 | 2.7598e-06 | 0.00097009 | 2.7598e-06 | 0.0027785 | 1.4026e-10 | 0.0093087 | 2.3223e-09
[120 empty] | 7.3.3.17.5 (Remote Grid) Updates to grid topology to minimize risk of ignition in HFTDs Remote GridWLDFRVegetation ContactAggregated | WLDFR | HFTD - Distribution - Tier 3 - 1QU CoRE ¦ 3QU LoRE | Non-Red Flag Warning - Small Fires | Vegetation Contact | Aggregated | 2033 | 0.0028449 | 56.2394 | 0.15999 | 2033 | Mitigation | 0.95 | 45 | 0 | esc | 0.00097009 | 2.7598e-06 | 0.00097009 | 2.7598e-06 | 0.0027785 | 1.4026e-10 | 0.0093087 | 2.3223e-09
[120 empty] | 7.3.3.17.5 (Remote Grid) Updates to grid topology to minimize risk of ignition in HFTDs Remote GridWLDFRVegetation ContactAggregated | WLDFR | HFTD - Distribution - Tier 3 - 1QU CoRE ¦ 3QU LoRE | Non-Red Flag Warning - Small Fires | Vegetation Contact | Aggregated | 2034 | 0.0028449 | 56.2394 | 0.15999 | 2034 | Mitigation | 0.95 | 45 | 0 | esc | 0.00097009 | 2.7598e-06 | 0.00097009 | 2.7598e-06 | 0.0027785 | 1.4026e-10 | 0.0093087 | 2.3223e-09
[120 empty] | 7.3.3.17.5 (Remote Grid) Updates to grid topology to minimize risk of ignition in HFTDs Remote GridWLDFRVegetation ContactAggregated | WLDFR | HFTD - Distribution - Tier 3 - 1QU CoRE ¦ 3QU LoRE | Non-Red Flag Warning - Small Fires | Vegetation Contact | Aggregated | 2035 | 0.0028449 | 56.2394 | 0.15999 | 2035 | Mitigation | 0.95 | 45 | 0 | esc | 0.00097009 | 2.7598e-06 | 0.00097009 | 2.7598e-06 | 0.0027785 | 1.4026e-10 | 0.0093087 | 2.3223e-09
[120 empty] | 7.3.3.17.5 (Remote Grid) Updates to grid topology to minimize risk of ignition in HFTDs Remote GridWLDFRVegetation ContactAggregated | WLDFR | HFTD - Distribution - Tier 3 - 1QU CoRE ¦ 3QU LoRE | Non-Red Flag Warning - Small Fires | Vegetation Contact | Aggregated | 2036 | 0.0028449 | 56.2394 | 0.15999 | 2036 | Mitigation | 0.95 | 45 | 0 | esc | 0.00097009 | 2.7598e-06 | 0.00097009 | 2.7598e-06 | 0.0027785 | 1.4026e-10 | 0.0093087 | 2.3223e-09
[120 empty] | 7.3.3.17.5 (Remote Grid) Updates to grid topology to minimize risk of ignition in HFTDs Remote GridWLDFRVegetation ContactAggregated | WLDFR | HFTD - Distribution - Tier 3 - 1QU CoRE ¦ 3QU LoRE | Non-Red Flag Warning - Small Fires | Vegetation Contact | Aggregated | 2037 | 0.0028449 | 56.2394 | 0.15999 | 2037 | Mitigation | 0.95 | 45 | 0 | esc | 0.00097009 | 2.7598e-06 | 0.00097009 | 2.7598e-06 | 0.0027785 | 1.4026e-10 | 0.0093087 | 2.3223e-09
[120 empty] | 7.3.3.17.5 (Remote Grid) Updates to grid topology to minimize risk of ignition in HFTDs Remote GridWLDFRVegetation ContactAggregated | WLDFR | HFTD - Distribution - Tier 3 - 1QU CoRE ¦ 3QU LoRE | Non-Red Flag Warning - Small Fires | Vegetation Contact | Aggregated | 2038 | 0.0028449 | 56.2394 | 0.15999 | 2038 | Mitigation | 0.95 | 45 | 0 | esc | 0.00097009 | 2.7598e-06 | 0.00097009 | 2.7598e-06 | 0.0027785 | 1.4026e-10 | 0.0093087 | 2.3223e-09
[120 empty] | 7.3.3.17.5 (Remote Grid) Updates to grid topology to minimize risk of ignition in HFTDs Remote GridWLDFRVegetation ContactAggregated | WLDFR | HFTD - Distribution - Tier 3 - 1QU CoRE ¦ 3QU LoRE | Non-Red Flag Warning - Small Fires | Vegetation Contact | Aggregated | 2039 | 0.0028449 | 56.2394 | 0.15999 | 2039 | Mitigation | 0.95 | 45 | 0 | esc | 0.00097009 | 2.7598e-06 | 0.00097009 | 2.7598e-06 | 0.0027785 | 1.4026e-10 | 0.0093087 | 2.3223e-09
[120 empty] | 7.3.3.17.5 (Remote Grid) Updates to grid topology to minimize risk of ignition in HFTDs Remote GridWLDFRVegetation ContactAggregated | WLDFR | HFTD - Distribution - Tier 3 - 1QU CoRE ¦ 3QU LoRE | Non-Red Flag Warning - Small Fires | Vegetation Contact | Aggregated | 2040 | 0.0028449 | 56.2394 | 0.15999 | 2040 | Mitigation | 0.95 | 45 | 0 | esc | 0.00097009 | 2.7598e-06 | 0.00097009 | 2.7598e-06 | 0.0027785 | 1.4026e-10 | 0.0093087 | 2.3223e-09
[120 empty] | 7.3.3.17.5 (Remote Grid) Updates to grid topology to minimize risk of ignition in HFTDs Remote GridWLDFRVegetation ContactAggregated | WLDFR | HFTD - Distribution - Tier 3 - 1QU CoRE ¦ 3QU LoRE | Non-Red Flag Warning - Small Fires | Vegetation Contact | Aggregated | 2041 | 0.0028449 | 56.2394 | 0.15999 | 2041 | Mitigation | 0.95 | 45 | 0 | esc | 0.00097009 | 2.7598e-06 | 0.00097009 | 2.7598e-06 | 0.0027785 | 1.4026e-10 | 0.0093087 | 2.3223e-09
[120 empty] | 7.3.3.17.5 (Remote Grid) Updates to grid topology to minimize risk of ignition in HFTDs Remote GridWLDFRVegetation ContactAggregated | WLDFR | HFTD - Distribution - Tier 3 - 1QU CoRE ¦ 3QU LoRE | Non-Red Flag Warning - Small Fires | Vegetation Contact | Aggregated | 2042 | 0.0028449 | 56.2394 | 0.15999 | 2042 | Mitigation | 0.95 | 45 | 0 | esc | 0.00097009 | 2.7598e-06 | 0.00097009 | 2.7598e-06 | 0 | 0 | 0.0093087 | 2.3223e-09
[120 empty] | 7.3.3.17.5 (Remote Grid) Updates to grid topology to minimize risk of ignition in HFTDs Remote GridWLDFRVegetation ContactAggregated | WLDFR | HFTD - Distribution - Tier 3 - 1QU CoRE ¦ 3QU LoRE | Non-Red Flag Warning - Small Fires | Vegetation Contact | Aggregated | 2043 | 0.0028449 | 56.2394 | 0.15999 | 2043 | Mitigation | 0.95 | 45 | 0 | esc | 0.00097009 | 2.7598e-06 | 0.00097009 | 2.7598e-06 | 0.0027785 | 5.6757e-12 | 0.0093087 | 2.3223e-09
[120 empty] | 7.3.3.17.5 (Remote Grid) Updates to grid topology to minimize risk of ignition in HFTDs Remote GridWLDFRVegetation ContactAggregated | WLDFR | HFTD - Distribution - Tier 3 - 1QU CoRE ¦ 3QU LoRE | Non-Red Flag Warning - Small Fires | Vegetation Contact | Aggregated | 2044 | 0.0028449 | 56.2394 | 0.15999 | 2044 | Mitigation | 0.95 | 45 | 0 | esc | 0.00097009 | 2.7598e-06 | 0.00097009 | 2.7598e-06 | 0.0027785 | 5.6757e-12 | 0.0093087 | 2.3223e-09
[120 empty] | 7.3.3.17.5 (Remote Grid) Updates to grid topology to minimize risk of ignition in HFTDs Remote GridWLDFRVegetation ContactAggregated | WLDFR | HFTD - Distribution - Tier 3 - 1QU CoRE ¦ 3QU LoRE | Non-Red Flag Warning - Small Fires | Vegetation Contact | Aggregated | 2045 | 0.0028449 | 56.2394 | 0.15999 | 2045 | Mitigation | 0.95 | 45 | 0 | esc | 0.00097009 | 2.7598e-06 | 0.00097009 | 2.7598e-06 | 0.0027785 | 5.6757e-12 | 0.0093087 | 2.3223e-09
[120 empty] | 7.3.3.17.5 (Remote Grid) Updates to grid topology to minimize risk of ignition in HFTDs Remote GridWLDFRVegetation ContactAggregated | WLDFR | HFTD - Distribution - Tier 3 - 1QU CoRE ¦ 3QU LoRE | Non-Red Flag Warning - Small Fires | Vegetation Contact | Aggregated | 2046 | 0.0028449 | 56.2394 | 0.15999 | 2046 | Mitigation | 0.95 | 45 | 0 | esc | 0.00097009 | 2.7598e-06 | 0.00097009 | 2.7598e-06 | 0.0027785 | 5.6757e-12 | 0.0093087 | 2.3223e-09
[120 empty] | 7.3.3.17.5 (Remote Grid) Updates to grid topology to minimize risk of ignition in HFTDs Remote GridWLDFRVegetation ContactAggregated | WLDFR | HFTD - Distribution - Tier 3 - 1QU CoRE ¦ 3QU LoRE | Non-Red Flag Warning - Small Fires | Vegetation Contact | Aggregated | 2047 | 0.0028449 | 56.2394 | 0.15999 | 2047 | Mitigation | 0.95 | 45 | 0 | esc | 0.00097009 | 2.7598e-06 | 0.00097009 | 2.7598e-06 | 0.0027785 | 5.6757e-12 | 0.0093087 | 2.3223e-09
[120 empty] | 7.3.3.17.5 (Remote Grid) Updates to grid topology to minimize risk of ignition in HFTDs Remote GridWLDFRVegetation ContactAggregated | WLDFR | HFTD - Distribution - Tier 3 - 1QU CoRE ¦ 3QU LoRE | Non-Red Flag Warning - Small Fires | Vegetation Contact | Aggregated | 2048 | 0.0028449 | 56.2394 | 0.15999 | 2048 | Mitigation | 0.95 | 45 | 0 | esc | 0.00097009 | 2.7598e-06 | 0.00097009 | 2.7598e-06 | 0.0027785 | 5.6757e-12 | 0.0093087 | 2.3223e-09
[120 empty] | 7.3.3.17.5 (Remote Grid) Updates to grid topology to minimize risk of ignition in HFTDs Remote GridWLDFRVegetation ContactAggregated | WLDFR | HFTD - Distribution - Tier 3 - 1QU CoRE ¦ 3QU LoRE | Non-Red Flag Warning - Small Fires | Vegetation Contact | Aggregated | 2049 | 0.0028449 | 56.2394 | 0.15999 | 2049 | Mitigation | 0.95 | 45 | 0 | esc | 0.00097009 | 2.7598e-06 | 0.00097009 | 2.7598e-06 | 0.0027785 | 5.6757e-12 | 0.0093087 | 2.3223e-09
[120 empty] | 7.3.3.17.5 (Remote Grid) Updates to grid topology to minimize risk of ignition in HFTDs Remote GridWLDFRVegetation ContactAggregated | WLDFR | HFTD - Distribution - Tier 3 - 1QU CoRE ¦ 3QU LoRE | Non-Red Flag Warning - Small Fires | Vegetation Contact | Aggregated | 2050 | 0.0028449 | 56.2394 | 0.15999 | 2050 | Mitigation | 0.95 | 45 | 0 | esc | 0.00097009 | 2.7598e-06 | 0.00097009 | 2.7598e-06 | 0.0027785 | 5.6757e-12 | 0.0093087 | 2.3223e-09
[120 empty] | 7.3.3.17.5 (Remote Grid) Updates to grid topology to minimize risk of ignition in HFTDs Remote GridWLDFRVegetation ContactAggregated | WLDFR | HFTD - Distribution - Tier 3 - 1QU CoRE ¦ 3QU LoRE | Non-Red Flag Warning - Small Fires | Vegetation Contact | Aggregated | 2051 | 0.0028449 | 56.2394 | 0.15999 | 2051 | Mitigation | 0.95 | 45 | 0 | esc | 0.00097009 | 2.7598e-06 | 0.00097009 | 2.7598e-06 | 0.0027785 | 5.6757e-12 | 0.0093087 | 2.3223e-09
[120 empty] | 7.3.3.17.5 (Remote Grid) Updates to grid topology to minimize risk of ignition in HFTDs Remote GridWLDFRVegetation ContactAggregated | WLDFR | HFTD - Distribution - Tier 3 - 1QU CoRE ¦ 3QU LoRE | Non-Red Flag Warning - Small Fires | Vegetation Contact | Aggregated | 2052 | 0.0028449 | 56.2394 | 0.15999 | 2052 | Mitigation | 0.95 | 45 | 0 | esc | 0.00097009 | 2.7598e-06 | 0.00097009 | 2.7598e-06 | 0.0027785 | 5.6757e-12 | 0 | 0
[120 empty] | 7.3.3.17.5 (Remote Grid) Updates to grid topology to minimize risk of ignition in HFTDs Remote GridWLDFRVegetation ContactAggregated | WLDFR | HFTD - Distribution - Tier 3 - 1QU CoRE ¦ 3QU LoRE | Non-Red Flag Warning - Small Fires | Vegetation Contact | Aggregated | 2053 | 0.0028449 | 56.2394 | 0.15999 | 2053 | Mitigation | 0.95 | 45 | 0 | esc | 0.00097009 | 2.7598e-06 | 0.00097009 | 2.7598e-06 | 0.0027785 | 5.6757e-12 | 0 | 0
[120 empty] | 7.3.3.17.5 (Remote Grid) Updates to grid topology to minimize risk of ignition in HFTDs Remote GridWLDFRVegetation ContactAggregated | WLDFR | HFTD - Distribution - Tier 3 - 1QU CoRE ¦ 3QU LoRE | Non-Red Flag Warning - Small Fires | Vegetation Contact | Aggregated | 2054 | 0.0028449 | 56.2394 | 0.15999 | 2054 | Mitigation | 0.95 | 45 | 0 | esc | 0.00097009 | 2.7598e-06 | 0.00097009 | 2.7598e-06 | 0.0027785 | 5.6757e-12 | 0.0083522 | 4.3732e-10
[120 empty] | 7.3.3.17.5 (Remote Grid) Updates to grid topology to minimize risk of ignition in HFTDs Remote GridWLDFRVegetation ContactAggregated | WLDFR | HFTD - Distribution - Tier 3 - 1QU CoRE ¦ 3QU LoRE | Non-Red Flag Warning - Small Fires | Vegetation Contact | Aggregated | 2055 | 0.0028449 | 56.2394 | 0.15999 | 2055 | Mitigation | 0.95 | 45 | 0 | esc | 0.00097009 | 2.7598e-06 | 0.00097009 | 2.7598e-06 | 0.0027785 | 5.6757e-12 | 0.0083522 | 4.3732e-10
[120 empty] | 7.3.3.17.5 (Remote Grid) Updates to grid topology to minimize risk of ignition in HFTDs Remote GridWLDFRVegetation ContactAggregated | WLDFR | HFTD - Distribution - Tier 3 - 1QU CoRE ¦ 3QU LoRE | Non-Red Flag Warning - Small Fires | Vegetation Contact | Aggregated | 2056 | 0.0028449 | 56.2394 | 0.15999 | 2056 | Mitigation | 0.95 | 45 | 0 | esc | 0.00097009 | 2.7598e-06 | 0.00097009 | 2.7598e-06 | 0.0027785 | 5.6757e-12 | 0.0083522 | 4.3732e-10
[120 empty] | 7.3.3.17.5 (Remote Grid) Updates to grid topology to minimize risk of ignition in HFTDs Remote GridWLDFRVegetation ContactAggregated | WLDFR | HFTD - Distribution - Tier 3 - 1QU CoRE ¦ 3QU LoRE | Non-Red Flag Warning - Small Fires | Vegetation Contact | Aggregated | 2057 | 0.0028449 | 56.2394 | 0.15999 | 2057 | Mitigation | 0.95 | 45 | 0 | esc | 0.00097009 | 2.7598e-06 | 0.00097009 | 2.7598e-06 | 0.0027785 | 5.6757e-12 | 0.0083522 | 4.3732e-10
[120 empty] | 7.3.3.17.5 (Remote Grid) Updates to grid topology to minimize risk of ignition in HFTDs Remote GridWLDFRVegetation ContactAggregated | WLDFR | HFTD - Distribution - Tier 3 - 1QU CoRE ¦ 3QU LoRE | Non-Red Flag Warning - Small Fires | Vegetation Contact | Aggregated | 2058 | 0.0028449 | 56.2394 | 0.15999 | 2058 | Mitigation | 0.95 | 45 | 0 | esc | 0.00097009 | 2.7598e-06 | 0.00097009 | 2.7598e-06 | 0.0027785 | 5.6757e-12 | 0.0083522 | 4.3732e-10
[120 empty] | 7.3.3.17.5 (Remote Grid) Updates to grid topology to minimize risk of ignition in HFTDs Remote GridWLDFRVegetation ContactAggregated | WLDFR | HFTD - Distribution - Tier 3 - 1QU CoRE ¦ 3QU LoRE | Non-Red Flag Warning - Small Fires | Vegetation Contact | Aggregated | 2059 | 0.0028449 | 56.2394 | 0.15999 | 2059 | Mitigation | 0.95 | 45 | 0 | esc | 0.00097009 | 2.7598e-06 | 0.00097009 | 2.7598e-06 | 0.0027785 | 5.6757e-12 | 0.0083522 | 4.3732e-10
[120 empty] | 7.3.3.17.5 (Remote Grid) Updates to grid topology to minimize risk of ignition in HFTDs Remote GridWLDFRVegetation ContactAggregated | WLDFR | HFTD - Distribution - Tier 3 - 1QU CoRE ¦ 3QU LoRE | Non-Red Flag Warning - Small Fires | Vegetation Contact | Aggregated | 2060 | 0.0028449 | 56.2394 | 0.15999 | 2060 | Mitigation | 0.95 | 45 | 0 | esc | 0.00097009 | 2.7598e-06 | 0.00097009 | 2.7598e-06 | 0.0027785 | 5.6757e-12 | 0.0083522 | 4.3732e-10
[120 empty] | 7.3.3.17.5 (Remote Grid) Updates to grid topology to minimize risk of ignition in HFTDs Remote GridWLDFRVegetation ContactAggregated | WLDFR | HFTD - Distribution - Tier 3 - 1QU CoRE ¦ 3QU LoRE | Non-Red Flag Warning - Small Fires | Vegetation Contact | Aggregated | 2061 | 0.0028449 | 56.2394 | 0.15999 | 2061 | Mitigation | 0.95 | 45 | 0 | esc | 0.00097009 | 2.7598e-06 | 0.00097009 | 2.7598e-06 | 0.0027785 | 5.6757e-12 | 0.0083522 | 4.3732e-10
[120 empty] | 7.3.3.17.5 (Remote Grid) Updates to grid topology to minimize risk of ignition in HFTDs Remote GridWLDFRVegetation ContactAggregated | WLDFR | HFTD - Distribution - Tier 3 - 1QU CoRE ¦ 3QU LoRE | Non-Red Flag Warning - Small Fires | Vegetation Contact | Aggregated | 2062 | 0.0028449 | 56.2394 | 0.15999 | 2062 | Mitigation | 0.95 | 45 | 0 | esc | 0.00097009 | 2.7598e-06 | 0.00097009 | 2.7598e-06 | 0.0027785 | 5.6757e-12 | 0.0083522 | 4.3732e-10
[120 empty] | 7.3.3.17.5 (Remote Grid) Updates to grid topology to minimize risk of ignition in HFTDs Remote GridWLDFRVegetation ContactAggregated | WLDFR | HFTD - Distribution - Tier 3 - 1QU CoRE ¦ 3QU LoRE | Non-Red Flag Warning - Small Fires | Vegetation Contact | Aggregated | 2063 | 0.0028449 | 56.2394 | 0.15999 | 2063 | Mitigation | 0.95 | 45 | 0 | esc | 0.00097009 | 2.7598e-06 | 0.00097009 | 2.7598e-06 | 0.0027785 | 5.6757e-12 | 0.0083522 | 4.3732e-10
[120 empty] | 7.3.3.17.5 (Remote Grid) Updates to grid topology to minimize risk of ignition in HFTDs Remote GridWLDFRVegetation ContactAggregated | WLDFR | HFTD - Distribution - Tier 3 - 1QU CoRE ¦ 3QU LoRE | Non-Red Flag Warning - Small Fires | Vegetation Contact | Aggregated | 2064 | 0.0028449 | 56.2394 | 0.15999 | 2064 | Mitigation | 0.95 | 45 | 0 | esc | 0.00097009 | 2.7598e-06 | 0.00097009 | 2.7598e-06 | 0.0027785 | 5.6757e-12 | 0.0083522 | 4.3732e-10
[120 empty] | 7.3.3.17.5 (Remote Grid) Updates to grid topology to minimize risk of ignition in HFTDs Remote GridWLDFRVegetation ContactAggregated | WLDFR | HFTD - Distribution - Tier 3 - 1QU CoRE ¦ 3QU LoRE | Non-Red Flag Warning - Small Fires | Vegetation Contact | Aggregated | 2065 | 0.0028449 | 56.2394 | 0.15999 | 2065 | Mitigation | 0.95 | 45 | 0 | esc | 0.00097009 | 2.7598e-06 | 0.00097009 | 2.7598e-06 | 0.0027785 | 5.6757e-12 | 0.0083522 | 4.3732e-10
[120 empty] | 7.3.3.17.5 (Remote Grid) Updates to grid topology to minimize risk of ignition in HFTDs Remote GridWLDFRVegetation ContactAggregated | WLDFR | HFTD - Distribution - Tier 3 - 1QU CoRE ¦ 3QU LoRE | Non-Red Flag Warning - Small Fires | Vegetation Contact | Aggregated | 2066 | 0.0028449 | 56.2394 | 0.15999 | 2066 | Mitigation | 0.95 | 45 | 0 | esc | 0.00097009 | 2.7598e-06 | 0.00097009 | 2.7598e-06 | 0.0027785 | 5.6757e-12 | 0.0083522 | 4.3732e-10
[120 empty] | 7.3.3.17.5 (Remote Grid) Updates to grid topology to minimize risk of ignition in HFTDs Remote GridWLDFRVegetation ContactAggregated | WLDFR | HFTD - Distribution - Tier 3 - 1QU CoRE ¦ 3QU LoRE | Non-Red Flag Warning - Small Fires | Vegetation Contact | Aggregated | 2067 | 0.0028449 | 56.2394 | 0.15999 | 2067 | Mitigation | 0.95 | 45 | 0 | esc | 0 | 0 | 0.00097009 | 2.7598e-06 | 0.0027785 | 5.6757e-12 | 0.0083522 | 4.3732e-10
[120 empty] | 7.3.3.17.5 (Remote Grid) Updates to grid topology to minimize risk of ignition in HFTDs Remote GridWLDFRWire-to-wire contactAggregated | WLDFR | HFTD - Distribution - Tier 3 - 1QU CoRE ¦ 3QU LoRE | Non-Red Flag Warning - Small Fires | Wire-to-wire contact | Aggregated | 2022 | 8.886e-05 | 56.2394 | 0.0049974 | 2022 | Mitigation | 0.95 | 45 | 0 | esc | 0.00097009 | 8.6202e-08 | 0 | 0 | 0.0027785 | 5.6757e-12 | 0.0083522 | 4.3732e-10
[120 empty] | 7.3.3.17.5 (Remote Grid) Updates to grid topology to minimize risk of ignition in HFTDs Remote GridWLDFRWire-to-wire contactAggregated | WLDFR | HFTD - Distribution - Tier 3 - 1QU CoRE ¦ 3QU LoRE | Non-Red Flag Warning - Small Fires | Wire-to-wire contact | Aggregated | 2023 | 8.886e-05 | 56.2394 | 0.0049974 | 2023 | Mitigation | 0.95 | 45 | 0 | esc | 0.00097009 | 8.6202e-08 | 0.00097009 | 8.6202e-08 | 0.0027785 | 5.6757e-12 | 0.0083522 | 4.3732e-10
[120 empty] | 7.3.3.17.5 (Remote Grid) Updates to grid topology to minimize risk of ignition in HFTDs Remote GridWLDFRWire-to-wire contactAggregated | WLDFR | HFTD - Distribution - Tier 3 - 1QU CoRE ¦ 3QU LoRE | Non-Red Flag Warning - Small Fires | Wire-to-wire contact | Aggregated | 2024 | 8.886e-05 | 56.2394 | 0.0049974 | 2024 | Mitigation | 0.95 | 45 | 0 | esc | 0.00097009 | 8.6202e-08 | 0.00097009 | 8.6202e-08 | 0.0027785 | 5.6757e-12 | 0.0083522 | 4.3732e-10
[120 empty] | 7.3.3.17.5 (Remote Grid) Updates to grid topology to minimize risk of ignition in HFTDs Remote GridWLDFRWire-to-wire contactAggregated | WLDFR | HFTD - Distribution - Tier 3 - 1QU CoRE ¦ 3QU LoRE | Non-Red Flag Warning - Small Fires | Wire-to-wire contact | Aggregated | 2025 | 8.886e-05 | 56.2394 | 0.0049974 | 2025 | Mitigation | 0.95 | 45 | 0 | esc | 0.00097009 | 8.6202e-08 | 0.00097009 | 8.6202e-08 | 0.0027785 | 5.6757e-12 | 0.0083522 | 4.3732e-10
[120 empty] | 7.3.3.17.5 (Remote Grid) Updates to grid topology to minimize risk of ignition in HFTDs Remote GridWLDFRWire-to-wire contactAggregated | WLDFR | HFTD - Distribution - Tier 3 - 1QU CoRE ¦ 3QU LoRE | Non-Red Flag Warning - Small Fires | Wire-to-wire contact | Aggregated | 2026 | 8.886e-05 | 56.2394 | 0.0049974 | 2026 | Mitigation | 0.95 | 45 | 0 | esc | 0.00097009 | 8.6202e-08 | 0.00097009 | 8.6202e-08 | 0.0027785 | 5.6757e-12 | 0.0083522 | 4.3732e-10
[120 empty] | 7.3.3.17.5 (Remote Grid) Updates to grid topology to minimize risk of ignition in HFTDs Remote GridWLDFRWire-to-wire contactAggregated | WLDFR | HFTD - Distribution - Tier 3 - 1QU CoRE ¦ 3QU LoRE | Non-Red Flag Warning - Small Fires | Wire-to-wire contact | Aggregated | 2027 | 8.886e-05 | 56.2394 | 0.0049974 | 2027 | Mitigation | 0.95 | 45 | 0 | esc | 0.00097009 | 8.6202e-08 | 0.00097009 | 8.6202e-08 | 0.0027785 | 5.6757e-12 | 0.0083522 | 4.3732e-10
[120 empty] | 7.3.3.17.5 (Remote Grid) Updates to grid topology to minimize risk of ignition in HFTDs Remote GridWLDFRWire-to-wire contactAggregated | WLDFR | HFTD - Distribution - Tier 3 - 1QU CoRE ¦ 3QU LoRE | Non-Red Flag Warning - Small Fires | Wire-to-wire contact | Aggregated | 2028 | 8.886e-05 | 56.2394 | 0.0049974 | 2028 | Mitigation | 0.95 | 45 | 0 | esc | 0.00097009 | 8.6202e-08 | 0.00097009 | 8.6202e-08 | 0.0027785 | 5.6757e-12 | 0.0083522 | 4.3732e-10
[120 empty] | 7.3.3.17.5 (Remote Grid) Updates to grid topology to minimize risk of ignition in HFTDs Remote GridWLDFRWire-to-wire contactAggregated | WLDFR | HFTD - Distribution - Tier 3 - 1QU CoRE ¦ 3QU LoRE | Non-Red Flag Warning - Small Fires | Wire-to-wire contact | Aggregated | 2029 | 8.886e-05 | 56.2394 | 0.0049974 | 2029 | Mitigation | 0.95 | 45 | 0 | esc | 0.00097009 | 8.6202e-08 | 0.00097009 | 8.6202e-08 | 0.0027785 | 5.6757e-12 | 0.0083522 | 4.3732e-10
[120 empty] | 7.3.3.17.5 (Remote Grid) Updates to grid topology to minimize risk of ignition in HFTDs Remote GridWLDFRWire-to-wire contactAggregated | WLDFR | HFTD - Distribution - Tier 3 - 1QU CoRE ¦ 3QU LoRE | Non-Red Flag Warning - Small Fires | Wire-to-wire contact | Aggregated | 2030 | 8.886e-05 | 56.2394 | 0.0049974 | 2030 | Mitigation | 0.95 | 45 | 0 | esc | 0.00097009 | 8.6202e-08 | 0.00097009 | 8.6202e-08 | 0.0027785 | 5.6757e-12 | 0.0083522 | 4.3732e-10
[120 empty] | 7.3.3.17.5 (Remote Grid) Updates to grid topology to minimize risk of ignition in HFTDs Remote GridWLDFRWire-to-wire contactAggregated | WLDFR | HFTD - Distribution - Tier 3 - 1QU CoRE ¦ 3QU LoRE | Non-Red Flag Warning - Small Fires | Wire-to-wire contact | Aggregated | 2031 | 8.886e-05 | 56.2394 | 0.0049974 | 2031 | Mitigation | 0.95 | 45 | 0 | esc | 0.00097009 | 8.6202e-08 | 0.00097009 | 8.6202e-08 | 0.0027785 | 5.6757e-12 | 0.0083522 | 4.3732e-10
[120 empty] | 7.3.3.17.5 (Remote Grid) Updates to grid topology to minimize risk of ignition in HFTDs Remote GridWLDFRWire-to-wire contactAggregated | WLDFR | HFTD - Distribution - Tier 3 - 1QU CoRE ¦ 3QU LoRE | Non-Red Flag Warning - Small Fires | Wire-to-wire contact | Aggregated | 2032 | 8.886e-05 | 56.2394 | 0.0049974 | 2032 | Mitigation | 0.95 | 45 | 0 | esc | 0.00097009 | 8.6202e-08 | 0.00097009 | 8.6202e-08 | 0.0027785 | 5.6757e-12 | 0.0083522 | 4.3732e-10
[120 empty] | 7.3.3.17.5 (Remote Grid) Updates to grid topology to minimize risk of ignition in HFTDs Remote GridWLDFRWire-to-wire contactAggregated | WLDFR | HFTD - Distribution - Tier 3 - 1QU CoRE ¦ 3QU LoRE | Non-Red Flag Warning - Small Fires | Wire-to-wire contact | Aggregated | 2033 | 8.886e-05 | 56.2394 | 0.0049974 | 2033 | Mitigation | 0.95 | 45 | 0 | esc | 0.00097009 | 8.6202e-08 | 0.00097009 | 8.6202e-08 | 0.0027785 | 5.6757e-12 | 0.0083522 | 4.3732e-10
[120 empty] | 7.3.3.17.5 (Remote Grid) Updates to grid topology to minimize risk of ignition in HFTDs Remote GridWLDFRWire-to-wire contactAggregated | WLDFR | HFTD - Distribution - Tier 3 - 1QU CoRE ¦ 3QU LoRE | Non-Red Flag Warning - Small Fires | Wire-to-wire contact | Aggregated | 2034 | 8.886e-05 | 56.2394 | 0.0049974 | 2034 | Mitigation | 0.95 | 45 | 0 | esc | 0.00097009 | 8.6202e-08 | 0.00097009 | 8.6202e-08 | 0.0027785 | 5.6757e-12 | 0.0083522 | 4.3732e-10
[120 empty] | 7.3.3.17.5 (Remote Grid) Updates to grid topology to minimize risk of ignition in HFTDs Remote GridWLDFRWire-to-wire contactAggregated | WLDFR | HFTD - Distribution - Tier 3 - 1QU CoRE ¦ 3QU LoRE | Non-Red Flag Warning - Small Fires | Wire-to-wire contact | Aggregated | 2035 | 8.886e-05 | 56.2394 | 0.0049974 | 2035 | Mitigation | 0.95 | 45 | 0 | esc | 0.00097009 | 8.6202e-08 | 0.00097009 | 8.6202e-08 | 0.0027785 | 5.6757e-12 | 0.0083522 | 4.3732e-10
[120 empty] | 7.3.3.17.5 (Remote Grid) Updates to grid topology to minimize risk of ignition in HFTDs Remote GridWLDFRWire-to-wire contactAggregated | WLDFR | HFTD - Distribution - Tier 3 - 1QU CoRE ¦ 3QU LoRE | Non-Red Flag Warning - Small Fires | Wire-to-wire contact | Aggregated | 2036 | 8.886e-05 | 56.2394 | 0.0049974 | 2036 | Mitigation | 0.95 | 45 | 0 | esc | 0.00097009 | 8.6202e-08 | 0.00097009 | 8.6202e-08 | 0.0027785 | 5.6757e-12 | 0.0083522 | 4.3732e-10
[120 empty] | 7.3.3.17.5 (Remote Grid) Updates to grid topology to minimize risk of ignition in HFTDs Remote GridWLDFRWire-to-wire contactAggregated | WLDFR | HFTD - Distribution - Tier 3 - 1QU CoRE ¦ 3QU LoRE | Non-Red Flag Warning - Small Fires | Wire-to-wire contact | Aggregated | 2037 | 8.886e-05 | 56.2394 | 0.0049974 | 2037 | Mitigation | 0.95 | 45 | 0 | esc | 0.00097009 | 8.6202e-08 | 0.00097009 | 8.6202e-08 | 0.0027785 | 5.6757e-12 | 0.0083522 | 4.3732e-10
[120 empty] | 7.3.3.17.5 (Remote Grid) Updates to grid topology to minimize risk of ignition in HFTDs Remote GridWLDFRWire-to-wire contactAggregated | WLDFR | HFTD - Distribution - Tier 3 - 1QU CoRE ¦ 3QU LoRE | Non-Red Flag Warning - Small Fires | Wire-to-wire contact | Aggregated | 2038 | 8.886e-05 | 56.2394 | 0.0049974 | 2038 | Mitigation | 0.95 | 45 | 0 | esc | 0.00097009 | 8.6202e-08 | 0.00097009 | 8.6202e-08 | 0.0027785 | 5.6757e-12 | 0 | 0
[120 empty] | 7.3.3.17.5 (Remote Grid) Updates to grid topology to minimize risk of ignition in HFTDs Remote GridWLDFRWire-to-wire contactAggregated | WLDFR | HFTD - Distribution - Tier 3 - 1QU CoRE ¦ 3QU LoRE | Non-Red Flag Warning - Small Fires | Wire-to-wire contact | Aggregated | 2039 | 8.886e-05 | 56.2394 | 0.0049974 | 2039 | Mitigation | 0.95 | 45 | 0 | esc | 0.00097009 | 8.6202e-08 | 0.00097009 | 8.6202e-08 | 0.0027785 | 5.6757e-12 | 0 | 0
[120 empty] | 7.3.3.17.5 (Remote Grid) Updates to grid topology to minimize risk of ignition in HFTDs Remote GridWLDFRWire-to-wire contactAggregated | WLDFR | HFTD - Distribution - Tier 3 - 1QU CoRE ¦ 3QU LoRE | Non-Red Flag Warning - Small Fires | Wire-to-wire contact | Aggregated | 2040 | 8.886e-05 | 56.2394 | 0.0049974 | 2040 | Mitigation | 0.95 | 45 | 0 | esc | 0.00097009 | 8.6202e-08 | 0.00097009 | 8.6202e-08 | 0.0027785 | 5.6757e-12 | 0.0092336 | 4.1847e-11
[120 empty] | 7.3.3.17.5 (Remote Grid) Updates to grid topology to minimize risk of ignition in HFTDs Remote GridWLDFRWire-to-wire contactAggregated | WLDFR | HFTD - Distribution - Tier 3 - 1QU CoRE ¦ 3QU LoRE | Non-Red Flag Warning - Small Fires | Wire-to-wire contact | Aggregated | 2041 | 8.886e-05 | 56.2394 | 0.0049974 | 2041 | Mitigation | 0.95 | 45 | 0 | esc | 0.00097009 | 8.6202e-08 | 0.00097009 | 8.6202e-08 | 0.0027785 | 5.6757e-12 | 0.0092336 | 4.1847e-11
[120 empty] | 7.3.3.17.5 (Remote Grid) Updates to grid topology to minimize risk of ignition in HFTDs Remote GridWLDFRWire-to-wire contactAggregated | WLDFR | HFTD - Distribution - Tier 3 - 1QU CoRE ¦ 3QU LoRE | Non-Red Flag Warning - Small Fires | Wire-to-wire contact | Aggregated | 2042 | 8.886e-05 | 56.2394 | 0.0049974 | 2042 | Mitigation | 0.95 | 45 | 0 | esc | 0.00097009 | 8.6202e-08 | 0.00097009 | 8.6202e-08 | 0.0027785 | 5.6757e-12 | 0.0092336 | 4.1847e-11
[120 empty] | 7.3.3.17.5 (Remote Grid) Updates to grid topology to minimize risk of ignition in HFTDs Remote GridWLDFRWire-to-wire contactAggregated | WLDFR | HFTD - Distribution - Tier 3 - 1QU CoRE ¦ 3QU LoRE | Non-Red Flag Warning - Small Fires | Wire-to-wire contact | Aggregated | 2043 | 8.886e-05 | 56.2394 | 0.0049974 | 2043 | Mitigation | 0.95 | 45 | 0 | esc | 0.00097009 | 8.6202e-08 | 0.00097009 | 8.6202e-08 | 0.0027785 | 5.6757e-12 | 0.0092336 | 4.1847e-11
[120 empty] | 7.3.3.17.5 (Remote Grid) Updates to grid topology to minimize risk of ignition in HFTDs Remote GridWLDFRWire-to-wire contactAggregated | WLDFR | HFTD - Distribution - Tier 3 - 1QU CoRE ¦ 3QU LoRE | Non-Red Flag Warning - Small Fires | Wire-to-wire contact | Aggregated | 2044 | 8.886e-05 | 56.2394 | 0.0049974 | 2044 | Mitigation | 0.95 | 45 | 0 | esc | 0.00097009 | 8.6202e-08 | 0.00097009 | 8.6202e-08 | 0.0027785 | 5.6757e-12 | 0.0092336 | 4.1847e-11
[120 empty] | 7.3.3.17.5 (Remote Grid) Updates to grid topology to minimize risk of ignition in HFTDs Remote GridWLDFRWire-to-wire contactAggregated | WLDFR | HFTD - Distribution - Tier 3 - 1QU CoRE ¦ 3QU LoRE | Non-Red Flag Warning - Small Fires | Wire-to-wire contact | Aggregated | 2045 | 8.886e-05 | 56.2394 | 0.0049974 | 2045 | Mitigation | 0.95 | 45 | 0 | esc | 0.00097009 | 8.6202e-08 | 0.00097009 | 8.6202e-08 | 0.0027785 | 5.6757e-12 | 0.0092336 | 4.1847e-11
[120 empty] | 7.3.3.17.5 (Remote Grid) Updates to grid topology to minimize risk of ignition in HFTDs Remote GridWLDFRWire-to-wire contactAggregated | WLDFR | HFTD - Distribution - Tier 3 - 1QU CoRE ¦ 3QU LoRE | Non-Red Flag Warning - Small Fires | Wire-to-wire contact | Aggregated | 2046 | 8.886e-05 | 56.2394 | 0.0049974 | 2046 | Mitigation | 0.95 | 45 | 0 | esc | 0.00097009 | 8.6202e-08 | 0.00097009 | 8.6202e-08 | 0 | 0 | 0.0092336 | 4.1847e-11
[120 empty] | 7.3.3.17.5 (Remote Grid) Updates to grid topology to minimize risk of ignition in HFTDs Remote GridWLDFRWire-to-wire contactAggregated | WLDFR | HFTD - Distribution - Tier 3 - 1QU CoRE ¦ 3QU LoRE | Non-Red Flag Warning - Small Fires | Wire-to-wire contact | Aggregated | 2047 | 8.886e-05 | 56.2394 | 0.0049974 | 2047 | Mitigation | 0.95 | 45 | 0 | esc | 0.00097009 | 8.6202e-08 | 0.00097009 | 8.6202e-08 | 0.0027785 | 2.4233e-10 | 0.0092336 | 4.1847e-11
[120 empty] | 7.3.3.17.5 (Remote Grid) Updates to grid topology to minimize risk of ignition in HFTDs Remote GridWLDFRWire-to-wire contactAggregated | WLDFR | HFTD - Distribution - Tier 3 - 1QU CoRE ¦ 3QU LoRE | Non-Red Flag Warning - Small Fires | Wire-to-wire contact | Aggregated | 2048 | 8.886e-05 | 56.2394 | 0.0049974 | 2048 | Mitigation | 0.95 | 45 | 0 | esc | 0.00097009 | 8.6202e-08 | 0.00097009 | 8.6202e-08 | 0.0027785 | 2.4233e-10 | 0.0092336 | 4.1847e-11
[120 empty] | 7.3.3.17.5 (Remote Grid) Updates to grid topology to minimize risk of ignition in HFTDs Remote GridWLDFRWire-to-wire contactAggregated | WLDFR | HFTD - Distribution - Tier 3 - 1QU CoRE ¦ 3QU LoRE | Non-Red Flag Warning - Small Fires | Wire-to-wire contact | Aggregated | 2049 | 8.886e-05 | 56.2394 | 0.0049974 | 2049 | Mitigation | 0.95 | 45 | 0 | esc | 0.00097009 | 8.6202e-08 | 0.00097009 | 8.6202e-08 | 0.0027785 | 2.4233e-10 | 0.0092336 | 4.1847e-11
[120 empty] | 7.3.3.17.5 (Remote Grid) Updates to grid topology to minimize risk of ignition in HFTDs Remote GridWLDFRWire-to-wire contactAggregated | WLDFR | HFTD - Distribution - Tier 3 - 1QU CoRE ¦ 3QU LoRE | Non-Red Flag Warning - Small Fires | Wire-to-wire contact | Aggregated | 2050 | 8.886e-05 | 56.2394 | 0.0049974 | 2050 | Mitigation | 0.95 | 45 | 0 | esc | 0.00097009 | 8.6202e-08 | 0.00097009 | 8.6202e-08 | 0.0027785 | 2.4233e-10 | 0.0092336 | 4.1847e-11
[120 empty] | 7.3.3.17.5 (Remote Grid) Updates to grid topology to minimize risk of ignition in HFTDs Remote GridWLDFRWire-to-wire contactAggregated | WLDFR | HFTD - Distribution - Tier 3 - 1QU CoRE ¦ 3QU LoRE | Non-Red Flag Warning - Small Fires | Wire-to-wire contact | Aggregated | 2051 | 8.886e-05 | 56.2394 | 0.0049974 | 2051 | Mitigation | 0.95 | 45 | 0 | esc | 0.00097009 | 8.6202e-08 | 0.00097009 | 8.6202e-08 | 0.0027785 | 2.4233e-10 | 0.0092336 | 4.1847e-11
[120 empty] | 7.3.3.17.5 (Remote Grid) Updates to grid topology to minimize risk of ignition in HFTDs Remote GridWLDFRWire-to-wire contactAggregated | WLDFR | HFTD - Distribution - Tier 3 - 1QU CoRE ¦ 3QU LoRE | Non-Red Flag Warning - Small Fires | Wire-to-wire contact | Aggregated | 2052 | 8.886e-05 | 56.2394 | 0.0049974 | 2052 | Mitigation | 0.95 | 45 | 0 | esc | 0.00097009 | 8.6202e-08 | 0.00097009 | 8.6202e-08 | 0.0027785 | 2.4233e-10 | 0.0092336 | 4.1847e-11
[120 empty] | 7.3.3.17.5 (Remote Grid) Updates to grid topology to minimize risk of ignition in HFTDs Remote GridWLDFRWire-to-wire contactAggregated | WLDFR | HFTD - Distribution - Tier 3 - 1QU CoRE ¦ 3QU LoRE | Non-Red Flag Warning - Small Fires | Wire-to-wire contact | Aggregated | 2053 | 8.886e-05 | 56.2394 | 0.0049974 | 2053 | Mitigation | 0.95 | 45 | 0 | esc | 0.00097009 | 8.6202e-08 | 0.00097009 | 8.6202e-08 | 0.0027785 | 2.4233e-10 | 0.0092336 | 4.1847e-11
[120 empty] | 7.3.3.17.5 (Remote Grid) Updates to grid topology to minimize risk of ignition in HFTDs Remote GridWLDFRWire-to-wire contactAggregated | WLDFR | HFTD - Distribution - Tier 3 - 1QU CoRE ¦ 3QU LoRE | Non-Red Flag Warning - Small Fires | Wire-to-wire contact | Aggregated | 2054 | 8.886e-05 | 56.2394 | 0.0049974 | 2054 | Mitigation | 0.95 | 45 | 0 | esc | 0.00097009 | 8.6202e-08 | 0.00097009 | 8.6202e-08 | 0.0027785 | 2.4233e-10 | 0.0092336 | 4.1847e-11
[120 empty] | 7.3.3.17.5 (Remote Grid) Updates to grid topology to minimize risk of ignition in HFTDs Remote GridWLDFRWire-to-wire contactAggregated | WLDFR | HFTD - Distribution - Tier 3 - 1QU CoRE ¦ 3QU LoRE | Non-Red Flag Warning - Small Fires | Wire-to-wire contact | Aggregated | 2055 | 8.886e-05 | 56.2394 | 0.0049974 | 2055 | Mitigation | 0.95 | 45 | 0 | esc | 0.00097009 | 8.6202e-08 | 0.00097009 | 8.6202e-08 | 0.0027785 | 2.4233e-10 | 0.0092336 | 4.1847e-11
[120 empty] | 7.3.3.17.5 (Remote Grid) Updates to grid topology to minimize risk of ignition in HFTDs Remote GridWLDFRWire-to-wire contactAggregated | WLDFR | HFTD - Distribution - Tier 3 - 1QU CoRE ¦ 3QU LoRE | Non-Red Flag Warning - Small Fires | Wire-to-wire contact | Aggregated | 2056 | 8.886e-05 | 56.2394 | 0.0049974 | 2056 | Mitigation | 0.95 | 45 | 0 | esc | 0.00097009 | 8.6202e-08 | 0.00097009 | 8.6202e-08 | 0.0027785 | 2.4233e-10 | 0.0092336 | 4.1847e-11
[120 empty] | 7.3.3.17.5 (Remote Grid) Updates to grid topology to minimize risk of ignition in HFTDs Remote GridWLDFRWire-to-wire contactAggregated | WLDFR | HFTD - Distribution - Tier 3 - 1QU CoRE ¦ 3QU LoRE | Non-Red Flag Warning - Small Fires | Wire-to-wire contact | Aggregated | 2057 | 8.886e-05 | 56.2394 | 0.0049974 | 2057 | Mitigation | 0.95 | 45 | 0 | esc | 0.00097009 | 8.6202e-08 | 0.00097009 | 8.6202e-08 | 0.0027785 | 2.4233e-10 | 0.0092336 | 4.1847e-11
[120 empty] | 7.3.3.17.5 (Remote Grid) Updates to grid topology to minimize risk of ignition in HFTDs Remote GridWLDFRWire-to-wire contactAggregated | WLDFR | HFTD - Distribution - Tier 3 - 1QU CoRE ¦ 3QU LoRE | Non-Red Flag Warning - Small Fires | Wire-to-wire contact | Aggregated | 2058 | 8.886e-05 | 56.2394 | 0.0049974 | 2058 | Mitigation | 0.95 | 45 | 0 | esc | 0.00097009 | 8.6202e-08 | 0.00097009 | 8.6202e-08 | 0.0027785 | 2.4233e-10 | 0.0092336 | 4.1847e-11
[120 empty] | 7.3.3.17.5 (Remote Grid) Updates to grid topology to minimize risk of ignition in HFTDs Remote GridWLDFRWire-to-wire contactAggregated | WLDFR | HFTD - Distribution - Tier 3 - 1QU CoRE ¦ 3QU LoRE | Non-Red Flag Warning - Small Fires | Wire-to-wire contact | Aggregated | 2059 | 8.886e-05 | 56.2394 | 0.0049974 | 2059 | Mitigation | 0.95 | 45 | 0 | esc | 0.00097009 | 8.6202e-08 | 0.00097009 | 8.6202e-08 | 0.0027785 | 2.4233e-10 | 0.0092336 | 4.1847e-11
[120 empty] | 7.3.3.17.5 (Remote Grid) Updates to grid topology to minimize risk of ignition in HFTDs Remote GridWLDFRWire-to-wire contactAggregated | WLDFR | HFTD - Distribution - Tier 3 - 1QU CoRE ¦ 3QU LoRE | Non-Red Flag Warning - Small Fires | Wire-to-wire contact | Aggregated | 2060 | 8.886e-05 | 56.2394 | 0.0049974 | 2060 | Mitigation | 0.95 | 45 | 0 | esc | 0.00097009 | 8.6202e-08 | 0.00097009 | 8.6202e-08 | 0.0027785 | 2.4233e-10 | 0.0092336 | 4.1847e-11
[120 empty] | 7.3.3.17.5 (Remote Grid) Updates to grid topology to minimize risk of ignition in HFTDs Remote GridWLDFRWire-to-wire contactAggregated | WLDFR | HFTD - Distribution - Tier 3 - 1QU CoRE ¦ 3QU LoRE | Non-Red Flag Warning - Small Fires | Wire-to-wire contact | Aggregated | 2061 | 8.886e-05 | 56.2394 | 0.0049974 | 2061 | Mitigation | 0.95 | 45 | 0 | esc | 0.00097009 | 8.6202e-08 | 0.00097009 | 8.6202e-08 | 0.0027785 | 2.4233e-10 | 0.0092336 | 4.1847e-11
[120 empty] | 7.3.3.17.5 (Remote Grid) Updates to grid topology to minimize risk of ignition in HFTDs Remote GridWLDFRWire-to-wire contactAggregated | WLDFR | HFTD - Distribution - Tier 3 - 1QU CoRE ¦ 3QU LoRE | Non-Red Flag Warning - Small Fires | Wire-to-wire contact | Aggregated | 2062 | 8.886e-05 | 56.2394 | 0.0049974 | 2062 | Mitigation | 0.95 | 45 | 0 | esc | 0.00097009 | 8.6202e-08 | 0.00097009 | 8.6202e-08 | 0.0027785 | 2.4233e-10 | 0.0092336 | 4.1847e-11
[120 empty] | 7.3.3.17.5 (Remote Grid) Updates to grid topology to minimize risk of ignition in HFTDs Remote GridWLDFRWire-to-wire contactAggregated | WLDFR | HFTD - Distribution - Tier 3 - 1QU CoRE ¦ 3QU LoRE | Non-Red Flag Warning - Small Fires | Wire-to-wire contact | Aggregated | 2063 | 8.886e-05 | 56.2394 | 0.0049974 | 2063 | Mitigation | 0.95 | 45 | 0 | esc | 0.00097009 | 8.6202e-08 | 0.00097009 | 8.6202e-08 | 0.0027785 | 2.4233e-10 | 0.0092336 | 4.1847e-11
[120 empty] | 7.3.3.17.5 (Remote Grid) Updates to grid topology to minimize risk of ignition in HFTDs Remote GridWLDFRWire-to-wire contactAggregated | WLDFR | HFTD - Distribution - Tier 3 - 1QU CoRE ¦ 3QU LoRE | Non-Red Flag Warning - Small Fires | Wire-to-wire contact | Aggregated | 2064 | 8.886e-05 | 56.2394 | 0.0049974 | 2064 | Mitigation | 0.95 | 45 | 0 | esc | 0.00097009 | 8.6202e-08 | 0.00097009 | 8.6202e-08 | 0.0027785 | 2.4233e-10 | 0.0092336 | 4.1847e-11
[120 empty] | 7.3.3.17.5 (Remote Grid) Updates to grid topology to minimize risk of ignition in HFTDs Remote GridWLDFRWire-to-wire contactAggregated | WLDFR | HFTD - Distribution - Tier 3 - 1QU CoRE ¦ 3QU LoRE | Non-Red Flag Warning - Small Fires | Wire-to-wire contact | Aggregated | 2065 | 8.886e-05 | 56.2394 | 0.0049974 | 2065 | Mitigation | 0.95 | 45 | 0 | esc | 0.00097009 | 8.6202e-08 | 0.00097009 | 8.6202e-08 | 0.0027785 | 2.4233e-10 | 0.0092336 | 4.1847e-11
[120 empty] | 7.3.3.17.5 (Remote Grid) Updates to grid topology to minimize risk of ignition in HFTDs Remote GridWLDFRWire-to-wire contactAggregated | WLDFR | HFTD - Distribution - Tier 3 - 1QU CoRE ¦ 3QU LoRE | Non-Red Flag Warning - Small Fires | Wire-to-wire contact | Aggregated | 2066 | 8.886e-05 | 56.2394 | 0.0049974 | 2066 | Mitigation | 0.95 | 45 | 0 | esc | 0.00097009 | 8.6202e-08 | 0.00097009 | 8.6202e-08 | 0.0027785 | 2.4233e-10 | 0.0092336 | 4.1847e-11
[120 empty] | 7.3.3.17.5 (Remote Grid) Updates to grid topology to minimize risk of ignition in HFTDs Remote GridWLDFRWire-to-wire contactAggregated | WLDFR | HFTD - Distribution - Tier 3 - 1QU CoRE ¦ 3QU LoRE | Non-Red Flag Warning - Small Fires | Wire-to-wire contact | Aggregated | 2067 | 8.886e-05 | 56.2394 | 0.0049974 | 2067 | Mitigation | 0.95 | 45 | 0 | esc | 0 | 0 | 0.00097009 | 8.6202e-08 | 0.0027785 | 2.4233e-10 | 0.0092336 | 4.1847e-11
[120 empty] | 7.3.3.17.5 (Remote Grid) Updates to grid topology to minimize risk of ignition in HFTDs Remote GridWLDFREquipment / facility failureAggregated | WLDFR | HFTD - Distribution - Tier 3 - 1QU CoRE ¦ 3QU LoRE | Red Flag Warning - Catastrophic Fires | Equipment / facility failure | Aggregated | 2022 | 1.9666e-05 | 56.2394 | 0.001106 | 2022 | Mitigation | 0.95 | 45 | 0 | esc | 0.00097009 | 1.9077e-08 | 0 | 0 | 0.0027785 | 2.4233e-10 | 0.0092336 | 4.1847e-11
[120 empty] | 7.3.3.17.5 (Remote Grid) Updates to grid topology to minimize risk of ignition in HFTDs Remote GridWLDFREquipment / facility failureAggregated | WLDFR | HFTD - Distribution - Tier 3 - 1QU CoRE ¦ 3QU LoRE | Red Flag Warning - Catastrophic Fires | Equipment / facility failure | Aggregated | 2023 | 1.9666e-05 | 56.2394 | 0.001106 | 2023 | Mitigation | 0.95 | 45 | 0 | esc | 0.00097009 | 1.9077e-08 | 0.00097009 | 1.9077e-08 | 0.0027785 | 2.4233e-10 | 0.0092336 | 4.1847e-11
[120 empty] | 7.3.3.17.5 (Remote Grid) Updates to grid topology to minimize risk of ignition in HFTDs Remote GridWLDFREquipment / facility failureAggregated | WLDFR | HFTD - Distribution - Tier 3 - 1QU CoRE ¦ 3QU LoRE | Red Flag Warning - Catastrophic Fires | Equipment / facility failure | Aggregated | 2024 | 1.9666e-05 | 56.2394 | 0.001106 | 2024 | Mitigation | 0.95 | 45 | 0 | esc | 0.00097009 | 1.9077e-08 | 0.00097009 | 1.9077e-08 | 0.0027785 | 2.4233e-10 | 0 | 0
[120 empty] | 7.3.3.17.5 (Remote Grid) Updates to grid topology to minimize risk of ignition in HFTDs Remote GridWLDFREquipment / facility failureAggregated | WLDFR | HFTD - Distribution - Tier 3 - 1QU CoRE ¦ 3QU LoRE | Red Flag Warning - Catastrophic Fires | Equipment / facility failure | Aggregated | 2025 | 1.9666e-05 | 56.2394 | 0.001106 | 2025 | Mitigation | 0.95 | 45 | 0 | esc | 0.00097009 | 1.9077e-08 | 0.00097009 | 1.9077e-08 | 0.0027785 | 2.4233e-10 | 0 | 0
[120 empty] | 7.3.3.17.5 (Remote Grid) Updates to grid topology to minimize risk of ignition in HFTDs Remote GridWLDFREquipment / facility failureAggregated | WLDFR | HFTD - Distribution - Tier 3 - 1QU CoRE ¦ 3QU LoRE | Red Flag Warning - Catastrophic Fires | Equipment / facility failure | Aggregated | 2026 | 1.9666e-05 | 56.2394 | 0.001106 | 2026 | Mitigation | 0.95 | 45 | 0 | esc | 0.00097009 | 1.9077e-08 | 0.00097009 | 1.9077e-08 | 0.0027785 | 2.4233e-10 | 0.0033164 | 7.127e-10
[120 empty] | 7.3.3.17.5 (Remote Grid) Updates to grid topology to minimize risk of ignition in HFTDs Remote GridWLDFREquipment / facility failureAggregated | WLDFR | HFTD - Distribution - Tier 3 - 1QU CoRE ¦ 3QU LoRE | Red Flag Warning - Catastrophic Fires | Equipment / facility failure | Aggregated | 2027 | 1.9666e-05 | 56.2394 | 0.001106 | 2027 | Mitigation | 0.95 | 45 | 0 | esc | 0.00097009 | 1.9077e-08 | 0.00097009 | 1.9077e-08 | 0.0027785 | 2.4233e-10 | 0.0033164 | 7.127e-10
[120 empty] | 7.3.3.17.5 (Remote Grid) Updates to grid topology to minimize risk of ignition in HFTDs Remote GridWLDFREquipment / facility failureAggregated | WLDFR | HFTD - Distribution - Tier 3 - 1QU CoRE ¦ 3QU LoRE | Red Flag Warning - Catastrophic Fires | Equipment / facility failure | Aggregated | 2028 | 1.9666e-05 | 56.2394 | 0.001106 | 2028 | Mitigation | 0.95 | 45 | 0 | esc | 0.00097009 | 1.9077e-08 | 0.00097009 | 1.9077e-08 | 0.0027785 | 2.4233e-10 | 0.0033164 | 7.127e-10
[120 empty] | 7.3.3.17.5 (Remote Grid) Updates to grid topology to minimize risk of ignition in HFTDs Remote GridWLDFREquipment / facility failureAggregated | WLDFR | HFTD - Distribution - Tier 3 - 1QU CoRE ¦ 3QU LoRE | Red Flag Warning - Catastrophic Fires | Equipment / facility failure | Aggregated | 2029 | 1.9666e-05 | 56.2394 | 0.001106 | 2029 | Mitigation | 0.95 | 45 | 0 | esc | 0.00097009 | 1.9077e-08 | 0.00097009 | 1.9077e-08 | 0.0027785 | 2.4233e-10 | 0.0033164 | 7.127e-10
[120 empty] | 7.3.3.17.5 (Remote Grid) Updates to grid topology to minimize risk of ignition in HFTDs Remote GridWLDFREquipment / facility failureAggregated | WLDFR | HFTD - Distribution - Tier 3 - 1QU CoRE ¦ 3QU LoRE | Red Flag Warning - Catastrophic Fires | Equipment / facility failure | Aggregated | 2030 | 1.9666e-05 | 56.2394 | 0.001106 | 2030 | Mitigation | 0.95 | 45 | 0 | esc | 0.00097009 | 1.9077e-08 | 0.00097009 | 1.9077e-08 | 0.0027785 | 2.4233e-10 | 0.0033164 | 7.127e-10
[120 empty] | 7.3.3.17.5 (Remote Grid) Updates to grid topology to minimize risk of ignition in HFTDs Remote GridWLDFREquipment / facility failureAggregated | WLDFR | HFTD - Distribution - Tier 3 - 1QU CoRE ¦ 3QU LoRE | Red Flag Warning - Catastrophic Fires | Equipment / facility failure | Aggregated | 2031 | 1.9666e-05 | 56.2394 | 0.001106 | 2031 | Mitigation | 0.95 | 45 | 0 | esc | 0.00097009 | 1.9077e-08 | 0.00097009 | 1.9077e-08 | 0.0027785 | 2.4233e-10 | 0.0033164 | 7.127e-10
[120 empty] | 7.3.3.17.5 (Remote Grid) Updates to grid topology to minimize risk of ignition in HFTDs Remote GridWLDFREquipment / facility failureAggregated | WLDFR | HFTD - Distribution - Tier 3 - 1QU CoRE ¦ 3QU LoRE | Red Flag Warning - Catastrophic Fires | Equipment / facility failure | Aggregated | 2032 | 1.9666e-05 | 56.2394 | 0.001106 | 2032 | Mitigation | 0.95 | 45 | 0 | esc | 0.00097009 | 1.9077e-08 | 0.00097009 | 1.9077e-08 | 0.0027785 | 2.4233e-10 | 0.0033164 | 7.127e-10
[120 empty] | 7.3.3.17.5 (Remote Grid) Updates to grid topology to minimize risk of ignition in HFTDs Remote GridWLDFREquipment / facility failureAggregated | WLDFR | HFTD - Distribution - Tier 3 - 1QU CoRE ¦ 3QU LoRE | Red Flag Warning - Catastrophic Fires | Equipment / facility failure | Aggregated | 2033 | 1.9666e-05 | 56.2394 | 0.001106 | 2033 | Mitigation | 0.95 | 45 | 0 | esc | 0.00097009 | 1.9077e-08 | 0.00097009 | 1.9077e-08 | 0.0027785 | 2.4233e-10 | 0.0033164 | 7.127e-10
[120 empty] | 7.3.3.17.5 (Remote Grid) Updates to grid topology to minimize risk of ignition in HFTDs Remote GridWLDFREquipment / facility failureAggregated | WLDFR | HFTD - Distribution - Tier 3 - 1QU CoRE ¦ 3QU LoRE | Red Flag Warning - Catastrophic Fires | Equipment / facility failure | Aggregated | 2034 | 1.9666e-05 | 56.2394 | 0.001106 | 2034 | Mitigation | 0.95 | 45 | 0 | esc | 0.00097009 | 1.9077e-08 | 0.00097009 | 1.9077e-08 | 0.0027785 | 2.4233e-10 | 0.0033164 | 7.127e-10
[120 empty] | 7.3.3.17.5 (Remote Grid) Updates to grid topology to minimize risk of ignition in HFTDs Remote GridWLDFREquipment / facility failureAggregated | WLDFR | HFTD - Distribution - Tier 3 - 1QU CoRE ¦ 3QU LoRE | Red Flag Warning - Catastrophic Fires | Equipment / facility failure | Aggregated | 2035 | 1.9666e-05 | 56.2394 | 0.001106 | 2035 | Mitigation | 0.95 | 45 | 0 | esc | 0.00097009 | 1.9077e-08 | 0.00097009 | 1.9077e-08 | 0.0027785 | 2.4233e-10 | 0.0033164 | 7.127e-10
[120 empty] | 7.3.3.17.5 (Remote Grid) Updates to grid topology to minimize risk of ignition in HFTDs Remote GridWLDFREquipment / facility failureAggregated | WLDFR | HFTD - Distribution - Tier 3 - 1QU CoRE ¦ 3QU LoRE | Red Flag Warning - Catastrophic Fires | Equipment / facility failure | Aggregated | 2036 | 1.9666e-05 | 56.2394 | 0.001106 | 2036 | Mitigation | 0.95 | 45 | 0 | esc | 0.00097009 | 1.9077e-08 | 0.00097009 | 1.9077e-08 | 0.0027785 | 2.4233e-10 | 0.0033164 | 7.127e-10
[120 empty] | 7.3.3.17.5 (Remote Grid) Updates to grid topology to minimize risk of ignition in HFTDs Remote GridWLDFREquipment / facility failureAggregated | WLDFR | HFTD - Distribution - Tier 3 - 1QU CoRE ¦ 3QU LoRE | Red Flag Warning - Catastrophic Fires | Equipment / facility failure | Aggregated | 2037 | 1.9666e-05 | 56.2394 | 0.001106 | 2037 | Mitigation | 0.95 | 45 | 0 | esc | 0.00097009 | 1.9077e-08 | 0.00097009 | 1.9077e-08 | 0.0027785 | 2.4233e-10 | 0.0033164 | 7.127e-10
[120 empty] | 7.3.3.17.5 (Remote Grid) Updates to grid topology to minimize risk of ignition in HFTDs Remote GridWLDFREquipment / facility failureAggregated | WLDFR | HFTD - Distribution - Tier 3 - 1QU CoRE ¦ 3QU LoRE | Red Flag Warning - Catastrophic Fires | Equipment / facility failure | Aggregated | 2038 | 1.9666e-05 | 56.2394 | 0.001106 | 2038 | Mitigation | 0.95 | 45 | 0 | esc | 0.00097009 | 1.9077e-08 | 0.00097009 | 1.9077e-08 | 0.0027785 | 2.4233e-10 | 0.0033164 | 7.127e-10
[120 empty] | 7.3.3.17.5 (Remote Grid) Updates to grid topology to minimize risk of ignition in HFTDs Remote GridWLDFREquipment / facility failureAggregated | WLDFR | HFTD - Distribution - Tier 3 - 1QU CoRE ¦ 3QU LoRE | Red Flag Warning - Catastrophic Fires | Equipment / facility failure | Aggregated | 2039 | 1.9666e-05 | 56.2394 | 0.001106 | 2039 | Mitigation | 0.95 | 45 | 0 | esc | 0.00097009 | 1.9077e-08 | 0.00097009 | 1.9077e-08 | 0.0027785 | 2.4233e-10 | 0.0033164 | 7.127e-10
[120 empty] | 7.3.3.17.5 (Remote Grid) Updates to grid topology to minimize risk of ignition in HFTDs Remote GridWLDFREquipment / facility failureAggregated | WLDFR | HFTD - Distribution - Tier 3 - 1QU CoRE ¦ 3QU LoRE | Red Flag Warning - Catastrophic Fires | Equipment / facility failure | Aggregated | 2040 | 1.9666e-05 | 56.2394 | 0.001106 | 2040 | Mitigation | 0.95 | 45 | 0 | esc | 0.00097009 | 1.9077e-08 | 0.00097009 | 1.9077e-08 | 0.0027785 | 2.4233e-10 | 0.0033164 | 7.127e-10
[120 empty] | 7.3.3.17.5 (Remote Grid) Updates to grid topology to minimize risk of ignition in HFTDs Remote GridWLDFREquipment / facility failureAggregated | WLDFR | HFTD - Distribution - Tier 3 - 1QU CoRE ¦ 3QU LoRE | Red Flag Warning - Catastrophic Fires | Equipment / facility failure | Aggregated | 2041 | 1.9666e-05 | 56.2394 | 0.001106 | 2041 | Mitigation | 0.95 | 45 | 0 | esc | 0.00097009 | 1.9077e-08 | 0.00097009 | 1.9077e-08 | 0.0027785 | 2.4233e-10 | 0.0033164 | 7.127e-10
[120 empty] | 7.3.3.17.5 (Remote Grid) Updates to grid topology to minimize risk of ignition in HFTDs Remote GridWLDFREquipment / facility failureAggregated | WLDFR | HFTD - Distribution - Tier 3 - 1QU CoRE ¦ 3QU LoRE | Red Flag Warning - Catastrophic Fires | Equipment / facility failure | Aggregated | 2042 | 1.9666e-05 | 56.2394 | 0.001106 | 2042 | Mitigation | 0.95 | 45 | 0 | esc | 0.00097009 | 1.9077e-08 | 0.00097009 | 1.9077e-08 | 0.0027785 | 2.4233e-10 | 0.0033164 | 7.127e-10
[120 empty] | 7.3.3.17.5 (Remote Grid) Updates to grid topology to minimize risk of ignition in HFTDs Remote GridWLDFREquipment / facility failureAggregated | WLDFR | HFTD - Distribution - Tier 3 - 1QU CoRE ¦ 3QU LoRE | Red Flag Warning - Catastrophic Fires | Equipment / facility failure | Aggregated | 2043 | 1.9666e-05 | 56.2394 | 0.001106 | 2043 | Mitigation | 0.95 | 45 | 0 | esc | 0.00097009 | 1.9077e-08 | 0.00097009 | 1.9077e-08 | 0.0027785 | 2.4233e-10 | 0.0033164 | 7.127e-10
[120 empty] | 7.3.3.17.5 (Remote Grid) Updates to grid topology to minimize risk of ignition in HFTDs Remote GridWLDFREquipment / facility failureAggregated | WLDFR | HFTD - Distribution - Tier 3 - 1QU CoRE ¦ 3QU LoRE | Red Flag Warning - Catastrophic Fires | Equipment / facility failure | Aggregated | 2044 | 1.9666e-05 | 56.2394 | 0.001106 | 2044 | Mitigation | 0.95 | 45 | 0 | esc | 0.00097009 | 1.9077e-08 | 0.00097009 | 1.9077e-08 | 0.0027785 | 2.4233e-10 | 0.0033164 | 7.127e-10
[120 empty] | 7.3.3.17.5 (Remote Grid) Updates to grid topology to minimize risk of ignition in HFTDs Remote GridWLDFREquipment / facility failureAggregated | WLDFR | HFTD - Distribution - Tier 3 - 1QU CoRE ¦ 3QU LoRE | Red Flag Warning - Catastrophic Fires | Equipment / facility failure | Aggregated | 2045 | 1.9666e-05 | 56.2394 | 0.001106 | 2045 | Mitigation | 0.95 | 45 | 0 | esc | 0.00097009 | 1.9077e-08 | 0.00097009 | 1.9077e-08 | 0.0027785 | 2.4233e-10 | 0.0033164 | 7.127e-10
[120 empty] | 7.3.3.17.5 (Remote Grid) Updates to grid topology to minimize risk of ignition in HFTDs Remote GridWLDFREquipment / facility failureAggregated | WLDFR | HFTD - Distribution - Tier 3 - 1QU CoRE ¦ 3QU LoRE | Red Flag Warning - Catastrophic Fires | Equipment / facility failure | Aggregated | 2046 | 1.9666e-05 | 56.2394 | 0.001106 | 2046 | Mitigation | 0.95 | 45 | 0 | esc | 0.00097009 | 1.9077e-08 | 0.00097009 | 1.9077e-08 | 0.0027785 | 2.4233e-10 | 0.0033164 | 7.127e-10
[120 empty] | 7.3.3.17.5 (Remote Grid) Updates to grid topology to minimize risk of ignition in HFTDs Remote GridWLDFREquipment / facility failureAggregated | WLDFR | HFTD - Distribution - Tier 3 - 1QU CoRE ¦ 3QU LoRE | Red Flag Warning - Catastrophic Fires | Equipment / facility failure | Aggregated | 2047 | 1.9666e-05 | 56.2394 | 0.001106 | 2047 | Mitigation | 0.95 | 45 | 0 | esc | 0.00097009 | 1.9077e-08 | 0.00097009 | 1.9077e-08 | 0.0027785 | 2.4233e-10 | 0.0033164 | 7.127e-10
[120 empty] | 7.3.3.17.5 (Remote Grid) Updates to grid topology to minimize risk of ignition in HFTDs Remote GridWLDFREquipment / facility failureAggregated | WLDFR | HFTD - Distribution - Tier 3 - 1QU CoRE ¦ 3QU LoRE | Red Flag Warning - Catastrophic Fires | Equipment / facility failure | Aggregated | 2048 | 1.9666e-05 | 56.2394 | 0.001106 | 2048 | Mitigation | 0.95 | 45 | 0 | esc | 0.00097009 | 1.9077e-08 | 0.00097009 | 1.9077e-08 | 0.0027785 | 2.4233e-10 | 0.0033164 | 7.127e-10
[120 empty] | 7.3.3.17.5 (Remote Grid) Updates to grid topology to minimize risk of ignition in HFTDs Remote GridWLDFREquipment / facility failureAggregated | WLDFR | HFTD - Distribution - Tier 3 - 1QU CoRE ¦ 3QU LoRE | Red Flag Warning - Catastrophic Fires | Equipment / facility failure | Aggregated | 2049 | 1.9666e-05 | 56.2394 | 0.001106 | 2049 | Mitigation | 0.95 | 45 | 0 | esc | 0.00097009 | 1.9077e-08 | 0.00097009 | 1.9077e-08 | 0.0027785 | 2.4233e-10 | 0.0033164 | 7.127e-10
[120 empty] | 7.3.3.17.5 (Remote Grid) Updates to grid topology to minimize risk of ignition in HFTDs Remote GridWLDFREquipment / facility failureAggregated | WLDFR | HFTD - Distribution - Tier 3 - 1QU CoRE ¦ 3QU LoRE | Red Flag Warning - Catastrophic Fires | Equipment / facility failure | Aggregated | 2050 | 1.9666e-05 | 56.2394 | 0.001106 | 2050 | Mitigation | 0.95 | 45 | 0 | esc | 0.00097009 | 1.9077e-08 | 0.00097009 | 1.9077e-08 | 0 | 0 | 0.0033164 | 7.127e-10
[120 empty] | 7.3.3.17.5 (Remote Grid) Updates to grid topology to minimize risk of ignition in HFTDs Remote GridWLDFREquipment / facility failureAggregated | WLDFR | HFTD - Distribution - Tier 3 - 1QU CoRE ¦ 3QU LoRE | Red Flag Warning - Catastrophic Fires | Equipment / facility failure | Aggregated | 2051 | 1.9666e-05 | 56.2394 | 0.001106 | 2051 | Mitigation | 0.95 | 45 | 0 | esc | 0.00097009 | 1.9077e-08 | 0.00097009 | 1.9077e-08 | 0.0027785 | 2.7259e-10 | 0.0033164 | 7.127e-10
[120 empty] | 7.3.3.17.5 (Remote Grid) Updates to grid topology to minimize risk of ignition in HFTDs Remote GridWLDFREquipment / facility failureAggregated | WLDFR | HFTD - Distribution - Tier 3 - 1QU CoRE ¦ 3QU LoRE | Red Flag Warning - Catastrophic Fires | Equipment / facility failure | Aggregated | 2052 | 1.9666e-05 | 56.2394 | 0.001106 | 2052 | Mitigation | 0.95 | 45 | 0 | esc | 0.00097009 | 1.9077e-08 | 0.00097009 | 1.9077e-08 | 0.0027785 | 2.7259e-10 | 0.0033164 | 7.127e-10
[120 empty] | 7.3.3.17.5 (Remote Grid) Updates to grid topology to minimize risk of ignition in HFTDs Remote GridWLDFREquipment / facility failureAggregated | WLDFR | HFTD - Distribution - Tier 3 - 1QU CoRE ¦ 3QU LoRE | Red Flag Warning - Catastrophic Fires | Equipment / facility failure | Aggregated | 2053 | 1.9666e-05 | 56.2394 | 0.001106 | 2053 | Mitigation | 0.95 | 45 | 0 | esc | 0.00097009 | 1.9077e-08 | 0.00097009 | 1.9077e-08 | 0.0027785 | 2.7259e-10 | 0.0033164 | 7.127e-10
[120 empty] | 7.3.3.17.5 (Remote Grid) Updates to grid topology to minimize risk of ignition in HFTDs Remote GridWLDFREquipment / facility failureAggregated | WLDFR | HFTD - Distribution - Tier 3 - 1QU CoRE ¦ 3QU LoRE | Red Flag Warning - Catastrophic Fires | Equipment / facility failure | Aggregated | 2054 | 1.9666e-05 | 56.2394 | 0.001106 | 2054 | Mitigation | 0.95 | 45 | 0 | esc | 0.00097009 | 1.9077e-08 | 0.00097009 | 1.9077e-08 | 0.0027785 | 2.7259e-10 | 0.0033164 | 7.127e-10
[120 empty] | 7.3.3.17.5 (Remote Grid) Updates to grid topology to minimize risk of ignition in HFTDs Remote GridWLDFREquipment / facility failureAggregated | WLDFR | HFTD - Distribution - Tier 3 - 1QU CoRE ¦ 3QU LoRE | Red Flag Warning - Catastrophic Fires | Equipment / facility failure | Aggregated | 2055 | 1.9666e-05 | 56.2394 | 0.001106 | 2055 | Mitigation | 0.95 | 45 | 0 | esc | 0.00097009 | 1.9077e-08 | 0.00097009 | 1.9077e-08 | 0.0027785 | 2.7259e-10 | 0.0033164 | 7.127e-10
[120 empty] | 7.3.3.17.5 (Remote Grid) Updates to grid topology to minimize risk of ignition in HFTDs Remote GridWLDFREquipment / facility failureAggregated | WLDFR | HFTD - Distribution - Tier 3 - 1QU CoRE ¦ 3QU LoRE | Red Flag Warning - Catastrophic Fires | Equipment / facility failure | Aggregated | 2056 | 1.9666e-05 | 56.2394 | 0.001106 | 2056 | Mitigation | 0.95 | 45 | 0 | esc | 0.00097009 | 1.9077e-08 | 0.00097009 | 1.9077e-08 | 0.0027785 | 2.7259e-10 | 0 | 0
[120 empty] | 7.3.3.17.5 (Remote Grid) Updates to grid topology to minimize risk of ignition in HFTDs Remote GridWLDFREquipment / facility failureAggregated | WLDFR | HFTD - Distribution - Tier 3 - 1QU CoRE ¦ 3QU LoRE | Red Flag Warning - Catastrophic Fires | Equipment / facility failure | Aggregated | 2057 | 1.9666e-05 | 56.2394 | 0.001106 | 2057 | Mitigation | 0.95 | 45 | 0 | esc | 0.00097009 | 1.9077e-08 | 0.00097009 | 1.9077e-08 | 0.0027785 | 2.7259e-10 | 0 | 0
[120 empty] | 7.3.3.17.5 (Remote Grid) Updates to grid topology to minimize risk of ignition in HFTDs Remote GridWLDFREquipment / facility failureAggregated | WLDFR | HFTD - Distribution - Tier 3 - 1QU CoRE ¦ 3QU LoRE | Red Flag Warning - Catastrophic Fires | Equipment / facility failure | Aggregated | 2058 | 1.9666e-05 | 56.2394 | 0.001106 | 2058 | Mitigation | 0.95 | 45 | 0 | esc | 0.00097009 | 1.9077e-08 | 0.00097009 | 1.9077e-08 | 0.0027785 | 2.7259e-10 | 0.012804 | 6.1616e-09
[120 empty] | 7.3.3.17.5 (Remote Grid) Updates to grid topology to minimize risk of ignition in HFTDs Remote GridWLDFREquipment / facility failureAggregated | WLDFR | HFTD - Distribution - Tier 3 - 1QU CoRE ¦ 3QU LoRE | Red Flag Warning - Catastrophic Fires | Equipment / facility failure | Aggregated | 2059 | 1.9666e-05 | 56.2394 | 0.001106 | 2059 | Mitigation | 0.95 | 45 | 0 | esc | 0.00097009 | 1.9077e-08 | 0.00097009 | 1.9077e-08 | 0.0027785 | 2.7259e-10 | 0.012804 | 6.1616e-09
[120 empty] | 7.3.3.17.5 (Remote Grid) Updates to grid topology to minimize risk of ignition in HFTDs Remote GridWLDFREquipment / facility failureAggregated | WLDFR | HFTD - Distribution - Tier 3 - 1QU CoRE ¦ 3QU LoRE | Red Flag Warning - Catastrophic Fires | Equipment / facility failure | Aggregated | 2060 | 1.9666e-05 | 56.2394 | 0.001106 | 2060 | Mitigation | 0.95 | 45 | 0 | esc | 0.00097009 | 1.9077e-08 | 0.00097009 | 1.9077e-08 | 0.0027785 | 2.7259e-10 | 0.012804 | 6.1616e-09
[120 empty] | 7.3.3.17.5 (Remote Grid) Updates to grid topology to minimize risk of ignition in HFTDs Remote GridWLDFREquipment / facility failureAggregated | WLDFR | HFTD - Distribution - Tier 3 - 1QU CoRE ¦ 3QU LoRE | Red Flag Warning - Catastrophic Fires | Equipment / facility failure | Aggregated | 2061 | 1.9666e-05 | 56.2394 | 0.001106 | 2061 | Mitigation | 0.95 | 45 | 0 | esc | 0.00097009 | 1.9077e-08 | 0.00097009 | 1.9077e-08 | 0.0027785 | 2.7259e-10 | 0.012804 | 6.1616e-09
[120 empty] | 7.3.3.17.5 (Remote Grid) Updates to grid topology to minimize risk of ignition in HFTDs Remote GridWLDFREquipment / facility failureAggregated | WLDFR | HFTD - Distribution - Tier 3 - 1QU CoRE ¦ 3QU LoRE | Red Flag Warning - Catastrophic Fires | Equipment / facility failure | Aggregated | 2062 | 1.9666e-05 | 56.2394 | 0.001106 | 2062 | Mitigation | 0.95 | 45 | 0 | esc | 0.00097009 | 1.9077e-08 | 0.00097009 | 1.9077e-08 | 0.0027785 | 2.7259e-10 | 0.012804 | 6.1616e-09
[120 empty] | 7.3.3.17.5 (Remote Grid) Updates to grid topology to minimize risk of ignition in HFTDs Remote GridWLDFREquipment / facility failureAggregated | WLDFR | HFTD - Distribution - Tier 3 - 1QU CoRE ¦ 3QU LoRE | Red Flag Warning - Catastrophic Fires | Equipment / facility failure | Aggregated | 2063 | 1.9666e-05 | 56.2394 | 0.001106 | 2063 | Mitigation | 0.95 | 45 | 0 | esc | 0.00097009 | 1.9077e-08 | 0.00097009 | 1.9077e-08 | 0.0027785 | 2.7259e-10 | 0.012804 | 6.1616e-09
[120 empty] | 7.3.3.17.5 (Remote Grid) Updates to grid topology to minimize risk of ignition in HFTDs Remote GridWLDFREquipment / facility failureAggregated | WLDFR | HFTD - Distribution - Tier 3 - 1QU CoRE ¦ 3QU LoRE | Red Flag Warning - Catastrophic Fires | Equipment / facility failure | Aggregated | 2064 | 1.9666e-05 | 56.2394 | 0.001106 | 2064 | Mitigation | 0.95 | 45 | 0 | esc | 0.00097009 | 1.9077e-08 | 0.00097009 | 1.9077e-08 | 0.0027785 | 2.7259e-10 | 0.012804 | 6.1616e-09
[120 empty] | 7.3.3.17.5 (Remote Grid) Updates to grid topology to minimize risk of ignition in HFTDs Remote GridWLDFREquipment / facility failureAggregated | WLDFR | HFTD - Distribution - Tier 3 - 1QU CoRE ¦ 3QU LoRE | Red Flag Warning - Catastrophic Fires | Equipment / facility failure | Aggregated | 2065 | 1.9666e-05 | 56.2394 | 0.001106 | 2065 | Mitigation | 0.95 | 45 | 0 | esc | 0.00097009 | 1.9077e-08 | 0.00097009 | 1.9077e-08 | 0.0027785 | 2.7259e-10 | 0.012804 | 6.1616e-09
[120 empty] | 7.3.3.17.5 (Remote Grid) Updates to grid topology to minimize risk of ignition in HFTDs Remote GridWLDFREquipment / facility failureAggregated | WLDFR | HFTD - Distribution - Tier 3 - 1QU CoRE ¦ 3QU LoRE | Red Flag Warning - Catastrophic Fires | Equipment / facility failure | Aggregated | 2066 | 1.9666e-05 | 56.2394 | 0.001106 | 2066 | Mitigation | 0.95 | 45 | 0 | esc | 0.00097009 | 1.9077e-08 | 0.00097009 | 1.9077e-08 | 0.0027785 | 2.7259e-10 | 0.012804 | 6.1616e-09
[120 empty] | 7.3.3.17.5 (Remote Grid) Updates to grid topology to minimize risk of ignition in HFTDs Remote GridWLDFREquipment / facility failureAggregated | WLDFR | HFTD - Distribution - Tier 3 - 1QU CoRE ¦ 3QU LoRE | Red Flag Warning - Catastrophic Fires | Equipment / facility failure | Aggregated | 2067 | 1.9666e-05 | 56.2394 | 0.001106 | 2067 | Mitigation | 0.95 | 45 | 0 | esc | 0 | 0 | 0.00097009 | 1.9077e-08 | 0.0027785 | 2.7259e-10 | 0.012804 | 6.1616e-09
[120 empty] | 7.3.3.17.5 (Remote Grid) Updates to grid topology to minimize risk of ignition in HFTDs Remote GridWLDFRVegetation ContactAggregated | WLDFR | HFTD - Distribution - Tier 3 - 1QU CoRE ¦ 3QU LoRE | Red Flag Warning - Catastrophic Fires | Vegetation Contact | Aggregated | 2022 | 0.00010401 | 56.2394 | 0.0058492 | 2022 | Mitigation | 0.95 | 45 | 0 | esc | 0.00097009 | 1.0089e-07 | 0 | 0 | 0.0027785 | 2.7259e-10 | 0.012804 | 6.1616e-09
[120 empty] | 7.3.3.17.5 (Remote Grid) Updates to grid topology to minimize risk of ignition in HFTDs Remote GridWLDFRVegetation ContactAggregated | WLDFR | HFTD - Distribution - Tier 3 - 1QU CoRE ¦ 3QU LoRE | Red Flag Warning - Catastrophic Fires | Vegetation Contact | Aggregated | 2023 | 0.00010401 | 56.2394 | 0.0058492 | 2023 | Mitigation | 0.95 | 45 | 0 | esc | 0.00097009 | 1.0089e-07 | 0.00097009 | 1.0089e-07 | 0.0027785 | 2.7259e-10 | 0.012804 | 6.1616e-09
[120 empty] | 7.3.3.17.5 (Remote Grid) Updates to grid topology to minimize risk of ignition in HFTDs Remote GridWLDFRVegetation ContactAggregated | WLDFR | HFTD - Distribution - Tier 3 - 1QU CoRE ¦ 3QU LoRE | Red Flag Warning - Catastrophic Fires | Vegetation Contact | Aggregated | 2024 | 0.00010401 | 56.2394 | 0.0058492 | 2024 | Mitigation | 0.95 | 45 | 0 | esc | 0.00097009 | 1.0089e-07 | 0.00097009 | 1.0089e-07 | 0.0027785 | 2.7259e-10 | 0.012804 | 6.1616e-09
[120 empty] | 7.3.3.17.5 (Remote Grid) Updates to grid topology to minimize risk of ignition in HFTDs Remote GridWLDFRVegetation ContactAggregated | WLDFR | HFTD - Distribution - Tier 3 - 1QU CoRE ¦ 3QU LoRE | Red Flag Warning - Catastrophic Fires | Vegetation Contact | Aggregated | 2025 | 0.00010401 | 56.2394 | 0.0058492 | 2025 | Mitigation | 0.95 | 45 | 0 | esc | 0.00097009 | 1.0089e-07 | 0.00097009 | 1.0089e-07 | 0.0027785 | 2.7259e-10 | 0.012804 | 6.1616e-09
[120 empty] | 7.3.3.17.5 (Remote Grid) Updates to grid topology to minimize risk of ignition in HFTDs Remote GridWLDFRVegetation ContactAggregated | WLDFR | HFTD - Distribution - Tier 3 - 1QU CoRE ¦ 3QU LoRE | Red Flag Warning - Catastrophic Fires | Vegetation Contact | Aggregated | 2026 | 0.00010401 | 56.2394 | 0.0058492 | 2026 | Mitigation | 0.95 | 45 | 0 | esc | 0.00097009 | 1.0089e-07 | 0.00097009 | 1.0089e-07 | 0.0027785 | 2.7259e-10 | 0.012804 | 6.1616e-09
[120 empty] | 7.3.3.17.5 (Remote Grid) Updates to grid topology to minimize risk of ignition in HFTDs Remote GridWLDFRVegetation ContactAggregated | WLDFR | HFTD - Distribution - Tier 3 - 1QU CoRE ¦ 3QU LoRE | Red Flag Warning - Catastrophic Fires | Vegetation Contact | Aggregated | 2027 | 0.00010401 | 56.2394 | 0.0058492 | 2027 | Mitigation | 0.95 | 45 | 0 | esc | 0.00097009 | 1.0089e-07 | 0.00097009 | 1.0089e-07 | 0.0027785 | 2.7259e-10 | 0.012804 | 6.1616e-09
[120 empty] | 7.3.3.17.5 (Remote Grid) Updates to grid topology to minimize risk of ignition in HFTDs Remote GridWLDFRVegetation ContactAggregated | WLDFR | HFTD - Distribution - Tier 3 - 1QU CoRE ¦ 3QU LoRE | Red Flag Warning - Catastrophic Fires | Vegetation Contact | Aggregated | 2028 | 0.00010401 | 56.2394 | 0.0058492 | 2028 | Mitigation | 0.95 | 45 | 0 | esc | 0.00097009 | 1.0089e-07 | 0.00097009 | 1.0089e-07 | 0.0027785 | 2.7259e-10 | 0.012804 | 6.1616e-09
[120 empty] | 7.3.3.17.5 (Remote Grid) Updates to grid topology to minimize risk of ignition in HFTDs Remote GridWLDFRVegetation ContactAggregated | WLDFR | HFTD - Distribution - Tier 3 - 1QU CoRE ¦ 3QU LoRE | Red Flag Warning - Catastrophic Fires | Vegetation Contact | Aggregated | 2029 | 0.00010401 | 56.2394 | 0.0058492 | 2029 | Mitigation | 0.95 | 45 | 0 | esc | 0.00097009 | 1.0089e-07 | 0.00097009 | 1.0089e-07 | 0.0027785 | 2.7259e-10 | 0.012804 | 6.1616e-09
[120 empty] | 7.3.3.17.5 (Remote Grid) Updates to grid topology to minimize risk of ignition in HFTDs Remote GridWLDFRVegetation ContactAggregated | WLDFR | HFTD - Distribution - Tier 3 - 1QU CoRE ¦ 3QU LoRE | Red Flag Warning - Catastrophic Fires | Vegetation Contact | Aggregated | 2030 | 0.00010401 | 56.2394 | 0.0058492 | 2030 | Mitigation | 0.95 | 45 | 0 | esc | 0.00097009 | 1.0089e-07 | 0.00097009 | 1.0089e-07 | 0.0027785 | 2.7259e-10 | 0.012804 | 6.1616e-09
[120 empty] | 7.3.3.17.5 (Remote Grid) Updates to grid topology to minimize risk of ignition in HFTDs Remote GridWLDFRVegetation ContactAggregated | WLDFR | HFTD - Distribution - Tier 3 - 1QU CoRE ¦ 3QU LoRE | Red Flag Warning - Catastrophic Fires | Vegetation Contact | Aggregated | 2031 | 0.00010401 | 56.2394 | 0.0058492 | 2031 | Mitigation | 0.95 | 45 | 0 | esc | 0.00097009 | 1.0089e-07 | 0.00097009 | 1.0089e-07 | 0.0027785 | 2.7259e-10 | 0.012804 | 6.1616e-09
[120 empty] | 7.3.3.17.5 (Remote Grid) Updates to grid topology to minimize risk of ignition in HFTDs Remote GridWLDFRVegetation ContactAggregated | WLDFR | HFTD - Distribution - Tier 3 - 1QU CoRE ¦ 3QU LoRE | Red Flag Warning - Catastrophic Fires | Vegetation Contact | Aggregated | 2032 | 0.00010401 | 56.2394 | 0.0058492 | 2032 | Mitigation | 0.95 | 45 | 0 | esc | 0.00097009 | 1.0089e-07 | 0.00097009 | 1.0089e-07 | 0.0027785 | 2.7259e-10 | 0.012804 | 6.1616e-09
[120 empty] | 7.3.3.17.5 (Remote Grid) Updates to grid topology to minimize risk of ignition in HFTDs Remote GridWLDFRVegetation ContactAggregated | WLDFR | HFTD - Distribution - Tier 3 - 1QU CoRE ¦ 3QU LoRE | Red Flag Warning - Catastrophic Fires | Vegetation Contact | Aggregated | 2033 | 0.00010401 | 56.2394 | 0.0058492 | 2033 | Mitigation | 0.95 | 45 | 0 | esc | 0.00097009 | 1.0089e-07 | 0.00097009 | 1.0089e-07 | 0.0027785 | 2.7259e-10 | 0.012804 | 6.1616e-09
[120 empty] | 7.3.3.17.5 (Remote Grid) Updates to grid topology to minimize risk of ignition in HFTDs Remote GridWLDFRVegetation ContactAggregated | WLDFR | HFTD - Distribution - Tier 3 - 1QU CoRE ¦ 3QU LoRE | Red Flag Warning - Catastrophic Fires | Vegetation Contact | Aggregated | 2034 | 0.00010401 | 56.2394 | 0.0058492 | 2034 | Mitigation | 0.95 | 45 | 0 | esc | 0.00097009 | 1.0089e-07 | 0.00097009 | 1.0089e-07 | 0.0027785 | 2.7259e-10 | 0.012804 | 6.1616e-09
[120 empty] | 7.3.3.17.5 (Remote Grid) Updates to grid topology to minimize risk of ignition in HFTDs Remote GridWLDFRVegetation ContactAggregated | WLDFR | HFTD - Distribution - Tier 3 - 1QU CoRE ¦ 3QU LoRE | Red Flag Warning - Catastrophic Fires | Vegetation Contact | Aggregated | 2035 | 0.00010401 | 56.2394 | 0.0058492 | 2035 | Mitigation | 0.95 | 45 | 0 | esc | 0.00097009 | 1.0089e-07 | 0.00097009 | 1.0089e-07 | 0.0027785 | 2.7259e-10 | 0.012804 | 6.1616e-09
[120 empty] | 7.3.3.17.5 (Remote Grid) Updates to grid topology to minimize risk of ignition in HFTDs Remote GridWLDFRVegetation ContactAggregated | WLDFR | HFTD - Distribution - Tier 3 - 1QU CoRE ¦ 3QU LoRE | Red Flag Warning - Catastrophic Fires | Vegetation Contact | Aggregated | 2036 | 0.00010401 | 56.2394 | 0.0058492 | 2036 | Mitigation | 0.95 | 45 | 0 | esc | 0.00097009 | 1.0089e-07 | 0.00097009 | 1.0089e-07 | 0.0027785 | 2.7259e-10 | 0.012804 | 6.1616e-09
[120 empty] | 7.3.3.17.5 (Remote Grid) Updates to grid topology to minimize risk of ignition in HFTDs Remote GridWLDFRVegetation ContactAggregated | WLDFR | HFTD - Distribution - Tier 3 - 1QU CoRE ¦ 3QU LoRE | Red Flag Warning - Catastrophic Fires | Vegetation Contact | Aggregated | 2037 | 0.00010401 | 56.2394 | 0.0058492 | 2037 | Mitigation | 0.95 | 45 | 0 | esc | 0.00097009 | 1.0089e-07 | 0.00097009 | 1.0089e-07 | 0.0027785 | 2.7259e-10 | 0.012804 | 6.1616e-09
[120 empty] | 7.3.3.17.5 (Remote Grid) Updates to grid topology to minimize risk of ignition in HFTDs Remote GridWLDFRVegetation ContactAggregated | WLDFR | HFTD - Distribution - Tier 3 - 1QU CoRE ¦ 3QU LoRE | Red Flag Warning - Catastrophic Fires | Vegetation Contact | Aggregated | 2038 | 0.00010401 | 56.2394 | 0.0058492 | 2038 | Mitigation | 0.95 | 45 | 0 | esc | 0.00097009 | 1.0089e-07 | 0.00097009 | 1.0089e-07 | 0.0027785 | 2.7259e-10 | 0.012804 | 6.1616e-09
[120 empty] | 7.3.3.17.5 (Remote Grid) Updates to grid topology to minimize risk of ignition in HFTDs Remote GridWLDFRVegetation ContactAggregated | WLDFR | HFTD - Distribution - Tier 3 - 1QU CoRE ¦ 3QU LoRE | Red Flag Warning - Catastrophic Fires | Vegetation Contact | Aggregated | 2039 | 0.00010401 | 56.2394 | 0.0058492 | 2039 | Mitigation | 0.95 | 45 | 0 | esc | 0.00097009 | 1.0089e-07 | 0.00097009 | 1.0089e-07 | 0.0027785 | 2.7259e-10 | 0.012804 | 6.1616e-09
[120 empty] | 7.3.3.17.5 (Remote Grid) Updates to grid topology to minimize risk of ignition in HFTDs Remote GridWLDFRVegetation ContactAggregated | WLDFR | HFTD - Distribution - Tier 3 - 1QU CoRE ¦ 3QU LoRE | Red Flag Warning - Catastrophic Fires | Vegetation Contact | Aggregated | 2040 | 0.00010401 | 56.2394 | 0.0058492 | 2040 | Mitigation | 0.95 | 45 | 0 | esc | 0.00097009 | 1.0089e-07 | 0.00097009 | 1.0089e-07 | 0.0027785 | 2.7259e-10 | 0.012804 | 6.1616e-09
[120 empty] | 7.3.3.17.5 (Remote Grid) Updates to grid topology to minimize risk of ignition in HFTDs Remote GridWLDFRVegetation ContactAggregated | WLDFR | HFTD - Distribution - Tier 3 - 1QU CoRE ¦ 3QU LoRE | Red Flag Warning - Catastrophic Fires | Vegetation Contact | Aggregated | 2041 | 0.00010401 | 56.2394 | 0.0058492 | 2041 | Mitigation | 0.95 | 45 | 0 | esc | 0.00097009 | 1.0089e-07 | 0.00097009 | 1.0089e-07 | 0.0027785 | 2.7259e-10 | 0.012804 | 6.1616e-09
[120 empty] | 7.3.3.17.5 (Remote Grid) Updates to grid topology to minimize risk of ignition in HFTDs Remote GridWLDFRVegetation ContactAggregated | WLDFR | HFTD - Distribution - Tier 3 - 1QU CoRE ¦ 3QU LoRE | Red Flag Warning - Catastrophic Fires | Vegetation Contact | Aggregated | 2042 | 0.00010401 | 56.2394 | 0.0058492 | 2042 | Mitigation | 0.95 | 45 | 0 | esc | 0.00097009 | 1.0089e-07 | 0.00097009 | 1.0089e-07 | 0.0027785 | 2.7259e-10 | 0 | 0
[120 empty] | 7.3.3.17.5 (Remote Grid) Updates to grid topology to minimize risk of ignition in HFTDs Remote GridWLDFRVegetation ContactAggregated | WLDFR | HFTD - Distribution - Tier 3 - 1QU CoRE ¦ 3QU LoRE | Red Flag Warning - Catastrophic Fires | Vegetation Contact | Aggregated | 2043 | 0.00010401 | 56.2394 | 0.0058492 | 2043 | Mitigation | 0.95 | 45 | 0 | esc | 0.00097009 | 1.0089e-07 | 0.00097009 | 1.0089e-07 | 0.0027785 | 2.7259e-10 | 0 | 0
[120 empty] | 7.3.3.17.5 (Remote Grid) Updates to grid topology to minimize risk of ignition in HFTDs Remote GridWLDFRVegetation ContactAggregated | WLDFR | HFTD - Distribution - Tier 3 - 1QU CoRE ¦ 3QU LoRE | Red Flag Warning - Catastrophic Fires | Vegetation Contact | Aggregated | 2044 | 0.00010401 | 56.2394 | 0.0058492 | 2044 | Mitigation | 0.95 | 45 | 0 | esc | 0.00097009 | 1.0089e-07 | 0.00097009 | 1.0089e-07 | 0.0027785 | 2.7259e-10 | 0.014899 | 3.5267e-10
[120 empty] | 7.3.3.17.5 (Remote Grid) Updates to grid topology to minimize risk of ignition in HFTDs Remote GridWLDFRVegetation ContactAggregated | WLDFR | HFTD - Distribution - Tier 3 - 1QU CoRE ¦ 3QU LoRE | Red Flag Warning - Catastrophic Fires | Vegetation Contact | Aggregated | 2045 | 0.00010401 | 56.2394 | 0.0058492 | 2045 | Mitigation | 0.95 | 45 | 0 | esc | 0.00097009 | 1.0089e-07 | 0.00097009 | 1.0089e-07 | 0.0027785 | 2.7259e-10 | 0.014899 | 3.5267e-10
[120 empty] | 7.3.3.17.5 (Remote Grid) Updates to grid topology to minimize risk of ignition in HFTDs Remote GridWLDFRVegetation ContactAggregated | WLDFR | HFTD - Distribution - Tier 3 - 1QU CoRE ¦ 3QU LoRE | Red Flag Warning - Catastrophic Fires | Vegetation Contact | Aggregated | 2046 | 0.00010401 | 56.2394 | 0.0058492 | 2046 | Mitigation | 0.95 | 45 | 0 | esc | 0.00097009 | 1.0089e-07 | 0.00097009 | 1.0089e-07 | 0.0027785 | 2.7259e-10 | 0.014899 | 3.5267e-10
[120 empty] | 7.3.3.17.5 (Remote Grid) Updates to grid topology to minimize risk of ignition in HFTDs Remote GridWLDFRVegetation ContactAggregated | WLDFR | HFTD - Distribution - Tier 3 - 1QU CoRE ¦ 3QU LoRE | Red Flag Warning - Catastrophic Fires | Vegetation Contact | Aggregated | 2047 | 0.00010401 | 56.2394 | 0.0058492 | 2047 | Mitigation | 0.95 | 45 | 0 | esc | 0.00097009 | 1.0089e-07 | 0.00097009 | 1.0089e-07 | 0.0027785 | 2.7259e-10 | 0.014899 | 3.5267e-10
[120 empty] | 7.3.3.17.5 (Remote Grid) Updates to grid topology to minimize risk of ignition in HFTDs Remote GridWLDFRVegetation ContactAggregated | WLDFR | HFTD - Distribution - Tier 3 - 1QU CoRE ¦ 3QU LoRE | Red Flag Warning - Catastrophic Fires | Vegetation Contact | Aggregated | 2048 | 0.00010401 | 56.2394 | 0.0058492 | 2048 | Mitigation | 0.95 | 45 | 0 | esc | 0.00097009 | 1.0089e-07 | 0.00097009 | 1.0089e-07 | 0.0027785 | 2.7259e-10 | 0.014899 | 3.5267e-10
[120 empty] | 7.3.3.17.5 (Remote Grid) Updates to grid topology to minimize risk of ignition in HFTDs Remote GridWLDFRVegetation ContactAggregated | WLDFR | HFTD - Distribution - Tier 3 - 1QU CoRE ¦ 3QU LoRE | Red Flag Warning - Catastrophic Fires | Vegetation Contact | Aggregated | 2049 | 0.00010401 | 56.2394 | 0.0058492 | 2049 | Mitigation | 0.95 | 45 | 0 | esc | 0.00097009 | 1.0089e-07 | 0.00097009 | 1.0089e-07 | 0.0027785 | 2.7259e-10 | 0.014899 | 3.5267e-10
[120 empty] | 7.3.3.17.5 (Remote Grid) Updates to grid topology to minimize risk of ignition in HFTDs Remote GridWLDFRVegetation ContactAggregated | WLDFR | HFTD - Distribution - Tier 3 - 1QU CoRE ¦ 3QU LoRE | Red Flag Warning - Catastrophic Fires | Vegetation Contact | Aggregated | 2050 | 0.00010401 | 56.2394 | 0.0058492 | 2050 | Mitigation | 0.95 | 45 | 0 | esc | 0.00097009 | 1.0089e-07 | 0.00097009 | 1.0089e-07 | 0.0027785 | 2.7259e-10 | 0.014899 | 3.5267e-10
[120 empty] | 7.3.3.17.5 (Remote Grid) Updates to grid topology to minimize risk of ignition in HFTDs Remote GridWLDFRVegetation ContactAggregated | WLDFR | HFTD - Distribution - Tier 3 - 1QU CoRE ¦ 3QU LoRE | Red Flag Warning - Catastrophic Fires | Vegetation Contact | Aggregated | 2051 | 0.00010401 | 56.2394 | 0.0058492 | 2051 | Mitigation | 0.95 | 45 | 0 | esc | 0.00097009 | 1.0089e-07 | 0.00097009 | 1.0089e-07 | 0.0027785 | 2.7259e-10 | 0.014899 | 3.5267e-10
[120 empty] | 7.3.3.17.5 (Remote Grid) Updates to grid topology to minimize risk of ignition in HFTDs Remote GridWLDFRVegetation ContactAggregated | WLDFR | HFTD - Distribution - Tier 3 - 1QU CoRE ¦ 3QU LoRE | Red Flag Warning - Catastrophic Fires | Vegetation Contact | Aggregated | 2052 | 0.00010401 | 56.2394 | 0.0058492 | 2052 | Mitigation | 0.95 | 45 | 0 | esc | 0.00097009 | 1.0089e-07 | 0.00097009 | 1.0089e-07 | 0.0027785 | 2.7259e-10 | 0.014899 | 3.5267e-10
[120 empty] | 7.3.3.17.5 (Remote Grid) Updates to grid topology to minimize risk of ignition in HFTDs Remote GridWLDFRVegetation ContactAggregated | WLDFR | HFTD - Distribution - Tier 3 - 1QU CoRE ¦ 3QU LoRE | Red Flag Warning - Catastrophic Fires | Vegetation Contact | Aggregated | 2053 | 0.00010401 | 56.2394 | 0.0058492 | 2053 | Mitigation | 0.95 | 45 | 0 | esc | 0.00097009 | 1.0089e-07 | 0.00097009 | 1.0089e-07 | 0.0027785 | 2.7259e-10 | 0.014899 | 3.5267e-10
[120 empty] | 7.3.3.17.5 (Remote Grid) Updates to grid topology to minimize risk of ignition in HFTDs Remote GridWLDFRVegetation ContactAggregated | WLDFR | HFTD - Distribution - Tier 3 - 1QU CoRE ¦ 3QU LoRE | Red Flag Warning - Catastrophic Fires | Vegetation Contact | Aggregated | 2054 | 0.00010401 | 56.2394 | 0.0058492 | 2054 | Mitigation | 0.95 | 45 | 0 | esc | 0.00097009 | 1.0089e-07 | 0.00097009 | 1.0089e-07 | 0 | 0 | 0.014899 | 3.5267e-10
[120 empty] | 7.3.3.17.5 (Remote Grid) Updates to grid topology to minimize risk of ignition in HFTDs Remote GridWLDFRVegetation ContactAggregated | WLDFR | HFTD - Distribution - Tier 3 - 1QU CoRE ¦ 3QU LoRE | Red Flag Warning - Catastrophic Fires | Vegetation Contact | Aggregated | 2055 | 0.00010401 | 56.2394 | 0.0058492 | 2055 | Mitigation | 0.95 | 45 | 0 | esc | 0.00097009 | 1.0089e-07 | 0.00097009 | 1.0089e-07 | 0.0027785 | 4.5603e-10 | 0.014899 | 3.5267e-10
[120 empty] | 7.3.3.17.5 (Remote Grid) Updates to grid topology to minimize risk of ignition in HFTDs Remote GridWLDFRVegetation ContactAggregated | WLDFR | HFTD - Distribution - Tier 3 - 1QU CoRE ¦ 3QU LoRE | Red Flag Warning - Catastrophic Fires | Vegetation Contact | Aggregated | 2056 | 0.00010401 | 56.2394 | 0.0058492 | 2056 | Mitigation | 0.95 | 45 | 0 | esc | 0.00097009 | 1.0089e-07 | 0.00097009 | 1.0089e-07 | 0.0027785 | 4.5603e-10 | 0.014899 | 3.5267e-10
[120 empty] | 7.3.3.17.5 (Remote Grid) Updates to grid topology to minimize risk of ignition in HFTDs Remote GridWLDFRVegetation ContactAggregated | WLDFR | HFTD - Distribution - Tier 3 - 1QU CoRE ¦ 3QU LoRE | Red Flag Warning - Catastrophic Fires | Vegetation Contact | Aggregated | 2057 | 0.00010401 | 56.2394 | 0.0058492 | 2057 | Mitigation | 0.95 | 45 | 0 | esc | 0.00097009 | 1.0089e-07 | 0.00097009 | 1.0089e-07 | 0.0027785 | 4.5603e-10 | 0.014899 | 3.5267e-10
[120 empty] | 7.3.3.17.5 (Remote Grid) Updates to grid topology to minimize risk of ignition in HFTDs Remote GridWLDFRVegetation ContactAggregated | WLDFR | HFTD - Distribution - Tier 3 - 1QU CoRE ¦ 3QU LoRE | Red Flag Warning - Catastrophic Fires | Vegetation Contact | Aggregated | 2058 | 0.00010401 | 56.2394 | 0.0058492 | 2058 | Mitigation | 0.95 | 45 | 0 | esc | 0.00097009 | 1.0089e-07 | 0.00097009 | 1.0089e-07 | 0.0027785 | 4.5603e-10 | 0.014899 | 3.5267e-10
[120 empty] | 7.3.3.17.5 (Remote Grid) Updates to grid topology to minimize risk of ignition in HFTDs Remote GridWLDFRVegetation ContactAggregated | WLDFR | HFTD - Distribution - Tier 3 - 1QU CoRE ¦ 3QU LoRE | Red Flag Warning - Catastrophic Fires | Vegetation Contact | Aggregated | 2059 | 0.00010401 | 56.2394 | 0.0058492 | 2059 | Mitigation | 0.95 | 45 | 0 | esc | 0.00097009 | 1.0089e-07 | 0.00097009 | 1.0089e-07 | 0.0027785 | 4.5603e-10 | 0.014899 | 3.5267e-10
[120 empty] | 7.3.3.17.5 (Remote Grid) Updates to grid topology to minimize risk of ignition in HFTDs Remote GridWLDFRVegetation ContactAggregated | WLDFR | HFTD - Distribution - Tier 3 - 1QU CoRE ¦ 3QU LoRE | Red Flag Warning - Catastrophic Fires | Vegetation Contact | Aggregated | 2060 | 0.00010401 | 56.2394 | 0.0058492 | 2060 | Mitigation | 0.95 | 45 | 0 | esc | 0.00097009 | 1.0089e-07 | 0.00097009 | 1.0089e-07 | 0.0027785 | 4.5603e-10 | 0.014899 | 3.5267e-10
[120 empty] | 7.3.3.17.5 (Remote Grid) Updates to grid topology to minimize risk of ignition in HFTDs Remote GridWLDFRVegetation ContactAggregated | WLDFR | HFTD - Distribution - Tier 3 - 1QU CoRE ¦ 3QU LoRE | Red Flag Warning - Catastrophic Fires | Vegetation Contact | Aggregated | 2061 | 0.00010401 | 56.2394 | 0.0058492 | 2061 | Mitigation | 0.95 | 45 | 0 | esc | 0.00097009 | 1.0089e-07 | 0.00097009 | 1.0089e-07 | 0.0027785 | 4.5603e-10 | 0.014899 | 3.5267e-10
[120 empty] | 7.3.3.17.5 (Remote Grid) Updates to grid topology to minimize risk of ignition in HFTDs Remote GridWLDFRVegetation ContactAggregated | WLDFR | HFTD - Distribution - Tier 3 - 1QU CoRE ¦ 3QU LoRE | Red Flag Warning - Catastrophic Fires | Vegetation Contact | Aggregated | 2062 | 0.00010401 | 56.2394 | 0.0058492 | 2062 | Mitigation | 0.95 | 45 | 0 | esc | 0.00097009 | 1.0089e-07 | 0.00097009 | 1.0089e-07 | 0.0027785 | 4.5603e-10 | 0.014899 | 3.5267e-10
[120 empty] | 7.3.3.17.5 (Remote Grid) Updates to grid topology to minimize risk of ignition in HFTDs Remote GridWLDFRVegetation ContactAggregated | WLDFR | HFTD - Distribution - Tier 3 - 1QU CoRE ¦ 3QU LoRE | Red Flag Warning - Catastrophic Fires | Vegetation Contact | Aggregated | 2063 | 0.00010401 | 56.2394 | 0.0058492 | 2063 | Mitigation | 0.95 | 45 | 0 | esc | 0.00097009 | 1.0089e-07 | 0.00097009 | 1.0089e-07 | 0.0027785 | 4.5603e-10 | 0.014899 | 3.5267e-10
[120 empty] | 7.3.3.17.5 (Remote Grid) Updates to grid topology to minimize risk of ignition in HFTDs Remote GridWLDFRVegetation ContactAggregated | WLDFR | HFTD - Distribution - Tier 3 - 1QU CoRE ¦ 3QU LoRE | Red Flag Warning - Catastrophic Fires | Vegetation Contact | Aggregated | 2064 | 0.00010401 | 56.2394 | 0.0058492 | 2064 | Mitigation | 0.95 | 45 | 0 | esc | 0.00097009 | 1.0089e-07 | 0.00097009 | 1.0089e-07 | 0.0027785 | 4.5603e-10 | 0.014899 | 3.5267e-10
[120 empty] | 7.3.3.17.5 (Remote Grid) Updates to grid topology to minimize risk of ignition in HFTDs Remote GridWLDFRVegetation ContactAggregated | WLDFR | HFTD - Distribution - Tier 3 - 1QU CoRE ¦ 3QU LoRE | Red Flag Warning - Catastrophic Fires | Vegetation Contact | Aggregated | 2065 | 0.00010401 | 56.2394 | 0.0058492 | 2065 | Mitigation | 0.95 | 45 | 0 | esc | 0.00097009 | 1.0089e-07 | 0.00097009 | 1.0089e-07 | 0.0027785 | 4.5603e-10 | 0.014899 | 3.5267e-10
[120 empty] | 7.3.3.17.5 (Remote Grid) Updates to grid topology to minimize risk of ignition in HFTDs Remote GridWLDFRVegetation ContactAggregated | WLDFR | HFTD - Distribution - Tier 3 - 1QU CoRE ¦ 3QU LoRE | Red Flag Warning - Catastrophic Fires | Vegetation Contact | Aggregated | 2066 | 0.00010401 | 56.2394 | 0.0058492 | 2066 | Mitigation | 0.95 | 45 | 0 | esc | 0.00097009 | 1.0089e-07 | 0.00097009 | 1.0089e-07 | 0.0027785 | 4.5603e-10 | 0.014899 | 3.5267e-10
[120 empty] | 7.3.3.17.5 (Remote Grid) Updates to grid topology to minimize risk of ignition in HFTDs Remote GridWLDFRVegetation ContactAggregated | WLDFR | HFTD - Distribution - Tier 3 - 1QU CoRE ¦ 3QU LoRE | Red Flag Warning - Catastrophic Fires | Vegetation Contact | Aggregated | 2067 | 0.00010401 | 56.2394 | 0.0058492 | 2067 | Mitigation | 0.95 | 45 | 0 | esc | 0 | 0 | 0.00097009 | 1.0089e-07 | 0.0027785 | 4.5603e-10 | 0.014899 | 3.5267e-10
[120 empty] | 7.3.3.17.5 (Remote Grid) Updates to grid topology to minimize risk of ignition in HFTDs Remote GridWLDFREquipment / facility failureAggregated | WLDFR | HFTD - Distribution - Tier 3 - 1QU CoRE ¦ 3QU LoRE | Red Flag Warning - Destructive Fires | Equipment / facility failure | Aggregated | 2022 | 3.23e-06 | 56.2394 | 0.00018165 | 2022 | Mitigation | 0.95 | 45 | 0 | esc | 0.00097009 | 3.1334e-09 | 0 | 0 | 0.0027785 | 4.5603e-10 | 0.014899 | 3.5267e-10
[120 empty] | 7.3.3.17.5 (Remote Grid) Updates to grid topology to minimize risk of ignition in HFTDs Remote GridWLDFREquipment / facility failureAggregated | WLDFR | HFTD - Distribution - Tier 3 - 1QU CoRE ¦ 3QU LoRE | Red Flag Warning - Destructive Fires | Equipment / facility failure | Aggregated | 2023 | 3.23e-06 | 56.2394 | 0.00018165 | 2023 | Mitigation | 0.95 | 45 | 0 | esc | 0.00097009 | 3.1334e-09 | 0.00097009 | 3.1334e-09 | 0.0027785 | 4.5603e-10 | 0.014899 | 3.5267e-10
[120 empty] | 7.3.3.17.5 (Remote Grid) Updates to grid topology to minimize risk of ignition in HFTDs Remote GridWLDFREquipment / facility failureAggregated | WLDFR | HFTD - Distribution - Tier 3 - 1QU CoRE ¦ 3QU LoRE | Red Flag Warning - Destructive Fires | Equipment / facility failure | Aggregated | 2024 | 3.23e-06 | 56.2394 | 0.00018165 | 2024 | Mitigation | 0.95 | 45 | 0 | esc | 0.00097009 | 3.1334e-09 | 0.00097009 | 3.1334e-09 | 0.0027785 | 4.5603e-10 | 0.014899 | 3.5267e-10
[120 empty] | 7.3.3.17.5 (Remote Grid) Updates to grid topology to minimize risk of ignition in HFTDs Remote GridWLDFREquipment / facility failureAggregated | WLDFR | HFTD - Distribution - Tier 3 - 1QU CoRE ¦ 3QU LoRE | Red Flag Warning - Destructive Fires | Equipment / facility failure | Aggregated | 2025 | 3.23e-06 | 56.2394 | 0.00018165 | 2025 | Mitigation | 0.95 | 45 | 0 | esc | 0.00097009 | 3.1334e-09 | 0.00097009 | 3.1334e-09 | 0.0027785 | 4.5603e-10 | 0.014899 | 3.5267e-10
[120 empty] | 7.3.3.17.5 (Remote Grid) Updates to grid topology to minimize risk of ignition in HFTDs Remote GridWLDFREquipment / facility failureAggregated | WLDFR | HFTD - Distribution - Tier 3 - 1QU CoRE ¦ 3QU LoRE | Red Flag Warning - Destructive Fires | Equipment / facility failure | Aggregated | 2026 | 3.23e-06 | 56.2394 | 0.00018165 | 2026 | Mitigation | 0.95 | 45 | 0 | esc | 0.00097009 | 3.1334e-09 | 0.00097009 | 3.1334e-09 | 0.0027785 | 4.5603e-10 | 0.014899 | 3.5267e-10
[120 empty] | 7.3.3.17.5 (Remote Grid) Updates to grid topology to minimize risk of ignition in HFTDs Remote GridWLDFREquipment / facility failureAggregated | WLDFR | HFTD - Distribution - Tier 3 - 1QU CoRE ¦ 3QU LoRE | Red Flag Warning - Destructive Fires | Equipment / facility failure | Aggregated | 2027 | 3.23e-06 | 56.2394 | 0.00018165 | 2027 | Mitigation | 0.95 | 45 | 0 | esc | 0.00097009 | 3.1334e-09 | 0.00097009 | 3.1334e-09 | 0.0027785 | 4.5603e-10 | 0.014899 | 3.5267e-10
[120 empty] | 7.3.3.17.5 (Remote Grid) Updates to grid topology to minimize risk of ignition in HFTDs Remote GridWLDFREquipment / facility failureAggregated | WLDFR | HFTD - Distribution - Tier 3 - 1QU CoRE ¦ 3QU LoRE | Red Flag Warning - Destructive Fires | Equipment / facility failure | Aggregated | 2028 | 3.23e-06 | 56.2394 | 0.00018165 | 2028 | Mitigation | 0.95 | 45 | 0 | esc | 0.00097009 | 3.1334e-09 | 0.00097009 | 3.1334e-09 | 0.0027785 | 4.5603e-10 | 0 | 0
[120 empty] | 7.3.3.17.5 (Remote Grid) Updates to grid topology to minimize risk of ignition in HFTDs Remote GridWLDFREquipment / facility failureAggregated | WLDFR | HFTD - Distribution - Tier 3 - 1QU CoRE ¦ 3QU LoRE | Red Flag Warning - Destructive Fires | Equipment / facility failure | Aggregated | 2029 | 3.23e-06 | 56.2394 | 0.00018165 | 2029 | Mitigation | 0.95 | 45 | 0 | esc | 0.00097009 | 3.1334e-09 | 0.00097009 | 3.1334e-09 | 0.0027785 | 4.5603e-10 | 0 | 0
[120 empty] | 7.3.3.17.5 (Remote Grid) Updates to grid topology to minimize risk of ignition in HFTDs Remote GridWLDFREquipment / facility failureAggregated | WLDFR | HFTD - Distribution - Tier 3 - 1QU CoRE ¦ 3QU LoRE | Red Flag Warning - Destructive Fires | Equipment / facility failure | Aggregated | 2030 | 3.23e-06 | 56.2394 | 0.00018165 | 2030 | Mitigation | 0.95 | 45 | 0 | esc | 0.00097009 | 3.1334e-09 | 0.00097009 | 3.1334e-09 | 0.0027785 | 4.5603e-10 | 0.008942 | 1.5156e-09
[120 empty] | 7.3.3.17.5 (Remote Grid) Updates to grid topology to minimize risk of ignition in HFTDs Remote GridWLDFREquipment / facility failureAggregated | WLDFR | HFTD - Distribution - Tier 3 - 1QU CoRE ¦ 3QU LoRE | Red Flag Warning - Destructive Fires | Equipment / facility failure | Aggregated | 2031 | 3.23e-06 | 56.2394 | 0.00018165 | 2031 | Mitigation | 0.95 | 45 | 0 | esc | 0.00097009 | 3.1334e-09 | 0.00097009 | 3.1334e-09 | 0.0027785 | 4.5603e-10 | 0.008942 | 1.5156e-09
[120 empty] | 7.3.3.17.5 (Remote Grid) Updates to grid topology to minimize risk of ignition in HFTDs Remote GridWLDFREquipment / facility failureAggregated | WLDFR | HFTD - Distribution - Tier 3 - 1QU CoRE ¦ 3QU LoRE | Red Flag Warning - Destructive Fires | Equipment / facility failure | Aggregated | 2032 | 3.23e-06 | 56.2394 | 0.00018165 | 2032 | Mitigation | 0.95 | 45 | 0 | esc | 0.00097009 | 3.1334e-09 | 0.00097009 | 3.1334e-09 | 0.0027785 | 4.5603e-10 | 0.008942 | 1.5156e-09
[120 empty] | 7.3.3.17.5 (Remote Grid) Updates to grid topology to minimize risk of ignition in HFTDs Remote GridWLDFREquipment / facility failureAggregated | WLDFR | HFTD - Distribution - Tier 3 - 1QU CoRE ¦ 3QU LoRE | Red Flag Warning - Destructive Fires | Equipment / facility failure | Aggregated | 2033 | 3.23e-06 | 56.2394 | 0.00018165 | 2033 | Mitigation | 0.95 | 45 | 0 | esc | 0.00097009 | 3.1334e-09 | 0.00097009 | 3.1334e-09 | 0.0027785 | 4.5603e-10 | 0.008942 | 1.5156e-09
[120 empty] | 7.3.3.17.5 (Remote Grid) Updates to grid topology to minimize risk of ignition in HFTDs Remote GridWLDFREquipment / facility failureAggregated | WLDFR | HFTD - Distribution - Tier 3 - 1QU CoRE ¦ 3QU LoRE | Red Flag Warning - Destructive Fires | Equipment / facility failure | Aggregated | 2034 | 3.23e-06 | 56.2394 | 0.00018165 | 2034 | Mitigation | 0.95 | 45 | 0 | esc | 0.00097009 | 3.1334e-09 | 0.00097009 | 3.1334e-09 | 0.0027785 | 4.5603e-10 | 0.008942 | 1.5156e-09
[120 empty] | 7.3.3.17.5 (Remote Grid) Updates to grid topology to minimize risk of ignition in HFTDs Remote GridWLDFREquipment / facility failureAggregated | WLDFR | HFTD - Distribution - Tier 3 - 1QU CoRE ¦ 3QU LoRE | Red Flag Warning - Destructive Fires | Equipment / facility failure | Aggregated | 2035 | 3.23e-06 | 56.2394 | 0.00018165 | 2035 | Mitigation | 0.95 | 45 | 0 | esc | 0.00097009 | 3.1334e-09 | 0.00097009 | 3.1334e-09 | 0.0027785 | 4.5603e-10 | 0.008942 | 1.5156e-09
[120 empty] | 7.3.3.17.5 (Remote Grid) Updates to grid topology to minimize risk of ignition in HFTDs Remote GridWLDFREquipment / facility failureAggregated | WLDFR | HFTD - Distribution - Tier 3 - 1QU CoRE ¦ 3QU LoRE | Red Flag Warning - Destructive Fires | Equipment / facility failure | Aggregated | 2036 | 3.23e-06 | 56.2394 | 0.00018165 | 2036 | Mitigation | 0.95 | 45 | 0 | esc | 0.00097009 | 3.1334e-09 | 0.00097009 | 3.1334e-09 | 0.0027785 | 4.5603e-10 | 0.008942 | 1.5156e-09
[120 empty] | 7.3.3.17.5 (Remote Grid) Updates to grid topology to minimize risk of ignition in HFTDs Remote GridWLDFREquipment / facility failureAggregated | WLDFR | HFTD - Distribution - Tier 3 - 1QU CoRE ¦ 3QU LoRE | Red Flag Warning - Destructive Fires | Equipment / facility failure | Aggregated | 2037 | 3.23e-06 | 56.2394 | 0.00018165 | 2037 | Mitigation | 0.95 | 45 | 0 | esc | 0.00097009 | 3.1334e-09 | 0.00097009 | 3.1334e-09 | 0.0027785 | 4.5603e-10 | 0.008942 | 1.5156e-09
[120 empty] | 7.3.3.17.5 (Remote Grid) Updates to grid topology to minimize risk of ignition in HFTDs Remote GridWLDFREquipment / facility failureAggregated | WLDFR | HFTD - Distribution - Tier 3 - 1QU CoRE ¦ 3QU LoRE | Red Flag Warning - Destructive Fires | Equipment / facility failure | Aggregated | 2038 | 3.23e-06 | 56.2394 | 0.00018165 | 2038 | Mitigation | 0.95 | 45 | 0 | esc | 0.00097009 | 3.1334e-09 | 0.00097009 | 3.1334e-09 | 0.0027785 | 4.5603e-10 | 0.008942 | 1.5156e-09
[120 empty] | 7.3.3.17.5 (Remote Grid) Updates to grid topology to minimize risk of ignition in HFTDs Remote GridWLDFREquipment / facility failureAggregated | WLDFR | HFTD - Distribution - Tier 3 - 1QU CoRE ¦ 3QU LoRE | Red Flag Warning - Destructive Fires | Equipment / facility failure | Aggregated | 2039 | 3.23e-06 | 56.2394 | 0.00018165 | 2039 | Mitigation | 0.95 | 45 | 0 | esc | 0.00097009 | 3.1334e-09 | 0.00097009 | 3.1334e-09 | 0.0027785 | 4.5603e-10 | 0.008942 | 1.5156e-09
[120 empty] | 7.3.3.17.5 (Remote Grid) Updates to grid topology to minimize risk of ignition in HFTDs Remote GridWLDFREquipment / facility failureAggregated | WLDFR | HFTD - Distribution - Tier 3 - 1QU CoRE ¦ 3QU LoRE | Red Flag Warning - Destructive Fires | Equipment / facility failure | Aggregated | 2040 | 3.23e-06 | 56.2394 | 0.00018165 | 2040 | Mitigation | 0.95 | 45 | 0 | esc | 0.00097009 | 3.1334e-09 | 0.00097009 | 3.1334e-09 | 0.0027785 | 4.5603e-10 | 0.008942 | 1.5156e-09
[120 empty] | 7.3.3.17.5 (Remote Grid) Updates to grid topology to minimize risk of ignition in HFTDs Remote GridWLDFREquipment / facility failureAggregated | WLDFR | HFTD - Distribution - Tier 3 - 1QU CoRE ¦ 3QU LoRE | Red Flag Warning - Destructive Fires | Equipment / facility failure | Aggregated | 2041 | 3.23e-06 | 56.2394 | 0.00018165 | 2041 | Mitigation | 0.95 | 45 | 0 | esc | 0.00097009 | 3.1334e-09 | 0.00097009 | 3.1334e-09 | 0.0027785 | 4.5603e-10 | 0.008942 | 1.5156e-09
[120 empty] | 7.3.3.17.5 (Remote Grid) Updates to grid topology to minimize risk of ignition in HFTDs Remote GridWLDFREquipment / facility failureAggregated | WLDFR | HFTD - Distribution - Tier 3 - 1QU CoRE ¦ 3QU LoRE | Red Flag Warning - Destructive Fires | Equipment / facility failure | Aggregated | 2042 | 3.23e-06 | 56.2394 | 0.00018165 | 2042 | Mitigation | 0.95 | 45 | 0 | esc | 0.00097009 | 3.1334e-09 | 0.00097009 | 3.1334e-09 | 0.0027785 | 4.5603e-10 | 0.008942 | 1.5156e-09
[120 empty] | 7.3.3.17.5 (Remote Grid) Updates to grid topology to minimize risk of ignition in HFTDs Remote GridWLDFREquipment / facility failureAggregated | WLDFR | HFTD - Distribution - Tier 3 - 1QU CoRE ¦ 3QU LoRE | Red Flag Warning - Destructive Fires | Equipment / facility failure | Aggregated | 2043 | 3.23e-06 | 56.2394 | 0.00018165 | 2043 | Mitigation | 0.95 | 45 | 0 | esc | 0.00097009 | 3.1334e-09 | 0.00097009 | 3.1334e-09 | 0.0027785 | 4.5603e-10 | 0.008942 | 1.5156e-09
[120 empty] | 7.3.3.17.5 (Remote Grid) Updates to grid topology to minimize risk of ignition in HFTDs Remote GridWLDFREquipment / facility failureAggregated | WLDFR | HFTD - Distribution - Tier 3 - 1QU CoRE ¦ 3QU LoRE | Red Flag Warning - Destructive Fires | Equipment / facility failure | Aggregated | 2044 | 3.23e-06 | 56.2394 | 0.00018165 | 2044 | Mitigation | 0.95 | 45 | 0 | esc | 0.00097009 | 3.1334e-09 | 0.00097009 | 3.1334e-09 | 0.0027785 | 4.5603e-10 | 0.008942 | 1.5156e-09
[120 empty] | 7.3.3.17.5 (Remote Grid) Updates to grid topology to minimize risk of ignition in HFTDs Remote GridWLDFREquipment / facility failureAggregated | WLDFR | HFTD - Distribution - Tier 3 - 1QU CoRE ¦ 3QU LoRE | Red Flag Warning - Destructive Fires | Equipment / facility failure | Aggregated | 2045 | 3.23e-06 | 56.2394 | 0.00018165 | 2045 | Mitigation | 0.95 | 45 | 0 | esc | 0.00097009 | 3.1334e-09 | 0.00097009 | 3.1334e-09 | 0.0027785 | 4.5603e-10 | 0.008942 | 1.5156e-09
[120 empty] | 7.3.3.17.5 (Remote Grid) Updates to grid topology to minimize risk of ignition in HFTDs Remote GridWLDFREquipment / facility failureAggregated | WLDFR | HFTD - Distribution - Tier 3 - 1QU CoRE ¦ 3QU LoRE | Red Flag Warning - Destructive Fires | Equipment / facility failure | Aggregated | 2046 | 3.23e-06 | 56.2394 | 0.00018165 | 2046 | Mitigation | 0.95 | 45 | 0 | esc | 0.00097009 | 3.1334e-09 | 0.00097009 | 3.1334e-09 | 0.0027785 | 4.5603e-10 | 0.008942 | 1.5156e-09
[120 empty] | 7.3.3.17.5 (Remote Grid) Updates to grid topology to minimize risk of ignition in HFTDs Remote GridWLDFREquipment / facility failureAggregated | WLDFR | HFTD - Distribution - Tier 3 - 1QU CoRE ¦ 3QU LoRE | Red Flag Warning - Destructive Fires | Equipment / facility failure | Aggregated | 2047 | 3.23e-06 | 56.2394 | 0.00018165 | 2047 | Mitigation | 0.95 | 45 | 0 | esc | 0.00097009 | 3.1334e-09 | 0.00097009 | 3.1334e-09 | 0.0027785 | 4.5603e-10 | 0.008942 | 1.5156e-09
[120 empty] | 7.3.3.17.5 (Remote Grid) Updates to grid topology to minimize risk of ignition in HFTDs Remote GridWLDFREquipment / facility failureAggregated | WLDFR | HFTD - Distribution - Tier 3 - 1QU CoRE ¦ 3QU LoRE | Red Flag Warning - Destructive Fires | Equipment / facility failure | Aggregated | 2048 | 3.23e-06 | 56.2394 | 0.00018165 | 2048 | Mitigation | 0.95 | 45 | 0 | esc | 0.00097009 | 3.1334e-09 | 0.00097009 | 3.1334e-09 | 0.0027785 | 4.5603e-10 | 0.008942 | 1.5156e-09
[120 empty] | 7.3.3.17.5 (Remote Grid) Updates to grid topology to minimize risk of ignition in HFTDs Remote GridWLDFREquipment / facility failureAggregated | WLDFR | HFTD - Distribution - Tier 3 - 1QU CoRE ¦ 3QU LoRE | Red Flag Warning - Destructive Fires | Equipment / facility failure | Aggregated | 2049 | 3.23e-06 | 56.2394 | 0.00018165 | 2049 | Mitigation | 0.95 | 45 | 0 | esc | 0.00097009 | 3.1334e-09 | 0.00097009 | 3.1334e-09 | 0.0027785 | 4.5603e-10 | 0.008942 | 1.5156e-09
[120 empty] | 7.3.3.17.5 (Remote Grid) Updates to grid topology to minimize risk of ignition in HFTDs Remote GridWLDFREquipment / facility failureAggregated | WLDFR | HFTD - Distribution - Tier 3 - 1QU CoRE ¦ 3QU LoRE | Red Flag Warning - Destructive Fires | Equipment / facility failure | Aggregated | 2050 | 3.23e-06 | 56.2394 | 0.00018165 | 2050 | Mitigation | 0.95 | 45 | 0 | esc | 0.00097009 | 3.1334e-09 | 0.00097009 | 3.1334e-09 | 0.0027785 | 4.5603e-10 | 0.008942 | 1.5156e-09
[120 empty] | 7.3.3.17.5 (Remote Grid) Updates to grid topology to minimize risk of ignition in HFTDs Remote GridWLDFREquipment / facility failureAggregated | WLDFR | HFTD - Distribution - Tier 3 - 1QU CoRE ¦ 3QU LoRE | Red Flag Warning - Destructive Fires | Equipment / facility failure | Aggregated | 2051 | 3.23e-06 | 56.2394 | 0.00018165 | 2051 | Mitigation | 0.95 | 45 | 0 | esc | 0.00097009 | 3.1334e-09 | 0.00097009 | 3.1334e-09 | 0.0027785 | 4.5603e-10 | 0.008942 | 1.5156e-09
[120 empty] | 7.3.3.17.5 (Remote Grid) Updates to grid topology to minimize risk of ignition in HFTDs Remote GridWLDFREquipment / facility failureAggregated | WLDFR | HFTD - Distribution - Tier 3 - 1QU CoRE ¦ 3QU LoRE | Red Flag Warning - Destructive Fires | Equipment / facility failure | Aggregated | 2052 | 3.23e-06 | 56.2394 | 0.00018165 | 2052 | Mitigation | 0.95 | 45 | 0 | esc | 0.00097009 | 3.1334e-09 | 0.00097009 | 3.1334e-09 | 0.0027785 | 4.5603e-10 | 0.008942 | 1.5156e-09
[120 empty] | 7.3.3.17.5 (Remote Grid) Updates to grid topology to minimize risk of ignition in HFTDs Remote GridWLDFREquipment / facility failureAggregated | WLDFR | HFTD - Distribution - Tier 3 - 1QU CoRE ¦ 3QU LoRE | Red Flag Warning - Destructive Fires | Equipment / facility failure | Aggregated | 2053 | 3.23e-06 | 56.2394 | 0.00018165 | 2053 | Mitigation | 0.95 | 45 | 0 | esc | 0.00097009 | 3.1334e-09 | 0.00097009 | 3.1334e-09 | 0.0027785 | 4.5603e-10 | 0.008942 | 1.5156e-09
[120 empty] | 7.3.3.17.5 (Remote Grid) Updates to grid topology to minimize risk of ignition in HFTDs Remote GridWLDFREquipment / facility failureAggregated | WLDFR | HFTD - Distribution - Tier 3 - 1QU CoRE ¦ 3QU LoRE | Red Flag Warning - Destructive Fires | Equipment / facility failure | Aggregated | 2054 | 3.23e-06 | 56.2394 | 0.00018165 | 2054 | Mitigation | 0.95 | 45 | 0 | esc | 0.00097009 | 3.1334e-09 | 0.00097009 | 3.1334e-09 | 0.0027785 | 4.5603e-10 | 0.008942 | 1.5156e-09
[120 empty] | 7.3.3.17.5 (Remote Grid) Updates to grid topology to minimize risk of ignition in HFTDs Remote GridWLDFREquipment / facility failureAggregated | WLDFR | HFTD - Distribution - Tier 3 - 1QU CoRE ¦ 3QU LoRE | Red Flag Warning - Destructive Fires | Equipment / facility failure | Aggregated | 2055 | 3.23e-06 | 56.2394 | 0.00018165 | 2055 | Mitigation | 0.95 | 45 | 0 | esc | 0.00097009 | 3.1334e-09 | 0.00097009 | 3.1334e-09 | 0.0027785 | 4.5603e-10 | 0.008942 | 1.5156e-09
[120 empty] | 7.3.3.17.5 (Remote Grid) Updates to grid topology to minimize risk of ignition in HFTDs Remote GridWLDFREquipment / facility failureAggregated | WLDFR | HFTD - Distribution - Tier 3 - 1QU CoRE ¦ 3QU LoRE | Red Flag Warning - Destructive Fires | Equipment / facility failure | Aggregated | 2056 | 3.23e-06 | 56.2394 | 0.00018165 | 2056 | Mitigation | 0.95 | 45 | 0 | esc | 0.00097009 | 3.1334e-09 | 0.00097009 | 3.1334e-09 | 0.0027785 | 4.5603e-10 | 0.008942 | 1.5156e-09
[120 empty] | 7.3.3.17.5 (Remote Grid) Updates to grid topology to minimize risk of ignition in HFTDs Remote GridWLDFREquipment / facility failureAggregated | WLDFR | HFTD - Distribution - Tier 3 - 1QU CoRE ¦ 3QU LoRE | Red Flag Warning - Destructive Fires | Equipment / facility failure | Aggregated | 2057 | 3.23e-06 | 56.2394 | 0.00018165 | 2057 | Mitigation | 0.95 | 45 | 0 | esc | 0.00097009 | 3.1334e-09 | 0.00097009 | 3.1334e-09 | 0.0027785 | 4.5603e-10 | 0.008942 | 1.5156e-09
[120 empty] | 7.3.3.17.5 (Remote Grid) Updates to grid topology to minimize risk of ignition in HFTDs Remote GridWLDFREquipment / facility failureAggregated | WLDFR | HFTD - Distribution - Tier 3 - 1QU CoRE ¦ 3QU LoRE | Red Flag Warning - Destructive Fires | Equipment / facility failure | Aggregated | 2058 | 3.23e-06 | 56.2394 | 0.00018165 | 2058 | Mitigation | 0.95 | 45 | 0 | esc | 0.00097009 | 3.1334e-09 | 0.00097009 | 3.1334e-09 | 0 | 0 | 0.008942 | 1.5156e-09
[120 empty] | 7.3.3.17.5 (Remote Grid) Updates to grid topology to minimize risk of ignition in HFTDs Remote GridWLDFREquipment / facility failureAggregated | WLDFR | HFTD - Distribution - Tier 3 - 1QU CoRE ¦ 3QU LoRE | Red Flag Warning - Destructive Fires | Equipment / facility failure | Aggregated | 2059 | 3.23e-06 | 56.2394 | 0.00018165 | 2059 | Mitigation | 0.95 | 45 | 0 | esc | 0.00097009 | 3.1334e-09 | 0.00097009 | 3.1334e-09 | 0.0027785 | 1.0355e-11 | 0.008942 | 1.5156e-09
[120 empty] | 7.3.3.17.5 (Remote Grid) Updates to grid topology to minimize risk of ignition in HFTDs Remote GridWLDFREquipment / facility failureAggregated | WLDFR | HFTD - Distribution - Tier 3 - 1QU CoRE ¦ 3QU LoRE | Red Flag Warning - Destructive Fires | Equipment / facility failure | Aggregated | 2060 | 3.23e-06 | 56.2394 | 0.00018165 | 2060 | Mitigation | 0.95 | 45 | 0 | esc | 0.00097009 | 3.1334e-09 | 0.00097009 | 3.1334e-09 | 0.0027785 | 1.0355e-11 | 0 | 0
[120 empty] | 7.3.3.17.5 (Remote Grid) Updates to grid topology to minimize risk of ignition in HFTDs Remote GridWLDFREquipment / facility failureAggregated | WLDFR | HFTD - Distribution - Tier 3 - 1QU CoRE ¦ 3QU LoRE | Red Flag Warning - Destructive Fires | Equipment / facility failure | Aggregated | 2061 | 3.23e-06 | 56.2394 | 0.00018165 | 2061 | Mitigation | 0.95 | 45 | 0 | esc | 0.00097009 | 3.1334e-09 | 0.00097009 | 3.1334e-09 | 0.0027785 | 1.0355e-11 | 0 | 0
[120 empty] | 7.3.3.17.5 (Remote Grid) Updates to grid topology to minimize risk of ignition in HFTDs Remote GridWLDFREquipment / facility failureAggregated | WLDFR | HFTD - Distribution - Tier 3 - 1QU CoRE ¦ 3QU LoRE | Red Flag Warning - Destructive Fires | Equipment / facility failure | Aggregated | 2062 | 3.23e-06 | 56.2394 | 0.00018165 | 2062 | Mitigation | 0.95 | 45 | 0 | esc | 0.00097009 | 3.1334e-09 | 0.00097009 | 3.1334e-09 | 0.0027785 | 1.0355e-11 | 0.0088147 | 6.0998e-09
[120 empty] | 7.3.3.17.5 (Remote Grid) Updates to grid topology to minimize risk of ignition in HFTDs Remote GridWLDFREquipment / facility failureAggregated | WLDFR | HFTD - Distribution - Tier 3 - 1QU CoRE ¦ 3QU LoRE | Red Flag Warning - Destructive Fires | Equipment / facility failure | Aggregated | 2063 | 3.23e-06 | 56.2394 | 0.00018165 | 2063 | Mitigation | 0.95 | 45 | 0 | esc | 0.00097009 | 3.1334e-09 | 0.00097009 | 3.1334e-09 | 0.0027785 | 1.0355e-11 | 0.0088147 | 6.0998e-09
[120 empty] | 7.3.3.17.5 (Remote Grid) Updates to grid topology to minimize risk of ignition in HFTDs Remote GridWLDFREquipment / facility failureAggregated | WLDFR | HFTD - Distribution - Tier 3 - 1QU CoRE ¦ 3QU LoRE | Red Flag Warning - Destructive Fires | Equipment / facility failure | Aggregated | 2064 | 3.23e-06 | 56.2394 | 0.00018165 | 2064 | Mitigation | 0.95 | 45 | 0 | esc | 0.00097009 | 3.1334e-09 | 0.00097009 | 3.1334e-09 | 0.0027785 | 1.0355e-11 | 0.0088147 | 6.0998e-09
[120 empty] | 7.3.3.17.5 (Remote Grid) Updates to grid topology to minimize risk of ignition in HFTDs Remote GridWLDFREquipment / facility failureAggregated | WLDFR | HFTD - Distribution - Tier 3 - 1QU CoRE ¦ 3QU LoRE | Red Flag Warning - Destructive Fires | Equipment / facility failure | Aggregated | 2065 | 3.23e-06 | 56.2394 | 0.00018165 | 2065 | Mitigation | 0.95 | 45 | 0 | esc | 0.00097009 | 3.1334e-09 | 0.00097009 | 3.1334e-09 | 0.0027785 | 1.0355e-11 | 0.0088147 | 6.0998e-09
[120 empty] | 7.3.3.17.5 (Remote Grid) Updates to grid topology to minimize risk of ignition in HFTDs Remote GridWLDFREquipment / facility failureAggregated | WLDFR | HFTD - Distribution - Tier 3 - 1QU CoRE ¦ 3QU LoRE | Red Flag Warning - Destructive Fires | Equipment / facility failure | Aggregated | 2066 | 3.23e-06 | 56.2394 | 0.00018165 | 2066 | Mitigation | 0.95 | 45 | 0 | esc | 0.00097009 | 3.1334e-09 | 0.00097009 | 3.1334e-09 | 0.0027785 | 1.0355e-11 | 0.0088147 | 6.0998e-09
[120 empty] | 7.3.3.17.5 (Remote Grid) Updates to grid topology to minimize risk of ignition in HFTDs Remote GridWLDFREquipment / facility failureAggregated | WLDFR | HFTD - Distribution - Tier 3 - 1QU CoRE ¦ 3QU LoRE | Red Flag Warning - Destructive Fires | Equipment / facility failure | Aggregated | 2067 | 3.23e-06 | 56.2394 | 0.00018165 | 2067 | Mitigation | 0.95 | 45 | 0 | esc | 0 | 0 | 0.00097009 | 3.1334e-09 | 0.0027785 | 1.0355e-11 | 0.0088147 | 6.0998e-09
[120 empty] | 7.3.3.17.5 (Remote Grid) Updates to grid topology to minimize risk of ignition in HFTDs Remote GridWLDFRVegetation ContactAggregated | WLDFR | HFTD - Distribution - Tier 3 - 1QU CoRE ¦ 3QU LoRE | Red Flag Warning - Destructive Fires | Vegetation Contact | Aggregated | 2022 | 1.214e-05 | 56.2394 | 0.00068275 | 2022 | Mitigation | 0.95 | 45 | 0 | esc | 0.00097009 | 1.1777e-08 | 0 | 0 | 0.0027785 | 1.0355e-11 | 0.0088147 | 6.0998e-09
[120 empty] | 7.3.3.17.5 (Remote Grid) Updates to grid topology to minimize risk of ignition in HFTDs Remote GridWLDFRVegetation ContactAggregated | WLDFR | HFTD - Distribution - Tier 3 - 1QU CoRE ¦ 3QU LoRE | Red Flag Warning - Destructive Fires | Vegetation Contact | Aggregated | 2023 | 1.214e-05 | 56.2394 | 0.00068275 | 2023 | Mitigation | 0.95 | 45 | 0 | esc | 0.00097009 | 1.1777e-08 | 0.00097009 | 1.1777e-08 | 0.0027785 | 1.0355e-11 | 0.0088147 | 6.0998e-09
[120 empty] | 7.3.3.17.5 (Remote Grid) Updates to grid topology to minimize risk of ignition in HFTDs Remote GridWLDFRVegetation ContactAggregated | WLDFR | HFTD - Distribution - Tier 3 - 1QU CoRE ¦ 3QU LoRE | Red Flag Warning - Destructive Fires | Vegetation Contact | Aggregated | 2024 | 1.214e-05 | 56.2394 | 0.00068275 | 2024 | Mitigation | 0.95 | 45 | 0 | esc | 0.00097009 | 1.1777e-08 | 0.00097009 | 1.1777e-08 | 0.0027785 | 1.0355e-11 | 0.0088147 | 6.0998e-09
[120 empty] | 7.3.3.17.5 (Remote Grid) Updates to grid topology to minimize risk of ignition in HFTDs Remote GridWLDFRVegetation ContactAggregated | WLDFR | HFTD - Distribution - Tier 3 - 1QU CoRE ¦ 3QU LoRE | Red Flag Warning - Destructive Fires | Vegetation Contact | Aggregated | 2025 | 1.214e-05 | 56.2394 | 0.00068275 | 2025 | Mitigation | 0.95 | 45 | 0 | esc | 0.00097009 | 1.1777e-08 | 0.00097009 | 1.1777e-08 | 0.0027785 | 1.0355e-11 | 0.0088147 | 6.0998e-09
[120 empty] | 7.3.3.17.5 (Remote Grid) Updates to grid topology to minimize risk of ignition in HFTDs Remote GridWLDFRVegetation ContactAggregated | WLDFR | HFTD - Distribution - Tier 3 - 1QU CoRE ¦ 3QU LoRE | Red Flag Warning - Destructive Fires | Vegetation Contact | Aggregated | 2026 | 1.214e-05 | 56.2394 | 0.00068275 | 2026 | Mitigation | 0.95 | 45 | 0 | esc | 0.00097009 | 1.1777e-08 | 0.00097009 | 1.1777e-08 | 0.0027785 | 1.0355e-11 | 0.0088147 | 6.0998e-09
[120 empty] | 7.3.3.17.5 (Remote Grid) Updates to grid topology to minimize risk of ignition in HFTDs Remote GridWLDFRVegetation ContactAggregated | WLDFR | HFTD - Distribution - Tier 3 - 1QU CoRE ¦ 3QU LoRE | Red Flag Warning - Destructive Fires | Vegetation Contact | Aggregated | 2027 | 1.214e-05 | 56.2394 | 0.00068275 | 2027 | Mitigation | 0.95 | 45 | 0 | esc | 0.00097009 | 1.1777e-08 | 0.00097009 | 1.1777e-08 | 0.0027785 | 1.0355e-11 | 0.0088147 | 6.0998e-09
[120 empty] | 7.3.3.17.5 (Remote Grid) Updates to grid topology to minimize risk of ignition in HFTDs Remote GridWLDFRVegetation ContactAggregated | WLDFR | HFTD - Distribution - Tier 3 - 1QU CoRE ¦ 3QU LoRE | Red Flag Warning - Destructive Fires | Vegetation Contact | Aggregated | 2028 | 1.214e-05 | 56.2394 | 0.00068275 | 2028 | Mitigation | 0.95 | 45 | 0 | esc | 0.00097009 | 1.1777e-08 | 0.00097009 | 1.1777e-08 | 0.0027785 | 1.0355e-11 | 0.0088147 | 6.0998e-09
[120 empty] | 7.3.3.17.5 (Remote Grid) Updates to grid topology to minimize risk of ignition in HFTDs Remote GridWLDFRVegetation ContactAggregated | WLDFR | HFTD - Distribution - Tier 3 - 1QU CoRE ¦ 3QU LoRE | Red Flag Warning - Destructive Fires | Vegetation Contact | Aggregated | 2029 | 1.214e-05 | 56.2394 | 0.00068275 | 2029 | Mitigation | 0.95 | 45 | 0 | esc | 0.00097009 | 1.1777e-08 | 0.00097009 | 1.1777e-08 | 0.0027785 | 1.0355e-11 | 0.0088147 | 6.0998e-09
[120 empty] | 7.3.3.17.5 (Remote Grid) Updates to grid topology to minimize risk of ignition in HFTDs Remote GridWLDFRVegetation ContactAggregated | WLDFR | HFTD - Distribution - Tier 3 - 1QU CoRE ¦ 3QU LoRE | Red Flag Warning - Destructive Fires | Vegetation Contact | Aggregated | 2030 | 1.214e-05 | 56.2394 | 0.00068275 | 2030 | Mitigation | 0.95 | 45 | 0 | esc | 0.00097009 | 1.1777e-08 | 0.00097009 | 1.1777e-08 | 0.0027785 | 1.0355e-11 | 0.0088147 | 6.0998e-09
[120 empty] | 7.3.3.17.5 (Remote Grid) Updates to grid topology to minimize risk of ignition in HFTDs Remote GridWLDFRVegetation ContactAggregated | WLDFR | HFTD - Distribution - Tier 3 - 1QU CoRE ¦ 3QU LoRE | Red Flag Warning - Destructive Fires | Vegetation Contact | Aggregated | 2031 | 1.214e-05 | 56.2394 | 0.00068275 | 2031 | Mitigation | 0.95 | 45 | 0 | esc | 0.00097009 | 1.1777e-08 | 0.00097009 | 1.1777e-08 | 0.0027785 | 1.0355e-11 | 0.0088147 | 6.0998e-09
[120 empty] | 7.3.3.17.5 (Remote Grid) Updates to grid topology to minimize risk of ignition in HFTDs Remote GridWLDFRVegetation ContactAggregated | WLDFR | HFTD - Distribution - Tier 3 - 1QU CoRE ¦ 3QU LoRE | Red Flag Warning - Destructive Fires | Vegetation Contact | Aggregated | 2032 | 1.214e-05 | 56.2394 | 0.00068275 | 2032 | Mitigation | 0.95 | 45 | 0 | esc | 0.00097009 | 1.1777e-08 | 0.00097009 | 1.1777e-08 | 0.0027785 | 1.0355e-11 | 0.0088147 | 6.0998e-09
[120 empty] | 7.3.3.17.5 (Remote Grid) Updates to grid topology to minimize risk of ignition in HFTDs Remote GridWLDFRVegetation ContactAggregated | WLDFR | HFTD - Distribution - Tier 3 - 1QU CoRE ¦ 3QU LoRE | Red Flag Warning - Destructive Fires | Vegetation Contact | Aggregated | 2033 | 1.214e-05 | 56.2394 | 0.00068275 | 2033 | Mitigation | 0.95 | 45 | 0 | esc | 0.00097009 | 1.1777e-08 | 0.00097009 | 1.1777e-08 | 0.0027785 | 1.0355e-11 | 0.0088147 | 6.0998e-09
[120 empty] | 7.3.3.17.5 (Remote Grid) Updates to grid topology to minimize risk of ignition in HFTDs Remote GridWLDFRVegetation ContactAggregated | WLDFR | HFTD - Distribution - Tier 3 - 1QU CoRE ¦ 3QU LoRE | Red Flag Warning - Destructive Fires | Vegetation Contact | Aggregated | 2034 | 1.214e-05 | 56.2394 | 0.00068275 | 2034 | Mitigation | 0.95 | 45 | 0 | esc | 0.00097009 | 1.1777e-08 | 0.00097009 | 1.1777e-08 | 0.0027785 | 1.0355e-11 | 0.0088147 | 6.0998e-09
[120 empty] | 7.3.3.17.5 (Remote Grid) Updates to grid topology to minimize risk of ignition in HFTDs Remote GridWLDFRVegetation ContactAggregated | WLDFR | HFTD - Distribution - Tier 3 - 1QU CoRE ¦ 3QU LoRE | Red Flag Warning - Destructive Fires | Vegetation Contact | Aggregated | 2035 | 1.214e-05 | 56.2394 | 0.00068275 | 2035 | Mitigation | 0.95 | 45 | 0 | esc | 0.00097009 | 1.1777e-08 | 0.00097009 | 1.1777e-08 | 0.0027785 | 1.0355e-11 | 0.0088147 | 6.0998e-09
[120 empty] | 7.3.3.17.5 (Remote Grid) Updates to grid topology to minimize risk of ignition in HFTDs Remote GridWLDFRVegetation ContactAggregated | WLDFR | HFTD - Distribution - Tier 3 - 1QU CoRE ¦ 3QU LoRE | Red Flag Warning - Destructive Fires | Vegetation Contact | Aggregated | 2036 | 1.214e-05 | 56.2394 | 0.00068275 | 2036 | Mitigation | 0.95 | 45 | 0 | esc | 0.00097009 | 1.1777e-08 | 0.00097009 | 1.1777e-08 | 0.0027785 | 1.0355e-11 | 0.0088147 | 6.0998e-09
[120 empty] | 7.3.3.17.5 (Remote Grid) Updates to grid topology to minimize risk of ignition in HFTDs Remote GridWLDFRVegetation ContactAggregated | WLDFR | HFTD - Distribution - Tier 3 - 1QU CoRE ¦ 3QU LoRE | Red Flag Warning - Destructive Fires | Vegetation Contact | Aggregated | 2037 | 1.214e-05 | 56.2394 | 0.00068275 | 2037 | Mitigation | 0.95 | 45 | 0 | esc | 0.00097009 | 1.1777e-08 | 0.00097009 | 1.1777e-08 | 0.0027785 | 1.0355e-11 | 0.0088147 | 6.0998e-09
[120 empty] | 7.3.3.17.5 (Remote Grid) Updates to grid topology to minimize risk of ignition in HFTDs Remote GridWLDFRVegetation ContactAggregated | WLDFR | HFTD - Distribution - Tier 3 - 1QU CoRE ¦ 3QU LoRE | Red Flag Warning - Destructive Fires | Vegetation Contact | Aggregated | 2038 | 1.214e-05 | 56.2394 | 0.00068275 | 2038 | Mitigation | 0.95 | 45 | 0 | esc | 0.00097009 | 1.1777e-08 | 0.00097009 | 1.1777e-08 | 0.0027785 | 1.0355e-11 | 0.0088147 | 6.0998e-09
[120 empty] | 7.3.3.17.5 (Remote Grid) Updates to grid topology to minimize risk of ignition in HFTDs Remote GridWLDFRVegetation ContactAggregated | WLDFR | HFTD - Distribution - Tier 3 - 1QU CoRE ¦ 3QU LoRE | Red Flag Warning - Destructive Fires | Vegetation Contact | Aggregated | 2039 | 1.214e-05 | 56.2394 | 0.00068275 | 2039 | Mitigation | 0.95 | 45 | 0 | esc | 0.00097009 | 1.1777e-08 | 0.00097009 | 1.1777e-08 | 0.0027785 | 1.0355e-11 | 0.0088147 | 6.0998e-09
[120 empty] | 7.3.3.17.5 (Remote Grid) Updates to grid topology to minimize risk of ignition in HFTDs Remote GridWLDFRVegetation ContactAggregated | WLDFR | HFTD - Distribution - Tier 3 - 1QU CoRE ¦ 3QU LoRE | Red Flag Warning - Destructive Fires | Vegetation Contact | Aggregated | 2040 | 1.214e-05 | 56.2394 | 0.00068275 | 2040 | Mitigation | 0.95 | 45 | 0 | esc | 0.00097009 | 1.1777e-08 | 0.00097009 | 1.1777e-08 | 0.0027785 | 1.0355e-11 | 0.0088147 | 6.0998e-09
[120 empty] | 7.3.3.17.5 (Remote Grid) Updates to grid topology to minimize risk of ignition in HFTDs Remote GridWLDFRVegetation ContactAggregated | WLDFR | HFTD - Distribution - Tier 3 - 1QU CoRE ¦ 3QU LoRE | Red Flag Warning - Destructive Fires | Vegetation Contact | Aggregated | 2041 | 1.214e-05 | 56.2394 | 0.00068275 | 2041 | Mitigation | 0.95 | 45 | 0 | esc | 0.00097009 | 1.1777e-08 | 0.00097009 | 1.1777e-08 | 0.0027785 | 1.0355e-11 | 0.0088147 | 6.0998e-09
[120 empty] | 7.3.3.17.5 (Remote Grid) Updates to grid topology to minimize risk of ignition in HFTDs Remote GridWLDFRVegetation ContactAggregated | WLDFR | HFTD - Distribution - Tier 3 - 1QU CoRE ¦ 3QU LoRE | Red Flag Warning - Destructive Fires | Vegetation Contact | Aggregated | 2042 | 1.214e-05 | 56.2394 | 0.00068275 | 2042 | Mitigation | 0.95 | 45 | 0 | esc | 0.00097009 | 1.1777e-08 | 0.00097009 | 1.1777e-08 | 0.0027785 | 1.0355e-11 | 0.0088147 | 6.0998e-09
[120 empty] | 7.3.3.17.5 (Remote Grid) Updates to grid topology to minimize risk of ignition in HFTDs Remote GridWLDFRVegetation ContactAggregated | WLDFR | HFTD - Distribution - Tier 3 - 1QU CoRE ¦ 3QU LoRE | Red Flag Warning - Destructive Fires | Vegetation Contact | Aggregated | 2043 | 1.214e-05 | 56.2394 | 0.00068275 | 2043 | Mitigation | 0.95 | 45 | 0 | esc | 0.00097009 | 1.1777e-08 | 0.00097009 | 1.1777e-08 | 0.0027785 | 1.0355e-11 | 0.0088147 | 6.0998e-09
[120 empty] | 7.3.3.17.5 (Remote Grid) Updates to grid topology to minimize risk of ignition in HFTDs Remote GridWLDFRVegetation ContactAggregated | WLDFR | HFTD - Distribution - Tier 3 - 1QU CoRE ¦ 3QU LoRE | Red Flag Warning - Destructive Fires | Vegetation Contact | Aggregated | 2044 | 1.214e-05 | 56.2394 | 0.00068275 | 2044 | Mitigation | 0.95 | 45 | 0 | esc | 0.00097009 | 1.1777e-08 | 0.00097009 | 1.1777e-08 | 0.0027785 | 1.0355e-11 | 0.0088147 | 6.0998e-09
[120 empty] | 7.3.3.17.5 (Remote Grid) Updates to grid topology to minimize risk of ignition in HFTDs Remote GridWLDFRVegetation ContactAggregated | WLDFR | HFTD - Distribution - Tier 3 - 1QU CoRE ¦ 3QU LoRE | Red Flag Warning - Destructive Fires | Vegetation Contact | Aggregated | 2045 | 1.214e-05 | 56.2394 | 0.00068275 | 2045 | Mitigation | 0.95 | 45 | 0 | esc | 0.00097009 | 1.1777e-08 | 0.00097009 | 1.1777e-08 | 0.0027785 | 1.0355e-11 | 0.0088147 | 6.0998e-09
[120 empty] | 7.3.3.17.5 (Remote Grid) Updates to grid topology to minimize risk of ignition in HFTDs Remote GridWLDFRVegetation ContactAggregated | WLDFR | HFTD - Distribution - Tier 3 - 1QU CoRE ¦ 3QU LoRE | Red Flag Warning - Destructive Fires | Vegetation Contact | Aggregated | 2046 | 1.214e-05 | 56.2394 | 0.00068275 | 2046 | Mitigation | 0.95 | 45 | 0 | esc | 0.00097009 | 1.1777e-08 | 0.00097009 | 1.1777e-08 | 0.0027785 | 1.0355e-11 | 0 | 0
[120 empty] | 7.3.3.17.5 (Remote Grid) Updates to grid topology to minimize risk of ignition in HFTDs Remote GridWLDFRVegetation ContactAggregated | WLDFR | HFTD - Distribution - Tier 3 - 1QU CoRE ¦ 3QU LoRE | Red Flag Warning - Destructive Fires | Vegetation Contact | Aggregated | 2047 | 1.214e-05 | 56.2394 | 0.00068275 | 2047 | Mitigation | 0.95 | 45 | 0 | esc | 0.00097009 | 1.1777e-08 | 0.00097009 | 1.1777e-08 | 0.0027785 | 1.0355e-11 | 0 | 0
[120 empty] | 7.3.3.17.5 (Remote Grid) Updates to grid topology to minimize risk of ignition in HFTDs Remote GridWLDFRVegetation ContactAggregated | WLDFR | HFTD - Distribution - Tier 3 - 1QU CoRE ¦ 3QU LoRE | Red Flag Warning - Destructive Fires | Vegetation Contact | Aggregated | 2048 | 1.214e-05 | 56.2394 | 0.00068275 | 2048 | Mitigation | 0.95 | 45 | 0 | esc | 0.00097009 | 1.1777e-08 | 0.00097009 | 1.1777e-08 | 0.0027785 | 1.0355e-11 | 0.013543 | 2.9935e-12
[120 empty] | 7.3.3.17.5 (Remote Grid) Updates to grid topology to minimize risk of ignition in HFTDs Remote GridWLDFRVegetation ContactAggregated | WLDFR | HFTD - Distribution - Tier 3 - 1QU CoRE ¦ 3QU LoRE | Red Flag Warning - Destructive Fires | Vegetation Contact | Aggregated | 2049 | 1.214e-05 | 56.2394 | 0.00068275 | 2049 | Mitigation | 0.95 | 45 | 0 | esc | 0.00097009 | 1.1777e-08 | 0.00097009 | 1.1777e-08 | 0.0027785 | 1.0355e-11 | 0.013543 | 2.9935e-12
[120 empty] | 7.3.3.17.5 (Remote Grid) Updates to grid topology to minimize risk of ignition in HFTDs Remote GridWLDFRVegetation ContactAggregated | WLDFR | HFTD - Distribution - Tier 3 - 1QU CoRE ¦ 3QU LoRE | Red Flag Warning - Destructive Fires | Vegetation Contact | Aggregated | 2050 | 1.214e-05 | 56.2394 | 0.00068275 | 2050 | Mitigation | 0.95 | 45 | 0 | esc | 0.00097009 | 1.1777e-08 | 0.00097009 | 1.1777e-08 | 0.0027785 | 1.0355e-11 | 0.013543 | 2.9935e-12
[120 empty] | 7.3.3.17.5 (Remote Grid) Updates to grid topology to minimize risk of ignition in HFTDs Remote GridWLDFRVegetation ContactAggregated | WLDFR | HFTD - Distribution - Tier 3 - 1QU CoRE ¦ 3QU LoRE | Red Flag Warning - Destructive Fires | Vegetation Contact | Aggregated | 2051 | 1.214e-05 | 56.2394 | 0.00068275 | 2051 | Mitigation | 0.95 | 45 | 0 | esc | 0.00097009 | 1.1777e-08 | 0.00097009 | 1.1777e-08 | 0.0027785 | 1.0355e-11 | 0.013543 | 2.9935e-12
[120 empty] | 7.3.3.17.5 (Remote Grid) Updates to grid topology to minimize risk of ignition in HFTDs Remote GridWLDFRVegetation ContactAggregated | WLDFR | HFTD - Distribution - Tier 3 - 1QU CoRE ¦ 3QU LoRE | Red Flag Warning - Destructive Fires | Vegetation Contact | Aggregated | 2052 | 1.214e-05 | 56.2394 | 0.00068275 | 2052 | Mitigation | 0.95 | 45 | 0 | esc | 0.00097009 | 1.1777e-08 | 0.00097009 | 1.1777e-08 | 0.0027785 | 1.0355e-11 | 0.013543 | 2.9935e-12
[120 empty] | 7.3.3.17.5 (Remote Grid) Updates to grid topology to minimize risk of ignition in HFTDs Remote GridWLDFRVegetation ContactAggregated | WLDFR | HFTD - Distribution - Tier 3 - 1QU CoRE ¦ 3QU LoRE | Red Flag Warning - Destructive Fires | Vegetation Contact | Aggregated | 2053 | 1.214e-05 | 56.2394 | 0.00068275 | 2053 | Mitigation | 0.95 | 45 | 0 | esc | 0.00097009 | 1.1777e-08 | 0.00097009 | 1.1777e-08 | 0.0027785 | 1.0355e-11 | 0.013543 | 2.9935e-12
[120 empty] | 7.3.3.17.5 (Remote Grid) Updates to grid topology to minimize risk of ignition in HFTDs Remote GridWLDFRVegetation ContactAggregated | WLDFR | HFTD - Distribution - Tier 3 - 1QU CoRE ¦ 3QU LoRE | Red Flag Warning - Destructive Fires | Vegetation Contact | Aggregated | 2054 | 1.214e-05 | 56.2394 | 0.00068275 | 2054 | Mitigation | 0.95 | 45 | 0 | esc | 0.00097009 | 1.1777e-08 | 0.00097009 | 1.1777e-08 | 0.0027785 | 1.0355e-11 | 0.013543 | 2.9935e-12
[120 empty] | 7.3.3.17.5 (Remote Grid) Updates to grid topology to minimize risk of ignition in HFTDs Remote GridWLDFRVegetation ContactAggregated | WLDFR | HFTD - Distribution - Tier 3 - 1QU CoRE ¦ 3QU LoRE | Red Flag Warning - Destructive Fires | Vegetation Contact | Aggregated | 2055 | 1.214e-05 | 56.2394 | 0.00068275 | 2055 | Mitigation | 0.95 | 45 | 0 | esc | 0.00097009 | 1.1777e-08 | 0.00097009 | 1.1777e-08 | 0.0027785 | 1.0355e-11 | 0.013543 | 2.9935e-12
[120 empty] | 7.3.3.17.5 (Remote Grid) Updates to grid topology to minimize risk of ignition in HFTDs Remote GridWLDFRVegetation ContactAggregated | WLDFR | HFTD - Distribution - Tier 3 - 1QU CoRE ¦ 3QU LoRE | Red Flag Warning - Destructive Fires | Vegetation Contact | Aggregated | 2056 | 1.214e-05 | 56.2394 | 0.00068275 | 2056 | Mitigation | 0.95 | 45 | 0 | esc | 0.00097009 | 1.1777e-08 | 0.00097009 | 1.1777e-08 | 0.0027785 | 1.0355e-11 | 0.013543 | 2.9935e-12
[120 empty] | 7.3.3.17.5 (Remote Grid) Updates to grid topology to minimize risk of ignition in HFTDs Remote GridWLDFRVegetation ContactAggregated | WLDFR | HFTD - Distribution - Tier 3 - 1QU CoRE ¦ 3QU LoRE | Red Flag Warning - Destructive Fires | Vegetation Contact | Aggregated | 2057 | 1.214e-05 | 56.2394 | 0.00068275 | 2057 | Mitigation | 0.95 | 45 | 0 | esc | 0.00097009 | 1.1777e-08 | 0.00097009 | 1.1777e-08 | 0.0027785 | 1.0355e-11 | 0.013543 | 2.9935e-12
[120 empty] | 7.3.3.17.5 (Remote Grid) Updates to grid topology to minimize risk of ignition in HFTDs Remote GridWLDFRVegetation ContactAggregated | WLDFR | HFTD - Distribution - Tier 3 - 1QU CoRE ¦ 3QU LoRE | Red Flag Warning - Destructive Fires | Vegetation Contact | Aggregated | 2058 | 1.214e-05 | 56.2394 | 0.00068275 | 2058 | Mitigation | 0.95 | 45 | 0 | esc | 0.00097009 | 1.1777e-08 | 0.00097009 | 1.1777e-08 | 0.0027785 | 1.0355e-11 | 0.013543 | 2.9935e-12
[120 empty] | 7.3.3.17.5 (Remote Grid) Updates to grid topology to minimize risk of ignition in HFTDs Remote GridWLDFRVegetation ContactAggregated | WLDFR | HFTD - Distribution - Tier 3 - 1QU CoRE ¦ 3QU LoRE | Red Flag Warning - Destructive Fires | Vegetation Contact | Aggregated | 2059 | 1.214e-05 | 56.2394 | 0.00068275 | 2059 | Mitigation | 0.95 | 45 | 0 | esc | 0.00097009 | 1.1777e-08 | 0.00097009 | 1.1777e-08 | 0.0027785 | 1.0355e-11 | 0.013543 | 2.9935e-12
[120 empty] | 7.3.3.17.5 (Remote Grid) Updates to grid topology to minimize risk of ignition in HFTDs Remote GridWLDFRVegetation ContactAggregated | WLDFR | HFTD - Distribution - Tier 3 - 1QU CoRE ¦ 3QU LoRE | Red Flag Warning - Destructive Fires | Vegetation Contact | Aggregated | 2060 | 1.214e-05 | 56.2394 | 0.00068275 | 2060 | Mitigation | 0.95 | 45 | 0 | esc | 0.00097009 | 1.1777e-08 | 0.00097009 | 1.1777e-08 | 0.0027785 | 1.0355e-11 | 0.013543 | 2.9935e-12
[120 empty] | 7.3.3.17.5 (Remote Grid) Updates to grid topology to minimize risk of ignition in HFTDs Remote GridWLDFRVegetation ContactAggregated | WLDFR | HFTD - Distribution - Tier 3 - 1QU CoRE ¦ 3QU LoRE | Red Flag Warning - Destructive Fires | Vegetation Contact | Aggregated | 2061 | 1.214e-05 | 56.2394 | 0.00068275 | 2061 | Mitigation | 0.95 | 45 | 0 | esc | 0.00097009 | 1.1777e-08 | 0.00097009 | 1.1777e-08 | 0.0027785 | 1.0355e-11 | 0.013543 | 2.9935e-12
[120 empty] | 7.3.3.17.5 (Remote Grid) Updates to grid topology to minimize risk of ignition in HFTDs Remote GridWLDFRVegetation ContactAggregated | WLDFR | HFTD - Distribution - Tier 3 - 1QU CoRE ¦ 3QU LoRE | Red Flag Warning - Destructive Fires | Vegetation Contact | Aggregated | 2062 | 1.214e-05 | 56.2394 | 0.00068275 | 2062 | Mitigation | 0.95 | 45 | 0 | esc | 0.00097009 | 1.1777e-08 | 0.00097009 | 1.1777e-08 | 0 | 0 | 0.013543 | 2.9935e-12
[120 empty] | 7.3.3.17.5 (Remote Grid) Updates to grid topology to minimize risk of ignition in HFTDs Remote GridWLDFRVegetation ContactAggregated | WLDFR | HFTD - Distribution - Tier 3 - 1QU CoRE ¦ 3QU LoRE | Red Flag Warning - Destructive Fires | Vegetation Contact | Aggregated | 2063 | 1.214e-05 | 56.2394 | 0.00068275 | 2063 | Mitigation | 0.95 | 45 | 0 | esc | 0.00097009 | 1.1777e-08 | 0.00097009 | 1.1777e-08 | 0.0027785 | 1.2913e-10 | 0.013543 | 2.9935e-12
[120 empty] | 7.3.3.17.5 (Remote Grid) Updates to grid topology to minimize risk of ignition in HFTDs Remote GridWLDFRVegetation ContactAggregated | WLDFR | HFTD - Distribution - Tier 3 - 1QU CoRE ¦ 3QU LoRE | Red Flag Warning - Destructive Fires | Vegetation Contact | Aggregated | 2064 | 1.214e-05 | 56.2394 | 0.00068275 | 2064 | Mitigation | 0.95 | 45 | 0 | esc | 0.00097009 | 1.1777e-08 | 0.00097009 | 1.1777e-08 | 0.0027785 | 1.2913e-10 | 0.013543 | 2.9935e-12
[120 empty] | 7.3.3.17.5 (Remote Grid) Updates to grid topology to minimize risk of ignition in HFTDs Remote GridWLDFRVegetation ContactAggregated | WLDFR | HFTD - Distribution - Tier 3 - 1QU CoRE ¦ 3QU LoRE | Red Flag Warning - Destructive Fires | Vegetation Contact | Aggregated | 2065 | 1.214e-05 | 56.2394 | 0.00068275 | 2065 | Mitigation | 0.95 | 45 | 0 | esc | 0.00097009 | 1.1777e-08 | 0.00097009 | 1.1777e-08 | 0.0027785 | 1.2913e-10 | 0.013543 | 2.9935e-12
[120 empty] | 7.3.3.17.5 (Remote Grid) Updates to grid topology to minimize risk of ignition in HFTDs Remote GridWLDFRVegetation ContactAggregated | WLDFR | HFTD - Distribution - Tier 3 - 1QU CoRE ¦ 3QU LoRE | Red Flag Warning - Destructive Fires | Vegetation Contact | Aggregated | 2066 | 1.214e-05 | 56.2394 | 0.00068275 | 2066 | Mitigation | 0.95 | 45 | 0 | esc | 0.00097009 | 1.1777e-08 | 0.00097009 | 1.1777e-08 | 0.0027785 | 1.2913e-10 | 0.013543 | 2.9935e-12
[120 empty] | 7.3.3.17.5 (Remote Grid) Updates to grid topology to minimize risk of ignition in HFTDs Remote GridWLDFRVegetation ContactAggregated | WLDFR | HFTD - Distribution - Tier 3 - 1QU CoRE ¦ 3QU LoRE | Red Flag Warning - Destructive Fires | Vegetation Contact | Aggregated | 2067 | 1.214e-05 | 56.2394 | 0.00068275 | 2067 | Mitigation | 0.95 | 45 | 0 | esc | 0 | 0 | 0.00097009 | 1.1777e-08 | 0.0027785 | 1.2913e-10 | 0.013543 | 2.9935e-12
[120 empty] | 7.3.3.17.5 (Remote Grid) Updates to grid topology to minimize risk of ignition in HFTDs Remote GridWLDFREquipment / facility failureAggregated | WLDFR | HFTD - Distribution - Tier 3 - 1QU CoRE ¦ 3QU LoRE | Red Flag Warning - Large Fires | Equipment / facility failure | Aggregated | 2022 | 2.0141e-05 | 56.2394 | 0.0011327 | 2022 | Mitigation | 0.95 | 45 | 0 | esc | 0.00097009 | 1.9539e-08 | 0 | 0 | 0.0027785 | 1.2913e-10 | 0.013543 | 2.9935e-12
[120 empty] | 7.3.3.17.5 (Remote Grid) Updates to grid topology to minimize risk of ignition in HFTDs Remote GridWLDFREquipment / facility failureAggregated | WLDFR | HFTD - Distribution - Tier 3 - 1QU CoRE ¦ 3QU LoRE | Red Flag Warning - Large Fires | Equipment / facility failure | Aggregated | 2023 | 2.0141e-05 | 56.2394 | 0.0011327 | 2023 | Mitigation | 0.95 | 45 | 0 | esc | 0.00097009 | 1.9539e-08 | 0.00097009 | 1.9539e-08 | 0.0027785 | 1.2913e-10 | 0.013543 | 2.9935e-12
[120 empty] | 7.3.3.17.5 (Remote Grid) Updates to grid topology to minimize risk of ignition in HFTDs Remote GridWLDFREquipment / facility failureAggregated | WLDFR | HFTD - Distribution - Tier 3 - 1QU CoRE ¦ 3QU LoRE | Red Flag Warning - Large Fires | Equipment / facility failure | Aggregated | 2024 | 2.0141e-05 | 56.2394 | 0.0011327 | 2024 | Mitigation | 0.95 | 45 | 0 | esc | 0.00097009 | 1.9539e-08 | 0.00097009 | 1.9539e-08 | 0.0027785 | 1.2913e-10 | 0.013543 | 2.9935e-12
[120 empty] | 7.3.3.17.5 (Remote Grid) Updates to grid topology to minimize risk of ignition in HFTDs Remote GridWLDFREquipment / facility failureAggregated | WLDFR | HFTD - Distribution - Tier 3 - 1QU CoRE ¦ 3QU LoRE | Red Flag Warning - Large Fires | Equipment / facility failure | Aggregated | 2025 | 2.0141e-05 | 56.2394 | 0.0011327 | 2025 | Mitigation | 0.95 | 45 | 0 | esc | 0.00097009 | 1.9539e-08 | 0.00097009 | 1.9539e-08 | 0.0027785 | 1.2913e-10 | 0.013543 | 2.9935e-12
[120 empty] | 7.3.3.17.5 (Remote Grid) Updates to grid topology to minimize risk of ignition in HFTDs Remote GridWLDFREquipment / facility failureAggregated | WLDFR | HFTD - Distribution - Tier 3 - 1QU CoRE ¦ 3QU LoRE | Red Flag Warning - Large Fires | Equipment / facility failure | Aggregated | 2026 | 2.0141e-05 | 56.2394 | 0.0011327 | 2026 | Mitigation | 0.95 | 45 | 0 | esc | 0.00097009 | 1.9539e-08 | 0.00097009 | 1.9539e-08 | 0.0027785 | 1.2913e-10 | 0.013543 | 2.9935e-12
[120 empty] | 7.3.3.17.5 (Remote Grid) Updates to grid topology to minimize risk of ignition in HFTDs Remote GridWLDFREquipment / facility failureAggregated | WLDFR | HFTD - Distribution - Tier 3 - 1QU CoRE ¦ 3QU LoRE | Red Flag Warning - Large Fires | Equipment / facility failure | Aggregated | 2027 | 2.0141e-05 | 56.2394 | 0.0011327 | 2027 | Mitigation | 0.95 | 45 | 0 | esc | 0.00097009 | 1.9539e-08 | 0.00097009 | 1.9539e-08 | 0.0027785 | 1.2913e-10 | 0.013543 | 2.9935e-12
[120 empty] | 7.3.3.17.5 (Remote Grid) Updates to grid topology to minimize risk of ignition in HFTDs Remote GridWLDFREquipment / facility failureAggregated | WLDFR | HFTD - Distribution - Tier 3 - 1QU CoRE ¦ 3QU LoRE | Red Flag Warning - Large Fires | Equipment / facility failure | Aggregated | 2028 | 2.0141e-05 | 56.2394 | 0.0011327 | 2028 | Mitigation | 0.95 | 45 | 0 | esc | 0.00097009 | 1.9539e-08 | 0.00097009 | 1.9539e-08 | 0.0027785 | 1.2913e-10 | 0.013543 | 2.9935e-12
[120 empty] | 7.3.3.17.5 (Remote Grid) Updates to grid topology to minimize risk of ignition in HFTDs Remote GridWLDFREquipment / facility failureAggregated | WLDFR | HFTD - Distribution - Tier 3 - 1QU CoRE ¦ 3QU LoRE | Red Flag Warning - Large Fires | Equipment / facility failure | Aggregated | 2029 | 2.0141e-05 | 56.2394 | 0.0011327 | 2029 | Mitigation | 0.95 | 45 | 0 | esc | 0.00097009 | 1.9539e-08 | 0.00097009 | 1.9539e-08 | 0.0027785 | 1.2913e-10 | 0.013543 | 2.9935e-12
[120 empty] | 7.3.3.17.5 (Remote Grid) Updates to grid topology to minimize risk of ignition in HFTDs Remote GridWLDFREquipment / facility failureAggregated | WLDFR | HFTD - Distribution - Tier 3 - 1QU CoRE ¦ 3QU LoRE | Red Flag Warning - Large Fires | Equipment / facility failure | Aggregated | 2030 | 2.0141e-05 | 56.2394 | 0.0011327 | 2030 | Mitigation | 0.95 | 45 | 0 | esc | 0.00097009 | 1.9539e-08 | 0.00097009 | 1.9539e-08 | 0.0027785 | 1.2913e-10 | 0.013543 | 2.9935e-12
[120 empty] | 7.3.3.17.5 (Remote Grid) Updates to grid topology to minimize risk of ignition in HFTDs Remote GridWLDFREquipment / facility failureAggregated | WLDFR | HFTD - Distribution - Tier 3 - 1QU CoRE ¦ 3QU LoRE | Red Flag Warning - Large Fires | Equipment / facility failure | Aggregated | 2031 | 2.0141e-05 | 56.2394 | 0.0011327 | 2031 | Mitigation | 0.95 | 45 | 0 | esc | 0.00097009 | 1.9539e-08 | 0.00097009 | 1.9539e-08 | 0.0027785 | 1.2913e-10 | 0.013543 | 2.9935e-12
[120 empty] | 7.3.3.17.5 (Remote Grid) Updates to grid topology to minimize risk of ignition in HFTDs Remote GridWLDFREquipment / facility failureAggregated | WLDFR | HFTD - Distribution - Tier 3 - 1QU CoRE ¦ 3QU LoRE | Red Flag Warning - Large Fires | Equipment / facility failure | Aggregated | 2032 | 2.0141e-05 | 56.2394 | 0.0011327 | 2032 | Mitigation | 0.95 | 45 | 0 | esc | 0.00097009 | 1.9539e-08 | 0.00097009 | 1.9539e-08 | 0.0027785 | 1.2913e-10 | 0 | 0
[120 empty] | 7.3.3.17.5 (Remote Grid) Updates to grid topology to minimize risk of ignition in HFTDs Remote GridWLDFREquipment / facility failureAggregated | WLDFR | HFTD - Distribution - Tier 3 - 1QU CoRE ¦ 3QU LoRE | Red Flag Warning - Large Fires | Equipment / facility failure | Aggregated | 2033 | 2.0141e-05 | 56.2394 | 0.0011327 | 2033 | Mitigation | 0.95 | 45 | 0 | esc | 0.00097009 | 1.9539e-08 | 0.00097009 | 1.9539e-08 | 0.0027785 | 1.2913e-10 | 0 | 0
[120 empty] | 7.3.3.17.5 (Remote Grid) Updates to grid topology to minimize risk of ignition in HFTDs Remote GridWLDFREquipment / facility failureAggregated | WLDFR | HFTD - Distribution - Tier 3 - 1QU CoRE ¦ 3QU LoRE | Red Flag Warning - Large Fires | Equipment / facility failure | Aggregated | 2034 | 2.0141e-05 | 56.2394 | 0.0011327 | 2034 | Mitigation | 0.95 | 45 | 0 | esc | 0.00097009 | 1.9539e-08 | 0.00097009 | 1.9539e-08 | 0.0027785 | 1.2913e-10 | 0.0013359 | 3.1569e-11
[120 empty] | 7.3.3.17.5 (Remote Grid) Updates to grid topology to minimize risk of ignition in HFTDs Remote GridWLDFREquipment / facility failureAggregated | WLDFR | HFTD - Distribution - Tier 3 - 1QU CoRE ¦ 3QU LoRE | Red Flag Warning - Large Fires | Equipment / facility failure | Aggregated | 2035 | 2.0141e-05 | 56.2394 | 0.0011327 | 2035 | Mitigation | 0.95 | 45 | 0 | esc | 0.00097009 | 1.9539e-08 | 0.00097009 | 1.9539e-08 | 0.0027785 | 1.2913e-10 | 0.0013359 | 3.1569e-11
[120 empty] | 7.3.3.17.5 (Remote Grid) Updates to grid topology to minimize risk of ignition in HFTDs Remote GridWLDFREquipment / facility failureAggregated | WLDFR | HFTD - Distribution - Tier 3 - 1QU CoRE ¦ 3QU LoRE | Red Flag Warning - Large Fires | Equipment / facility failure | Aggregated | 2036 | 2.0141e-05 | 56.2394 | 0.0011327 | 2036 | Mitigation | 0.95 | 45 | 0 | esc | 0.00097009 | 1.9539e-08 | 0.00097009 | 1.9539e-08 | 0.0027785 | 1.2913e-10 | 0.0013359 | 3.1569e-11
[120 empty] | 7.3.3.17.5 (Remote Grid) Updates to grid topology to minimize risk of ignition in HFTDs Remote GridWLDFREquipment / facility failureAggregated | WLDFR | HFTD - Distribution - Tier 3 - 1QU CoRE ¦ 3QU LoRE | Red Flag Warning - Large Fires | Equipment / facility failure | Aggregated | 2037 | 2.0141e-05 | 56.2394 | 0.0011327 | 2037 | Mitigation | 0.95 | 45 | 0 | esc | 0.00097009 | 1.9539e-08 | 0.00097009 | 1.9539e-08 | 0.0027785 | 1.2913e-10 | 0.0013359 | 3.1569e-11
[120 empty] | 7.3.3.17.5 (Remote Grid) Updates to grid topology to minimize risk of ignition in HFTDs Remote GridWLDFREquipment / facility failureAggregated | WLDFR | HFTD - Distribution - Tier 3 - 1QU CoRE ¦ 3QU LoRE | Red Flag Warning - Large Fires | Equipment / facility failure | Aggregated | 2038 | 2.0141e-05 | 56.2394 | 0.0011327 | 2038 | Mitigation | 0.95 | 45 | 0 | esc | 0.00097009 | 1.9539e-08 | 0.00097009 | 1.9539e-08 | 0.0027785 | 1.2913e-10 | 0.0013359 | 3.1569e-11
[120 empty] | 7.3.3.17.5 (Remote Grid) Updates to grid topology to minimize risk of ignition in HFTDs Remote GridWLDFREquipment / facility failureAggregated | WLDFR | HFTD - Distribution - Tier 3 - 1QU CoRE ¦ 3QU LoRE | Red Flag Warning - Large Fires | Equipment / facility failure | Aggregated | 2039 | 2.0141e-05 | 56.2394 | 0.0011327 | 2039 | Mitigation | 0.95 | 45 | 0 | esc | 0.00097009 | 1.9539e-08 | 0.00097009 | 1.9539e-08 | 0.0027785 | 1.2913e-10 | 0.0013359 | 3.1569e-11
[120 empty] | 7.3.3.17.5 (Remote Grid) Updates to grid topology to minimize risk of ignition in HFTDs Remote GridWLDFREquipment / facility failureAggregated | WLDFR | HFTD - Distribution - Tier 3 - 1QU CoRE ¦ 3QU LoRE | Red Flag Warning - Large Fires | Equipment / facility failure | Aggregated | 2040 | 2.0141e-05 | 56.2394 | 0.0011327 | 2040 | Mitigation | 0.95 | 45 | 0 | esc | 0.00097009 | 1.9539e-08 | 0.00097009 | 1.9539e-08 | 0.0027785 | 1.2913e-10 | 0.0013359 | 3.1569e-11
[120 empty] | 7.3.3.17.5 (Remote Grid) Updates to grid topology to minimize risk of ignition in HFTDs Remote GridWLDFREquipment / facility failureAggregated | WLDFR | HFTD - Distribution - Tier 3 - 1QU CoRE ¦ 3QU LoRE | Red Flag Warning - Large Fires | Equipment / facility failure | Aggregated | 2041 | 2.0141e-05 | 56.2394 | 0.0011327 | 2041 | Mitigation | 0.95 | 45 | 0 | esc | 0.00097009 | 1.9539e-08 | 0.00097009 | 1.9539e-08 | 0.0027785 | 1.2913e-10 | 0.0013359 | 3.1569e-11
[120 empty] | 7.3.3.17.5 (Remote Grid) Updates to grid topology to minimize risk of ignition in HFTDs Remote GridWLDFREquipment / facility failureAggregated | WLDFR | HFTD - Distribution - Tier 3 - 1QU CoRE ¦ 3QU LoRE | Red Flag Warning - Large Fires | Equipment / facility failure | Aggregated | 2042 | 2.0141e-05 | 56.2394 | 0.0011327 | 2042 | Mitigation | 0.95 | 45 | 0 | esc | 0.00097009 | 1.9539e-08 | 0.00097009 | 1.9539e-08 | 0.0027785 | 1.2913e-10 | 0.0013359 | 3.1569e-11
[120 empty] | 7.3.3.17.5 (Remote Grid) Updates to grid topology to minimize risk of ignition in HFTDs Remote GridWLDFREquipment / facility failureAggregated | WLDFR | HFTD - Distribution - Tier 3 - 1QU CoRE ¦ 3QU LoRE | Red Flag Warning - Large Fires | Equipment / facility failure | Aggregated | 2043 | 2.0141e-05 | 56.2394 | 0.0011327 | 2043 | Mitigation | 0.95 | 45 | 0 | esc | 0.00097009 | 1.9539e-08 | 0.00097009 | 1.9539e-08 | 0.0027785 | 1.2913e-10 | 0.0013359 | 3.1569e-11
[120 empty] | 7.3.3.17.5 (Remote Grid) Updates to grid topology to minimize risk of ignition in HFTDs Remote GridWLDFREquipment / facility failureAggregated | WLDFR | HFTD - Distribution - Tier 3 - 1QU CoRE ¦ 3QU LoRE | Red Flag Warning - Large Fires | Equipment / facility failure | Aggregated | 2044 | 2.0141e-05 | 56.2394 | 0.0011327 | 2044 | Mitigation | 0.95 | 45 | 0 | esc | 0.00097009 | 1.9539e-08 | 0.00097009 | 1.9539e-08 | 0.0027785 | 1.2913e-10 | 0.0013359 | 3.1569e-11
[120 empty] | 7.3.3.17.5 (Remote Grid) Updates to grid topology to minimize risk of ignition in HFTDs Remote GridWLDFREquipment / facility failureAggregated | WLDFR | HFTD - Distribution - Tier 3 - 1QU CoRE ¦ 3QU LoRE | Red Flag Warning - Large Fires | Equipment / facility failure | Aggregated | 2045 | 2.0141e-05 | 56.2394 | 0.0011327 | 2045 | Mitigation | 0.95 | 45 | 0 | esc | 0.00097009 | 1.9539e-08 | 0.00097009 | 1.9539e-08 | 0.0027785 | 1.2913e-10 | 0.0013359 | 3.1569e-11
[120 empty] | 7.3.3.17.5 (Remote Grid) Updates to grid topology to minimize risk of ignition in HFTDs Remote GridWLDFREquipment / facility failureAggregated | WLDFR | HFTD - Distribution - Tier 3 - 1QU CoRE ¦ 3QU LoRE | Red Flag Warning - Large Fires | Equipment / facility failure | Aggregated | 2046 | 2.0141e-05 | 56.2394 | 0.0011327 | 2046 | Mitigation | 0.95 | 45 | 0 | esc | 0.00097009 | 1.9539e-08 | 0.00097009 | 1.9539e-08 | 0.0027785 | 1.2913e-10 | 0.0013359 | 3.1569e-11
[120 empty] | 7.3.3.17.5 (Remote Grid) Updates to grid topology to minimize risk of ignition in HFTDs Remote GridWLDFREquipment / facility failureAggregated | WLDFR | HFTD - Distribution - Tier 3 - 1QU CoRE ¦ 3QU LoRE | Red Flag Warning - Large Fires | Equipment / facility failure | Aggregated | 2047 | 2.0141e-05 | 56.2394 | 0.0011327 | 2047 | Mitigation | 0.95 | 45 | 0 | esc | 0.00097009 | 1.9539e-08 | 0.00097009 | 1.9539e-08 | 0.0027785 | 1.2913e-10 | 0.0013359 | 3.1569e-11
[120 empty] | 7.3.3.17.5 (Remote Grid) Updates to grid topology to minimize risk of ignition in HFTDs Remote GridWLDFREquipment / facility failureAggregated | WLDFR | HFTD - Distribution - Tier 3 - 1QU CoRE ¦ 3QU LoRE | Red Flag Warning - Large Fires | Equipment / facility failure | Aggregated | 2048 | 2.0141e-05 | 56.2394 | 0.0011327 | 2048 | Mitigation | 0.95 | 45 | 0 | esc | 0.00097009 | 1.9539e-08 | 0.00097009 | 1.9539e-08 | 0.0027785 | 1.2913e-10 | 0.0013359 | 3.1569e-11
[120 empty] | 7.3.3.17.5 (Remote Grid) Updates to grid topology to minimize risk of ignition in HFTDs Remote GridWLDFREquipment / facility failureAggregated | WLDFR | HFTD - Distribution - Tier 3 - 1QU CoRE ¦ 3QU LoRE | Red Flag Warning - Large Fires | Equipment / facility failure | Aggregated | 2049 | 2.0141e-05 | 56.2394 | 0.0011327 | 2049 | Mitigation | 0.95 | 45 | 0 | esc | 0.00097009 | 1.9539e-08 | 0.00097009 | 1.9539e-08 | 0.0027785 | 1.2913e-10 | 0.0013359 | 3.1569e-11
[120 empty] | 7.3.3.17.5 (Remote Grid) Updates to grid topology to minimize risk of ignition in HFTDs Remote GridWLDFREquipment / facility failureAggregated | WLDFR | HFTD - Distribution - Tier 3 - 1QU CoRE ¦ 3QU LoRE | Red Flag Warning - Large Fires | Equipment / facility failure | Aggregated | 2050 | 2.0141e-05 | 56.2394 | 0.0011327 | 2050 | Mitigation | 0.95 | 45 | 0 | esc | 0.00097009 | 1.9539e-08 | 0.00097009 | 1.9539e-08 | 0.0027785 | 1.2913e-10 | 0.0013359 | 3.1569e-11
[120 empty] | 7.3.3.17.5 (Remote Grid) Updates to grid topology to minimize risk of ignition in HFTDs Remote GridWLDFREquipment / facility failureAggregated | WLDFR | HFTD - Distribution - Tier 3 - 1QU CoRE ¦ 3QU LoRE | Red Flag Warning - Large Fires | Equipment / facility failure | Aggregated | 2051 | 2.0141e-05 | 56.2394 | 0.0011327 | 2051 | Mitigation | 0.95 | 45 | 0 | esc | 0.00097009 | 1.9539e-08 | 0.00097009 | 1.9539e-08 | 0.0027785 | 1.2913e-10 | 0.0013359 | 3.1569e-11
[120 empty] | 7.3.3.17.5 (Remote Grid) Updates to grid topology to minimize risk of ignition in HFTDs Remote GridWLDFREquipment / facility failureAggregated | WLDFR | HFTD - Distribution - Tier 3 - 1QU CoRE ¦ 3QU LoRE | Red Flag Warning - Large Fires | Equipment / facility failure | Aggregated | 2052 | 2.0141e-05 | 56.2394 | 0.0011327 | 2052 | Mitigation | 0.95 | 45 | 0 | esc | 0.00097009 | 1.9539e-08 | 0.00097009 | 1.9539e-08 | 0.0027785 | 1.2913e-10 | 0.0013359 | 3.1569e-11
[120 empty] | 7.3.3.17.5 (Remote Grid) Updates to grid topology to minimize risk of ignition in HFTDs Remote GridWLDFREquipment / facility failureAggregated | WLDFR | HFTD - Distribution - Tier 3 - 1QU CoRE ¦ 3QU LoRE | Red Flag Warning - Large Fires | Equipment / facility failure | Aggregated | 2053 | 2.0141e-05 | 56.2394 | 0.0011327 | 2053 | Mitigation | 0.95 | 45 | 0 | esc | 0.00097009 | 1.9539e-08 | 0.00097009 | 1.9539e-08 | 0.0027785 | 1.2913e-10 | 0.0013359 | 3.1569e-11
[120 empty] | 7.3.3.17.5 (Remote Grid) Updates to grid topology to minimize risk of ignition in HFTDs Remote GridWLDFREquipment / facility failureAggregated | WLDFR | HFTD - Distribution - Tier 3 - 1QU CoRE ¦ 3QU LoRE | Red Flag Warning - Large Fires | Equipment / facility failure | Aggregated | 2054 | 2.0141e-05 | 56.2394 | 0.0011327 | 2054 | Mitigation | 0.95 | 45 | 0 | esc | 0.00097009 | 1.9539e-08 | 0.00097009 | 1.9539e-08 | 0.0027785 | 1.2913e-10 | 0.0013359 | 3.1569e-11
[120 empty] | 7.3.3.17.5 (Remote Grid) Updates to grid topology to minimize risk of ignition in HFTDs Remote GridWLDFREquipment / facility failureAggregated | WLDFR | HFTD - Distribution - Tier 3 - 1QU CoRE ¦ 3QU LoRE | Red Flag Warning - Large Fires | Equipment / facility failure | Aggregated | 2055 | 2.0141e-05 | 56.2394 | 0.0011327 | 2055 | Mitigation | 0.95 | 45 | 0 | esc | 0.00097009 | 1.9539e-08 | 0.00097009 | 1.9539e-08 | 0.0027785 | 1.2913e-10 | 0.0013359 | 3.1569e-11
[120 empty] | 7.3.3.17.5 (Remote Grid) Updates to grid topology to minimize risk of ignition in HFTDs Remote GridWLDFREquipment / facility failureAggregated | WLDFR | HFTD - Distribution - Tier 3 - 1QU CoRE ¦ 3QU LoRE | Red Flag Warning - Large Fires | Equipment / facility failure | Aggregated | 2056 | 2.0141e-05 | 56.2394 | 0.0011327 | 2056 | Mitigation | 0.95 | 45 | 0 | esc | 0.00097009 | 1.9539e-08 | 0.00097009 | 1.9539e-08 | 0.0027785 | 1.2913e-10 | 0.0013359 | 3.1569e-11
[120 empty] | 7.3.3.17.5 (Remote Grid) Updates to grid topology to minimize risk of ignition in HFTDs Remote GridWLDFREquipment / facility failureAggregated | WLDFR | HFTD - Distribution - Tier 3 - 1QU CoRE ¦ 3QU LoRE | Red Flag Warning - Large Fires | Equipment / facility failure | Aggregated | 2057 | 2.0141e-05 | 56.2394 | 0.0011327 | 2057 | Mitigation | 0.95 | 45 | 0 | esc | 0.00097009 | 1.9539e-08 | 0.00097009 | 1.9539e-08 | 0.0027785 | 1.2913e-10 | 0.0013359 | 3.1569e-11
[120 empty] | 7.3.3.17.5 (Remote Grid) Updates to grid topology to minimize risk of ignition in HFTDs Remote GridWLDFREquipment / facility failureAggregated | WLDFR | HFTD - Distribution - Tier 3 - 1QU CoRE ¦ 3QU LoRE | Red Flag Warning - Large Fires | Equipment / facility failure | Aggregated | 2058 | 2.0141e-05 | 56.2394 | 0.0011327 | 2058 | Mitigation | 0.95 | 45 | 0 | esc | 0.00097009 | 1.9539e-08 | 0.00097009 | 1.9539e-08 | 0.0027785 | 1.2913e-10 | 0.0013359 | 3.1569e-11
[120 empty] | 7.3.3.17.5 (Remote Grid) Updates to grid topology to minimize risk of ignition in HFTDs Remote GridWLDFREquipment / facility failureAggregated | WLDFR | HFTD - Distribution - Tier 3 - 1QU CoRE ¦ 3QU LoRE | Red Flag Warning - Large Fires | Equipment / facility failure | Aggregated | 2059 | 2.0141e-05 | 56.2394 | 0.0011327 | 2059 | Mitigation | 0.95 | 45 | 0 | esc | 0.00097009 | 1.9539e-08 | 0.00097009 | 1.9539e-08 | 0.0027785 | 1.2913e-10 | 0.0013359 | 3.1569e-11
[120 empty] | 7.3.3.17.5 (Remote Grid) Updates to grid topology to minimize risk of ignition in HFTDs Remote GridWLDFREquipment / facility failureAggregated | WLDFR | HFTD - Distribution - Tier 3 - 1QU CoRE ¦ 3QU LoRE | Red Flag Warning - Large Fires | Equipment / facility failure | Aggregated | 2060 | 2.0141e-05 | 56.2394 | 0.0011327 | 2060 | Mitigation | 0.95 | 45 | 0 | esc | 0.00097009 | 1.9539e-08 | 0.00097009 | 1.9539e-08 | 0.0027785 | 1.2913e-10 | 0.0013359 | 3.1569e-11
[120 empty] | 7.3.3.17.5 (Remote Grid) Updates to grid topology to minimize risk of ignition in HFTDs Remote GridWLDFREquipment / facility failureAggregated | WLDFR | HFTD - Distribution - Tier 3 - 1QU CoRE ¦ 3QU LoRE | Red Flag Warning - Large Fires | Equipment / facility failure | Aggregated | 2061 | 2.0141e-05 | 56.2394 | 0.0011327 | 2061 | Mitigation | 0.95 | 45 | 0 | esc | 0.00097009 | 1.9539e-08 | 0.00097009 | 1.9539e-08 | 0.0027785 | 1.2913e-10 | 0.0013359 | 3.1569e-11
[120 empty] | 7.3.3.17.5 (Remote Grid) Updates to grid topology to minimize risk of ignition in HFTDs Remote GridWLDFREquipment / facility failureAggregated | WLDFR | HFTD - Distribution - Tier 3 - 1QU CoRE ¦ 3QU LoRE | Red Flag Warning - Large Fires | Equipment / facility failure | Aggregated | 2062 | 2.0141e-05 | 56.2394 | 0.0011327 | 2062 | Mitigation | 0.95 | 45 | 0 | esc | 0.00097009 | 1.9539e-08 | 0.00097009 | 1.9539e-08 | 0.0027785 | 1.2913e-10 | 0.0013359 | 3.1569e-11
[120 empty] | 7.3.3.17.5 (Remote Grid) Updates to grid topology to minimize risk of ignition in HFTDs Remote GridWLDFREquipment / facility failureAggregated | WLDFR | HFTD - Distribution - Tier 3 - 1QU CoRE ¦ 3QU LoRE | Red Flag Warning - Large Fires | Equipment / facility failure | Aggregated | 2063 | 2.0141e-05 | 56.2394 | 0.0011327 | 2063 | Mitigation | 0.95 | 45 | 0 | esc | 0.00097009 | 1.9539e-08 | 0.00097009 | 1.9539e-08 | 0.0027785 | 1.2913e-10 | 0.0013359 | 3.1569e-11
[120 empty] | 7.3.3.17.5 (Remote Grid) Updates to grid topology to minimize risk of ignition in HFTDs Remote GridWLDFREquipment / facility failureAggregated | WLDFR | HFTD - Distribution - Tier 3 - 1QU CoRE ¦ 3QU LoRE | Red Flag Warning - Large Fires | Equipment / facility failure | Aggregated | 2064 | 2.0141e-05 | 56.2394 | 0.0011327 | 2064 | Mitigation | 0.95 | 45 | 0 | esc | 0.00097009 | 1.9539e-08 | 0.00097009 | 1.9539e-08 | 0.0027785 | 1.2913e-10 | 0 | 0
[120 empty] | 7.3.3.17.5 (Remote Grid) Updates to grid topology to minimize risk of ignition in HFTDs Remote GridWLDFREquipment / facility failureAggregated | WLDFR | HFTD - Distribution - Tier 3 - 1QU CoRE ¦ 3QU LoRE | Red Flag Warning - Large Fires | Equipment / facility failure | Aggregated | 2065 | 2.0141e-05 | 56.2394 | 0.0011327 | 2065 | Mitigation | 0.95 | 45 | 0 | esc | 0.00097009 | 1.9539e-08 | 0.00097009 | 1.9539e-08 | 0.0027785 | 1.2913e-10 | 0 | 0
[120 empty] | 7.3.3.17.5 (Remote Grid) Updates to grid topology to minimize risk of ignition in HFTDs Remote GridWLDFREquipment / facility failureAggregated | WLDFR | HFTD - Distribution - Tier 3 - 1QU CoRE ¦ 3QU LoRE | Red Flag Warning - Large Fires | Equipment / facility failure | Aggregated | 2066 | 2.0141e-05 | 56.2394 | 0.0011327 | 2066 | Mitigation | 0.95 | 45 | 0 | esc | 0.00097009 | 1.9539e-08 | 0.00097009 | 1.9539e-08 | 0 | 0 | 0.0093813 | 7.7701e-10
[120 empty] | 7.3.3.17.5 (Remote Grid) Updates to grid topology to minimize risk of ignition in HFTDs Remote GridWLDFREquipment / facility failureAggregated | WLDFR | HFTD - Distribution - Tier 3 - 1QU CoRE ¦ 3QU LoRE | Red Flag Warning - Large Fires | Equipment / facility failure | Aggregated | 2067 | 2.0141e-05 | 56.2394 | 0.0011327 | 2067 | Mitigation | 0.95 | 45 | 0 | esc | 0 | 0 | 0.00097009 | 1.9539e-08 | 0.0027785 | 4.6151e-11 | 0.0093813 | 7.7701e-10
[120 empty] | 7.3.3.17.5 (Remote Grid) Updates to grid topology to minimize risk of ignition in HFTDs Remote GridWLDFRVegetation ContactAggregated | WLDFR | HFTD - Distribution - Tier 3 - 1QU CoRE ¦ 3QU LoRE | Red Flag Warning - Large Fires | Vegetation Contact | Aggregated | 2022 | 7.3254e-05 | 56.2394 | 0.0041198 | 2022 | Mitigation | 0.95 | 45 | 0 | esc | 0.00097009 | 7.1063e-08 | 0 | 0 | 0.0027785 | 4.6151e-11 | 0.0093813 | 7.7701e-10
[120 empty] | 7.3.3.17.5 (Remote Grid) Updates to grid topology to minimize risk of ignition in HFTDs Remote GridWLDFRVegetation ContactAggregated | WLDFR | HFTD - Distribution - Tier 3 - 1QU CoRE ¦ 3QU LoRE | Red Flag Warning - Large Fires | Vegetation Contact | Aggregated | 2023 | 7.3254e-05 | 56.2394 | 0.0041198 | 2023 | Mitigation | 0.95 | 45 | 0 | esc | 0.00097009 | 7.1063e-08 | 0.00097009 | 7.1063e-08 | 0.0027785 | 4.6151e-11 | 0.0093813 | 7.7701e-10
[120 empty] | 7.3.3.17.5 (Remote Grid) Updates to grid topology to minimize risk of ignition in HFTDs Remote GridWLDFRVegetation ContactAggregated | WLDFR | HFTD - Distribution - Tier 3 - 1QU CoRE ¦ 3QU LoRE | Red Flag Warning - Large Fires | Vegetation Contact | Aggregated | 2024 | 7.3254e-05 | 56.2394 | 0.0041198 | 2024 | Mitigation | 0.95 | 45 | 0 | esc | 0.00097009 | 7.1063e-08 | 0.00097009 | 7.1063e-08 | 0.0027785 | 4.6151e-11 | 0.0093813 | 7.7701e-10
[120 empty] | 7.3.3.17.5 (Remote Grid) Updates to grid topology to minimize risk of ignition in HFTDs Remote GridWLDFRVegetation ContactAggregated | WLDFR | HFTD - Distribution - Tier 3 - 1QU CoRE ¦ 3QU LoRE | Red Flag Warning - Large Fires | Vegetation Contact | Aggregated | 2025 | 7.3254e-05 | 56.2394 | 0.0041198 | 2025 | Mitigation | 0.95 | 45 | 0 | esc | 0.00097009 | 7.1063e-08 | 0.00097009 | 7.1063e-08 | 0.0027785 | 4.6151e-11 | 0.0093813 | 7.7701e-10
[120 empty] | 7.3.3.17.5 (Remote Grid) Updates to grid topology to minimize risk of ignition in HFTDs Remote GridWLDFRVegetation ContactAggregated | WLDFR | HFTD - Distribution - Tier 3 - 1QU CoRE ¦ 3QU LoRE | Red Flag Warning - Large Fires | Vegetation Contact | Aggregated | 2026 | 7.3254e-05 | 56.2394 | 0.0041198 | 2026 | Mitigation | 0.95 | 45 | 0 | esc | 0.00097009 | 7.1063e-08 | 0.00097009 | 7.1063e-08 | 0.0027785 | 4.6151e-11 | 0.0093813 | 7.7701e-10
[120 empty] | 7.3.3.17.5 (Remote Grid) Updates to grid topology to minimize risk of ignition in HFTDs Remote GridWLDFRVegetation ContactAggregated | WLDFR | HFTD - Distribution - Tier 3 - 1QU CoRE ¦ 3QU LoRE | Red Flag Warning - Large Fires | Vegetation Contact | Aggregated | 2027 | 7.3254e-05 | 56.2394 | 0.0041198 | 2027 | Mitigation | 0.95 | 45 | 0 | esc | 0.00097009 | 7.1063e-08 | 0.00097009 | 7.1063e-08 | 0.0027785 | 4.6151e-11 | 0.0093813 | 7.7701e-10
[120 empty] | 7.3.3.17.5 (Remote Grid) Updates to grid topology to minimize risk of ignition in HFTDs Remote GridWLDFRVegetation ContactAggregated | WLDFR | HFTD - Distribution - Tier 3 - 1QU CoRE ¦ 3QU LoRE | Red Flag Warning - Large Fires | Vegetation Contact | Aggregated | 2028 | 7.3254e-05 | 56.2394 | 0.0041198 | 2028 | Mitigation | 0.95 | 45 | 0 | esc | 0.00097009 | 7.1063e-08 | 0.00097009 | 7.1063e-08 | 0.0027785 | 4.6151e-11 | 0.0093813 | 7.7701e-10
[120 empty] | 7.3.3.17.5 (Remote Grid) Updates to grid topology to minimize risk of ignition in HFTDs Remote GridWLDFRVegetation ContactAggregated | WLDFR | HFTD - Distribution - Tier 3 - 1QU CoRE ¦ 3QU LoRE | Red Flag Warning - Large Fires | Vegetation Contact | Aggregated | 2029 | 7.3254e-05 | 56.2394 | 0.0041198 | 2029 | Mitigation | 0.95 | 45 | 0 | esc | 0.00097009 | 7.1063e-08 | 0.00097009 | 7.1063e-08 | 0.0027785 | 4.6151e-11 | 0.0093813 | 7.7701e-10
[120 empty] | 7.3.3.17.5 (Remote Grid) Updates to grid topology to minimize risk of ignition in HFTDs Remote GridWLDFRVegetation ContactAggregated | WLDFR | HFTD - Distribution - Tier 3 - 1QU CoRE ¦ 3QU LoRE | Red Flag Warning - Large Fires | Vegetation Contact | Aggregated | 2030 | 7.3254e-05 | 56.2394 | 0.0041198 | 2030 | Mitigation | 0.95 | 45 | 0 | esc | 0.00097009 | 7.1063e-08 | 0.00097009 | 7.1063e-08 | 0.0027785 | 4.6151e-11 | 0.0093813 | 7.7701e-10
[120 empty] | 7.3.3.17.5 (Remote Grid) Updates to grid topology to minimize risk of ignition in HFTDs Remote GridWLDFRVegetation ContactAggregated | WLDFR | HFTD - Distribution - Tier 3 - 1QU CoRE ¦ 3QU LoRE | Red Flag Warning - Large Fires | Vegetation Contact | Aggregated | 2031 | 7.3254e-05 | 56.2394 | 0.0041198 | 2031 | Mitigation | 0.95 | 45 | 0 | esc | 0.00097009 | 7.1063e-08 | 0.00097009 | 7.1063e-08 | 0.0027785 | 4.6151e-11 | 0.0093813 | 7.7701e-10
[120 empty] | 7.3.3.17.5 (Remote Grid) Updates to grid topology to minimize risk of ignition in HFTDs Remote GridWLDFRVegetation ContactAggregated | WLDFR | HFTD - Distribution - Tier 3 - 1QU CoRE ¦ 3QU LoRE | Red Flag Warning - Large Fires | Vegetation Contact | Aggregated | 2032 | 7.3254e-05 | 56.2394 | 0.0041198 | 2032 | Mitigation | 0.95 | 45 | 0 | esc | 0.00097009 | 7.1063e-08 | 0.00097009 | 7.1063e-08 | 0.0027785 | 4.6151e-11 | 0.0093813 | 7.7701e-10
[120 empty] | 7.3.3.17.5 (Remote Grid) Updates to grid topology to minimize risk of ignition in HFTDs Remote GridWLDFRVegetation ContactAggregated | WLDFR | HFTD - Distribution - Tier 3 - 1QU CoRE ¦ 3QU LoRE | Red Flag Warning - Large Fires | Vegetation Contact | Aggregated | 2033 | 7.3254e-05 | 56.2394 | 0.0041198 | 2033 | Mitigation | 0.95 | 45 | 0 | esc | 0.00097009 | 7.1063e-08 | 0.00097009 | 7.1063e-08 | 0.0027785 | 4.6151e-11 | 0.0093813 | 7.7701e-10
[120 empty] | 7.3.3.17.5 (Remote Grid) Updates to grid topology to minimize risk of ignition in HFTDs Remote GridWLDFRVegetation ContactAggregated | WLDFR | HFTD - Distribution - Tier 3 - 1QU CoRE ¦ 3QU LoRE | Red Flag Warning - Large Fires | Vegetation Contact | Aggregated | 2034 | 7.3254e-05 | 56.2394 | 0.0041198 | 2034 | Mitigation | 0.95 | 45 | 0 | esc | 0.00097009 | 7.1063e-08 | 0.00097009 | 7.1063e-08 | 0.0027785 | 4.6151e-11 | 0.0093813 | 7.7701e-10
[120 empty] | 7.3.3.17.5 (Remote Grid) Updates to grid topology to minimize risk of ignition in HFTDs Remote GridWLDFRVegetation ContactAggregated | WLDFR | HFTD - Distribution - Tier 3 - 1QU CoRE ¦ 3QU LoRE | Red Flag Warning - Large Fires | Vegetation Contact | Aggregated | 2035 | 7.3254e-05 | 56.2394 | 0.0041198 | 2035 | Mitigation | 0.95 | 45 | 0 | esc | 0.00097009 | 7.1063e-08 | 0.00097009 | 7.1063e-08 | 0.0027785 | 4.6151e-11 | 0.0093813 | 7.7701e-10
[120 empty] | 7.3.3.17.5 (Remote Grid) Updates to grid topology to minimize risk of ignition in HFTDs Remote GridWLDFRVegetation ContactAggregated | WLDFR | HFTD - Distribution - Tier 3 - 1QU CoRE ¦ 3QU LoRE | Red Flag Warning - Large Fires | Vegetation Contact | Aggregated | 2036 | 7.3254e-05 | 56.2394 | 0.0041198 | 2036 | Mitigation | 0.95 | 45 | 0 | esc | 0.00097009 | 7.1063e-08 | 0.00097009 | 7.1063e-08 | 0.0027785 | 4.6151e-11 | 0.0093813 | 7.7701e-10
[120 empty] | 7.3.3.17.5 (Remote Grid) Updates to grid topology to minimize risk of ignition in HFTDs Remote GridWLDFRVegetation ContactAggregated | WLDFR | HFTD - Distribution - Tier 3 - 1QU CoRE ¦ 3QU LoRE | Red Flag Warning - Large Fires | Vegetation Contact | Aggregated | 2037 | 7.3254e-05 | 56.2394 | 0.0041198 | 2037 | Mitigation | 0.95 | 45 | 0 | esc | 0.00097009 | 7.1063e-08 | 0.00097009 | 7.1063e-08 | 0.0027785 | 4.6151e-11 | 0.0093813 | 7.7701e-10
[120 empty] | 7.3.3.17.5 (Remote Grid) Updates to grid topology to minimize risk of ignition in HFTDs Remote GridWLDFRVegetation ContactAggregated | WLDFR | HFTD - Distribution - Tier 3 - 1QU CoRE ¦ 3QU LoRE | Red Flag Warning - Large Fires | Vegetation Contact | Aggregated | 2038 | 7.3254e-05 | 56.2394 | 0.0041198 | 2038 | Mitigation | 0.95 | 45 | 0 | esc | 0.00097009 | 7.1063e-08 | 0.00097009 | 7.1063e-08 | 0.0027785 | 4.6151e-11 | 0.0093813 | 7.7701e-10
[120 empty] | 7.3.3.17.5 (Remote Grid) Updates to grid topology to minimize risk of ignition in HFTDs Remote GridWLDFRVegetation ContactAggregated | WLDFR | HFTD - Distribution - Tier 3 - 1QU CoRE ¦ 3QU LoRE | Red Flag Warning - Large Fires | Vegetation Contact | Aggregated | 2039 | 7.3254e-05 | 56.2394 | 0.0041198 | 2039 | Mitigation | 0.95 | 45 | 0 | esc | 0.00097009 | 7.1063e-08 | 0.00097009 | 7.1063e-08 | 0.0027785 | 4.6151e-11 | 0.0093813 | 7.7701e-10
[120 empty] | 7.3.3.17.5 (Remote Grid) Updates to grid topology to minimize risk of ignition in HFTDs Remote GridWLDFRVegetation ContactAggregated | WLDFR | HFTD - Distribution - Tier 3 - 1QU CoRE ¦ 3QU LoRE | Red Flag Warning - Large Fires | Vegetation Contact | Aggregated | 2040 | 7.3254e-05 | 56.2394 | 0.0041198 | 2040 | Mitigation | 0.95 | 45 | 0 | esc | 0.00097009 | 7.1063e-08 | 0.00097009 | 7.1063e-08 | 0.0027785 | 4.6151e-11 | 0.0093813 | 7.7701e-10
[120 empty] | 7.3.3.17.5 (Remote Grid) Updates to grid topology to minimize risk of ignition in HFTDs Remote GridWLDFRVegetation ContactAggregated | WLDFR | HFTD - Distribution - Tier 3 - 1QU CoRE ¦ 3QU LoRE | Red Flag Warning - Large Fires | Vegetation Contact | Aggregated | 2041 | 7.3254e-05 | 56.2394 | 0.0041198 | 2041 | Mitigation | 0.95 | 45 | 0 | esc | 0.00097009 | 7.1063e-08 | 0.00097009 | 7.1063e-08 | 0.0027785 | 4.6151e-11 | 0.0093813 | 7.7701e-10
[120 empty] | 7.3.3.17.5 (Remote Grid) Updates to grid topology to minimize risk of ignition in HFTDs Remote GridWLDFRVegetation ContactAggregated | WLDFR | HFTD - Distribution - Tier 3 - 1QU CoRE ¦ 3QU LoRE | Red Flag Warning - Large Fires | Vegetation Contact | Aggregated | 2042 | 7.3254e-05 | 56.2394 | 0.0041198 | 2042 | Mitigation | 0.95 | 45 | 0 | esc | 0.00097009 | 7.1063e-08 | 0.00097009 | 7.1063e-08 | 0.0027785 | 4.6151e-11 | 0.0093813 | 7.7701e-10
[120 empty] | 7.3.3.17.5 (Remote Grid) Updates to grid topology to minimize risk of ignition in HFTDs Remote GridWLDFRVegetation ContactAggregated | WLDFR | HFTD - Distribution - Tier 3 - 1QU CoRE ¦ 3QU LoRE | Red Flag Warning - Large Fires | Vegetation Contact | Aggregated | 2043 | 7.3254e-05 | 56.2394 | 0.0041198 | 2043 | Mitigation | 0.95 | 45 | 0 | esc | 0.00097009 | 7.1063e-08 | 0.00097009 | 7.1063e-08 | 0.0027785 | 4.6151e-11 | 0.0093813 | 7.7701e-10
[120 empty] | 7.3.3.17.5 (Remote Grid) Updates to grid topology to minimize risk of ignition in HFTDs Remote GridWLDFRVegetation ContactAggregated | WLDFR | HFTD - Distribution - Tier 3 - 1QU CoRE ¦ 3QU LoRE | Red Flag Warning - Large Fires | Vegetation Contact | Aggregated | 2044 | 7.3254e-05 | 56.2394 | 0.0041198 | 2044 | Mitigation | 0.95 | 45 | 0 | esc | 0.00097009 | 7.1063e-08 | 0.00097009 | 7.1063e-08 | 0.0027785 | 4.6151e-11 | 0.0093813 | 7.7701e-10
[120 empty] | 7.3.3.17.5 (Remote Grid) Updates to grid topology to minimize risk of ignition in HFTDs Remote GridWLDFRVegetation ContactAggregated | WLDFR | HFTD - Distribution - Tier 3 - 1QU CoRE ¦ 3QU LoRE | Red Flag Warning - Large Fires | Vegetation Contact | Aggregated | 2045 | 7.3254e-05 | 56.2394 | 0.0041198 | 2045 | Mitigation | 0.95 | 45 | 0 | esc | 0.00097009 | 7.1063e-08 | 0.00097009 | 7.1063e-08 | 0.0027785 | 4.6151e-11 | 0.0093813 | 7.7701e-10
[120 empty] | 7.3.3.17.5 (Remote Grid) Updates to grid topology to minimize risk of ignition in HFTDs Remote GridWLDFRVegetation ContactAggregated | WLDFR | HFTD - Distribution - Tier 3 - 1QU CoRE ¦ 3QU LoRE | Red Flag Warning - Large Fires | Vegetation Contact | Aggregated | 2046 | 7.3254e-05 | 56.2394 | 0.0041198 | 2046 | Mitigation | 0.95 | 45 | 0 | esc | 0.00097009 | 7.1063e-08 | 0.00097009 | 7.1063e-08 | 0.0027785 | 4.6151e-11 | 0.0093813 | 7.7701e-10
[120 empty] | 7.3.3.17.5 (Remote Grid) Updates to grid topology to minimize risk of ignition in HFTDs Remote GridWLDFRVegetation ContactAggregated | WLDFR | HFTD - Distribution - Tier 3 - 1QU CoRE ¦ 3QU LoRE | Red Flag Warning - Large Fires | Vegetation Contact | Aggregated | 2047 | 7.3254e-05 | 56.2394 | 0.0041198 | 2047 | Mitigation | 0.95 | 45 | 0 | esc | 0.00097009 | 7.1063e-08 | 0.00097009 | 7.1063e-08 | 0.0027785 | 4.6151e-11 | 0.0093813 | 7.7701e-10
[120 empty] | 7.3.3.17.5 (Remote Grid) Updates to grid topology to minimize risk of ignition in HFTDs Remote GridWLDFRVegetation ContactAggregated | WLDFR | HFTD - Distribution - Tier 3 - 1QU CoRE ¦ 3QU LoRE | Red Flag Warning - Large Fires | Vegetation Contact | Aggregated | 2048 | 7.3254e-05 | 56.2394 | 0.0041198 | 2048 | Mitigation | 0.95 | 45 | 0 | esc | 0.00097009 | 7.1063e-08 | 0.00097009 | 7.1063e-08 | 0.0027785 | 4.6151e-11 | 0.0093813 | 7.7701e-10
[120 empty] | 7.3.3.17.5 (Remote Grid) Updates to grid topology to minimize risk of ignition in HFTDs Remote GridWLDFRVegetation ContactAggregated | WLDFR | HFTD - Distribution - Tier 3 - 1QU CoRE ¦ 3QU LoRE | Red Flag Warning - Large Fires | Vegetation Contact | Aggregated | 2049 | 7.3254e-05 | 56.2394 | 0.0041198 | 2049 | Mitigation | 0.95 | 45 | 0 | esc | 0.00097009 | 7.1063e-08 | 0.00097009 | 7.1063e-08 | 0.0027785 | 4.6151e-11 | 0.0093813 | 7.7701e-10
[120 empty] | 7.3.3.17.5 (Remote Grid) Updates to grid topology to minimize risk of ignition in HFTDs Remote GridWLDFRVegetation ContactAggregated | WLDFR | HFTD - Distribution - Tier 3 - 1QU CoRE ¦ 3QU LoRE | Red Flag Warning - Large Fires | Vegetation Contact | Aggregated | 2050 | 7.3254e-05 | 56.2394 | 0.0041198 | 2050 | Mitigation | 0.95 | 45 | 0 | esc | 0.00097009 | 7.1063e-08 | 0.00097009 | 7.1063e-08 | 0.0027785 | 4.6151e-11 | 0 | 0
[120 empty] | 7.3.3.17.5 (Remote Grid) Updates to grid topology to minimize risk of ignition in HFTDs Remote GridWLDFRVegetation ContactAggregated | WLDFR | HFTD - Distribution - Tier 3 - 1QU CoRE ¦ 3QU LoRE | Red Flag Warning - Large Fires | Vegetation Contact | Aggregated | 2051 | 7.3254e-05 | 56.2394 | 0.0041198 | 2051 | Mitigation | 0.95 | 45 | 0 | esc | 0.00097009 | 7.1063e-08 | 0.00097009 | 7.1063e-08 | 0.0027785 | 4.6151e-11 | 0 | 0
[120 empty] | 7.3.3.17.5 (Remote Grid) Updates to grid topology to minimize risk of ignition in HFTDs Remote GridWLDFRVegetation ContactAggregated | WLDFR | HFTD - Distribution - Tier 3 - 1QU CoRE ¦ 3QU LoRE | Red Flag Warning - Large Fires | Vegetation Contact | Aggregated | 2052 | 7.3254e-05 | 56.2394 | 0.0041198 | 2052 | Mitigation | 0.95 | 45 | 0 | esc | 0.00097009 | 7.1063e-08 | 0.00097009 | 7.1063e-08 | 0.0027785 | 4.6151e-11 | 0.014004 | 2.5623e-10
[120 empty] | 7.3.3.17.5 (Remote Grid) Updates to grid topology to minimize risk of ignition in HFTDs Remote GridWLDFRVegetation ContactAggregated | WLDFR | HFTD - Distribution - Tier 3 - 1QU CoRE ¦ 3QU LoRE | Red Flag Warning - Large Fires | Vegetation Contact | Aggregated | 2053 | 7.3254e-05 | 56.2394 | 0.0041198 | 2053 | Mitigation | 0.95 | 45 | 0 | esc | 0.00097009 | 7.1063e-08 | 0.00097009 | 7.1063e-08 | 0.0027785 | 4.6151e-11 | 0.014004 | 2.5623e-10
[120 empty] | 7.3.3.17.5 (Remote Grid) Updates to grid topology to minimize risk of ignition in HFTDs Remote GridWLDFRVegetation ContactAggregated | WLDFR | HFTD - Distribution - Tier 3 - 1QU CoRE ¦ 3QU LoRE | Red Flag Warning - Large Fires | Vegetation Contact | Aggregated | 2054 | 7.3254e-05 | 56.2394 | 0.0041198 | 2054 | Mitigation | 0.95 | 45 | 0 | esc | 0.00097009 | 7.1063e-08 | 0.00097009 | 7.1063e-08 | 0.0027785 | 4.6151e-11 | 0.014004 | 2.5623e-10
[120 empty] | 7.3.3.17.5 (Remote Grid) Updates to grid topology to minimize risk of ignition in HFTDs Remote GridWLDFRVegetation ContactAggregated | WLDFR | HFTD - Distribution - Tier 3 - 1QU CoRE ¦ 3QU LoRE | Red Flag Warning - Large Fires | Vegetation Contact | Aggregated | 2055 | 7.3254e-05 | 56.2394 | 0.0041198 | 2055 | Mitigation | 0.95 | 45 | 0 | esc | 0.00097009 | 7.1063e-08 | 0.00097009 | 7.1063e-08 | 0.0027785 | 4.6151e-11 | 0.014004 | 2.5623e-10
[120 empty] | 7.3.3.17.5 (Remote Grid) Updates to grid topology to minimize risk of ignition in HFTDs Remote GridWLDFRVegetation ContactAggregated | WLDFR | HFTD - Distribution - Tier 3 - 1QU CoRE ¦ 3QU LoRE | Red Flag Warning - Large Fires | Vegetation Contact | Aggregated | 2056 | 7.3254e-05 | 56.2394 | 0.0041198 | 2056 | Mitigation | 0.95 | 45 | 0 | esc | 0.00097009 | 7.1063e-08 | 0.00097009 | 7.1063e-08 | 0.0027785 | 4.6151e-11 | 0.014004 | 2.5623e-10
[120 empty] | 7.3.3.17.5 (Remote Grid) Updates to grid topology to minimize risk of ignition in HFTDs Remote GridWLDFRVegetation ContactAggregated | WLDFR | HFTD - Distribution - Tier 3 - 1QU CoRE ¦ 3QU LoRE | Red Flag Warning - Large Fires | Vegetation Contact | Aggregated | 2057 | 7.3254e-05 | 56.2394 | 0.0041198 | 2057 | Mitigation | 0.95 | 45 | 0 | esc | 0.00097009 | 7.1063e-08 | 0.00097009 | 7.1063e-08 | 0.0027785 | 4.6151e-11 | 0.014004 | 2.5623e-10
[120 empty] | 7.3.3.17.5 (Remote Grid) Updates to grid topology to minimize risk of ignition in HFTDs Remote GridWLDFRVegetation ContactAggregated | WLDFR | HFTD - Distribution - Tier 3 - 1QU CoRE ¦ 3QU LoRE | Red Flag Warning - Large Fires | Vegetation Contact | Aggregated | 2058 | 7.3254e-05 | 56.2394 | 0.0041198 | 2058 | Mitigation | 0.95 | 45 | 0 | esc | 0.00097009 | 7.1063e-08 | 0.00097009 | 7.1063e-08 | 0.0027785 | 4.6151e-11 | 0.014004 | 2.5623e-10
[120 empty] | 7.3.3.17.5 (Remote Grid) Updates to grid topology to minimize risk of ignition in HFTDs Remote GridWLDFRVegetation ContactAggregated | WLDFR | HFTD - Distribution - Tier 3 - 1QU CoRE ¦ 3QU LoRE | Red Flag Warning - Large Fires | Vegetation Contact | Aggregated | 2059 | 7.3254e-05 | 56.2394 | 0.0041198 | 2059 | Mitigation | 0.95 | 45 | 0 | esc | 0.00097009 | 7.1063e-08 | 0.00097009 | 7.1063e-08 | 0.0027785 | 4.6151e-11 | 0.014004 | 2.5623e-10
[120 empty] | 7.3.3.17.5 (Remote Grid) Updates to grid topology to minimize risk of ignition in HFTDs Remote GridWLDFRVegetation ContactAggregated | WLDFR | HFTD - Distribution - Tier 3 - 1QU CoRE ¦ 3QU LoRE | Red Flag Warning - Large Fires | Vegetation Contact | Aggregated | 2060 | 7.3254e-05 | 56.2394 | 0.0041198 | 2060 | Mitigation | 0.95 | 45 | 0 | esc | 0.00097009 | 7.1063e-08 | 0.00097009 | 7.1063e-08 | 0.0027785 | 4.6151e-11 | 0.014004 | 2.5623e-10
[120 empty] | 7.3.3.17.5 (Remote Grid) Updates to grid topology to minimize risk of ignition in HFTDs Remote GridWLDFRVegetation ContactAggregated | WLDFR | HFTD - Distribution - Tier 3 - 1QU CoRE ¦ 3QU LoRE | Red Flag Warning - Large Fires | Vegetation Contact | Aggregated | 2061 | 7.3254e-05 | 56.2394 | 0.0041198 | 2061 | Mitigation | 0.95 | 45 | 0 | esc | 0.00097009 | 7.1063e-08 | 0.00097009 | 7.1063e-08 | 0.0027785 | 4.6151e-11 | 0.014004 | 2.5623e-10
[120 empty] | 7.3.3.17.5 (Remote Grid) Updates to grid topology to minimize risk of ignition in HFTDs Remote GridWLDFRVegetation ContactAggregated | WLDFR | HFTD - Distribution - Tier 3 - 1QU CoRE ¦ 3QU LoRE | Red Flag Warning - Large Fires | Vegetation Contact | Aggregated | 2062 | 7.3254e-05 | 56.2394 | 0.0041198 | 2062 | Mitigation | 0.95 | 45 | 0 | esc | 0.00097009 | 7.1063e-08 | 0.00097009 | 7.1063e-08 | 0.0027785 | 4.6151e-11 | 0.014004 | 2.5623e-10
[120 empty] | 7.3.3.17.5 (Remote Grid) Updates to grid topology to minimize risk of ignition in HFTDs Remote GridWLDFRVegetation ContactAggregated | WLDFR | HFTD - Distribution - Tier 3 - 1QU CoRE ¦ 3QU LoRE | Red Flag Warning - Large Fires | Vegetation Contact | Aggregated | 2063 | 7.3254e-05 | 56.2394 | 0.0041198 | 2063 | Mitigation | 0.95 | 45 | 0 | esc | 0.00097009 | 7.1063e-08 | 0.00097009 | 7.1063e-08 | 0.0027785 | 4.6151e-11 | 0.014004 | 2.5623e-10
[120 empty] | 7.3.3.17.5 (Remote Grid) Updates to grid topology to minimize risk of ignition in HFTDs Remote GridWLDFRVegetation ContactAggregated | WLDFR | HFTD - Distribution - Tier 3 - 1QU CoRE ¦ 3QU LoRE | Red Flag Warning - Large Fires | Vegetation Contact | Aggregated | 2064 | 7.3254e-05 | 56.2394 | 0.0041198 | 2064 | Mitigation | 0.95 | 45 | 0 | esc | 0.00097009 | 7.1063e-08 | 0.00097009 | 7.1063e-08 | 0.0027785 | 4.6151e-11 | 0.014004 | 2.5623e-10
[120 empty] | 7.3.3.17.5 (Remote Grid) Updates to grid topology to minimize risk of ignition in HFTDs Remote GridWLDFRVegetation ContactAggregated | WLDFR | HFTD - Distribution - Tier 3 - 1QU CoRE ¦ 3QU LoRE | Red Flag Warning - Large Fires | Vegetation Contact | Aggregated | 2065 | 7.3254e-05 | 56.2394 | 0.0041198 | 2065 | Mitigation | 0.95 | 45 | 0 | esc | 0.00097009 | 7.1063e-08 | 0.00097009 | 7.1063e-08 | 0.0027785 | 4.6151e-11 | 0.014004 | 2.5623e-10
[120 empty] | 7.3.3.17.5 (Remote Grid) Updates to grid topology to minimize risk of ignition in HFTDs Remote GridWLDFRVegetation ContactAggregated | WLDFR | HFTD - Distribution - Tier 3 - 1QU CoRE ¦ 3QU LoRE | Red Flag Warning - Large Fires | Vegetation Contact | Aggregated | 2066 | 7.3254e-05 | 56.2394 | 0.0041198 | 2066 | Mitigation | 0.95 | 45 | 0 | esc | 0.00097009 | 7.1063e-08 | 0.00097009 | 7.1063e-08 | 0.0027785 | 4.6151e-11 | 0.014004 | 2.5623e-10
[120 empty] | 7.3.3.17.5 (Remote Grid) Updates to grid topology to minimize risk of ignition in HFTDs Remote GridWLDFRVegetation ContactAggregated | WLDFR | HFTD - Distribution - Tier 3 - 1QU CoRE ¦ 3QU LoRE | Red Flag Warning - Large Fires | Vegetation Contact | Aggregated | 2067 | 7.3254e-05 | 56.2394 | 0.0041198 | 2067 | Mitigation | 0.95 | 45 | 0 | esc | 0 | 0 | 0.00097009 | 7.1063e-08 | 0.0027785 | 4.6151e-11 | 0.014004 | 2.5623e-10
[120 empty] | 7.3.3.17.5 (Remote Grid) Updates to grid topology to minimize risk of ignition in HFTDs Remote GridWLDFRContact from objectAggregated | WLDFR | HFTD - Distribution - Tier 3 - 1QU CoRE ¦ 3QU LoRE | Red Flag Warning - Small Fires | Contact from object | Aggregated | 2022 | 1.2481e-05 | 56.2394 | 0.00070194 | 2022 | Mitigation | 0.95 | 45 | 0 | esc | 0.00097009 | 1.2108e-08 | 0 | 0 | 0.0027785 | 4.6151e-11 | 0.014004 | 2.5623e-10
[120 empty] | 7.3.3.17.5 (Remote Grid) Updates to grid topology to minimize risk of ignition in HFTDs Remote GridWLDFRContact from objectAggregated | WLDFR | HFTD - Distribution - Tier 3 - 1QU CoRE ¦ 3QU LoRE | Red Flag Warning - Small Fires | Contact from object | Aggregated | 2023 | 1.2481e-05 | 56.2394 | 0.00070194 | 2023 | Mitigation | 0.95 | 45 | 0 | esc | 0.00097009 | 1.2108e-08 | 0.00097009 | 1.2108e-08 | 0.0027785 | 4.6151e-11 | 0.014004 | 2.5623e-10
[120 empty] | 7.3.3.17.5 (Remote Grid) Updates to grid topology to minimize risk of ignition in HFTDs Remote GridWLDFRContact from objectAggregated | WLDFR | HFTD - Distribution - Tier 3 - 1QU CoRE ¦ 3QU LoRE | Red Flag Warning - Small Fires | Contact from object | Aggregated | 2024 | 1.2481e-05 | 56.2394 | 0.00070194 | 2024 | Mitigation | 0.95 | 45 | 0 | esc | 0.00097009 | 1.2108e-08 | 0.00097009 | 1.2108e-08 | 0 | 0 | 0.014004 | 2.5623e-10
[120 empty] | 7.3.3.17.5 (Remote Grid) Updates to grid topology to minimize risk of ignition in HFTDs Remote GridWLDFRContact from objectAggregated | WLDFR | HFTD - Distribution - Tier 3 - 1QU CoRE ¦ 3QU LoRE | Red Flag Warning - Small Fires | Contact from object | Aggregated | 2025 | 1.2481e-05 | 56.2394 | 0.00070194 | 2025 | Mitigation | 0.95 | 45 | 0 | esc | 0.00097009 | 1.2108e-08 | 0.00097009 | 1.2108e-08 | 0.0027785 | 1.0027e-10 | 0.014004 | 2.5623e-10
[120 empty] | 7.3.3.17.5 (Remote Grid) Updates to grid topology to minimize risk of ignition in HFTDs Remote GridWLDFRContact from objectAggregated | WLDFR | HFTD - Distribution - Tier 3 - 1QU CoRE ¦ 3QU LoRE | Red Flag Warning - Small Fires | Contact from object | Aggregated | 2026 | 1.2481e-05 | 56.2394 | 0.00070194 | 2026 | Mitigation | 0.95 | 45 | 0 | esc | 0.00097009 | 1.2108e-08 | 0.00097009 | 1.2108e-08 | 0.0027785 | 1.0027e-10 | 0.014004 | 2.5623e-10
[120 empty] | 7.3.3.17.5 (Remote Grid) Updates to grid topology to minimize risk of ignition in HFTDs Remote GridWLDFRContact from objectAggregated | WLDFR | HFTD - Distribution - Tier 3 - 1QU CoRE ¦ 3QU LoRE | Red Flag Warning - Small Fires | Contact from object | Aggregated | 2027 | 1.2481e-05 | 56.2394 | 0.00070194 | 2027 | Mitigation | 0.95 | 45 | 0 | esc | 0.00097009 | 1.2108e-08 | 0.00097009 | 1.2108e-08 | 0.0027785 | 1.0027e-10 | 0.014004 | 2.5623e-10
[120 empty] | 7.3.3.17.5 (Remote Grid) Updates to grid topology to minimize risk of ignition in HFTDs Remote GridWLDFRContact from objectAggregated | WLDFR | HFTD - Distribution - Tier 3 - 1QU CoRE ¦ 3QU LoRE | Red Flag Warning - Small Fires | Contact from object | Aggregated | 2028 | 1.2481e-05 | 56.2394 | 0.00070194 | 2028 | Mitigation | 0.95 | 45 | 0 | esc | 0.00097009 | 1.2108e-08 | 0.00097009 | 1.2108e-08 | 0.0027785 | 1.0027e-10 | 0.014004 | 2.5623e-10
[120 empty] | 7.3.3.17.5 (Remote Grid) Updates to grid topology to minimize risk of ignition in HFTDs Remote GridWLDFRContact from objectAggregated | WLDFR | HFTD - Distribution - Tier 3 - 1QU CoRE ¦ 3QU LoRE | Red Flag Warning - Small Fires | Contact from object | Aggregated | 2029 | 1.2481e-05 | 56.2394 | 0.00070194 | 2029 | Mitigation | 0.95 | 45 | 0 | esc | 0.00097009 | 1.2108e-08 | 0.00097009 | 1.2108e-08 | 0.0027785 | 1.0027e-10 | 0.014004 | 2.5623e-10
[120 empty] | 7.3.3.17.5 (Remote Grid) Updates to grid topology to minimize risk of ignition in HFTDs Remote GridWLDFRContact from objectAggregated | WLDFR | HFTD - Distribution - Tier 3 - 1QU CoRE ¦ 3QU LoRE | Red Flag Warning - Small Fires | Contact from object | Aggregated | 2030 | 1.2481e-05 | 56.2394 | 0.00070194 | 2030 | Mitigation | 0.95 | 45 | 0 | esc | 0.00097009 | 1.2108e-08 | 0.00097009 | 1.2108e-08 | 0.0027785 | 1.0027e-10 | 0.014004 | 2.5623e-10
[120 empty] | 7.3.3.17.5 (Remote Grid) Updates to grid topology to minimize risk of ignition in HFTDs Remote GridWLDFRContact from objectAggregated | WLDFR | HFTD - Distribution - Tier 3 - 1QU CoRE ¦ 3QU LoRE | Red Flag Warning - Small Fires | Contact from object | Aggregated | 2031 | 1.2481e-05 | 56.2394 | 0.00070194 | 2031 | Mitigation | 0.95 | 45 | 0 | esc | 0.00097009 | 1.2108e-08 | 0.00097009 | 1.2108e-08 | 0.0027785 | 1.0027e-10 | 0.014004 | 2.5623e-10
[120 empty] | 7.3.3.17.5 (Remote Grid) Updates to grid topology to minimize risk of ignition in HFTDs Remote GridWLDFRContact from objectAggregated | WLDFR | HFTD - Distribution - Tier 3 - 1QU CoRE ¦ 3QU LoRE | Red Flag Warning - Small Fires | Contact from object | Aggregated | 2032 | 1.2481e-05 | 56.2394 | 0.00070194 | 2032 | Mitigation | 0.95 | 45 | 0 | esc | 0.00097009 | 1.2108e-08 | 0.00097009 | 1.2108e-08 | 0.0027785 | 1.0027e-10 | 0.014004 | 2.5623e-10
[120 empty] | 7.3.3.17.5 (Remote Grid) Updates to grid topology to minimize risk of ignition in HFTDs Remote GridWLDFRContact from objectAggregated | WLDFR | HFTD - Distribution - Tier 3 - 1QU CoRE ¦ 3QU LoRE | Red Flag Warning - Small Fires | Contact from object | Aggregated | 2033 | 1.2481e-05 | 56.2394 | 0.00070194 | 2033 | Mitigation | 0.95 | 45 | 0 | esc | 0.00097009 | 1.2108e-08 | 0.00097009 | 1.2108e-08 | 0.0027785 | 1.0027e-10 | 0.014004 | 2.5623e-10
[120 empty] | 7.3.3.17.5 (Remote Grid) Updates to grid topology to minimize risk of ignition in HFTDs Remote GridWLDFRContact from objectAggregated | WLDFR | HFTD - Distribution - Tier 3 - 1QU CoRE ¦ 3QU LoRE | Red Flag Warning - Small Fires | Contact from object | Aggregated | 2034 | 1.2481e-05 | 56.2394 | 0.00070194 | 2034 | Mitigation | 0.95 | 45 | 0 | esc | 0.00097009 | 1.2108e-08 | 0.00097009 | 1.2108e-08 | 0.0027785 | 1.0027e-10 | 0.014004 | 2.5623e-10
[120 empty] | 7.3.3.17.5 (Remote Grid) Updates to grid topology to minimize risk of ignition in HFTDs Remote GridWLDFRContact from objectAggregated | WLDFR | HFTD - Distribution - Tier 3 - 1QU CoRE ¦ 3QU LoRE | Red Flag Warning - Small Fires | Contact from object | Aggregated | 2035 | 1.2481e-05 | 56.2394 | 0.00070194 | 2035 | Mitigation | 0.95 | 45 | 0 | esc | 0.00097009 | 1.2108e-08 | 0.00097009 | 1.2108e-08 | 0.0027785 | 1.0027e-10 | 0.014004 | 2.5623e-10
[120 empty] | 7.3.3.17.5 (Remote Grid) Updates to grid topology to minimize risk of ignition in HFTDs Remote GridWLDFRContact from objectAggregated | WLDFR | HFTD - Distribution - Tier 3 - 1QU CoRE ¦ 3QU LoRE | Red Flag Warning - Small Fires | Contact from object | Aggregated | 2036 | 1.2481e-05 | 56.2394 | 0.00070194 | 2036 | Mitigation | 0.95 | 45 | 0 | esc | 0.00097009 | 1.2108e-08 | 0.00097009 | 1.2108e-08 | 0.0027785 | 1.0027e-10 | 0 | 0
[120 empty] | 7.3.3.17.5 (Remote Grid) Updates to grid topology to minimize risk of ignition in HFTDs Remote GridWLDFRContact from objectAggregated | WLDFR | HFTD - Distribution - Tier 3 - 1QU CoRE ¦ 3QU LoRE | Red Flag Warning - Small Fires | Contact from object | Aggregated | 2037 | 1.2481e-05 | 56.2394 | 0.00070194 | 2037 | Mitigation | 0.95 | 45 | 0 | esc | 0.00097009 | 1.2108e-08 | 0.00097009 | 1.2108e-08 | 0.0027785 | 1.0027e-10 | 0 | 0
[120 empty] | 7.3.3.17.5 (Remote Grid) Updates to grid topology to minimize risk of ignition in HFTDs Remote GridWLDFRContact from objectAggregated | WLDFR | HFTD - Distribution - Tier 3 - 1QU CoRE ¦ 3QU LoRE | Red Flag Warning - Small Fires | Contact from object | Aggregated | 2038 | 1.2481e-05 | 56.2394 | 0.00070194 | 2038 | Mitigation | 0.95 | 45 | 0 | esc | 0.00097009 | 1.2108e-08 | 0.00097009 | 1.2108e-08 | 0.0027785 | 1.0027e-10 | 0.012777 | 2.0442e-10
[120 empty] | 7.3.3.17.5 (Remote Grid) Updates to grid topology to minimize risk of ignition in HFTDs Remote GridWLDFRContact from objectAggregated | WLDFR | HFTD - Distribution - Tier 3 - 1QU CoRE ¦ 3QU LoRE | Red Flag Warning - Small Fires | Contact from object | Aggregated | 2039 | 1.2481e-05 | 56.2394 | 0.00070194 | 2039 | Mitigation | 0.95 | 45 | 0 | esc | 0.00097009 | 1.2108e-08 | 0.00097009 | 1.2108e-08 | 0.0027785 | 1.0027e-10 | 0.012777 | 2.0442e-10
[120 empty] | 7.3.3.17.5 (Remote Grid) Updates to grid topology to minimize risk of ignition in HFTDs Remote GridWLDFRContact from objectAggregated | WLDFR | HFTD - Distribution - Tier 3 - 1QU CoRE ¦ 3QU LoRE | Red Flag Warning - Small Fires | Contact from object | Aggregated | 2040 | 1.2481e-05 | 56.2394 | 0.00070194 | 2040 | Mitigation | 0.95 | 45 | 0 | esc | 0.00097009 | 1.2108e-08 | 0.00097009 | 1.2108e-08 | 0.0027785 | 1.0027e-10 | 0.012777 | 2.0442e-10
[120 empty] | 7.3.3.17.5 (Remote Grid) Updates to grid topology to minimize risk of ignition in HFTDs Remote GridWLDFRContact from objectAggregated | WLDFR | HFTD - Distribution - Tier 3 - 1QU CoRE ¦ 3QU LoRE | Red Flag Warning - Small Fires | Contact from object | Aggregated | 2041 | 1.2481e-05 | 56.2394 | 0.00070194 | 2041 | Mitigation | 0.95 | 45 | 0 | esc | 0.00097009 | 1.2108e-08 | 0.00097009 | 1.2108e-08 | 0.0027785 | 1.0027e-10 | 0.012777 | 2.0442e-10
[120 empty] | 7.3.3.17.5 (Remote Grid) Updates to grid topology to minimize risk of ignition in HFTDs Remote GridWLDFRContact from objectAggregated | WLDFR | HFTD - Distribution - Tier 3 - 1QU CoRE ¦ 3QU LoRE | Red Flag Warning - Small Fires | Contact from object | Aggregated | 2042 | 1.2481e-05 | 56.2394 | 0.00070194 | 2042 | Mitigation | 0.95 | 45 | 0 | esc | 0.00097009 | 1.2108e-08 | 0.00097009 | 1.2108e-08 | 0.0027785 | 1.0027e-10 | 0.012777 | 2.0442e-10
[120 empty] | 7.3.3.17.5 (Remote Grid) Updates to grid topology to minimize risk of ignition in HFTDs Remote GridWLDFRContact from objectAggregated | WLDFR | HFTD - Distribution - Tier 3 - 1QU CoRE ¦ 3QU LoRE | Red Flag Warning - Small Fires | Contact from object | Aggregated | 2043 | 1.2481e-05 | 56.2394 | 0.00070194 | 2043 | Mitigation | 0.95 | 45 | 0 | esc | 0.00097009 | 1.2108e-08 | 0.00097009 | 1.2108e-08 | 0.0027785 | 1.0027e-10 | 0.012777 | 2.0442e-10
[120 empty] | 7.3.3.17.5 (Remote Grid) Updates to grid topology to minimize risk of ignition in HFTDs Remote GridWLDFRContact from objectAggregated | WLDFR | HFTD - Distribution - Tier 3 - 1QU CoRE ¦ 3QU LoRE | Red Flag Warning - Small Fires | Contact from object | Aggregated | 2044 | 1.2481e-05 | 56.2394 | 0.00070194 | 2044 | Mitigation | 0.95 | 45 | 0 | esc | 0.00097009 | 1.2108e-08 | 0.00097009 | 1.2108e-08 | 0.0027785 | 1.0027e-10 | 0.012777 | 2.0442e-10
[120 empty] | 7.3.3.17.5 (Remote Grid) Updates to grid topology to minimize risk of ignition in HFTDs Remote GridWLDFRContact from objectAggregated | WLDFR | HFTD - Distribution - Tier 3 - 1QU CoRE ¦ 3QU LoRE | Red Flag Warning - Small Fires | Contact from object | Aggregated | 2045 | 1.2481e-05 | 56.2394 | 0.00070194 | 2045 | Mitigation | 0.95 | 45 | 0 | esc | 0.00097009 | 1.2108e-08 | 0.00097009 | 1.2108e-08 | 0.0027785 | 1.0027e-10 | 0.012777 | 2.0442e-10
[120 empty] | 7.3.3.17.5 (Remote Grid) Updates to grid topology to minimize risk of ignition in HFTDs Remote GridWLDFRContact from objectAggregated | WLDFR | HFTD - Distribution - Tier 3 - 1QU CoRE ¦ 3QU LoRE | Red Flag Warning - Small Fires | Contact from object | Aggregated | 2046 | 1.2481e-05 | 56.2394 | 0.00070194 | 2046 | Mitigation | 0.95 | 45 | 0 | esc | 0.00097009 | 1.2108e-08 | 0.00097009 | 1.2108e-08 | 0.0027785 | 1.0027e-10 | 0.012777 | 2.0442e-10
[120 empty] | 7.3.3.17.5 (Remote Grid) Updates to grid topology to minimize risk of ignition in HFTDs Remote GridWLDFRContact from objectAggregated | WLDFR | HFTD - Distribution - Tier 3 - 1QU CoRE ¦ 3QU LoRE | Red Flag Warning - Small Fires | Contact from object | Aggregated | 2047 | 1.2481e-05 | 56.2394 | 0.00070194 | 2047 | Mitigation | 0.95 | 45 | 0 | esc | 0.00097009 | 1.2108e-08 | 0.00097009 | 1.2108e-08 | 0.0027785 | 1.0027e-10 | 0.012777 | 2.0442e-10
[120 empty] | 7.3.3.17.5 (Remote Grid) Updates to grid topology to minimize risk of ignition in HFTDs Remote GridWLDFRContact from objectAggregated | WLDFR | HFTD - Distribution - Tier 3 - 1QU CoRE ¦ 3QU LoRE | Red Flag Warning - Small Fires | Contact from object | Aggregated | 2048 | 1.2481e-05 | 56.2394 | 0.00070194 | 2048 | Mitigation | 0.95 | 45 | 0 | esc | 0.00097009 | 1.2108e-08 | 0.00097009 | 1.2108e-08 | 0.0027785 | 1.0027e-10 | 0.012777 | 2.0442e-10
[120 empty] | 7.3.3.17.5 (Remote Grid) Updates to grid topology to minimize risk of ignition in HFTDs Remote GridWLDFRContact from objectAggregated | WLDFR | HFTD - Distribution - Tier 3 - 1QU CoRE ¦ 3QU LoRE | Red Flag Warning - Small Fires | Contact from object | Aggregated | 2049 | 1.2481e-05 | 56.2394 | 0.00070194 | 2049 | Mitigation | 0.95 | 45 | 0 | esc | 0.00097009 | 1.2108e-08 | 0.00097009 | 1.2108e-08 | 0.0027785 | 1.0027e-10 | 0.012777 | 2.0442e-10
[120 empty] | 7.3.3.17.5 (Remote Grid) Updates to grid topology to minimize risk of ignition in HFTDs Remote GridWLDFRContact from objectAggregated | WLDFR | HFTD - Distribution - Tier 3 - 1QU CoRE ¦ 3QU LoRE | Red Flag Warning - Small Fires | Contact from object | Aggregated | 2050 | 1.2481e-05 | 56.2394 | 0.00070194 | 2050 | Mitigation | 0.95 | 45 | 0 | esc | 0.00097009 | 1.2108e-08 | 0.00097009 | 1.2108e-08 | 0.0027785 | 1.0027e-10 | 0.012777 | 2.0442e-10
[120 empty] | 7.3.3.17.5 (Remote Grid) Updates to grid topology to minimize risk of ignition in HFTDs Remote GridWLDFRContact from objectAggregated | WLDFR | HFTD - Distribution - Tier 3 - 1QU CoRE ¦ 3QU LoRE | Red Flag Warning - Small Fires | Contact from object | Aggregated | 2051 | 1.2481e-05 | 56.2394 | 0.00070194 | 2051 | Mitigation | 0.95 | 45 | 0 | esc | 0.00097009 | 1.2108e-08 | 0.00097009 | 1.2108e-08 | 0.0027785 | 1.0027e-10 | 0.012777 | 2.0442e-10
[120 empty] | 7.3.3.17.5 (Remote Grid) Updates to grid topology to minimize risk of ignition in HFTDs Remote GridWLDFRContact from objectAggregated | WLDFR | HFTD - Distribution - Tier 3 - 1QU CoRE ¦ 3QU LoRE | Red Flag Warning - Small Fires | Contact from object | Aggregated | 2052 | 1.2481e-05 | 56.2394 | 0.00070194 | 2052 | Mitigation | 0.95 | 45 | 0 | esc | 0.00097009 | 1.2108e-08 | 0.00097009 | 1.2108e-08 | 0.0027785 | 1.0027e-10 | 0.012777 | 2.0442e-10
[120 empty] | 7.3.3.17.5 (Remote Grid) Updates to grid topology to minimize risk of ignition in HFTDs Remote GridWLDFRContact from objectAggregated | WLDFR | HFTD - Distribution - Tier 3 - 1QU CoRE ¦ 3QU LoRE | Red Flag Warning - Small Fires | Contact from object | Aggregated | 2053 | 1.2481e-05 | 56.2394 | 0.00070194 | 2053 | Mitigation | 0.95 | 45 | 0 | esc | 0.00097009 | 1.2108e-08 | 0.00097009 | 1.2108e-08 | 0.0027785 | 1.0027e-10 | 0.012777 | 2.0442e-10
[120 empty] | 7.3.3.17.5 (Remote Grid) Updates to grid topology to minimize risk of ignition in HFTDs Remote GridWLDFRContact from objectAggregated | WLDFR | HFTD - Distribution - Tier 3 - 1QU CoRE ¦ 3QU LoRE | Red Flag Warning - Small Fires | Contact from object | Aggregated | 2054 | 1.2481e-05 | 56.2394 | 0.00070194 | 2054 | Mitigation | 0.95 | 45 | 0 | esc | 0.00097009 | 1.2108e-08 | 0.00097009 | 1.2108e-08 | 0.0027785 | 1.0027e-10 | 0.012777 | 2.0442e-10
[120 empty] | 7.3.3.17.5 (Remote Grid) Updates to grid topology to minimize risk of ignition in HFTDs Remote GridWLDFRContact from objectAggregated | WLDFR | HFTD - Distribution - Tier 3 - 1QU CoRE ¦ 3QU LoRE | Red Flag Warning - Small Fires | Contact from object | Aggregated | 2055 | 1.2481e-05 | 56.2394 | 0.00070194 | 2055 | Mitigation | 0.95 | 45 | 0 | esc | 0.00097009 | 1.2108e-08 | 0.00097009 | 1.2108e-08 | 0.0027785 | 1.0027e-10 | 0.012777 | 2.0442e-10
[120 empty] | 7.3.3.17.5 (Remote Grid) Updates to grid topology to minimize risk of ignition in HFTDs Remote GridWLDFRContact from objectAggregated | WLDFR | HFTD - Distribution - Tier 3 - 1QU CoRE ¦ 3QU LoRE | Red Flag Warning - Small Fires | Contact from object | Aggregated | 2056 | 1.2481e-05 | 56.2394 | 0.00070194 | 2056 | Mitigation | 0.95 | 45 | 0 | esc | 0.00097009 | 1.2108e-08 | 0.00097009 | 1.2108e-08 | 0.0027785 | 1.0027e-10 | 0.012777 | 2.0442e-10
[120 empty] | 7.3.3.17.5 (Remote Grid) Updates to grid topology to minimize risk of ignition in HFTDs Remote GridWLDFRContact from objectAggregated | WLDFR | HFTD - Distribution - Tier 3 - 1QU CoRE ¦ 3QU LoRE | Red Flag Warning - Small Fires | Contact from object | Aggregated | 2057 | 1.2481e-05 | 56.2394 | 0.00070194 | 2057 | Mitigation | 0.95 | 45 | 0 | esc | 0.00097009 | 1.2108e-08 | 0.00097009 | 1.2108e-08 | 0.0027785 | 1.0027e-10 | 0.012777 | 2.0442e-10
[120 empty] | 7.3.3.17.5 (Remote Grid) Updates to grid topology to minimize risk of ignition in HFTDs Remote GridWLDFRContact from objectAggregated | WLDFR | HFTD - Distribution - Tier 3 - 1QU CoRE ¦ 3QU LoRE | Red Flag Warning - Small Fires | Contact from object | Aggregated | 2058 | 1.2481e-05 | 56.2394 | 0.00070194 | 2058 | Mitigation | 0.95 | 45 | 0 | esc | 0.00097009 | 1.2108e-08 | 0.00097009 | 1.2108e-08 | 0.0027785 | 1.0027e-10 | 0.012777 | 2.0442e-10
[120 empty] | 7.3.3.17.5 (Remote Grid) Updates to grid topology to minimize risk of ignition in HFTDs Remote GridWLDFRContact from objectAggregated | WLDFR | HFTD - Distribution - Tier 3 - 1QU CoRE ¦ 3QU LoRE | Red Flag Warning - Small Fires | Contact from object | Aggregated | 2059 | 1.2481e-05 | 56.2394 | 0.00070194 | 2059 | Mitigation | 0.95 | 45 | 0 | esc | 0.00097009 | 1.2108e-08 | 0.00097009 | 1.2108e-08 | 0.0027785 | 1.0027e-10 | 0.012777 | 2.0442e-10
[120 empty] | 7.3.3.17.5 (Remote Grid) Updates to grid topology to minimize risk of ignition in HFTDs Remote GridWLDFRContact from objectAggregated | WLDFR | HFTD - Distribution - Tier 3 - 1QU CoRE ¦ 3QU LoRE | Red Flag Warning - Small Fires | Contact from object | Aggregated | 2060 | 1.2481e-05 | 56.2394 | 0.00070194 | 2060 | Mitigation | 0.95 | 45 | 0 | esc | 0.00097009 | 1.2108e-08 | 0.00097009 | 1.2108e-08 | 0.0027785 | 1.0027e-10 | 0.012777 | 2.0442e-10
[120 empty] | 7.3.3.17.5 (Remote Grid) Updates to grid topology to minimize risk of ignition in HFTDs Remote GridWLDFRContact from objectAggregated | WLDFR | HFTD - Distribution - Tier 3 - 1QU CoRE ¦ 3QU LoRE | Red Flag Warning - Small Fires | Contact from object | Aggregated | 2061 | 1.2481e-05 | 56.2394 | 0.00070194 | 2061 | Mitigation | 0.95 | 45 | 0 | esc | 0.00097009 | 1.2108e-08 | 0.00097009 | 1.2108e-08 | 0.0027785 | 1.0027e-10 | 0.012777 | 2.0442e-10
[120 empty] | 7.3.3.17.5 (Remote Grid) Updates to grid topology to minimize risk of ignition in HFTDs Remote GridWLDFRContact from objectAggregated | WLDFR | HFTD - Distribution - Tier 3 - 1QU CoRE ¦ 3QU LoRE | Red Flag Warning - Small Fires | Contact from object | Aggregated | 2062 | 1.2481e-05 | 56.2394 | 0.00070194 | 2062 | Mitigation | 0.95 | 45 | 0 | esc | 0.00097009 | 1.2108e-08 | 0.00097009 | 1.2108e-08 | 0.0027785 | 1.0027e-10 | 0.012777 | 2.0442e-10
[120 empty] | 7.3.3.17.5 (Remote Grid) Updates to grid topology to minimize risk of ignition in HFTDs Remote GridWLDFRContact from objectAggregated | WLDFR | HFTD - Distribution - Tier 3 - 1QU CoRE ¦ 3QU LoRE | Red Flag Warning - Small Fires | Contact from object | Aggregated | 2063 | 1.2481e-05 | 56.2394 | 0.00070194 | 2063 | Mitigation | 0.95 | 45 | 0 | esc | 0.00097009 | 1.2108e-08 | 0.00097009 | 1.2108e-08 | 0.0027785 | 1.0027e-10 | 0.012777 | 2.0442e-10
[120 empty] | 7.3.3.17.5 (Remote Grid) Updates to grid topology to minimize risk of ignition in HFTDs Remote GridWLDFRContact from objectAggregated | WLDFR | HFTD - Distribution - Tier 3 - 1QU CoRE ¦ 3QU LoRE | Red Flag Warning - Small Fires | Contact from object | Aggregated | 2064 | 1.2481e-05 | 56.2394 | 0.00070194 | 2064 | Mitigation | 0.95 | 45 | 0 | esc | 0.00097009 | 1.2108e-08 | 0.00097009 | 1.2108e-08 | 0.0027785 | 1.0027e-10 | 0.012777 | 2.0442e-10
[120 empty] | 7.3.3.17.5 (Remote Grid) Updates to grid topology to minimize risk of ignition in HFTDs Remote GridWLDFRContact from objectAggregated | WLDFR | HFTD - Distribution - Tier 3 - 1QU CoRE ¦ 3QU LoRE | Red Flag Warning - Small Fires | Contact from object | Aggregated | 2065 | 1.2481e-05 | 56.2394 | 0.00070194 | 2065 | Mitigation | 0.95 | 45 | 0 | esc | 0.00097009 | 1.2108e-08 | 0.00097009 | 1.2108e-08 | 0.0027785 | 1.0027e-10 | 0.012777 | 2.0442e-10
[120 empty] | 7.3.3.17.5 (Remote Grid) Updates to grid topology to minimize risk of ignition in HFTDs Remote GridWLDFRContact from objectAggregated | WLDFR | HFTD - Distribution - Tier 3 - 1QU CoRE ¦ 3QU LoRE | Red Flag Warning - Small Fires | Contact from object | Aggregated | 2066 | 1.2481e-05 | 56.2394 | 0.00070194 | 2066 | Mitigation | 0.95 | 45 | 0 | esc | 0.00097009 | 1.2108e-08 | 0.00097009 | 1.2108e-08 | 0.0027785 | 1.0027e-10 | 0.012777 | 2.0442e-10
[120 empty] | 7.3.3.17.5 (Remote Grid) Updates to grid topology to minimize risk of ignition in HFTDs Remote GridWLDFRContact from objectAggregated | WLDFR | HFTD - Distribution - Tier 3 - 1QU CoRE ¦ 3QU LoRE | Red Flag Warning - Small Fires | Contact from object | Aggregated | 2067 | 1.2481e-05 | 56.2394 | 0.00070194 | 2067 | Mitigation | 0.95 | 45 | 0 | esc | 0 | 0 | 0.00097009 | 1.2108e-08 | 0.0027785 | 1.0027e-10 | 0.012777 | 2.0442e-10
[120 empty] | 7.3.3.17.5 (Remote Grid) Updates to grid topology to minimize risk of ignition in HFTDs Remote GridWLDFRContaminationAggregated | WLDFR | HFTD - Distribution - Tier 3 - 1QU CoRE ¦ 3QU LoRE | Red Flag Warning - Small Fires | Contamination | Aggregated | 2022 | 2.4481e-07 | 56.2394 | 1.3768e-05 | 2022 | Mitigation | 0.95 | 45 | 0 | esc | 0.00097009 | 2.3749e-10 | 0 | 0 | 0.0027785 | 1.0027e-10 | 0 | 0
[120 empty] | 7.3.3.17.5 (Remote Grid) Updates to grid topology to minimize risk of ignition in HFTDs Remote GridWLDFRContaminationAggregated | WLDFR | HFTD - Distribution - Tier 3 - 1QU CoRE ¦ 3QU LoRE | Red Flag Warning - Small Fires | Contamination | Aggregated | 2023 | 2.4481e-07 | 56.2394 | 1.3768e-05 | 2023 | Mitigation | 0.95 | 45 | 0 | esc | 0.00097009 | 2.3749e-10 | 0.00097009 | 2.3749e-10 | 0.0027785 | 1.0027e-10 | 0 | 0
[120 empty] | 7.3.3.17.5 (Remote Grid) Updates to grid topology to minimize risk of ignition in HFTDs Remote GridWLDFRContaminationAggregated | WLDFR | HFTD - Distribution - Tier 3 - 1QU CoRE ¦ 3QU LoRE | Red Flag Warning - Small Fires | Contamination | Aggregated | 2024 | 2.4481e-07 | 56.2394 | 1.3768e-05 | 2024 | Mitigation | 0.95 | 45 | 0 | esc | 0.00097009 | 2.3749e-10 | 0.00097009 | 2.3749e-10 | 0.0027785 | 1.0027e-10 | 0.012705 | 1.3175e-10
[120 empty] | 7.3.3.17.5 (Remote Grid) Updates to grid topology to minimize risk of ignition in HFTDs Remote GridWLDFRContaminationAggregated | WLDFR | HFTD - Distribution - Tier 3 - 1QU CoRE ¦ 3QU LoRE | Red Flag Warning - Small Fires | Contamination | Aggregated | 2025 | 2.4481e-07 | 56.2394 | 1.3768e-05 | 2025 | Mitigation | 0.95 | 45 | 0 | esc | 0.00097009 | 2.3749e-10 | 0.00097009 | 2.3749e-10 | 0.0027785 | 1.0027e-10 | 0.012705 | 1.3175e-10
[120 empty] | 7.3.3.17.5 (Remote Grid) Updates to grid topology to minimize risk of ignition in HFTDs Remote GridWLDFRContaminationAggregated | WLDFR | HFTD - Distribution - Tier 3 - 1QU CoRE ¦ 3QU LoRE | Red Flag Warning - Small Fires | Contamination | Aggregated | 2026 | 2.4481e-07 | 56.2394 | 1.3768e-05 | 2026 | Mitigation | 0.95 | 45 | 0 | esc | 0.00097009 | 2.3749e-10 | 0.00097009 | 2.3749e-10 | 0.0027785 | 1.0027e-10 | 0.012705 | 1.3175e-10
[120 empty] | 7.3.3.17.5 (Remote Grid) Updates to grid topology to minimize risk of ignition in HFTDs Remote GridWLDFRContaminationAggregated | WLDFR | HFTD - Distribution - Tier 3 - 1QU CoRE ¦ 3QU LoRE | Red Flag Warning - Small Fires | Contamination | Aggregated | 2027 | 2.4481e-07 | 56.2394 | 1.3768e-05 | 2027 | Mitigation | 0.95 | 45 | 0 | esc | 0.00097009 | 2.3749e-10 | 0.00097009 | 2.3749e-10 | 0.0027785 | 1.0027e-10 | 0.012705 | 1.3175e-10
[120 empty] | 7.3.3.17.5 (Remote Grid) Updates to grid topology to minimize risk of ignition in HFTDs Remote GridWLDFRContaminationAggregated | WLDFR | HFTD - Distribution - Tier 3 - 1QU CoRE ¦ 3QU LoRE | Red Flag Warning - Small Fires | Contamination | Aggregated | 2028 | 2.4481e-07 | 56.2394 | 1.3768e-05 | 2028 | Mitigation | 0.95 | 45 | 0 | esc | 0.00097009 | 2.3749e-10 | 0.00097009 | 2.3749e-10 | 0 | 0 | 0.012705 | 1.3175e-10
[120 empty] | 7.3.3.17.5 (Remote Grid) Updates to grid topology to minimize risk of ignition in HFTDs Remote GridWLDFRContaminationAggregated | WLDFR | HFTD - Distribution - Tier 3 - 1QU CoRE ¦ 3QU LoRE | Red Flag Warning - Small Fires | Contamination | Aggregated | 2029 | 2.4481e-07 | 56.2394 | 1.3768e-05 | 2029 | Mitigation | 0.95 | 45 | 0 | esc | 0.00097009 | 2.3749e-10 | 0.00097009 | 2.3749e-10 | 0.0027785 | 3.8867e-12 | 0.012705 | 1.3175e-10
[120 empty] | 7.3.3.17.5 (Remote Grid) Updates to grid topology to minimize risk of ignition in HFTDs Remote GridWLDFRContaminationAggregated | WLDFR | HFTD - Distribution - Tier 3 - 1QU CoRE ¦ 3QU LoRE | Red Flag Warning - Small Fires | Contamination | Aggregated | 2030 | 2.4481e-07 | 56.2394 | 1.3768e-05 | 2030 | Mitigation | 0.95 | 45 | 0 | esc | 0.00097009 | 2.3749e-10 | 0.00097009 | 2.3749e-10 | 0.0027785 | 3.8867e-12 | 0.012705 | 1.3175e-10
[120 empty] | 7.3.3.17.5 (Remote Grid) Updates to grid topology to minimize risk of ignition in HFTDs Remote GridWLDFRContaminationAggregated | WLDFR | HFTD - Distribution - Tier 3 - 1QU CoRE ¦ 3QU LoRE | Red Flag Warning - Small Fires | Contamination | Aggregated | 2031 | 2.4481e-07 | 56.2394 | 1.3768e-05 | 2031 | Mitigation | 0.95 | 45 | 0 | esc | 0.00097009 | 2.3749e-10 | 0.00097009 | 2.3749e-10 | 0.0027785 | 3.8867e-12 | 0.012705 | 1.3175e-10
[120 empty] | 7.3.3.17.5 (Remote Grid) Updates to grid topology to minimize risk of ignition in HFTDs Remote GridWLDFRContaminationAggregated | WLDFR | HFTD - Distribution - Tier 3 - 1QU CoRE ¦ 3QU LoRE | Red Flag Warning - Small Fires | Contamination | Aggregated | 2032 | 2.4481e-07 | 56.2394 | 1.3768e-05 | 2032 | Mitigation | 0.95 | 45 | 0 | esc | 0.00097009 | 2.3749e-10 | 0.00097009 | 2.3749e-10 | 0.0027785 | 3.8867e-12 | 0.012705 | 1.3175e-10
[120 empty] | 7.3.3.17.5 (Remote Grid) Updates to grid topology to minimize risk of ignition in HFTDs Remote GridWLDFRContaminationAggregated | WLDFR | HFTD - Distribution - Tier 3 - 1QU CoRE ¦ 3QU LoRE | Red Flag Warning - Small Fires | Contamination | Aggregated | 2033 | 2.4481e-07 | 56.2394 | 1.3768e-05 | 2033 | Mitigation | 0.95 | 45 | 0 | esc | 0.00097009 | 2.3749e-10 | 0.00097009 | 2.3749e-10 | 0.0027785 | 3.8867e-12 | 0.012705 | 1.3175e-10
[120 empty] | 7.3.3.17.5 (Remote Grid) Updates to grid topology to minimize risk of ignition in HFTDs Remote GridWLDFRContaminationAggregated | WLDFR | HFTD - Distribution - Tier 3 - 1QU CoRE ¦ 3QU LoRE | Red Flag Warning - Small Fires | Contamination | Aggregated | 2034 | 2.4481e-07 | 56.2394 | 1.3768e-05 | 2034 | Mitigation | 0.95 | 45 | 0 | esc | 0.00097009 | 2.3749e-10 | 0.00097009 | 2.3749e-10 | 0.0027785 | 3.8867e-12 | 0.012705 | 1.3175e-10
[120 empty] | 7.3.3.17.5 (Remote Grid) Updates to grid topology to minimize risk of ignition in HFTDs Remote GridWLDFRContaminationAggregated | WLDFR | HFTD - Distribution - Tier 3 - 1QU CoRE ¦ 3QU LoRE | Red Flag Warning - Small Fires | Contamination | Aggregated | 2035 | 2.4481e-07 | 56.2394 | 1.3768e-05 | 2035 | Mitigation | 0.95 | 45 | 0 | esc | 0.00097009 | 2.3749e-10 | 0.00097009 | 2.3749e-10 | 0.0027785 | 3.8867e-12 | 0.012705 | 1.3175e-10
[120 empty] | 7.3.3.17.5 (Remote Grid) Updates to grid topology to minimize risk of ignition in HFTDs Remote GridWLDFRContaminationAggregated | WLDFR | HFTD - Distribution - Tier 3 - 1QU CoRE ¦ 3QU LoRE | Red Flag Warning - Small Fires | Contamination | Aggregated | 2036 | 2.4481e-07 | 56.2394 | 1.3768e-05 | 2036 | Mitigation | 0.95 | 45 | 0 | esc | 0.00097009 | 2.3749e-10 | 0.00097009 | 2.3749e-10 | 0.0027785 | 3.8867e-12 | 0.012705 | 1.3175e-10
[120 empty] | 7.3.3.17.5 (Remote Grid) Updates to grid topology to minimize risk of ignition in HFTDs Remote GridWLDFRContaminationAggregated | WLDFR | HFTD - Distribution - Tier 3 - 1QU CoRE ¦ 3QU LoRE | Red Flag Warning - Small Fires | Contamination | Aggregated | 2037 | 2.4481e-07 | 56.2394 | 1.3768e-05 | 2037 | Mitigation | 0.95 | 45 | 0 | esc | 0.00097009 | 2.3749e-10 | 0.00097009 | 2.3749e-10 | 0.0027785 | 3.8867e-12 | 0.012705 | 1.3175e-10
[120 empty] | 7.3.3.17.5 (Remote Grid) Updates to grid topology to minimize risk of ignition in HFTDs Remote GridWLDFRContaminationAggregated | WLDFR | HFTD - Distribution - Tier 3 - 1QU CoRE ¦ 3QU LoRE | Red Flag Warning - Small Fires | Contamination | Aggregated | 2038 | 2.4481e-07 | 56.2394 | 1.3768e-05 | 2038 | Mitigation | 0.95 | 45 | 0 | esc | 0.00097009 | 2.3749e-10 | 0.00097009 | 2.3749e-10 | 0.0027785 | 3.8867e-12 | 0.012705 | 1.3175e-10
[120 empty] | 7.3.3.17.5 (Remote Grid) Updates to grid topology to minimize risk of ignition in HFTDs Remote GridWLDFRContaminationAggregated | WLDFR | HFTD - Distribution - Tier 3 - 1QU CoRE ¦ 3QU LoRE | Red Flag Warning - Small Fires | Contamination | Aggregated | 2039 | 2.4481e-07 | 56.2394 | 1.3768e-05 | 2039 | Mitigation | 0.95 | 45 | 0 | esc | 0.00097009 | 2.3749e-10 | 0.00097009 | 2.3749e-10 | 0.0027785 | 3.8867e-12 | 0.012705 | 1.3175e-10
[120 empty] | 7.3.3.17.5 (Remote Grid) Updates to grid topology to minimize risk of ignition in HFTDs Remote GridWLDFRContaminationAggregated | WLDFR | HFTD - Distribution - Tier 3 - 1QU CoRE ¦ 3QU LoRE | Red Flag Warning - Small Fires | Contamination | Aggregated | 2040 | 2.4481e-07 | 56.2394 | 1.3768e-05 | 2040 | Mitigation | 0.95 | 45 | 0 | esc | 0.00097009 | 2.3749e-10 | 0.00097009 | 2.3749e-10 | 0.0027785 | 3.8867e-12 | 0.012705 | 1.3175e-10
[120 empty] | 7.3.3.17.5 (Remote Grid) Updates to grid topology to minimize risk of ignition in HFTDs Remote GridWLDFRContaminationAggregated | WLDFR | HFTD - Distribution - Tier 3 - 1QU CoRE ¦ 3QU LoRE | Red Flag Warning - Small Fires | Contamination | Aggregated | 2041 | 2.4481e-07 | 56.2394 | 1.3768e-05 | 2041 | Mitigation | 0.95 | 45 | 0 | esc | 0.00097009 | 2.3749e-10 | 0.00097009 | 2.3749e-10 | 0.0027785 | 3.8867e-12 | 0.012705 | 1.3175e-10
[120 empty] | 7.3.3.17.5 (Remote Grid) Updates to grid topology to minimize risk of ignition in HFTDs Remote GridWLDFRContaminationAggregated | WLDFR | HFTD - Distribution - Tier 3 - 1QU CoRE ¦ 3QU LoRE | Red Flag Warning - Small Fires | Contamination | Aggregated | 2042 | 2.4481e-07 | 56.2394 | 1.3768e-05 | 2042 | Mitigation | 0.95 | 45 | 0 | esc | 0.00097009 | 2.3749e-10 | 0.00097009 | 2.3749e-10 | 0.0027785 | 3.8867e-12 | 0.012705 | 1.3175e-10
[120 empty] | 7.3.3.17.5 (Remote Grid) Updates to grid topology to minimize risk of ignition in HFTDs Remote GridWLDFRContaminationAggregated | WLDFR | HFTD - Distribution - Tier 3 - 1QU CoRE ¦ 3QU LoRE | Red Flag Warning - Small Fires | Contamination | Aggregated | 2043 | 2.4481e-07 | 56.2394 | 1.3768e-05 | 2043 | Mitigation | 0.95 | 45 | 0 | esc | 0.00097009 | 2.3749e-10 | 0.00097009 | 2.3749e-10 | 0.0027785 | 3.8867e-12 | 0.012705 | 1.3175e-10
[120 empty] | 7.3.3.17.5 (Remote Grid) Updates to grid topology to minimize risk of ignition in HFTDs Remote GridWLDFRContaminationAggregated | WLDFR | HFTD - Distribution - Tier 3 - 1QU CoRE ¦ 3QU LoRE | Red Flag Warning - Small Fires | Contamination | Aggregated | 2044 | 2.4481e-07 | 56.2394 | 1.3768e-05 | 2044 | Mitigation | 0.95 | 45 | 0 | esc | 0.00097009 | 2.3749e-10 | 0.00097009 | 2.3749e-10 | 0.0027785 | 3.8867e-12 | 0.012705 | 1.3175e-10
[120 empty] | 7.3.3.17.5 (Remote Grid) Updates to grid topology to minimize risk of ignition in HFTDs Remote GridWLDFRContaminationAggregated | WLDFR | HFTD - Distribution - Tier 3 - 1QU CoRE ¦ 3QU LoRE | Red Flag Warning - Small Fires | Contamination | Aggregated | 2045 | 2.4481e-07 | 56.2394 | 1.3768e-05 | 2045 | Mitigation | 0.95 | 45 | 0 | esc | 0.00097009 | 2.3749e-10 | 0.00097009 | 2.3749e-10 | 0.0027785 | 3.8867e-12 | 0.012705 | 1.3175e-10
[120 empty] | 7.3.3.17.5 (Remote Grid) Updates to grid topology to minimize risk of ignition in HFTDs Remote GridWLDFRContaminationAggregated | WLDFR | HFTD - Distribution - Tier 3 - 1QU CoRE ¦ 3QU LoRE | Red Flag Warning - Small Fires | Contamination | Aggregated | 2046 | 2.4481e-07 | 56.2394 | 1.3768e-05 | 2046 | Mitigation | 0.95 | 45 | 0 | esc | 0.00097009 | 2.3749e-10 | 0.00097009 | 2.3749e-10 | 0.0027785 | 3.8867e-12 | 0.012705 | 1.3175e-10
[120 empty] | 7.3.3.17.5 (Remote Grid) Updates to grid topology to minimize risk of ignition in HFTDs Remote GridWLDFRContaminationAggregated | WLDFR | HFTD - Distribution - Tier 3 - 1QU CoRE ¦ 3QU LoRE | Red Flag Warning - Small Fires | Contamination | Aggregated | 2047 | 2.4481e-07 | 56.2394 | 1.3768e-05 | 2047 | Mitigation | 0.95 | 45 | 0 | esc | 0.00097009 | 2.3749e-10 | 0.00097009 | 2.3749e-10 | 0.0027785 | 3.8867e-12 | 0.012705 | 1.3175e-10
[120 empty] | 7.3.3.17.5 (Remote Grid) Updates to grid topology to minimize risk of ignition in HFTDs Remote GridWLDFRContaminationAggregated | WLDFR | HFTD - Distribution - Tier 3 - 1QU CoRE ¦ 3QU LoRE | Red Flag Warning - Small Fires | Contamination | Aggregated | 2048 | 2.4481e-07 | 56.2394 | 1.3768e-05 | 2048 | Mitigation | 0.95 | 45 | 0 | esc | 0.00097009 | 2.3749e-10 | 0.00097009 | 2.3749e-10 | 0.0027785 | 3.8867e-12 | 0.012705 | 1.3175e-10
[120 empty] | 7.3.3.17.5 (Remote Grid) Updates to grid topology to minimize risk of ignition in HFTDs Remote GridWLDFRContaminationAggregated | WLDFR | HFTD - Distribution - Tier 3 - 1QU CoRE ¦ 3QU LoRE | Red Flag Warning - Small Fires | Contamination | Aggregated | 2049 | 2.4481e-07 | 56.2394 | 1.3768e-05 | 2049 | Mitigation | 0.95 | 45 | 0 | esc | 0.00097009 | 2.3749e-10 | 0.00097009 | 2.3749e-10 | 0.0027785 | 3.8867e-12 | 0.012705 | 1.3175e-10
[120 empty] | 7.3.3.17.5 (Remote Grid) Updates to grid topology to minimize risk of ignition in HFTDs Remote GridWLDFRContaminationAggregated | WLDFR | HFTD - Distribution - Tier 3 - 1QU CoRE ¦ 3QU LoRE | Red Flag Warning - Small Fires | Contamination | Aggregated | 2050 | 2.4481e-07 | 56.2394 | 1.3768e-05 | 2050 | Mitigation | 0.95 | 45 | 0 | esc | 0.00097009 | 2.3749e-10 | 0.00097009 | 2.3749e-10 | 0.0027785 | 3.8867e-12 | 0.012705 | 1.3175e-10
[120 empty] | 7.3.3.17.5 (Remote Grid) Updates to grid topology to minimize risk of ignition in HFTDs Remote GridWLDFRContaminationAggregated | WLDFR | HFTD - Distribution - Tier 3 - 1QU CoRE ¦ 3QU LoRE | Red Flag Warning - Small Fires | Contamination | Aggregated | 2051 | 2.4481e-07 | 56.2394 | 1.3768e-05 | 2051 | Mitigation | 0.95 | 45 | 0 | esc | 0.00097009 | 2.3749e-10 | 0.00097009 | 2.3749e-10 | 0.0027785 | 3.8867e-12 | 0.012705 | 1.3175e-10
[120 empty] | 7.3.3.17.5 (Remote Grid) Updates to grid topology to minimize risk of ignition in HFTDs Remote GridWLDFRContaminationAggregated | WLDFR | HFTD - Distribution - Tier 3 - 1QU CoRE ¦ 3QU LoRE | Red Flag Warning - Small Fires | Contamination | Aggregated | 2052 | 2.4481e-07 | 56.2394 | 1.3768e-05 | 2052 | Mitigation | 0.95 | 45 | 0 | esc | 0.00097009 | 2.3749e-10 | 0.00097009 | 2.3749e-10 | 0.0027785 | 3.8867e-12 | 0.012705 | 1.3175e-10
[120 empty] | 7.3.3.17.5 (Remote Grid) Updates to grid topology to minimize risk of ignition in HFTDs Remote GridWLDFRContaminationAggregated | WLDFR | HFTD - Distribution - Tier 3 - 1QU CoRE ¦ 3QU LoRE | Red Flag Warning - Small Fires | Contamination | Aggregated | 2053 | 2.4481e-07 | 56.2394 | 1.3768e-05 | 2053 | Mitigation | 0.95 | 45 | 0 | esc | 0.00097009 | 2.3749e-10 | 0.00097009 | 2.3749e-10 | 0.0027785 | 3.8867e-12 | 0.012705 | 1.3175e-10
[120 empty] | 7.3.3.17.5 (Remote Grid) Updates to grid topology to minimize risk of ignition in HFTDs Remote GridWLDFRContaminationAggregated | WLDFR | HFTD - Distribution - Tier 3 - 1QU CoRE ¦ 3QU LoRE | Red Flag Warning - Small Fires | Contamination | Aggregated | 2054 | 2.4481e-07 | 56.2394 | 1.3768e-05 | 2054 | Mitigation | 0.95 | 45 | 0 | esc | 0.00097009 | 2.3749e-10 | 0.00097009 | 2.3749e-10 | 0.0027785 | 3.8867e-12 | 0 | 0
[120 empty] | 7.3.3.17.5 (Remote Grid) Updates to grid topology to minimize risk of ignition in HFTDs Remote GridWLDFRContaminationAggregated | WLDFR | HFTD - Distribution - Tier 3 - 1QU CoRE ¦ 3QU LoRE | Red Flag Warning - Small Fires | Contamination | Aggregated | 2055 | 2.4481e-07 | 56.2394 | 1.3768e-05 | 2055 | Mitigation | 0.95 | 45 | 0 | esc | 0.00097009 | 2.3749e-10 | 0.00097009 | 2.3749e-10 | 0.0027785 | 3.8867e-12 | 0 | 0
[120 empty] | 7.3.3.17.5 (Remote Grid) Updates to grid topology to minimize risk of ignition in HFTDs Remote GridWLDFRContaminationAggregated | WLDFR | HFTD - Distribution - Tier 3 - 1QU CoRE ¦ 3QU LoRE | Red Flag Warning - Small Fires | Contamination | Aggregated | 2056 | 2.4481e-07 | 56.2394 | 1.3768e-05 | 2056 | Mitigation | 0.95 | 45 | 0 | esc | 0.00097009 | 2.3749e-10 | 0.00097009 | 2.3749e-10 | 0.0027785 | 3.8867e-12 | 0.01662 | 1.7166e-11
[120 empty] | 7.3.3.17.5 (Remote Grid) Updates to grid topology to minimize risk of ignition in HFTDs Remote GridWLDFRContaminationAggregated | WLDFR | HFTD - Distribution - Tier 3 - 1QU CoRE ¦ 3QU LoRE | Red Flag Warning - Small Fires | Contamination | Aggregated | 2057 | 2.4481e-07 | 56.2394 | 1.3768e-05 | 2057 | Mitigation | 0.95 | 45 | 0 | esc | 0.00097009 | 2.3749e-10 | 0.00097009 | 2.3749e-10 | 0.0027785 | 3.8867e-12 | 0.01662 | 1.7166e-11
[120 empty] | 7.3.3.17.5 (Remote Grid) Updates to grid topology to minimize risk of ignition in HFTDs Remote GridWLDFRContaminationAggregated | WLDFR | HFTD - Distribution - Tier 3 - 1QU CoRE ¦ 3QU LoRE | Red Flag Warning - Small Fires | Contamination | Aggregated | 2058 | 2.4481e-07 | 56.2394 | 1.3768e-05 | 2058 | Mitigation | 0.95 | 45 | 0 | esc | 0.00097009 | 2.3749e-10 | 0.00097009 | 2.3749e-10 | 0.0027785 | 3.8867e-12 | 0.01662 | 1.7166e-11
[120 empty] | 7.3.3.17.5 (Remote Grid) Updates to grid topology to minimize risk of ignition in HFTDs Remote GridWLDFRContaminationAggregated | WLDFR | HFTD - Distribution - Tier 3 - 1QU CoRE ¦ 3QU LoRE | Red Flag Warning - Small Fires | Contamination | Aggregated | 2059 | 2.4481e-07 | 56.2394 | 1.3768e-05 | 2059 | Mitigation | 0.95 | 45 | 0 | esc | 0.00097009 | 2.3749e-10 | 0.00097009 | 2.3749e-10 | 0.0027785 | 3.8867e-12 | 0.01662 | 1.7166e-11
[120 empty] | 7.3.3.17.5 (Remote Grid) Updates to grid topology to minimize risk of ignition in HFTDs Remote GridWLDFRContaminationAggregated | WLDFR | HFTD - Distribution - Tier 3 - 1QU CoRE ¦ 3QU LoRE | Red Flag Warning - Small Fires | Contamination | Aggregated | 2060 | 2.4481e-07 | 56.2394 | 1.3768e-05 | 2060 | Mitigation | 0.95 | 45 | 0 | esc | 0.00097009 | 2.3749e-10 | 0.00097009 | 2.3749e-10 | 0.0027785 | 3.8867e-12 | 0.01662 | 1.7166e-11
[120 empty] | 7.3.3.17.5 (Remote Grid) Updates to grid topology to minimize risk of ignition in HFTDs Remote GridWLDFRContaminationAggregated | WLDFR | HFTD - Distribution - Tier 3 - 1QU CoRE ¦ 3QU LoRE | Red Flag Warning - Small Fires | Contamination | Aggregated | 2061 | 2.4481e-07 | 56.2394 | 1.3768e-05 | 2061 | Mitigation | 0.95 | 45 | 0 | esc | 0.00097009 | 2.3749e-10 | 0.00097009 | 2.3749e-10 | 0.0027785 | 3.8867e-12 | 0.01662 | 1.7166e-11
[120 empty] | 7.3.3.17.5 (Remote Grid) Updates to grid topology to minimize risk of ignition in HFTDs Remote GridWLDFRContaminationAggregated | WLDFR | HFTD - Distribution - Tier 3 - 1QU CoRE ¦ 3QU LoRE | Red Flag Warning - Small Fires | Contamination | Aggregated | 2062 | 2.4481e-07 | 56.2394 | 1.3768e-05 | 2062 | Mitigation | 0.95 | 45 | 0 | esc | 0.00097009 | 2.3749e-10 | 0.00097009 | 2.3749e-10 | 0.0027785 | 3.8867e-12 | 0.01662 | 1.7166e-11
[120 empty] | 7.3.3.17.5 (Remote Grid) Updates to grid topology to minimize risk of ignition in HFTDs Remote GridWLDFRContaminationAggregated | WLDFR | HFTD - Distribution - Tier 3 - 1QU CoRE ¦ 3QU LoRE | Red Flag Warning - Small Fires | Contamination | Aggregated | 2063 | 2.4481e-07 | 56.2394 | 1.3768e-05 | 2063 | Mitigation | 0.95 | 45 | 0 | esc | 0.00097009 | 2.3749e-10 | 0.00097009 | 2.3749e-10 | 0.0027785 | 3.8867e-12 | 0.01662 | 1.7166e-11
[120 empty] | 7.3.3.17.5 (Remote Grid) Updates to grid topology to minimize risk of ignition in HFTDs Remote GridWLDFRContaminationAggregated | WLDFR | HFTD - Distribution - Tier 3 - 1QU CoRE ¦ 3QU LoRE | Red Flag Warning - Small Fires | Contamination | Aggregated | 2064 | 2.4481e-07 | 56.2394 | 1.3768e-05 | 2064 | Mitigation | 0.95 | 45 | 0 | esc | 0.00097009 | 2.3749e-10 | 0.00097009 | 2.3749e-10 | 0.0027785 | 3.8867e-12 | 0.01662 | 1.7166e-11
[120 empty] | 7.3.3.17.5 (Remote Grid) Updates to grid topology to minimize risk of ignition in HFTDs Remote GridWLDFRContaminationAggregated | WLDFR | HFTD - Distribution - Tier 3 - 1QU CoRE ¦ 3QU LoRE | Red Flag Warning - Small Fires | Contamination | Aggregated | 2065 | 2.4481e-07 | 56.2394 | 1.3768e-05 | 2065 | Mitigation | 0.95 | 45 | 0 | esc | 0.00097009 | 2.3749e-10 | 0.00097009 | 2.3749e-10 | 0.0027785 | 3.8867e-12 | 0.01662 | 1.7166e-11
[120 empty] | 7.3.3.17.5 (Remote Grid) Updates to grid topology to minimize risk of ignition in HFTDs Remote GridWLDFRContaminationAggregated | WLDFR | HFTD - Distribution - Tier 3 - 1QU CoRE ¦ 3QU LoRE | Red Flag Warning - Small Fires | Contamination | Aggregated | 2066 | 2.4481e-07 | 56.2394 | 1.3768e-05 | 2066 | Mitigation | 0.95 | 45 | 0 | esc | 0.00097009 | 2.3749e-10 | 0.00097009 | 2.3749e-10 | 0.0027785 | 3.8867e-12 | 0.01662 | 1.7166e-11
[120 empty] | 7.3.3.17.5 (Remote Grid) Updates to grid topology to minimize risk of ignition in HFTDs Remote GridWLDFRContaminationAggregated | WLDFR | HFTD - Distribution - Tier 3 - 1QU CoRE ¦ 3QU LoRE | Red Flag Warning - Small Fires | Contamination | Aggregated | 2067 | 2.4481e-07 | 56.2394 | 1.3768e-05 | 2067 | Mitigation | 0.95 | 45 | 0 | esc | 0 | 0 | 0.00097009 | 2.3749e-10 | 0.0027785 | 3.8867e-12 | 0.01662 | 1.7166e-11
[120 empty] | 7.3.3.17.5 (Remote Grid) Updates to grid topology to minimize risk of ignition in HFTDs Remote GridWLDFREquipment / facility failureAggregated | WLDFR | HFTD - Distribution - Tier 3 - 1QU CoRE ¦ 3QU LoRE | Red Flag Warning - Small Fires | Equipment / facility failure | Aggregated | 2022 | 6.4388e-05 | 56.2394 | 0.0036211 | 2022 | Mitigation | 0.95 | 45 | 0 | esc | 0.00097009 | 6.2462e-08 | 0 | 0 | 0.0027785 | 3.8867e-12 | 0.01662 | 1.7166e-11
[120 empty] | 7.3.3.17.5 (Remote Grid) Updates to grid topology to minimize risk of ignition in HFTDs Remote GridWLDFREquipment / facility failureAggregated | WLDFR | HFTD - Distribution - Tier 3 - 1QU CoRE ¦ 3QU LoRE | Red Flag Warning - Small Fires | Equipment / facility failure | Aggregated | 2023 | 6.4388e-05 | 56.2394 | 0.0036211 | 2023 | Mitigation | 0.95 | 45 | 0 | esc | 0.00097009 | 6.2462e-08 | 0.00097009 | 6.2462e-08 | 0.0027785 | 3.8867e-12 | 0.01662 | 1.7166e-11
[120 empty] | 7.3.3.17.5 (Remote Grid) Updates to grid topology to minimize risk of ignition in HFTDs Remote GridWLDFREquipment / facility failureAggregated | WLDFR | HFTD - Distribution - Tier 3 - 1QU CoRE ¦ 3QU LoRE | Red Flag Warning - Small Fires | Equipment / facility failure | Aggregated | 2024 | 6.4388e-05 | 56.2394 | 0.0036211 | 2024 | Mitigation | 0.95 | 45 | 0 | esc | 0.00097009 | 6.2462e-08 | 0.00097009 | 6.2462e-08 | 0.0027785 | 3.8867e-12 | 0.01662 | 1.7166e-11
[120 empty] | 7.3.3.17.5 (Remote Grid) Updates to grid topology to minimize risk of ignition in HFTDs Remote GridWLDFREquipment / facility failureAggregated | WLDFR | HFTD - Distribution - Tier 3 - 1QU CoRE ¦ 3QU LoRE | Red Flag Warning - Small Fires | Equipment / facility failure | Aggregated | 2025 | 6.4388e-05 | 56.2394 | 0.0036211 | 2025 | Mitigation | 0.95 | 45 | 0 | esc | 0.00097009 | 6.2462e-08 | 0.00097009 | 6.2462e-08 | 0.0027785 | 3.8867e-12 | 0.01662 | 1.7166e-11
[120 empty] | 7.3.3.17.5 (Remote Grid) Updates to grid topology to minimize risk of ignition in HFTDs Remote GridWLDFREquipment / facility failureAggregated | WLDFR | HFTD - Distribution - Tier 3 - 1QU CoRE ¦ 3QU LoRE | Red Flag Warning - Small Fires | Equipment / facility failure | Aggregated | 2026 | 6.4388e-05 | 56.2394 | 0.0036211 | 2026 | Mitigation | 0.95 | 45 | 0 | esc | 0.00097009 | 6.2462e-08 | 0.00097009 | 6.2462e-08 | 0.0027785 | 3.8867e-12 | 0.01662 | 1.7166e-11
[120 empty] | 7.3.3.17.5 (Remote Grid) Updates to grid topology to minimize risk of ignition in HFTDs Remote GridWLDFREquipment / facility failureAggregated | WLDFR | HFTD - Distribution - Tier 3 - 1QU CoRE ¦ 3QU LoRE | Red Flag Warning - Small Fires | Equipment / facility failure | Aggregated | 2027 | 6.4388e-05 | 56.2394 | 0.0036211 | 2027 | Mitigation | 0.95 | 45 | 0 | esc | 0.00097009 | 6.2462e-08 | 0.00097009 | 6.2462e-08 | 0.0027785 | 3.8867e-12 | 0.01662 | 1.7166e-11
[120 empty] | 7.3.3.17.5 (Remote Grid) Updates to grid topology to minimize risk of ignition in HFTDs Remote GridWLDFREquipment / facility failureAggregated | WLDFR | HFTD - Distribution - Tier 3 - 1QU CoRE ¦ 3QU LoRE | Red Flag Warning - Small Fires | Equipment / facility failure | Aggregated | 2028 | 6.4388e-05 | 56.2394 | 0.0036211 | 2028 | Mitigation | 0.95 | 45 | 0 | esc | 0.00097009 | 6.2462e-08 | 0.00097009 | 6.2462e-08 | 0.0027785 | 3.8867e-12 | 0.01662 | 1.7166e-11
[120 empty] | 7.3.3.17.5 (Remote Grid) Updates to grid topology to minimize risk of ignition in HFTDs Remote GridWLDFREquipment / facility failureAggregated | WLDFR | HFTD - Distribution - Tier 3 - 1QU CoRE ¦ 3QU LoRE | Red Flag Warning - Small Fires | Equipment / facility failure | Aggregated | 2029 | 6.4388e-05 | 56.2394 | 0.0036211 | 2029 | Mitigation | 0.95 | 45 | 0 | esc | 0.00097009 | 6.2462e-08 | 0.00097009 | 6.2462e-08 | 0.0027785 | 3.8867e-12 | 0.01662 | 1.7166e-11
[120 empty] | 7.3.3.17.5 (Remote Grid) Updates to grid topology to minimize risk of ignition in HFTDs Remote GridWLDFREquipment / facility failureAggregated | WLDFR | HFTD - Distribution - Tier 3 - 1QU CoRE ¦ 3QU LoRE | Red Flag Warning - Small Fires | Equipment / facility failure | Aggregated | 2030 | 6.4388e-05 | 56.2394 | 0.0036211 | 2030 | Mitigation | 0.95 | 45 | 0 | esc | 0.00097009 | 6.2462e-08 | 0.00097009 | 6.2462e-08 | 0.0027785 | 3.8867e-12 | 0.01662 | 1.7166e-11
[120 empty] | 7.3.3.17.5 (Remote Grid) Updates to grid topology to minimize risk of ignition in HFTDs Remote GridWLDFREquipment / facility failureAggregated | WLDFR | HFTD - Distribution - Tier 3 - 1QU CoRE ¦ 3QU LoRE | Red Flag Warning - Small Fires | Equipment / facility failure | Aggregated | 2031 | 6.4388e-05 | 56.2394 | 0.0036211 | 2031 | Mitigation | 0.95 | 45 | 0 | esc | 0.00097009 | 6.2462e-08 | 0.00097009 | 6.2462e-08 | 0.0027785 | 3.8867e-12 | 0.01662 | 1.7166e-11
[120 empty] | 7.3.3.17.5 (Remote Grid) Updates to grid topology to minimize risk of ignition in HFTDs Remote GridWLDFREquipment / facility failureAggregated | WLDFR | HFTD - Distribution - Tier 3 - 1QU CoRE ¦ 3QU LoRE | Red Flag Warning - Small Fires | Equipment / facility failure | Aggregated | 2032 | 6.4388e-05 | 56.2394 | 0.0036211 | 2032 | Mitigation | 0.95 | 45 | 0 | esc | 0.00097009 | 6.2462e-08 | 0.00097009 | 6.2462e-08 | 0 | 0 | 0.01662 | 1.7166e-11
[120 empty] | 7.3.3.17.5 (Remote Grid) Updates to grid topology to minimize risk of ignition in HFTDs Remote GridWLDFREquipment / facility failureAggregated | WLDFR | HFTD - Distribution - Tier 3 - 1QU CoRE ¦ 3QU LoRE | Red Flag Warning - Small Fires | Equipment / facility failure | Aggregated | 2033 | 6.4388e-05 | 56.2394 | 0.0036211 | 2033 | Mitigation | 0.95 | 45 | 0 | esc | 0.00097009 | 6.2462e-08 | 0.00097009 | 6.2462e-08 | 0.0027785 | 6.6221e-10 | 0.01662 | 1.7166e-11
[120 empty] | 7.3.3.17.5 (Remote Grid) Updates to grid topology to minimize risk of ignition in HFTDs Remote GridWLDFREquipment / facility failureAggregated | WLDFR | HFTD - Distribution - Tier 3 - 1QU CoRE ¦ 3QU LoRE | Red Flag Warning - Small Fires | Equipment / facility failure | Aggregated | 2034 | 6.4388e-05 | 56.2394 | 0.0036211 | 2034 | Mitigation | 0.95 | 45 | 0 | esc | 0.00097009 | 6.2462e-08 | 0.00097009 | 6.2462e-08 | 0.0027785 | 6.6221e-10 | 0.01662 | 1.7166e-11
[120 empty] | 7.3.3.17.5 (Remote Grid) Updates to grid topology to minimize risk of ignition in HFTDs Remote GridWLDFREquipment / facility failureAggregated | WLDFR | HFTD - Distribution - Tier 3 - 1QU CoRE ¦ 3QU LoRE | Red Flag Warning - Small Fires | Equipment / facility failure | Aggregated | 2035 | 6.4388e-05 | 56.2394 | 0.0036211 | 2035 | Mitigation | 0.95 | 45 | 0 | esc | 0.00097009 | 6.2462e-08 | 0.00097009 | 6.2462e-08 | 0.0027785 | 6.6221e-10 | 0.01662 | 1.7166e-11
[120 empty] | 7.3.3.17.5 (Remote Grid) Updates to grid topology to minimize risk of ignition in HFTDs Remote GridWLDFREquipment / facility failureAggregated | WLDFR | HFTD - Distribution - Tier 3 - 1QU CoRE ¦ 3QU LoRE | Red Flag Warning - Small Fires | Equipment / facility failure | Aggregated | 2036 | 6.4388e-05 | 56.2394 | 0.0036211 | 2036 | Mitigation | 0.95 | 45 | 0 | esc | 0.00097009 | 6.2462e-08 | 0.00097009 | 6.2462e-08 | 0.0027785 | 6.6221e-10 | 0.01662 | 1.7166e-11
[120 empty] | 7.3.3.17.5 (Remote Grid) Updates to grid topology to minimize risk of ignition in HFTDs Remote GridWLDFREquipment / facility failureAggregated | WLDFR | HFTD - Distribution - Tier 3 - 1QU CoRE ¦ 3QU LoRE | Red Flag Warning - Small Fires | Equipment / facility failure | Aggregated | 2037 | 6.4388e-05 | 56.2394 | 0.0036211 | 2037 | Mitigation | 0.95 | 45 | 0 | esc | 0.00097009 | 6.2462e-08 | 0.00097009 | 6.2462e-08 | 0.0027785 | 6.6221e-10 | 0.01662 | 1.7166e-11
[120 empty] | 7.3.3.17.5 (Remote Grid) Updates to grid topology to minimize risk of ignition in HFTDs Remote GridWLDFREquipment / facility failureAggregated | WLDFR | HFTD - Distribution - Tier 3 - 1QU CoRE ¦ 3QU LoRE | Red Flag Warning - Small Fires | Equipment / facility failure | Aggregated | 2038 | 6.4388e-05 | 56.2394 | 0.0036211 | 2038 | Mitigation | 0.95 | 45 | 0 | esc | 0.00097009 | 6.2462e-08 | 0.00097009 | 6.2462e-08 | 0.0027785 | 6.6221e-10 | 0.01662 | 1.7166e-11
[120 empty] | 7.3.3.17.5 (Remote Grid) Updates to grid topology to minimize risk of ignition in HFTDs Remote GridWLDFREquipment / facility failureAggregated | WLDFR | HFTD - Distribution - Tier 3 - 1QU CoRE ¦ 3QU LoRE | Red Flag Warning - Small Fires | Equipment / facility failure | Aggregated | 2039 | 6.4388e-05 | 56.2394 | 0.0036211 | 2039 | Mitigation | 0.95 | 45 | 0 | esc | 0.00097009 | 6.2462e-08 | 0.00097009 | 6.2462e-08 | 0.0027785 | 6.6221e-10 | 0.01662 | 1.7166e-11
[120 empty] | 7.3.3.17.5 (Remote Grid) Updates to grid topology to minimize risk of ignition in HFTDs Remote GridWLDFREquipment / facility failureAggregated | WLDFR | HFTD - Distribution - Tier 3 - 1QU CoRE ¦ 3QU LoRE | Red Flag Warning - Small Fires | Equipment / facility failure | Aggregated | 2040 | 6.4388e-05 | 56.2394 | 0.0036211 | 2040 | Mitigation | 0.95 | 45 | 0 | esc | 0.00097009 | 6.2462e-08 | 0.00097009 | 6.2462e-08 | 0.0027785 | 6.6221e-10 | 0 | 0
[120 empty] | 7.3.3.17.5 (Remote Grid) Updates to grid topology to minimize risk of ignition in HFTDs Remote GridWLDFREquipment / facility failureAggregated | WLDFR | HFTD - Distribution - Tier 3 - 1QU CoRE ¦ 3QU LoRE | Red Flag Warning - Small Fires | Equipment / facility failure | Aggregated | 2041 | 6.4388e-05 | 56.2394 | 0.0036211 | 2041 | Mitigation | 0.95 | 45 | 0 | esc | 0.00097009 | 6.2462e-08 | 0.00097009 | 6.2462e-08 | 0.0027785 | 6.6221e-10 | 0 | 0
[120 empty] | 7.3.3.17.5 (Remote Grid) Updates to grid topology to minimize risk of ignition in HFTDs Remote GridWLDFREquipment / facility failureAggregated | WLDFR | HFTD - Distribution - Tier 3 - 1QU CoRE ¦ 3QU LoRE | Red Flag Warning - Small Fires | Equipment / facility failure | Aggregated | 2042 | 6.4388e-05 | 56.2394 | 0.0036211 | 2042 | Mitigation | 0.95 | 45 | 0 | esc | 0.00097009 | 6.2462e-08 | 0.00097009 | 6.2462e-08 | 0.0027785 | 6.6221e-10 | 0.0080352 | 5.7257e-10
[120 empty] | 7.3.3.17.5 (Remote Grid) Updates to grid topology to minimize risk of ignition in HFTDs Remote GridWLDFREquipment / facility failureAggregated | WLDFR | HFTD - Distribution - Tier 3 - 1QU CoRE ¦ 3QU LoRE | Red Flag Warning - Small Fires | Equipment / facility failure | Aggregated | 2043 | 6.4388e-05 | 56.2394 | 0.0036211 | 2043 | Mitigation | 0.95 | 45 | 0 | esc | 0.00097009 | 6.2462e-08 | 0.00097009 | 6.2462e-08 | 0.0027785 | 6.6221e-10 | 0.0080352 | 5.7257e-10
[120 empty] | 7.3.3.17.5 (Remote Grid) Updates to grid topology to minimize risk of ignition in HFTDs Remote GridWLDFREquipment / facility failureAggregated | WLDFR | HFTD - Distribution - Tier 3 - 1QU CoRE ¦ 3QU LoRE | Red Flag Warning - Small Fires | Equipment / facility failure | Aggregated | 2044 | 6.4388e-05 | 56.2394 | 0.0036211 | 2044 | Mitigation | 0.95 | 45 | 0 | esc | 0.00097009 | 6.2462e-08 | 0.00097009 | 6.2462e-08 | 0.0027785 | 6.6221e-10 | 0.0080352 | 5.7257e-10
[120 empty] | 7.3.3.17.5 (Remote Grid) Updates to grid topology to minimize risk of ignition in HFTDs Remote GridWLDFREquipment / facility failureAggregated | WLDFR | HFTD - Distribution - Tier 3 - 1QU CoRE ¦ 3QU LoRE | Red Flag Warning - Small Fires | Equipment / facility failure | Aggregated | 2045 | 6.4388e-05 | 56.2394 | 0.0036211 | 2045 | Mitigation | 0.95 | 45 | 0 | esc | 0.00097009 | 6.2462e-08 | 0.00097009 | 6.2462e-08 | 0.0027785 | 6.6221e-10 | 0.0080352 | 5.7257e-10
[120 empty] | 7.3.3.17.5 (Remote Grid) Updates to grid topology to minimize risk of ignition in HFTDs Remote GridWLDFREquipment / facility failureAggregated | WLDFR | HFTD - Distribution - Tier 3 - 1QU CoRE ¦ 3QU LoRE | Red Flag Warning - Small Fires | Equipment / facility failure | Aggregated | 2046 | 6.4388e-05 | 56.2394 | 0.0036211 | 2046 | Mitigation | 0.95 | 45 | 0 | esc | 0.00097009 | 6.2462e-08 | 0.00097009 | 6.2462e-08 | 0.0027785 | 6.6221e-10 | 0.0080352 | 5.7257e-10
[120 empty] | 7.3.3.17.5 (Remote Grid) Updates to grid topology to minimize risk of ignition in HFTDs Remote GridWLDFREquipment / facility failureAggregated | WLDFR | HFTD - Distribution - Tier 3 - 1QU CoRE ¦ 3QU LoRE | Red Flag Warning - Small Fires | Equipment / facility failure | Aggregated | 2047 | 6.4388e-05 | 56.2394 | 0.0036211 | 2047 | Mitigation | 0.95 | 45 | 0 | esc | 0.00097009 | 6.2462e-08 | 0.00097009 | 6.2462e-08 | 0.0027785 | 6.6221e-10 | 0.0080352 | 5.7257e-10
[120 empty] | 7.3.3.17.5 (Remote Grid) Updates to grid topology to minimize risk of ignition in HFTDs Remote GridWLDFREquipment / facility failureAggregated | WLDFR | HFTD - Distribution - Tier 3 - 1QU CoRE ¦ 3QU LoRE | Red Flag Warning - Small Fires | Equipment / facility failure | Aggregated | 2048 | 6.4388e-05 | 56.2394 | 0.0036211 | 2048 | Mitigation | 0.95 | 45 | 0 | esc | 0.00097009 | 6.2462e-08 | 0.00097009 | 6.2462e-08 | 0.0027785 | 6.6221e-10 | 0.0080352 | 5.7257e-10
[120 empty] | 7.3.3.17.5 (Remote Grid) Updates to grid topology to minimize risk of ignition in HFTDs Remote GridWLDFREquipment / facility failureAggregated | WLDFR | HFTD - Distribution - Tier 3 - 1QU CoRE ¦ 3QU LoRE | Red Flag Warning - Small Fires | Equipment / facility failure | Aggregated | 2049 | 6.4388e-05 | 56.2394 | 0.0036211 | 2049 | Mitigation | 0.95 | 45 | 0 | esc | 0.00097009 | 6.2462e-08 | 0.00097009 | 6.2462e-08 | 0.0027785 | 6.6221e-10 | 0.0080352 | 5.7257e-10
[120 empty] | 7.3.3.17.5 (Remote Grid) Updates to grid topology to minimize risk of ignition in HFTDs Remote GridWLDFREquipment / facility failureAggregated | WLDFR | HFTD - Distribution - Tier 3 - 1QU CoRE ¦ 3QU LoRE | Red Flag Warning - Small Fires | Equipment / facility failure | Aggregated | 2050 | 6.4388e-05 | 56.2394 | 0.0036211 | 2050 | Mitigation | 0.95 | 45 | 0 | esc | 0.00097009 | 6.2462e-08 | 0.00097009 | 6.2462e-08 | 0.0027785 | 6.6221e-10 | 0.0080352 | 5.7257e-10
[120 empty] | 7.3.3.17.5 (Remote Grid) Updates to grid topology to minimize risk of ignition in HFTDs Remote GridWLDFREquipment / facility failureAggregated | WLDFR | HFTD - Distribution - Tier 3 - 1QU CoRE ¦ 3QU LoRE | Red Flag Warning - Small Fires | Equipment / facility failure | Aggregated | 2051 | 6.4388e-05 | 56.2394 | 0.0036211 | 2051 | Mitigation | 0.95 | 45 | 0 | esc | 0.00097009 | 6.2462e-08 | 0.00097009 | 6.2462e-08 | 0.0027785 | 6.6221e-10 | 0.0080352 | 5.7257e-10
[120 empty] | 7.3.3.17.5 (Remote Grid) Updates to grid topology to minimize risk of ignition in HFTDs Remote GridWLDFREquipment / facility failureAggregated | WLDFR | HFTD - Distribution - Tier 3 - 1QU CoRE ¦ 3QU LoRE | Red Flag Warning - Small Fires | Equipment / facility failure | Aggregated | 2052 | 6.4388e-05 | 56.2394 | 0.0036211 | 2052 | Mitigation | 0.95 | 45 | 0 | esc | 0.00097009 | 6.2462e-08 | 0.00097009 | 6.2462e-08 | 0.0027785 | 6.6221e-10 | 0.0080352 | 5.7257e-10
[120 empty] | 7.3.3.17.5 (Remote Grid) Updates to grid topology to minimize risk of ignition in HFTDs Remote GridWLDFREquipment / facility failureAggregated | WLDFR | HFTD - Distribution - Tier 3 - 1QU CoRE ¦ 3QU LoRE | Red Flag Warning - Small Fires | Equipment / facility failure | Aggregated | 2053 | 6.4388e-05 | 56.2394 | 0.0036211 | 2053 | Mitigation | 0.95 | 45 | 0 | esc | 0.00097009 | 6.2462e-08 | 0.00097009 | 6.2462e-08 | 0.0027785 | 6.6221e-10 | 0.0080352 | 5.7257e-10
[120 empty] | 7.3.3.17.5 (Remote Grid) Updates to grid topology to minimize risk of ignition in HFTDs Remote GridWLDFREquipment / facility failureAggregated | WLDFR | HFTD - Distribution - Tier 3 - 1QU CoRE ¦ 3QU LoRE | Red Flag Warning - Small Fires | Equipment / facility failure | Aggregated | 2054 | 6.4388e-05 | 56.2394 | 0.0036211 | 2054 | Mitigation | 0.95 | 45 | 0 | esc | 0.00097009 | 6.2462e-08 | 0.00097009 | 6.2462e-08 | 0.0027785 | 6.6221e-10 | 0.0080352 | 5.7257e-10
[120 empty] | 7.3.3.17.5 (Remote Grid) Updates to grid topology to minimize risk of ignition in HFTDs Remote GridWLDFREquipment / facility failureAggregated | WLDFR | HFTD - Distribution - Tier 3 - 1QU CoRE ¦ 3QU LoRE | Red Flag Warning - Small Fires | Equipment / facility failure | Aggregated | 2055 | 6.4388e-05 | 56.2394 | 0.0036211 | 2055 | Mitigation | 0.95 | 45 | 0 | esc | 0.00097009 | 6.2462e-08 | 0.00097009 | 6.2462e-08 | 0.0027785 | 6.6221e-10 | 0.0080352 | 5.7257e-10
[120 empty] | 7.3.3.17.5 (Remote Grid) Updates to grid topology to minimize risk of ignition in HFTDs Remote GridWLDFREquipment / facility failureAggregated | WLDFR | HFTD - Distribution - Tier 3 - 1QU CoRE ¦ 3QU LoRE | Red Flag Warning - Small Fires | Equipment / facility failure | Aggregated | 2056 | 6.4388e-05 | 56.2394 | 0.0036211 | 2056 | Mitigation | 0.95 | 45 | 0 | esc | 0.00097009 | 6.2462e-08 | 0.00097009 | 6.2462e-08 | 0.0027785 | 6.6221e-10 | 0.0080352 | 5.7257e-10
[120 empty] | 7.3.3.17.5 (Remote Grid) Updates to grid topology to minimize risk of ignition in HFTDs Remote GridWLDFREquipment / facility failureAggregated | WLDFR | HFTD - Distribution - Tier 3 - 1QU CoRE ¦ 3QU LoRE | Red Flag Warning - Small Fires | Equipment / facility failure | Aggregated | 2057 | 6.4388e-05 | 56.2394 | 0.0036211 | 2057 | Mitigation | 0.95 | 45 | 0 | esc | 0.00097009 | 6.2462e-08 | 0.00097009 | 6.2462e-08 | 0.0027785 | 6.6221e-10 | 0.0080352 | 5.7257e-10
[120 empty] | 7.3.3.17.5 (Remote Grid) Updates to grid topology to minimize risk of ignition in HFTDs Remote GridWLDFREquipment / facility failureAggregated | WLDFR | HFTD - Distribution - Tier 3 - 1QU CoRE ¦ 3QU LoRE | Red Flag Warning - Small Fires | Equipment / facility failure | Aggregated | 2058 | 6.4388e-05 | 56.2394 | 0.0036211 | 2058 | Mitigation | 0.95 | 45 | 0 | esc | 0.00097009 | 6.2462e-08 | 0.00097009 | 6.2462e-08 | 0.0027785 | 6.6221e-10 | 0.0080352 | 5.7257e-10
[120 empty] | 7.3.3.17.5 (Remote Grid) Updates to grid topology to minimize risk of ignition in HFTDs Remote GridWLDFREquipment / facility failureAggregated | WLDFR | HFTD - Distribution - Tier 3 - 1QU CoRE ¦ 3QU LoRE | Red Flag Warning - Small Fires | Equipment / facility failure | Aggregated | 2059 | 6.4388e-05 | 56.2394 | 0.0036211 | 2059 | Mitigation | 0.95 | 45 | 0 | esc | 0.00097009 | 6.2462e-08 | 0.00097009 | 6.2462e-08 | 0.0027785 | 6.6221e-10 | 0.0080352 | 5.7257e-10
[120 empty] | 7.3.3.17.5 (Remote Grid) Updates to grid topology to minimize risk of ignition in HFTDs Remote GridWLDFREquipment / facility failureAggregated | WLDFR | HFTD - Distribution - Tier 3 - 1QU CoRE ¦ 3QU LoRE | Red Flag Warning - Small Fires | Equipment / facility failure | Aggregated | 2060 | 6.4388e-05 | 56.2394 | 0.0036211 | 2060 | Mitigation | 0.95 | 45 | 0 | esc | 0.00097009 | 6.2462e-08 | 0.00097009 | 6.2462e-08 | 0.0027785 | 6.6221e-10 | 0.0080352 | 5.7257e-10
[120 empty] | 7.3.3.17.5 (Remote Grid) Updates to grid topology to minimize risk of ignition in HFTDs Remote GridWLDFREquipment / facility failureAggregated | WLDFR | HFTD - Distribution - Tier 3 - 1QU CoRE ¦ 3QU LoRE | Red Flag Warning - Small Fires | Equipment / facility failure | Aggregated | 2061 | 6.4388e-05 | 56.2394 | 0.0036211 | 2061 | Mitigation | 0.95 | 45 | 0 | esc | 0.00097009 | 6.2462e-08 | 0.00097009 | 6.2462e-08 | 0.0027785 | 6.6221e-10 | 0.0080352 | 5.7257e-10
[120 empty] | 7.3.3.17.5 (Remote Grid) Updates to grid topology to minimize risk of ignition in HFTDs Remote GridWLDFREquipment / facility failureAggregated | WLDFR | HFTD - Distribution - Tier 3 - 1QU CoRE ¦ 3QU LoRE | Red Flag Warning - Small Fires | Equipment / facility failure | Aggregated | 2062 | 6.4388e-05 | 56.2394 | 0.0036211 | 2062 | Mitigation | 0.95 | 45 | 0 | esc | 0.00097009 | 6.2462e-08 | 0.00097009 | 6.2462e-08 | 0.0027785 | 6.6221e-10 | 0.0080352 | 5.7257e-10
[120 empty] | 7.3.3.17.5 (Remote Grid) Updates to grid topology to minimize risk of ignition in HFTDs Remote GridWLDFREquipment / facility failureAggregated | WLDFR | HFTD - Distribution - Tier 3 - 1QU CoRE ¦ 3QU LoRE | Red Flag Warning - Small Fires | Equipment / facility failure | Aggregated | 2063 | 6.4388e-05 | 56.2394 | 0.0036211 | 2063 | Mitigation | 0.95 | 45 | 0 | esc | 0.00097009 | 6.2462e-08 | 0.00097009 | 6.2462e-08 | 0.0027785 | 6.6221e-10 | 0.0080352 | 5.7257e-10
[120 empty] | 7.3.3.17.5 (Remote Grid) Updates to grid topology to minimize risk of ignition in HFTDs Remote GridWLDFREquipment / facility failureAggregated | WLDFR | HFTD - Distribution - Tier 3 - 1QU CoRE ¦ 3QU LoRE | Red Flag Warning - Small Fires | Equipment / facility failure | Aggregated | 2064 | 6.4388e-05 | 56.2394 | 0.0036211 | 2064 | Mitigation | 0.95 | 45 | 0 | esc | 0.00097009 | 6.2462e-08 | 0.00097009 | 6.2462e-08 | 0.0027785 | 6.6221e-10 | 0.0080352 | 5.7257e-10
[120 empty] | 7.3.3.17.5 (Remote Grid) Updates to grid topology to minimize risk of ignition in HFTDs Remote GridWLDFREquipment / facility failureAggregated | WLDFR | HFTD - Distribution - Tier 3 - 1QU CoRE ¦ 3QU LoRE | Red Flag Warning - Small Fires | Equipment / facility failure | Aggregated | 2065 | 6.4388e-05 | 56.2394 | 0.0036211 | 2065 | Mitigation | 0.95 | 45 | 0 | esc | 0.00097009 | 6.2462e-08 | 0.00097009 | 6.2462e-08 | 0.0027785 | 6.6221e-10 | 0.0080352 | 5.7257e-10
[120 empty] | 7.3.3.17.5 (Remote Grid) Updates to grid topology to minimize risk of ignition in HFTDs Remote GridWLDFREquipment / facility failureAggregated | WLDFR | HFTD - Distribution - Tier 3 - 1QU CoRE ¦ 3QU LoRE | Red Flag Warning - Small Fires | Equipment / facility failure | Aggregated | 2066 | 6.4388e-05 | 56.2394 | 0.0036211 | 2066 | Mitigation | 0.95 | 45 | 0 | esc | 0.00097009 | 6.2462e-08 | 0.00097009 | 6.2462e-08 | 0.0027785 | 6.6221e-10 | 0.0080352 | 5.7257e-10
[120 empty] | 7.3.3.17.5 (Remote Grid) Updates to grid topology to minimize risk of ignition in HFTDs Remote GridWLDFREquipment / facility failureAggregated | WLDFR | HFTD - Distribution - Tier 3 - 1QU CoRE ¦ 3QU LoRE | Red Flag Warning - Small Fires | Equipment / facility failure | Aggregated | 2067 | 6.4388e-05 | 56.2394 | 0.0036211 | 2067 | Mitigation | 0.95 | 45 | 0 | esc | 0 | 0 | 0.00097009 | 6.2462e-08 | 0.0027785 | 6.6221e-10 | 0.0080352 | 5.7257e-10
[120 empty] | 7.3.3.17.5 (Remote Grid) Updates to grid topology to minimize risk of ignition in HFTDs Remote GridWLDFRVegetation ContactAggregated | WLDFR | HFTD - Distribution - Tier 3 - 1QU CoRE ¦ 3QU LoRE | Red Flag Warning - Small Fires | Vegetation Contact | Aggregated | 2022 | 0.00055913 | 56.2394 | 0.031445 | 2022 | Mitigation | 0.95 | 45 | 0 | esc | 0.00097009 | 5.4241e-07 | 0 | 0 | 0.0027785 | 6.6221e-10 | 0.0080352 | 5.7257e-10
[120 empty] | 7.3.3.17.5 (Remote Grid) Updates to grid topology to minimize risk of ignition in HFTDs Remote GridWLDFRVegetation ContactAggregated | WLDFR | HFTD - Distribution - Tier 3 - 1QU CoRE ¦ 3QU LoRE | Red Flag Warning - Small Fires | Vegetation Contact | Aggregated | 2023 | 0.00055913 | 56.2394 | 0.031445 | 2023 | Mitigation | 0.95 | 45 | 0 | esc | 0.00097009 | 5.4241e-07 | 0.00097009 | 5.4241e-07 | 0.0027785 | 6.6221e-10 | 0.0080352 | 5.7257e-10
[120 empty] | 7.3.3.17.5 (Remote Grid) Updates to grid topology to minimize risk of ignition in HFTDs Remote GridWLDFRVegetation ContactAggregated | WLDFR | HFTD - Distribution - Tier 3 - 1QU CoRE ¦ 3QU LoRE | Red Flag Warning - Small Fires | Vegetation Contact | Aggregated | 2024 | 0.00055913 | 56.2394 | 0.031445 | 2024 | Mitigation | 0.95 | 45 | 0 | esc | 0.00097009 | 5.4241e-07 | 0.00097009 | 5.4241e-07 | 0.0027785 | 6.6221e-10 | 0.0080352 | 5.7257e-10
[120 empty] | 7.3.3.17.5 (Remote Grid) Updates to grid topology to minimize risk of ignition in HFTDs Remote GridWLDFRVegetation ContactAggregated | WLDFR | HFTD - Distribution - Tier 3 - 1QU CoRE ¦ 3QU LoRE | Red Flag Warning - Small Fires | Vegetation Contact | Aggregated | 2025 | 0.00055913 | 56.2394 | 0.031445 | 2025 | Mitigation | 0.95 | 45 | 0 | esc | 0.00097009 | 5.4241e-07 | 0.00097009 | 5.4241e-07 | 0.0027785 | 6.6221e-10 | 0.0080352 | 5.7257e-10
[120 empty] | 7.3.3.17.5 (Remote Grid) Updates to grid topology to minimize risk of ignition in HFTDs Remote GridWLDFRVegetation ContactAggregated | WLDFR | HFTD - Distribution - Tier 3 - 1QU CoRE ¦ 3QU LoRE | Red Flag Warning - Small Fires | Vegetation Contact | Aggregated | 2026 | 0.00055913 | 56.2394 | 0.031445 | 2026 | Mitigation | 0.95 | 45 | 0 | esc | 0.00097009 | 5.4241e-07 | 0.00097009 | 5.4241e-07 | 0.0027785 | 6.6221e-10 | 0 | 0
[120 empty] | 7.3.3.17.5 (Remote Grid) Updates to grid topology to minimize risk of ignition in HFTDs Remote GridWLDFRVegetation ContactAggregated | WLDFR | HFTD - Distribution - Tier 3 - 1QU CoRE ¦ 3QU LoRE | Red Flag Warning - Small Fires | Vegetation Contact | Aggregated | 2027 | 0.00055913 | 56.2394 | 0.031445 | 2027 | Mitigation | 0.95 | 45 | 0 | esc | 0.00097009 | 5.4241e-07 | 0.00097009 | 5.4241e-07 | 0.0027785 | 6.6221e-10 | 0 | 0
[120 empty] | 7.3.3.17.5 (Remote Grid) Updates to grid topology to minimize risk of ignition in HFTDs Remote GridWLDFRVegetation ContactAggregated | WLDFR | HFTD - Distribution - Tier 3 - 1QU CoRE ¦ 3QU LoRE | Red Flag Warning - Small Fires | Vegetation Contact | Aggregated | 2028 | 0.00055913 | 56.2394 | 0.031445 | 2028 | Mitigation | 0.95 | 45 | 0 | esc | 0.00097009 | 5.4241e-07 | 0.00097009 | 5.4241e-07 | 0.0027785 | 6.6221e-10 | 0.010315 | 2.8737e-10
[120 empty] | 7.3.3.17.5 (Remote Grid) Updates to grid topology to minimize risk of ignition in HFTDs Remote GridWLDFRVegetation ContactAggregated | WLDFR | HFTD - Distribution - Tier 3 - 1QU CoRE ¦ 3QU LoRE | Red Flag Warning - Small Fires | Vegetation Contact | Aggregated | 2029 | 0.00055913 | 56.2394 | 0.031445 | 2029 | Mitigation | 0.95 | 45 | 0 | esc | 0.00097009 | 5.4241e-07 | 0.00097009 | 5.4241e-07 | 0.0027785 | 6.6221e-10 | 0.010315 | 2.8737e-10
[120 empty] | 7.3.3.17.5 (Remote Grid) Updates to grid topology to minimize risk of ignition in HFTDs Remote GridWLDFRVegetation ContactAggregated | WLDFR | HFTD - Distribution - Tier 3 - 1QU CoRE ¦ 3QU LoRE | Red Flag Warning - Small Fires | Vegetation Contact | Aggregated | 2030 | 0.00055913 | 56.2394 | 0.031445 | 2030 | Mitigation | 0.95 | 45 | 0 | esc | 0.00097009 | 5.4241e-07 | 0.00097009 | 5.4241e-07 | 0.0027785 | 6.6221e-10 | 0.010315 | 2.8737e-10
[120 empty] | 7.3.3.17.5 (Remote Grid) Updates to grid topology to minimize risk of ignition in HFTDs Remote GridWLDFRVegetation ContactAggregated | WLDFR | HFTD - Distribution - Tier 3 - 1QU CoRE ¦ 3QU LoRE | Red Flag Warning - Small Fires | Vegetation Contact | Aggregated | 2031 | 0.00055913 | 56.2394 | 0.031445 | 2031 | Mitigation | 0.95 | 45 | 0 | esc | 0.00097009 | 5.4241e-07 | 0.00097009 | 5.4241e-07 | 0.0027785 | 6.6221e-10 | 0.010315 | 2.8737e-10
[120 empty] | 7.3.3.17.5 (Remote Grid) Updates to grid topology to minimize risk of ignition in HFTDs Remote GridWLDFRVegetation ContactAggregated | WLDFR | HFTD - Distribution - Tier 3 - 1QU CoRE ¦ 3QU LoRE | Red Flag Warning - Small Fires | Vegetation Contact | Aggregated | 2032 | 0.00055913 | 56.2394 | 0.031445 | 2032 | Mitigation | 0.95 | 45 | 0 | esc | 0.00097009 | 5.4241e-07 | 0.00097009 | 5.4241e-07 | 0.0027785 | 6.6221e-10 | 0.010315 | 2.8737e-10
[120 empty] | 7.3.3.17.5 (Remote Grid) Updates to grid topology to minimize risk of ignition in HFTDs Remote GridWLDFRVegetation ContactAggregated | WLDFR | HFTD - Distribution - Tier 3 - 1QU CoRE ¦ 3QU LoRE | Red Flag Warning - Small Fires | Vegetation Contact | Aggregated | 2033 | 0.00055913 | 56.2394 | 0.031445 | 2033 | Mitigation | 0.95 | 45 | 0 | esc | 0.00097009 | 5.4241e-07 | 0.00097009 | 5.4241e-07 | 0.0027785 | 6.6221e-10 | 0.010315 | 2.8737e-10
[120 empty] | 7.3.3.17.5 (Remote Grid) Updates to grid topology to minimize risk of ignition in HFTDs Remote GridWLDFRVegetation ContactAggregated | WLDFR | HFTD - Distribution - Tier 3 - 1QU CoRE ¦ 3QU LoRE | Red Flag Warning - Small Fires | Vegetation Contact | Aggregated | 2034 | 0.00055913 | 56.2394 | 0.031445 | 2034 | Mitigation | 0.95 | 45 | 0 | esc | 0.00097009 | 5.4241e-07 | 0.00097009 | 5.4241e-07 | 0.0027785 | 6.6221e-10 | 0.010315 | 2.8737e-10
[120 empty] | 7.3.3.17.5 (Remote Grid) Updates to grid topology to minimize risk of ignition in HFTDs Remote GridWLDFRVegetation ContactAggregated | WLDFR | HFTD - Distribution - Tier 3 - 1QU CoRE ¦ 3QU LoRE | Red Flag Warning - Small Fires | Vegetation Contact | Aggregated | 2035 | 0.00055913 | 56.2394 | 0.031445 | 2035 | Mitigation | 0.95 | 45 | 0 | esc | 0.00097009 | 5.4241e-07 | 0.00097009 | 5.4241e-07 | 0.0027785 | 6.6221e-10 | 0.010315 | 2.8737e-10
[120 empty] | 7.3.3.17.5 (Remote Grid) Updates to grid topology to minimize risk of ignition in HFTDs Remote GridWLDFRVegetation ContactAggregated | WLDFR | HFTD - Distribution - Tier 3 - 1QU CoRE ¦ 3QU LoRE | Red Flag Warning - Small Fires | Vegetation Contact | Aggregated | 2036 | 0.00055913 | 56.2394 | 0.031445 | 2036 | Mitigation | 0.95 | 45 | 0 | esc | 0.00097009 | 5.4241e-07 | 0.00097009 | 5.4241e-07 | 0 | 0 | 0.010315 | 2.8737e-10
[120 empty] | 7.3.3.17.5 (Remote Grid) Updates to grid topology to minimize risk of ignition in HFTDs Remote GridWLDFRVegetation ContactAggregated | WLDFR | HFTD - Distribution - Tier 3 - 1QU CoRE ¦ 3QU LoRE | Red Flag Warning - Small Fires | Vegetation Contact | Aggregated | 2037 | 0.00055913 | 56.2394 | 0.031445 | 2037 | Mitigation | 0.95 | 45 | 0 | esc | 0.00097009 | 5.4241e-07 | 0.00097009 | 5.4241e-07 | 0.0027785 | 2.0039e-10 | 0.010315 | 2.8737e-10
[120 empty] | 7.3.3.17.5 (Remote Grid) Updates to grid topology to minimize risk of ignition in HFTDs Remote GridWLDFRVegetation ContactAggregated | WLDFR | HFTD - Distribution - Tier 3 - 1QU CoRE ¦ 3QU LoRE | Red Flag Warning - Small Fires | Vegetation Contact | Aggregated | 2038 | 0.00055913 | 56.2394 | 0.031445 | 2038 | Mitigation | 0.95 | 45 | 0 | esc | 0.00097009 | 5.4241e-07 | 0.00097009 | 5.4241e-07 | 0.0027785 | 2.0039e-10 | 0.010315 | 2.8737e-10
[120 empty] | 7.3.3.17.5 (Remote Grid) Updates to grid topology to minimize risk of ignition in HFTDs Remote GridWLDFRVegetation ContactAggregated | WLDFR | HFTD - Distribution - Tier 3 - 1QU CoRE ¦ 3QU LoRE | Red Flag Warning - Small Fires | Vegetation Contact | Aggregated | 2039 | 0.00055913 | 56.2394 | 0.031445 | 2039 | Mitigation | 0.95 | 45 | 0 | esc | 0.00097009 | 5.4241e-07 | 0.00097009 | 5.4241e-07 | 0.0027785 | 2.0039e-10 | 0.010315 | 2.8737e-10
[120 empty] | 7.3.3.17.5 (Remote Grid) Updates to grid topology to minimize risk of ignition in HFTDs Remote GridWLDFRVegetation ContactAggregated | WLDFR | HFTD - Distribution - Tier 3 - 1QU CoRE ¦ 3QU LoRE | Red Flag Warning - Small Fires | Vegetation Contact | Aggregated | 2040 | 0.00055913 | 56.2394 | 0.031445 | 2040 | Mitigation | 0.95 | 45 | 0 | esc | 0.00097009 | 5.4241e-07 | 0.00097009 | 5.4241e-07 | 0.0027785 | 2.0039e-10 | 0.010315 | 2.8737e-10
[120 empty] | 7.3.3.17.5 (Remote Grid) Updates to grid topology to minimize risk of ignition in HFTDs Remote GridWLDFRVegetation ContactAggregated | WLDFR | HFTD - Distribution - Tier 3 - 1QU CoRE ¦ 3QU LoRE | Red Flag Warning - Small Fires | Vegetation Contact | Aggregated | 2041 | 0.00055913 | 56.2394 | 0.031445 | 2041 | Mitigation | 0.95 | 45 | 0 | esc | 0.00097009 | 5.4241e-07 | 0.00097009 | 5.4241e-07 | 0.0027785 | 2.0039e-10 | 0.010315 | 2.8737e-10
[120 empty] | 7.3.3.17.5 (Remote Grid) Updates to grid topology to minimize risk of ignition in HFTDs Remote GridWLDFRVegetation ContactAggregated | WLDFR | HFTD - Distribution - Tier 3 - 1QU CoRE ¦ 3QU LoRE | Red Flag Warning - Small Fires | Vegetation Contact | Aggregated | 2042 | 0.00055913 | 56.2394 | 0.031445 | 2042 | Mitigation | 0.95 | 45 | 0 | esc | 0.00097009 | 5.4241e-07 | 0.00097009 | 5.4241e-07 | 0.0027785 | 2.0039e-10 | 0.010315 | 2.8737e-10
[120 empty] | 7.3.3.17.5 (Remote Grid) Updates to grid topology to minimize risk of ignition in HFTDs Remote GridWLDFRVegetation ContactAggregated | WLDFR | HFTD - Distribution - Tier 3 - 1QU CoRE ¦ 3QU LoRE | Red Flag Warning - Small Fires | Vegetation Contact | Aggregated | 2043 | 0.00055913 | 56.2394 | 0.031445 | 2043 | Mitigation | 0.95 | 45 | 0 | esc | 0.00097009 | 5.4241e-07 | 0.00097009 | 5.4241e-07 | 0.0027785 | 2.0039e-10 | 0.010315 | 2.8737e-10
[120 empty] | 7.3.3.17.5 (Remote Grid) Updates to grid topology to minimize risk of ignition in HFTDs Remote GridWLDFRVegetation ContactAggregated | WLDFR | HFTD - Distribution - Tier 3 - 1QU CoRE ¦ 3QU LoRE | Red Flag Warning - Small Fires | Vegetation Contact | Aggregated | 2044 | 0.00055913 | 56.2394 | 0.031445 | 2044 | Mitigation | 0.95 | 45 | 0 | esc | 0.00097009 | 5.4241e-07 | 0.00097009 | 5.4241e-07 | 0.0027785 | 2.0039e-10 | 0.010315 | 2.8737e-10
[120 empty] | 7.3.3.17.5 (Remote Grid) Updates to grid topology to minimize risk of ignition in HFTDs Remote GridWLDFRVegetation ContactAggregated | WLDFR | HFTD - Distribution - Tier 3 - 1QU CoRE ¦ 3QU LoRE | Red Flag Warning - Small Fires | Vegetation Contact | Aggregated | 2045 | 0.00055913 | 56.2394 | 0.031445 | 2045 | Mitigation | 0.95 | 45 | 0 | esc | 0.00097009 | 5.4241e-07 | 0.00097009 | 5.4241e-07 | 0.0027785 | 2.0039e-10 | 0.010315 | 2.8737e-10
[120 empty] | 7.3.3.17.5 (Remote Grid) Updates to grid topology to minimize risk of ignition in HFTDs Remote GridWLDFRVegetation ContactAggregated | WLDFR | HFTD - Distribution - Tier 3 - 1QU CoRE ¦ 3QU LoRE | Red Flag Warning - Small Fires | Vegetation Contact | Aggregated | 2046 | 0.00055913 | 56.2394 | 0.031445 | 2046 | Mitigation | 0.95 | 45 | 0 | esc | 0.00097009 | 5.4241e-07 | 0.00097009 | 5.4241e-07 | 0.0027785 | 2.0039e-10 | 0.010315 | 2.8737e-10
[120 empty] | 7.3.3.17.5 (Remote Grid) Updates to grid topology to minimize risk of ignition in HFTDs Remote GridWLDFRVegetation ContactAggregated | WLDFR | HFTD - Distribution - Tier 3 - 1QU CoRE ¦ 3QU LoRE | Red Flag Warning - Small Fires | Vegetation Contact | Aggregated | 2047 | 0.00055913 | 56.2394 | 0.031445 | 2047 | Mitigation | 0.95 | 45 | 0 | esc | 0.00097009 | 5.4241e-07 | 0.00097009 | 5.4241e-07 | 0.0027785 | 2.0039e-10 | 0.010315 | 2.8737e-10
[120 empty] | 7.3.3.17.5 (Remote Grid) Updates to grid topology to minimize risk of ignition in HFTDs Remote GridWLDFRVegetation ContactAggregated | WLDFR | HFTD - Distribution - Tier 3 - 1QU CoRE ¦ 3QU LoRE | Red Flag Warning - Small Fires | Vegetation Contact | Aggregated | 2048 | 0.00055913 | 56.2394 | 0.031445 | 2048 | Mitigation | 0.95 | 45 | 0 | esc | 0.00097009 | 5.4241e-07 | 0.00097009 | 5.4241e-07 | 0.0027785 | 2.0039e-10 | 0.010315 | 2.8737e-10
[120 empty] | 7.3.3.17.5 (Remote Grid) Updates to grid topology to minimize risk of ignition in HFTDs Remote GridWLDFRVegetation ContactAggregated | WLDFR | HFTD - Distribution - Tier 3 - 1QU CoRE ¦ 3QU LoRE | Red Flag Warning - Small Fires | Vegetation Contact | Aggregated | 2049 | 0.00055913 | 56.2394 | 0.031445 | 2049 | Mitigation | 0.95 | 45 | 0 | esc | 0.00097009 | 5.4241e-07 | 0.00097009 | 5.4241e-07 | 0.0027785 | 2.0039e-10 | 0.010315 | 2.8737e-10
[120 empty] | 7.3.3.17.5 (Remote Grid) Updates to grid topology to minimize risk of ignition in HFTDs Remote GridWLDFRVegetation ContactAggregated | WLDFR | HFTD - Distribution - Tier 3 - 1QU CoRE ¦ 3QU LoRE | Red Flag Warning - Small Fires | Vegetation Contact | Aggregated | 2050 | 0.00055913 | 56.2394 | 0.031445 | 2050 | Mitigation | 0.95 | 45 | 0 | esc | 0.00097009 | 5.4241e-07 | 0.00097009 | 5.4241e-07 | 0.0027785 | 2.0039e-10 | 0.010315 | 2.8737e-10
[120 empty] | 7.3.3.17.5 (Remote Grid) Updates to grid topology to minimize risk of ignition in HFTDs Remote GridWLDFRVegetation ContactAggregated | WLDFR | HFTD - Distribution - Tier 3 - 1QU CoRE ¦ 3QU LoRE | Red Flag Warning - Small Fires | Vegetation Contact | Aggregated | 2051 | 0.00055913 | 56.2394 | 0.031445 | 2051 | Mitigation | 0.95 | 45 | 0 | esc | 0.00097009 | 5.4241e-07 | 0.00097009 | 5.4241e-07 | 0.0027785 | 2.0039e-10 | 0.010315 | 2.8737e-10
[120 empty] | 7.3.3.17.5 (Remote Grid) Updates to grid topology to minimize risk of ignition in HFTDs Remote GridWLDFRVegetation ContactAggregated | WLDFR | HFTD - Distribution - Tier 3 - 1QU CoRE ¦ 3QU LoRE | Red Flag Warning - Small Fires | Vegetation Contact | Aggregated | 2052 | 0.00055913 | 56.2394 | 0.031445 | 2052 | Mitigation | 0.95 | 45 | 0 | esc | 0.00097009 | 5.4241e-07 | 0.00097009 | 5.4241e-07 | 0.0027785 | 2.0039e-10 | 0.010315 | 2.8737e-10
[120 empty] | 7.3.3.17.5 (Remote Grid) Updates to grid topology to minimize risk of ignition in HFTDs Remote GridWLDFRVegetation ContactAggregated | WLDFR | HFTD - Distribution - Tier 3 - 1QU CoRE ¦ 3QU LoRE | Red Flag Warning - Small Fires | Vegetation Contact | Aggregated | 2053 | 0.00055913 | 56.2394 | 0.031445 | 2053 | Mitigation | 0.95 | 45 | 0 | esc | 0.00097009 | 5.4241e-07 | 0.00097009 | 5.4241e-07 | 0.0027785 | 2.0039e-10 | 0.010315 | 2.8737e-10
[120 empty] | 7.3.3.17.5 (Remote Grid) Updates to grid topology to minimize risk of ignition in HFTDs Remote GridWLDFRVegetation ContactAggregated | WLDFR | HFTD - Distribution - Tier 3 - 1QU CoRE ¦ 3QU LoRE | Red Flag Warning - Small Fires | Vegetation Contact | Aggregated | 2054 | 0.00055913 | 56.2394 | 0.031445 | 2054 | Mitigation | 0.95 | 45 | 0 | esc | 0.00097009 | 5.4241e-07 | 0.00097009 | 5.4241e-07 | 0.0027785 | 2.0039e-10 | 0.010315 | 2.8737e-10
[120 empty] | 7.3.3.17.5 (Remote Grid) Updates to grid topology to minimize risk of ignition in HFTDs Remote GridWLDFRVegetation ContactAggregated | WLDFR | HFTD - Distribution - Tier 3 - 1QU CoRE ¦ 3QU LoRE | Red Flag Warning - Small Fires | Vegetation Contact | Aggregated | 2055 | 0.00055913 | 56.2394 | 0.031445 | 2055 | Mitigation | 0.95 | 45 | 0 | esc | 0.00097009 | 5.4241e-07 | 0.00097009 | 5.4241e-07 | 0.0027785 | 2.0039e-10 | 0.010315 | 2.8737e-10
[120 empty] | 7.3.3.17.5 (Remote Grid) Updates to grid topology to minimize risk of ignition in HFTDs Remote GridWLDFRVegetation ContactAggregated | WLDFR | HFTD - Distribution - Tier 3 - 1QU CoRE ¦ 3QU LoRE | Red Flag Warning - Small Fires | Vegetation Contact | Aggregated | 2056 | 0.00055913 | 56.2394 | 0.031445 | 2056 | Mitigation | 0.95 | 45 | 0 | esc | 0.00097009 | 5.4241e-07 | 0.00097009 | 5.4241e-07 | 0.0027785 | 2.0039e-10 | 0.010315 | 2.8737e-10
[120 empty] | 7.3.3.17.5 (Remote Grid) Updates to grid topology to minimize risk of ignition in HFTDs Remote GridWLDFRVegetation ContactAggregated | WLDFR | HFTD - Distribution - Tier 3 - 1QU CoRE ¦ 3QU LoRE | Red Flag Warning - Small Fires | Vegetation Contact | Aggregated | 2057 | 0.00055913 | 56.2394 | 0.031445 | 2057 | Mitigation | 0.95 | 45 | 0 | esc | 0.00097009 | 5.4241e-07 | 0.00097009 | 5.4241e-07 | 0.0027785 | 2.0039e-10 | 0.010315 | 2.8737e-10
[120 empty] | 7.3.3.17.5 (Remote Grid) Updates to grid topology to minimize risk of ignition in HFTDs Remote GridWLDFRVegetation ContactAggregated | WLDFR | HFTD - Distribution - Tier 3 - 1QU CoRE ¦ 3QU LoRE | Red Flag Warning - Small Fires | Vegetation Contact | Aggregated | 2058 | 0.00055913 | 56.2394 | 0.031445 | 2058 | Mitigation | 0.95 | 45 | 0 | esc | 0.00097009 | 5.4241e-07 | 0.00097009 | 5.4241e-07 | 0.0027785 | 2.0039e-10 | 0 | 0
[120 empty] | 7.3.3.17.5 (Remote Grid) Updates to grid topology to minimize risk of ignition in HFTDs Remote GridWLDFRVegetation ContactAggregated | WLDFR | HFTD - Distribution - Tier 3 - 1QU CoRE ¦ 3QU LoRE | Red Flag Warning - Small Fires | Vegetation Contact | Aggregated | 2059 | 0.00055913 | 56.2394 | 0.031445 | 2059 | Mitigation | 0.95 | 45 | 0 | esc | 0.00097009 | 5.4241e-07 | 0.00097009 | 5.4241e-07 | 0.0027785 | 2.0039e-10 | 0 | 0
[120 empty] | 7.3.3.17.5 (Remote Grid) Updates to grid topology to minimize risk of ignition in HFTDs Remote GridWLDFRVegetation ContactAggregated | WLDFR | HFTD - Distribution - Tier 3 - 1QU CoRE ¦ 3QU LoRE | Red Flag Warning - Small Fires | Vegetation Contact | Aggregated | 2060 | 0.00055913 | 56.2394 | 0.031445 | 2060 | Mitigation | 0.95 | 45 | 0 | esc | 0.00097009 | 5.4241e-07 | 0.00097009 | 5.4241e-07 | 0.0027785 | 2.0039e-10 | 0.013666 | 4.0869e-10
[120 empty] | 7.3.3.17.5 (Remote Grid) Updates to grid topology to minimize risk of ignition in HFTDs Remote GridWLDFRVegetation ContactAggregated | WLDFR | HFTD - Distribution - Tier 3 - 1QU CoRE ¦ 3QU LoRE | Red Flag Warning - Small Fires | Vegetation Contact | Aggregated | 2061 | 0.00055913 | 56.2394 | 0.031445 | 2061 | Mitigation | 0.95 | 45 | 0 | esc | 0.00097009 | 5.4241e-07 | 0.00097009 | 5.4241e-07 | 0.0027785 | 2.0039e-10 | 0.013666 | 4.0869e-10
[120 empty] | 7.3.3.17.5 (Remote Grid) Updates to grid topology to minimize risk of ignition in HFTDs Remote GridWLDFRVegetation ContactAggregated | WLDFR | HFTD - Distribution - Tier 3 - 1QU CoRE ¦ 3QU LoRE | Red Flag Warning - Small Fires | Vegetation Contact | Aggregated | 2062 | 0.00055913 | 56.2394 | 0.031445 | 2062 | Mitigation | 0.95 | 45 | 0 | esc | 0.00097009 | 5.4241e-07 | 0.00097009 | 5.4241e-07 | 0.0027785 | 2.0039e-10 | 0.013666 | 4.0869e-10
[120 empty] | 7.3.3.17.5 (Remote Grid) Updates to grid topology to minimize risk of ignition in HFTDs Remote GridWLDFRVegetation ContactAggregated | WLDFR | HFTD - Distribution - Tier 3 - 1QU CoRE ¦ 3QU LoRE | Red Flag Warning - Small Fires | Vegetation Contact | Aggregated | 2063 | 0.00055913 | 56.2394 | 0.031445 | 2063 | Mitigation | 0.95 | 45 | 0 | esc | 0.00097009 | 5.4241e-07 | 0.00097009 | 5.4241e-07 | 0.0027785 | 2.0039e-10 | 0.013666 | 4.0869e-10
[120 empty] | 7.3.3.17.5 (Remote Grid) Updates to grid topology to minimize risk of ignition in HFTDs Remote GridWLDFRVegetation ContactAggregated | WLDFR | HFTD - Distribution - Tier 3 - 1QU CoRE ¦ 3QU LoRE | Red Flag Warning - Small Fires | Vegetation Contact | Aggregated | 2064 | 0.00055913 | 56.2394 | 0.031445 | 2064 | Mitigation | 0.95 | 45 | 0 | esc | 0.00097009 | 5.4241e-07 | 0.00097009 | 5.4241e-07 | 0.0027785 | 2.0039e-10 | 0.013666 | 4.0869e-10
[120 empty] | 7.3.3.17.5 (Remote Grid) Updates to grid topology to minimize risk of ignition in HFTDs Remote GridWLDFRVegetation ContactAggregated | WLDFR | HFTD - Distribution - Tier 3 - 1QU CoRE ¦ 3QU LoRE | Red Flag Warning - Small Fires | Vegetation Contact | Aggregated | 2065 | 0.00055913 | 56.2394 | 0.031445 | 2065 | Mitigation | 0.95 | 45 | 0 | esc | 0.00097009 | 5.4241e-07 | 0.00097009 | 5.4241e-07 | 0.0027785 | 2.0039e-10 | 0.013666 | 4.0869e-10
[120 empty] | 7.3.3.17.5 (Remote Grid) Updates to grid topology to minimize risk of ignition in HFTDs Remote GridWLDFRVegetation ContactAggregated | WLDFR | HFTD - Distribution - Tier 3 - 1QU CoRE ¦ 3QU LoRE | Red Flag Warning - Small Fires | Vegetation Contact | Aggregated | 2066 | 0.00055913 | 56.2394 | 0.031445 | 2066 | Mitigation | 0.95 | 45 | 0 | esc | 0.00097009 | 5.4241e-07 | 0.00097009 | 5.4241e-07 | 0.0027785 | 2.0039e-10 | 0.013666 | 4.0869e-10
[120 empty] | 7.3.3.17.5 (Remote Grid) Updates to grid topology to minimize risk of ignition in HFTDs Remote GridWLDFRVegetation ContactAggregated | WLDFR | HFTD - Distribution - Tier 3 - 1QU CoRE ¦ 3QU LoRE | Red Flag Warning - Small Fires | Vegetation Contact | Aggregated | 2067 | 0.00055913 | 56.2394 | 0.031445 | 2067 | Mitigation | 0.95 | 45 | 0 | esc | 0 | 0 | 0.00097009 | 5.4241e-07 | 0.0027785 | 2.0039e-10 | 0.013666 | 4.0869e-10
[120 empty] | 7.3.3.17.5 (Remote Grid) Updates to grid topology to minimize risk of ignition in HFTDs Remote GridWLDFRWire-to-wire contactAggregated | WLDFR | HFTD - Distribution - Tier 3 - 1QU CoRE ¦ 3QU LoRE | Red Flag Warning - Small Fires | Wire-to-wire contact | Aggregated | 2022 | 2.9666e-06 | 56.2394 | 0.00016684 | 2022 | Mitigation | 0.95 | 45 | 0 | esc | 0.00097009 | 2.8778e-09 | 0 | 0 | 0.0027785 | 2.0039e-10 | 0.013666 | 4.0869e-10
[120 empty] | 7.3.3.17.5 (Remote Grid) Updates to grid topology to minimize risk of ignition in HFTDs Remote GridWLDFRWire-to-wire contactAggregated | WLDFR | HFTD - Distribution - Tier 3 - 1QU CoRE ¦ 3QU LoRE | Red Flag Warning - Small Fires | Wire-to-wire contact | Aggregated | 2023 | 2.9666e-06 | 56.2394 | 0.00016684 | 2023 | Mitigation | 0.95 | 45 | 0 | esc | 0.00097009 | 2.8778e-09 | 0.00097009 | 2.8778e-09 | 0.0027785 | 2.0039e-10 | 0.013666 | 4.0869e-10
[120 empty] | 7.3.3.17.5 (Remote Grid) Updates to grid topology to minimize risk of ignition in HFTDs Remote GridWLDFRWire-to-wire contactAggregated | WLDFR | HFTD - Distribution - Tier 3 - 1QU CoRE ¦ 3QU LoRE | Red Flag Warning - Small Fires | Wire-to-wire contact | Aggregated | 2024 | 2.9666e-06 | 56.2394 | 0.00016684 | 2024 | Mitigation | 0.95 | 45 | 0 | esc | 0.00097009 | 2.8778e-09 | 0.00097009 | 2.8778e-09 | 0.0027785 | 2.0039e-10 | 0.013666 | 4.0869e-10
[120 empty] | 7.3.3.17.5 (Remote Grid) Updates to grid topology to minimize risk of ignition in HFTDs Remote GridWLDFRWire-to-wire contactAggregated | WLDFR | HFTD - Distribution - Tier 3 - 1QU CoRE ¦ 3QU LoRE | Red Flag Warning - Small Fires | Wire-to-wire contact | Aggregated | 2025 | 2.9666e-06 | 56.2394 | 0.00016684 | 2025 | Mitigation | 0.95 | 45 | 0 | esc | 0.00097009 | 2.8778e-09 | 0.00097009 | 2.8778e-09 | 0.0027785 | 2.0039e-10 | 0.013666 | 4.0869e-10
[120 empty] | 7.3.3.17.5 (Remote Grid) Updates to grid topology to minimize risk of ignition in HFTDs Remote GridWLDFRWire-to-wire contactAggregated | WLDFR | HFTD - Distribution - Tier 3 - 1QU CoRE ¦ 3QU LoRE | Red Flag Warning - Small Fires | Wire-to-wire contact | Aggregated | 2026 | 2.9666e-06 | 56.2394 | 0.00016684 | 2026 | Mitigation | 0.95 | 45 | 0 | esc | 0.00097009 | 2.8778e-09 | 0.00097009 | 2.8778e-09 | 0.0027785 | 2.0039e-10 | 0.013666 | 4.0869e-10
[120 empty] | 7.3.3.17.5 (Remote Grid) Updates to grid topology to minimize risk of ignition in HFTDs Remote GridWLDFRWire-to-wire contactAggregated | WLDFR | HFTD - Distribution - Tier 3 - 1QU CoRE ¦ 3QU LoRE | Red Flag Warning - Small Fires | Wire-to-wire contact | Aggregated | 2027 | 2.9666e-06 | 56.2394 | 0.00016684 | 2027 | Mitigation | 0.95 | 45 | 0 | esc | 0.00097009 | 2.8778e-09 | 0.00097009 | 2.8778e-09 | 0.0027785 | 2.0039e-10 | 0.013666 | 4.0869e-10
[120 empty] | 7.3.3.17.5 (Remote Grid) Updates to grid topology to minimize risk of ignition in HFTDs Remote GridWLDFRWire-to-wire contactAggregated | WLDFR | HFTD - Distribution - Tier 3 - 1QU CoRE ¦ 3QU LoRE | Red Flag Warning - Small Fires | Wire-to-wire contact | Aggregated | 2028 | 2.9666e-06 | 56.2394 | 0.00016684 | 2028 | Mitigation | 0.95 | 45 | 0 | esc | 0.00097009 | 2.8778e-09 | 0.00097009 | 2.8778e-09 | 0.0027785 | 2.0039e-10 | 0.013666 | 4.0869e-10
[120 empty] | 7.3.3.17.5 (Remote Grid) Updates to grid topology to minimize risk of ignition in HFTDs Remote GridWLDFRWire-to-wire contactAggregated | WLDFR | HFTD - Distribution - Tier 3 - 1QU CoRE ¦ 3QU LoRE | Red Flag Warning - Small Fires | Wire-to-wire contact | Aggregated | 2029 | 2.9666e-06 | 56.2394 | 0.00016684 | 2029 | Mitigation | 0.95 | 45 | 0 | esc | 0.00097009 | 2.8778e-09 | 0.00097009 | 2.8778e-09 | 0.0027785 | 2.0039e-10 | 0.013666 | 4.0869e-10
[120 empty] | 7.3.3.17.5 (Remote Grid) Updates to grid topology to minimize risk of ignition in HFTDs Remote GridWLDFRWire-to-wire contactAggregated | WLDFR | HFTD - Distribution - Tier 3 - 1QU CoRE ¦ 3QU LoRE | Red Flag Warning - Small Fires | Wire-to-wire contact | Aggregated | 2030 | 2.9666e-06 | 56.2394 | 0.00016684 | 2030 | Mitigation | 0.95 | 45 | 0 | esc | 0.00097009 | 2.8778e-09 | 0.00097009 | 2.8778e-09 | 0.0027785 | 2.0039e-10 | 0.013666 | 4.0869e-10
[120 empty] | 7.3.3.17.5 (Remote Grid) Updates to grid topology to minimize risk of ignition in HFTDs Remote GridWLDFRWire-to-wire contactAggregated | WLDFR | HFTD - Distribution - Tier 3 - 1QU CoRE ¦ 3QU LoRE | Red Flag Warning - Small Fires | Wire-to-wire contact | Aggregated | 2031 | 2.9666e-06 | 56.2394 | 0.00016684 | 2031 | Mitigation | 0.95 | 45 | 0 | esc | 0.00097009 | 2.8778e-09 | 0.00097009 | 2.8778e-09 | 0.0027785 | 2.0039e-10 | 0.013666 | 4.0869e-10
[120 empty] | 7.3.3.17.5 (Remote Grid) Updates to grid topology to minimize risk of ignition in HFTDs Remote GridWLDFRWire-to-wire contactAggregated | WLDFR | HFTD - Distribution - Tier 3 - 1QU CoRE ¦ 3QU LoRE | Red Flag Warning - Small Fires | Wire-to-wire contact | Aggregated | 2032 | 2.9666e-06 | 56.2394 | 0.00016684 | 2032 | Mitigation | 0.95 | 45 | 0 | esc | 0.00097009 | 2.8778e-09 | 0.00097009 | 2.8778e-09 | 0.0027785 | 2.0039e-10 | 0.013666 | 4.0869e-10
[120 empty] | 7.3.3.17.5 (Remote Grid) Updates to grid topology to minimize risk of ignition in HFTDs Remote GridWLDFRWire-to-wire contactAggregated | WLDFR | HFTD - Distribution - Tier 3 - 1QU CoRE ¦ 3QU LoRE | Red Flag Warning - Small Fires | Wire-to-wire contact | Aggregated | 2033 | 2.9666e-06 | 56.2394 | 0.00016684 | 2033 | Mitigation | 0.95 | 45 | 0 | esc | 0.00097009 | 2.8778e-09 | 0.00097009 | 2.8778e-09 | 0.0027785 | 2.0039e-10 | 0.013666 | 4.0869e-10
[120 empty] | 7.3.3.17.5 (Remote Grid) Updates to grid topology to minimize risk of ignition in HFTDs Remote GridWLDFRWire-to-wire contactAggregated | WLDFR | HFTD - Distribution - Tier 3 - 1QU CoRE ¦ 3QU LoRE | Red Flag Warning - Small Fires | Wire-to-wire contact | Aggregated | 2034 | 2.9666e-06 | 56.2394 | 0.00016684 | 2034 | Mitigation | 0.95 | 45 | 0 | esc | 0.00097009 | 2.8778e-09 | 0.00097009 | 2.8778e-09 | 0.0027785 | 2.0039e-10 | 0.013666 | 4.0869e-10
[120 empty] | 7.3.3.17.5 (Remote Grid) Updates to grid topology to minimize risk of ignition in HFTDs Remote GridWLDFRWire-to-wire contactAggregated | WLDFR | HFTD - Distribution - Tier 3 - 1QU CoRE ¦ 3QU LoRE | Red Flag Warning - Small Fires | Wire-to-wire contact | Aggregated | 2035 | 2.9666e-06 | 56.2394 | 0.00016684 | 2035 | Mitigation | 0.95 | 45 | 0 | esc | 0.00097009 | 2.8778e-09 | 0.00097009 | 2.8778e-09 | 0.0027785 | 2.0039e-10 | 0.013666 | 4.0869e-10
[120 empty] | 7.3.3.17.5 (Remote Grid) Updates to grid topology to minimize risk of ignition in HFTDs Remote GridWLDFRWire-to-wire contactAggregated | WLDFR | HFTD - Distribution - Tier 3 - 1QU CoRE ¦ 3QU LoRE | Red Flag Warning - Small Fires | Wire-to-wire contact | Aggregated | 2036 | 2.9666e-06 | 56.2394 | 0.00016684 | 2036 | Mitigation | 0.95 | 45 | 0 | esc | 0.00097009 | 2.8778e-09 | 0.00097009 | 2.8778e-09 | 0.0027785 | 2.0039e-10 | 0.013666 | 4.0869e-10
[120 empty] | 7.3.3.17.5 (Remote Grid) Updates to grid topology to minimize risk of ignition in HFTDs Remote GridWLDFRWire-to-wire contactAggregated | WLDFR | HFTD - Distribution - Tier 3 - 1QU CoRE ¦ 3QU LoRE | Red Flag Warning - Small Fires | Wire-to-wire contact | Aggregated | 2037 | 2.9666e-06 | 56.2394 | 0.00016684 | 2037 | Mitigation | 0.95 | 45 | 0 | esc | 0.00097009 | 2.8778e-09 | 0.00097009 | 2.8778e-09 | 0.0027785 | 2.0039e-10 | 0.013666 | 4.0869e-10
[120 empty] | 7.3.3.17.5 (Remote Grid) Updates to grid topology to minimize risk of ignition in HFTDs Remote GridWLDFRWire-to-wire contactAggregated | WLDFR | HFTD - Distribution - Tier 3 - 1QU CoRE ¦ 3QU LoRE | Red Flag Warning - Small Fires | Wire-to-wire contact | Aggregated | 2038 | 2.9666e-06 | 56.2394 | 0.00016684 | 2038 | Mitigation | 0.95 | 45 | 0 | esc | 0.00097009 | 2.8778e-09 | 0.00097009 | 2.8778e-09 | 0.0027785 | 2.0039e-10 | 0.013666 | 4.0869e-10
[120 empty] | 7.3.3.17.5 (Remote Grid) Updates to grid topology to minimize risk of ignition in HFTDs Remote GridWLDFRWire-to-wire contactAggregated | WLDFR | HFTD - Distribution - Tier 3 - 1QU CoRE ¦ 3QU LoRE | Red Flag Warning - Small Fires | Wire-to-wire contact | Aggregated | 2039 | 2.9666e-06 | 56.2394 | 0.00016684 | 2039 | Mitigation | 0.95 | 45 | 0 | esc | 0.00097009 | 2.8778e-09 | 0.00097009 | 2.8778e-09 | 0.0027785 | 2.0039e-10 | 0.013666 | 4.0869e-10
[120 empty] | 7.3.3.17.5 (Remote Grid) Updates to grid topology to minimize risk of ignition in HFTDs Remote GridWLDFRWire-to-wire contactAggregated | WLDFR | HFTD - Distribution - Tier 3 - 1QU CoRE ¦ 3QU LoRE | Red Flag Warning - Small Fires | Wire-to-wire contact | Aggregated | 2040 | 2.9666e-06 | 56.2394 | 0.00016684 | 2040 | Mitigation | 0.95 | 45 | 0 | esc | 0.00097009 | 2.8778e-09 | 0.00097009 | 2.8778e-09 | 0 | 0 | 0.013666 | 4.0869e-10
[120 empty] | 7.3.3.17.5 (Remote Grid) Updates to grid topology to minimize risk of ignition in HFTDs Remote GridWLDFRWire-to-wire contactAggregated | WLDFR | HFTD - Distribution - Tier 3 - 1QU CoRE ¦ 3QU LoRE | Red Flag Warning - Small Fires | Wire-to-wire contact | Aggregated | 2041 | 2.9666e-06 | 56.2394 | 0.00016684 | 2041 | Mitigation | 0.95 | 45 | 0 | esc | 0.00097009 | 2.8778e-09 | 0.00097009 | 2.8778e-09 | 0.0027785 | 9.2818e-09 | 0.013666 | 4.0869e-10
[120 empty] | 7.3.3.17.5 (Remote Grid) Updates to grid topology to minimize risk of ignition in HFTDs Remote GridWLDFRWire-to-wire contactAggregated | WLDFR | HFTD - Distribution - Tier 3 - 1QU CoRE ¦ 3QU LoRE | Red Flag Warning - Small Fires | Wire-to-wire contact | Aggregated | 2042 | 2.9666e-06 | 56.2394 | 0.00016684 | 2042 | Mitigation | 0.95 | 45 | 0 | esc | 0.00097009 | 2.8778e-09 | 0.00097009 | 2.8778e-09 | 0.0027785 | 9.2818e-09 | 0.013666 | 4.0869e-10
[120 empty] | 7.3.3.17.5 (Remote Grid) Updates to grid topology to minimize risk of ignition in HFTDs Remote GridWLDFRWire-to-wire contactAggregated | WLDFR | HFTD - Distribution - Tier 3 - 1QU CoRE ¦ 3QU LoRE | Red Flag Warning - Small Fires | Wire-to-wire contact | Aggregated | 2043 | 2.9666e-06 | 56.2394 | 0.00016684 | 2043 | Mitigation | 0.95 | 45 | 0 | esc | 0.00097009 | 2.8778e-09 | 0.00097009 | 2.8778e-09 | 0.0027785 | 9.2818e-09 | 0.013666 | 4.0869e-10
[120 empty] | 7.3.3.17.5 (Remote Grid) Updates to grid topology to minimize risk of ignition in HFTDs Remote GridWLDFRWire-to-wire contactAggregated | WLDFR | HFTD - Distribution - Tier 3 - 1QU CoRE ¦ 3QU LoRE | Red Flag Warning - Small Fires | Wire-to-wire contact | Aggregated | 2044 | 2.9666e-06 | 56.2394 | 0.00016684 | 2044 | Mitigation | 0.95 | 45 | 0 | esc | 0.00097009 | 2.8778e-09 | 0.00097009 | 2.8778e-09 | 0.0027785 | 9.2818e-09 | 0 | 0
[120 empty] | 7.3.3.17.5 (Remote Grid) Updates to grid topology to minimize risk of ignition in HFTDs Remote GridWLDFRWire-to-wire contactAggregated | WLDFR | HFTD - Distribution - Tier 3 - 1QU CoRE ¦ 3QU LoRE | Red Flag Warning - Small Fires | Wire-to-wire contact | Aggregated | 2045 | 2.9666e-06 | 56.2394 | 0.00016684 | 2045 | Mitigation | 0.95 | 45 | 0 | esc | 0.00097009 | 2.8778e-09 | 0.00097009 | 2.8778e-09 | 0.0027785 | 9.2818e-09 | 0 | 0
[120 empty] | 7.3.3.17.5 (Remote Grid) Updates to grid topology to minimize risk of ignition in HFTDs Remote GridWLDFRWire-to-wire contactAggregated | WLDFR | HFTD - Distribution - Tier 3 - 1QU CoRE ¦ 3QU LoRE | Red Flag Warning - Small Fires | Wire-to-wire contact | Aggregated | 2046 | 2.9666e-06 | 56.2394 | 0.00016684 | 2046 | Mitigation | 0.95 | 45 | 0 | esc | 0.00097009 | 2.8778e-09 | 0.00097009 | 2.8778e-09 | 0.0027785 | 9.2818e-09 | 0.0063316 | 5.0994e-11
[120 empty] | 7.3.3.17.5 (Remote Grid) Updates to grid topology to minimize risk of ignition in HFTDs Remote GridWLDFRWire-to-wire contactAggregated | WLDFR | HFTD - Distribution - Tier 3 - 1QU CoRE ¦ 3QU LoRE | Red Flag Warning - Small Fires | Wire-to-wire contact | Aggregated | 2047 | 2.9666e-06 | 56.2394 | 0.00016684 | 2047 | Mitigation | 0.95 | 45 | 0 | esc | 0.00097009 | 2.8778e-09 | 0.00097009 | 2.8778e-09 | 0.0027785 | 9.2818e-09 | 0.0063316 | 5.0994e-11
[120 empty] | 7.3.3.17.5 (Remote Grid) Updates to grid topology to minimize risk of ignition in HFTDs Remote GridWLDFRWire-to-wire contactAggregated | WLDFR | HFTD - Distribution - Tier 3 - 1QU CoRE ¦ 3QU LoRE | Red Flag Warning - Small Fires | Wire-to-wire contact | Aggregated | 2048 | 2.9666e-06 | 56.2394 | 0.00016684 | 2048 | Mitigation | 0.95 | 45 | 0 | esc | 0.00097009 | 2.8778e-09 | 0.00097009 | 2.8778e-09 | 0.0027785 | 9.2818e-09 | 0.0063316 | 5.0994e-11
[120 empty] | 7.3.3.17.5 (Remote Grid) Updates to grid topology to minimize risk of ignition in HFTDs Remote GridWLDFRWire-to-wire contactAggregated | WLDFR | HFTD - Distribution - Tier 3 - 1QU CoRE ¦ 3QU LoRE | Red Flag Warning - Small Fires | Wire-to-wire contact | Aggregated | 2049 | 2.9666e-06 | 56.2394 | 0.00016684 | 2049 | Mitigation | 0.95 | 45 | 0 | esc | 0.00097009 | 2.8778e-09 | 0.00097009 | 2.8778e-09 | 0.0027785 | 9.2818e-09 | 0.0063316 | 5.0994e-11
[120 empty] | 7.3.3.17.5 (Remote Grid) Updates to grid topology to minimize risk of ignition in HFTDs Remote GridWLDFRWire-to-wire contactAggregated | WLDFR | HFTD - Distribution - Tier 3 - 1QU CoRE ¦ 3QU LoRE | Red Flag Warning - Small Fires | Wire-to-wire contact | Aggregated | 2050 | 2.9666e-06 | 56.2394 | 0.00016684 | 2050 | Mitigation | 0.95 | 45 | 0 | esc | 0.00097009 | 2.8778e-09 | 0.00097009 | 2.8778e-09 | 0.0027785 | 9.2818e-09 | 0.0063316 | 5.0994e-11
[120 empty] | 7.3.3.17.5 (Remote Grid) Updates to grid topology to minimize risk of ignition in HFTDs Remote GridWLDFRWire-to-wire contactAggregated | WLDFR | HFTD - Distribution - Tier 3 - 1QU CoRE ¦ 3QU LoRE | Red Flag Warning - Small Fires | Wire-to-wire contact | Aggregated | 2051 | 2.9666e-06 | 56.2394 | 0.00016684 | 2051 | Mitigation | 0.95 | 45 | 0 | esc | 0.00097009 | 2.8778e-09 | 0.00097009 | 2.8778e-09 | 0.0027785 | 9.2818e-09 | 0.0063316 | 5.0994e-11
[120 empty] | 7.3.3.17.5 (Remote Grid) Updates to grid topology to minimize risk of ignition in HFTDs Remote GridWLDFRWire-to-wire contactAggregated | WLDFR | HFTD - Distribution - Tier 3 - 1QU CoRE ¦ 3QU LoRE | Red Flag Warning - Small Fires | Wire-to-wire contact | Aggregated | 2052 | 2.9666e-06 | 56.2394 | 0.00016684 | 2052 | Mitigation | 0.95 | 45 | 0 | esc | 0.00097009 | 2.8778e-09 | 0.00097009 | 2.8778e-09 | 0.0027785 | 9.2818e-09 | 0.0063316 | 5.0994e-11
[120 empty] | 7.3.3.17.5 (Remote Grid) Updates to grid topology to minimize risk of ignition in HFTDs Remote GridWLDFRWire-to-wire contactAggregated | WLDFR | HFTD - Distribution - Tier 3 - 1QU CoRE ¦ 3QU LoRE | Red Flag Warning - Small Fires | Wire-to-wire contact | Aggregated | 2053 | 2.9666e-06 | 56.2394 | 0.00016684 | 2053 | Mitigation | 0.95 | 45 | 0 | esc | 0.00097009 | 2.8778e-09 | 0.00097009 | 2.8778e-09 | 0.0027785 | 9.2818e-09 | 0.0063316 | 5.0994e-11
[120 empty] | 7.3.3.17.5 (Remote Grid) Updates to grid topology to minimize risk of ignition in HFTDs Remote GridWLDFRWire-to-wire contactAggregated | WLDFR | HFTD - Distribution - Tier 3 - 1QU CoRE ¦ 3QU LoRE | Red Flag Warning - Small Fires | Wire-to-wire contact | Aggregated | 2054 | 2.9666e-06 | 56.2394 | 0.00016684 | 2054 | Mitigation | 0.95 | 45 | 0 | esc | 0.00097009 | 2.8778e-09 | 0.00097009 | 2.8778e-09 | 0.0027785 | 9.2818e-09 | 0.0063316 | 5.0994e-11
[120 empty] | 7.3.3.17.5 (Remote Grid) Updates to grid topology to minimize risk of ignition in HFTDs Remote GridWLDFRWire-to-wire contactAggregated | WLDFR | HFTD - Distribution - Tier 3 - 1QU CoRE ¦ 3QU LoRE | Red Flag Warning - Small Fires | Wire-to-wire contact | Aggregated | 2055 | 2.9666e-06 | 56.2394 | 0.00016684 | 2055 | Mitigation | 0.95 | 45 | 0 | esc | 0.00097009 | 2.8778e-09 | 0.00097009 | 2.8778e-09 | 0.0027785 | 9.2818e-09 | 0.0063316 | 5.0994e-11
[120 empty] | 7.3.3.17.5 (Remote Grid) Updates to grid topology to minimize risk of ignition in HFTDs Remote GridWLDFRWire-to-wire contactAggregated | WLDFR | HFTD - Distribution - Tier 3 - 1QU CoRE ¦ 3QU LoRE | Red Flag Warning - Small Fires | Wire-to-wire contact | Aggregated | 2056 | 2.9666e-06 | 56.2394 | 0.00016684 | 2056 | Mitigation | 0.95 | 45 | 0 | esc | 0.00097009 | 2.8778e-09 | 0.00097009 | 2.8778e-09 | 0.0027785 | 9.2818e-09 | 0.0063316 | 5.0994e-11
[120 empty] | 7.3.3.17.5 (Remote Grid) Updates to grid topology to minimize risk of ignition in HFTDs Remote GridWLDFRWire-to-wire contactAggregated | WLDFR | HFTD - Distribution - Tier 3 - 1QU CoRE ¦ 3QU LoRE | Red Flag Warning - Small Fires | Wire-to-wire contact | Aggregated | 2057 | 2.9666e-06 | 56.2394 | 0.00016684 | 2057 | Mitigation | 0.95 | 45 | 0 | esc | 0.00097009 | 2.8778e-09 | 0.00097009 | 2.8778e-09 | 0.0027785 | 9.2818e-09 | 0.0063316 | 5.0994e-11
[120 empty] | 7.3.3.17.5 (Remote Grid) Updates to grid topology to minimize risk of ignition in HFTDs Remote GridWLDFRWire-to-wire contactAggregated | WLDFR | HFTD - Distribution - Tier 3 - 1QU CoRE ¦ 3QU LoRE | Red Flag Warning - Small Fires | Wire-to-wire contact | Aggregated | 2058 | 2.9666e-06 | 56.2394 | 0.00016684 | 2058 | Mitigation | 0.95 | 45 | 0 | esc | 0.00097009 | 2.8778e-09 | 0.00097009 | 2.8778e-09 | 0.0027785 | 9.2818e-09 | 0.0063316 | 5.0994e-11
[120 empty] | 7.3.3.17.5 (Remote Grid) Updates to grid topology to minimize risk of ignition in HFTDs Remote GridWLDFRWire-to-wire contactAggregated | WLDFR | HFTD - Distribution - Tier 3 - 1QU CoRE ¦ 3QU LoRE | Red Flag Warning - Small Fires | Wire-to-wire contact | Aggregated | 2059 | 2.9666e-06 | 56.2394 | 0.00016684 | 2059 | Mitigation | 0.95 | 45 | 0 | esc | 0.00097009 | 2.8778e-09 | 0.00097009 | 2.8778e-09 | 0.0027785 | 9.2818e-09 | 0.0063316 | 5.0994e-11
[120 empty] | 7.3.3.17.5 (Remote Grid) Updates to grid topology to minimize risk of ignition in HFTDs Remote GridWLDFRWire-to-wire contactAggregated | WLDFR | HFTD - Distribution - Tier 3 - 1QU CoRE ¦ 3QU LoRE | Red Flag Warning - Small Fires | Wire-to-wire contact | Aggregated | 2060 | 2.9666e-06 | 56.2394 | 0.00016684 | 2060 | Mitigation | 0.95 | 45 | 0 | esc | 0.00097009 | 2.8778e-09 | 0.00097009 | 2.8778e-09 | 0.0027785 | 9.2818e-09 | 0.0063316 | 5.0994e-11
[120 empty] | 7.3.3.17.5 (Remote Grid) Updates to grid topology to minimize risk of ignition in HFTDs Remote GridWLDFRWire-to-wire contactAggregated | WLDFR | HFTD - Distribution - Tier 3 - 1QU CoRE ¦ 3QU LoRE | Red Flag Warning - Small Fires | Wire-to-wire contact | Aggregated | 2061 | 2.9666e-06 | 56.2394 | 0.00016684 | 2061 | Mitigation | 0.95 | 45 | 0 | esc | 0.00097009 | 2.8778e-09 | 0.00097009 | 2.8778e-09 | 0.0027785 | 9.2818e-09 | 0.0063316 | 5.0994e-11
[120 empty] | 7.3.3.17.5 (Remote Grid) Updates to grid topology to minimize risk of ignition in HFTDs Remote GridWLDFRWire-to-wire contactAggregated | WLDFR | HFTD - Distribution - Tier 3 - 1QU CoRE ¦ 3QU LoRE | Red Flag Warning - Small Fires | Wire-to-wire contact | Aggregated | 2062 | 2.9666e-06 | 56.2394 | 0.00016684 | 2062 | Mitigation | 0.95 | 45 | 0 | esc | 0.00097009 | 2.8778e-09 | 0.00097009 | 2.8778e-09 | 0.0027785 | 9.2818e-09 | 0.0063316 | 5.0994e-11
[120 empty] | 7.3.3.17.5 (Remote Grid) Updates to grid topology to minimize risk of ignition in HFTDs Remote GridWLDFRWire-to-wire contactAggregated | WLDFR | HFTD - Distribution - Tier 3 - 1QU CoRE ¦ 3QU LoRE | Red Flag Warning - Small Fires | Wire-to-wire contact | Aggregated | 2063 | 2.9666e-06 | 56.2394 | 0.00016684 | 2063 | Mitigation | 0.95 | 45 | 0 | esc | 0.00097009 | 2.8778e-09 | 0.00097009 | 2.8778e-09 | 0.0027785 | 9.2818e-09 | 0.0063316 | 5.0994e-11
[120 empty] | 7.3.3.17.5 (Remote Grid) Updates to grid topology to minimize risk of ignition in HFTDs Remote GridWLDFRWire-to-wire contactAggregated | WLDFR | HFTD - Distribution - Tier 3 - 1QU CoRE ¦ 3QU LoRE | Red Flag Warning - Small Fires | Wire-to-wire contact | Aggregated | 2064 | 2.9666e-06 | 56.2394 | 0.00016684 | 2064 | Mitigation | 0.95 | 45 | 0 | esc | 0.00097009 | 2.8778e-09 | 0.00097009 | 2.8778e-09 | 0.0027785 | 9.2818e-09 | 0.0063316 | 5.0994e-11
[120 empty] | 7.3.3.17.5 (Remote Grid) Updates to grid topology to minimize risk of ignition in HFTDs Remote GridWLDFRWire-to-wire contactAggregated | WLDFR | HFTD - Distribution - Tier 3 - 1QU CoRE ¦ 3QU LoRE | Red Flag Warning - Small Fires | Wire-to-wire contact | Aggregated | 2065 | 2.9666e-06 | 56.2394 | 0.00016684 | 2065 | Mitigation | 0.95 | 45 | 0 | esc | 0.00097009 | 2.8778e-09 | 0.00097009 | 2.8778e-09 | 0.0027785 | 9.2818e-09 | 0.0063316 | 5.0994e-11
[120 empty] | 7.3.3.17.5 (Remote Grid) Updates to grid topology to minimize risk of ignition in HFTDs Remote GridWLDFRWire-to-wire contactAggregated | WLDFR | HFTD - Distribution - Tier 3 - 1QU CoRE ¦ 3QU LoRE | Red Flag Warning - Small Fires | Wire-to-wire contact | Aggregated | 2066 | 2.9666e-06 | 56.2394 | 0.00016684 | 2066 | Mitigation | 0.95 | 45 | 0 | esc | 0.00097009 | 2.8778e-09 | 0.00097009 | 2.8778e-09 | 0.0027785 | 9.2818e-09 | 0.0063316 | 5.0994e-11
[120 empty] | 7.3.3.17.5 (Remote Grid) Updates to grid topology to minimize risk of ignition in HFTDs Remote GridWLDFRWire-to-wire contactAggregated | WLDFR | HFTD - Distribution - Tier 3 - 1QU CoRE ¦ 3QU LoRE | Red Flag Warning - Small Fires | Wire-to-wire contact | Aggregated | 2067 | 2.9666e-06 | 56.2394 | 0.00016684 | 2067 | Mitigation | 0.95 | 45 | 0 | esc | 0 | 0 | 0.00097009 | 2.8778e-09 | 0.0027785 | 9.2818e-09 | 0.0063316 | 5.0994e-11
[120 empty] | 7.3.3.17.5 (Remote Grid) Updates to grid topology to minimize risk of ignition in HFTDs Remote GridWLDFRContact from objectAggregated | WLDFR | HFTD - Distribution - Tier 3 - 1QU CoRE ¦ 4QU LoRE | Non-Red Flag Warning - Catastrophic Fires | Contact from object | Aggregated | 2022 | 1.2041e-06 | 111.286 | 0.000134 | 2022 | Mitigation | 0.95 | 45 | 0 | esc | 0.00097009 | 1.1681e-09 | 0 | 0 | 0.0027785 | 9.2818e-09 | 0.0063316 | 5.0994e-11
[120 empty] | 7.3.3.17.5 (Remote Grid) Updates to grid topology to minimize risk of ignition in HFTDs Remote GridWLDFRContact from objectAggregated | WLDFR | HFTD - Distribution - Tier 3 - 1QU CoRE ¦ 4QU LoRE | Non-Red Flag Warning - Catastrophic Fires | Contact from object | Aggregated | 2023 | 1.2041e-06 | 111.286 | 0.000134 | 2023 | Mitigation | 0.95 | 45 | 0 | esc | 0.00097009 | 1.1681e-09 | 0.00097009 | 1.1681e-09 | 0.0027785 | 9.2818e-09 | 0.0063316 | 5.0994e-11
[120 empty] | 7.3.3.17.5 (Remote Grid) Updates to grid topology to minimize risk of ignition in HFTDs Remote GridWLDFRContact from objectAggregated | WLDFR | HFTD - Distribution - Tier 3 - 1QU CoRE ¦ 4QU LoRE | Non-Red Flag Warning - Catastrophic Fires | Contact from object | Aggregated | 2024 | 1.2041e-06 | 111.286 | 0.000134 | 2024 | Mitigation | 0.95 | 45 | 0 | esc | 0.00097009 | 1.1681e-09 | 0.00097009 | 1.1681e-09 | 0.0027785 | 9.2818e-09 | 0.0063316 | 5.0994e-11
[120 empty] | 7.3.3.17.5 (Remote Grid) Updates to grid topology to minimize risk of ignition in HFTDs Remote GridWLDFRContact from objectAggregated | WLDFR | HFTD - Distribution - Tier 3 - 1QU CoRE ¦ 4QU LoRE | Non-Red Flag Warning - Catastrophic Fires | Contact from object | Aggregated | 2025 | 1.2041e-06 | 111.286 | 0.000134 | 2025 | Mitigation | 0.95 | 45 | 0 | esc | 0.00097009 | 1.1681e-09 | 0.00097009 | 1.1681e-09 | 0.0027785 | 9.2818e-09 | 0.0063316 | 5.0994e-11
[120 empty] | 7.3.3.17.5 (Remote Grid) Updates to grid topology to minimize risk of ignition in HFTDs Remote GridWLDFRContact from objectAggregated | WLDFR | HFTD - Distribution - Tier 3 - 1QU CoRE ¦ 4QU LoRE | Non-Red Flag Warning - Catastrophic Fires | Contact from object | Aggregated | 2026 | 1.2041e-06 | 111.286 | 0.000134 | 2026 | Mitigation | 0.95 | 45 | 0 | esc | 0.00097009 | 1.1681e-09 | 0.00097009 | 1.1681e-09 | 0.0027785 | 9.2818e-09 | 0.0063316 | 5.0994e-11
[120 empty] | 7.3.3.17.5 (Remote Grid) Updates to grid topology to minimize risk of ignition in HFTDs Remote GridWLDFRContact from objectAggregated | WLDFR | HFTD - Distribution - Tier 3 - 1QU CoRE ¦ 4QU LoRE | Non-Red Flag Warning - Catastrophic Fires | Contact from object | Aggregated | 2027 | 1.2041e-06 | 111.286 | 0.000134 | 2027 | Mitigation | 0.95 | 45 | 0 | esc | 0.00097009 | 1.1681e-09 | 0.00097009 | 1.1681e-09 | 0.0027785 | 9.2818e-09 | 0.0063316 | 5.0994e-11
[120 empty] | 7.3.3.17.5 (Remote Grid) Updates to grid topology to minimize risk of ignition in HFTDs Remote GridWLDFRContact from objectAggregated | WLDFR | HFTD - Distribution - Tier 3 - 1QU CoRE ¦ 4QU LoRE | Non-Red Flag Warning - Catastrophic Fires | Contact from object | Aggregated | 2028 | 1.2041e-06 | 111.286 | 0.000134 | 2028 | Mitigation | 0.95 | 45 | 0 | esc | 0.00097009 | 1.1681e-09 | 0.00097009 | 1.1681e-09 | 0.0027785 | 9.2818e-09 | 0.0063316 | 5.0994e-11
[120 empty] | 7.3.3.17.5 (Remote Grid) Updates to grid topology to minimize risk of ignition in HFTDs Remote GridWLDFRContact from objectAggregated | WLDFR | HFTD - Distribution - Tier 3 - 1QU CoRE ¦ 4QU LoRE | Non-Red Flag Warning - Catastrophic Fires | Contact from object | Aggregated | 2029 | 1.2041e-06 | 111.286 | 0.000134 | 2029 | Mitigation | 0.95 | 45 | 0 | esc | 0.00097009 | 1.1681e-09 | 0.00097009 | 1.1681e-09 | 0.0027785 | 9.2818e-09 | 0.0063316 | 5.0994e-11
[120 empty] | 7.3.3.17.5 (Remote Grid) Updates to grid topology to minimize risk of ignition in HFTDs Remote GridWLDFRContact from objectAggregated | WLDFR | HFTD - Distribution - Tier 3 - 1QU CoRE ¦ 4QU LoRE | Non-Red Flag Warning - Catastrophic Fires | Contact from object | Aggregated | 2030 | 1.2041e-06 | 111.286 | 0.000134 | 2030 | Mitigation | 0.95 | 45 | 0 | esc | 0.00097009 | 1.1681e-09 | 0.00097009 | 1.1681e-09 | 0.0027785 | 9.2818e-09 | 0 | 0
[120 empty] | 7.3.3.17.5 (Remote Grid) Updates to grid topology to minimize risk of ignition in HFTDs Remote GridWLDFRContact from objectAggregated | WLDFR | HFTD - Distribution - Tier 3 - 1QU CoRE ¦ 4QU LoRE | Non-Red Flag Warning - Catastrophic Fires | Contact from object | Aggregated | 2031 | 1.2041e-06 | 111.286 | 0.000134 | 2031 | Mitigation | 0.95 | 45 | 0 | esc | 0.00097009 | 1.1681e-09 | 0.00097009 | 1.1681e-09 | 0.0027785 | 9.2818e-09 | 0 | 0
[120 empty] | 7.3.3.17.5 (Remote Grid) Updates to grid topology to minimize risk of ignition in HFTDs Remote GridWLDFRContact from objectAggregated | WLDFR | HFTD - Distribution - Tier 3 - 1QU CoRE ¦ 4QU LoRE | Non-Red Flag Warning - Catastrophic Fires | Contact from object | Aggregated | 2032 | 1.2041e-06 | 111.286 | 0.000134 | 2032 | Mitigation | 0.95 | 45 | 0 | esc | 0.00097009 | 1.1681e-09 | 0.00097009 | 1.1681e-09 | 0.0027785 | 9.2818e-09 | 0.010957 | 3.5368e-09
[120 empty] | 7.3.3.17.5 (Remote Grid) Updates to grid topology to minimize risk of ignition in HFTDs Remote GridWLDFRContact from objectAggregated | WLDFR | HFTD - Distribution - Tier 3 - 1QU CoRE ¦ 4QU LoRE | Non-Red Flag Warning - Catastrophic Fires | Contact from object | Aggregated | 2033 | 1.2041e-06 | 111.286 | 0.000134 | 2033 | Mitigation | 0.95 | 45 | 0 | esc | 0.00097009 | 1.1681e-09 | 0.00097009 | 1.1681e-09 | 0.0027785 | 9.2818e-09 | 0.010957 | 3.5368e-09
[120 empty] | 7.3.3.17.5 (Remote Grid) Updates to grid topology to minimize risk of ignition in HFTDs Remote GridWLDFRContact from objectAggregated | WLDFR | HFTD - Distribution - Tier 3 - 1QU CoRE ¦ 4QU LoRE | Non-Red Flag Warning - Catastrophic Fires | Contact from object | Aggregated | 2034 | 1.2041e-06 | 111.286 | 0.000134 | 2034 | Mitigation | 0.95 | 45 | 0 | esc | 0.00097009 | 1.1681e-09 | 0.00097009 | 1.1681e-09 | 0.0027785 | 9.2818e-09 | 0.010957 | 3.5368e-09
[120 empty] | 7.3.3.17.5 (Remote Grid) Updates to grid topology to minimize risk of ignition in HFTDs Remote GridWLDFRContact from objectAggregated | WLDFR | HFTD - Distribution - Tier 3 - 1QU CoRE ¦ 4QU LoRE | Non-Red Flag Warning - Catastrophic Fires | Contact from object | Aggregated | 2035 | 1.2041e-06 | 111.286 | 0.000134 | 2035 | Mitigation | 0.95 | 45 | 0 | esc | 0.00097009 | 1.1681e-09 | 0.00097009 | 1.1681e-09 | 0.0027785 | 9.2818e-09 | 0.010957 | 3.5368e-09
[120 empty] | 7.3.3.17.5 (Remote Grid) Updates to grid topology to minimize risk of ignition in HFTDs Remote GridWLDFRContact from objectAggregated | WLDFR | HFTD - Distribution - Tier 3 - 1QU CoRE ¦ 4QU LoRE | Non-Red Flag Warning - Catastrophic Fires | Contact from object | Aggregated | 2036 | 1.2041e-06 | 111.286 | 0.000134 | 2036 | Mitigation | 0.95 | 45 | 0 | esc | 0.00097009 | 1.1681e-09 | 0.00097009 | 1.1681e-09 | 0.0027785 | 9.2818e-09 | 0.010957 | 3.5368e-09
[120 empty] | 7.3.3.17.5 (Remote Grid) Updates to grid topology to minimize risk of ignition in HFTDs Remote GridWLDFRContact from objectAggregated | WLDFR | HFTD - Distribution - Tier 3 - 1QU CoRE ¦ 4QU LoRE | Non-Red Flag Warning - Catastrophic Fires | Contact from object | Aggregated | 2037 | 1.2041e-06 | 111.286 | 0.000134 | 2037 | Mitigation | 0.95 | 45 | 0 | esc | 0.00097009 | 1.1681e-09 | 0.00097009 | 1.1681e-09 | 0.0027785 | 9.2818e-09 | 0.010957 | 3.5368e-09
[120 empty] | 7.3.3.17.5 (Remote Grid) Updates to grid topology to minimize risk of ignition in HFTDs Remote GridWLDFRContact from objectAggregated | WLDFR | HFTD - Distribution - Tier 3 - 1QU CoRE ¦ 4QU LoRE | Non-Red Flag Warning - Catastrophic Fires | Contact from object | Aggregated | 2038 | 1.2041e-06 | 111.286 | 0.000134 | 2038 | Mitigation | 0.95 | 45 | 0 | esc | 0.00097009 | 1.1681e-09 | 0.00097009 | 1.1681e-09 | 0.0027785 | 9.2818e-09 | 0.010957 | 3.5368e-09
[120 empty] | 7.3.3.17.5 (Remote Grid) Updates to grid topology to minimize risk of ignition in HFTDs Remote GridWLDFRContact from objectAggregated | WLDFR | HFTD - Distribution - Tier 3 - 1QU CoRE ¦ 4QU LoRE | Non-Red Flag Warning - Catastrophic Fires | Contact from object | Aggregated | 2039 | 1.2041e-06 | 111.286 | 0.000134 | 2039 | Mitigation | 0.95 | 45 | 0 | esc | 0.00097009 | 1.1681e-09 | 0.00097009 | 1.1681e-09 | 0.0027785 | 9.2818e-09 | 0.010957 | 3.5368e-09
[120 empty] | 7.3.3.17.5 (Remote Grid) Updates to grid topology to minimize risk of ignition in HFTDs Remote GridWLDFRContact from objectAggregated | WLDFR | HFTD - Distribution - Tier 3 - 1QU CoRE ¦ 4QU LoRE | Non-Red Flag Warning - Catastrophic Fires | Contact from object | Aggregated | 2040 | 1.2041e-06 | 111.286 | 0.000134 | 2040 | Mitigation | 0.95 | 45 | 0 | esc | 0.00097009 | 1.1681e-09 | 0.00097009 | 1.1681e-09 | 0.0027785 | 9.2818e-09 | 0.010957 | 3.5368e-09
[120 empty] | 7.3.3.17.5 (Remote Grid) Updates to grid topology to minimize risk of ignition in HFTDs Remote GridWLDFRContact from objectAggregated | WLDFR | HFTD - Distribution - Tier 3 - 1QU CoRE ¦ 4QU LoRE | Non-Red Flag Warning - Catastrophic Fires | Contact from object | Aggregated | 2041 | 1.2041e-06 | 111.286 | 0.000134 | 2041 | Mitigation | 0.95 | 45 | 0 | esc | 0.00097009 | 1.1681e-09 | 0.00097009 | 1.1681e-09 | 0.0027785 | 9.2818e-09 | 0.010957 | 3.5368e-09
[120 empty] | 7.3.3.17.5 (Remote Grid) Updates to grid topology to minimize risk of ignition in HFTDs Remote GridWLDFRContact from objectAggregated | WLDFR | HFTD - Distribution - Tier 3 - 1QU CoRE ¦ 4QU LoRE | Non-Red Flag Warning - Catastrophic Fires | Contact from object | Aggregated | 2042 | 1.2041e-06 | 111.286 | 0.000134 | 2042 | Mitigation | 0.95 | 45 | 0 | esc | 0.00097009 | 1.1681e-09 | 0.00097009 | 1.1681e-09 | 0.0027785 | 9.2818e-09 | 0.010957 | 3.5368e-09
[120 empty] | 7.3.3.17.5 (Remote Grid) Updates to grid topology to minimize risk of ignition in HFTDs Remote GridWLDFRContact from objectAggregated | WLDFR | HFTD - Distribution - Tier 3 - 1QU CoRE ¦ 4QU LoRE | Non-Red Flag Warning - Catastrophic Fires | Contact from object | Aggregated | 2043 | 1.2041e-06 | 111.286 | 0.000134 | 2043 | Mitigation | 0.95 | 45 | 0 | esc | 0.00097009 | 1.1681e-09 | 0.00097009 | 1.1681e-09 | 0.0027785 | 9.2818e-09 | 0.010957 | 3.5368e-09
[120 empty] | 7.3.3.17.5 (Remote Grid) Updates to grid topology to minimize risk of ignition in HFTDs Remote GridWLDFRContact from objectAggregated | WLDFR | HFTD - Distribution - Tier 3 - 1QU CoRE ¦ 4QU LoRE | Non-Red Flag Warning - Catastrophic Fires | Contact from object | Aggregated | 2044 | 1.2041e-06 | 111.286 | 0.000134 | 2044 | Mitigation | 0.95 | 45 | 0 | esc | 0.00097009 | 1.1681e-09 | 0.00097009 | 1.1681e-09 | 0 | 0 | 0.010957 | 3.5368e-09
[120 empty] | 7.3.3.17.5 (Remote Grid) Updates to grid topology to minimize risk of ignition in HFTDs Remote GridWLDFRContact from objectAggregated | WLDFR | HFTD - Distribution - Tier 3 - 1QU CoRE ¦ 4QU LoRE | Non-Red Flag Warning - Catastrophic Fires | Contact from object | Aggregated | 2045 | 1.2041e-06 | 111.286 | 0.000134 | 2045 | Mitigation | 0.95 | 45 | 0 | esc | 0.00097009 | 1.1681e-09 | 0.00097009 | 1.1681e-09 | 0.0027785 | 2.3844e-10 | 0.010957 | 3.5368e-09
[120 empty] | 7.3.3.17.5 (Remote Grid) Updates to grid topology to minimize risk of ignition in HFTDs Remote GridWLDFRContact from objectAggregated | WLDFR | HFTD - Distribution - Tier 3 - 1QU CoRE ¦ 4QU LoRE | Non-Red Flag Warning - Catastrophic Fires | Contact from object | Aggregated | 2046 | 1.2041e-06 | 111.286 | 0.000134 | 2046 | Mitigation | 0.95 | 45 | 0 | esc | 0.00097009 | 1.1681e-09 | 0.00097009 | 1.1681e-09 | 0.0027785 | 2.3844e-10 | 0.010957 | 3.5368e-09
[120 empty] | 7.3.3.17.5 (Remote Grid) Updates to grid topology to minimize risk of ignition in HFTDs Remote GridWLDFRContact from objectAggregated | WLDFR | HFTD - Distribution - Tier 3 - 1QU CoRE ¦ 4QU LoRE | Non-Red Flag Warning - Catastrophic Fires | Contact from object | Aggregated | 2047 | 1.2041e-06 | 111.286 | 0.000134 | 2047 | Mitigation | 0.95 | 45 | 0 | esc | 0.00097009 | 1.1681e-09 | 0.00097009 | 1.1681e-09 | 0.0027785 | 2.3844e-10 | 0.010957 | 3.5368e-09
[120 empty] | 7.3.3.17.5 (Remote Grid) Updates to grid topology to minimize risk of ignition in HFTDs Remote GridWLDFRContact from objectAggregated | WLDFR | HFTD - Distribution - Tier 3 - 1QU CoRE ¦ 4QU LoRE | Non-Red Flag Warning - Catastrophic Fires | Contact from object | Aggregated | 2048 | 1.2041e-06 | 111.286 | 0.000134 | 2048 | Mitigation | 0.95 | 45 | 0 | esc | 0.00097009 | 1.1681e-09 | 0.00097009 | 1.1681e-09 | 0.0027785 | 2.3844e-10 | 0.010957 | 3.5368e-09
[120 empty] | 7.3.3.17.5 (Remote Grid) Updates to grid topology to minimize risk of ignition in HFTDs Remote GridWLDFRContact from objectAggregated | WLDFR | HFTD - Distribution - Tier 3 - 1QU CoRE ¦ 4QU LoRE | Non-Red Flag Warning - Catastrophic Fires | Contact from object | Aggregated | 2049 | 1.2041e-06 | 111.286 | 0.000134 | 2049 | Mitigation | 0.95 | 45 | 0 | esc | 0.00097009 | 1.1681e-09 | 0.00097009 | 1.1681e-09 | 0.0027785 | 2.3844e-10 | 0.010957 | 3.5368e-09
[120 empty] | 7.3.3.17.5 (Remote Grid) Updates to grid topology to minimize risk of ignition in HFTDs Remote GridWLDFRContact from objectAggregated | WLDFR | HFTD - Distribution - Tier 3 - 1QU CoRE ¦ 4QU LoRE | Non-Red Flag Warning - Catastrophic Fires | Contact from object | Aggregated | 2050 | 1.2041e-06 | 111.286 | 0.000134 | 2050 | Mitigation | 0.95 | 45 | 0 | esc | 0.00097009 | 1.1681e-09 | 0.00097009 | 1.1681e-09 | 0.0027785 | 2.3844e-10 | 0.010957 | 3.5368e-09
[120 empty] | 7.3.3.17.5 (Remote Grid) Updates to grid topology to minimize risk of ignition in HFTDs Remote GridWLDFRContact from objectAggregated | WLDFR | HFTD - Distribution - Tier 3 - 1QU CoRE ¦ 4QU LoRE | Non-Red Flag Warning - Catastrophic Fires | Contact from object | Aggregated | 2051 | 1.2041e-06 | 111.286 | 0.000134 | 2051 | Mitigation | 0.95 | 45 | 0 | esc | 0.00097009 | 1.1681e-09 | 0.00097009 | 1.1681e-09 | 0.0027785 | 2.3844e-10 | 0.010957 | 3.5368e-09
[120 empty] | 7.3.3.17.5 (Remote Grid) Updates to grid topology to minimize risk of ignition in HFTDs Remote GridWLDFRContact from objectAggregated | WLDFR | HFTD - Distribution - Tier 3 - 1QU CoRE ¦ 4QU LoRE | Non-Red Flag Warning - Catastrophic Fires | Contact from object | Aggregated | 2052 | 1.2041e-06 | 111.286 | 0.000134 | 2052 | Mitigation | 0.95 | 45 | 0 | esc | 0.00097009 | 1.1681e-09 | 0.00097009 | 1.1681e-09 | 0.0027785 | 2.3844e-10 | 0.010957 | 3.5368e-09
[120 empty] | 7.3.3.17.5 (Remote Grid) Updates to grid topology to minimize risk of ignition in HFTDs Remote GridWLDFRContact from objectAggregated | WLDFR | HFTD - Distribution - Tier 3 - 1QU CoRE ¦ 4QU LoRE | Non-Red Flag Warning - Catastrophic Fires | Contact from object | Aggregated | 2053 | 1.2041e-06 | 111.286 | 0.000134 | 2053 | Mitigation | 0.95 | 45 | 0 | esc | 0.00097009 | 1.1681e-09 | 0.00097009 | 1.1681e-09 | 0.0027785 | 2.3844e-10 | 0.010957 | 3.5368e-09
[120 empty] | 7.3.3.17.5 (Remote Grid) Updates to grid topology to minimize risk of ignition in HFTDs Remote GridWLDFRContact from objectAggregated | WLDFR | HFTD - Distribution - Tier 3 - 1QU CoRE ¦ 4QU LoRE | Non-Red Flag Warning - Catastrophic Fires | Contact from object | Aggregated | 2054 | 1.2041e-06 | 111.286 | 0.000134 | 2054 | Mitigation | 0.95 | 45 | 0 | esc | 0.00097009 | 1.1681e-09 | 0.00097009 | 1.1681e-09 | 0.0027785 | 2.3844e-10 | 0.010957 | 3.5368e-09
[120 empty] | 7.3.3.17.5 (Remote Grid) Updates to grid topology to minimize risk of ignition in HFTDs Remote GridWLDFRContact from objectAggregated | WLDFR | HFTD - Distribution - Tier 3 - 1QU CoRE ¦ 4QU LoRE | Non-Red Flag Warning - Catastrophic Fires | Contact from object | Aggregated | 2055 | 1.2041e-06 | 111.286 | 0.000134 | 2055 | Mitigation | 0.95 | 45 | 0 | esc | 0.00097009 | 1.1681e-09 | 0.00097009 | 1.1681e-09 | 0.0027785 | 2.3844e-10 | 0.010957 | 3.5368e-09
[120 empty] | 7.3.3.17.5 (Remote Grid) Updates to grid topology to minimize risk of ignition in HFTDs Remote GridWLDFRContact from objectAggregated | WLDFR | HFTD - Distribution - Tier 3 - 1QU CoRE ¦ 4QU LoRE | Non-Red Flag Warning - Catastrophic Fires | Contact from object | Aggregated | 2056 | 1.2041e-06 | 111.286 | 0.000134 | 2056 | Mitigation | 0.95 | 45 | 0 | esc | 0.00097009 | 1.1681e-09 | 0.00097009 | 1.1681e-09 | 0.0027785 | 2.3844e-10 | 0.010957 | 3.5368e-09
[120 empty] | 7.3.3.17.5 (Remote Grid) Updates to grid topology to minimize risk of ignition in HFTDs Remote GridWLDFRContact from objectAggregated | WLDFR | HFTD - Distribution - Tier 3 - 1QU CoRE ¦ 4QU LoRE | Non-Red Flag Warning - Catastrophic Fires | Contact from object | Aggregated | 2057 | 1.2041e-06 | 111.286 | 0.000134 | 2057 | Mitigation | 0.95 | 45 | 0 | esc | 0.00097009 | 1.1681e-09 | 0.00097009 | 1.1681e-09 | 0.0027785 | 2.3844e-10 | 0.010957 | 3.5368e-09
[120 empty] | 7.3.3.17.5 (Remote Grid) Updates to grid topology to minimize risk of ignition in HFTDs Remote GridWLDFRContact from objectAggregated | WLDFR | HFTD - Distribution - Tier 3 - 1QU CoRE ¦ 4QU LoRE | Non-Red Flag Warning - Catastrophic Fires | Contact from object | Aggregated | 2058 | 1.2041e-06 | 111.286 | 0.000134 | 2058 | Mitigation | 0.95 | 45 | 0 | esc | 0.00097009 | 1.1681e-09 | 0.00097009 | 1.1681e-09 | 0.0027785 | 2.3844e-10 | 0.010957 | 3.5368e-09
[120 empty] | 7.3.3.17.5 (Remote Grid) Updates to grid topology to minimize risk of ignition in HFTDs Remote GridWLDFRContact from objectAggregated | WLDFR | HFTD - Distribution - Tier 3 - 1QU CoRE ¦ 4QU LoRE | Non-Red Flag Warning - Catastrophic Fires | Contact from object | Aggregated | 2059 | 1.2041e-06 | 111.286 | 0.000134 | 2059 | Mitigation | 0.95 | 45 | 0 | esc | 0.00097009 | 1.1681e-09 | 0.00097009 | 1.1681e-09 | 0.0027785 | 2.3844e-10 | 0.010957 | 3.5368e-09
[120 empty] | 7.3.3.17.5 (Remote Grid) Updates to grid topology to minimize risk of ignition in HFTDs Remote GridWLDFRContact from objectAggregated | WLDFR | HFTD - Distribution - Tier 3 - 1QU CoRE ¦ 4QU LoRE | Non-Red Flag Warning - Catastrophic Fires | Contact from object | Aggregated | 2060 | 1.2041e-06 | 111.286 | 0.000134 | 2060 | Mitigation | 0.95 | 45 | 0 | esc | 0.00097009 | 1.1681e-09 | 0.00097009 | 1.1681e-09 | 0.0027785 | 2.3844e-10 | 0.010957 | 3.5368e-09
[120 empty] | 7.3.3.17.5 (Remote Grid) Updates to grid topology to minimize risk of ignition in HFTDs Remote GridWLDFRContact from objectAggregated | WLDFR | HFTD - Distribution - Tier 3 - 1QU CoRE ¦ 4QU LoRE | Non-Red Flag Warning - Catastrophic Fires | Contact from object | Aggregated | 2061 | 1.2041e-06 | 111.286 | 0.000134 | 2061 | Mitigation | 0.95 | 45 | 0 | esc | 0.00097009 | 1.1681e-09 | 0.00097009 | 1.1681e-09 | 0.0027785 | 2.3844e-10 | 0.010957 | 3.5368e-09
[120 empty] | 7.3.3.17.5 (Remote Grid) Updates to grid topology to minimize risk of ignition in HFTDs Remote GridWLDFRContact from objectAggregated | WLDFR | HFTD - Distribution - Tier 3 - 1QU CoRE ¦ 4QU LoRE | Non-Red Flag Warning - Catastrophic Fires | Contact from object | Aggregated | 2062 | 1.2041e-06 | 111.286 | 0.000134 | 2062 | Mitigation | 0.95 | 45 | 0 | esc | 0.00097009 | 1.1681e-09 | 0.00097009 | 1.1681e-09 | 0.0027785 | 2.3844e-10 | 0 | 0
[120 empty] | 7.3.3.17.5 (Remote Grid) Updates to grid topology to minimize risk of ignition in HFTDs Remote GridWLDFRContact from objectAggregated | WLDFR | HFTD - Distribution - Tier 3 - 1QU CoRE ¦ 4QU LoRE | Non-Red Flag Warning - Catastrophic Fires | Contact from object | Aggregated | 2063 | 1.2041e-06 | 111.286 | 0.000134 | 2063 | Mitigation | 0.95 | 45 | 0 | esc | 0.00097009 | 1.1681e-09 | 0.00097009 | 1.1681e-09 | 0.0027785 | 2.3844e-10 | 0 | 0
[120 empty] | 7.3.3.17.5 (Remote Grid) Updates to grid topology to minimize risk of ignition in HFTDs Remote GridWLDFRContact from objectAggregated | WLDFR | HFTD - Distribution - Tier 3 - 1QU CoRE ¦ 4QU LoRE | Non-Red Flag Warning - Catastrophic Fires | Contact from object | Aggregated | 2064 | 1.2041e-06 | 111.286 | 0.000134 | 2064 | Mitigation | 0.95 | 45 | 0 | esc | 0.00097009 | 1.1681e-09 | 0.00097009 | 1.1681e-09 | 0.0027785 | 2.3844e-10 | 0.012004 | 1.2713e-10
[120 empty] | 7.3.3.17.5 (Remote Grid) Updates to grid topology to minimize risk of ignition in HFTDs Remote GridWLDFRContact from objectAggregated | WLDFR | HFTD - Distribution - Tier 3 - 1QU CoRE ¦ 4QU LoRE | Non-Red Flag Warning - Catastrophic Fires | Contact from object | Aggregated | 2065 | 1.2041e-06 | 111.286 | 0.000134 | 2065 | Mitigation | 0.95 | 45 | 0 | esc | 0.00097009 | 1.1681e-09 | 0.00097009 | 1.1681e-09 | 0.0027785 | 2.3844e-10 | 0.012004 | 1.2713e-10
[120 empty] | 7.3.3.17.5 (Remote Grid) Updates to grid topology to minimize risk of ignition in HFTDs Remote GridWLDFRContact from objectAggregated | WLDFR | HFTD - Distribution - Tier 3 - 1QU CoRE ¦ 4QU LoRE | Non-Red Flag Warning - Catastrophic Fires | Contact from object | Aggregated | 2066 | 1.2041e-06 | 111.286 | 0.000134 | 2066 | Mitigation | 0.95 | 45 | 0 | esc | 0.00097009 | 1.1681e-09 | 0.00097009 | 1.1681e-09 | 0.0027785 | 2.3844e-10 | 0.012004 | 1.2713e-10
[120 empty] | 7.3.3.17.5 (Remote Grid) Updates to grid topology to minimize risk of ignition in HFTDs Remote GridWLDFRContact from objectAggregated | WLDFR | HFTD - Distribution - Tier 3 - 1QU CoRE ¦ 4QU LoRE | Non-Red Flag Warning - Catastrophic Fires | Contact from object | Aggregated | 2067 | 1.2041e-06 | 111.286 | 0.000134 | 2067 | Mitigation | 0.95 | 45 | 0 | esc | 0 | 0 | 0.00097009 | 1.1681e-09 | 0.0027785 | 2.3844e-10 | 0.012004 | 1.2713e-10
[120 empty] | 7.3.3.17.5 (Remote Grid) Updates to grid topology to minimize risk of ignition in HFTDs Remote GridWLDFRContaminationAggregated | WLDFR | HFTD - Distribution - Tier 3 - 1QU CoRE ¦ 4QU LoRE | Non-Red Flag Warning - Catastrophic Fires | Contamination | Aggregated | 2022 | 2.5819e-08 | 111.286 | 2.8733e-06 | 2022 | Mitigation | 0.95 | 45 | 0 | esc | 0.00097009 | 2.5047e-11 | 0 | 0 | 0.0027785 | 2.3844e-10 | 0.012004 | 1.2713e-10
[120 empty] | 7.3.3.17.5 (Remote Grid) Updates to grid topology to minimize risk of ignition in HFTDs Remote GridWLDFRContaminationAggregated | WLDFR | HFTD - Distribution - Tier 3 - 1QU CoRE ¦ 4QU LoRE | Non-Red Flag Warning - Catastrophic Fires | Contamination | Aggregated | 2023 | 2.5819e-08 | 111.286 | 2.8733e-06 | 2023 | Mitigation | 0.95 | 45 | 0 | esc | 0.00097009 | 2.5047e-11 | 0.00097009 | 2.5047e-11 | 0.0027785 | 2.3844e-10 | 0.012004 | 1.2713e-10
[120 empty] | 7.3.3.17.5 (Remote Grid) Updates to grid topology to minimize risk of ignition in HFTDs Remote GridWLDFRContaminationAggregated | WLDFR | HFTD - Distribution - Tier 3 - 1QU CoRE ¦ 4QU LoRE | Non-Red Flag Warning - Catastrophic Fires | Contamination | Aggregated | 2024 | 2.5819e-08 | 111.286 | 2.8733e-06 | 2024 | Mitigation | 0.95 | 45 | 0 | esc | 0.00097009 | 2.5047e-11 | 0.00097009 | 2.5047e-11 | 0.0027785 | 2.3844e-10 | 0.012004 | 1.2713e-10
[120 empty] | 7.3.3.17.5 (Remote Grid) Updates to grid topology to minimize risk of ignition in HFTDs Remote GridWLDFRContaminationAggregated | WLDFR | HFTD - Distribution - Tier 3 - 1QU CoRE ¦ 4QU LoRE | Non-Red Flag Warning - Catastrophic Fires | Contamination | Aggregated | 2025 | 2.5819e-08 | 111.286 | 2.8733e-06 | 2025 | Mitigation | 0.95 | 45 | 0 | esc | 0.00097009 | 2.5047e-11 | 0.00097009 | 2.5047e-11 | 0.0027785 | 2.3844e-10 | 0.012004 | 1.2713e-10
[120 empty] | 7.3.3.17.5 (Remote Grid) Updates to grid topology to minimize risk of ignition in HFTDs Remote GridWLDFRContaminationAggregated | WLDFR | HFTD - Distribution - Tier 3 - 1QU CoRE ¦ 4QU LoRE | Non-Red Flag Warning - Catastrophic Fires | Contamination | Aggregated | 2026 | 2.5819e-08 | 111.286 | 2.8733e-06 | 2026 | Mitigation | 0.95 | 45 | 0 | esc | 0.00097009 | 2.5047e-11 | 0.00097009 | 2.5047e-11 | 0.0027785 | 2.3844e-10 | 0.012004 | 1.2713e-10
[120 empty] | 7.3.3.17.5 (Remote Grid) Updates to grid topology to minimize risk of ignition in HFTDs Remote GridWLDFRContaminationAggregated | WLDFR | HFTD - Distribution - Tier 3 - 1QU CoRE ¦ 4QU LoRE | Non-Red Flag Warning - Catastrophic Fires | Contamination | Aggregated | 2027 | 2.5819e-08 | 111.286 | 2.8733e-06 | 2027 | Mitigation | 0.95 | 45 | 0 | esc | 0.00097009 | 2.5047e-11 | 0.00097009 | 2.5047e-11 | 0.0027785 | 2.3844e-10 | 0.012004 | 1.2713e-10
[120 empty] | 7.3.3.17.5 (Remote Grid) Updates to grid topology to minimize risk of ignition in HFTDs Remote GridWLDFRContaminationAggregated | WLDFR | HFTD - Distribution - Tier 3 - 1QU CoRE ¦ 4QU LoRE | Non-Red Flag Warning - Catastrophic Fires | Contamination | Aggregated | 2028 | 2.5819e-08 | 111.286 | 2.8733e-06 | 2028 | Mitigation | 0.95 | 45 | 0 | esc | 0.00097009 | 2.5047e-11 | 0.00097009 | 2.5047e-11 | 0.0027785 | 2.3844e-10 | 0.012004 | 1.2713e-10
[120 empty] | 7.3.3.17.5 (Remote Grid) Updates to grid topology to minimize risk of ignition in HFTDs Remote GridWLDFRContaminationAggregated | WLDFR | HFTD - Distribution - Tier 3 - 1QU CoRE ¦ 4QU LoRE | Non-Red Flag Warning - Catastrophic Fires | Contamination | Aggregated | 2029 | 2.5819e-08 | 111.286 | 2.8733e-06 | 2029 | Mitigation | 0.95 | 45 | 0 | esc | 0.00097009 | 2.5047e-11 | 0.00097009 | 2.5047e-11 | 0.0027785 | 2.3844e-10 | 0.012004 | 1.2713e-10
[120 empty] | 7.3.3.17.5 (Remote Grid) Updates to grid topology to minimize risk of ignition in HFTDs Remote GridWLDFRContaminationAggregated | WLDFR | HFTD - Distribution - Tier 3 - 1QU CoRE ¦ 4QU LoRE | Non-Red Flag Warning - Catastrophic Fires | Contamination | Aggregated | 2030 | 2.5819e-08 | 111.286 | 2.8733e-06 | 2030 | Mitigation | 0.95 | 45 | 0 | esc | 0.00097009 | 2.5047e-11 | 0.00097009 | 2.5047e-11 | 0.0027785 | 2.3844e-10 | 0.012004 | 1.2713e-10
[120 empty] | 7.3.3.17.5 (Remote Grid) Updates to grid topology to minimize risk of ignition in HFTDs Remote GridWLDFRContaminationAggregated | WLDFR | HFTD - Distribution - Tier 3 - 1QU CoRE ¦ 4QU LoRE | Non-Red Flag Warning - Catastrophic Fires | Contamination | Aggregated | 2031 | 2.5819e-08 | 111.286 | 2.8733e-06 | 2031 | Mitigation | 0.95 | 45 | 0 | esc | 0.00097009 | 2.5047e-11 | 0.00097009 | 2.5047e-11 | 0.0027785 | 2.3844e-10 | 0.012004 | 1.2713e-10
[120 empty] | 7.3.3.17.5 (Remote Grid) Updates to grid topology to minimize risk of ignition in HFTDs Remote GridWLDFRContaminationAggregated | WLDFR | HFTD - Distribution - Tier 3 - 1QU CoRE ¦ 4QU LoRE | Non-Red Flag Warning - Catastrophic Fires | Contamination | Aggregated | 2032 | 2.5819e-08 | 111.286 | 2.8733e-06 | 2032 | Mitigation | 0.95 | 45 | 0 | esc | 0.00097009 | 2.5047e-11 | 0.00097009 | 2.5047e-11 | 0.0027785 | 2.3844e-10 | 0.012004 | 1.2713e-10
[120 empty] | 7.3.3.17.5 (Remote Grid) Updates to grid topology to minimize risk of ignition in HFTDs Remote GridWLDFRContaminationAggregated | WLDFR | HFTD - Distribution - Tier 3 - 1QU CoRE ¦ 4QU LoRE | Non-Red Flag Warning - Catastrophic Fires | Contamination | Aggregated | 2033 | 2.5819e-08 | 111.286 | 2.8733e-06 | 2033 | Mitigation | 0.95 | 45 | 0 | esc | 0.00097009 | 2.5047e-11 | 0.00097009 | 2.5047e-11 | 0.0027785 | 2.3844e-10 | 0.012004 | 1.2713e-10
[120 empty] | 7.3.3.17.5 (Remote Grid) Updates to grid topology to minimize risk of ignition in HFTDs Remote GridWLDFRContaminationAggregated | WLDFR | HFTD - Distribution - Tier 3 - 1QU CoRE ¦ 4QU LoRE | Non-Red Flag Warning - Catastrophic Fires | Contamination | Aggregated | 2034 | 2.5819e-08 | 111.286 | 2.8733e-06 | 2034 | Mitigation | 0.95 | 45 | 0 | esc | 0.00097009 | 2.5047e-11 | 0.00097009 | 2.5047e-11 | 0.0027785 | 2.3844e-10 | 0.012004 | 1.2713e-10
[120 empty] | 7.3.3.17.5 (Remote Grid) Updates to grid topology to minimize risk of ignition in HFTDs Remote GridWLDFRContaminationAggregated | WLDFR | HFTD - Distribution - Tier 3 - 1QU CoRE ¦ 4QU LoRE | Non-Red Flag Warning - Catastrophic Fires | Contamination | Aggregated | 2035 | 2.5819e-08 | 111.286 | 2.8733e-06 | 2035 | Mitigation | 0.95 | 45 | 0 | esc | 0.00097009 | 2.5047e-11 | 0.00097009 | 2.5047e-11 | 0.0027785 | 2.3844e-10 | 0.012004 | 1.2713e-10
[120 empty] | 7.3.3.17.5 (Remote Grid) Updates to grid topology to minimize risk of ignition in HFTDs Remote GridWLDFRContaminationAggregated | WLDFR | HFTD - Distribution - Tier 3 - 1QU CoRE ¦ 4QU LoRE | Non-Red Flag Warning - Catastrophic Fires | Contamination | Aggregated | 2036 | 2.5819e-08 | 111.286 | 2.8733e-06 | 2036 | Mitigation | 0.95 | 45 | 0 | esc | 0.00097009 | 2.5047e-11 | 0.00097009 | 2.5047e-11 | 0.0027785 | 2.3844e-10 | 0.012004 | 1.2713e-10
[120 empty] | 7.3.3.17.5 (Remote Grid) Updates to grid topology to minimize risk of ignition in HFTDs Remote GridWLDFRContaminationAggregated | WLDFR | HFTD - Distribution - Tier 3 - 1QU CoRE ¦ 4QU LoRE | Non-Red Flag Warning - Catastrophic Fires | Contamination | Aggregated | 2037 | 2.5819e-08 | 111.286 | 2.8733e-06 | 2037 | Mitigation | 0.95 | 45 | 0 | esc | 0.00097009 | 2.5047e-11 | 0.00097009 | 2.5047e-11 | 0.0027785 | 2.3844e-10 | 0.012004 | 1.2713e-10
[120 empty] | 7.3.3.17.5 (Remote Grid) Updates to grid topology to minimize risk of ignition in HFTDs Remote GridWLDFRContaminationAggregated | WLDFR | HFTD - Distribution - Tier 3 - 1QU CoRE ¦ 4QU LoRE | Non-Red Flag Warning - Catastrophic Fires | Contamination | Aggregated | 2038 | 2.5819e-08 | 111.286 | 2.8733e-06 | 2038 | Mitigation | 0.95 | 45 | 0 | esc | 0.00097009 | 2.5047e-11 | 0.00097009 | 2.5047e-11 | 0.0027785 | 2.3844e-10 | 0.012004 | 1.2713e-10
[120 empty] | 7.3.3.17.5 (Remote Grid) Updates to grid topology to minimize risk of ignition in HFTDs Remote GridWLDFRContaminationAggregated | WLDFR | HFTD - Distribution - Tier 3 - 1QU CoRE ¦ 4QU LoRE | Non-Red Flag Warning - Catastrophic Fires | Contamination | Aggregated | 2039 | 2.5819e-08 | 111.286 | 2.8733e-06 | 2039 | Mitigation | 0.95 | 45 | 0 | esc | 0.00097009 | 2.5047e-11 | 0.00097009 | 2.5047e-11 | 0.0027785 | 2.3844e-10 | 0.012004 | 1.2713e-10
[120 empty] | 7.3.3.17.5 (Remote Grid) Updates to grid topology to minimize risk of ignition in HFTDs Remote GridWLDFRContaminationAggregated | WLDFR | HFTD - Distribution - Tier 3 - 1QU CoRE ¦ 4QU LoRE | Non-Red Flag Warning - Catastrophic Fires | Contamination | Aggregated | 2040 | 2.5819e-08 | 111.286 | 2.8733e-06 | 2040 | Mitigation | 0.95 | 45 | 0 | esc | 0.00097009 | 2.5047e-11 | 0.00097009 | 2.5047e-11 | 0.0027785 | 2.3844e-10 | 0.012004 | 1.2713e-10
[120 empty] | 7.3.3.17.5 (Remote Grid) Updates to grid topology to minimize risk of ignition in HFTDs Remote GridWLDFRContaminationAggregated | WLDFR | HFTD - Distribution - Tier 3 - 1QU CoRE ¦ 4QU LoRE | Non-Red Flag Warning - Catastrophic Fires | Contamination | Aggregated | 2041 | 2.5819e-08 | 111.286 | 2.8733e-06 | 2041 | Mitigation | 0.95 | 45 | 0 | esc | 0.00097009 | 2.5047e-11 | 0.00097009 | 2.5047e-11 | 0.0027785 | 2.3844e-10 | 0.012004 | 1.2713e-10
[120 empty] | 7.3.3.17.5 (Remote Grid) Updates to grid topology to minimize risk of ignition in HFTDs Remote GridWLDFRContaminationAggregated | WLDFR | HFTD - Distribution - Tier 3 - 1QU CoRE ¦ 4QU LoRE | Non-Red Flag Warning - Catastrophic Fires | Contamination | Aggregated | 2042 | 2.5819e-08 | 111.286 | 2.8733e-06 | 2042 | Mitigation | 0.95 | 45 | 0 | esc | 0.00097009 | 2.5047e-11 | 0.00097009 | 2.5047e-11 | 0.0027785 | 2.3844e-10 | 0.012004 | 1.2713e-10
[120 empty] | 7.3.3.17.5 (Remote Grid) Updates to grid topology to minimize risk of ignition in HFTDs Remote GridWLDFRContaminationAggregated | WLDFR | HFTD - Distribution - Tier 3 - 1QU CoRE ¦ 4QU LoRE | Non-Red Flag Warning - Catastrophic Fires | Contamination | Aggregated | 2043 | 2.5819e-08 | 111.286 | 2.8733e-06 | 2043 | Mitigation | 0.95 | 45 | 0 | esc | 0.00097009 | 2.5047e-11 | 0.00097009 | 2.5047e-11 | 0.0027785 | 2.3844e-10 | 0.012004 | 1.2713e-10
[120 empty] | 7.3.3.17.5 (Remote Grid) Updates to grid topology to minimize risk of ignition in HFTDs Remote GridWLDFRContaminationAggregated | WLDFR | HFTD - Distribution - Tier 3 - 1QU CoRE ¦ 4QU LoRE | Non-Red Flag Warning - Catastrophic Fires | Contamination | Aggregated | 2044 | 2.5819e-08 | 111.286 | 2.8733e-06 | 2044 | Mitigation | 0.95 | 45 | 0 | esc | 0.00097009 | 2.5047e-11 | 0.00097009 | 2.5047e-11 | 0.0027785 | 2.3844e-10 | 0.012004 | 1.2713e-10
[120 empty] | 7.3.3.17.5 (Remote Grid) Updates to grid topology to minimize risk of ignition in HFTDs Remote GridWLDFRContaminationAggregated | WLDFR | HFTD - Distribution - Tier 3 - 1QU CoRE ¦ 4QU LoRE | Non-Red Flag Warning - Catastrophic Fires | Contamination | Aggregated | 2045 | 2.5819e-08 | 111.286 | 2.8733e-06 | 2045 | Mitigation | 0.95 | 45 | 0 | esc | 0.00097009 | 2.5047e-11 | 0.00097009 | 2.5047e-11 | 0.0027785 | 2.3844e-10 | 0.012004 | 1.2713e-10
[120 empty] | 7.3.3.17.5 (Remote Grid) Updates to grid topology to minimize risk of ignition in HFTDs Remote GridWLDFRContaminationAggregated | WLDFR | HFTD - Distribution - Tier 3 - 1QU CoRE ¦ 4QU LoRE | Non-Red Flag Warning - Catastrophic Fires | Contamination | Aggregated | 2046 | 2.5819e-08 | 111.286 | 2.8733e-06 | 2046 | Mitigation | 0.95 | 45 | 0 | esc | 0.00097009 | 2.5047e-11 | 0.00097009 | 2.5047e-11 | 0.0027785 | 2.3844e-10 | 0.012004 | 1.2713e-10
[120 empty] | 7.3.3.17.5 (Remote Grid) Updates to grid topology to minimize risk of ignition in HFTDs Remote GridWLDFRContaminationAggregated | WLDFR | HFTD - Distribution - Tier 3 - 1QU CoRE ¦ 4QU LoRE | Non-Red Flag Warning - Catastrophic Fires | Contamination | Aggregated | 2047 | 2.5819e-08 | 111.286 | 2.8733e-06 | 2047 | Mitigation | 0.95 | 45 | 0 | esc | 0.00097009 | 2.5047e-11 | 0.00097009 | 2.5047e-11 | 0.0027785 | 2.3844e-10 | 0.012004 | 1.2713e-10
[120 empty] | 7.3.3.17.5 (Remote Grid) Updates to grid topology to minimize risk of ignition in HFTDs Remote GridWLDFRContaminationAggregated | WLDFR | HFTD - Distribution - Tier 3 - 1QU CoRE ¦ 4QU LoRE | Non-Red Flag Warning - Catastrophic Fires | Contamination | Aggregated | 2048 | 2.5819e-08 | 111.286 | 2.8733e-06 | 2048 | Mitigation | 0.95 | 45 | 0 | esc | 0.00097009 | 2.5047e-11 | 0.00097009 | 2.5047e-11 | 0 | 0 | 0 | 0
[120 empty] | 7.3.3.17.5 (Remote Grid) Updates to grid topology to minimize risk of ignition in HFTDs Remote GridWLDFRContaminationAggregated | WLDFR | HFTD - Distribution - Tier 3 - 1QU CoRE ¦ 4QU LoRE | Non-Red Flag Warning - Catastrophic Fires | Contamination | Aggregated | 2049 | 2.5819e-08 | 111.286 | 2.8733e-06 | 2049 | Mitigation | 0.95 | 45 | 0 | esc | 0.00097009 | 2.5047e-11 | 0.00097009 | 2.5047e-11 | 0.0027785 | 3.8038e-09 | 0 | 0
[120 empty] | 7.3.3.17.5 (Remote Grid) Updates to grid topology to minimize risk of ignition in HFTDs Remote GridWLDFRContaminationAggregated | WLDFR | HFTD - Distribution - Tier 3 - 1QU CoRE ¦ 4QU LoRE | Non-Red Flag Warning - Catastrophic Fires | Contamination | Aggregated | 2050 | 2.5819e-08 | 111.286 | 2.8733e-06 | 2050 | Mitigation | 0.95 | 45 | 0 | esc | 0.00097009 | 2.5047e-11 | 0.00097009 | 2.5047e-11 | 0.0027785 | 3.8038e-09 | 0.010025 | 2.5109e-10
[120 empty] | 7.3.3.17.5 (Remote Grid) Updates to grid topology to minimize risk of ignition in HFTDs Remote GridWLDFRContaminationAggregated | WLDFR | HFTD - Distribution - Tier 3 - 1QU CoRE ¦ 4QU LoRE | Non-Red Flag Warning - Catastrophic Fires | Contamination | Aggregated | 2051 | 2.5819e-08 | 111.286 | 2.8733e-06 | 2051 | Mitigation | 0.95 | 45 | 0 | esc | 0.00097009 | 2.5047e-11 | 0.00097009 | 2.5047e-11 | 0.0027785 | 3.8038e-09 | 0.010025 | 2.5109e-10
[120 empty] | 7.3.3.17.5 (Remote Grid) Updates to grid topology to minimize risk of ignition in HFTDs Remote GridWLDFRContaminationAggregated | WLDFR | HFTD - Distribution - Tier 3 - 1QU CoRE ¦ 4QU LoRE | Non-Red Flag Warning - Catastrophic Fires | Contamination | Aggregated | 2052 | 2.5819e-08 | 111.286 | 2.8733e-06 | 2052 | Mitigation | 0.95 | 45 | 0 | esc | 0.00097009 | 2.5047e-11 | 0.00097009 | 2.5047e-11 | 0.0027785 | 3.8038e-09 | 0.010025 | 2.5109e-10
[120 empty] | 7.3.3.17.5 (Remote Grid) Updates to grid topology to minimize risk of ignition in HFTDs Remote GridWLDFRContaminationAggregated | WLDFR | HFTD - Distribution - Tier 3 - 1QU CoRE ¦ 4QU LoRE | Non-Red Flag Warning - Catastrophic Fires | Contamination | Aggregated | 2053 | 2.5819e-08 | 111.286 | 2.8733e-06 | 2053 | Mitigation | 0.95 | 45 | 0 | esc | 0.00097009 | 2.5047e-11 | 0.00097009 | 2.5047e-11 | 0.0027785 | 3.8038e-09 | 0.010025 | 2.5109e-10
[120 empty] | 7.3.3.17.5 (Remote Grid) Updates to grid topology to minimize risk of ignition in HFTDs Remote GridWLDFRContaminationAggregated | WLDFR | HFTD - Distribution - Tier 3 - 1QU CoRE ¦ 4QU LoRE | Non-Red Flag Warning - Catastrophic Fires | Contamination | Aggregated | 2054 | 2.5819e-08 | 111.286 | 2.8733e-06 | 2054 | Mitigation | 0.95 | 45 | 0 | esc | 0.00097009 | 2.5047e-11 | 0.00097009 | 2.5047e-11 | 0.0027785 | 3.8038e-09 | 0.010025 | 2.5109e-10
[120 empty] | 7.3.3.17.5 (Remote Grid) Updates to grid topology to minimize risk of ignition in HFTDs Remote GridWLDFRContaminationAggregated | WLDFR | HFTD - Distribution - Tier 3 - 1QU CoRE ¦ 4QU LoRE | Non-Red Flag Warning - Catastrophic Fires | Contamination | Aggregated | 2055 | 2.5819e-08 | 111.286 | 2.8733e-06 | 2055 | Mitigation | 0.95 | 45 | 0 | esc | 0.00097009 | 2.5047e-11 | 0.00097009 | 2.5047e-11 | 0.0027785 | 3.8038e-09 | 0.010025 | 2.5109e-10
[120 empty] | 7.3.3.17.5 (Remote Grid) Updates to grid topology to minimize risk of ignition in HFTDs Remote GridWLDFRContaminationAggregated | WLDFR | HFTD - Distribution - Tier 3 - 1QU CoRE ¦ 4QU LoRE | Non-Red Flag Warning - Catastrophic Fires | Contamination | Aggregated | 2056 | 2.5819e-08 | 111.286 | 2.8733e-06 | 2056 | Mitigation | 0.95 | 45 | 0 | esc | 0.00097009 | 2.5047e-11 | 0.00097009 | 2.5047e-11 | 0.0027785 | 3.8038e-09 | 0.010025 | 2.5109e-10
[120 empty] | 7.3.3.17.5 (Remote Grid) Updates to grid topology to minimize risk of ignition in HFTDs Remote GridWLDFRContaminationAggregated | WLDFR | HFTD - Distribution - Tier 3 - 1QU CoRE ¦ 4QU LoRE | Non-Red Flag Warning - Catastrophic Fires | Contamination | Aggregated | 2057 | 2.5819e-08 | 111.286 | 2.8733e-06 | 2057 | Mitigation | 0.95 | 45 | 0 | esc | 0.00097009 | 2.5047e-11 | 0.00097009 | 2.5047e-11 | 0.0027785 | 3.8038e-09 | 0.010025 | 2.5109e-10
[120 empty] | 7.3.3.17.5 (Remote Grid) Updates to grid topology to minimize risk of ignition in HFTDs Remote GridWLDFRContaminationAggregated | WLDFR | HFTD - Distribution - Tier 3 - 1QU CoRE ¦ 4QU LoRE | Non-Red Flag Warning - Catastrophic Fires | Contamination | Aggregated | 2058 | 2.5819e-08 | 111.286 | 2.8733e-06 | 2058 | Mitigation | 0.95 | 45 | 0 | esc | 0.00097009 | 2.5047e-11 | 0.00097009 | 2.5047e-11 | 0.0027785 | 3.8038e-09 | 0.010025 | 2.5109e-10
[120 empty] | 7.3.3.17.5 (Remote Grid) Updates to grid topology to minimize risk of ignition in HFTDs Remote GridWLDFRContaminationAggregated | WLDFR | HFTD - Distribution - Tier 3 - 1QU CoRE ¦ 4QU LoRE | Non-Red Flag Warning - Catastrophic Fires | Contamination | Aggregated | 2059 | 2.5819e-08 | 111.286 | 2.8733e-06 | 2059 | Mitigation | 0.95 | 45 | 0 | esc | 0.00097009 | 2.5047e-11 | 0.00097009 | 2.5047e-11 | 0.0027785 | 3.8038e-09 | 0.010025 | 2.5109e-10
[120 empty] | 7.3.3.17.5 (Remote Grid) Updates to grid topology to minimize risk of ignition in HFTDs Remote GridWLDFRContaminationAggregated | WLDFR | HFTD - Distribution - Tier 3 - 1QU CoRE ¦ 4QU LoRE | Non-Red Flag Warning - Catastrophic Fires | Contamination | Aggregated | 2060 | 2.5819e-08 | 111.286 | 2.8733e-06 | 2060 | Mitigation | 0.95 | 45 | 0 | esc | 0.00097009 | 2.5047e-11 | 0.00097009 | 2.5047e-11 | 0.0027785 | 3.8038e-09 | 0.010025 | 2.5109e-10
[120 empty] | 7.3.3.17.5 (Remote Grid) Updates to grid topology to minimize risk of ignition in HFTDs Remote GridWLDFRContaminationAggregated | WLDFR | HFTD - Distribution - Tier 3 - 1QU CoRE ¦ 4QU LoRE | Non-Red Flag Warning - Catastrophic Fires | Contamination | Aggregated | 2061 | 2.5819e-08 | 111.286 | 2.8733e-06 | 2061 | Mitigation | 0.95 | 45 | 0 | esc | 0.00097009 | 2.5047e-11 | 0.00097009 | 2.5047e-11 | 0.0027785 | 3.8038e-09 | 0.010025 | 2.5109e-10
[120 empty] | 7.3.3.17.5 (Remote Grid) Updates to grid topology to minimize risk of ignition in HFTDs Remote GridWLDFRContaminationAggregated | WLDFR | HFTD - Distribution - Tier 3 - 1QU CoRE ¦ 4QU LoRE | Non-Red Flag Warning - Catastrophic Fires | Contamination | Aggregated | 2062 | 2.5819e-08 | 111.286 | 2.8733e-06 | 2062 | Mitigation | 0.95 | 45 | 0 | esc | 0.00097009 | 2.5047e-11 | 0.00097009 | 2.5047e-11 | 0.0027785 | 3.8038e-09 | 0.010025 | 2.5109e-10
[120 empty] | 7.3.3.17.5 (Remote Grid) Updates to grid topology to minimize risk of ignition in HFTDs Remote GridWLDFRContaminationAggregated | WLDFR | HFTD - Distribution - Tier 3 - 1QU CoRE ¦ 4QU LoRE | Non-Red Flag Warning - Catastrophic Fires | Contamination | Aggregated | 2063 | 2.5819e-08 | 111.286 | 2.8733e-06 | 2063 | Mitigation | 0.95 | 45 | 0 | esc | 0.00097009 | 2.5047e-11 | 0.00097009 | 2.5047e-11 | 0.0027785 | 3.8038e-09 | 0.010025 | 2.5109e-10
[120 empty] | 7.3.3.17.5 (Remote Grid) Updates to grid topology to minimize risk of ignition in HFTDs Remote GridWLDFRContaminationAggregated | WLDFR | HFTD - Distribution - Tier 3 - 1QU CoRE ¦ 4QU LoRE | Non-Red Flag Warning - Catastrophic Fires | Contamination | Aggregated | 2064 | 2.5819e-08 | 111.286 | 2.8733e-06 | 2064 | Mitigation | 0.95 | 45 | 0 | esc | 0.00097009 | 2.5047e-11 | 0.00097009 | 2.5047e-11 | 0.0027785 | 3.8038e-09 | 0.010025 | 2.5109e-10
[120 empty] | 7.3.3.17.5 (Remote Grid) Updates to grid topology to minimize risk of ignition in HFTDs Remote GridWLDFRContaminationAggregated | WLDFR | HFTD - Distribution - Tier 3 - 1QU CoRE ¦ 4QU LoRE | Non-Red Flag Warning - Catastrophic Fires | Contamination | Aggregated | 2065 | 2.5819e-08 | 111.286 | 2.8733e-06 | 2065 | Mitigation | 0.95 | 45 | 0 | esc | 0.00097009 | 2.5047e-11 | 0.00097009 | 2.5047e-11 | 0.0027785 | 3.8038e-09 | 0.010025 | 2.5109e-10
[120 empty] | 7.3.3.17.5 (Remote Grid) Updates to grid topology to minimize risk of ignition in HFTDs Remote GridWLDFRContaminationAggregated | WLDFR | HFTD - Distribution - Tier 3 - 1QU CoRE ¦ 4QU LoRE | Non-Red Flag Warning - Catastrophic Fires | Contamination | Aggregated | 2066 | 2.5819e-08 | 111.286 | 2.8733e-06 | 2066 | Mitigation | 0.95 | 45 | 0 | esc | 0.00097009 | 2.5047e-11 | 0.00097009 | 2.5047e-11 | 0.0027785 | 3.8038e-09 | 0.010025 | 2.5109e-10
[120 empty] | 7.3.3.17.5 (Remote Grid) Updates to grid topology to minimize risk of ignition in HFTDs Remote GridWLDFRContaminationAggregated | WLDFR | HFTD - Distribution - Tier 3 - 1QU CoRE ¦ 4QU LoRE | Non-Red Flag Warning - Catastrophic Fires | Contamination | Aggregated | 2067 | 2.5819e-08 | 111.286 | 2.8733e-06 | 2067 | Mitigation | 0.95 | 45 | 0 | esc | 0 | 0 | 0.00097009 | 2.5047e-11 | 0.0027785 | 3.8038e-09 | 0.010025 | 2.5109e-10
[120 empty] | 7.3.3.17.5 (Remote Grid) Updates to grid topology to minimize risk of ignition in HFTDs Remote GridWLDFREquipment / facility failureAggregated | WLDFR | HFTD - Distribution - Tier 3 - 1QU CoRE ¦ 4QU LoRE | Non-Red Flag Warning - Catastrophic Fires | Equipment / facility failure | Aggregated | 2022 | 8.4603e-08 | 111.286 | 9.4151e-06 | 2022 | Mitigation | 0.95 | 45 | 0 | esc | 0.00097009 | 8.2072e-11 | 0 | 0 | 0.0027785 | 3.8038e-09 | 0.010025 | 2.5109e-10
[120 empty] | 7.3.3.17.5 (Remote Grid) Updates to grid topology to minimize risk of ignition in HFTDs Remote GridWLDFREquipment / facility failureAggregated | WLDFR | HFTD - Distribution - Tier 3 - 1QU CoRE ¦ 4QU LoRE | Non-Red Flag Warning - Catastrophic Fires | Equipment / facility failure | Aggregated | 2023 | 8.4603e-08 | 111.286 | 9.4151e-06 | 2023 | Mitigation | 0.95 | 45 | 0 | esc | 0.00097009 | 8.2072e-11 | 0.00097009 | 8.2072e-11 | 0.0027785 | 3.8038e-09 | 0.010025 | 2.5109e-10
[120 empty] | 7.3.3.17.5 (Remote Grid) Updates to grid topology to minimize risk of ignition in HFTDs Remote GridWLDFREquipment / facility failureAggregated | WLDFR | HFTD - Distribution - Tier 3 - 1QU CoRE ¦ 4QU LoRE | Non-Red Flag Warning - Catastrophic Fires | Equipment / facility failure | Aggregated | 2024 | 8.4603e-08 | 111.286 | 9.4151e-06 | 2024 | Mitigation | 0.95 | 45 | 0 | esc | 0.00097009 | 8.2072e-11 | 0.00097009 | 8.2072e-11 | 0.0027785 | 3.8038e-09 | 0.010025 | 2.5109e-10
[120 empty] | 7.3.3.17.5 (Remote Grid) Updates to grid topology to minimize risk of ignition in HFTDs Remote GridWLDFREquipment / facility failureAggregated | WLDFR | HFTD - Distribution - Tier 3 - 1QU CoRE ¦ 4QU LoRE | Non-Red Flag Warning - Catastrophic Fires | Equipment / facility failure | Aggregated | 2025 | 8.4603e-08 | 111.286 | 9.4151e-06 | 2025 | Mitigation | 0.95 | 45 | 0 | esc | 0.00097009 | 8.2072e-11 | 0.00097009 | 8.2072e-11 | 0.0027785 | 3.8038e-09 | 0.010025 | 2.5109e-10
[120 empty] | 7.3.3.17.5 (Remote Grid) Updates to grid topology to minimize risk of ignition in HFTDs Remote GridWLDFREquipment / facility failureAggregated | WLDFR | HFTD - Distribution - Tier 3 - 1QU CoRE ¦ 4QU LoRE | Non-Red Flag Warning - Catastrophic Fires | Equipment / facility failure | Aggregated | 2026 | 8.4603e-08 | 111.286 | 9.4151e-06 | 2026 | Mitigation | 0.95 | 45 | 0 | esc | 0.00097009 | 8.2072e-11 | 0.00097009 | 8.2072e-11 | 0.0027785 | 3.8038e-09 | 0.010025 | 2.5109e-10
[120 empty] | 7.3.3.17.5 (Remote Grid) Updates to grid topology to minimize risk of ignition in HFTDs Remote GridWLDFREquipment / facility failureAggregated | WLDFR | HFTD - Distribution - Tier 3 - 1QU CoRE ¦ 4QU LoRE | Non-Red Flag Warning - Catastrophic Fires | Equipment / facility failure | Aggregated | 2027 | 8.4603e-08 | 111.286 | 9.4151e-06 | 2027 | Mitigation | 0.95 | 45 | 0 | esc | 0.00097009 | 8.2072e-11 | 0.00097009 | 8.2072e-11 | 0.0027785 | 3.8038e-09 | 0.010025 | 2.5109e-10
[120 empty] | 7.3.3.17.5 (Remote Grid) Updates to grid topology to minimize risk of ignition in HFTDs Remote GridWLDFREquipment / facility failureAggregated | WLDFR | HFTD - Distribution - Tier 3 - 1QU CoRE ¦ 4QU LoRE | Non-Red Flag Warning - Catastrophic Fires | Equipment / facility failure | Aggregated | 2028 | 8.4603e-08 | 111.286 | 9.4151e-06 | 2028 | Mitigation | 0.95 | 45 | 0 | esc | 0.00097009 | 8.2072e-11 | 0.00097009 | 8.2072e-11 | 0.0027785 | 3.8038e-09 | 0.010025 | 2.5109e-10
[120 empty] | 7.3.3.17.5 (Remote Grid) Updates to grid topology to minimize risk of ignition in HFTDs Remote GridWLDFREquipment / facility failureAggregated | WLDFR | HFTD - Distribution - Tier 3 - 1QU CoRE ¦ 4QU LoRE | Non-Red Flag Warning - Catastrophic Fires | Equipment / facility failure | Aggregated | 2029 | 8.4603e-08 | 111.286 | 9.4151e-06 | 2029 | Mitigation | 0.95 | 45 | 0 | esc | 0.00097009 | 8.2072e-11 | 0.00097009 | 8.2072e-11 | 0.0027785 | 3.8038e-09 | 0.010025 | 2.5109e-10
[120 empty] | 7.3.3.17.5 (Remote Grid) Updates to grid topology to minimize risk of ignition in HFTDs Remote GridWLDFREquipment / facility failureAggregated | WLDFR | HFTD - Distribution - Tier 3 - 1QU CoRE ¦ 4QU LoRE | Non-Red Flag Warning - Catastrophic Fires | Equipment / facility failure | Aggregated | 2030 | 8.4603e-08 | 111.286 | 9.4151e-06 | 2030 | Mitigation | 0.95 | 45 | 0 | esc | 0.00097009 | 8.2072e-11 | 0.00097009 | 8.2072e-11 | 0.0027785 | 3.8038e-09 | 0.010025 | 2.5109e-10
[120 empty] | 7.3.3.17.5 (Remote Grid) Updates to grid topology to minimize risk of ignition in HFTDs Remote GridWLDFREquipment / facility failureAggregated | WLDFR | HFTD - Distribution - Tier 3 - 1QU CoRE ¦ 4QU LoRE | Non-Red Flag Warning - Catastrophic Fires | Equipment / facility failure | Aggregated | 2031 | 8.4603e-08 | 111.286 | 9.4151e-06 | 2031 | Mitigation | 0.95 | 45 | 0 | esc | 0.00097009 | 8.2072e-11 | 0.00097009 | 8.2072e-11 | 0.0027785 | 3.8038e-09 | 0.010025 | 2.5109e-10
[120 empty] | 7.3.3.17.5 (Remote Grid) Updates to grid topology to minimize risk of ignition in HFTDs Remote GridWLDFREquipment / facility failureAggregated | WLDFR | HFTD - Distribution - Tier 3 - 1QU CoRE ¦ 4QU LoRE | Non-Red Flag Warning - Catastrophic Fires | Equipment / facility failure | Aggregated | 2032 | 8.4603e-08 | 111.286 | 9.4151e-06 | 2032 | Mitigation | 0.95 | 45 | 0 | esc | 0.00097009 | 8.2072e-11 | 0.00097009 | 8.2072e-11 | 0.0027785 | 3.8038e-09 | 0.010025 | 2.5109e-10
[120 empty] | 7.3.3.17.5 (Remote Grid) Updates to grid topology to minimize risk of ignition in HFTDs Remote GridWLDFREquipment / facility failureAggregated | WLDFR | HFTD - Distribution - Tier 3 - 1QU CoRE ¦ 4QU LoRE | Non-Red Flag Warning - Catastrophic Fires | Equipment / facility failure | Aggregated | 2033 | 8.4603e-08 | 111.286 | 9.4151e-06 | 2033 | Mitigation | 0.95 | 45 | 0 | esc | 0.00097009 | 8.2072e-11 | 0.00097009 | 8.2072e-11 | 0.0027785 | 3.8038e-09 | 0.010025 | 2.5109e-10
[120 empty] | 7.3.3.17.5 (Remote Grid) Updates to grid topology to minimize risk of ignition in HFTDs Remote GridWLDFREquipment / facility failureAggregated | WLDFR | HFTD - Distribution - Tier 3 - 1QU CoRE ¦ 4QU LoRE | Non-Red Flag Warning - Catastrophic Fires | Equipment / facility failure | Aggregated | 2034 | 8.4603e-08 | 111.286 | 9.4151e-06 | 2034 | Mitigation | 0.95 | 45 | 0 | esc | 0.00097009 | 8.2072e-11 | 0.00097009 | 8.2072e-11 | 0.0027785 | 3.8038e-09 | 0 | 0
[120 empty] | 7.3.3.17.5 (Remote Grid) Updates to grid topology to minimize risk of ignition in HFTDs Remote GridWLDFREquipment / facility failureAggregated | WLDFR | HFTD - Distribution - Tier 3 - 1QU CoRE ¦ 4QU LoRE | Non-Red Flag Warning - Catastrophic Fires | Equipment / facility failure | Aggregated | 2035 | 8.4603e-08 | 111.286 | 9.4151e-06 | 2035 | Mitigation | 0.95 | 45 | 0 | esc | 0.00097009 | 8.2072e-11 | 0.00097009 | 8.2072e-11 | 0.0027785 | 3.8038e-09 | 0 | 0
[120 empty] | 7.3.3.17.5 (Remote Grid) Updates to grid topology to minimize risk of ignition in HFTDs Remote GridWLDFREquipment / facility failureAggregated | WLDFR | HFTD - Distribution - Tier 3 - 1QU CoRE ¦ 4QU LoRE | Non-Red Flag Warning - Catastrophic Fires | Equipment / facility failure | Aggregated | 2036 | 8.4603e-08 | 111.286 | 9.4151e-06 | 2036 | Mitigation | 0.95 | 45 | 0 | esc | 0.00097009 | 8.2072e-11 | 0.00097009 | 8.2072e-11 | 0.0027785 | 3.8038e-09 | 0.0094681 | 8.0952e-10
[120 empty] | 7.3.3.17.5 (Remote Grid) Updates to grid topology to minimize risk of ignition in HFTDs Remote GridWLDFREquipment / facility failureAggregated | WLDFR | HFTD - Distribution - Tier 3 - 1QU CoRE ¦ 4QU LoRE | Non-Red Flag Warning - Catastrophic Fires | Equipment / facility failure | Aggregated | 2037 | 8.4603e-08 | 111.286 | 9.4151e-06 | 2037 | Mitigation | 0.95 | 45 | 0 | esc | 0.00097009 | 8.2072e-11 | 0.00097009 | 8.2072e-11 | 0.0027785 | 3.8038e-09 | 0.0094681 | 8.0952e-10
[120 empty] | 7.3.3.17.5 (Remote Grid) Updates to grid topology to minimize risk of ignition in HFTDs Remote GridWLDFREquipment / facility failureAggregated | WLDFR | HFTD - Distribution - Tier 3 - 1QU CoRE ¦ 4QU LoRE | Non-Red Flag Warning - Catastrophic Fires | Equipment / facility failure | Aggregated | 2038 | 8.4603e-08 | 111.286 | 9.4151e-06 | 2038 | Mitigation | 0.95 | 45 | 0 | esc | 0.00097009 | 8.2072e-11 | 0.00097009 | 8.2072e-11 | 0.0027785 | 3.8038e-09 | 0.0094681 | 8.0952e-10
[120 empty] | 7.3.3.17.5 (Remote Grid) Updates to grid topology to minimize risk of ignition in HFTDs Remote GridWLDFREquipment / facility failureAggregated | WLDFR | HFTD - Distribution - Tier 3 - 1QU CoRE ¦ 4QU LoRE | Non-Red Flag Warning - Catastrophic Fires | Equipment / facility failure | Aggregated | 2039 | 8.4603e-08 | 111.286 | 9.4151e-06 | 2039 | Mitigation | 0.95 | 45 | 0 | esc | 0.00097009 | 8.2072e-11 | 0.00097009 | 8.2072e-11 | 0.0027785 | 3.8038e-09 | 0.0094681 | 8.0952e-10
[120 empty] | 7.3.3.17.5 (Remote Grid) Updates to grid topology to minimize risk of ignition in HFTDs Remote GridWLDFREquipment / facility failureAggregated | WLDFR | HFTD - Distribution - Tier 3 - 1QU CoRE ¦ 4QU LoRE | Non-Red Flag Warning - Catastrophic Fires | Equipment / facility failure | Aggregated | 2040 | 8.4603e-08 | 111.286 | 9.4151e-06 | 2040 | Mitigation | 0.95 | 45 | 0 | esc | 0.00097009 | 8.2072e-11 | 0.00097009 | 8.2072e-11 | 0.0027785 | 3.8038e-09 | 0.0094681 | 8.0952e-10
[120 empty] | 7.3.3.17.5 (Remote Grid) Updates to grid topology to minimize risk of ignition in HFTDs Remote GridWLDFREquipment / facility failureAggregated | WLDFR | HFTD - Distribution - Tier 3 - 1QU CoRE ¦ 4QU LoRE | Non-Red Flag Warning - Catastrophic Fires | Equipment / facility failure | Aggregated | 2041 | 8.4603e-08 | 111.286 | 9.4151e-06 | 2041 | Mitigation | 0.95 | 45 | 0 | esc | 0.00097009 | 8.2072e-11 | 0.00097009 | 8.2072e-11 | 0.0027785 | 3.8038e-09 | 0.0094681 | 8.0952e-10
[120 empty] | 7.3.3.17.5 (Remote Grid) Updates to grid topology to minimize risk of ignition in HFTDs Remote GridWLDFREquipment / facility failureAggregated | WLDFR | HFTD - Distribution - Tier 3 - 1QU CoRE ¦ 4QU LoRE | Non-Red Flag Warning - Catastrophic Fires | Equipment / facility failure | Aggregated | 2042 | 8.4603e-08 | 111.286 | 9.4151e-06 | 2042 | Mitigation | 0.95 | 45 | 0 | esc | 0.00097009 | 8.2072e-11 | 0.00097009 | 8.2072e-11 | 0.0027785 | 3.8038e-09 | 0.0094681 | 8.0952e-10
[120 empty] | 7.3.3.17.5 (Remote Grid) Updates to grid topology to minimize risk of ignition in HFTDs Remote GridWLDFREquipment / facility failureAggregated | WLDFR | HFTD - Distribution - Tier 3 - 1QU CoRE ¦ 4QU LoRE | Non-Red Flag Warning - Catastrophic Fires | Equipment / facility failure | Aggregated | 2043 | 8.4603e-08 | 111.286 | 9.4151e-06 | 2043 | Mitigation | 0.95 | 45 | 0 | esc | 0.00097009 | 8.2072e-11 | 0.00097009 | 8.2072e-11 | 0.0027785 | 3.8038e-09 | 0.0094681 | 8.0952e-10
[120 empty] | 7.3.3.17.5 (Remote Grid) Updates to grid topology to minimize risk of ignition in HFTDs Remote GridWLDFREquipment / facility failureAggregated | WLDFR | HFTD - Distribution - Tier 3 - 1QU CoRE ¦ 4QU LoRE | Non-Red Flag Warning - Catastrophic Fires | Equipment / facility failure | Aggregated | 2044 | 8.4603e-08 | 111.286 | 9.4151e-06 | 2044 | Mitigation | 0.95 | 45 | 0 | esc | 0.00097009 | 8.2072e-11 | 0.00097009 | 8.2072e-11 | 0.0027785 | 3.8038e-09 | 0.0094681 | 8.0952e-10
[120 empty] | 7.3.3.17.5 (Remote Grid) Updates to grid topology to minimize risk of ignition in HFTDs Remote GridWLDFREquipment / facility failureAggregated | WLDFR | HFTD - Distribution - Tier 3 - 1QU CoRE ¦ 4QU LoRE | Non-Red Flag Warning - Catastrophic Fires | Equipment / facility failure | Aggregated | 2045 | 8.4603e-08 | 111.286 | 9.4151e-06 | 2045 | Mitigation | 0.95 | 45 | 0 | esc | 0.00097009 | 8.2072e-11 | 0.00097009 | 8.2072e-11 | 0.0027785 | 3.8038e-09 | 0.0094681 | 8.0952e-10
[120 empty] | 7.3.3.17.5 (Remote Grid) Updates to grid topology to minimize risk of ignition in HFTDs Remote GridWLDFREquipment / facility failureAggregated | WLDFR | HFTD - Distribution - Tier 3 - 1QU CoRE ¦ 4QU LoRE | Non-Red Flag Warning - Catastrophic Fires | Equipment / facility failure | Aggregated | 2046 | 8.4603e-08 | 111.286 | 9.4151e-06 | 2046 | Mitigation | 0.95 | 45 | 0 | esc | 0.00097009 | 8.2072e-11 | 0.00097009 | 8.2072e-11 | 0.0027785 | 3.8038e-09 | 0.0094681 | 8.0952e-10
[120 empty] | 7.3.3.17.5 (Remote Grid) Updates to grid topology to minimize risk of ignition in HFTDs Remote GridWLDFREquipment / facility failureAggregated | WLDFR | HFTD - Distribution - Tier 3 - 1QU CoRE ¦ 4QU LoRE | Non-Red Flag Warning - Catastrophic Fires | Equipment / facility failure | Aggregated | 2047 | 8.4603e-08 | 111.286 | 9.4151e-06 | 2047 | Mitigation | 0.95 | 45 | 0 | esc | 0.00097009 | 8.2072e-11 | 0.00097009 | 8.2072e-11 | 0.0027785 | 3.8038e-09 | 0.0094681 | 8.0952e-10
[120 empty] | 7.3.3.17.5 (Remote Grid) Updates to grid topology to minimize risk of ignition in HFTDs Remote GridWLDFREquipment / facility failureAggregated | WLDFR | HFTD - Distribution - Tier 3 - 1QU CoRE ¦ 4QU LoRE | Non-Red Flag Warning - Catastrophic Fires | Equipment / facility failure | Aggregated | 2048 | 8.4603e-08 | 111.286 | 9.4151e-06 | 2048 | Mitigation | 0.95 | 45 | 0 | esc | 0.00097009 | 8.2072e-11 | 0.00097009 | 8.2072e-11 | 0.0027785 | 3.8038e-09 | 0.0094681 | 8.0952e-10
[120 empty] | 7.3.3.17.5 (Remote Grid) Updates to grid topology to minimize risk of ignition in HFTDs Remote GridWLDFREquipment / facility failureAggregated | WLDFR | HFTD - Distribution - Tier 3 - 1QU CoRE ¦ 4QU LoRE | Non-Red Flag Warning - Catastrophic Fires | Equipment / facility failure | Aggregated | 2049 | 8.4603e-08 | 111.286 | 9.4151e-06 | 2049 | Mitigation | 0.95 | 45 | 0 | esc | 0.00097009 | 8.2072e-11 | 0.00097009 | 8.2072e-11 | 0.0027785 | 3.8038e-09 | 0.0094681 | 8.0952e-10
[120 empty] | 7.3.3.17.5 (Remote Grid) Updates to grid topology to minimize risk of ignition in HFTDs Remote GridWLDFREquipment / facility failureAggregated | WLDFR | HFTD - Distribution - Tier 3 - 1QU CoRE ¦ 4QU LoRE | Non-Red Flag Warning - Catastrophic Fires | Equipment / facility failure | Aggregated | 2050 | 8.4603e-08 | 111.286 | 9.4151e-06 | 2050 | Mitigation | 0.95 | 45 | 0 | esc | 0.00097009 | 8.2072e-11 | 0.00097009 | 8.2072e-11 | 0.0027785 | 3.8038e-09 | 0.0094681 | 8.0952e-10
[120 empty] | 7.3.3.17.5 (Remote Grid) Updates to grid topology to minimize risk of ignition in HFTDs Remote GridWLDFREquipment / facility failureAggregated | WLDFR | HFTD - Distribution - Tier 3 - 1QU CoRE ¦ 4QU LoRE | Non-Red Flag Warning - Catastrophic Fires | Equipment / facility failure | Aggregated | 2051 | 8.4603e-08 | 111.286 | 9.4151e-06 | 2051 | Mitigation | 0.95 | 45 | 0 | esc | 0.00097009 | 8.2072e-11 | 0.00097009 | 8.2072e-11 | 0.0027785 | 3.8038e-09 | 0.0094681 | 8.0952e-10
[120 empty] | 7.3.3.17.5 (Remote Grid) Updates to grid topology to minimize risk of ignition in HFTDs Remote GridWLDFREquipment / facility failureAggregated | WLDFR | HFTD - Distribution - Tier 3 - 1QU CoRE ¦ 4QU LoRE | Non-Red Flag Warning - Catastrophic Fires | Equipment / facility failure | Aggregated | 2052 | 8.4603e-08 | 111.286 | 9.4151e-06 | 2052 | Mitigation | 0.95 | 45 | 0 | esc | 0.00097009 | 8.2072e-11 | 0.00097009 | 8.2072e-11 | 0 | 0 | 0.0094681 | 8.0952e-10
[120 empty] | 7.3.3.17.5 (Remote Grid) Updates to grid topology to minimize risk of ignition in HFTDs Remote GridWLDFREquipment / facility failureAggregated | WLDFR | HFTD - Distribution - Tier 3 - 1QU CoRE ¦ 4QU LoRE | Non-Red Flag Warning - Catastrophic Fires | Equipment / facility failure | Aggregated | 2053 | 8.4603e-08 | 111.286 | 9.4151e-06 | 2053 | Mitigation | 0.95 | 45 | 0 | esc | 0.00097009 | 8.2072e-11 | 0.00097009 | 8.2072e-11 | 0.0027785 | 1.0082e-09 | 0.0094681 | 8.0952e-10
[120 empty] | 7.3.3.17.5 (Remote Grid) Updates to grid topology to minimize risk of ignition in HFTDs Remote GridWLDFREquipment / facility failureAggregated | WLDFR | HFTD - Distribution - Tier 3 - 1QU CoRE ¦ 4QU LoRE | Non-Red Flag Warning - Catastrophic Fires | Equipment / facility failure | Aggregated | 2054 | 8.4603e-08 | 111.286 | 9.4151e-06 | 2054 | Mitigation | 0.95 | 45 | 0 | esc | 0.00097009 | 8.2072e-11 | 0.00097009 | 8.2072e-11 | 0.0027785 | 1.0082e-09 | 0.0094681 | 8.0952e-10
[120 empty] | 7.3.3.17.5 (Remote Grid) Updates to grid topology to minimize risk of ignition in HFTDs Remote GridWLDFREquipment / facility failureAggregated | WLDFR | HFTD - Distribution - Tier 3 - 1QU CoRE ¦ 4QU LoRE | Non-Red Flag Warning - Catastrophic Fires | Equipment / facility failure | Aggregated | 2055 | 8.4603e-08 | 111.286 | 9.4151e-06 | 2055 | Mitigation | 0.95 | 45 | 0 | esc | 0.00097009 | 8.2072e-11 | 0.00097009 | 8.2072e-11 | 0.0027785 | 1.0082e-09 | 0.0094681 | 8.0952e-10
[120 empty] | 7.3.3.17.5 (Remote Grid) Updates to grid topology to minimize risk of ignition in HFTDs Remote GridWLDFREquipment / facility failureAggregated | WLDFR | HFTD - Distribution - Tier 3 - 1QU CoRE ¦ 4QU LoRE | Non-Red Flag Warning - Catastrophic Fires | Equipment / facility failure | Aggregated | 2056 | 8.4603e-08 | 111.286 | 9.4151e-06 | 2056 | Mitigation | 0.95 | 45 | 0 | esc | 0.00097009 | 8.2072e-11 | 0.00097009 | 8.2072e-11 | 0.0027785 | 1.0082e-09 | 0.0094681 | 8.0952e-10
[120 empty] | 7.3.3.17.5 (Remote Grid) Updates to grid topology to minimize risk of ignition in HFTDs Remote GridWLDFREquipment / facility failureAggregated | WLDFR | HFTD - Distribution - Tier 3 - 1QU CoRE ¦ 4QU LoRE | Non-Red Flag Warning - Catastrophic Fires | Equipment / facility failure | Aggregated | 2057 | 8.4603e-08 | 111.286 | 9.4151e-06 | 2057 | Mitigation | 0.95 | 45 | 0 | esc | 0.00097009 | 8.2072e-11 | 0.00097009 | 8.2072e-11 | 0.0027785 | 1.0082e-09 | 0.0094681 | 8.0952e-10
[120 empty] | 7.3.3.17.5 (Remote Grid) Updates to grid topology to minimize risk of ignition in HFTDs Remote GridWLDFREquipment / facility failureAggregated | WLDFR | HFTD - Distribution - Tier 3 - 1QU CoRE ¦ 4QU LoRE | Non-Red Flag Warning - Catastrophic Fires | Equipment / facility failure | Aggregated | 2058 | 8.4603e-08 | 111.286 | 9.4151e-06 | 2058 | Mitigation | 0.95 | 45 | 0 | esc | 0.00097009 | 8.2072e-11 | 0.00097009 | 8.2072e-11 | 0.0027785 | 1.0082e-09 | 0.0094681 | 8.0952e-10
[120 empty] | 7.3.3.17.5 (Remote Grid) Updates to grid topology to minimize risk of ignition in HFTDs Remote GridWLDFREquipment / facility failureAggregated | WLDFR | HFTD - Distribution - Tier 3 - 1QU CoRE ¦ 4QU LoRE | Non-Red Flag Warning - Catastrophic Fires | Equipment / facility failure | Aggregated | 2059 | 8.4603e-08 | 111.286 | 9.4151e-06 | 2059 | Mitigation | 0.95 | 45 | 0 | esc | 0.00097009 | 8.2072e-11 | 0.00097009 | 8.2072e-11 | 0.0027785 | 1.0082e-09 | 0.0094681 | 8.0952e-10
[120 empty] | 7.3.3.17.5 (Remote Grid) Updates to grid topology to minimize risk of ignition in HFTDs Remote GridWLDFREquipment / facility failureAggregated | WLDFR | HFTD - Distribution - Tier 3 - 1QU CoRE ¦ 4QU LoRE | Non-Red Flag Warning - Catastrophic Fires | Equipment / facility failure | Aggregated | 2060 | 8.4603e-08 | 111.286 | 9.4151e-06 | 2060 | Mitigation | 0.95 | 45 | 0 | esc | 0.00097009 | 8.2072e-11 | 0.00097009 | 8.2072e-11 | 0.0027785 | 1.0082e-09 | 0.0094681 | 8.0952e-10
[120 empty] | 7.3.3.17.5 (Remote Grid) Updates to grid topology to minimize risk of ignition in HFTDs Remote GridWLDFREquipment / facility failureAggregated | WLDFR | HFTD - Distribution - Tier 3 - 1QU CoRE ¦ 4QU LoRE | Non-Red Flag Warning - Catastrophic Fires | Equipment / facility failure | Aggregated | 2061 | 8.4603e-08 | 111.286 | 9.4151e-06 | 2061 | Mitigation | 0.95 | 45 | 0 | esc | 0.00097009 | 8.2072e-11 | 0.00097009 | 8.2072e-11 | 0.0027785 | 1.0082e-09 | 0.0094681 | 8.0952e-10
[120 empty] | 7.3.3.17.5 (Remote Grid) Updates to grid topology to minimize risk of ignition in HFTDs Remote GridWLDFREquipment / facility failureAggregated | WLDFR | HFTD - Distribution - Tier 3 - 1QU CoRE ¦ 4QU LoRE | Non-Red Flag Warning - Catastrophic Fires | Equipment / facility failure | Aggregated | 2062 | 8.4603e-08 | 111.286 | 9.4151e-06 | 2062 | Mitigation | 0.95 | 45 | 0 | esc | 0.00097009 | 8.2072e-11 | 0.00097009 | 8.2072e-11 | 0.0027785 | 1.0082e-09 | 0.0094681 | 8.0952e-10
[120 empty] | 7.3.3.17.5 (Remote Grid) Updates to grid topology to minimize risk of ignition in HFTDs Remote GridWLDFREquipment / facility failureAggregated | WLDFR | HFTD - Distribution - Tier 3 - 1QU CoRE ¦ 4QU LoRE | Non-Red Flag Warning - Catastrophic Fires | Equipment / facility failure | Aggregated | 2063 | 8.4603e-08 | 111.286 | 9.4151e-06 | 2063 | Mitigation | 0.95 | 45 | 0 | esc | 0.00097009 | 8.2072e-11 | 0.00097009 | 8.2072e-11 | 0.0027785 | 1.0082e-09 | 0.0094681 | 8.0952e-10
[120 empty] | 7.3.3.17.5 (Remote Grid) Updates to grid topology to minimize risk of ignition in HFTDs Remote GridWLDFREquipment / facility failureAggregated | WLDFR | HFTD - Distribution - Tier 3 - 1QU CoRE ¦ 4QU LoRE | Non-Red Flag Warning - Catastrophic Fires | Equipment / facility failure | Aggregated | 2064 | 8.4603e-08 | 111.286 | 9.4151e-06 | 2064 | Mitigation | 0.95 | 45 | 0 | esc | 0.00097009 | 8.2072e-11 | 0.00097009 | 8.2072e-11 | 0.0027785 | 1.0082e-09 | 0.0094681 | 8.0952e-10
[120 empty] | 7.3.3.17.5 (Remote Grid) Updates to grid topology to minimize risk of ignition in HFTDs Remote GridWLDFREquipment / facility failureAggregated | WLDFR | HFTD - Distribution - Tier 3 - 1QU CoRE ¦ 4QU LoRE | Non-Red Flag Warning - Catastrophic Fires | Equipment / facility failure | Aggregated | 2065 | 8.4603e-08 | 111.286 | 9.4151e-06 | 2065 | Mitigation | 0.95 | 45 | 0 | esc | 0.00097009 | 8.2072e-11 | 0.00097009 | 8.2072e-11 | 0.0027785 | 1.0082e-09 | 0.0094681 | 8.0952e-10
[120 empty] | 7.3.3.17.5 (Remote Grid) Updates to grid topology to minimize risk of ignition in HFTDs Remote GridWLDFREquipment / facility failureAggregated | WLDFR | HFTD - Distribution - Tier 3 - 1QU CoRE ¦ 4QU LoRE | Non-Red Flag Warning - Catastrophic Fires | Equipment / facility failure | Aggregated | 2066 | 8.4603e-08 | 111.286 | 9.4151e-06 | 2066 | Mitigation | 0.95 | 45 | 0 | esc | 0.00097009 | 8.2072e-11 | 0.00097009 | 8.2072e-11 | 0.0027785 | 1.0082e-09 | 0 | 0
[120 empty] | 7.3.3.17.5 (Remote Grid) Updates to grid topology to minimize risk of ignition in HFTDs Remote GridWLDFREquipment / facility failureAggregated | WLDFR | HFTD - Distribution - Tier 3 - 1QU CoRE ¦ 4QU LoRE | Non-Red Flag Warning - Catastrophic Fires | Equipment / facility failure | Aggregated | 2067 | 8.4603e-08 | 111.286 | 9.4151e-06 | 2067 | Mitigation | 0.95 | 45 | 0 | esc | 0 | 0 | 0.00097009 | 8.2072e-11 | 0.0027785 | 1.0082e-09 | 0 | 0
[120 empty] | 7.3.3.17.5 (Remote Grid) Updates to grid topology to minimize risk of ignition in HFTDs Remote GridWLDFRVegetation ContactAggregated | WLDFR | HFTD - Distribution - Tier 3 - 1QU CoRE ¦ 4QU LoRE | Non-Red Flag Warning - Catastrophic Fires | Vegetation Contact | Aggregated | 2022 | 9.5368e-07 | 111.286 | 0.00010613 | 2022 | Mitigation | 0.95 | 45 | 0 | esc | 0.00097009 | 9.2515e-10 | 0 | 0 | 0.0027785 | 1.0082e-09 | 0.010598 | 4.823e-11
[120 empty] | 7.3.3.17.5 (Remote Grid) Updates to grid topology to minimize risk of ignition in HFTDs Remote GridWLDFRVegetation ContactAggregated | WLDFR | HFTD - Distribution - Tier 3 - 1QU CoRE ¦ 4QU LoRE | Non-Red Flag Warning - Catastrophic Fires | Vegetation Contact | Aggregated | 2023 | 9.5368e-07 | 111.286 | 0.00010613 | 2023 | Mitigation | 0.95 | 45 | 0 | esc | 0.00097009 | 9.2515e-10 | 0.00097009 | 9.2515e-10 | 0.0027785 | 1.0082e-09 | 0.010598 | 4.823e-11
[120 empty] | 7.3.3.17.5 (Remote Grid) Updates to grid topology to minimize risk of ignition in HFTDs Remote GridWLDFRVegetation ContactAggregated | WLDFR | HFTD - Distribution - Tier 3 - 1QU CoRE ¦ 4QU LoRE | Non-Red Flag Warning - Catastrophic Fires | Vegetation Contact | Aggregated | 2024 | 9.5368e-07 | 111.286 | 0.00010613 | 2024 | Mitigation | 0.95 | 45 | 0 | esc | 0.00097009 | 9.2515e-10 | 0.00097009 | 9.2515e-10 | 0.0027785 | 1.0082e-09 | 0.010598 | 4.823e-11
[120 empty] | 7.3.3.17.5 (Remote Grid) Updates to grid topology to minimize risk of ignition in HFTDs Remote GridWLDFRVegetation ContactAggregated | WLDFR | HFTD - Distribution - Tier 3 - 1QU CoRE ¦ 4QU LoRE | Non-Red Flag Warning - Catastrophic Fires | Vegetation Contact | Aggregated | 2025 | 9.5368e-07 | 111.286 | 0.00010613 | 2025 | Mitigation | 0.95 | 45 | 0 | esc | 0.00097009 | 9.2515e-10 | 0.00097009 | 9.2515e-10 | 0.0027785 | 1.0082e-09 | 0.010598 | 4.823e-11
[120 empty] | 7.3.3.17.5 (Remote Grid) Updates to grid topology to minimize risk of ignition in HFTDs Remote GridWLDFRVegetation ContactAggregated | WLDFR | HFTD - Distribution - Tier 3 - 1QU CoRE ¦ 4QU LoRE | Non-Red Flag Warning - Catastrophic Fires | Vegetation Contact | Aggregated | 2026 | 9.5368e-07 | 111.286 | 0.00010613 | 2026 | Mitigation | 0.95 | 45 | 0 | esc | 0.00097009 | 9.2515e-10 | 0.00097009 | 9.2515e-10 | 0.0027785 | 1.0082e-09 | 0.010598 | 4.823e-11
[120 empty] | 7.3.3.17.5 (Remote Grid) Updates to grid topology to minimize risk of ignition in HFTDs Remote GridWLDFRVegetation ContactAggregated | WLDFR | HFTD - Distribution - Tier 3 - 1QU CoRE ¦ 4QU LoRE | Non-Red Flag Warning - Catastrophic Fires | Vegetation Contact | Aggregated | 2027 | 9.5368e-07 | 111.286 | 0.00010613 | 2027 | Mitigation | 0.95 | 45 | 0 | esc | 0.00097009 | 9.2515e-10 | 0.00097009 | 9.2515e-10 | 0.0027785 | 1.0082e-09 | 0.010598 | 4.823e-11
[120 empty] | 7.3.3.17.5 (Remote Grid) Updates to grid topology to minimize risk of ignition in HFTDs Remote GridWLDFRVegetation ContactAggregated | WLDFR | HFTD - Distribution - Tier 3 - 1QU CoRE ¦ 4QU LoRE | Non-Red Flag Warning - Catastrophic Fires | Vegetation Contact | Aggregated | 2028 | 9.5368e-07 | 111.286 | 0.00010613 | 2028 | Mitigation | 0.95 | 45 | 0 | esc | 0.00097009 | 9.2515e-10 | 0.00097009 | 9.2515e-10 | 0.0027785 | 1.0082e-09 | 0.010598 | 4.823e-11
[120 empty] | 7.3.3.17.5 (Remote Grid) Updates to grid topology to minimize risk of ignition in HFTDs Remote GridWLDFRVegetation ContactAggregated | WLDFR | HFTD - Distribution - Tier 3 - 1QU CoRE ¦ 4QU LoRE | Non-Red Flag Warning - Catastrophic Fires | Vegetation Contact | Aggregated | 2029 | 9.5368e-07 | 111.286 | 0.00010613 | 2029 | Mitigation | 0.95 | 45 | 0 | esc | 0.00097009 | 9.2515e-10 | 0.00097009 | 9.2515e-10 | 0.0027785 | 1.0082e-09 | 0.010598 | 4.823e-11
[120 empty] | 7.3.3.17.5 (Remote Grid) Updates to grid topology to minimize risk of ignition in HFTDs Remote GridWLDFRVegetation ContactAggregated | WLDFR | HFTD - Distribution - Tier 3 - 1QU CoRE ¦ 4QU LoRE | Non-Red Flag Warning - Catastrophic Fires | Vegetation Contact | Aggregated | 2030 | 9.5368e-07 | 111.286 | 0.00010613 | 2030 | Mitigation | 0.95 | 45 | 0 | esc | 0.00097009 | 9.2515e-10 | 0.00097009 | 9.2515e-10 | 0.0027785 | 1.0082e-09 | 0.010598 | 4.823e-11
[120 empty] | 7.3.3.17.5 (Remote Grid) Updates to grid topology to minimize risk of ignition in HFTDs Remote GridWLDFRVegetation ContactAggregated | WLDFR | HFTD - Distribution - Tier 3 - 1QU CoRE ¦ 4QU LoRE | Non-Red Flag Warning - Catastrophic Fires | Vegetation Contact | Aggregated | 2031 | 9.5368e-07 | 111.286 | 0.00010613 | 2031 | Mitigation | 0.95 | 45 | 0 | esc | 0.00097009 | 9.2515e-10 | 0.00097009 | 9.2515e-10 | 0.0027785 | 1.0082e-09 | 0.010598 | 4.823e-11
[120 empty] | 7.3.3.17.5 (Remote Grid) Updates to grid topology to minimize risk of ignition in HFTDs Remote GridWLDFRVegetation ContactAggregated | WLDFR | HFTD - Distribution - Tier 3 - 1QU CoRE ¦ 4QU LoRE | Non-Red Flag Warning - Catastrophic Fires | Vegetation Contact | Aggregated | 2032 | 9.5368e-07 | 111.286 | 0.00010613 | 2032 | Mitigation | 0.95 | 45 | 0 | esc | 0.00097009 | 9.2515e-10 | 0.00097009 | 9.2515e-10 | 0.0027785 | 1.0082e-09 | 0.010598 | 4.823e-11
[120 empty] | 7.3.3.17.5 (Remote Grid) Updates to grid topology to minimize risk of ignition in HFTDs Remote GridWLDFRVegetation ContactAggregated | WLDFR | HFTD - Distribution - Tier 3 - 1QU CoRE ¦ 4QU LoRE | Non-Red Flag Warning - Catastrophic Fires | Vegetation Contact | Aggregated | 2033 | 9.5368e-07 | 111.286 | 0.00010613 | 2033 | Mitigation | 0.95 | 45 | 0 | esc | 0.00097009 | 9.2515e-10 | 0.00097009 | 9.2515e-10 | 0.0027785 | 1.0082e-09 | 0.010598 | 4.823e-11
[120 empty] | 7.3.3.17.5 (Remote Grid) Updates to grid topology to minimize risk of ignition in HFTDs Remote GridWLDFRVegetation ContactAggregated | WLDFR | HFTD - Distribution - Tier 3 - 1QU CoRE ¦ 4QU LoRE | Non-Red Flag Warning - Catastrophic Fires | Vegetation Contact | Aggregated | 2034 | 9.5368e-07 | 111.286 | 0.00010613 | 2034 | Mitigation | 0.95 | 45 | 0 | esc | 0.00097009 | 9.2515e-10 | 0.00097009 | 9.2515e-10 | 0.0027785 | 1.0082e-09 | 0.010598 | 4.823e-11
[120 empty] | 7.3.3.17.5 (Remote Grid) Updates to grid topology to minimize risk of ignition in HFTDs Remote GridWLDFRVegetation ContactAggregated | WLDFR | HFTD - Distribution - Tier 3 - 1QU CoRE ¦ 4QU LoRE | Non-Red Flag Warning - Catastrophic Fires | Vegetation Contact | Aggregated | 2035 | 9.5368e-07 | 111.286 | 0.00010613 | 2035 | Mitigation | 0.95 | 45 | 0 | esc | 0.00097009 | 9.2515e-10 | 0.00097009 | 9.2515e-10 | 0.0027785 | 1.0082e-09 | 0.010598 | 4.823e-11
[120 empty] | 7.3.3.17.5 (Remote Grid) Updates to grid topology to minimize risk of ignition in HFTDs Remote GridWLDFRVegetation ContactAggregated | WLDFR | HFTD - Distribution - Tier 3 - 1QU CoRE ¦ 4QU LoRE | Non-Red Flag Warning - Catastrophic Fires | Vegetation Contact | Aggregated | 2036 | 9.5368e-07 | 111.286 | 0.00010613 | 2036 | Mitigation | 0.95 | 45 | 0 | esc | 0.00097009 | 9.2515e-10 | 0.00097009 | 9.2515e-10 | 0.0027785 | 1.0082e-09 | 0.010598 | 4.823e-11
[120 empty] | 7.3.3.17.5 (Remote Grid) Updates to grid topology to minimize risk of ignition in HFTDs Remote GridWLDFRVegetation ContactAggregated | WLDFR | HFTD - Distribution - Tier 3 - 1QU CoRE ¦ 4QU LoRE | Non-Red Flag Warning - Catastrophic Fires | Vegetation Contact | Aggregated | 2037 | 9.5368e-07 | 111.286 | 0.00010613 | 2037 | Mitigation | 0.95 | 45 | 0 | esc | 0.00097009 | 9.2515e-10 | 0.00097009 | 9.2515e-10 | 0.0027785 | 1.0082e-09 | 0.010598 | 4.823e-11
[120 empty] | 7.3.3.17.5 (Remote Grid) Updates to grid topology to minimize risk of ignition in HFTDs Remote GridWLDFRVegetation ContactAggregated | WLDFR | HFTD - Distribution - Tier 3 - 1QU CoRE ¦ 4QU LoRE | Non-Red Flag Warning - Catastrophic Fires | Vegetation Contact | Aggregated | 2038 | 9.5368e-07 | 111.286 | 0.00010613 | 2038 | Mitigation | 0.95 | 45 | 0 | esc | 0.00097009 | 9.2515e-10 | 0.00097009 | 9.2515e-10 | 0.0027785 | 1.0082e-09 | 0.010598 | 4.823e-11
[120 empty] | 7.3.3.17.5 (Remote Grid) Updates to grid topology to minimize risk of ignition in HFTDs Remote GridWLDFRVegetation ContactAggregated | WLDFR | HFTD - Distribution - Tier 3 - 1QU CoRE ¦ 4QU LoRE | Non-Red Flag Warning - Catastrophic Fires | Vegetation Contact | Aggregated | 2039 | 9.5368e-07 | 111.286 | 0.00010613 | 2039 | Mitigation | 0.95 | 45 | 0 | esc | 0.00097009 | 9.2515e-10 | 0.00097009 | 9.2515e-10 | 0.0027785 | 1.0082e-09 | 0.010598 | 4.823e-11
[120 empty] | 7.3.3.17.5 (Remote Grid) Updates to grid topology to minimize risk of ignition in HFTDs Remote GridWLDFRVegetation ContactAggregated | WLDFR | HFTD - Distribution - Tier 3 - 1QU CoRE ¦ 4QU LoRE | Non-Red Flag Warning - Catastrophic Fires | Vegetation Contact | Aggregated | 2040 | 9.5368e-07 | 111.286 | 0.00010613 | 2040 | Mitigation | 0.95 | 45 | 0 | esc | 0.00097009 | 9.2515e-10 | 0.00097009 | 9.2515e-10 | 0.0027785 | 1.0082e-09 | 0.010598 | 4.823e-11
[120 empty] | 7.3.3.17.5 (Remote Grid) Updates to grid topology to minimize risk of ignition in HFTDs Remote GridWLDFRVegetation ContactAggregated | WLDFR | HFTD - Distribution - Tier 3 - 1QU CoRE ¦ 4QU LoRE | Non-Red Flag Warning - Catastrophic Fires | Vegetation Contact | Aggregated | 2041 | 9.5368e-07 | 111.286 | 0.00010613 | 2041 | Mitigation | 0.95 | 45 | 0 | esc | 0.00097009 | 9.2515e-10 | 0.00097009 | 9.2515e-10 | 0.0027785 | 1.0082e-09 | 0.010598 | 4.823e-11
[120 empty] | 7.3.3.17.5 (Remote Grid) Updates to grid topology to minimize risk of ignition in HFTDs Remote GridWLDFRVegetation ContactAggregated | WLDFR | HFTD - Distribution - Tier 3 - 1QU CoRE ¦ 4QU LoRE | Non-Red Flag Warning - Catastrophic Fires | Vegetation Contact | Aggregated | 2042 | 9.5368e-07 | 111.286 | 0.00010613 | 2042 | Mitigation | 0.95 | 45 | 0 | esc | 0.00097009 | 9.2515e-10 | 0.00097009 | 9.2515e-10 | 0.0027785 | 1.0082e-09 | 0.010598 | 4.823e-11
[120 empty] | 7.3.3.17.5 (Remote Grid) Updates to grid topology to minimize risk of ignition in HFTDs Remote GridWLDFRVegetation ContactAggregated | WLDFR | HFTD - Distribution - Tier 3 - 1QU CoRE ¦ 4QU LoRE | Non-Red Flag Warning - Catastrophic Fires | Vegetation Contact | Aggregated | 2043 | 9.5368e-07 | 111.286 | 0.00010613 | 2043 | Mitigation | 0.95 | 45 | 0 | esc | 0.00097009 | 9.2515e-10 | 0.00097009 | 9.2515e-10 | 0.0027785 | 1.0082e-09 | 0.010598 | 4.823e-11
[120 empty] | 7.3.3.17.5 (Remote Grid) Updates to grid topology to minimize risk of ignition in HFTDs Remote GridWLDFRVegetation ContactAggregated | WLDFR | HFTD - Distribution - Tier 3 - 1QU CoRE ¦ 4QU LoRE | Non-Red Flag Warning - Catastrophic Fires | Vegetation Contact | Aggregated | 2044 | 9.5368e-07 | 111.286 | 0.00010613 | 2044 | Mitigation | 0.95 | 45 | 0 | esc | 0.00097009 | 9.2515e-10 | 0.00097009 | 9.2515e-10 | 0.0027785 | 1.0082e-09 | 0.010598 | 4.823e-11
[120 empty] | 7.3.3.17.5 (Remote Grid) Updates to grid topology to minimize risk of ignition in HFTDs Remote GridWLDFRVegetation ContactAggregated | WLDFR | HFTD - Distribution - Tier 3 - 1QU CoRE ¦ 4QU LoRE | Non-Red Flag Warning - Catastrophic Fires | Vegetation Contact | Aggregated | 2045 | 9.5368e-07 | 111.286 | 0.00010613 | 2045 | Mitigation | 0.95 | 45 | 0 | esc | 0.00097009 | 9.2515e-10 | 0.00097009 | 9.2515e-10 | 0.0027785 | 1.0082e-09 | 0.010598 | 4.823e-11
[120 empty] | 7.3.3.17.5 (Remote Grid) Updates to grid topology to minimize risk of ignition in HFTDs Remote GridWLDFRVegetation ContactAggregated | WLDFR | HFTD - Distribution - Tier 3 - 1QU CoRE ¦ 4QU LoRE | Non-Red Flag Warning - Catastrophic Fires | Vegetation Contact | Aggregated | 2046 | 9.5368e-07 | 111.286 | 0.00010613 | 2046 | Mitigation | 0.95 | 45 | 0 | esc | 0.00097009 | 9.2515e-10 | 0.00097009 | 9.2515e-10 | 0.0027785 | 1.0082e-09 | 0.010598 | 4.823e-11
[120 empty] | 7.3.3.17.5 (Remote Grid) Updates to grid topology to minimize risk of ignition in HFTDs Remote GridWLDFRVegetation ContactAggregated | WLDFR | HFTD - Distribution - Tier 3 - 1QU CoRE ¦ 4QU LoRE | Non-Red Flag Warning - Catastrophic Fires | Vegetation Contact | Aggregated | 2047 | 9.5368e-07 | 111.286 | 0.00010613 | 2047 | Mitigation | 0.95 | 45 | 0 | esc | 0.00097009 | 9.2515e-10 | 0.00097009 | 9.2515e-10 | 0.0027785 | 1.0082e-09 | 0.010598 | 4.823e-11
[120 empty] | 7.3.3.17.5 (Remote Grid) Updates to grid topology to minimize risk of ignition in HFTDs Remote GridWLDFRVegetation ContactAggregated | WLDFR | HFTD - Distribution - Tier 3 - 1QU CoRE ¦ 4QU LoRE | Non-Red Flag Warning - Catastrophic Fires | Vegetation Contact | Aggregated | 2048 | 9.5368e-07 | 111.286 | 0.00010613 | 2048 | Mitigation | 0.95 | 45 | 0 | esc | 0.00097009 | 9.2515e-10 | 0.00097009 | 9.2515e-10 | 0.0027785 | 1.0082e-09 | 0.010598 | 4.823e-11
[120 empty] | 7.3.3.17.5 (Remote Grid) Updates to grid topology to minimize risk of ignition in HFTDs Remote GridWLDFRVegetation ContactAggregated | WLDFR | HFTD - Distribution - Tier 3 - 1QU CoRE ¦ 4QU LoRE | Non-Red Flag Warning - Catastrophic Fires | Vegetation Contact | Aggregated | 2049 | 9.5368e-07 | 111.286 | 0.00010613 | 2049 | Mitigation | 0.95 | 45 | 0 | esc | 0.00097009 | 9.2515e-10 | 0.00097009 | 9.2515e-10 | 0.0027785 | 1.0082e-09 | 0.010598 | 4.823e-11
[120 empty] | 7.3.3.17.5 (Remote Grid) Updates to grid topology to minimize risk of ignition in HFTDs Remote GridWLDFRVegetation ContactAggregated | WLDFR | HFTD - Distribution - Tier 3 - 1QU CoRE ¦ 4QU LoRE | Non-Red Flag Warning - Catastrophic Fires | Vegetation Contact | Aggregated | 2050 | 9.5368e-07 | 111.286 | 0.00010613 | 2050 | Mitigation | 0.95 | 45 | 0 | esc | 0.00097009 | 9.2515e-10 | 0.00097009 | 9.2515e-10 | 0.0027785 | 1.0082e-09 | 0.010598 | 4.823e-11
[120 empty] | 7.3.3.17.5 (Remote Grid) Updates to grid topology to minimize risk of ignition in HFTDs Remote GridWLDFRVegetation ContactAggregated | WLDFR | HFTD - Distribution - Tier 3 - 1QU CoRE ¦ 4QU LoRE | Non-Red Flag Warning - Catastrophic Fires | Vegetation Contact | Aggregated | 2051 | 9.5368e-07 | 111.286 | 0.00010613 | 2051 | Mitigation | 0.95 | 45 | 0 | esc | 0.00097009 | 9.2515e-10 | 0.00097009 | 9.2515e-10 | 0.0027785 | 1.0082e-09 | 0.010598 | 4.823e-11
[120 empty] | 7.3.3.17.5 (Remote Grid) Updates to grid topology to minimize risk of ignition in HFTDs Remote GridWLDFRVegetation ContactAggregated | WLDFR | HFTD - Distribution - Tier 3 - 1QU CoRE ¦ 4QU LoRE | Non-Red Flag Warning - Catastrophic Fires | Vegetation Contact | Aggregated | 2052 | 9.5368e-07 | 111.286 | 0.00010613 | 2052 | Mitigation | 0.95 | 45 | 0 | esc | 0.00097009 | 9.2515e-10 | 0.00097009 | 9.2515e-10 | 0.0027785 | 1.0082e-09 | 0 | 0
[120 empty] | 7.3.3.17.5 (Remote Grid) Updates to grid topology to minimize risk of ignition in HFTDs Remote GridWLDFRVegetation ContactAggregated | WLDFR | HFTD - Distribution - Tier 3 - 1QU CoRE ¦ 4QU LoRE | Non-Red Flag Warning - Catastrophic Fires | Vegetation Contact | Aggregated | 2053 | 9.5368e-07 | 111.286 | 0.00010613 | 2053 | Mitigation | 0.95 | 45 | 0 | esc | 0.00097009 | 9.2515e-10 | 0.00097009 | 9.2515e-10 | 0.0027785 | 1.0082e-09 | 0 | 0
[120 empty] | 7.3.3.17.5 (Remote Grid) Updates to grid topology to minimize risk of ignition in HFTDs Remote GridWLDFRVegetation ContactAggregated | WLDFR | HFTD - Distribution - Tier 3 - 1QU CoRE ¦ 4QU LoRE | Non-Red Flag Warning - Catastrophic Fires | Vegetation Contact | Aggregated | 2054 | 9.5368e-07 | 111.286 | 0.00010613 | 2054 | Mitigation | 0.95 | 45 | 0 | esc | 0.00097009 | 9.2515e-10 | 0.00097009 | 9.2515e-10 | 0.0027785 | 1.0082e-09 | 0.0087991 | 1.7819e-09
[120 empty] | 7.3.3.17.5 (Remote Grid) Updates to grid topology to minimize risk of ignition in HFTDs Remote GridWLDFRVegetation ContactAggregated | WLDFR | HFTD - Distribution - Tier 3 - 1QU CoRE ¦ 4QU LoRE | Non-Red Flag Warning - Catastrophic Fires | Vegetation Contact | Aggregated | 2055 | 9.5368e-07 | 111.286 | 0.00010613 | 2055 | Mitigation | 0.95 | 45 | 0 | esc | 0.00097009 | 9.2515e-10 | 0.00097009 | 9.2515e-10 | 0.0027785 | 1.0082e-09 | 0.0087991 | 1.7819e-09
[120 empty] | 7.3.3.17.5 (Remote Grid) Updates to grid topology to minimize risk of ignition in HFTDs Remote GridWLDFRVegetation ContactAggregated | WLDFR | HFTD - Distribution - Tier 3 - 1QU CoRE ¦ 4QU LoRE | Non-Red Flag Warning - Catastrophic Fires | Vegetation Contact | Aggregated | 2056 | 9.5368e-07 | 111.286 | 0.00010613 | 2056 | Mitigation | 0.95 | 45 | 0 | esc | 0.00097009 | 9.2515e-10 | 0.00097009 | 9.2515e-10 | 0 | 0 | 0.0087991 | 1.7819e-09
[120 empty] | 7.3.3.17.5 (Remote Grid) Updates to grid topology to minimize risk of ignition in HFTDs Remote GridWLDFRVegetation ContactAggregated | WLDFR | HFTD - Distribution - Tier 3 - 1QU CoRE ¦ 4QU LoRE | Non-Red Flag Warning - Catastrophic Fires | Vegetation Contact | Aggregated | 2057 | 9.5368e-07 | 111.286 | 0.00010613 | 2057 | Mitigation | 0.95 | 45 | 0 | esc | 0.00097009 | 9.2515e-10 | 0.00097009 | 9.2515e-10 | 0.0027785 | 1.9032e-09 | 0.0087991 | 1.7819e-09
[120 empty] | 7.3.3.17.5 (Remote Grid) Updates to grid topology to minimize risk of ignition in HFTDs Remote GridWLDFRVegetation ContactAggregated | WLDFR | HFTD - Distribution - Tier 3 - 1QU CoRE ¦ 4QU LoRE | Non-Red Flag Warning - Catastrophic Fires | Vegetation Contact | Aggregated | 2058 | 9.5368e-07 | 111.286 | 0.00010613 | 2058 | Mitigation | 0.95 | 45 | 0 | esc | 0.00097009 | 9.2515e-10 | 0.00097009 | 9.2515e-10 | 0.0027785 | 1.9032e-09 | 0.0087991 | 1.7819e-09
[120 empty] | 7.3.3.17.5 (Remote Grid) Updates to grid topology to minimize risk of ignition in HFTDs Remote GridWLDFRVegetation ContactAggregated | WLDFR | HFTD - Distribution - Tier 3 - 1QU CoRE ¦ 4QU LoRE | Non-Red Flag Warning - Catastrophic Fires | Vegetation Contact | Aggregated | 2059 | 9.5368e-07 | 111.286 | 0.00010613 | 2059 | Mitigation | 0.95 | 45 | 0 | esc | 0.00097009 | 9.2515e-10 | 0.00097009 | 9.2515e-10 | 0.0027785 | 1.9032e-09 | 0.0087991 | 1.7819e-09
[120 empty] | 7.3.3.17.5 (Remote Grid) Updates to grid topology to minimize risk of ignition in HFTDs Remote GridWLDFRVegetation ContactAggregated | WLDFR | HFTD - Distribution - Tier 3 - 1QU CoRE ¦ 4QU LoRE | Non-Red Flag Warning - Catastrophic Fires | Vegetation Contact | Aggregated | 2060 | 9.5368e-07 | 111.286 | 0.00010613 | 2060 | Mitigation | 0.95 | 45 | 0 | esc | 0.00097009 | 9.2515e-10 | 0.00097009 | 9.2515e-10 | 0.0027785 | 1.9032e-09 | 0.0087991 | 1.7819e-09
[120 empty] | 7.3.3.17.5 (Remote Grid) Updates to grid topology to minimize risk of ignition in HFTDs Remote GridWLDFRVegetation ContactAggregated | WLDFR | HFTD - Distribution - Tier 3 - 1QU CoRE ¦ 4QU LoRE | Non-Red Flag Warning - Catastrophic Fires | Vegetation Contact | Aggregated | 2061 | 9.5368e-07 | 111.286 | 0.00010613 | 2061 | Mitigation | 0.95 | 45 | 0 | esc | 0.00097009 | 9.2515e-10 | 0.00097009 | 9.2515e-10 | 0.0027785 | 1.9032e-09 | 0.0087991 | 1.7819e-09
[120 empty] | 7.3.3.17.5 (Remote Grid) Updates to grid topology to minimize risk of ignition in HFTDs Remote GridWLDFRVegetation ContactAggregated | WLDFR | HFTD - Distribution - Tier 3 - 1QU CoRE ¦ 4QU LoRE | Non-Red Flag Warning - Catastrophic Fires | Vegetation Contact | Aggregated | 2062 | 9.5368e-07 | 111.286 | 0.00010613 | 2062 | Mitigation | 0.95 | 45 | 0 | esc | 0.00097009 | 9.2515e-10 | 0.00097009 | 9.2515e-10 | 0.0027785 | 1.9032e-09 | 0.0087991 | 1.7819e-09
[120 empty] | 7.3.3.17.5 (Remote Grid) Updates to grid topology to minimize risk of ignition in HFTDs Remote GridWLDFRVegetation ContactAggregated | WLDFR | HFTD - Distribution - Tier 3 - 1QU CoRE ¦ 4QU LoRE | Non-Red Flag Warning - Catastrophic Fires | Vegetation Contact | Aggregated | 2063 | 9.5368e-07 | 111.286 | 0.00010613 | 2063 | Mitigation | 0.95 | 45 | 0 | esc | 0.00097009 | 9.2515e-10 | 0.00097009 | 9.2515e-10 | 0.0027785 | 1.9032e-09 | 0.0087991 | 1.7819e-09
[120 empty] | 7.3.3.17.5 (Remote Grid) Updates to grid topology to minimize risk of ignition in HFTDs Remote GridWLDFRVegetation ContactAggregated | WLDFR | HFTD - Distribution - Tier 3 - 1QU CoRE ¦ 4QU LoRE | Non-Red Flag Warning - Catastrophic Fires | Vegetation Contact | Aggregated | 2064 | 9.5368e-07 | 111.286 | 0.00010613 | 2064 | Mitigation | 0.95 | 45 | 0 | esc | 0.00097009 | 9.2515e-10 | 0.00097009 | 9.2515e-10 | 0.0027785 | 1.9032e-09 | 0.0087991 | 1.7819e-09
[120 empty] | 7.3.3.17.5 (Remote Grid) Updates to grid topology to minimize risk of ignition in HFTDs Remote GridWLDFRVegetation ContactAggregated | WLDFR | HFTD - Distribution - Tier 3 - 1QU CoRE ¦ 4QU LoRE | Non-Red Flag Warning - Catastrophic Fires | Vegetation Contact | Aggregated | 2065 | 9.5368e-07 | 111.286 | 0.00010613 | 2065 | Mitigation | 0.95 | 45 | 0 | esc | 0.00097009 | 9.2515e-10 | 0.00097009 | 9.2515e-10 | 0.0027785 | 1.9032e-09 | 0.0087991 | 1.7819e-09
[120 empty] | 7.3.3.17.5 (Remote Grid) Updates to grid topology to minimize risk of ignition in HFTDs Remote GridWLDFRVegetation ContactAggregated | WLDFR | HFTD - Distribution - Tier 3 - 1QU CoRE ¦ 4QU LoRE | Non-Red Flag Warning - Catastrophic Fires | Vegetation Contact | Aggregated | 2066 | 9.5368e-07 | 111.286 | 0.00010613 | 2066 | Mitigation | 0.95 | 45 | 0 | esc | 0.00097009 | 9.2515e-10 | 0.00097009 | 9.2515e-10 | 0.0027785 | 1.9032e-09 | 0.0087991 | 1.7819e-09
[120 empty] | 7.3.3.17.5 (Remote Grid) Updates to grid topology to minimize risk of ignition in HFTDs Remote GridWLDFRVegetation ContactAggregated | WLDFR | HFTD - Distribution - Tier 3 - 1QU CoRE ¦ 4QU LoRE | Non-Red Flag Warning - Catastrophic Fires | Vegetation Contact | Aggregated | 2067 | 9.5368e-07 | 111.286 | 0.00010613 | 2067 | Mitigation | 0.95 | 45 | 0 | esc | 0 | 0 | 0.00097009 | 9.2515e-10 | 0.0027785 | 1.9032e-09 | 0.0087991 | 1.7819e-09
[120 empty] | 7.3.3.17.5 (Remote Grid) Updates to grid topology to minimize risk of ignition in HFTDs Remote GridWLDFRWire-to-wire contactAggregated | WLDFR | HFTD - Distribution - Tier 3 - 1QU CoRE ¦ 4QU LoRE | Non-Red Flag Warning - Catastrophic Fires | Wire-to-wire contact | Aggregated | 2022 | 4.1852e-07 | 111.286 | 4.6575e-05 | 2022 | Mitigation | 0.95 | 45 | 0 | esc | 0.00097009 | 4.06e-10 | 0 | 0 | 0.0027785 | 1.9032e-09 | 0.0087991 | 1.7819e-09
[120 empty] | 7.3.3.17.5 (Remote Grid) Updates to grid topology to minimize risk of ignition in HFTDs Remote GridWLDFRWire-to-wire contactAggregated | WLDFR | HFTD - Distribution - Tier 3 - 1QU CoRE ¦ 4QU LoRE | Non-Red Flag Warning - Catastrophic Fires | Wire-to-wire contact | Aggregated | 2023 | 4.1852e-07 | 111.286 | 4.6575e-05 | 2023 | Mitigation | 0.95 | 45 | 0 | esc | 0.00097009 | 4.06e-10 | 0.00097009 | 4.06e-10 | 0.0027785 | 1.9032e-09 | 0.0087991 | 1.7819e-09
[120 empty] | 7.3.3.17.5 (Remote Grid) Updates to grid topology to minimize risk of ignition in HFTDs Remote GridWLDFRWire-to-wire contactAggregated | WLDFR | HFTD - Distribution - Tier 3 - 1QU CoRE ¦ 4QU LoRE | Non-Red Flag Warning - Catastrophic Fires | Wire-to-wire contact | Aggregated | 2024 | 4.1852e-07 | 111.286 | 4.6575e-05 | 2024 | Mitigation | 0.95 | 45 | 0 | esc | 0.00097009 | 4.06e-10 | 0.00097009 | 4.06e-10 | 0.0027785 | 1.9032e-09 | 0.0087991 | 1.7819e-09
[120 empty] | 7.3.3.17.5 (Remote Grid) Updates to grid topology to minimize risk of ignition in HFTDs Remote GridWLDFRWire-to-wire contactAggregated | WLDFR | HFTD - Distribution - Tier 3 - 1QU CoRE ¦ 4QU LoRE | Non-Red Flag Warning - Catastrophic Fires | Wire-to-wire contact | Aggregated | 2025 | 4.1852e-07 | 111.286 | 4.6575e-05 | 2025 | Mitigation | 0.95 | 45 | 0 | esc | 0.00097009 | 4.06e-10 | 0.00097009 | 4.06e-10 | 0.0027785 | 1.9032e-09 | 0.0087991 | 1.7819e-09
[120 empty] | 7.3.3.17.5 (Remote Grid) Updates to grid topology to minimize risk of ignition in HFTDs Remote GridWLDFRWire-to-wire contactAggregated | WLDFR | HFTD - Distribution - Tier 3 - 1QU CoRE ¦ 4QU LoRE | Non-Red Flag Warning - Catastrophic Fires | Wire-to-wire contact | Aggregated | 2026 | 4.1852e-07 | 111.286 | 4.6575e-05 | 2026 | Mitigation | 0.95 | 45 | 0 | esc | 0.00097009 | 4.06e-10 | 0.00097009 | 4.06e-10 | 0.0027785 | 1.9032e-09 | 0.0087991 | 1.7819e-09
[120 empty] | 7.3.3.17.5 (Remote Grid) Updates to grid topology to minimize risk of ignition in HFTDs Remote GridWLDFRWire-to-wire contactAggregated | WLDFR | HFTD - Distribution - Tier 3 - 1QU CoRE ¦ 4QU LoRE | Non-Red Flag Warning - Catastrophic Fires | Wire-to-wire contact | Aggregated | 2027 | 4.1852e-07 | 111.286 | 4.6575e-05 | 2027 | Mitigation | 0.95 | 45 | 0 | esc | 0.00097009 | 4.06e-10 | 0.00097009 | 4.06e-10 | 0.0027785 | 1.9032e-09 | 0.0087991 | 1.7819e-09
[120 empty] | 7.3.3.17.5 (Remote Grid) Updates to grid topology to minimize risk of ignition in HFTDs Remote GridWLDFRWire-to-wire contactAggregated | WLDFR | HFTD - Distribution - Tier 3 - 1QU CoRE ¦ 4QU LoRE | Non-Red Flag Warning - Catastrophic Fires | Wire-to-wire contact | Aggregated | 2028 | 4.1852e-07 | 111.286 | 4.6575e-05 | 2028 | Mitigation | 0.95 | 45 | 0 | esc | 0.00097009 | 4.06e-10 | 0.00097009 | 4.06e-10 | 0.0027785 | 1.9032e-09 | 0.0087991 | 1.7819e-09
[120 empty] | 7.3.3.17.5 (Remote Grid) Updates to grid topology to minimize risk of ignition in HFTDs Remote GridWLDFRWire-to-wire contactAggregated | WLDFR | HFTD - Distribution - Tier 3 - 1QU CoRE ¦ 4QU LoRE | Non-Red Flag Warning - Catastrophic Fires | Wire-to-wire contact | Aggregated | 2029 | 4.1852e-07 | 111.286 | 4.6575e-05 | 2029 | Mitigation | 0.95 | 45 | 0 | esc | 0.00097009 | 4.06e-10 | 0.00097009 | 4.06e-10 | 0.0027785 | 1.9032e-09 | 0.0087991 | 1.7819e-09
[120 empty] | 7.3.3.17.5 (Remote Grid) Updates to grid topology to minimize risk of ignition in HFTDs Remote GridWLDFRWire-to-wire contactAggregated | WLDFR | HFTD - Distribution - Tier 3 - 1QU CoRE ¦ 4QU LoRE | Non-Red Flag Warning - Catastrophic Fires | Wire-to-wire contact | Aggregated | 2030 | 4.1852e-07 | 111.286 | 4.6575e-05 | 2030 | Mitigation | 0.95 | 45 | 0 | esc | 0.00097009 | 4.06e-10 | 0.00097009 | 4.06e-10 | 0.0027785 | 1.9032e-09 | 0.0087991 | 1.7819e-09
[120 empty] | 7.3.3.17.5 (Remote Grid) Updates to grid topology to minimize risk of ignition in HFTDs Remote GridWLDFRWire-to-wire contactAggregated | WLDFR | HFTD - Distribution - Tier 3 - 1QU CoRE ¦ 4QU LoRE | Non-Red Flag Warning - Catastrophic Fires | Wire-to-wire contact | Aggregated | 2031 | 4.1852e-07 | 111.286 | 4.6575e-05 | 2031 | Mitigation | 0.95 | 45 | 0 | esc | 0.00097009 | 4.06e-10 | 0.00097009 | 4.06e-10 | 0.0027785 | 1.9032e-09 | 0.0087991 | 1.7819e-09
[120 empty] | 7.3.3.17.5 (Remote Grid) Updates to grid topology to minimize risk of ignition in HFTDs Remote GridWLDFRWire-to-wire contactAggregated | WLDFR | HFTD - Distribution - Tier 3 - 1QU CoRE ¦ 4QU LoRE | Non-Red Flag Warning - Catastrophic Fires | Wire-to-wire contact | Aggregated | 2032 | 4.1852e-07 | 111.286 | 4.6575e-05 | 2032 | Mitigation | 0.95 | 45 | 0 | esc | 0.00097009 | 4.06e-10 | 0.00097009 | 4.06e-10 | 0.0027785 | 1.9032e-09 | 0.0087991 | 1.7819e-09
[120 empty] | 7.3.3.17.5 (Remote Grid) Updates to grid topology to minimize risk of ignition in HFTDs Remote GridWLDFRWire-to-wire contactAggregated | WLDFR | HFTD - Distribution - Tier 3 - 1QU CoRE ¦ 4QU LoRE | Non-Red Flag Warning - Catastrophic Fires | Wire-to-wire contact | Aggregated | 2033 | 4.1852e-07 | 111.286 | 4.6575e-05 | 2033 | Mitigation | 0.95 | 45 | 0 | esc | 0.00097009 | 4.06e-10 | 0.00097009 | 4.06e-10 | 0.0027785 | 1.9032e-09 | 0.0087991 | 1.7819e-09
[120 empty] | 7.3.3.17.5 (Remote Grid) Updates to grid topology to minimize risk of ignition in HFTDs Remote GridWLDFRWire-to-wire contactAggregated | WLDFR | HFTD - Distribution - Tier 3 - 1QU CoRE ¦ 4QU LoRE | Non-Red Flag Warning - Catastrophic Fires | Wire-to-wire contact | Aggregated | 2034 | 4.1852e-07 | 111.286 | 4.6575e-05 | 2034 | Mitigation | 0.95 | 45 | 0 | esc | 0.00097009 | 4.06e-10 | 0.00097009 | 4.06e-10 | 0.0027785 | 1.9032e-09 | 0.0087991 | 1.7819e-09
[120 empty] | 7.3.3.17.5 (Remote Grid) Updates to grid topology to minimize risk of ignition in HFTDs Remote GridWLDFRWire-to-wire contactAggregated | WLDFR | HFTD - Distribution - Tier 3 - 1QU CoRE ¦ 4QU LoRE | Non-Red Flag Warning - Catastrophic Fires | Wire-to-wire contact | Aggregated | 2035 | 4.1852e-07 | 111.286 | 4.6575e-05 | 2035 | Mitigation | 0.95 | 45 | 0 | esc | 0.00097009 | 4.06e-10 | 0.00097009 | 4.06e-10 | 0.0027785 | 1.9032e-09 | 0.0087991 | 1.7819e-09
[120 empty] | 7.3.3.17.5 (Remote Grid) Updates to grid topology to minimize risk of ignition in HFTDs Remote GridWLDFRWire-to-wire contactAggregated | WLDFR | HFTD - Distribution - Tier 3 - 1QU CoRE ¦ 4QU LoRE | Non-Red Flag Warning - Catastrophic Fires | Wire-to-wire contact | Aggregated | 2036 | 4.1852e-07 | 111.286 | 4.6575e-05 | 2036 | Mitigation | 0.95 | 45 | 0 | esc | 0.00097009 | 4.06e-10 | 0.00097009 | 4.06e-10 | 0.0027785 | 1.9032e-09 | 0.0087991 | 1.7819e-09
[120 empty] | 7.3.3.17.5 (Remote Grid) Updates to grid topology to minimize risk of ignition in HFTDs Remote GridWLDFRWire-to-wire contactAggregated | WLDFR | HFTD - Distribution - Tier 3 - 1QU CoRE ¦ 4QU LoRE | Non-Red Flag Warning - Catastrophic Fires | Wire-to-wire contact | Aggregated | 2037 | 4.1852e-07 | 111.286 | 4.6575e-05 | 2037 | Mitigation | 0.95 | 45 | 0 | esc | 0.00097009 | 4.06e-10 | 0.00097009 | 4.06e-10 | 0.0027785 | 1.9032e-09 | 0.0087991 | 1.7819e-09
[120 empty] | 7.3.3.17.5 (Remote Grid) Updates to grid topology to minimize risk of ignition in HFTDs Remote GridWLDFRWire-to-wire contactAggregated | WLDFR | HFTD - Distribution - Tier 3 - 1QU CoRE ¦ 4QU LoRE | Non-Red Flag Warning - Catastrophic Fires | Wire-to-wire contact | Aggregated | 2038 | 4.1852e-07 | 111.286 | 4.6575e-05 | 2038 | Mitigation | 0.95 | 45 | 0 | esc | 0.00097009 | 4.06e-10 | 0.00097009 | 4.06e-10 | 0.0027785 | 1.9032e-09 | 0 | 0
[120 empty] | 7.3.3.17.5 (Remote Grid) Updates to grid topology to minimize risk of ignition in HFTDs Remote GridWLDFRWire-to-wire contactAggregated | WLDFR | HFTD - Distribution - Tier 3 - 1QU CoRE ¦ 4QU LoRE | Non-Red Flag Warning - Catastrophic Fires | Wire-to-wire contact | Aggregated | 2039 | 4.1852e-07 | 111.286 | 4.6575e-05 | 2039 | Mitigation | 0.95 | 45 | 0 | esc | 0.00097009 | 4.06e-10 | 0.00097009 | 4.06e-10 | 0.0027785 | 1.9032e-09 | 0 | 0
[120 empty] | 7.3.3.17.5 (Remote Grid) Updates to grid topology to minimize risk of ignition in HFTDs Remote GridWLDFRWire-to-wire contactAggregated | WLDFR | HFTD - Distribution - Tier 3 - 1QU CoRE ¦ 4QU LoRE | Non-Red Flag Warning - Catastrophic Fires | Wire-to-wire contact | Aggregated | 2040 | 4.1852e-07 | 111.286 | 4.6575e-05 | 2040 | Mitigation | 0.95 | 45 | 0 | esc | 0.00097009 | 4.06e-10 | 0.00097009 | 4.06e-10 | 0.0027785 | 1.9032e-09 | 0.00988 | 8.9872e-10
[120 empty] | 7.3.3.17.5 (Remote Grid) Updates to grid topology to minimize risk of ignition in HFTDs Remote GridWLDFRWire-to-wire contactAggregated | WLDFR | HFTD - Distribution - Tier 3 - 1QU CoRE ¦ 4QU LoRE | Non-Red Flag Warning - Catastrophic Fires | Wire-to-wire contact | Aggregated | 2041 | 4.1852e-07 | 111.286 | 4.6575e-05 | 2041 | Mitigation | 0.95 | 45 | 0 | esc | 0.00097009 | 4.06e-10 | 0.00097009 | 4.06e-10 | 0.0027785 | 1.9032e-09 | 0.00988 | 8.9872e-10
[120 empty] | 7.3.3.17.5 (Remote Grid) Updates to grid topology to minimize risk of ignition in HFTDs Remote GridWLDFRWire-to-wire contactAggregated | WLDFR | HFTD - Distribution - Tier 3 - 1QU CoRE ¦ 4QU LoRE | Non-Red Flag Warning - Catastrophic Fires | Wire-to-wire contact | Aggregated | 2042 | 4.1852e-07 | 111.286 | 4.6575e-05 | 2042 | Mitigation | 0.95 | 45 | 0 | esc | 0.00097009 | 4.06e-10 | 0.00097009 | 4.06e-10 | 0.0027785 | 1.9032e-09 | 0.00988 | 8.9872e-10
[120 empty] | 7.3.3.17.5 (Remote Grid) Updates to grid topology to minimize risk of ignition in HFTDs Remote GridWLDFRWire-to-wire contactAggregated | WLDFR | HFTD - Distribution - Tier 3 - 1QU CoRE ¦ 4QU LoRE | Non-Red Flag Warning - Catastrophic Fires | Wire-to-wire contact | Aggregated | 2043 | 4.1852e-07 | 111.286 | 4.6575e-05 | 2043 | Mitigation | 0.95 | 45 | 0 | esc | 0.00097009 | 4.06e-10 | 0.00097009 | 4.06e-10 | 0.0027785 | 1.9032e-09 | 0.00988 | 8.9872e-10
[120 empty] | 7.3.3.17.5 (Remote Grid) Updates to grid topology to minimize risk of ignition in HFTDs Remote GridWLDFRWire-to-wire contactAggregated | WLDFR | HFTD - Distribution - Tier 3 - 1QU CoRE ¦ 4QU LoRE | Non-Red Flag Warning - Catastrophic Fires | Wire-to-wire contact | Aggregated | 2044 | 4.1852e-07 | 111.286 | 4.6575e-05 | 2044 | Mitigation | 0.95 | 45 | 0 | esc | 0.00097009 | 4.06e-10 | 0.00097009 | 4.06e-10 | 0.0027785 | 1.9032e-09 | 0.00988 | 8.9872e-10
[120 empty] | 7.3.3.17.5 (Remote Grid) Updates to grid topology to minimize risk of ignition in HFTDs Remote GridWLDFRWire-to-wire contactAggregated | WLDFR | HFTD - Distribution - Tier 3 - 1QU CoRE ¦ 4QU LoRE | Non-Red Flag Warning - Catastrophic Fires | Wire-to-wire contact | Aggregated | 2045 | 4.1852e-07 | 111.286 | 4.6575e-05 | 2045 | Mitigation | 0.95 | 45 | 0 | esc | 0.00097009 | 4.06e-10 | 0.00097009 | 4.06e-10 | 0.0027785 | 1.9032e-09 | 0.00988 | 8.9872e-10
[120 empty] | 7.3.3.17.5 (Remote Grid) Updates to grid topology to minimize risk of ignition in HFTDs Remote GridWLDFRWire-to-wire contactAggregated | WLDFR | HFTD - Distribution - Tier 3 - 1QU CoRE ¦ 4QU LoRE | Non-Red Flag Warning - Catastrophic Fires | Wire-to-wire contact | Aggregated | 2046 | 4.1852e-07 | 111.286 | 4.6575e-05 | 2046 | Mitigation | 0.95 | 45 | 0 | esc | 0.00097009 | 4.06e-10 | 0.00097009 | 4.06e-10 | 0.0027785 | 1.9032e-09 | 0.00988 | 8.9872e-10
[120 empty] | 7.3.3.17.5 (Remote Grid) Updates to grid topology to minimize risk of ignition in HFTDs Remote GridWLDFRWire-to-wire contactAggregated | WLDFR | HFTD - Distribution - Tier 3 - 1QU CoRE ¦ 4QU LoRE | Non-Red Flag Warning - Catastrophic Fires | Wire-to-wire contact | Aggregated | 2047 | 4.1852e-07 | 111.286 | 4.6575e-05 | 2047 | Mitigation | 0.95 | 45 | 0 | esc | 0.00097009 | 4.06e-10 | 0.00097009 | 4.06e-10 | 0.0027785 | 1.9032e-09 | 0.00988 | 8.9872e-10
[120 empty] | 7.3.3.17.5 (Remote Grid) Updates to grid topology to minimize risk of ignition in HFTDs Remote GridWLDFRWire-to-wire contactAggregated | WLDFR | HFTD - Distribution - Tier 3 - 1QU CoRE ¦ 4QU LoRE | Non-Red Flag Warning - Catastrophic Fires | Wire-to-wire contact | Aggregated | 2048 | 4.1852e-07 | 111.286 | 4.6575e-05 | 2048 | Mitigation | 0.95 | 45 | 0 | esc | 0.00097009 | 4.06e-10 | 0.00097009 | 4.06e-10 | 0.0027785 | 1.9032e-09 | 0.00988 | 8.9872e-10
[120 empty] | 7.3.3.17.5 (Remote Grid) Updates to grid topology to minimize risk of ignition in HFTDs Remote GridWLDFRWire-to-wire contactAggregated | WLDFR | HFTD - Distribution - Tier 3 - 1QU CoRE ¦ 4QU LoRE | Non-Red Flag Warning - Catastrophic Fires | Wire-to-wire contact | Aggregated | 2049 | 4.1852e-07 | 111.286 | 4.6575e-05 | 2049 | Mitigation | 0.95 | 45 | 0 | esc | 0.00097009 | 4.06e-10 | 0.00097009 | 4.06e-10 | 0.0027785 | 1.9032e-09 | 0.00988 | 8.9872e-10
[120 empty] | 7.3.3.17.5 (Remote Grid) Updates to grid topology to minimize risk of ignition in HFTDs Remote GridWLDFRWire-to-wire contactAggregated | WLDFR | HFTD - Distribution - Tier 3 - 1QU CoRE ¦ 4QU LoRE | Non-Red Flag Warning - Catastrophic Fires | Wire-to-wire contact | Aggregated | 2050 | 4.1852e-07 | 111.286 | 4.6575e-05 | 2050 | Mitigation | 0.95 | 45 | 0 | esc | 0.00097009 | 4.06e-10 | 0.00097009 | 4.06e-10 | 0.0027785 | 1.9032e-09 | 0.00988 | 8.9872e-10
[120 empty] | 7.3.3.17.5 (Remote Grid) Updates to grid topology to minimize risk of ignition in HFTDs Remote GridWLDFRWire-to-wire contactAggregated | WLDFR | HFTD - Distribution - Tier 3 - 1QU CoRE ¦ 4QU LoRE | Non-Red Flag Warning - Catastrophic Fires | Wire-to-wire contact | Aggregated | 2051 | 4.1852e-07 | 111.286 | 4.6575e-05 | 2051 | Mitigation | 0.95 | 45 | 0 | esc | 0.00097009 | 4.06e-10 | 0.00097009 | 4.06e-10 | 0.0027785 | 1.9032e-09 | 0.00988 | 8.9872e-10
[120 empty] | 7.3.3.17.5 (Remote Grid) Updates to grid topology to minimize risk of ignition in HFTDs Remote GridWLDFRWire-to-wire contactAggregated | WLDFR | HFTD - Distribution - Tier 3 - 1QU CoRE ¦ 4QU LoRE | Non-Red Flag Warning - Catastrophic Fires | Wire-to-wire contact | Aggregated | 2052 | 4.1852e-07 | 111.286 | 4.6575e-05 | 2052 | Mitigation | 0.95 | 45 | 0 | esc | 0.00097009 | 4.06e-10 | 0.00097009 | 4.06e-10 | 0.0027785 | 1.9032e-09 | 0.00988 | 8.9872e-10
[120 empty] | 7.3.3.17.5 (Remote Grid) Updates to grid topology to minimize risk of ignition in HFTDs Remote GridWLDFRWire-to-wire contactAggregated | WLDFR | HFTD - Distribution - Tier 3 - 1QU CoRE ¦ 4QU LoRE | Non-Red Flag Warning - Catastrophic Fires | Wire-to-wire contact | Aggregated | 2053 | 4.1852e-07 | 111.286 | 4.6575e-05 | 2053 | Mitigation | 0.95 | 45 | 0 | esc | 0.00097009 | 4.06e-10 | 0.00097009 | 4.06e-10 | 0.0027785 | 1.9032e-09 | 0.00988 | 8.9872e-10
[120 empty] | 7.3.3.17.5 (Remote Grid) Updates to grid topology to minimize risk of ignition in HFTDs Remote GridWLDFRWire-to-wire contactAggregated | WLDFR | HFTD - Distribution - Tier 3 - 1QU CoRE ¦ 4QU LoRE | Non-Red Flag Warning - Catastrophic Fires | Wire-to-wire contact | Aggregated | 2054 | 4.1852e-07 | 111.286 | 4.6575e-05 | 2054 | Mitigation | 0.95 | 45 | 0 | esc | 0.00097009 | 4.06e-10 | 0.00097009 | 4.06e-10 | 0.0027785 | 1.9032e-09 | 0.00988 | 8.9872e-10
[120 empty] | 7.3.3.17.5 (Remote Grid) Updates to grid topology to minimize risk of ignition in HFTDs Remote GridWLDFRWire-to-wire contactAggregated | WLDFR | HFTD - Distribution - Tier 3 - 1QU CoRE ¦ 4QU LoRE | Non-Red Flag Warning - Catastrophic Fires | Wire-to-wire contact | Aggregated | 2055 | 4.1852e-07 | 111.286 | 4.6575e-05 | 2055 | Mitigation | 0.95 | 45 | 0 | esc | 0.00097009 | 4.06e-10 | 0.00097009 | 4.06e-10 | 0.0027785 | 1.9032e-09 | 0.00988 | 8.9872e-10
[120 empty] | 7.3.3.17.5 (Remote Grid) Updates to grid topology to minimize risk of ignition in HFTDs Remote GridWLDFRWire-to-wire contactAggregated | WLDFR | HFTD - Distribution - Tier 3 - 1QU CoRE ¦ 4QU LoRE | Non-Red Flag Warning - Catastrophic Fires | Wire-to-wire contact | Aggregated | 2056 | 4.1852e-07 | 111.286 | 4.6575e-05 | 2056 | Mitigation | 0.95 | 45 | 0 | esc | 0.00097009 | 4.06e-10 | 0.00097009 | 4.06e-10 | 0.0027785 | 1.9032e-09 | 0.00988 | 8.9872e-10
[120 empty] | 7.3.3.17.5 (Remote Grid) Updates to grid topology to minimize risk of ignition in HFTDs Remote GridWLDFRWire-to-wire contactAggregated | WLDFR | HFTD - Distribution - Tier 3 - 1QU CoRE ¦ 4QU LoRE | Non-Red Flag Warning - Catastrophic Fires | Wire-to-wire contact | Aggregated | 2057 | 4.1852e-07 | 111.286 | 4.6575e-05 | 2057 | Mitigation | 0.95 | 45 | 0 | esc | 0.00097009 | 4.06e-10 | 0.00097009 | 4.06e-10 | 0.0027785 | 1.9032e-09 | 0.00988 | 8.9872e-10
[120 empty] | 7.3.3.17.5 (Remote Grid) Updates to grid topology to minimize risk of ignition in HFTDs Remote GridWLDFRWire-to-wire contactAggregated | WLDFR | HFTD - Distribution - Tier 3 - 1QU CoRE ¦ 4QU LoRE | Non-Red Flag Warning - Catastrophic Fires | Wire-to-wire contact | Aggregated | 2058 | 4.1852e-07 | 111.286 | 4.6575e-05 | 2058 | Mitigation | 0.95 | 45 | 0 | esc | 0.00097009 | 4.06e-10 | 0.00097009 | 4.06e-10 | 0.0027785 | 1.9032e-09 | 0.00988 | 8.9872e-10
[120 empty] | 7.3.3.17.5 (Remote Grid) Updates to grid topology to minimize risk of ignition in HFTDs Remote GridWLDFRWire-to-wire contactAggregated | WLDFR | HFTD - Distribution - Tier 3 - 1QU CoRE ¦ 4QU LoRE | Non-Red Flag Warning - Catastrophic Fires | Wire-to-wire contact | Aggregated | 2059 | 4.1852e-07 | 111.286 | 4.6575e-05 | 2059 | Mitigation | 0.95 | 45 | 0 | esc | 0.00097009 | 4.06e-10 | 0.00097009 | 4.06e-10 | 0.0027785 | 1.9032e-09 | 0.00988 | 8.9872e-10
[120 empty] | 7.3.3.17.5 (Remote Grid) Updates to grid topology to minimize risk of ignition in HFTDs Remote GridWLDFRWire-to-wire contactAggregated | WLDFR | HFTD - Distribution - Tier 3 - 1QU CoRE ¦ 4QU LoRE | Non-Red Flag Warning - Catastrophic Fires | Wire-to-wire contact | Aggregated | 2060 | 4.1852e-07 | 111.286 | 4.6575e-05 | 2060 | Mitigation | 0.95 | 45 | 0 | esc | 0.00097009 | 4.06e-10 | 0.00097009 | 4.06e-10 | 0 | 0 | 0.00988 | 8.9872e-10
[120 empty] | 7.3.3.17.5 (Remote Grid) Updates to grid topology to minimize risk of ignition in HFTDs Remote GridWLDFRWire-to-wire contactAggregated | WLDFR | HFTD - Distribution - Tier 3 - 1QU CoRE ¦ 4QU LoRE | Non-Red Flag Warning - Catastrophic Fires | Wire-to-wire contact | Aggregated | 2061 | 4.1852e-07 | 111.286 | 4.6575e-05 | 2061 | Mitigation | 0.95 | 45 | 0 | esc | 0.00097009 | 4.06e-10 | 0.00097009 | 4.06e-10 | 0.0027785 | 1.1917e-10 | 0.00988 | 8.9872e-10
[120 empty] | 7.3.3.17.5 (Remote Grid) Updates to grid topology to minimize risk of ignition in HFTDs Remote GridWLDFRWire-to-wire contactAggregated | WLDFR | HFTD - Distribution - Tier 3 - 1QU CoRE ¦ 4QU LoRE | Non-Red Flag Warning - Catastrophic Fires | Wire-to-wire contact | Aggregated | 2062 | 4.1852e-07 | 111.286 | 4.6575e-05 | 2062 | Mitigation | 0.95 | 45 | 0 | esc | 0.00097009 | 4.06e-10 | 0.00097009 | 4.06e-10 | 0.0027785 | 1.1917e-10 | 0.00988 | 8.9872e-10
[120 empty] | 7.3.3.17.5 (Remote Grid) Updates to grid topology to minimize risk of ignition in HFTDs Remote GridWLDFRWire-to-wire contactAggregated | WLDFR | HFTD - Distribution - Tier 3 - 1QU CoRE ¦ 4QU LoRE | Non-Red Flag Warning - Catastrophic Fires | Wire-to-wire contact | Aggregated | 2063 | 4.1852e-07 | 111.286 | 4.6575e-05 | 2063 | Mitigation | 0.95 | 45 | 0 | esc | 0.00097009 | 4.06e-10 | 0.00097009 | 4.06e-10 | 0.0027785 | 1.1917e-10 | 0.00988 | 8.9872e-10
[120 empty] | 7.3.3.17.5 (Remote Grid) Updates to grid topology to minimize risk of ignition in HFTDs Remote GridWLDFRWire-to-wire contactAggregated | WLDFR | HFTD - Distribution - Tier 3 - 1QU CoRE ¦ 4QU LoRE | Non-Red Flag Warning - Catastrophic Fires | Wire-to-wire contact | Aggregated | 2064 | 4.1852e-07 | 111.286 | 4.6575e-05 | 2064 | Mitigation | 0.95 | 45 | 0 | esc | 0.00097009 | 4.06e-10 | 0.00097009 | 4.06e-10 | 0.0027785 | 1.1917e-10 | 0.00988 | 8.9872e-10
[120 empty] | 7.3.3.17.5 (Remote Grid) Updates to grid topology to minimize risk of ignition in HFTDs Remote GridWLDFRWire-to-wire contactAggregated | WLDFR | HFTD - Distribution - Tier 3 - 1QU CoRE ¦ 4QU LoRE | Non-Red Flag Warning - Catastrophic Fires | Wire-to-wire contact | Aggregated | 2065 | 4.1852e-07 | 111.286 | 4.6575e-05 | 2065 | Mitigation | 0.95 | 45 | 0 | esc | 0.00097009 | 4.06e-10 | 0.00097009 | 4.06e-10 | 0.0027785 | 1.1917e-10 | 0.00988 | 8.9872e-10
[120 empty] | 7.3.3.17.5 (Remote Grid) Updates to grid topology to minimize risk of ignition in HFTDs Remote GridWLDFRWire-to-wire contactAggregated | WLDFR | HFTD - Distribution - Tier 3 - 1QU CoRE ¦ 4QU LoRE | Non-Red Flag Warning - Catastrophic Fires | Wire-to-wire contact | Aggregated | 2066 | 4.1852e-07 | 111.286 | 4.6575e-05 | 2066 | Mitigation | 0.95 | 45 | 0 | esc | 0.00097009 | 4.06e-10 | 0.00097009 | 4.06e-10 | 0.0027785 | 1.1917e-10 | 0.00988 | 8.9872e-10
[120 empty] | 7.3.3.17.5 (Remote Grid) Updates to grid topology to minimize risk of ignition in HFTDs Remote GridWLDFRWire-to-wire contactAggregated | WLDFR | HFTD - Distribution - Tier 3 - 1QU CoRE ¦ 4QU LoRE | Non-Red Flag Warning - Catastrophic Fires | Wire-to-wire contact | Aggregated | 2067 | 4.1852e-07 | 111.286 | 4.6575e-05 | 2067 | Mitigation | 0.95 | 45 | 0 | esc | 0 | 0 | 0.00097009 | 4.06e-10 | 0.0027785 | 1.1917e-10 | 0.00988 | 8.9872e-10
[120 empty] | 7.3.3.17.5 (Remote Grid) Updates to grid topology to minimize risk of ignition in HFTDs Remote GridWLDFRContact from objectAggregated | WLDFR | HFTD - Distribution - Tier 3 - 1QU CoRE ¦ 4QU LoRE | Non-Red Flag Warning - Destructive Fires | Contact from object | Aggregated | 2022 | 7.2173e-07 | 111.286 | 8.0318e-05 | 2022 | Mitigation | 0.95 | 45 | 0 | esc | 0.00097009 | 7.0014e-10 | 0 | 0 | 0.0027785 | 1.1917e-10 | 0.00988 | 8.9872e-10
[120 empty] | 7.3.3.17.5 (Remote Grid) Updates to grid topology to minimize risk of ignition in HFTDs Remote GridWLDFRContact from objectAggregated | WLDFR | HFTD - Distribution - Tier 3 - 1QU CoRE ¦ 4QU LoRE | Non-Red Flag Warning - Destructive Fires | Contact from object | Aggregated | 2023 | 7.2173e-07 | 111.286 | 8.0318e-05 | 2023 | Mitigation | 0.95 | 45 | 0 | esc | 0.00097009 | 7.0014e-10 | 0.00097009 | 7.0014e-10 | 0.0027785 | 1.1917e-10 | 0.00988 | 8.9872e-10
[120 empty] | 7.3.3.17.5 (Remote Grid) Updates to grid topology to minimize risk of ignition in HFTDs Remote GridWLDFRContact from objectAggregated | WLDFR | HFTD - Distribution - Tier 3 - 1QU CoRE ¦ 4QU LoRE | Non-Red Flag Warning - Destructive Fires | Contact from object | Aggregated | 2024 | 7.2173e-07 | 111.286 | 8.0318e-05 | 2024 | Mitigation | 0.95 | 45 | 0 | esc | 0.00097009 | 7.0014e-10 | 0.00097009 | 7.0014e-10 | 0.0027785 | 1.1917e-10 | 0 | 0
[120 empty] | 7.3.3.17.5 (Remote Grid) Updates to grid topology to minimize risk of ignition in HFTDs Remote GridWLDFRContact from objectAggregated | WLDFR | HFTD - Distribution - Tier 3 - 1QU CoRE ¦ 4QU LoRE | Non-Red Flag Warning - Destructive Fires | Contact from object | Aggregated | 2025 | 7.2173e-07 | 111.286 | 8.0318e-05 | 2025 | Mitigation | 0.95 | 45 | 0 | esc | 0.00097009 | 7.0014e-10 | 0.00097009 | 7.0014e-10 | 0.0027785 | 1.1917e-10 | 0 | 0
[120 empty] | 7.3.3.17.5 (Remote Grid) Updates to grid topology to minimize risk of ignition in HFTDs Remote GridWLDFRContact from objectAggregated | WLDFR | HFTD - Distribution - Tier 3 - 1QU CoRE ¦ 4QU LoRE | Non-Red Flag Warning - Destructive Fires | Contact from object | Aggregated | 2026 | 7.2173e-07 | 111.286 | 8.0318e-05 | 2026 | Mitigation | 0.95 | 45 | 0 | esc | 0.00097009 | 7.0014e-10 | 0.00097009 | 7.0014e-10 | 0.0027785 | 1.1917e-10 | 0.0085129 | 8.8571e-10
[120 empty] | 7.3.3.17.5 (Remote Grid) Updates to grid topology to minimize risk of ignition in HFTDs Remote GridWLDFRContact from objectAggregated | WLDFR | HFTD - Distribution - Tier 3 - 1QU CoRE ¦ 4QU LoRE | Non-Red Flag Warning - Destructive Fires | Contact from object | Aggregated | 2027 | 7.2173e-07 | 111.286 | 8.0318e-05 | 2027 | Mitigation | 0.95 | 45 | 0 | esc | 0.00097009 | 7.0014e-10 | 0.00097009 | 7.0014e-10 | 0.0027785 | 1.1917e-10 | 0.0085129 | 8.8571e-10
[120 empty] | 7.3.3.17.5 (Remote Grid) Updates to grid topology to minimize risk of ignition in HFTDs Remote GridWLDFRContact from objectAggregated | WLDFR | HFTD - Distribution - Tier 3 - 1QU CoRE ¦ 4QU LoRE | Non-Red Flag Warning - Destructive Fires | Contact from object | Aggregated | 2028 | 7.2173e-07 | 111.286 | 8.0318e-05 | 2028 | Mitigation | 0.95 | 45 | 0 | esc | 0.00097009 | 7.0014e-10 | 0.00097009 | 7.0014e-10 | 0.0027785 | 1.1917e-10 | 0.0085129 | 8.8571e-10
[120 empty] | 7.3.3.17.5 (Remote Grid) Updates to grid topology to minimize risk of ignition in HFTDs Remote GridWLDFRContact from objectAggregated | WLDFR | HFTD - Distribution - Tier 3 - 1QU CoRE ¦ 4QU LoRE | Non-Red Flag Warning - Destructive Fires | Contact from object | Aggregated | 2029 | 7.2173e-07 | 111.286 | 8.0318e-05 | 2029 | Mitigation | 0.95 | 45 | 0 | esc | 0.00097009 | 7.0014e-10 | 0.00097009 | 7.0014e-10 | 0.0027785 | 1.1917e-10 | 0.0085129 | 8.8571e-10
[120 empty] | 7.3.3.17.5 (Remote Grid) Updates to grid topology to minimize risk of ignition in HFTDs Remote GridWLDFRContact from objectAggregated | WLDFR | HFTD - Distribution - Tier 3 - 1QU CoRE ¦ 4QU LoRE | Non-Red Flag Warning - Destructive Fires | Contact from object | Aggregated | 2030 | 7.2173e-07 | 111.286 | 8.0318e-05 | 2030 | Mitigation | 0.95 | 45 | 0 | esc | 0.00097009 | 7.0014e-10 | 0.00097009 | 7.0014e-10 | 0.0027785 | 1.1917e-10 | 0.0085129 | 8.8571e-10
[120 empty] | 7.3.3.17.5 (Remote Grid) Updates to grid topology to minimize risk of ignition in HFTDs Remote GridWLDFRContact from objectAggregated | WLDFR | HFTD - Distribution - Tier 3 - 1QU CoRE ¦ 4QU LoRE | Non-Red Flag Warning - Destructive Fires | Contact from object | Aggregated | 2031 | 7.2173e-07 | 111.286 | 8.0318e-05 | 2031 | Mitigation | 0.95 | 45 | 0 | esc | 0.00097009 | 7.0014e-10 | 0.00097009 | 7.0014e-10 | 0.0027785 | 1.1917e-10 | 0.0085129 | 8.8571e-10
[120 empty] | 7.3.3.17.5 (Remote Grid) Updates to grid topology to minimize risk of ignition in HFTDs Remote GridWLDFRContact from objectAggregated | WLDFR | HFTD - Distribution - Tier 3 - 1QU CoRE ¦ 4QU LoRE | Non-Red Flag Warning - Destructive Fires | Contact from object | Aggregated | 2032 | 7.2173e-07 | 111.286 | 8.0318e-05 | 2032 | Mitigation | 0.95 | 45 | 0 | esc | 0.00097009 | 7.0014e-10 | 0.00097009 | 7.0014e-10 | 0.0027785 | 1.1917e-10 | 0.0085129 | 8.8571e-10
[120 empty] | 7.3.3.17.5 (Remote Grid) Updates to grid topology to minimize risk of ignition in HFTDs Remote GridWLDFRContact from objectAggregated | WLDFR | HFTD - Distribution - Tier 3 - 1QU CoRE ¦ 4QU LoRE | Non-Red Flag Warning - Destructive Fires | Contact from object | Aggregated | 2033 | 7.2173e-07 | 111.286 | 8.0318e-05 | 2033 | Mitigation | 0.95 | 45 | 0 | esc | 0.00097009 | 7.0014e-10 | 0.00097009 | 7.0014e-10 | 0.0027785 | 1.1917e-10 | 0.0085129 | 8.8571e-10
[120 empty] | 7.3.3.17.5 (Remote Grid) Updates to grid topology to minimize risk of ignition in HFTDs Remote GridWLDFRContact from objectAggregated | WLDFR | HFTD - Distribution - Tier 3 - 1QU CoRE ¦ 4QU LoRE | Non-Red Flag Warning - Destructive Fires | Contact from object | Aggregated | 2034 | 7.2173e-07 | 111.286 | 8.0318e-05 | 2034 | Mitigation | 0.95 | 45 | 0 | esc | 0.00097009 | 7.0014e-10 | 0.00097009 | 7.0014e-10 | 0.0027785 | 1.1917e-10 | 0.0085129 | 8.8571e-10
[120 empty] | 7.3.3.17.5 (Remote Grid) Updates to grid topology to minimize risk of ignition in HFTDs Remote GridWLDFRContact from objectAggregated | WLDFR | HFTD - Distribution - Tier 3 - 1QU CoRE ¦ 4QU LoRE | Non-Red Flag Warning - Destructive Fires | Contact from object | Aggregated | 2035 | 7.2173e-07 | 111.286 | 8.0318e-05 | 2035 | Mitigation | 0.95 | 45 | 0 | esc | 0.00097009 | 7.0014e-10 | 0.00097009 | 7.0014e-10 | 0.0027785 | 1.1917e-10 | 0.0085129 | 8.8571e-10
[120 empty] | 7.3.3.17.5 (Remote Grid) Updates to grid topology to minimize risk of ignition in HFTDs Remote GridWLDFRContact from objectAggregated | WLDFR | HFTD - Distribution - Tier 3 - 1QU CoRE ¦ 4QU LoRE | Non-Red Flag Warning - Destructive Fires | Contact from object | Aggregated | 2036 | 7.2173e-07 | 111.286 | 8.0318e-05 | 2036 | Mitigation | 0.95 | 45 | 0 | esc | 0.00097009 | 7.0014e-10 | 0.00097009 | 7.0014e-10 | 0.0027785 | 1.1917e-10 | 0.0085129 | 8.8571e-10
[120 empty] | 7.3.3.17.5 (Remote Grid) Updates to grid topology to minimize risk of ignition in HFTDs Remote GridWLDFRContact from objectAggregated | WLDFR | HFTD - Distribution - Tier 3 - 1QU CoRE ¦ 4QU LoRE | Non-Red Flag Warning - Destructive Fires | Contact from object | Aggregated | 2037 | 7.2173e-07 | 111.286 | 8.0318e-05 | 2037 | Mitigation | 0.95 | 45 | 0 | esc | 0.00097009 | 7.0014e-10 | 0.00097009 | 7.0014e-10 | 0.0027785 | 1.1917e-10 | 0.0085129 | 8.8571e-10
[120 empty] | 7.3.3.17.5 (Remote Grid) Updates to grid topology to minimize risk of ignition in HFTDs Remote GridWLDFRContact from objectAggregated | WLDFR | HFTD - Distribution - Tier 3 - 1QU CoRE ¦ 4QU LoRE | Non-Red Flag Warning - Destructive Fires | Contact from object | Aggregated | 2038 | 7.2173e-07 | 111.286 | 8.0318e-05 | 2038 | Mitigation | 0.95 | 45 | 0 | esc | 0.00097009 | 7.0014e-10 | 0.00097009 | 7.0014e-10 | 0.0027785 | 1.1917e-10 | 0.0085129 | 8.8571e-10
[120 empty] | 7.3.3.17.5 (Remote Grid) Updates to grid topology to minimize risk of ignition in HFTDs Remote GridWLDFRContact from objectAggregated | WLDFR | HFTD - Distribution - Tier 3 - 1QU CoRE ¦ 4QU LoRE | Non-Red Flag Warning - Destructive Fires | Contact from object | Aggregated | 2039 | 7.2173e-07 | 111.286 | 8.0318e-05 | 2039 | Mitigation | 0.95 | 45 | 0 | esc | 0.00097009 | 7.0014e-10 | 0.00097009 | 7.0014e-10 | 0.0027785 | 1.1917e-10 | 0.0085129 | 8.8571e-10
[120 empty] | 7.3.3.17.5 (Remote Grid) Updates to grid topology to minimize risk of ignition in HFTDs Remote GridWLDFRContact from objectAggregated | WLDFR | HFTD - Distribution - Tier 3 - 1QU CoRE ¦ 4QU LoRE | Non-Red Flag Warning - Destructive Fires | Contact from object | Aggregated | 2040 | 7.2173e-07 | 111.286 | 8.0318e-05 | 2040 | Mitigation | 0.95 | 45 | 0 | esc | 0.00097009 | 7.0014e-10 | 0.00097009 | 7.0014e-10 | 0.0027785 | 1.1917e-10 | 0.0085129 | 8.8571e-10
[120 empty] | 7.3.3.17.5 (Remote Grid) Updates to grid topology to minimize risk of ignition in HFTDs Remote GridWLDFRContact from objectAggregated | WLDFR | HFTD - Distribution - Tier 3 - 1QU CoRE ¦ 4QU LoRE | Non-Red Flag Warning - Destructive Fires | Contact from object | Aggregated | 2041 | 7.2173e-07 | 111.286 | 8.0318e-05 | 2041 | Mitigation | 0.95 | 45 | 0 | esc | 0.00097009 | 7.0014e-10 | 0.00097009 | 7.0014e-10 | 0.0027785 | 1.1917e-10 | 0.0085129 | 8.8571e-10
[120 empty] | 7.3.3.17.5 (Remote Grid) Updates to grid topology to minimize risk of ignition in HFTDs Remote GridWLDFRContact from objectAggregated | WLDFR | HFTD - Distribution - Tier 3 - 1QU CoRE ¦ 4QU LoRE | Non-Red Flag Warning - Destructive Fires | Contact from object | Aggregated | 2042 | 7.2173e-07 | 111.286 | 8.0318e-05 | 2042 | Mitigation | 0.95 | 45 | 0 | esc | 0.00097009 | 7.0014e-10 | 0.00097009 | 7.0014e-10 | 0.0027785 | 1.1917e-10 | 0.0085129 | 8.8571e-10
[120 empty] | 7.3.3.17.5 (Remote Grid) Updates to grid topology to minimize risk of ignition in HFTDs Remote GridWLDFRContact from objectAggregated | WLDFR | HFTD - Distribution - Tier 3 - 1QU CoRE ¦ 4QU LoRE | Non-Red Flag Warning - Destructive Fires | Contact from object | Aggregated | 2043 | 7.2173e-07 | 111.286 | 8.0318e-05 | 2043 | Mitigation | 0.95 | 45 | 0 | esc | 0.00097009 | 7.0014e-10 | 0.00097009 | 7.0014e-10 | 0.0027785 | 1.1917e-10 | 0.0085129 | 8.8571e-10
[120 empty] | 7.3.3.17.5 (Remote Grid) Updates to grid topology to minimize risk of ignition in HFTDs Remote GridWLDFRContact from objectAggregated | WLDFR | HFTD - Distribution - Tier 3 - 1QU CoRE ¦ 4QU LoRE | Non-Red Flag Warning - Destructive Fires | Contact from object | Aggregated | 2044 | 7.2173e-07 | 111.286 | 8.0318e-05 | 2044 | Mitigation | 0.95 | 45 | 0 | esc | 0.00097009 | 7.0014e-10 | 0.00097009 | 7.0014e-10 | 0.0027785 | 1.1917e-10 | 0.0085129 | 8.8571e-10
[120 empty] | 7.3.3.17.5 (Remote Grid) Updates to grid topology to minimize risk of ignition in HFTDs Remote GridWLDFRContact from objectAggregated | WLDFR | HFTD - Distribution - Tier 3 - 1QU CoRE ¦ 4QU LoRE | Non-Red Flag Warning - Destructive Fires | Contact from object | Aggregated | 2045 | 7.2173e-07 | 111.286 | 8.0318e-05 | 2045 | Mitigation | 0.95 | 45 | 0 | esc | 0.00097009 | 7.0014e-10 | 0.00097009 | 7.0014e-10 | 0.0027785 | 1.1917e-10 | 0.0085129 | 8.8571e-10
[120 empty] | 7.3.3.17.5 (Remote Grid) Updates to grid topology to minimize risk of ignition in HFTDs Remote GridWLDFRContact from objectAggregated | WLDFR | HFTD - Distribution - Tier 3 - 1QU CoRE ¦ 4QU LoRE | Non-Red Flag Warning - Destructive Fires | Contact from object | Aggregated | 2046 | 7.2173e-07 | 111.286 | 8.0318e-05 | 2046 | Mitigation | 0.95 | 45 | 0 | esc | 0.00097009 | 7.0014e-10 | 0.00097009 | 7.0014e-10 | 0.0027785 | 1.1917e-10 | 0.0085129 | 8.8571e-10
[120 empty] | 7.3.3.17.5 (Remote Grid) Updates to grid topology to minimize risk of ignition in HFTDs Remote GridWLDFRContact from objectAggregated | WLDFR | HFTD - Distribution - Tier 3 - 1QU CoRE ¦ 4QU LoRE | Non-Red Flag Warning - Destructive Fires | Contact from object | Aggregated | 2047 | 7.2173e-07 | 111.286 | 8.0318e-05 | 2047 | Mitigation | 0.95 | 45 | 0 | esc | 0.00097009 | 7.0014e-10 | 0.00097009 | 7.0014e-10 | 0.0027785 | 1.1917e-10 | 0.0085129 | 8.8571e-10
[120 empty] | 7.3.3.17.5 (Remote Grid) Updates to grid topology to minimize risk of ignition in HFTDs Remote GridWLDFRContact from objectAggregated | WLDFR | HFTD - Distribution - Tier 3 - 1QU CoRE ¦ 4QU LoRE | Non-Red Flag Warning - Destructive Fires | Contact from object | Aggregated | 2048 | 7.2173e-07 | 111.286 | 8.0318e-05 | 2048 | Mitigation | 0.95 | 45 | 0 | esc | 0.00097009 | 7.0014e-10 | 0.00097009 | 7.0014e-10 | 0.0027785 | 1.1917e-10 | 0.0085129 | 8.8571e-10
[120 empty] | 7.3.3.17.5 (Remote Grid) Updates to grid topology to minimize risk of ignition in HFTDs Remote GridWLDFRContact from objectAggregated | WLDFR | HFTD - Distribution - Tier 3 - 1QU CoRE ¦ 4QU LoRE | Non-Red Flag Warning - Destructive Fires | Contact from object | Aggregated | 2049 | 7.2173e-07 | 111.286 | 8.0318e-05 | 2049 | Mitigation | 0.95 | 45 | 0 | esc | 0.00097009 | 7.0014e-10 | 0.00097009 | 7.0014e-10 | 0.0027785 | 1.1917e-10 | 0.0085129 | 8.8571e-10
[120 empty] | 7.3.3.17.5 (Remote Grid) Updates to grid topology to minimize risk of ignition in HFTDs Remote GridWLDFRContact from objectAggregated | WLDFR | HFTD - Distribution - Tier 3 - 1QU CoRE ¦ 4QU LoRE | Non-Red Flag Warning - Destructive Fires | Contact from object | Aggregated | 2050 | 7.2173e-07 | 111.286 | 8.0318e-05 | 2050 | Mitigation | 0.95 | 45 | 0 | esc | 0.00097009 | 7.0014e-10 | 0.00097009 | 7.0014e-10 | 0.0027785 | 1.1917e-10 | 0.0085129 | 8.8571e-10
[120 empty] | 7.3.3.17.5 (Remote Grid) Updates to grid topology to minimize risk of ignition in HFTDs Remote GridWLDFRContact from objectAggregated | WLDFR | HFTD - Distribution - Tier 3 - 1QU CoRE ¦ 4QU LoRE | Non-Red Flag Warning - Destructive Fires | Contact from object | Aggregated | 2051 | 7.2173e-07 | 111.286 | 8.0318e-05 | 2051 | Mitigation | 0.95 | 45 | 0 | esc | 0.00097009 | 7.0014e-10 | 0.00097009 | 7.0014e-10 | 0.0027785 | 1.1917e-10 | 0.0085129 | 8.8571e-10
[120 empty] | 7.3.3.17.5 (Remote Grid) Updates to grid topology to minimize risk of ignition in HFTDs Remote GridWLDFRContact from objectAggregated | WLDFR | HFTD - Distribution - Tier 3 - 1QU CoRE ¦ 4QU LoRE | Non-Red Flag Warning - Destructive Fires | Contact from object | Aggregated | 2052 | 7.2173e-07 | 111.286 | 8.0318e-05 | 2052 | Mitigation | 0.95 | 45 | 0 | esc | 0.00097009 | 7.0014e-10 | 0.00097009 | 7.0014e-10 | 0.0027785 | 1.1917e-10 | 0.0085129 | 8.8571e-10
[120 empty] | 7.3.3.17.5 (Remote Grid) Updates to grid topology to minimize risk of ignition in HFTDs Remote GridWLDFRContact from objectAggregated | WLDFR | HFTD - Distribution - Tier 3 - 1QU CoRE ¦ 4QU LoRE | Non-Red Flag Warning - Destructive Fires | Contact from object | Aggregated | 2053 | 7.2173e-07 | 111.286 | 8.0318e-05 | 2053 | Mitigation | 0.95 | 45 | 0 | esc | 0.00097009 | 7.0014e-10 | 0.00097009 | 7.0014e-10 | 0.0027785 | 1.1917e-10 | 0.0085129 | 8.8571e-10
[120 empty] | 7.3.3.17.5 (Remote Grid) Updates to grid topology to minimize risk of ignition in HFTDs Remote GridWLDFRContact from objectAggregated | WLDFR | HFTD - Distribution - Tier 3 - 1QU CoRE ¦ 4QU LoRE | Non-Red Flag Warning - Destructive Fires | Contact from object | Aggregated | 2054 | 7.2173e-07 | 111.286 | 8.0318e-05 | 2054 | Mitigation | 0.95 | 45 | 0 | esc | 0.00097009 | 7.0014e-10 | 0.00097009 | 7.0014e-10 | 0.0027785 | 1.1917e-10 | 0.0085129 | 8.8571e-10
[120 empty] | 7.3.3.17.5 (Remote Grid) Updates to grid topology to minimize risk of ignition in HFTDs Remote GridWLDFRContact from objectAggregated | WLDFR | HFTD - Distribution - Tier 3 - 1QU CoRE ¦ 4QU LoRE | Non-Red Flag Warning - Destructive Fires | Contact from object | Aggregated | 2055 | 7.2173e-07 | 111.286 | 8.0318e-05 | 2055 | Mitigation | 0.95 | 45 | 0 | esc | 0.00097009 | 7.0014e-10 | 0.00097009 | 7.0014e-10 | 0.0027785 | 1.1917e-10 | 0.0085129 | 8.8571e-10
[120 empty] | 7.3.3.17.5 (Remote Grid) Updates to grid topology to minimize risk of ignition in HFTDs Remote GridWLDFRContact from objectAggregated | WLDFR | HFTD - Distribution - Tier 3 - 1QU CoRE ¦ 4QU LoRE | Non-Red Flag Warning - Destructive Fires | Contact from object | Aggregated | 2056 | 7.2173e-07 | 111.286 | 8.0318e-05 | 2056 | Mitigation | 0.95 | 45 | 0 | esc | 0.00097009 | 7.0014e-10 | 0.00097009 | 7.0014e-10 | 0.0027785 | 1.1917e-10 | 0 | 0
[120 empty] | 7.3.3.17.5 (Remote Grid) Updates to grid topology to minimize risk of ignition in HFTDs Remote GridWLDFRContact from objectAggregated | WLDFR | HFTD - Distribution - Tier 3 - 1QU CoRE ¦ 4QU LoRE | Non-Red Flag Warning - Destructive Fires | Contact from object | Aggregated | 2057 | 7.2173e-07 | 111.286 | 8.0318e-05 | 2057 | Mitigation | 0.95 | 45 | 0 | esc | 0.00097009 | 7.0014e-10 | 0.00097009 | 7.0014e-10 | 0.0027785 | 1.1917e-10 | 0 | 0
[120 empty] | 7.3.3.17.5 (Remote Grid) Updates to grid topology to minimize risk of ignition in HFTDs Remote GridWLDFRContact from objectAggregated | WLDFR | HFTD - Distribution - Tier 3 - 1QU CoRE ¦ 4QU LoRE | Non-Red Flag Warning - Destructive Fires | Contact from object | Aggregated | 2058 | 7.2173e-07 | 111.286 | 8.0318e-05 | 2058 | Mitigation | 0.95 | 45 | 0 | esc | 0.00097009 | 7.0014e-10 | 0.00097009 | 7.0014e-10 | 0.0027785 | 1.1917e-10 | 0.0093087 | 5.7048e-09
[120 empty] | 7.3.3.17.5 (Remote Grid) Updates to grid topology to minimize risk of ignition in HFTDs Remote GridWLDFRContact from objectAggregated | WLDFR | HFTD - Distribution - Tier 3 - 1QU CoRE ¦ 4QU LoRE | Non-Red Flag Warning - Destructive Fires | Contact from object | Aggregated | 2059 | 7.2173e-07 | 111.286 | 8.0318e-05 | 2059 | Mitigation | 0.95 | 45 | 0 | esc | 0.00097009 | 7.0014e-10 | 0.00097009 | 7.0014e-10 | 0.0027785 | 1.1917e-10 | 0.0093087 | 5.7048e-09
[120 empty] | 7.3.3.17.5 (Remote Grid) Updates to grid topology to minimize risk of ignition in HFTDs Remote GridWLDFRContact from objectAggregated | WLDFR | HFTD - Distribution - Tier 3 - 1QU CoRE ¦ 4QU LoRE | Non-Red Flag Warning - Destructive Fires | Contact from object | Aggregated | 2060 | 7.2173e-07 | 111.286 | 8.0318e-05 | 2060 | Mitigation | 0.95 | 45 | 0 | esc | 0.00097009 | 7.0014e-10 | 0.00097009 | 7.0014e-10 | 0.0027785 | 1.1917e-10 | 0.0093087 | 5.7048e-09
[120 empty] | 7.3.3.17.5 (Remote Grid) Updates to grid topology to minimize risk of ignition in HFTDs Remote GridWLDFRContact from objectAggregated | WLDFR | HFTD - Distribution - Tier 3 - 1QU CoRE ¦ 4QU LoRE | Non-Red Flag Warning - Destructive Fires | Contact from object | Aggregated | 2061 | 7.2173e-07 | 111.286 | 8.0318e-05 | 2061 | Mitigation | 0.95 | 45 | 0 | esc | 0.00097009 | 7.0014e-10 | 0.00097009 | 7.0014e-10 | 0.0027785 | 1.1917e-10 | 0.0093087 | 5.7048e-09
[120 empty] | 7.3.3.17.5 (Remote Grid) Updates to grid topology to minimize risk of ignition in HFTDs Remote GridWLDFRContact from objectAggregated | WLDFR | HFTD - Distribution - Tier 3 - 1QU CoRE ¦ 4QU LoRE | Non-Red Flag Warning - Destructive Fires | Contact from object | Aggregated | 2062 | 7.2173e-07 | 111.286 | 8.0318e-05 | 2062 | Mitigation | 0.95 | 45 | 0 | esc | 0.00097009 | 7.0014e-10 | 0.00097009 | 7.0014e-10 | 0.0027785 | 1.1917e-10 | 0.0093087 | 5.7048e-09
[120 empty] | 7.3.3.17.5 (Remote Grid) Updates to grid topology to minimize risk of ignition in HFTDs Remote GridWLDFRContact from objectAggregated | WLDFR | HFTD - Distribution - Tier 3 - 1QU CoRE ¦ 4QU LoRE | Non-Red Flag Warning - Destructive Fires | Contact from object | Aggregated | 2063 | 7.2173e-07 | 111.286 | 8.0318e-05 | 2063 | Mitigation | 0.95 | 45 | 0 | esc | 0.00097009 | 7.0014e-10 | 0.00097009 | 7.0014e-10 | 0.0027785 | 1.1917e-10 | 0.0093087 | 5.7048e-09
[120 empty] | 7.3.3.17.5 (Remote Grid) Updates to grid topology to minimize risk of ignition in HFTDs Remote GridWLDFRContact from objectAggregated | WLDFR | HFTD - Distribution - Tier 3 - 1QU CoRE ¦ 4QU LoRE | Non-Red Flag Warning - Destructive Fires | Contact from object | Aggregated | 2064 | 7.2173e-07 | 111.286 | 8.0318e-05 | 2064 | Mitigation | 0.95 | 45 | 0 | esc | 0.00097009 | 7.0014e-10 | 0.00097009 | 7.0014e-10 | 0 | 0 | 0.0093087 | 5.7048e-09
[120 empty] | 7.3.3.17.5 (Remote Grid) Updates to grid topology to minimize risk of ignition in HFTDs Remote GridWLDFRContact from objectAggregated | WLDFR | HFTD - Distribution - Tier 3 - 1QU CoRE ¦ 4QU LoRE | Non-Red Flag Warning - Destructive Fires | Contact from object | Aggregated | 2065 | 7.2173e-07 | 111.286 | 8.0318e-05 | 2065 | Mitigation | 0.95 | 45 | 0 | esc | 0.00097009 | 7.0014e-10 | 0.00097009 | 7.0014e-10 | 0.0027785 | 1.7656e-08 | 0.0093087 | 5.7048e-09
[120 empty] | 7.3.3.17.5 (Remote Grid) Updates to grid topology to minimize risk of ignition in HFTDs Remote GridWLDFRContact from objectAggregated | WLDFR | HFTD - Distribution - Tier 3 - 1QU CoRE ¦ 4QU LoRE | Non-Red Flag Warning - Destructive Fires | Contact from object | Aggregated | 2066 | 7.2173e-07 | 111.286 | 8.0318e-05 | 2066 | Mitigation | 0.95 | 45 | 0 | esc | 0.00097009 | 7.0014e-10 | 0.00097009 | 7.0014e-10 | 0.0027785 | 1.7656e-08 | 0.0093087 | 5.7048e-09
[120 empty] | 7.3.3.17.5 (Remote Grid) Updates to grid topology to minimize risk of ignition in HFTDs Remote GridWLDFRContact from objectAggregated | WLDFR | HFTD - Distribution - Tier 3 - 1QU CoRE ¦ 4QU LoRE | Non-Red Flag Warning - Destructive Fires | Contact from object | Aggregated | 2067 | 7.2173e-07 | 111.286 | 8.0318e-05 | 2067 | Mitigation | 0.95 | 45 | 0 | esc | 0 | 0 | 0.00097009 | 7.0014e-10 | 0.0027785 | 1.7656e-08 | 0.0093087 | 5.7048e-09
[120 empty] | 7.3.3.17.5 (Remote Grid) Updates to grid topology to minimize risk of ignition in HFTDs Remote GridWLDFRContaminationAggregated | WLDFR | HFTD - Distribution - Tier 3 - 1QU CoRE ¦ 4QU LoRE | Non-Red Flag Warning - Destructive Fires | Contamination | Aggregated | 2022 | 1.5418e-08 | 111.286 | 1.7158e-06 | 2022 | Mitigation | 0.95 | 45 | 0 | esc | 0.00097009 | 1.4957e-11 | 0 | 0 | 0.0027785 | 1.7656e-08 | 0.0093087 | 5.7048e-09
[120 empty] | 7.3.3.17.5 (Remote Grid) Updates to grid topology to minimize risk of ignition in HFTDs Remote GridWLDFRContaminationAggregated | WLDFR | HFTD - Distribution - Tier 3 - 1QU CoRE ¦ 4QU LoRE | Non-Red Flag Warning - Destructive Fires | Contamination | Aggregated | 2023 | 1.5418e-08 | 111.286 | 1.7158e-06 | 2023 | Mitigation | 0.95 | 45 | 0 | esc | 0.00097009 | 1.4957e-11 | 0.00097009 | 1.4957e-11 | 0.0027785 | 1.7656e-08 | 0.0093087 | 5.7048e-09
[120 empty] | 7.3.3.17.5 (Remote Grid) Updates to grid topology to minimize risk of ignition in HFTDs Remote GridWLDFRContaminationAggregated | WLDFR | HFTD - Distribution - Tier 3 - 1QU CoRE ¦ 4QU LoRE | Non-Red Flag Warning - Destructive Fires | Contamination | Aggregated | 2024 | 1.5418e-08 | 111.286 | 1.7158e-06 | 2024 | Mitigation | 0.95 | 45 | 0 | esc | 0.00097009 | 1.4957e-11 | 0.00097009 | 1.4957e-11 | 0.0027785 | 1.7656e-08 | 0.0093087 | 5.7048e-09
[120 empty] | 7.3.3.17.5 (Remote Grid) Updates to grid topology to minimize risk of ignition in HFTDs Remote GridWLDFRContaminationAggregated | WLDFR | HFTD - Distribution - Tier 3 - 1QU CoRE ¦ 4QU LoRE | Non-Red Flag Warning - Destructive Fires | Contamination | Aggregated | 2025 | 1.5418e-08 | 111.286 | 1.7158e-06 | 2025 | Mitigation | 0.95 | 45 | 0 | esc | 0.00097009 | 1.4957e-11 | 0.00097009 | 1.4957e-11 | 0.0027785 | 1.7656e-08 | 0.0093087 | 5.7048e-09
[120 empty] | 7.3.3.17.5 (Remote Grid) Updates to grid topology to minimize risk of ignition in HFTDs Remote GridWLDFRContaminationAggregated | WLDFR | HFTD - Distribution - Tier 3 - 1QU CoRE ¦ 4QU LoRE | Non-Red Flag Warning - Destructive Fires | Contamination | Aggregated | 2026 | 1.5418e-08 | 111.286 | 1.7158e-06 | 2026 | Mitigation | 0.95 | 45 | 0 | esc | 0.00097009 | 1.4957e-11 | 0.00097009 | 1.4957e-11 | 0.0027785 | 1.7656e-08 | 0.0093087 | 5.7048e-09
[120 empty] | 7.3.3.17.5 (Remote Grid) Updates to grid topology to minimize risk of ignition in HFTDs Remote GridWLDFRContaminationAggregated | WLDFR | HFTD - Distribution - Tier 3 - 1QU CoRE ¦ 4QU LoRE | Non-Red Flag Warning - Destructive Fires | Contamination | Aggregated | 2027 | 1.5418e-08 | 111.286 | 1.7158e-06 | 2027 | Mitigation | 0.95 | 45 | 0 | esc | 0.00097009 | 1.4957e-11 | 0.00097009 | 1.4957e-11 | 0.0027785 | 1.7656e-08 | 0.0093087 | 5.7048e-09
[120 empty] | 7.3.3.17.5 (Remote Grid) Updates to grid topology to minimize risk of ignition in HFTDs Remote GridWLDFRContaminationAggregated | WLDFR | HFTD - Distribution - Tier 3 - 1QU CoRE ¦ 4QU LoRE | Non-Red Flag Warning - Destructive Fires | Contamination | Aggregated | 2028 | 1.5418e-08 | 111.286 | 1.7158e-06 | 2028 | Mitigation | 0.95 | 45 | 0 | esc | 0.00097009 | 1.4957e-11 | 0.00097009 | 1.4957e-11 | 0.0027785 | 1.7656e-08 | 0.0093087 | 5.7048e-09
[120 empty] | 7.3.3.17.5 (Remote Grid) Updates to grid topology to minimize risk of ignition in HFTDs Remote GridWLDFRContaminationAggregated | WLDFR | HFTD - Distribution - Tier 3 - 1QU CoRE ¦ 4QU LoRE | Non-Red Flag Warning - Destructive Fires | Contamination | Aggregated | 2029 | 1.5418e-08 | 111.286 | 1.7158e-06 | 2029 | Mitigation | 0.95 | 45 | 0 | esc | 0.00097009 | 1.4957e-11 | 0.00097009 | 1.4957e-11 | 0.0027785 | 1.7656e-08 | 0.0093087 | 5.7048e-09
[120 empty] | 7.3.3.17.5 (Remote Grid) Updates to grid topology to minimize risk of ignition in HFTDs Remote GridWLDFRContaminationAggregated | WLDFR | HFTD - Distribution - Tier 3 - 1QU CoRE ¦ 4QU LoRE | Non-Red Flag Warning - Destructive Fires | Contamination | Aggregated | 2030 | 1.5418e-08 | 111.286 | 1.7158e-06 | 2030 | Mitigation | 0.95 | 45 | 0 | esc | 0.00097009 | 1.4957e-11 | 0.00097009 | 1.4957e-11 | 0.0027785 | 1.7656e-08 | 0.0093087 | 5.7048e-09
[120 empty] | 7.3.3.17.5 (Remote Grid) Updates to grid topology to minimize risk of ignition in HFTDs Remote GridWLDFRContaminationAggregated | WLDFR | HFTD - Distribution - Tier 3 - 1QU CoRE ¦ 4QU LoRE | Non-Red Flag Warning - Destructive Fires | Contamination | Aggregated | 2031 | 1.5418e-08 | 111.286 | 1.7158e-06 | 2031 | Mitigation | 0.95 | 45 | 0 | esc | 0.00097009 | 1.4957e-11 | 0.00097009 | 1.4957e-11 | 0.0027785 | 1.7656e-08 | 0.0093087 | 5.7048e-09
[120 empty] | 7.3.3.17.5 (Remote Grid) Updates to grid topology to minimize risk of ignition in HFTDs Remote GridWLDFRContaminationAggregated | WLDFR | HFTD - Distribution - Tier 3 - 1QU CoRE ¦ 4QU LoRE | Non-Red Flag Warning - Destructive Fires | Contamination | Aggregated | 2032 | 1.5418e-08 | 111.286 | 1.7158e-06 | 2032 | Mitigation | 0.95 | 45 | 0 | esc | 0.00097009 | 1.4957e-11 | 0.00097009 | 1.4957e-11 | 0.0027785 | 1.7656e-08 | 0.0093087 | 5.7048e-09
[120 empty] | 7.3.3.17.5 (Remote Grid) Updates to grid topology to minimize risk of ignition in HFTDs Remote GridWLDFRContaminationAggregated | WLDFR | HFTD - Distribution - Tier 3 - 1QU CoRE ¦ 4QU LoRE | Non-Red Flag Warning - Destructive Fires | Contamination | Aggregated | 2033 | 1.5418e-08 | 111.286 | 1.7158e-06 | 2033 | Mitigation | 0.95 | 45 | 0 | esc | 0.00097009 | 1.4957e-11 | 0.00097009 | 1.4957e-11 | 0.0027785 | 1.7656e-08 | 0.0093087 | 5.7048e-09
[120 empty] | 7.3.3.17.5 (Remote Grid) Updates to grid topology to minimize risk of ignition in HFTDs Remote GridWLDFRContaminationAggregated | WLDFR | HFTD - Distribution - Tier 3 - 1QU CoRE ¦ 4QU LoRE | Non-Red Flag Warning - Destructive Fires | Contamination | Aggregated | 2034 | 1.5418e-08 | 111.286 | 1.7158e-06 | 2034 | Mitigation | 0.95 | 45 | 0 | esc | 0.00097009 | 1.4957e-11 | 0.00097009 | 1.4957e-11 | 0.0027785 | 1.7656e-08 | 0.0093087 | 5.7048e-09
[120 empty] | 7.3.3.17.5 (Remote Grid) Updates to grid topology to minimize risk of ignition in HFTDs Remote GridWLDFRContaminationAggregated | WLDFR | HFTD - Distribution - Tier 3 - 1QU CoRE ¦ 4QU LoRE | Non-Red Flag Warning - Destructive Fires | Contamination | Aggregated | 2035 | 1.5418e-08 | 111.286 | 1.7158e-06 | 2035 | Mitigation | 0.95 | 45 | 0 | esc | 0.00097009 | 1.4957e-11 | 0.00097009 | 1.4957e-11 | 0.0027785 | 1.7656e-08 | 0.0093087 | 5.7048e-09
[120 empty] | 7.3.3.17.5 (Remote Grid) Updates to grid topology to minimize risk of ignition in HFTDs Remote GridWLDFRContaminationAggregated | WLDFR | HFTD - Distribution - Tier 3 - 1QU CoRE ¦ 4QU LoRE | Non-Red Flag Warning - Destructive Fires | Contamination | Aggregated | 2036 | 1.5418e-08 | 111.286 | 1.7158e-06 | 2036 | Mitigation | 0.95 | 45 | 0 | esc | 0.00097009 | 1.4957e-11 | 0.00097009 | 1.4957e-11 | 0.0027785 | 1.7656e-08 | 0.0093087 | 5.7048e-09
[120 empty] | 7.3.3.17.5 (Remote Grid) Updates to grid topology to minimize risk of ignition in HFTDs Remote GridWLDFRContaminationAggregated | WLDFR | HFTD - Distribution - Tier 3 - 1QU CoRE ¦ 4QU LoRE | Non-Red Flag Warning - Destructive Fires | Contamination | Aggregated | 2037 | 1.5418e-08 | 111.286 | 1.7158e-06 | 2037 | Mitigation | 0.95 | 45 | 0 | esc | 0.00097009 | 1.4957e-11 | 0.00097009 | 1.4957e-11 | 0.0027785 | 1.7656e-08 | 0.0093087 | 5.7048e-09
[120 empty] | 7.3.3.17.5 (Remote Grid) Updates to grid topology to minimize risk of ignition in HFTDs Remote GridWLDFRContaminationAggregated | WLDFR | HFTD - Distribution - Tier 3 - 1QU CoRE ¦ 4QU LoRE | Non-Red Flag Warning - Destructive Fires | Contamination | Aggregated | 2038 | 1.5418e-08 | 111.286 | 1.7158e-06 | 2038 | Mitigation | 0.95 | 45 | 0 | esc | 0.00097009 | 1.4957e-11 | 0.00097009 | 1.4957e-11 | 0.0027785 | 1.7656e-08 | 0.0093087 | 5.7048e-09
[120 empty] | 7.3.3.17.5 (Remote Grid) Updates to grid topology to minimize risk of ignition in HFTDs Remote GridWLDFRContaminationAggregated | WLDFR | HFTD - Distribution - Tier 3 - 1QU CoRE ¦ 4QU LoRE | Non-Red Flag Warning - Destructive Fires | Contamination | Aggregated | 2039 | 1.5418e-08 | 111.286 | 1.7158e-06 | 2039 | Mitigation | 0.95 | 45 | 0 | esc | 0.00097009 | 1.4957e-11 | 0.00097009 | 1.4957e-11 | 0.0027785 | 1.7656e-08 | 0.0093087 | 5.7048e-09
[120 empty] | 7.3.3.17.5 (Remote Grid) Updates to grid topology to minimize risk of ignition in HFTDs Remote GridWLDFRContaminationAggregated | WLDFR | HFTD - Distribution - Tier 3 - 1QU CoRE ¦ 4QU LoRE | Non-Red Flag Warning - Destructive Fires | Contamination | Aggregated | 2040 | 1.5418e-08 | 111.286 | 1.7158e-06 | 2040 | Mitigation | 0.95 | 45 | 0 | esc | 0.00097009 | 1.4957e-11 | 0.00097009 | 1.4957e-11 | 0.0027785 | 1.7656e-08 | 0.0093087 | 5.7048e-09
[120 empty] | 7.3.3.17.5 (Remote Grid) Updates to grid topology to minimize risk of ignition in HFTDs Remote GridWLDFRContaminationAggregated | WLDFR | HFTD - Distribution - Tier 3 - 1QU CoRE ¦ 4QU LoRE | Non-Red Flag Warning - Destructive Fires | Contamination | Aggregated | 2041 | 1.5418e-08 | 111.286 | 1.7158e-06 | 2041 | Mitigation | 0.95 | 45 | 0 | esc | 0.00097009 | 1.4957e-11 | 0.00097009 | 1.4957e-11 | 0.0027785 | 1.7656e-08 | 0.0093087 | 5.7048e-09
[120 empty] | 7.3.3.17.5 (Remote Grid) Updates to grid topology to minimize risk of ignition in HFTDs Remote GridWLDFRContaminationAggregated | WLDFR | HFTD - Distribution - Tier 3 - 1QU CoRE ¦ 4QU LoRE | Non-Red Flag Warning - Destructive Fires | Contamination | Aggregated | 2042 | 1.5418e-08 | 111.286 | 1.7158e-06 | 2042 | Mitigation | 0.95 | 45 | 0 | esc | 0.00097009 | 1.4957e-11 | 0.00097009 | 1.4957e-11 | 0.0027785 | 1.7656e-08 | 0 | 0
[120 empty] | 7.3.3.17.5 (Remote Grid) Updates to grid topology to minimize risk of ignition in HFTDs Remote GridWLDFRContaminationAggregated | WLDFR | HFTD - Distribution - Tier 3 - 1QU CoRE ¦ 4QU LoRE | Non-Red Flag Warning - Destructive Fires | Contamination | Aggregated | 2043 | 1.5418e-08 | 111.286 | 1.7158e-06 | 2043 | Mitigation | 0.95 | 45 | 0 | esc | 0.00097009 | 1.4957e-11 | 0.00097009 | 1.4957e-11 | 0.0027785 | 1.7656e-08 | 0 | 0
[120 empty] | 7.3.3.17.5 (Remote Grid) Updates to grid topology to minimize risk of ignition in HFTDs Remote GridWLDFRContaminationAggregated | WLDFR | HFTD - Distribution - Tier 3 - 1QU CoRE ¦ 4QU LoRE | Non-Red Flag Warning - Destructive Fires | Contamination | Aggregated | 2044 | 1.5418e-08 | 111.286 | 1.7158e-06 | 2044 | Mitigation | 0.95 | 45 | 0 | esc | 0.00097009 | 1.4957e-11 | 0.00097009 | 1.4957e-11 | 0.0027785 | 1.7656e-08 | 0.0083522 | 1.0743e-09
[120 empty] | 7.3.3.17.5 (Remote Grid) Updates to grid topology to minimize risk of ignition in HFTDs Remote GridWLDFRContaminationAggregated | WLDFR | HFTD - Distribution - Tier 3 - 1QU CoRE ¦ 4QU LoRE | Non-Red Flag Warning - Destructive Fires | Contamination | Aggregated | 2045 | 1.5418e-08 | 111.286 | 1.7158e-06 | 2045 | Mitigation | 0.95 | 45 | 0 | esc | 0.00097009 | 1.4957e-11 | 0.00097009 | 1.4957e-11 | 0.0027785 | 1.7656e-08 | 0.0083522 | 1.0743e-09
[120 empty] | 7.3.3.17.5 (Remote Grid) Updates to grid topology to minimize risk of ignition in HFTDs Remote GridWLDFRContaminationAggregated | WLDFR | HFTD - Distribution - Tier 3 - 1QU CoRE ¦ 4QU LoRE | Non-Red Flag Warning - Destructive Fires | Contamination | Aggregated | 2046 | 1.5418e-08 | 111.286 | 1.7158e-06 | 2046 | Mitigation | 0.95 | 45 | 0 | esc | 0.00097009 | 1.4957e-11 | 0.00097009 | 1.4957e-11 | 0.0027785 | 1.7656e-08 | 0.0083522 | 1.0743e-09
[120 empty] | 7.3.3.17.5 (Remote Grid) Updates to grid topology to minimize risk of ignition in HFTDs Remote GridWLDFRContaminationAggregated | WLDFR | HFTD - Distribution - Tier 3 - 1QU CoRE ¦ 4QU LoRE | Non-Red Flag Warning - Destructive Fires | Contamination | Aggregated | 2047 | 1.5418e-08 | 111.286 | 1.7158e-06 | 2047 | Mitigation | 0.95 | 45 | 0 | esc | 0.00097009 | 1.4957e-11 | 0.00097009 | 1.4957e-11 | 0.0027785 | 1.7656e-08 | 0.0083522 | 1.0743e-09
[120 empty] | 7.3.3.17.5 (Remote Grid) Updates to grid topology to minimize risk of ignition in HFTDs Remote GridWLDFRContaminationAggregated | WLDFR | HFTD - Distribution - Tier 3 - 1QU CoRE ¦ 4QU LoRE | Non-Red Flag Warning - Destructive Fires | Contamination | Aggregated | 2048 | 1.5418e-08 | 111.286 | 1.7158e-06 | 2048 | Mitigation | 0.95 | 45 | 0 | esc | 0.00097009 | 1.4957e-11 | 0.00097009 | 1.4957e-11 | 0.0027785 | 1.7656e-08 | 0.0083522 | 1.0743e-09
[120 empty] | 7.3.3.17.5 (Remote Grid) Updates to grid topology to minimize risk of ignition in HFTDs Remote GridWLDFRContaminationAggregated | WLDFR | HFTD - Distribution - Tier 3 - 1QU CoRE ¦ 4QU LoRE | Non-Red Flag Warning - Destructive Fires | Contamination | Aggregated | 2049 | 1.5418e-08 | 111.286 | 1.7158e-06 | 2049 | Mitigation | 0.95 | 45 | 0 | esc | 0.00097009 | 1.4957e-11 | 0.00097009 | 1.4957e-11 | 0.0027785 | 1.7656e-08 | 0.0083522 | 1.0743e-09
[120 empty] | 7.3.3.17.5 (Remote Grid) Updates to grid topology to minimize risk of ignition in HFTDs Remote GridWLDFRContaminationAggregated | WLDFR | HFTD - Distribution - Tier 3 - 1QU CoRE ¦ 4QU LoRE | Non-Red Flag Warning - Destructive Fires | Contamination | Aggregated | 2050 | 1.5418e-08 | 111.286 | 1.7158e-06 | 2050 | Mitigation | 0.95 | 45 | 0 | esc | 0.00097009 | 1.4957e-11 | 0.00097009 | 1.4957e-11 | 0.0027785 | 1.7656e-08 | 0.0083522 | 1.0743e-09
[120 empty] | 7.3.3.17.5 (Remote Grid) Updates to grid topology to minimize risk of ignition in HFTDs Remote GridWLDFRContaminationAggregated | WLDFR | HFTD - Distribution - Tier 3 - 1QU CoRE ¦ 4QU LoRE | Non-Red Flag Warning - Destructive Fires | Contamination | Aggregated | 2051 | 1.5418e-08 | 111.286 | 1.7158e-06 | 2051 | Mitigation | 0.95 | 45 | 0 | esc | 0.00097009 | 1.4957e-11 | 0.00097009 | 1.4957e-11 | 0.0027785 | 1.7656e-08 | 0.0083522 | 1.0743e-09
[120 empty] | 7.3.3.17.5 (Remote Grid) Updates to grid topology to minimize risk of ignition in HFTDs Remote GridWLDFRContaminationAggregated | WLDFR | HFTD - Distribution - Tier 3 - 1QU CoRE ¦ 4QU LoRE | Non-Red Flag Warning - Destructive Fires | Contamination | Aggregated | 2052 | 1.5418e-08 | 111.286 | 1.7158e-06 | 2052 | Mitigation | 0.95 | 45 | 0 | esc | 0.00097009 | 1.4957e-11 | 0.00097009 | 1.4957e-11 | 0.0027785 | 1.7656e-08 | 0.0083522 | 1.0743e-09
[120 empty] | 7.3.3.17.5 (Remote Grid) Updates to grid topology to minimize risk of ignition in HFTDs Remote GridWLDFRContaminationAggregated | WLDFR | HFTD - Distribution - Tier 3 - 1QU CoRE ¦ 4QU LoRE | Non-Red Flag Warning - Destructive Fires | Contamination | Aggregated | 2053 | 1.5418e-08 | 111.286 | 1.7158e-06 | 2053 | Mitigation | 0.95 | 45 | 0 | esc | 0.00097009 | 1.4957e-11 | 0.00097009 | 1.4957e-11 | 0.0027785 | 1.7656e-08 | 0.0083522 | 1.0743e-09
[120 empty] | 7.3.3.17.5 (Remote Grid) Updates to grid topology to minimize risk of ignition in HFTDs Remote GridWLDFRContaminationAggregated | WLDFR | HFTD - Distribution - Tier 3 - 1QU CoRE ¦ 4QU LoRE | Non-Red Flag Warning - Destructive Fires | Contamination | Aggregated | 2054 | 1.5418e-08 | 111.286 | 1.7158e-06 | 2054 | Mitigation | 0.95 | 45 | 0 | esc | 0.00097009 | 1.4957e-11 | 0.00097009 | 1.4957e-11 | 0.0027785 | 1.7656e-08 | 0.0083522 | 1.0743e-09
[120 empty] | 7.3.3.17.5 (Remote Grid) Updates to grid topology to minimize risk of ignition in HFTDs Remote GridWLDFRContaminationAggregated | WLDFR | HFTD - Distribution - Tier 3 - 1QU CoRE ¦ 4QU LoRE | Non-Red Flag Warning - Destructive Fires | Contamination | Aggregated | 2055 | 1.5418e-08 | 111.286 | 1.7158e-06 | 2055 | Mitigation | 0.95 | 45 | 0 | esc | 0.00097009 | 1.4957e-11 | 0.00097009 | 1.4957e-11 | 0.0027785 | 1.7656e-08 | 0.0083522 | 1.0743e-09
[120 empty] | 7.3.3.17.5 (Remote Grid) Updates to grid topology to minimize risk of ignition in HFTDs Remote GridWLDFRContaminationAggregated | WLDFR | HFTD - Distribution - Tier 3 - 1QU CoRE ¦ 4QU LoRE | Non-Red Flag Warning - Destructive Fires | Contamination | Aggregated | 2056 | 1.5418e-08 | 111.286 | 1.7158e-06 | 2056 | Mitigation | 0.95 | 45 | 0 | esc | 0.00097009 | 1.4957e-11 | 0.00097009 | 1.4957e-11 | 0.0027785 | 1.7656e-08 | 0.0083522 | 1.0743e-09
[120 empty] | 7.3.3.17.5 (Remote Grid) Updates to grid topology to minimize risk of ignition in HFTDs Remote GridWLDFRContaminationAggregated | WLDFR | HFTD - Distribution - Tier 3 - 1QU CoRE ¦ 4QU LoRE | Non-Red Flag Warning - Destructive Fires | Contamination | Aggregated | 2057 | 1.5418e-08 | 111.286 | 1.7158e-06 | 2057 | Mitigation | 0.95 | 45 | 0 | esc | 0.00097009 | 1.4957e-11 | 0.00097009 | 1.4957e-11 | 0.0027785 | 1.7656e-08 | 0.0083522 | 1.0743e-09
[120 empty] | 7.3.3.17.5 (Remote Grid) Updates to grid topology to minimize risk of ignition in HFTDs Remote GridWLDFRContaminationAggregated | WLDFR | HFTD - Distribution - Tier 3 - 1QU CoRE ¦ 4QU LoRE | Non-Red Flag Warning - Destructive Fires | Contamination | Aggregated | 2058 | 1.5418e-08 | 111.286 | 1.7158e-06 | 2058 | Mitigation | 0.95 | 45 | 0 | esc | 0.00097009 | 1.4957e-11 | 0.00097009 | 1.4957e-11 | 0.0027785 | 1.7656e-08 | 0.0083522 | 1.0743e-09
[120 empty] | 7.3.3.17.5 (Remote Grid) Updates to grid topology to minimize risk of ignition in HFTDs Remote GridWLDFRContaminationAggregated | WLDFR | HFTD - Distribution - Tier 3 - 1QU CoRE ¦ 4QU LoRE | Non-Red Flag Warning - Destructive Fires | Contamination | Aggregated | 2059 | 1.5418e-08 | 111.286 | 1.7158e-06 | 2059 | Mitigation | 0.95 | 45 | 0 | esc | 0.00097009 | 1.4957e-11 | 0.00097009 | 1.4957e-11 | 0.0027785 | 1.7656e-08 | 0.0083522 | 1.0743e-09
[120 empty] | 7.3.3.17.5 (Remote Grid) Updates to grid topology to minimize risk of ignition in HFTDs Remote GridWLDFRContaminationAggregated | WLDFR | HFTD - Distribution - Tier 3 - 1QU CoRE ¦ 4QU LoRE | Non-Red Flag Warning - Destructive Fires | Contamination | Aggregated | 2060 | 1.5418e-08 | 111.286 | 1.7158e-06 | 2060 | Mitigation | 0.95 | 45 | 0 | esc | 0.00097009 | 1.4957e-11 | 0.00097009 | 1.4957e-11 | 0.0027785 | 1.7656e-08 | 0.0083522 | 1.0743e-09
[120 empty] | 7.3.3.17.5 (Remote Grid) Updates to grid topology to minimize risk of ignition in HFTDs Remote GridWLDFRContaminationAggregated | WLDFR | HFTD - Distribution - Tier 3 - 1QU CoRE ¦ 4QU LoRE | Non-Red Flag Warning - Destructive Fires | Contamination | Aggregated | 2061 | 1.5418e-08 | 111.286 | 1.7158e-06 | 2061 | Mitigation | 0.95 | 45 | 0 | esc | 0.00097009 | 1.4957e-11 | 0.00097009 | 1.4957e-11 | 0.0027785 | 1.7656e-08 | 0.0083522 | 1.0743e-09
[120 empty] | 7.3.3.17.5 (Remote Grid) Updates to grid topology to minimize risk of ignition in HFTDs Remote GridWLDFRContaminationAggregated | WLDFR | HFTD - Distribution - Tier 3 - 1QU CoRE ¦ 4QU LoRE | Non-Red Flag Warning - Destructive Fires | Contamination | Aggregated | 2062 | 1.5418e-08 | 111.286 | 1.7158e-06 | 2062 | Mitigation | 0.95 | 45 | 0 | esc | 0.00097009 | 1.4957e-11 | 0.00097009 | 1.4957e-11 | 0.0027785 | 1.7656e-08 | 0.0083522 | 1.0743e-09
[120 empty] | 7.3.3.17.5 (Remote Grid) Updates to grid topology to minimize risk of ignition in HFTDs Remote GridWLDFRContaminationAggregated | WLDFR | HFTD - Distribution - Tier 3 - 1QU CoRE ¦ 4QU LoRE | Non-Red Flag Warning - Destructive Fires | Contamination | Aggregated | 2063 | 1.5418e-08 | 111.286 | 1.7158e-06 | 2063 | Mitigation | 0.95 | 45 | 0 | esc | 0.00097009 | 1.4957e-11 | 0.00097009 | 1.4957e-11 | 0.0027785 | 1.7656e-08 | 0.0083522 | 1.0743e-09
[120 empty] | 7.3.3.17.5 (Remote Grid) Updates to grid topology to minimize risk of ignition in HFTDs Remote GridWLDFRContaminationAggregated | WLDFR | HFTD - Distribution - Tier 3 - 1QU CoRE ¦ 4QU LoRE | Non-Red Flag Warning - Destructive Fires | Contamination | Aggregated | 2064 | 1.5418e-08 | 111.286 | 1.7158e-06 | 2064 | Mitigation | 0.95 | 45 | 0 | esc | 0.00097009 | 1.4957e-11 | 0.00097009 | 1.4957e-11 | 0.0027785 | 1.7656e-08 | 0.0083522 | 1.0743e-09
[120 empty] | 7.3.3.17.5 (Remote Grid) Updates to grid topology to minimize risk of ignition in HFTDs Remote GridWLDFRContaminationAggregated | WLDFR | HFTD - Distribution - Tier 3 - 1QU CoRE ¦ 4QU LoRE | Non-Red Flag Warning - Destructive Fires | Contamination | Aggregated | 2065 | 1.5418e-08 | 111.286 | 1.7158e-06 | 2065 | Mitigation | 0.95 | 45 | 0 | esc | 0.00097009 | 1.4957e-11 | 0.00097009 | 1.4957e-11 | 0.0027785 | 1.7656e-08 | 0.0083522 | 1.0743e-09
[120 empty] | 7.3.3.17.5 (Remote Grid) Updates to grid topology to minimize risk of ignition in HFTDs Remote GridWLDFRContaminationAggregated | WLDFR | HFTD - Distribution - Tier 3 - 1QU CoRE ¦ 4QU LoRE | Non-Red Flag Warning - Destructive Fires | Contamination | Aggregated | 2066 | 1.5418e-08 | 111.286 | 1.7158e-06 | 2066 | Mitigation | 0.95 | 45 | 0 | esc | 0.00097009 | 1.4957e-11 | 0.00097009 | 1.4957e-11 | 0.0027785 | 1.7656e-08 | 0.0083522 | 1.0743e-09
[120 empty] | 7.3.3.17.5 (Remote Grid) Updates to grid topology to minimize risk of ignition in HFTDs Remote GridWLDFRContaminationAggregated | WLDFR | HFTD - Distribution - Tier 3 - 1QU CoRE ¦ 4QU LoRE | Non-Red Flag Warning - Destructive Fires | Contamination | Aggregated | 2067 | 1.5418e-08 | 111.286 | 1.7158e-06 | 2067 | Mitigation | 0.95 | 45 | 0 | esc | 0 | 0 | 0.00097009 | 1.4957e-11 | 0.0027785 | 1.7656e-08 | 0.0083522 | 1.0743e-09
[120 empty] | 7.3.3.17.5 (Remote Grid) Updates to grid topology to minimize risk of ignition in HFTDs Remote GridWLDFREquipment / facility failureAggregated | WLDFR | HFTD - Distribution - Tier 3 - 1QU CoRE ¦ 4QU LoRE | Non-Red Flag Warning - Destructive Fires | Equipment / facility failure | Aggregated | 2022 | 2.8452e-07 | 111.286 | 3.1663e-05 | 2022 | Mitigation | 0.95 | 45 | 0 | esc | 0.00097009 | 2.7601e-10 | 0 | 0 | 0 | 0 | 0.0083522 | 1.0743e-09
[120 empty] | 7.3.3.17.5 (Remote Grid) Updates to grid topology to minimize risk of ignition in HFTDs Remote GridWLDFREquipment / facility failureAggregated | WLDFR | HFTD - Distribution - Tier 3 - 1QU CoRE ¦ 4QU LoRE | Non-Red Flag Warning - Destructive Fires | Equipment / facility failure | Aggregated | 2023 | 2.8452e-07 | 111.286 | 3.1663e-05 | 2023 | Mitigation | 0.95 | 45 | 0 | esc | 0.00097009 | 2.7601e-10 | 0.00097009 | 2.7601e-10 | 0.0027785 | 3.916e-09 | 0.0083522 | 1.0743e-09
[120 empty] | 7.3.3.17.5 (Remote Grid) Updates to grid topology to minimize risk of ignition in HFTDs Remote GridWLDFREquipment / facility failureAggregated | WLDFR | HFTD - Distribution - Tier 3 - 1QU CoRE ¦ 4QU LoRE | Non-Red Flag Warning - Destructive Fires | Equipment / facility failure | Aggregated | 2024 | 2.8452e-07 | 111.286 | 3.1663e-05 | 2024 | Mitigation | 0.95 | 45 | 0 | esc | 0.00097009 | 2.7601e-10 | 0.00097009 | 2.7601e-10 | 0.0027785 | 3.916e-09 | 0.0083522 | 1.0743e-09
[120 empty] | 7.3.3.17.5 (Remote Grid) Updates to grid topology to minimize risk of ignition in HFTDs Remote GridWLDFREquipment / facility failureAggregated | WLDFR | HFTD - Distribution - Tier 3 - 1QU CoRE ¦ 4QU LoRE | Non-Red Flag Warning - Destructive Fires | Equipment / facility failure | Aggregated | 2025 | 2.8452e-07 | 111.286 | 3.1663e-05 | 2025 | Mitigation | 0.95 | 45 | 0 | esc | 0.00097009 | 2.7601e-10 | 0.00097009 | 2.7601e-10 | 0.0027785 | 3.916e-09 | 0.0083522 | 1.0743e-09
[120 empty] | 7.3.3.17.5 (Remote Grid) Updates to grid topology to minimize risk of ignition in HFTDs Remote GridWLDFREquipment / facility failureAggregated | WLDFR | HFTD - Distribution - Tier 3 - 1QU CoRE ¦ 4QU LoRE | Non-Red Flag Warning - Destructive Fires | Equipment / facility failure | Aggregated | 2026 | 2.8452e-07 | 111.286 | 3.1663e-05 | 2026 | Mitigation | 0.95 | 45 | 0 | esc | 0.00097009 | 2.7601e-10 | 0.00097009 | 2.7601e-10 | 0.0027785 | 3.916e-09 | 0.0083522 | 1.0743e-09
[120 empty] | 7.3.3.17.5 (Remote Grid) Updates to grid topology to minimize risk of ignition in HFTDs Remote GridWLDFREquipment / facility failureAggregated | WLDFR | HFTD - Distribution - Tier 3 - 1QU CoRE ¦ 4QU LoRE | Non-Red Flag Warning - Destructive Fires | Equipment / facility failure | Aggregated | 2027 | 2.8452e-07 | 111.286 | 3.1663e-05 | 2027 | Mitigation | 0.95 | 45 | 0 | esc | 0.00097009 | 2.7601e-10 | 0.00097009 | 2.7601e-10 | 0.0027785 | 3.916e-09 | 0.0083522 | 1.0743e-09
[120 empty] | 7.3.3.17.5 (Remote Grid) Updates to grid topology to minimize risk of ignition in HFTDs Remote GridWLDFREquipment / facility failureAggregated | WLDFR | HFTD - Distribution - Tier 3 - 1QU CoRE ¦ 4QU LoRE | Non-Red Flag Warning - Destructive Fires | Equipment / facility failure | Aggregated | 2028 | 2.8452e-07 | 111.286 | 3.1663e-05 | 2028 | Mitigation | 0.95 | 45 | 0 | esc | 0.00097009 | 2.7601e-10 | 0.00097009 | 2.7601e-10 | 0.0027785 | 3.916e-09 | 0 | 0
[120 empty] | 7.3.3.17.5 (Remote Grid) Updates to grid topology to minimize risk of ignition in HFTDs Remote GridWLDFREquipment / facility failureAggregated | WLDFR | HFTD - Distribution - Tier 3 - 1QU CoRE ¦ 4QU LoRE | Non-Red Flag Warning - Destructive Fires | Equipment / facility failure | Aggregated | 2029 | 2.8452e-07 | 111.286 | 3.1663e-05 | 2029 | Mitigation | 0.95 | 45 | 0 | esc | 0.00097009 | 2.7601e-10 | 0.00097009 | 2.7601e-10 | 0.0027785 | 3.916e-09 | 0 | 0
[120 empty] | 7.3.3.17.5 (Remote Grid) Updates to grid topology to minimize risk of ignition in HFTDs Remote GridWLDFREquipment / facility failureAggregated | WLDFR | HFTD - Distribution - Tier 3 - 1QU CoRE ¦ 4QU LoRE | Non-Red Flag Warning - Destructive Fires | Equipment / facility failure | Aggregated | 2030 | 2.8452e-07 | 111.286 | 3.1663e-05 | 2030 | Mitigation | 0.95 | 45 | 0 | esc | 0.00097009 | 2.7601e-10 | 0.00097009 | 2.7601e-10 | 0.0027785 | 3.916e-09 | 0.0092336 | 1.028e-10
[120 empty] | 7.3.3.17.5 (Remote Grid) Updates to grid topology to minimize risk of ignition in HFTDs Remote GridWLDFREquipment / facility failureAggregated | WLDFR | HFTD - Distribution - Tier 3 - 1QU CoRE ¦ 4QU LoRE | Non-Red Flag Warning - Destructive Fires | Equipment / facility failure | Aggregated | 2031 | 2.8452e-07 | 111.286 | 3.1663e-05 | 2031 | Mitigation | 0.95 | 45 | 0 | esc | 0.00097009 | 2.7601e-10 | 0.00097009 | 2.7601e-10 | 0.0027785 | 3.916e-09 | 0.0092336 | 1.028e-10
[120 empty] | 7.3.3.17.5 (Remote Grid) Updates to grid topology to minimize risk of ignition in HFTDs Remote GridWLDFREquipment / facility failureAggregated | WLDFR | HFTD - Distribution - Tier 3 - 1QU CoRE ¦ 4QU LoRE | Non-Red Flag Warning - Destructive Fires | Equipment / facility failure | Aggregated | 2032 | 2.8452e-07 | 111.286 | 3.1663e-05 | 2032 | Mitigation | 0.95 | 45 | 0 | esc | 0.00097009 | 2.7601e-10 | 0.00097009 | 2.7601e-10 | 0.0027785 | 3.916e-09 | 0.0092336 | 1.028e-10
[120 empty] | 7.3.3.17.5 (Remote Grid) Updates to grid topology to minimize risk of ignition in HFTDs Remote GridWLDFREquipment / facility failureAggregated | WLDFR | HFTD - Distribution - Tier 3 - 1QU CoRE ¦ 4QU LoRE | Non-Red Flag Warning - Destructive Fires | Equipment / facility failure | Aggregated | 2033 | 2.8452e-07 | 111.286 | 3.1663e-05 | 2033 | Mitigation | 0.95 | 45 | 0 | esc | 0.00097009 | 2.7601e-10 | 0.00097009 | 2.7601e-10 | 0.0027785 | 3.916e-09 | 0.0092336 | 1.028e-10
[120 empty] | 7.3.3.17.5 (Remote Grid) Updates to grid topology to minimize risk of ignition in HFTDs Remote GridWLDFREquipment / facility failureAggregated | WLDFR | HFTD - Distribution - Tier 3 - 1QU CoRE ¦ 4QU LoRE | Non-Red Flag Warning - Destructive Fires | Equipment / facility failure | Aggregated | 2034 | 2.8452e-07 | 111.286 | 3.1663e-05 | 2034 | Mitigation | 0.95 | 45 | 0 | esc | 0.00097009 | 2.7601e-10 | 0.00097009 | 2.7601e-10 | 0.0027785 | 3.916e-09 | 0.0092336 | 1.028e-10
[120 empty] | 7.3.3.17.5 (Remote Grid) Updates to grid topology to minimize risk of ignition in HFTDs Remote GridWLDFREquipment / facility failureAggregated | WLDFR | HFTD - Distribution - Tier 3 - 1QU CoRE ¦ 4QU LoRE | Non-Red Flag Warning - Destructive Fires | Equipment / facility failure | Aggregated | 2035 | 2.8452e-07 | 111.286 | 3.1663e-05 | 2035 | Mitigation | 0.95 | 45 | 0 | esc | 0.00097009 | 2.7601e-10 | 0.00097009 | 2.7601e-10 | 0.0027785 | 3.916e-09 | 0.0092336 | 1.028e-10
[120 empty] | 7.3.3.17.5 (Remote Grid) Updates to grid topology to minimize risk of ignition in HFTDs Remote GridWLDFREquipment / facility failureAggregated | WLDFR | HFTD - Distribution - Tier 3 - 1QU CoRE ¦ 4QU LoRE | Non-Red Flag Warning - Destructive Fires | Equipment / facility failure | Aggregated | 2036 | 2.8452e-07 | 111.286 | 3.1663e-05 | 2036 | Mitigation | 0.95 | 45 | 0 | esc | 0.00097009 | 2.7601e-10 | 0.00097009 | 2.7601e-10 | 0.0027785 | 3.916e-09 | 0.0092336 | 1.028e-10
[120 empty] | 7.3.3.17.5 (Remote Grid) Updates to grid topology to minimize risk of ignition in HFTDs Remote GridWLDFREquipment / facility failureAggregated | WLDFR | HFTD - Distribution - Tier 3 - 1QU CoRE ¦ 4QU LoRE | Non-Red Flag Warning - Destructive Fires | Equipment / facility failure | Aggregated | 2037 | 2.8452e-07 | 111.286 | 3.1663e-05 | 2037 | Mitigation | 0.95 | 45 | 0 | esc | 0.00097009 | 2.7601e-10 | 0.00097009 | 2.7601e-10 | 0.0027785 | 3.916e-09 | 0.0092336 | 1.028e-10
[120 empty] | 7.3.3.17.5 (Remote Grid) Updates to grid topology to minimize risk of ignition in HFTDs Remote GridWLDFREquipment / facility failureAggregated | WLDFR | HFTD - Distribution - Tier 3 - 1QU CoRE ¦ 4QU LoRE | Non-Red Flag Warning - Destructive Fires | Equipment / facility failure | Aggregated | 2038 | 2.8452e-07 | 111.286 | 3.1663e-05 | 2038 | Mitigation | 0.95 | 45 | 0 | esc | 0.00097009 | 2.7601e-10 | 0.00097009 | 2.7601e-10 | 0.0027785 | 3.916e-09 | 0.0092336 | 1.028e-10
[120 empty] | 7.3.3.17.5 (Remote Grid) Updates to grid topology to minimize risk of ignition in HFTDs Remote GridWLDFREquipment / facility failureAggregated | WLDFR | HFTD - Distribution - Tier 3 - 1QU CoRE ¦ 4QU LoRE | Non-Red Flag Warning - Destructive Fires | Equipment / facility failure | Aggregated | 2039 | 2.8452e-07 | 111.286 | 3.1663e-05 | 2039 | Mitigation | 0.95 | 45 | 0 | esc | 0.00097009 | 2.7601e-10 | 0.00097009 | 2.7601e-10 | 0.0027785 | 3.916e-09 | 0.0092336 | 1.028e-10
[120 empty] | 7.3.3.17.5 (Remote Grid) Updates to grid topology to minimize risk of ignition in HFTDs Remote GridWLDFREquipment / facility failureAggregated | WLDFR | HFTD - Distribution - Tier 3 - 1QU CoRE ¦ 4QU LoRE | Non-Red Flag Warning - Destructive Fires | Equipment / facility failure | Aggregated | 2040 | 2.8452e-07 | 111.286 | 3.1663e-05 | 2040 | Mitigation | 0.95 | 45 | 0 | esc | 0.00097009 | 2.7601e-10 | 0.00097009 | 2.7601e-10 | 0.0027785 | 3.916e-09 | 0.0092336 | 1.028e-10
[120 empty] | 7.3.3.17.5 (Remote Grid) Updates to grid topology to minimize risk of ignition in HFTDs Remote GridWLDFREquipment / facility failureAggregated | WLDFR | HFTD - Distribution - Tier 3 - 1QU CoRE ¦ 4QU LoRE | Non-Red Flag Warning - Destructive Fires | Equipment / facility failure | Aggregated | 2041 | 2.8452e-07 | 111.286 | 3.1663e-05 | 2041 | Mitigation | 0.95 | 45 | 0 | esc | 0.00097009 | 2.7601e-10 | 0.00097009 | 2.7601e-10 | 0.0027785 | 3.916e-09 | 0.0092336 | 1.028e-10
[120 empty] | 7.3.3.17.5 (Remote Grid) Updates to grid topology to minimize risk of ignition in HFTDs Remote GridWLDFREquipment / facility failureAggregated | WLDFR | HFTD - Distribution - Tier 3 - 1QU CoRE ¦ 4QU LoRE | Non-Red Flag Warning - Destructive Fires | Equipment / facility failure | Aggregated | 2042 | 2.8452e-07 | 111.286 | 3.1663e-05 | 2042 | Mitigation | 0.95 | 45 | 0 | esc | 0.00097009 | 2.7601e-10 | 0.00097009 | 2.7601e-10 | 0.0027785 | 3.916e-09 | 0.0092336 | 1.028e-10
[120 empty] | 7.3.3.17.5 (Remote Grid) Updates to grid topology to minimize risk of ignition in HFTDs Remote GridWLDFREquipment / facility failureAggregated | WLDFR | HFTD - Distribution - Tier 3 - 1QU CoRE ¦ 4QU LoRE | Non-Red Flag Warning - Destructive Fires | Equipment / facility failure | Aggregated | 2043 | 2.8452e-07 | 111.286 | 3.1663e-05 | 2043 | Mitigation | 0.95 | 45 | 0 | esc | 0.00097009 | 2.7601e-10 | 0.00097009 | 2.7601e-10 | 0.0027785 | 3.916e-09 | 0.0092336 | 1.028e-10
[120 empty] | 7.3.3.17.5 (Remote Grid) Updates to grid topology to minimize risk of ignition in HFTDs Remote GridWLDFREquipment / facility failureAggregated | WLDFR | HFTD - Distribution - Tier 3 - 1QU CoRE ¦ 4QU LoRE | Non-Red Flag Warning - Destructive Fires | Equipment / facility failure | Aggregated | 2044 | 2.8452e-07 | 111.286 | 3.1663e-05 | 2044 | Mitigation | 0.95 | 45 | 0 | esc | 0.00097009 | 2.7601e-10 | 0.00097009 | 2.7601e-10 | 0.0027785 | 3.916e-09 | 0.0092336 | 1.028e-10
[120 empty] | 7.3.3.17.5 (Remote Grid) Updates to grid topology to minimize risk of ignition in HFTDs Remote GridWLDFREquipment / facility failureAggregated | WLDFR | HFTD - Distribution - Tier 3 - 1QU CoRE ¦ 4QU LoRE | Non-Red Flag Warning - Destructive Fires | Equipment / facility failure | Aggregated | 2045 | 2.8452e-07 | 111.286 | 3.1663e-05 | 2045 | Mitigation | 0.95 | 45 | 0 | esc | 0.00097009 | 2.7601e-10 | 0.00097009 | 2.7601e-10 | 0.0027785 | 3.916e-09 | 0.0092336 | 1.028e-10
[120 empty] | 7.3.3.17.5 (Remote Grid) Updates to grid topology to minimize risk of ignition in HFTDs Remote GridWLDFREquipment / facility failureAggregated | WLDFR | HFTD - Distribution - Tier 3 - 1QU CoRE ¦ 4QU LoRE | Non-Red Flag Warning - Destructive Fires | Equipment / facility failure | Aggregated | 2046 | 2.8452e-07 | 111.286 | 3.1663e-05 | 2046 | Mitigation | 0.95 | 45 | 0 | esc | 0.00097009 | 2.7601e-10 | 0.00097009 | 2.7601e-10 | 0.0027785 | 3.916e-09 | 0.0092336 | 1.028e-10
[120 empty] | 7.3.3.17.5 (Remote Grid) Updates to grid topology to minimize risk of ignition in HFTDs Remote GridWLDFREquipment / facility failureAggregated | WLDFR | HFTD - Distribution - Tier 3 - 1QU CoRE ¦ 4QU LoRE | Non-Red Flag Warning - Destructive Fires | Equipment / facility failure | Aggregated | 2047 | 2.8452e-07 | 111.286 | 3.1663e-05 | 2047 | Mitigation | 0.95 | 45 | 0 | esc | 0.00097009 | 2.7601e-10 | 0.00097009 | 2.7601e-10 | 0.0027785 | 3.916e-09 | 0.0092336 | 1.028e-10
[120 empty] | 7.3.3.17.5 (Remote Grid) Updates to grid topology to minimize risk of ignition in HFTDs Remote GridWLDFREquipment / facility failureAggregated | WLDFR | HFTD - Distribution - Tier 3 - 1QU CoRE ¦ 4QU LoRE | Non-Red Flag Warning - Destructive Fires | Equipment / facility failure | Aggregated | 2048 | 2.8452e-07 | 111.286 | 3.1663e-05 | 2048 | Mitigation | 0.95 | 45 | 0 | esc | 0.00097009 | 2.7601e-10 | 0.00097009 | 2.7601e-10 | 0.0027785 | 3.916e-09 | 0.0092336 | 1.028e-10
[120 empty] | 7.3.3.17.5 (Remote Grid) Updates to grid topology to minimize risk of ignition in HFTDs Remote GridWLDFREquipment / facility failureAggregated | WLDFR | HFTD - Distribution - Tier 3 - 1QU CoRE ¦ 4QU LoRE | Non-Red Flag Warning - Destructive Fires | Equipment / facility failure | Aggregated | 2049 | 2.8452e-07 | 111.286 | 3.1663e-05 | 2049 | Mitigation | 0.95 | 45 | 0 | esc | 0.00097009 | 2.7601e-10 | 0.00097009 | 2.7601e-10 | 0.0027785 | 3.916e-09 | 0.0092336 | 1.028e-10
[120 empty] | 7.3.3.17.5 (Remote Grid) Updates to grid topology to minimize risk of ignition in HFTDs Remote GridWLDFREquipment / facility failureAggregated | WLDFR | HFTD - Distribution - Tier 3 - 1QU CoRE ¦ 4QU LoRE | Non-Red Flag Warning - Destructive Fires | Equipment / facility failure | Aggregated | 2050 | 2.8452e-07 | 111.286 | 3.1663e-05 | 2050 | Mitigation | 0.95 | 45 | 0 | esc | 0.00097009 | 2.7601e-10 | 0.00097009 | 2.7601e-10 | 0.0027785 | 3.916e-09 | 0.0092336 | 1.028e-10
[120 empty] | 7.3.3.17.5 (Remote Grid) Updates to grid topology to minimize risk of ignition in HFTDs Remote GridWLDFREquipment / facility failureAggregated | WLDFR | HFTD - Distribution - Tier 3 - 1QU CoRE ¦ 4QU LoRE | Non-Red Flag Warning - Destructive Fires | Equipment / facility failure | Aggregated | 2051 | 2.8452e-07 | 111.286 | 3.1663e-05 | 2051 | Mitigation | 0.95 | 45 | 0 | esc | 0.00097009 | 2.7601e-10 | 0.00097009 | 2.7601e-10 | 0.0027785 | 3.916e-09 | 0.0092336 | 1.028e-10
[120 empty] | 7.3.3.17.5 (Remote Grid) Updates to grid topology to minimize risk of ignition in HFTDs Remote GridWLDFREquipment / facility failureAggregated | WLDFR | HFTD - Distribution - Tier 3 - 1QU CoRE ¦ 4QU LoRE | Non-Red Flag Warning - Destructive Fires | Equipment / facility failure | Aggregated | 2052 | 2.8452e-07 | 111.286 | 3.1663e-05 | 2052 | Mitigation | 0.95 | 45 | 0 | esc | 0.00097009 | 2.7601e-10 | 0.00097009 | 2.7601e-10 | 0.0027785 | 3.916e-09 | 0.0092336 | 1.028e-10
[120 empty] | 7.3.3.17.5 (Remote Grid) Updates to grid topology to minimize risk of ignition in HFTDs Remote GridWLDFREquipment / facility failureAggregated | WLDFR | HFTD - Distribution - Tier 3 - 1QU CoRE ¦ 4QU LoRE | Non-Red Flag Warning - Destructive Fires | Equipment / facility failure | Aggregated | 2053 | 2.8452e-07 | 111.286 | 3.1663e-05 | 2053 | Mitigation | 0.95 | 45 | 0 | esc | 0.00097009 | 2.7601e-10 | 0.00097009 | 2.7601e-10 | 0.0027785 | 3.916e-09 | 0.0092336 | 1.028e-10
[120 empty] | 7.3.3.17.5 (Remote Grid) Updates to grid topology to minimize risk of ignition in HFTDs Remote GridWLDFREquipment / facility failureAggregated | WLDFR | HFTD - Distribution - Tier 3 - 1QU CoRE ¦ 4QU LoRE | Non-Red Flag Warning - Destructive Fires | Equipment / facility failure | Aggregated | 2054 | 2.8452e-07 | 111.286 | 3.1663e-05 | 2054 | Mitigation | 0.95 | 45 | 0 | esc | 0.00097009 | 2.7601e-10 | 0.00097009 | 2.7601e-10 | 0.0027785 | 3.916e-09 | 0.0092336 | 1.028e-10
[120 empty] | 7.3.3.17.5 (Remote Grid) Updates to grid topology to minimize risk of ignition in HFTDs Remote GridWLDFREquipment / facility failureAggregated | WLDFR | HFTD - Distribution - Tier 3 - 1QU CoRE ¦ 4QU LoRE | Non-Red Flag Warning - Destructive Fires | Equipment / facility failure | Aggregated | 2055 | 2.8452e-07 | 111.286 | 3.1663e-05 | 2055 | Mitigation | 0.95 | 45 | 0 | esc | 0.00097009 | 2.7601e-10 | 0.00097009 | 2.7601e-10 | 0.0027785 | 3.916e-09 | 0.0092336 | 1.028e-10
[120 empty] | 7.3.3.17.5 (Remote Grid) Updates to grid topology to minimize risk of ignition in HFTDs Remote GridWLDFREquipment / facility failureAggregated | WLDFR | HFTD - Distribution - Tier 3 - 1QU CoRE ¦ 4QU LoRE | Non-Red Flag Warning - Destructive Fires | Equipment / facility failure | Aggregated | 2056 | 2.8452e-07 | 111.286 | 3.1663e-05 | 2056 | Mitigation | 0.95 | 45 | 0 | esc | 0.00097009 | 2.7601e-10 | 0.00097009 | 2.7601e-10 | 0.0027785 | 3.916e-09 | 0.0092336 | 1.028e-10
[120 empty] | 7.3.3.17.5 (Remote Grid) Updates to grid topology to minimize risk of ignition in HFTDs Remote GridWLDFREquipment / facility failureAggregated | WLDFR | HFTD - Distribution - Tier 3 - 1QU CoRE ¦ 4QU LoRE | Non-Red Flag Warning - Destructive Fires | Equipment / facility failure | Aggregated | 2057 | 2.8452e-07 | 111.286 | 3.1663e-05 | 2057 | Mitigation | 0.95 | 45 | 0 | esc | 0.00097009 | 2.7601e-10 | 0.00097009 | 2.7601e-10 | 0.0027785 | 3.916e-09 | 0.0092336 | 1.028e-10
[120 empty] | 7.3.3.17.5 (Remote Grid) Updates to grid topology to minimize risk of ignition in HFTDs Remote GridWLDFREquipment / facility failureAggregated | WLDFR | HFTD - Distribution - Tier 3 - 1QU CoRE ¦ 4QU LoRE | Non-Red Flag Warning - Destructive Fires | Equipment / facility failure | Aggregated | 2058 | 2.8452e-07 | 111.286 | 3.1663e-05 | 2058 | Mitigation | 0.95 | 45 | 0 | esc | 0.00097009 | 2.7601e-10 | 0.00097009 | 2.7601e-10 | 0.0027785 | 3.916e-09 | 0.0092336 | 1.028e-10
[120 empty] | 7.3.3.17.5 (Remote Grid) Updates to grid topology to minimize risk of ignition in HFTDs Remote GridWLDFREquipment / facility failureAggregated | WLDFR | HFTD - Distribution - Tier 3 - 1QU CoRE ¦ 4QU LoRE | Non-Red Flag Warning - Destructive Fires | Equipment / facility failure | Aggregated | 2059 | 2.8452e-07 | 111.286 | 3.1663e-05 | 2059 | Mitigation | 0.95 | 45 | 0 | esc | 0.00097009 | 2.7601e-10 | 0.00097009 | 2.7601e-10 | 0.0027785 | 3.916e-09 | 0.0092336 | 1.028e-10
[120 empty] | 7.3.3.17.5 (Remote Grid) Updates to grid topology to minimize risk of ignition in HFTDs Remote GridWLDFREquipment / facility failureAggregated | WLDFR | HFTD - Distribution - Tier 3 - 1QU CoRE ¦ 4QU LoRE | Non-Red Flag Warning - Destructive Fires | Equipment / facility failure | Aggregated | 2060 | 2.8452e-07 | 111.286 | 3.1663e-05 | 2060 | Mitigation | 0.95 | 45 | 0 | esc | 0.00097009 | 2.7601e-10 | 0.00097009 | 2.7601e-10 | 0.0027785 | 3.916e-09 | 0 | 0
[120 empty] | 7.3.3.17.5 (Remote Grid) Updates to grid topology to minimize risk of ignition in HFTDs Remote GridWLDFREquipment / facility failureAggregated | WLDFR | HFTD - Distribution - Tier 3 - 1QU CoRE ¦ 4QU LoRE | Non-Red Flag Warning - Destructive Fires | Equipment / facility failure | Aggregated | 2061 | 2.8452e-07 | 111.286 | 3.1663e-05 | 2061 | Mitigation | 0.95 | 45 | 0 | esc | 0.00097009 | 2.7601e-10 | 0.00097009 | 2.7601e-10 | 0.0027785 | 3.916e-09 | 0 | 0
[120 empty] | 7.3.3.17.5 (Remote Grid) Updates to grid topology to minimize risk of ignition in HFTDs Remote GridWLDFREquipment / facility failureAggregated | WLDFR | HFTD - Distribution - Tier 3 - 1QU CoRE ¦ 4QU LoRE | Non-Red Flag Warning - Destructive Fires | Equipment / facility failure | Aggregated | 2062 | 2.8452e-07 | 111.286 | 3.1663e-05 | 2062 | Mitigation | 0.95 | 45 | 0 | esc | 0.00097009 | 2.7601e-10 | 0.00097009 | 2.7601e-10 | 0.0027785 | 3.916e-09 | 0.0033164 | 1.7507e-09
[120 empty] | 7.3.3.17.5 (Remote Grid) Updates to grid topology to minimize risk of ignition in HFTDs Remote GridWLDFREquipment / facility failureAggregated | WLDFR | HFTD - Distribution - Tier 3 - 1QU CoRE ¦ 4QU LoRE | Non-Red Flag Warning - Destructive Fires | Equipment / facility failure | Aggregated | 2063 | 2.8452e-07 | 111.286 | 3.1663e-05 | 2063 | Mitigation | 0.95 | 45 | 0 | esc | 0.00097009 | 2.7601e-10 | 0.00097009 | 2.7601e-10 | 0.0027785 | 3.916e-09 | 0.0033164 | 1.7507e-09
[120 empty] | 7.3.3.17.5 (Remote Grid) Updates to grid topology to minimize risk of ignition in HFTDs Remote GridWLDFREquipment / facility failureAggregated | WLDFR | HFTD - Distribution - Tier 3 - 1QU CoRE ¦ 4QU LoRE | Non-Red Flag Warning - Destructive Fires | Equipment / facility failure | Aggregated | 2064 | 2.8452e-07 | 111.286 | 3.1663e-05 | 2064 | Mitigation | 0.95 | 45 | 0 | esc | 0.00097009 | 2.7601e-10 | 0.00097009 | 2.7601e-10 | 0.0027785 | 3.916e-09 | 0.0033164 | 1.7507e-09
[120 empty] | 7.3.3.17.5 (Remote Grid) Updates to grid topology to minimize risk of ignition in HFTDs Remote GridWLDFREquipment / facility failureAggregated | WLDFR | HFTD - Distribution - Tier 3 - 1QU CoRE ¦ 4QU LoRE | Non-Red Flag Warning - Destructive Fires | Equipment / facility failure | Aggregated | 2065 | 2.8452e-07 | 111.286 | 3.1663e-05 | 2065 | Mitigation | 0.95 | 45 | 0 | esc | 0.00097009 | 2.7601e-10 | 0.00097009 | 2.7601e-10 | 0.0027785 | 3.916e-09 | 0.0033164 | 1.7507e-09
[120 empty] | 7.3.3.17.5 (Remote Grid) Updates to grid topology to minimize risk of ignition in HFTDs Remote GridWLDFREquipment / facility failureAggregated | WLDFR | HFTD - Distribution - Tier 3 - 1QU CoRE ¦ 4QU LoRE | Non-Red Flag Warning - Destructive Fires | Equipment / facility failure | Aggregated | 2066 | 2.8452e-07 | 111.286 | 3.1663e-05 | 2066 | Mitigation | 0.95 | 45 | 0 | esc | 0.00097009 | 2.7601e-10 | 0.00097009 | 2.7601e-10 | 0.0027785 | 3.916e-09 | 0.0033164 | 1.7507e-09
[120 empty] | 7.3.3.17.5 (Remote Grid) Updates to grid topology to minimize risk of ignition in HFTDs Remote GridWLDFREquipment / facility failureAggregated | WLDFR | HFTD - Distribution - Tier 3 - 1QU CoRE ¦ 4QU LoRE | Non-Red Flag Warning - Destructive Fires | Equipment / facility failure | Aggregated | 2067 | 2.8452e-07 | 111.286 | 3.1663e-05 | 2067 | Mitigation | 0.95 | 45 | 0 | esc | 0 | 0 | 0.00097009 | 2.7601e-10 | 0.0027785 | 3.916e-09 | 0.0033164 | 1.7507e-09
[120 empty] | 7.3.3.17.5 (Remote Grid) Updates to grid topology to minimize risk of ignition in HFTDs Remote GridWLDFRVegetation ContactAggregated | WLDFR | HFTD - Distribution - Tier 3 - 1QU CoRE ¦ 4QU LoRE | Non-Red Flag Warning - Destructive Fires | Vegetation Contact | Aggregated | 2022 | 2.2511e-06 | 111.286 | 0.00025052 | 2022 | Mitigation | 0.95 | 45 | 0 | esc | 0.00097009 | 2.1838e-09 | 0 | 0 | 0.0027785 | 3.916e-09 | 0.0033164 | 1.7507e-09
[120 empty] | 7.3.3.17.5 (Remote Grid) Updates to grid topology to minimize risk of ignition in HFTDs Remote GridWLDFRVegetation ContactAggregated | WLDFR | HFTD - Distribution - Tier 3 - 1QU CoRE ¦ 4QU LoRE | Non-Red Flag Warning - Destructive Fires | Vegetation Contact | Aggregated | 2023 | 2.2511e-06 | 111.286 | 0.00025052 | 2023 | Mitigation | 0.95 | 45 | 0 | esc | 0.00097009 | 2.1838e-09 | 0.00097009 | 2.1838e-09 | 0.0027785 | 3.916e-09 | 0.0033164 | 1.7507e-09
[120 empty] | 7.3.3.17.5 (Remote Grid) Updates to grid topology to minimize risk of ignition in HFTDs Remote GridWLDFRVegetation ContactAggregated | WLDFR | HFTD - Distribution - Tier 3 - 1QU CoRE ¦ 4QU LoRE | Non-Red Flag Warning - Destructive Fires | Vegetation Contact | Aggregated | 2024 | 2.2511e-06 | 111.286 | 0.00025052 | 2024 | Mitigation | 0.95 | 45 | 0 | esc | 0.00097009 | 2.1838e-09 | 0.00097009 | 2.1838e-09 | 0.0027785 | 3.916e-09 | 0.0033164 | 1.7507e-09
[120 empty] | 7.3.3.17.5 (Remote Grid) Updates to grid topology to minimize risk of ignition in HFTDs Remote GridWLDFRVegetation ContactAggregated | WLDFR | HFTD - Distribution - Tier 3 - 1QU CoRE ¦ 4QU LoRE | Non-Red Flag Warning - Destructive Fires | Vegetation Contact | Aggregated | 2025 | 2.2511e-06 | 111.286 | 0.00025052 | 2025 | Mitigation | 0.95 | 45 | 0 | esc | 0.00097009 | 2.1838e-09 | 0.00097009 | 2.1838e-09 | 0.0027785 | 3.916e-09 | 0.0033164 | 1.7507e-09
[120 empty] | 7.3.3.17.5 (Remote Grid) Updates to grid topology to minimize risk of ignition in HFTDs Remote GridWLDFRVegetation ContactAggregated | WLDFR | HFTD - Distribution - Tier 3 - 1QU CoRE ¦ 4QU LoRE | Non-Red Flag Warning - Destructive Fires | Vegetation Contact | Aggregated | 2026 | 2.2511e-06 | 111.286 | 0.00025052 | 2026 | Mitigation | 0.95 | 45 | 0 | esc | 0.00097009 | 2.1838e-09 | 0.00097009 | 2.1838e-09 | 0 | 0 | 0.0033164 | 1.7507e-09
[120 empty] | 7.3.3.17.5 (Remote Grid) Updates to grid topology to minimize risk of ignition in HFTDs Remote GridWLDFRVegetation ContactAggregated | WLDFR | HFTD - Distribution - Tier 3 - 1QU CoRE ¦ 4QU LoRE | Non-Red Flag Warning - Destructive Fires | Vegetation Contact | Aggregated | 2027 | 2.2511e-06 | 111.286 | 0.00025052 | 2027 | Mitigation | 0.95 | 45 | 0 | esc | 0.00097009 | 2.1838e-09 | 0.00097009 | 2.1838e-09 | 0.0027785 | 2.0017e-06 | 0.0033164 | 1.7507e-09
[120 empty] | 7.3.3.17.5 (Remote Grid) Updates to grid topology to minimize risk of ignition in HFTDs Remote GridWLDFRVegetation ContactAggregated | WLDFR | HFTD - Distribution - Tier 3 - 1QU CoRE ¦ 4QU LoRE | Non-Red Flag Warning - Destructive Fires | Vegetation Contact | Aggregated | 2028 | 2.2511e-06 | 111.286 | 0.00025052 | 2028 | Mitigation | 0.95 | 45 | 0 | esc | 0.00097009 | 2.1838e-09 | 0.00097009 | 2.1838e-09 | 0.0027785 | 2.0017e-06 | 0.0033164 | 1.7507e-09
[120 empty] | 7.3.3.17.5 (Remote Grid) Updates to grid topology to minimize risk of ignition in HFTDs Remote GridWLDFRVegetation ContactAggregated | WLDFR | HFTD - Distribution - Tier 3 - 1QU CoRE ¦ 4QU LoRE | Non-Red Flag Warning - Destructive Fires | Vegetation Contact | Aggregated | 2029 | 2.2511e-06 | 111.286 | 0.00025052 | 2029 | Mitigation | 0.95 | 45 | 0 | esc | 0.00097009 | 2.1838e-09 | 0.00097009 | 2.1838e-09 | 0.0027785 | 2.0017e-06 | 0.0033164 | 1.7507e-09
[120 empty] | 7.3.3.17.5 (Remote Grid) Updates to grid topology to minimize risk of ignition in HFTDs Remote GridWLDFRVegetation ContactAggregated | WLDFR | HFTD - Distribution - Tier 3 - 1QU CoRE ¦ 4QU LoRE | Non-Red Flag Warning - Destructive Fires | Vegetation Contact | Aggregated | 2030 | 2.2511e-06 | 111.286 | 0.00025052 | 2030 | Mitigation | 0.95 | 45 | 0 | esc | 0.00097009 | 2.1838e-09 | 0.00097009 | 2.1838e-09 | 0.0027785 | 2.0017e-06 | 0.0033164 | 1.7507e-09
[120 empty] | 7.3.3.17.5 (Remote Grid) Updates to grid topology to minimize risk of ignition in HFTDs Remote GridWLDFRVegetation ContactAggregated | WLDFR | HFTD - Distribution - Tier 3 - 1QU CoRE ¦ 4QU LoRE | Non-Red Flag Warning - Destructive Fires | Vegetation Contact | Aggregated | 2031 | 2.2511e-06 | 111.286 | 0.00025052 | 2031 | Mitigation | 0.95 | 45 | 0 | esc | 0.00097009 | 2.1838e-09 | 0.00097009 | 2.1838e-09 | 0.0027785 | 2.0017e-06 | 0.0033164 | 1.7507e-09
[120 empty] | 7.3.3.17.5 (Remote Grid) Updates to grid topology to minimize risk of ignition in HFTDs Remote GridWLDFRVegetation ContactAggregated | WLDFR | HFTD - Distribution - Tier 3 - 1QU CoRE ¦ 4QU LoRE | Non-Red Flag Warning - Destructive Fires | Vegetation Contact | Aggregated | 2032 | 2.2511e-06 | 111.286 | 0.00025052 | 2032 | Mitigation | 0.95 | 45 | 0 | esc | 0.00097009 | 2.1838e-09 | 0.00097009 | 2.1838e-09 | 0.0027785 | 2.0017e-06 | 0.0033164 | 1.7507e-09
[120 empty] | 7.3.3.17.5 (Remote Grid) Updates to grid topology to minimize risk of ignition in HFTDs Remote GridWLDFRVegetation ContactAggregated | WLDFR | HFTD - Distribution - Tier 3 - 1QU CoRE ¦ 4QU LoRE | Non-Red Flag Warning - Destructive Fires | Vegetation Contact | Aggregated | 2033 | 2.2511e-06 | 111.286 | 0.00025052 | 2033 | Mitigation | 0.95 | 45 | 0 | esc | 0.00097009 | 2.1838e-09 | 0.00097009 | 2.1838e-09 | 0.0027785 | 2.0017e-06 | 0.0033164 | 1.7507e-09
[120 empty] | 7.3.3.17.5 (Remote Grid) Updates to grid topology to minimize risk of ignition in HFTDs Remote GridWLDFRVegetation ContactAggregated | WLDFR | HFTD - Distribution - Tier 3 - 1QU CoRE ¦ 4QU LoRE | Non-Red Flag Warning - Destructive Fires | Vegetation Contact | Aggregated | 2034 | 2.2511e-06 | 111.286 | 0.00025052 | 2034 | Mitigation | 0.95 | 45 | 0 | esc | 0.00097009 | 2.1838e-09 | 0.00097009 | 2.1838e-09 | 0.0027785 | 2.0017e-06 | 0.0033164 | 1.7507e-09
[120 empty] | 7.3.3.17.5 (Remote Grid) Updates to grid topology to minimize risk of ignition in HFTDs Remote GridWLDFRVegetation ContactAggregated | WLDFR | HFTD - Distribution - Tier 3 - 1QU CoRE ¦ 4QU LoRE | Non-Red Flag Warning - Destructive Fires | Vegetation Contact | Aggregated | 2035 | 2.2511e-06 | 111.286 | 0.00025052 | 2035 | Mitigation | 0.95 | 45 | 0 | esc | 0.00097009 | 2.1838e-09 | 0.00097009 | 2.1838e-09 | 0.0027785 | 2.0017e-06 | 0.0033164 | 1.7507e-09
[120 empty] | 7.3.3.17.5 (Remote Grid) Updates to grid topology to minimize risk of ignition in HFTDs Remote GridWLDFRVegetation ContactAggregated | WLDFR | HFTD - Distribution - Tier 3 - 1QU CoRE ¦ 4QU LoRE | Non-Red Flag Warning - Destructive Fires | Vegetation Contact | Aggregated | 2036 | 2.2511e-06 | 111.286 | 0.00025052 | 2036 | Mitigation | 0.95 | 45 | 0 | esc | 0.00097009 | 2.1838e-09 | 0.00097009 | 2.1838e-09 | 0.0027785 | 2.0017e-06 | 0.0033164 | 1.7507e-09
[120 empty] | 7.3.3.17.5 (Remote Grid) Updates to grid topology to minimize risk of ignition in HFTDs Remote GridWLDFRVegetation ContactAggregated | WLDFR | HFTD - Distribution - Tier 3 - 1QU CoRE ¦ 4QU LoRE | Non-Red Flag Warning - Destructive Fires | Vegetation Contact | Aggregated | 2037 | 2.2511e-06 | 111.286 | 0.00025052 | 2037 | Mitigation | 0.95 | 45 | 0 | esc | 0.00097009 | 2.1838e-09 | 0.00097009 | 2.1838e-09 | 0.0027785 | 2.0017e-06 | 0.0033164 | 1.7507e-09
[120 empty] | 7.3.3.17.5 (Remote Grid) Updates to grid topology to minimize risk of ignition in HFTDs Remote GridWLDFRVegetation ContactAggregated | WLDFR | HFTD - Distribution - Tier 3 - 1QU CoRE ¦ 4QU LoRE | Non-Red Flag Warning - Destructive Fires | Vegetation Contact | Aggregated | 2038 | 2.2511e-06 | 111.286 | 0.00025052 | 2038 | Mitigation | 0.95 | 45 | 0 | esc | 0.00097009 | 2.1838e-09 | 0.00097009 | 2.1838e-09 | 0.0027785 | 2.0017e-06 | 0.0033164 | 1.7507e-09
[120 empty] | 7.3.3.17.5 (Remote Grid) Updates to grid topology to minimize risk of ignition in HFTDs Remote GridWLDFRVegetation ContactAggregated | WLDFR | HFTD - Distribution - Tier 3 - 1QU CoRE ¦ 4QU LoRE | Non-Red Flag Warning - Destructive Fires | Vegetation Contact | Aggregated | 2039 | 2.2511e-06 | 111.286 | 0.00025052 | 2039 | Mitigation | 0.95 | 45 | 0 | esc | 0.00097009 | 2.1838e-09 | 0.00097009 | 2.1838e-09 | 0.0027785 | 2.0017e-06 | 0.0033164 | 1.7507e-09
[120 empty] | 7.3.3.17.5 (Remote Grid) Updates to grid topology to minimize risk of ignition in HFTDs Remote GridWLDFRVegetation ContactAggregated | WLDFR | HFTD - Distribution - Tier 3 - 1QU CoRE ¦ 4QU LoRE | Non-Red Flag Warning - Destructive Fires | Vegetation Contact | Aggregated | 2040 | 2.2511e-06 | 111.286 | 0.00025052 | 2040 | Mitigation | 0.95 | 45 | 0 | esc | 0.00097009 | 2.1838e-09 | 0.00097009 | 2.1838e-09 | 0.0027785 | 2.0017e-06 | 0.0033164 | 1.7507e-09
[120 empty] | 7.3.3.17.5 (Remote Grid) Updates to grid topology to minimize risk of ignition in HFTDs Remote GridWLDFRVegetation ContactAggregated | WLDFR | HFTD - Distribution - Tier 3 - 1QU CoRE ¦ 4QU LoRE | Non-Red Flag Warning - Destructive Fires | Vegetation Contact | Aggregated | 2041 | 2.2511e-06 | 111.286 | 0.00025052 | 2041 | Mitigation | 0.95 | 45 | 0 | esc | 0.00097009 | 2.1838e-09 | 0.00097009 | 2.1838e-09 | 0.0027785 | 2.0017e-06 | 0.0033164 | 1.7507e-09
[120 empty] | 7.3.3.17.5 (Remote Grid) Updates to grid topology to minimize risk of ignition in HFTDs Remote GridWLDFRVegetation ContactAggregated | WLDFR | HFTD - Distribution - Tier 3 - 1QU CoRE ¦ 4QU LoRE | Non-Red Flag Warning - Destructive Fires | Vegetation Contact | Aggregated | 2042 | 2.2511e-06 | 111.286 | 0.00025052 | 2042 | Mitigation | 0.95 | 45 | 0 | esc | 0.00097009 | 2.1838e-09 | 0.00097009 | 2.1838e-09 | 0.0027785 | 2.0017e-06 | 0.0033164 | 1.7507e-09
[120 empty] | 7.3.3.17.5 (Remote Grid) Updates to grid topology to minimize risk of ignition in HFTDs Remote GridWLDFRVegetation ContactAggregated | WLDFR | HFTD - Distribution - Tier 3 - 1QU CoRE ¦ 4QU LoRE | Non-Red Flag Warning - Destructive Fires | Vegetation Contact | Aggregated | 2043 | 2.2511e-06 | 111.286 | 0.00025052 | 2043 | Mitigation | 0.95 | 45 | 0 | esc | 0.00097009 | 2.1838e-09 | 0.00097009 | 2.1838e-09 | 0.0027785 | 2.0017e-06 | 0.0033164 | 1.7507e-09
[120 empty] | 7.3.3.17.5 (Remote Grid) Updates to grid topology to minimize risk of ignition in HFTDs Remote GridWLDFRVegetation ContactAggregated | WLDFR | HFTD - Distribution - Tier 3 - 1QU CoRE ¦ 4QU LoRE | Non-Red Flag Warning - Destructive Fires | Vegetation Contact | Aggregated | 2044 | 2.2511e-06 | 111.286 | 0.00025052 | 2044 | Mitigation | 0.95 | 45 | 0 | esc | 0.00097009 | 2.1838e-09 | 0.00097009 | 2.1838e-09 | 0.0027785 | 2.0017e-06 | 0.0033164 | 1.7507e-09
[120 empty] | 7.3.3.17.5 (Remote Grid) Updates to grid topology to minimize risk of ignition in HFTDs Remote GridWLDFRVegetation ContactAggregated | WLDFR | HFTD - Distribution - Tier 3 - 1QU CoRE ¦ 4QU LoRE | Non-Red Flag Warning - Destructive Fires | Vegetation Contact | Aggregated | 2045 | 2.2511e-06 | 111.286 | 0.00025052 | 2045 | Mitigation | 0.95 | 45 | 0 | esc | 0.00097009 | 2.1838e-09 | 0.00097009 | 2.1838e-09 | 0.0027785 | 2.0017e-06 | 0.0033164 | 1.7507e-09
[120 empty] | 7.3.3.17.5 (Remote Grid) Updates to grid topology to minimize risk of ignition in HFTDs Remote GridWLDFRVegetation ContactAggregated | WLDFR | HFTD - Distribution - Tier 3 - 1QU CoRE ¦ 4QU LoRE | Non-Red Flag Warning - Destructive Fires | Vegetation Contact | Aggregated | 2046 | 2.2511e-06 | 111.286 | 0.00025052 | 2046 | Mitigation | 0.95 | 45 | 0 | esc | 0.00097009 | 2.1838e-09 | 0.00097009 | 2.1838e-09 | 0.0027785 | 2.0017e-06 | 0 | 0
[120 empty] | 7.3.3.17.5 (Remote Grid) Updates to grid topology to minimize risk of ignition in HFTDs Remote GridWLDFRVegetation ContactAggregated | WLDFR | HFTD - Distribution - Tier 3 - 1QU CoRE ¦ 4QU LoRE | Non-Red Flag Warning - Destructive Fires | Vegetation Contact | Aggregated | 2047 | 2.2511e-06 | 111.286 | 0.00025052 | 2047 | Mitigation | 0.95 | 45 | 0 | esc | 0.00097009 | 2.1838e-09 | 0.00097009 | 2.1838e-09 | 0.0027785 | 2.0017e-06 | 0 | 0
[120 empty] | 7.3.3.17.5 (Remote Grid) Updates to grid topology to minimize risk of ignition in HFTDs Remote GridWLDFRVegetation ContactAggregated | WLDFR | HFTD - Distribution - Tier 3 - 1QU CoRE ¦ 4QU LoRE | Non-Red Flag Warning - Destructive Fires | Vegetation Contact | Aggregated | 2048 | 2.2511e-06 | 111.286 | 0.00025052 | 2048 | Mitigation | 0.95 | 45 | 0 | esc | 0.00097009 | 2.1838e-09 | 0.00097009 | 2.1838e-09 | 0.0027785 | 2.0017e-06 | 0.012804 | 3.7842e-08
[120 empty] | 7.3.3.17.5 (Remote Grid) Updates to grid topology to minimize risk of ignition in HFTDs Remote GridWLDFRVegetation ContactAggregated | WLDFR | HFTD - Distribution - Tier 3 - 1QU CoRE ¦ 4QU LoRE | Non-Red Flag Warning - Destructive Fires | Vegetation Contact | Aggregated | 2049 | 2.2511e-06 | 111.286 | 0.00025052 | 2049 | Mitigation | 0.95 | 45 | 0 | esc | 0.00097009 | 2.1838e-09 | 0.00097009 | 2.1838e-09 | 0.0027785 | 2.0017e-06 | 0.012804 | 3.7842e-08
[120 empty] | 7.3.3.17.5 (Remote Grid) Updates to grid topology to minimize risk of ignition in HFTDs Remote GridWLDFRVegetation ContactAggregated | WLDFR | HFTD - Distribution - Tier 3 - 1QU CoRE ¦ 4QU LoRE | Non-Red Flag Warning - Destructive Fires | Vegetation Contact | Aggregated | 2050 | 2.2511e-06 | 111.286 | 0.00025052 | 2050 | Mitigation | 0.95 | 45 | 0 | esc | 0.00097009 | 2.1838e-09 | 0.00097009 | 2.1838e-09 | 0.0027785 | 2.0017e-06 | 0.012804 | 3.7842e-08
[120 empty] | 7.3.3.17.5 (Remote Grid) Updates to grid topology to minimize risk of ignition in HFTDs Remote GridWLDFRVegetation ContactAggregated | WLDFR | HFTD - Distribution - Tier 3 - 1QU CoRE ¦ 4QU LoRE | Non-Red Flag Warning - Destructive Fires | Vegetation Contact | Aggregated | 2051 | 2.2511e-06 | 111.286 | 0.00025052 | 2051 | Mitigation | 0.95 | 45 | 0 | esc | 0.00097009 | 2.1838e-09 | 0.00097009 | 2.1838e-09 | 0.0027785 | 2.0017e-06 | 0.012804 | 3.7842e-08
[120 empty] | 7.3.3.17.5 (Remote Grid) Updates to grid topology to minimize risk of ignition in HFTDs Remote GridWLDFRVegetation ContactAggregated | WLDFR | HFTD - Distribution - Tier 3 - 1QU CoRE ¦ 4QU LoRE | Non-Red Flag Warning - Destructive Fires | Vegetation Contact | Aggregated | 2052 | 2.2511e-06 | 111.286 | 0.00025052 | 2052 | Mitigation | 0.95 | 45 | 0 | esc | 0.00097009 | 2.1838e-09 | 0.00097009 | 2.1838e-09 | 0.0027785 | 2.0017e-06 | 0.012804 | 3.7842e-08
[120 empty] | 7.3.3.17.5 (Remote Grid) Updates to grid topology to minimize risk of ignition in HFTDs Remote GridWLDFRVegetation ContactAggregated | WLDFR | HFTD - Distribution - Tier 3 - 1QU CoRE ¦ 4QU LoRE | Non-Red Flag Warning - Destructive Fires | Vegetation Contact | Aggregated | 2053 | 2.2511e-06 | 111.286 | 0.00025052 | 2053 | Mitigation | 0.95 | 45 | 0 | esc | 0.00097009 | 2.1838e-09 | 0.00097009 | 2.1838e-09 | 0.0027785 | 2.0017e-06 | 0.012804 | 3.7842e-08
[120 empty] | 7.3.3.17.5 (Remote Grid) Updates to grid topology to minimize risk of ignition in HFTDs Remote GridWLDFRVegetation ContactAggregated | WLDFR | HFTD - Distribution - Tier 3 - 1QU CoRE ¦ 4QU LoRE | Non-Red Flag Warning - Destructive Fires | Vegetation Contact | Aggregated | 2054 | 2.2511e-06 | 111.286 | 0.00025052 | 2054 | Mitigation | 0.95 | 45 | 0 | esc | 0.00097009 | 2.1838e-09 | 0.00097009 | 2.1838e-09 | 0.0027785 | 2.0017e-06 | 0.012804 | 3.7842e-08
[120 empty] | 7.3.3.17.5 (Remote Grid) Updates to grid topology to minimize risk of ignition in HFTDs Remote GridWLDFRVegetation ContactAggregated | WLDFR | HFTD - Distribution - Tier 3 - 1QU CoRE ¦ 4QU LoRE | Non-Red Flag Warning - Destructive Fires | Vegetation Contact | Aggregated | 2055 | 2.2511e-06 | 111.286 | 0.00025052 | 2055 | Mitigation | 0.95 | 45 | 0 | esc | 0.00097009 | 2.1838e-09 | 0.00097009 | 2.1838e-09 | 0.0027785 | 2.0017e-06 | 0.012804 | 3.7842e-08
[120 empty] | 7.3.3.17.5 (Remote Grid) Updates to grid topology to minimize risk of ignition in HFTDs Remote GridWLDFRVegetation ContactAggregated | WLDFR | HFTD - Distribution - Tier 3 - 1QU CoRE ¦ 4QU LoRE | Non-Red Flag Warning - Destructive Fires | Vegetation Contact | Aggregated | 2056 | 2.2511e-06 | 111.286 | 0.00025052 | 2056 | Mitigation | 0.95 | 45 | 0 | esc | 0.00097009 | 2.1838e-09 | 0.00097009 | 2.1838e-09 | 0.0027785 | 2.0017e-06 | 0.012804 | 3.7842e-08
[120 empty] | 7.3.3.17.5 (Remote Grid) Updates to grid topology to minimize risk of ignition in HFTDs Remote GridWLDFRVegetation ContactAggregated | WLDFR | HFTD - Distribution - Tier 3 - 1QU CoRE ¦ 4QU LoRE | Non-Red Flag Warning - Destructive Fires | Vegetation Contact | Aggregated | 2057 | 2.2511e-06 | 111.286 | 0.00025052 | 2057 | Mitigation | 0.95 | 45 | 0 | esc | 0.00097009 | 2.1838e-09 | 0.00097009 | 2.1838e-09 | 0.0027785 | 2.0017e-06 | 0.012804 | 3.7842e-08
[120 empty] | 7.3.3.17.5 (Remote Grid) Updates to grid topology to minimize risk of ignition in HFTDs Remote GridWLDFRVegetation ContactAggregated | WLDFR | HFTD - Distribution - Tier 3 - 1QU CoRE ¦ 4QU LoRE | Non-Red Flag Warning - Destructive Fires | Vegetation Contact | Aggregated | 2058 | 2.2511e-06 | 111.286 | 0.00025052 | 2058 | Mitigation | 0.95 | 45 | 0 | esc | 0.00097009 | 2.1838e-09 | 0.00097009 | 2.1838e-09 | 0.0027785 | 2.0017e-06 | 0.012804 | 3.7842e-08
[120 empty] | 7.3.3.17.5 (Remote Grid) Updates to grid topology to minimize risk of ignition in HFTDs Remote GridWLDFRVegetation ContactAggregated | WLDFR | HFTD - Distribution - Tier 3 - 1QU CoRE ¦ 4QU LoRE | Non-Red Flag Warning - Destructive Fires | Vegetation Contact | Aggregated | 2059 | 2.2511e-06 | 111.286 | 0.00025052 | 2059 | Mitigation | 0.95 | 45 | 0 | esc | 0.00097009 | 2.1838e-09 | 0.00097009 | 2.1838e-09 | 0.0027785 | 2.0017e-06 | 0.012804 | 3.7842e-08
[120 empty] | 7.3.3.17.5 (Remote Grid) Updates to grid topology to minimize risk of ignition in HFTDs Remote GridWLDFRVegetation ContactAggregated | WLDFR | HFTD - Distribution - Tier 3 - 1QU CoRE ¦ 4QU LoRE | Non-Red Flag Warning - Destructive Fires | Vegetation Contact | Aggregated | 2060 | 2.2511e-06 | 111.286 | 0.00025052 | 2060 | Mitigation | 0.95 | 45 | 0 | esc | 0.00097009 | 2.1838e-09 | 0.00097009 | 2.1838e-09 | 0.0027785 | 2.0017e-06 | 0.012804 | 3.7842e-08
[120 empty] | 7.3.3.17.5 (Remote Grid) Updates to grid topology to minimize risk of ignition in HFTDs Remote GridWLDFRVegetation ContactAggregated | WLDFR | HFTD - Distribution - Tier 3 - 1QU CoRE ¦ 4QU LoRE | Non-Red Flag Warning - Destructive Fires | Vegetation Contact | Aggregated | 2061 | 2.2511e-06 | 111.286 | 0.00025052 | 2061 | Mitigation | 0.95 | 45 | 0 | esc | 0.00097009 | 2.1838e-09 | 0.00097009 | 2.1838e-09 | 0.0027785 | 2.0017e-06 | 0.012804 | 3.7842e-08
[120 empty] | 7.3.3.17.5 (Remote Grid) Updates to grid topology to minimize risk of ignition in HFTDs Remote GridWLDFRVegetation ContactAggregated | WLDFR | HFTD - Distribution - Tier 3 - 1QU CoRE ¦ 4QU LoRE | Non-Red Flag Warning - Destructive Fires | Vegetation Contact | Aggregated | 2062 | 2.2511e-06 | 111.286 | 0.00025052 | 2062 | Mitigation | 0.95 | 45 | 0 | esc | 0.00097009 | 2.1838e-09 | 0.00097009 | 2.1838e-09 | 0.0027785 | 2.0017e-06 | 0.012804 | 3.7842e-08
[120 empty] | 7.3.3.17.5 (Remote Grid) Updates to grid topology to minimize risk of ignition in HFTDs Remote GridWLDFRVegetation ContactAggregated | WLDFR | HFTD - Distribution - Tier 3 - 1QU CoRE ¦ 4QU LoRE | Non-Red Flag Warning - Destructive Fires | Vegetation Contact | Aggregated | 2063 | 2.2511e-06 | 111.286 | 0.00025052 | 2063 | Mitigation | 0.95 | 45 | 0 | esc | 0.00097009 | 2.1838e-09 | 0.00097009 | 2.1838e-09 | 0.0027785 | 2.0017e-06 | 0.012804 | 3.7842e-08
[120 empty] | 7.3.3.17.5 (Remote Grid) Updates to grid topology to minimize risk of ignition in HFTDs Remote GridWLDFRVegetation ContactAggregated | WLDFR | HFTD - Distribution - Tier 3 - 1QU CoRE ¦ 4QU LoRE | Non-Red Flag Warning - Destructive Fires | Vegetation Contact | Aggregated | 2064 | 2.2511e-06 | 111.286 | 0.00025052 | 2064 | Mitigation | 0.95 | 45 | 0 | esc | 0.00097009 | 2.1838e-09 | 0.00097009 | 2.1838e-09 | 0.0027785 | 2.0017e-06 | 0.012804 | 3.7842e-08
[120 empty] | 7.3.3.17.5 (Remote Grid) Updates to grid topology to minimize risk of ignition in HFTDs Remote GridWLDFRVegetation ContactAggregated | WLDFR | HFTD - Distribution - Tier 3 - 1QU CoRE ¦ 4QU LoRE | Non-Red Flag Warning - Destructive Fires | Vegetation Contact | Aggregated | 2065 | 2.2511e-06 | 111.286 | 0.00025052 | 2065 | Mitigation | 0.95 | 45 | 0 | esc | 0.00097009 | 2.1838e-09 | 0.00097009 | 2.1838e-09 | 0.0027785 | 2.0017e-06 | 0.012804 | 3.7842e-08
[120 empty] | 7.3.3.17.5 (Remote Grid) Updates to grid topology to minimize risk of ignition in HFTDs Remote GridWLDFRVegetation ContactAggregated | WLDFR | HFTD - Distribution - Tier 3 - 1QU CoRE ¦ 4QU LoRE | Non-Red Flag Warning - Destructive Fires | Vegetation Contact | Aggregated | 2066 | 2.2511e-06 | 111.286 | 0.00025052 | 2066 | Mitigation | 0.95 | 45 | 0 | esc | 0.00097009 | 2.1838e-09 | 0.00097009 | 2.1838e-09 | 0.0027785 | 2.0017e-06 | 0.012804 | 3.7842e-08
[120 empty] | 7.3.3.17.5 (Remote Grid) Updates to grid topology to minimize risk of ignition in HFTDs Remote GridWLDFRVegetation ContactAggregated | WLDFR | HFTD - Distribution - Tier 3 - 1QU CoRE ¦ 4QU LoRE | Non-Red Flag Warning - Destructive Fires | Vegetation Contact | Aggregated | 2067 | 2.2511e-06 | 111.286 | 0.00025052 | 2067 | Mitigation | 0.95 | 45 | 0 | esc | 0 | 0 | 0.00097009 | 2.1838e-09 | 0.0027785 | 2.0017e-06 | 0.012804 | 3.7842e-08
[120 empty] | 7.3.3.17.5 (Remote Grid) Updates to grid topology to minimize risk of ignition in HFTDs Remote GridWLDFRWire-to-wire contactAggregated | WLDFR | HFTD - Distribution - Tier 3 - 1QU CoRE ¦ 4QU LoRE | Non-Red Flag Warning - Destructive Fires | Wire-to-wire contact | Aggregated | 2022 | 2.7825e-07 | 111.286 | 3.0966e-05 | 2022 | Mitigation | 0.95 | 45 | 0 | esc | 0.00097009 | 2.6993e-10 | 0 | 0 | 0.0027785 | 2.0017e-06 | 0.012804 | 3.7842e-08
[120 empty] | 7.3.3.17.5 (Remote Grid) Updates to grid topology to minimize risk of ignition in HFTDs Remote GridWLDFRWire-to-wire contactAggregated | WLDFR | HFTD - Distribution - Tier 3 - 1QU CoRE ¦ 4QU LoRE | Non-Red Flag Warning - Destructive Fires | Wire-to-wire contact | Aggregated | 2023 | 2.7825e-07 | 111.286 | 3.0966e-05 | 2023 | Mitigation | 0.95 | 45 | 0 | esc | 0.00097009 | 2.6993e-10 | 0.00097009 | 2.6993e-10 | 0.0027785 | 2.0017e-06 | 0.012804 | 3.7842e-08
[120 empty] | 7.3.3.17.5 (Remote Grid) Updates to grid topology to minimize risk of ignition in HFTDs Remote GridWLDFRWire-to-wire contactAggregated | WLDFR | HFTD - Distribution - Tier 3 - 1QU CoRE ¦ 4QU LoRE | Non-Red Flag Warning - Destructive Fires | Wire-to-wire contact | Aggregated | 2024 | 2.7825e-07 | 111.286 | 3.0966e-05 | 2024 | Mitigation | 0.95 | 45 | 0 | esc | 0.00097009 | 2.6993e-10 | 0.00097009 | 2.6993e-10 | 0.0027785 | 2.0017e-06 | 0.012804 | 3.7842e-08
[120 empty] | 7.3.3.17.5 (Remote Grid) Updates to grid topology to minimize risk of ignition in HFTDs Remote GridWLDFRWire-to-wire contactAggregated | WLDFR | HFTD - Distribution - Tier 3 - 1QU CoRE ¦ 4QU LoRE | Non-Red Flag Warning - Destructive Fires | Wire-to-wire contact | Aggregated | 2025 | 2.7825e-07 | 111.286 | 3.0966e-05 | 2025 | Mitigation | 0.95 | 45 | 0 | esc | 0.00097009 | 2.6993e-10 | 0.00097009 | 2.6993e-10 | 0.0027785 | 2.0017e-06 | 0.012804 | 3.7842e-08
[120 empty] | 7.3.3.17.5 (Remote Grid) Updates to grid topology to minimize risk of ignition in HFTDs Remote GridWLDFRWire-to-wire contactAggregated | WLDFR | HFTD - Distribution - Tier 3 - 1QU CoRE ¦ 4QU LoRE | Non-Red Flag Warning - Destructive Fires | Wire-to-wire contact | Aggregated | 2026 | 2.7825e-07 | 111.286 | 3.0966e-05 | 2026 | Mitigation | 0.95 | 45 | 0 | esc | 0.00097009 | 2.6993e-10 | 0.00097009 | 2.6993e-10 | 0.0027785 | 2.0017e-06 | 0.012804 | 3.7842e-08
[120 empty] | 7.3.3.17.5 (Remote Grid) Updates to grid topology to minimize risk of ignition in HFTDs Remote GridWLDFRWire-to-wire contactAggregated | WLDFR | HFTD - Distribution - Tier 3 - 1QU CoRE ¦ 4QU LoRE | Non-Red Flag Warning - Destructive Fires | Wire-to-wire contact | Aggregated | 2027 | 2.7825e-07 | 111.286 | 3.0966e-05 | 2027 | Mitigation | 0.95 | 45 | 0 | esc | 0.00097009 | 2.6993e-10 | 0.00097009 | 2.6993e-10 | 0.0027785 | 2.0017e-06 | 0.012804 | 3.7842e-08
[120 empty] | 7.3.3.17.5 (Remote Grid) Updates to grid topology to minimize risk of ignition in HFTDs Remote GridWLDFRWire-to-wire contactAggregated | WLDFR | HFTD - Distribution - Tier 3 - 1QU CoRE ¦ 4QU LoRE | Non-Red Flag Warning - Destructive Fires | Wire-to-wire contact | Aggregated | 2028 | 2.7825e-07 | 111.286 | 3.0966e-05 | 2028 | Mitigation | 0.95 | 45 | 0 | esc | 0.00097009 | 2.6993e-10 | 0.00097009 | 2.6993e-10 | 0.0027785 | 2.0017e-06 | 0.012804 | 3.7842e-08
[120 empty] | 7.3.3.17.5 (Remote Grid) Updates to grid topology to minimize risk of ignition in HFTDs Remote GridWLDFRWire-to-wire contactAggregated | WLDFR | HFTD - Distribution - Tier 3 - 1QU CoRE ¦ 4QU LoRE | Non-Red Flag Warning - Destructive Fires | Wire-to-wire contact | Aggregated | 2029 | 2.7825e-07 | 111.286 | 3.0966e-05 | 2029 | Mitigation | 0.95 | 45 | 0 | esc | 0.00097009 | 2.6993e-10 | 0.00097009 | 2.6993e-10 | 0.0027785 | 2.0017e-06 | 0.012804 | 3.7842e-08
[120 empty] | 7.3.3.17.5 (Remote Grid) Updates to grid topology to minimize risk of ignition in HFTDs Remote GridWLDFRWire-to-wire contactAggregated | WLDFR | HFTD - Distribution - Tier 3 - 1QU CoRE ¦ 4QU LoRE | Non-Red Flag Warning - Destructive Fires | Wire-to-wire contact | Aggregated | 2030 | 2.7825e-07 | 111.286 | 3.0966e-05 | 2030 | Mitigation | 0.95 | 45 | 0 | esc | 0.00097009 | 2.6993e-10 | 0.00097009 | 2.6993e-10 | 0 | 0 | 0.012804 | 3.7842e-08
[120 empty] | 7.3.3.17.5 (Remote Grid) Updates to grid topology to minimize risk of ignition in HFTDs Remote GridWLDFRWire-to-wire contactAggregated | WLDFR | HFTD - Distribution - Tier 3 - 1QU CoRE ¦ 4QU LoRE | Non-Red Flag Warning - Destructive Fires | Wire-to-wire contact | Aggregated | 2031 | 2.7825e-07 | 111.286 | 3.0966e-05 | 2031 | Mitigation | 0.95 | 45 | 0 | esc | 0.00097009 | 2.6993e-10 | 0.00097009 | 2.6993e-10 | 0.0027785 | 4.9171e-08 | 0.012804 | 3.7842e-08
[120 empty] | 7.3.3.17.5 (Remote Grid) Updates to grid topology to minimize risk of ignition in HFTDs Remote GridWLDFRWire-to-wire contactAggregated | WLDFR | HFTD - Distribution - Tier 3 - 1QU CoRE ¦ 4QU LoRE | Non-Red Flag Warning - Destructive Fires | Wire-to-wire contact | Aggregated | 2032 | 2.7825e-07 | 111.286 | 3.0966e-05 | 2032 | Mitigation | 0.95 | 45 | 0 | esc | 0.00097009 | 2.6993e-10 | 0.00097009 | 2.6993e-10 | 0.0027785 | 4.9171e-08 | 0 | 0
[120 empty] | 7.3.3.17.5 (Remote Grid) Updates to grid topology to minimize risk of ignition in HFTDs Remote GridWLDFRWire-to-wire contactAggregated | WLDFR | HFTD - Distribution - Tier 3 - 1QU CoRE ¦ 4QU LoRE | Non-Red Flag Warning - Destructive Fires | Wire-to-wire contact | Aggregated | 2033 | 2.7825e-07 | 111.286 | 3.0966e-05 | 2033 | Mitigation | 0.95 | 45 | 0 | esc | 0.00097009 | 2.6993e-10 | 0.00097009 | 2.6993e-10 | 0.0027785 | 4.9171e-08 | 0 | 0
[120 empty] | 7.3.3.17.5 (Remote Grid) Updates to grid topology to minimize risk of ignition in HFTDs Remote GridWLDFRWire-to-wire contactAggregated | WLDFR | HFTD - Distribution - Tier 3 - 1QU CoRE ¦ 4QU LoRE | Non-Red Flag Warning - Destructive Fires | Wire-to-wire contact | Aggregated | 2034 | 2.7825e-07 | 111.286 | 3.0966e-05 | 2034 | Mitigation | 0.95 | 45 | 0 | esc | 0.00097009 | 2.6993e-10 | 0.00097009 | 2.6993e-10 | 0.0027785 | 4.9171e-08 | 0.014899 | 1.5937e-09
[120 empty] | 7.3.3.17.5 (Remote Grid) Updates to grid topology to minimize risk of ignition in HFTDs Remote GridWLDFRWire-to-wire contactAggregated | WLDFR | HFTD - Distribution - Tier 3 - 1QU CoRE ¦ 4QU LoRE | Non-Red Flag Warning - Destructive Fires | Wire-to-wire contact | Aggregated | 2035 | 2.7825e-07 | 111.286 | 3.0966e-05 | 2035 | Mitigation | 0.95 | 45 | 0 | esc | 0.00097009 | 2.6993e-10 | 0.00097009 | 2.6993e-10 | 0.0027785 | 4.9171e-08 | 0.014899 | 1.5937e-09
[120 empty] | 7.3.3.17.5 (Remote Grid) Updates to grid topology to minimize risk of ignition in HFTDs Remote GridWLDFRWire-to-wire contactAggregated | WLDFR | HFTD - Distribution - Tier 3 - 1QU CoRE ¦ 4QU LoRE | Non-Red Flag Warning - Destructive Fires | Wire-to-wire contact | Aggregated | 2036 | 2.7825e-07 | 111.286 | 3.0966e-05 | 2036 | Mitigation | 0.95 | 45 | 0 | esc | 0.00097009 | 2.6993e-10 | 0.00097009 | 2.6993e-10 | 0.0027785 | 4.9171e-08 | 0.014899 | 1.5937e-09
[120 empty] | 7.3.3.17.5 (Remote Grid) Updates to grid topology to minimize risk of ignition in HFTDs Remote GridWLDFRWire-to-wire contactAggregated | WLDFR | HFTD - Distribution - Tier 3 - 1QU CoRE ¦ 4QU LoRE | Non-Red Flag Warning - Destructive Fires | Wire-to-wire contact | Aggregated | 2037 | 2.7825e-07 | 111.286 | 3.0966e-05 | 2037 | Mitigation | 0.95 | 45 | 0 | esc | 0.00097009 | 2.6993e-10 | 0.00097009 | 2.6993e-10 | 0.0027785 | 4.9171e-08 | 0.014899 | 1.5937e-09
[120 empty] | 7.3.3.17.5 (Remote Grid) Updates to grid topology to minimize risk of ignition in HFTDs Remote GridWLDFRWire-to-wire contactAggregated | WLDFR | HFTD - Distribution - Tier 3 - 1QU CoRE ¦ 4QU LoRE | Non-Red Flag Warning - Destructive Fires | Wire-to-wire contact | Aggregated | 2038 | 2.7825e-07 | 111.286 | 3.0966e-05 | 2038 | Mitigation | 0.95 | 45 | 0 | esc | 0.00097009 | 2.6993e-10 | 0.00097009 | 2.6993e-10 | 0.0027785 | 4.9171e-08 | 0.014899 | 1.5937e-09
[120 empty] | 7.3.3.17.5 (Remote Grid) Updates to grid topology to minimize risk of ignition in HFTDs Remote GridWLDFRWire-to-wire contactAggregated | WLDFR | HFTD - Distribution - Tier 3 - 1QU CoRE ¦ 4QU LoRE | Non-Red Flag Warning - Destructive Fires | Wire-to-wire contact | Aggregated | 2039 | 2.7825e-07 | 111.286 | 3.0966e-05 | 2039 | Mitigation | 0.95 | 45 | 0 | esc | 0.00097009 | 2.6993e-10 | 0.00097009 | 2.6993e-10 | 0.0027785 | 4.9171e-08 | 0.014899 | 1.5937e-09
[120 empty] | 7.3.3.17.5 (Remote Grid) Updates to grid topology to minimize risk of ignition in HFTDs Remote GridWLDFRWire-to-wire contactAggregated | WLDFR | HFTD - Distribution - Tier 3 - 1QU CoRE ¦ 4QU LoRE | Non-Red Flag Warning - Destructive Fires | Wire-to-wire contact | Aggregated | 2040 | 2.7825e-07 | 111.286 | 3.0966e-05 | 2040 | Mitigation | 0.95 | 45 | 0 | esc | 0.00097009 | 2.6993e-10 | 0.00097009 | 2.6993e-10 | 0.0027785 | 4.9171e-08 | 0.014899 | 1.5937e-09
[120 empty] | 7.3.3.17.5 (Remote Grid) Updates to grid topology to minimize risk of ignition in HFTDs Remote GridWLDFRWire-to-wire contactAggregated | WLDFR | HFTD - Distribution - Tier 3 - 1QU CoRE ¦ 4QU LoRE | Non-Red Flag Warning - Destructive Fires | Wire-to-wire contact | Aggregated | 2041 | 2.7825e-07 | 111.286 | 3.0966e-05 | 2041 | Mitigation | 0.95 | 45 | 0 | esc | 0.00097009 | 2.6993e-10 | 0.00097009 | 2.6993e-10 | 0.0027785 | 4.9171e-08 | 0.014899 | 1.5937e-09
[120 empty] | 7.3.3.17.5 (Remote Grid) Updates to grid topology to minimize risk of ignition in HFTDs Remote GridWLDFRWire-to-wire contactAggregated | WLDFR | HFTD - Distribution - Tier 3 - 1QU CoRE ¦ 4QU LoRE | Non-Red Flag Warning - Destructive Fires | Wire-to-wire contact | Aggregated | 2042 | 2.7825e-07 | 111.286 | 3.0966e-05 | 2042 | Mitigation | 0.95 | 45 | 0 | esc | 0.00097009 | 2.6993e-10 | 0.00097009 | 2.6993e-10 | 0.0027785 | 4.9171e-08 | 0.014899 | 1.5937e-09
[120 empty] | 7.3.3.17.5 (Remote Grid) Updates to grid topology to minimize risk of ignition in HFTDs Remote GridWLDFRWire-to-wire contactAggregated | WLDFR | HFTD - Distribution - Tier 3 - 1QU CoRE ¦ 4QU LoRE | Non-Red Flag Warning - Destructive Fires | Wire-to-wire contact | Aggregated | 2043 | 2.7825e-07 | 111.286 | 3.0966e-05 | 2043 | Mitigation | 0.95 | 45 | 0 | esc | 0.00097009 | 2.6993e-10 | 0.00097009 | 2.6993e-10 | 0.0027785 | 4.9171e-08 | 0.014899 | 1.5937e-09
[120 empty] | 7.3.3.17.5 (Remote Grid) Updates to grid topology to minimize risk of ignition in HFTDs Remote GridWLDFRWire-to-wire contactAggregated | WLDFR | HFTD - Distribution - Tier 3 - 1QU CoRE ¦ 4QU LoRE | Non-Red Flag Warning - Destructive Fires | Wire-to-wire contact | Aggregated | 2044 | 2.7825e-07 | 111.286 | 3.0966e-05 | 2044 | Mitigation | 0.95 | 45 | 0 | esc | 0.00097009 | 2.6993e-10 | 0.00097009 | 2.6993e-10 | 0.0027785 | 4.9171e-08 | 0.014899 | 1.5937e-09
[120 empty] | 7.3.3.17.5 (Remote Grid) Updates to grid topology to minimize risk of ignition in HFTDs Remote GridWLDFRWire-to-wire contactAggregated | WLDFR | HFTD - Distribution - Tier 3 - 1QU CoRE ¦ 4QU LoRE | Non-Red Flag Warning - Destructive Fires | Wire-to-wire contact | Aggregated | 2045 | 2.7825e-07 | 111.286 | 3.0966e-05 | 2045 | Mitigation | 0.95 | 45 | 0 | esc | 0.00097009 | 2.6993e-10 | 0.00097009 | 2.6993e-10 | 0.0027785 | 4.9171e-08 | 0.014899 | 1.5937e-09
[120 empty] | 7.3.3.17.5 (Remote Grid) Updates to grid topology to minimize risk of ignition in HFTDs Remote GridWLDFRWire-to-wire contactAggregated | WLDFR | HFTD - Distribution - Tier 3 - 1QU CoRE ¦ 4QU LoRE | Non-Red Flag Warning - Destructive Fires | Wire-to-wire contact | Aggregated | 2046 | 2.7825e-07 | 111.286 | 3.0966e-05 | 2046 | Mitigation | 0.95 | 45 | 0 | esc | 0.00097009 | 2.6993e-10 | 0.00097009 | 2.6993e-10 | 0.0027785 | 4.9171e-08 | 0.014899 | 1.5937e-09
[120 empty] | 7.3.3.17.5 (Remote Grid) Updates to grid topology to minimize risk of ignition in HFTDs Remote GridWLDFRWire-to-wire contactAggregated | WLDFR | HFTD - Distribution - Tier 3 - 1QU CoRE ¦ 4QU LoRE | Non-Red Flag Warning - Destructive Fires | Wire-to-wire contact | Aggregated | 2047 | 2.7825e-07 | 111.286 | 3.0966e-05 | 2047 | Mitigation | 0.95 | 45 | 0 | esc | 0.00097009 | 2.6993e-10 | 0.00097009 | 2.6993e-10 | 0.0027785 | 4.9171e-08 | 0.014899 | 1.5937e-09
[120 empty] | 7.3.3.17.5 (Remote Grid) Updates to grid topology to minimize risk of ignition in HFTDs Remote GridWLDFRWire-to-wire contactAggregated | WLDFR | HFTD - Distribution - Tier 3 - 1QU CoRE ¦ 4QU LoRE | Non-Red Flag Warning - Destructive Fires | Wire-to-wire contact | Aggregated | 2048 | 2.7825e-07 | 111.286 | 3.0966e-05 | 2048 | Mitigation | 0.95 | 45 | 0 | esc | 0.00097009 | 2.6993e-10 | 0.00097009 | 2.6993e-10 | 0.0027785 | 4.9171e-08 | 0.014899 | 1.5937e-09
[120 empty] | 7.3.3.17.5 (Remote Grid) Updates to grid topology to minimize risk of ignition in HFTDs Remote GridWLDFRWire-to-wire contactAggregated | WLDFR | HFTD - Distribution - Tier 3 - 1QU CoRE ¦ 4QU LoRE | Non-Red Flag Warning - Destructive Fires | Wire-to-wire contact | Aggregated | 2049 | 2.7825e-07 | 111.286 | 3.0966e-05 | 2049 | Mitigation | 0.95 | 45 | 0 | esc | 0.00097009 | 2.6993e-10 | 0.00097009 | 2.6993e-10 | 0.0027785 | 4.9171e-08 | 0.014899 | 1.5937e-09
[120 empty] | 7.3.3.17.5 (Remote Grid) Updates to grid topology to minimize risk of ignition in HFTDs Remote GridWLDFRWire-to-wire contactAggregated | WLDFR | HFTD - Distribution - Tier 3 - 1QU CoRE ¦ 4QU LoRE | Non-Red Flag Warning - Destructive Fires | Wire-to-wire contact | Aggregated | 2050 | 2.7825e-07 | 111.286 | 3.0966e-05 | 2050 | Mitigation | 0.95 | 45 | 0 | esc | 0.00097009 | 2.6993e-10 | 0.00097009 | 2.6993e-10 | 0.0027785 | 4.9171e-08 | 0.014899 | 1.5937e-09
[120 empty] | 7.3.3.17.5 (Remote Grid) Updates to grid topology to minimize risk of ignition in HFTDs Remote GridWLDFRWire-to-wire contactAggregated | WLDFR | HFTD - Distribution - Tier 3 - 1QU CoRE ¦ 4QU LoRE | Non-Red Flag Warning - Destructive Fires | Wire-to-wire contact | Aggregated | 2051 | 2.7825e-07 | 111.286 | 3.0966e-05 | 2051 | Mitigation | 0.95 | 45 | 0 | esc | 0.00097009 | 2.6993e-10 | 0.00097009 | 2.6993e-10 | 0.0027785 | 4.9171e-08 | 0.014899 | 1.5937e-09
[120 empty] | 7.3.3.17.5 (Remote Grid) Updates to grid topology to minimize risk of ignition in HFTDs Remote GridWLDFRWire-to-wire contactAggregated | WLDFR | HFTD - Distribution - Tier 3 - 1QU CoRE ¦ 4QU LoRE | Non-Red Flag Warning - Destructive Fires | Wire-to-wire contact | Aggregated | 2052 | 2.7825e-07 | 111.286 | 3.0966e-05 | 2052 | Mitigation | 0.95 | 45 | 0 | esc | 0.00097009 | 2.6993e-10 | 0.00097009 | 2.6993e-10 | 0.0027785 | 4.9171e-08 | 0.014899 | 1.5937e-09
[120 empty] | 7.3.3.17.5 (Remote Grid) Updates to grid topology to minimize risk of ignition in HFTDs Remote GridWLDFRWire-to-wire contactAggregated | WLDFR | HFTD - Distribution - Tier 3 - 1QU CoRE ¦ 4QU LoRE | Non-Red Flag Warning - Destructive Fires | Wire-to-wire contact | Aggregated | 2053 | 2.7825e-07 | 111.286 | 3.0966e-05 | 2053 | Mitigation | 0.95 | 45 | 0 | esc | 0.00097009 | 2.6993e-10 | 0.00097009 | 2.6993e-10 | 0.0027785 | 4.9171e-08 | 0.014899 | 1.5937e-09
[120 empty] | 7.3.3.17.5 (Remote Grid) Updates to grid topology to minimize risk of ignition in HFTDs Remote GridWLDFRWire-to-wire contactAggregated | WLDFR | HFTD - Distribution - Tier 3 - 1QU CoRE ¦ 4QU LoRE | Non-Red Flag Warning - Destructive Fires | Wire-to-wire contact | Aggregated | 2054 | 2.7825e-07 | 111.286 | 3.0966e-05 | 2054 | Mitigation | 0.95 | 45 | 0 | esc | 0.00097009 | 2.6993e-10 | 0.00097009 | 2.6993e-10 | 0.0027785 | 4.9171e-08 | 0.014899 | 1.5937e-09
[120 empty] | 7.3.3.17.5 (Remote Grid) Updates to grid topology to minimize risk of ignition in HFTDs Remote GridWLDFRWire-to-wire contactAggregated | WLDFR | HFTD - Distribution - Tier 3 - 1QU CoRE ¦ 4QU LoRE | Non-Red Flag Warning - Destructive Fires | Wire-to-wire contact | Aggregated | 2055 | 2.7825e-07 | 111.286 | 3.0966e-05 | 2055 | Mitigation | 0.95 | 45 | 0 | esc | 0.00097009 | 2.6993e-10 | 0.00097009 | 2.6993e-10 | 0.0027785 | 4.9171e-08 | 0.014899 | 1.5937e-09
[120 empty] | 7.3.3.17.5 (Remote Grid) Updates to grid topology to minimize risk of ignition in HFTDs Remote GridWLDFRWire-to-wire contactAggregated | WLDFR | HFTD - Distribution - Tier 3 - 1QU CoRE ¦ 4QU LoRE | Non-Red Flag Warning - Destructive Fires | Wire-to-wire contact | Aggregated | 2056 | 2.7825e-07 | 111.286 | 3.0966e-05 | 2056 | Mitigation | 0.95 | 45 | 0 | esc | 0.00097009 | 2.6993e-10 | 0.00097009 | 2.6993e-10 | 0.0027785 | 4.9171e-08 | 0.014899 | 1.5937e-09
[120 empty] | 7.3.3.17.5 (Remote Grid) Updates to grid topology to minimize risk of ignition in HFTDs Remote GridWLDFRWire-to-wire contactAggregated | WLDFR | HFTD - Distribution - Tier 3 - 1QU CoRE ¦ 4QU LoRE | Non-Red Flag Warning - Destructive Fires | Wire-to-wire contact | Aggregated | 2057 | 2.7825e-07 | 111.286 | 3.0966e-05 | 2057 | Mitigation | 0.95 | 45 | 0 | esc | 0.00097009 | 2.6993e-10 | 0.00097009 | 2.6993e-10 | 0.0027785 | 4.9171e-08 | 0.014899 | 1.5937e-09
[120 empty] | 7.3.3.17.5 (Remote Grid) Updates to grid topology to minimize risk of ignition in HFTDs Remote GridWLDFRWire-to-wire contactAggregated | WLDFR | HFTD - Distribution - Tier 3 - 1QU CoRE ¦ 4QU LoRE | Non-Red Flag Warning - Destructive Fires | Wire-to-wire contact | Aggregated | 2058 | 2.7825e-07 | 111.286 | 3.0966e-05 | 2058 | Mitigation | 0.95 | 45 | 0 | esc | 0.00097009 | 2.6993e-10 | 0.00097009 | 2.6993e-10 | 0.0027785 | 4.9171e-08 | 0.014899 | 1.5937e-09
[120 empty] | 7.3.3.17.5 (Remote Grid) Updates to grid topology to minimize risk of ignition in HFTDs Remote GridWLDFRWire-to-wire contactAggregated | WLDFR | HFTD - Distribution - Tier 3 - 1QU CoRE ¦ 4QU LoRE | Non-Red Flag Warning - Destructive Fires | Wire-to-wire contact | Aggregated | 2059 | 2.7825e-07 | 111.286 | 3.0966e-05 | 2059 | Mitigation | 0.95 | 45 | 0 | esc | 0.00097009 | 2.6993e-10 | 0.00097009 | 2.6993e-10 | 0.0027785 | 4.9171e-08 | 0.014899 | 1.5937e-09
[120 empty] | 7.3.3.17.5 (Remote Grid) Updates to grid topology to minimize risk of ignition in HFTDs Remote GridWLDFRWire-to-wire contactAggregated | WLDFR | HFTD - Distribution - Tier 3 - 1QU CoRE ¦ 4QU LoRE | Non-Red Flag Warning - Destructive Fires | Wire-to-wire contact | Aggregated | 2060 | 2.7825e-07 | 111.286 | 3.0966e-05 | 2060 | Mitigation | 0.95 | 45 | 0 | esc | 0.00097009 | 2.6993e-10 | 0.00097009 | 2.6993e-10 | 0.0027785 | 4.9171e-08 | 0.014899 | 1.5937e-09
[120 empty] | 7.3.3.17.5 (Remote Grid) Updates to grid topology to minimize risk of ignition in HFTDs Remote GridWLDFRWire-to-wire contactAggregated | WLDFR | HFTD - Distribution - Tier 3 - 1QU CoRE ¦ 4QU LoRE | Non-Red Flag Warning - Destructive Fires | Wire-to-wire contact | Aggregated | 2061 | 2.7825e-07 | 111.286 | 3.0966e-05 | 2061 | Mitigation | 0.95 | 45 | 0 | esc | 0.00097009 | 2.6993e-10 | 0.00097009 | 2.6993e-10 | 0.0027785 | 4.9171e-08 | 0.014899 | 1.5937e-09
[120 empty] | 7.3.3.17.5 (Remote Grid) Updates to grid topology to minimize risk of ignition in HFTDs Remote GridWLDFRWire-to-wire contactAggregated | WLDFR | HFTD - Distribution - Tier 3 - 1QU CoRE ¦ 4QU LoRE | Non-Red Flag Warning - Destructive Fires | Wire-to-wire contact | Aggregated | 2062 | 2.7825e-07 | 111.286 | 3.0966e-05 | 2062 | Mitigation | 0.95 | 45 | 0 | esc | 0.00097009 | 2.6993e-10 | 0.00097009 | 2.6993e-10 | 0.0027785 | 4.9171e-08 | 0.014899 | 1.5937e-09
[120 empty] | 7.3.3.17.5 (Remote Grid) Updates to grid topology to minimize risk of ignition in HFTDs Remote GridWLDFRWire-to-wire contactAggregated | WLDFR | HFTD - Distribution - Tier 3 - 1QU CoRE ¦ 4QU LoRE | Non-Red Flag Warning - Destructive Fires | Wire-to-wire contact | Aggregated | 2063 | 2.7825e-07 | 111.286 | 3.0966e-05 | 2063 | Mitigation | 0.95 | 45 | 0 | esc | 0.00097009 | 2.6993e-10 | 0.00097009 | 2.6993e-10 | 0.0027785 | 4.9171e-08 | 0.014899 | 1.5937e-09
[120 empty] | 7.3.3.17.5 (Remote Grid) Updates to grid topology to minimize risk of ignition in HFTDs Remote GridWLDFRWire-to-wire contactAggregated | WLDFR | HFTD - Distribution - Tier 3 - 1QU CoRE ¦ 4QU LoRE | Non-Red Flag Warning - Destructive Fires | Wire-to-wire contact | Aggregated | 2064 | 2.7825e-07 | 111.286 | 3.0966e-05 | 2064 | Mitigation | 0.95 | 45 | 0 | esc | 0.00097009 | 2.6993e-10 | 0.00097009 | 2.6993e-10 | 0.0027785 | 4.9171e-08 | 0 | 0
[120 empty] | 7.3.3.17.5 (Remote Grid) Updates to grid topology to minimize risk of ignition in HFTDs Remote GridWLDFRWire-to-wire contactAggregated | WLDFR | HFTD - Distribution - Tier 3 - 1QU CoRE ¦ 4QU LoRE | Non-Red Flag Warning - Destructive Fires | Wire-to-wire contact | Aggregated | 2065 | 2.7825e-07 | 111.286 | 3.0966e-05 | 2065 | Mitigation | 0.95 | 45 | 0 | esc | 0.00097009 | 2.6993e-10 | 0.00097009 | 2.6993e-10 | 0.0027785 | 4.9171e-08 | 0 | 0
[120 empty] | 7.3.3.17.5 (Remote Grid) Updates to grid topology to minimize risk of ignition in HFTDs Remote GridWLDFRWire-to-wire contactAggregated | WLDFR | HFTD - Distribution - Tier 3 - 1QU CoRE ¦ 4QU LoRE | Non-Red Flag Warning - Destructive Fires | Wire-to-wire contact | Aggregated | 2066 | 2.7825e-07 | 111.286 | 3.0966e-05 | 2066 | Mitigation | 0.95 | 45 | 0 | esc | 0.00097009 | 2.6993e-10 | 0.00097009 | 2.6993e-10 | 0.0027785 | 4.9171e-08 | 0.008942 | 9.2661e-09
[120 empty] | 7.3.3.17.5 (Remote Grid) Updates to grid topology to minimize risk of ignition in HFTDs Remote GridWLDFRWire-to-wire contactAggregated | WLDFR | HFTD - Distribution - Tier 3 - 1QU CoRE ¦ 4QU LoRE | Non-Red Flag Warning - Destructive Fires | Wire-to-wire contact | Aggregated | 2067 | 2.7825e-07 | 111.286 | 3.0966e-05 | 2067 | Mitigation | 0.95 | 45 | 0 | esc | 0 | 0 | 0.00097009 | 2.6993e-10 | 0.0027785 | 4.9171e-08 | 0.008942 | 9.2661e-09
[120 empty] | 7.3.3.17.5 (Remote Grid) Updates to grid topology to minimize risk of ignition in HFTDs Remote GridWLDFRContact from objectAggregated | WLDFR | HFTD - Distribution - Tier 3 - 1QU CoRE ¦ 4QU LoRE | Non-Red Flag Warning - Large Fires | Contact from object | Aggregated | 2022 | 3.8619e-06 | 111.286 | 0.00042977 | 2022 | Mitigation | 0.95 | 45 | 0 | esc | 0.00097009 | 3.7464e-09 | 0 | 0 | 0.0027785 | 4.9171e-08 | 0.008942 | 9.2661e-09
[120 empty] | 7.3.3.17.5 (Remote Grid) Updates to grid topology to minimize risk of ignition in HFTDs Remote GridWLDFRContact from objectAggregated | WLDFR | HFTD - Distribution - Tier 3 - 1QU CoRE ¦ 4QU LoRE | Non-Red Flag Warning - Large Fires | Contact from object | Aggregated | 2023 | 3.8619e-06 | 111.286 | 0.00042977 | 2023 | Mitigation | 0.95 | 45 | 0 | esc | 0.00097009 | 3.7464e-09 | 0.00097009 | 3.7464e-09 | 0.0027785 | 4.9171e-08 | 0.008942 | 9.2661e-09
[120 empty] | 7.3.3.17.5 (Remote Grid) Updates to grid topology to minimize risk of ignition in HFTDs Remote GridWLDFRContact from objectAggregated | WLDFR | HFTD - Distribution - Tier 3 - 1QU CoRE ¦ 4QU LoRE | Non-Red Flag Warning - Large Fires | Contact from object | Aggregated | 2024 | 3.8619e-06 | 111.286 | 0.00042977 | 2024 | Mitigation | 0.95 | 45 | 0 | esc | 0.00097009 | 3.7464e-09 | 0.00097009 | 3.7464e-09 | 0.0027785 | 4.9171e-08 | 0.008942 | 9.2661e-09
[120 empty] | 7.3.3.17.5 (Remote Grid) Updates to grid topology to minimize risk of ignition in HFTDs Remote GridWLDFRContact from objectAggregated | WLDFR | HFTD - Distribution - Tier 3 - 1QU CoRE ¦ 4QU LoRE | Non-Red Flag Warning - Large Fires | Contact from object | Aggregated | 2025 | 3.8619e-06 | 111.286 | 0.00042977 | 2025 | Mitigation | 0.95 | 45 | 0 | esc | 0.00097009 | 3.7464e-09 | 0.00097009 | 3.7464e-09 | 0.0027785 | 4.9171e-08 | 0.008942 | 9.2661e-09
[120 empty] | 7.3.3.17.5 (Remote Grid) Updates to grid topology to minimize risk of ignition in HFTDs Remote GridWLDFRContact from objectAggregated | WLDFR | HFTD - Distribution - Tier 3 - 1QU CoRE ¦ 4QU LoRE | Non-Red Flag Warning - Large Fires | Contact from object | Aggregated | 2026 | 3.8619e-06 | 111.286 | 0.00042977 | 2026 | Mitigation | 0.95 | 45 | 0 | esc | 0.00097009 | 3.7464e-09 | 0.00097009 | 3.7464e-09 | 0.0027785 | 4.9171e-08 | 0.008942 | 9.2661e-09
[120 empty] | 7.3.3.17.5 (Remote Grid) Updates to grid topology to minimize risk of ignition in HFTDs Remote GridWLDFRContact from objectAggregated | WLDFR | HFTD - Distribution - Tier 3 - 1QU CoRE ¦ 4QU LoRE | Non-Red Flag Warning - Large Fires | Contact from object | Aggregated | 2027 | 3.8619e-06 | 111.286 | 0.00042977 | 2027 | Mitigation | 0.95 | 45 | 0 | esc | 0.00097009 | 3.7464e-09 | 0.00097009 | 3.7464e-09 | 0.0027785 | 4.9171e-08 | 0.008942 | 9.2661e-09
[120 empty] | 7.3.3.17.5 (Remote Grid) Updates to grid topology to minimize risk of ignition in HFTDs Remote GridWLDFRContact from objectAggregated | WLDFR | HFTD - Distribution - Tier 3 - 1QU CoRE ¦ 4QU LoRE | Non-Red Flag Warning - Large Fires | Contact from object | Aggregated | 2028 | 3.8619e-06 | 111.286 | 0.00042977 | 2028 | Mitigation | 0.95 | 45 | 0 | esc | 0.00097009 | 3.7464e-09 | 0.00097009 | 3.7464e-09 | 0.0027785 | 4.9171e-08 | 0.008942 | 9.2661e-09
[120 empty] | 7.3.3.17.5 (Remote Grid) Updates to grid topology to minimize risk of ignition in HFTDs Remote GridWLDFRContact from objectAggregated | WLDFR | HFTD - Distribution - Tier 3 - 1QU CoRE ¦ 4QU LoRE | Non-Red Flag Warning - Large Fires | Contact from object | Aggregated | 2029 | 3.8619e-06 | 111.286 | 0.00042977 | 2029 | Mitigation | 0.95 | 45 | 0 | esc | 0.00097009 | 3.7464e-09 | 0.00097009 | 3.7464e-09 | 0.0027785 | 4.9171e-08 | 0.008942 | 9.2661e-09
[120 empty] | 7.3.3.17.5 (Remote Grid) Updates to grid topology to minimize risk of ignition in HFTDs Remote GridWLDFRContact from objectAggregated | WLDFR | HFTD - Distribution - Tier 3 - 1QU CoRE ¦ 4QU LoRE | Non-Red Flag Warning - Large Fires | Contact from object | Aggregated | 2030 | 3.8619e-06 | 111.286 | 0.00042977 | 2030 | Mitigation | 0.95 | 45 | 0 | esc | 0.00097009 | 3.7464e-09 | 0.00097009 | 3.7464e-09 | 0.0027785 | 4.9171e-08 | 0.008942 | 9.2661e-09
[120 empty] | 7.3.3.17.5 (Remote Grid) Updates to grid topology to minimize risk of ignition in HFTDs Remote GridWLDFRContact from objectAggregated | WLDFR | HFTD - Distribution - Tier 3 - 1QU CoRE ¦ 4QU LoRE | Non-Red Flag Warning - Large Fires | Contact from object | Aggregated | 2031 | 3.8619e-06 | 111.286 | 0.00042977 | 2031 | Mitigation | 0.95 | 45 | 0 | esc | 0.00097009 | 3.7464e-09 | 0.00097009 | 3.7464e-09 | 0.0027785 | 4.9171e-08 | 0.008942 | 9.2661e-09
[120 empty] | 7.3.3.17.5 (Remote Grid) Updates to grid topology to minimize risk of ignition in HFTDs Remote GridWLDFRContact from objectAggregated | WLDFR | HFTD - Distribution - Tier 3 - 1QU CoRE ¦ 4QU LoRE | Non-Red Flag Warning - Large Fires | Contact from object | Aggregated | 2032 | 3.8619e-06 | 111.286 | 0.00042977 | 2032 | Mitigation | 0.95 | 45 | 0 | esc | 0.00097009 | 3.7464e-09 | 0.00097009 | 3.7464e-09 | 0.0027785 | 4.9171e-08 | 0.008942 | 9.2661e-09
[120 empty] | 7.3.3.17.5 (Remote Grid) Updates to grid topology to minimize risk of ignition in HFTDs Remote GridWLDFRContact from objectAggregated | WLDFR | HFTD - Distribution - Tier 3 - 1QU CoRE ¦ 4QU LoRE | Non-Red Flag Warning - Large Fires | Contact from object | Aggregated | 2033 | 3.8619e-06 | 111.286 | 0.00042977 | 2033 | Mitigation | 0.95 | 45 | 0 | esc | 0.00097009 | 3.7464e-09 | 0.00097009 | 3.7464e-09 | 0.0027785 | 4.9171e-08 | 0.008942 | 9.2661e-09
[120 empty] | 7.3.3.17.5 (Remote Grid) Updates to grid topology to minimize risk of ignition in HFTDs Remote GridWLDFRContact from objectAggregated | WLDFR | HFTD - Distribution - Tier 3 - 1QU CoRE ¦ 4QU LoRE | Non-Red Flag Warning - Large Fires | Contact from object | Aggregated | 2034 | 3.8619e-06 | 111.286 | 0.00042977 | 2034 | Mitigation | 0.95 | 45 | 0 | esc | 0.00097009 | 3.7464e-09 | 0.00097009 | 3.7464e-09 | 0 | 0 | 0.008942 | 9.2661e-09
[120 empty] | 7.3.3.17.5 (Remote Grid) Updates to grid topology to minimize risk of ignition in HFTDs Remote GridWLDFRContact from objectAggregated | WLDFR | HFTD - Distribution - Tier 3 - 1QU CoRE ¦ 4QU LoRE | Non-Red Flag Warning - Large Fires | Contact from object | Aggregated | 2035 | 3.8619e-06 | 111.286 | 0.00042977 | 2035 | Mitigation | 0.95 | 45 | 0 | esc | 0.00097009 | 3.7464e-09 | 0.00097009 | 3.7464e-09 | 0.0027785 | 2.3947e-06 | 0.008942 | 9.2661e-09
[120 empty] | 7.3.3.17.5 (Remote Grid) Updates to grid topology to minimize risk of ignition in HFTDs Remote GridWLDFRContact from objectAggregated | WLDFR | HFTD - Distribution - Tier 3 - 1QU CoRE ¦ 4QU LoRE | Non-Red Flag Warning - Large Fires | Contact from object | Aggregated | 2036 | 3.8619e-06 | 111.286 | 0.00042977 | 2036 | Mitigation | 0.95 | 45 | 0 | esc | 0.00097009 | 3.7464e-09 | 0.00097009 | 3.7464e-09 | 0.0027785 | 2.3947e-06 | 0.008942 | 9.2661e-09
[120 empty] | 7.3.3.17.5 (Remote Grid) Updates to grid topology to minimize risk of ignition in HFTDs Remote GridWLDFRContact from objectAggregated | WLDFR | HFTD - Distribution - Tier 3 - 1QU CoRE ¦ 4QU LoRE | Non-Red Flag Warning - Large Fires | Contact from object | Aggregated | 2037 | 3.8619e-06 | 111.286 | 0.00042977 | 2037 | Mitigation | 0.95 | 45 | 0 | esc | 0.00097009 | 3.7464e-09 | 0.00097009 | 3.7464e-09 | 0.0027785 | 2.3947e-06 | 0.008942 | 9.2661e-09
[120 empty] | 7.3.3.17.5 (Remote Grid) Updates to grid topology to minimize risk of ignition in HFTDs Remote GridWLDFRContact from objectAggregated | WLDFR | HFTD - Distribution - Tier 3 - 1QU CoRE ¦ 4QU LoRE | Non-Red Flag Warning - Large Fires | Contact from object | Aggregated | 2038 | 3.8619e-06 | 111.286 | 0.00042977 | 2038 | Mitigation | 0.95 | 45 | 0 | esc | 0.00097009 | 3.7464e-09 | 0.00097009 | 3.7464e-09 | 0.0027785 | 2.3947e-06 | 0.008942 | 9.2661e-09
[120 empty] | 7.3.3.17.5 (Remote Grid) Updates to grid topology to minimize risk of ignition in HFTDs Remote GridWLDFRContact from objectAggregated | WLDFR | HFTD - Distribution - Tier 3 - 1QU CoRE ¦ 4QU LoRE | Non-Red Flag Warning - Large Fires | Contact from object | Aggregated | 2039 | 3.8619e-06 | 111.286 | 0.00042977 | 2039 | Mitigation | 0.95 | 45 | 0 | esc | 0.00097009 | 3.7464e-09 | 0.00097009 | 3.7464e-09 | 0.0027785 | 2.3947e-06 | 0.008942 | 9.2661e-09
[120 empty] | 7.3.3.17.5 (Remote Grid) Updates to grid topology to minimize risk of ignition in HFTDs Remote GridWLDFRContact from objectAggregated | WLDFR | HFTD - Distribution - Tier 3 - 1QU CoRE ¦ 4QU LoRE | Non-Red Flag Warning - Large Fires | Contact from object | Aggregated | 2040 | 3.8619e-06 | 111.286 | 0.00042977 | 2040 | Mitigation | 0.95 | 45 | 0 | esc | 0.00097009 | 3.7464e-09 | 0.00097009 | 3.7464e-09 | 0.0027785 | 2.3947e-06 | 0.008942 | 9.2661e-09
[120 empty] | 7.3.3.17.5 (Remote Grid) Updates to grid topology to minimize risk of ignition in HFTDs Remote GridWLDFRContact from objectAggregated | WLDFR | HFTD - Distribution - Tier 3 - 1QU CoRE ¦ 4QU LoRE | Non-Red Flag Warning - Large Fires | Contact from object | Aggregated | 2041 | 3.8619e-06 | 111.286 | 0.00042977 | 2041 | Mitigation | 0.95 | 45 | 0 | esc | 0.00097009 | 3.7464e-09 | 0.00097009 | 3.7464e-09 | 0.0027785 | 2.3947e-06 | 0.008942 | 9.2661e-09
[120 empty] | 7.3.3.17.5 (Remote Grid) Updates to grid topology to minimize risk of ignition in HFTDs Remote GridWLDFRContact from objectAggregated | WLDFR | HFTD - Distribution - Tier 3 - 1QU CoRE ¦ 4QU LoRE | Non-Red Flag Warning - Large Fires | Contact from object | Aggregated | 2042 | 3.8619e-06 | 111.286 | 0.00042977 | 2042 | Mitigation | 0.95 | 45 | 0 | esc | 0.00097009 | 3.7464e-09 | 0.00097009 | 3.7464e-09 | 0.0027785 | 2.3947e-06 | 0.008942 | 9.2661e-09
[120 empty] | 7.3.3.17.5 (Remote Grid) Updates to grid topology to minimize risk of ignition in HFTDs Remote GridWLDFRContact from objectAggregated | WLDFR | HFTD - Distribution - Tier 3 - 1QU CoRE ¦ 4QU LoRE | Non-Red Flag Warning - Large Fires | Contact from object | Aggregated | 2043 | 3.8619e-06 | 111.286 | 0.00042977 | 2043 | Mitigation | 0.95 | 45 | 0 | esc | 0.00097009 | 3.7464e-09 | 0.00097009 | 3.7464e-09 | 0.0027785 | 2.3947e-06 | 0.008942 | 9.2661e-09
[120 empty] | 7.3.3.17.5 (Remote Grid) Updates to grid topology to minimize risk of ignition in HFTDs Remote GridWLDFRContact from objectAggregated | WLDFR | HFTD - Distribution - Tier 3 - 1QU CoRE ¦ 4QU LoRE | Non-Red Flag Warning - Large Fires | Contact from object | Aggregated | 2044 | 3.8619e-06 | 111.286 | 0.00042977 | 2044 | Mitigation | 0.95 | 45 | 0 | esc | 0.00097009 | 3.7464e-09 | 0.00097009 | 3.7464e-09 | 0.0027785 | 2.3947e-06 | 0.008942 | 9.2661e-09
[120 empty] | 7.3.3.17.5 (Remote Grid) Updates to grid topology to minimize risk of ignition in HFTDs Remote GridWLDFRContact from objectAggregated | WLDFR | HFTD - Distribution - Tier 3 - 1QU CoRE ¦ 4QU LoRE | Non-Red Flag Warning - Large Fires | Contact from object | Aggregated | 2045 | 3.8619e-06 | 111.286 | 0.00042977 | 2045 | Mitigation | 0.95 | 45 | 0 | esc | 0.00097009 | 3.7464e-09 | 0.00097009 | 3.7464e-09 | 0.0027785 | 2.3947e-06 | 0.008942 | 9.2661e-09
[120 empty] | 7.3.3.17.5 (Remote Grid) Updates to grid topology to minimize risk of ignition in HFTDs Remote GridWLDFRContact from objectAggregated | WLDFR | HFTD - Distribution - Tier 3 - 1QU CoRE ¦ 4QU LoRE | Non-Red Flag Warning - Large Fires | Contact from object | Aggregated | 2046 | 3.8619e-06 | 111.286 | 0.00042977 | 2046 | Mitigation | 0.95 | 45 | 0 | esc | 0.00097009 | 3.7464e-09 | 0.00097009 | 3.7464e-09 | 0.0027785 | 2.3947e-06 | 0.008942 | 9.2661e-09
[120 empty] | 7.3.3.17.5 (Remote Grid) Updates to grid topology to minimize risk of ignition in HFTDs Remote GridWLDFRContact from objectAggregated | WLDFR | HFTD - Distribution - Tier 3 - 1QU CoRE ¦ 4QU LoRE | Non-Red Flag Warning - Large Fires | Contact from object | Aggregated | 2047 | 3.8619e-06 | 111.286 | 0.00042977 | 2047 | Mitigation | 0.95 | 45 | 0 | esc | 0.00097009 | 3.7464e-09 | 0.00097009 | 3.7464e-09 | 0.0027785 | 2.3947e-06 | 0.008942 | 9.2661e-09
[120 empty] | 7.3.3.17.5 (Remote Grid) Updates to grid topology to minimize risk of ignition in HFTDs Remote GridWLDFRContact from objectAggregated | WLDFR | HFTD - Distribution - Tier 3 - 1QU CoRE ¦ 4QU LoRE | Non-Red Flag Warning - Large Fires | Contact from object | Aggregated | 2048 | 3.8619e-06 | 111.286 | 0.00042977 | 2048 | Mitigation | 0.95 | 45 | 0 | esc | 0.00097009 | 3.7464e-09 | 0.00097009 | 3.7464e-09 | 0.0027785 | 2.3947e-06 | 0.008942 | 9.2661e-09
[120 empty] | 7.3.3.17.5 (Remote Grid) Updates to grid topology to minimize risk of ignition in HFTDs Remote GridWLDFRContact from objectAggregated | WLDFR | HFTD - Distribution - Tier 3 - 1QU CoRE ¦ 4QU LoRE | Non-Red Flag Warning - Large Fires | Contact from object | Aggregated | 2049 | 3.8619e-06 | 111.286 | 0.00042977 | 2049 | Mitigation | 0.95 | 45 | 0 | esc | 0.00097009 | 3.7464e-09 | 0.00097009 | 3.7464e-09 | 0.0027785 | 2.3947e-06 | 0.008942 | 9.2661e-09
[120 empty] | 7.3.3.17.5 (Remote Grid) Updates to grid topology to minimize risk of ignition in HFTDs Remote GridWLDFRContact from objectAggregated | WLDFR | HFTD - Distribution - Tier 3 - 1QU CoRE ¦ 4QU LoRE | Non-Red Flag Warning - Large Fires | Contact from object | Aggregated | 2050 | 3.8619e-06 | 111.286 | 0.00042977 | 2050 | Mitigation | 0.95 | 45 | 0 | esc | 0.00097009 | 3.7464e-09 | 0.00097009 | 3.7464e-09 | 0.0027785 | 2.3947e-06 | 0 | 0
[120 empty] | 7.3.3.17.5 (Remote Grid) Updates to grid topology to minimize risk of ignition in HFTDs Remote GridWLDFRContact from objectAggregated | WLDFR | HFTD - Distribution - Tier 3 - 1QU CoRE ¦ 4QU LoRE | Non-Red Flag Warning - Large Fires | Contact from object | Aggregated | 2051 | 3.8619e-06 | 111.286 | 0.00042977 | 2051 | Mitigation | 0.95 | 45 | 0 | esc | 0.00097009 | 3.7464e-09 | 0.00097009 | 3.7464e-09 | 0.0027785 | 2.3947e-06 | 0 | 0
[120 empty] | 7.3.3.17.5 (Remote Grid) Updates to grid topology to minimize risk of ignition in HFTDs Remote GridWLDFRContact from objectAggregated | WLDFR | HFTD - Distribution - Tier 3 - 1QU CoRE ¦ 4QU LoRE | Non-Red Flag Warning - Large Fires | Contact from object | Aggregated | 2052 | 3.8619e-06 | 111.286 | 0.00042977 | 2052 | Mitigation | 0.95 | 45 | 0 | esc | 0.00097009 | 3.7464e-09 | 0.00097009 | 3.7464e-09 | 0.0027785 | 2.3947e-06 | 0.0088147 | 4.6054e-08
[120 empty] | 7.3.3.17.5 (Remote Grid) Updates to grid topology to minimize risk of ignition in HFTDs Remote GridWLDFRContact from objectAggregated | WLDFR | HFTD - Distribution - Tier 3 - 1QU CoRE ¦ 4QU LoRE | Non-Red Flag Warning - Large Fires | Contact from object | Aggregated | 2053 | 3.8619e-06 | 111.286 | 0.00042977 | 2053 | Mitigation | 0.95 | 45 | 0 | esc | 0.00097009 | 3.7464e-09 | 0.00097009 | 3.7464e-09 | 0.0027785 | 2.3947e-06 | 0.0088147 | 4.6054e-08
[120 empty] | 7.3.3.17.5 (Remote Grid) Updates to grid topology to minimize risk of ignition in HFTDs Remote GridWLDFRContact from objectAggregated | WLDFR | HFTD - Distribution - Tier 3 - 1QU CoRE ¦ 4QU LoRE | Non-Red Flag Warning - Large Fires | Contact from object | Aggregated | 2054 | 3.8619e-06 | 111.286 | 0.00042977 | 2054 | Mitigation | 0.95 | 45 | 0 | esc | 0.00097009 | 3.7464e-09 | 0.00097009 | 3.7464e-09 | 0.0027785 | 2.3947e-06 | 0.0088147 | 4.6054e-08
[120 empty] | 7.3.3.17.5 (Remote Grid) Updates to grid topology to minimize risk of ignition in HFTDs Remote GridWLDFRContact from objectAggregated | WLDFR | HFTD - Distribution - Tier 3 - 1QU CoRE ¦ 4QU LoRE | Non-Red Flag Warning - Large Fires | Contact from object | Aggregated | 2055 | 3.8619e-06 | 111.286 | 0.00042977 | 2055 | Mitigation | 0.95 | 45 | 0 | esc | 0.00097009 | 3.7464e-09 | 0.00097009 | 3.7464e-09 | 0.0027785 | 2.3947e-06 | 0.0088147 | 4.6054e-08
[120 empty] | 7.3.3.17.5 (Remote Grid) Updates to grid topology to minimize risk of ignition in HFTDs Remote GridWLDFRContact from objectAggregated | WLDFR | HFTD - Distribution - Tier 3 - 1QU CoRE ¦ 4QU LoRE | Non-Red Flag Warning - Large Fires | Contact from object | Aggregated | 2056 | 3.8619e-06 | 111.286 | 0.00042977 | 2056 | Mitigation | 0.95 | 45 | 0 | esc | 0.00097009 | 3.7464e-09 | 0.00097009 | 3.7464e-09 | 0.0027785 | 2.3947e-06 | 0.0088147 | 4.6054e-08
[120 empty] | 7.3.3.17.5 (Remote Grid) Updates to grid topology to minimize risk of ignition in HFTDs Remote GridWLDFRContact from objectAggregated | WLDFR | HFTD - Distribution - Tier 3 - 1QU CoRE ¦ 4QU LoRE | Non-Red Flag Warning - Large Fires | Contact from object | Aggregated | 2057 | 3.8619e-06 | 111.286 | 0.00042977 | 2057 | Mitigation | 0.95 | 45 | 0 | esc | 0.00097009 | 3.7464e-09 | 0.00097009 | 3.7464e-09 | 0.0027785 | 2.3947e-06 | 0.0088147 | 4.6054e-08
[120 empty] | 7.3.3.17.5 (Remote Grid) Updates to grid topology to minimize risk of ignition in HFTDs Remote GridWLDFRContact from objectAggregated | WLDFR | HFTD - Distribution - Tier 3 - 1QU CoRE ¦ 4QU LoRE | Non-Red Flag Warning - Large Fires | Contact from object | Aggregated | 2058 | 3.8619e-06 | 111.286 | 0.00042977 | 2058 | Mitigation | 0.95 | 45 | 0 | esc | 0.00097009 | 3.7464e-09 | 0.00097009 | 3.7464e-09 | 0.0027785 | 2.3947e-06 | 0.0088147 | 4.6054e-08
[120 empty] | 7.3.3.17.5 (Remote Grid) Updates to grid topology to minimize risk of ignition in HFTDs Remote GridWLDFRContact from objectAggregated | WLDFR | HFTD - Distribution - Tier 3 - 1QU CoRE ¦ 4QU LoRE | Non-Red Flag Warning - Large Fires | Contact from object | Aggregated | 2059 | 3.8619e-06 | 111.286 | 0.00042977 | 2059 | Mitigation | 0.95 | 45 | 0 | esc | 0.00097009 | 3.7464e-09 | 0.00097009 | 3.7464e-09 | 0.0027785 | 2.3947e-06 | 0.0088147 | 4.6054e-08
[120 empty] | 7.3.3.17.5 (Remote Grid) Updates to grid topology to minimize risk of ignition in HFTDs Remote GridWLDFRContact from objectAggregated | WLDFR | HFTD - Distribution - Tier 3 - 1QU CoRE ¦ 4QU LoRE | Non-Red Flag Warning - Large Fires | Contact from object | Aggregated | 2060 | 3.8619e-06 | 111.286 | 0.00042977 | 2060 | Mitigation | 0.95 | 45 | 0 | esc | 0.00097009 | 3.7464e-09 | 0.00097009 | 3.7464e-09 | 0.0027785 | 2.3947e-06 | 0.0088147 | 4.6054e-08
[120 empty] | 7.3.3.17.5 (Remote Grid) Updates to grid topology to minimize risk of ignition in HFTDs Remote GridWLDFRContact from objectAggregated | WLDFR | HFTD - Distribution - Tier 3 - 1QU CoRE ¦ 4QU LoRE | Non-Red Flag Warning - Large Fires | Contact from object | Aggregated | 2061 | 3.8619e-06 | 111.286 | 0.00042977 | 2061 | Mitigation | 0.95 | 45 | 0 | esc | 0.00097009 | 3.7464e-09 | 0.00097009 | 3.7464e-09 | 0.0027785 | 2.3947e-06 | 0.0088147 | 4.6054e-08
[120 empty] | 7.3.3.17.5 (Remote Grid) Updates to grid topology to minimize risk of ignition in HFTDs Remote GridWLDFRContact from objectAggregated | WLDFR | HFTD - Distribution - Tier 3 - 1QU CoRE ¦ 4QU LoRE | Non-Red Flag Warning - Large Fires | Contact from object | Aggregated | 2062 | 3.8619e-06 | 111.286 | 0.00042977 | 2062 | Mitigation | 0.95 | 45 | 0 | esc | 0.00097009 | 3.7464e-09 | 0.00097009 | 3.7464e-09 | 0.0027785 | 2.3947e-06 | 0.0088147 | 4.6054e-08
[120 empty] | 7.3.3.17.5 (Remote Grid) Updates to grid topology to minimize risk of ignition in HFTDs Remote GridWLDFRContact from objectAggregated | WLDFR | HFTD - Distribution - Tier 3 - 1QU CoRE ¦ 4QU LoRE | Non-Red Flag Warning - Large Fires | Contact from object | Aggregated | 2063 | 3.8619e-06 | 111.286 | 0.00042977 | 2063 | Mitigation | 0.95 | 45 | 0 | esc | 0.00097009 | 3.7464e-09 | 0.00097009 | 3.7464e-09 | 0.0027785 | 2.3947e-06 | 0.0088147 | 4.6054e-08
[120 empty] | 7.3.3.17.5 (Remote Grid) Updates to grid topology to minimize risk of ignition in HFTDs Remote GridWLDFRContact from objectAggregated | WLDFR | HFTD - Distribution - Tier 3 - 1QU CoRE ¦ 4QU LoRE | Non-Red Flag Warning - Large Fires | Contact from object | Aggregated | 2064 | 3.8619e-06 | 111.286 | 0.00042977 | 2064 | Mitigation | 0.95 | 45 | 0 | esc | 0.00097009 | 3.7464e-09 | 0.00097009 | 3.7464e-09 | 0.0027785 | 2.3947e-06 | 0.0088147 | 4.6054e-08
[120 empty] | 7.3.3.17.5 (Remote Grid) Updates to grid topology to minimize risk of ignition in HFTDs Remote GridWLDFRContact from objectAggregated | WLDFR | HFTD - Distribution - Tier 3 - 1QU CoRE ¦ 4QU LoRE | Non-Red Flag Warning - Large Fires | Contact from object | Aggregated | 2065 | 3.8619e-06 | 111.286 | 0.00042977 | 2065 | Mitigation | 0.95 | 45 | 0 | esc | 0.00097009 | 3.7464e-09 | 0.00097009 | 3.7464e-09 | 0.0027785 | 2.3947e-06 | 0.0088147 | 4.6054e-08
[120 empty] | 7.3.3.17.5 (Remote Grid) Updates to grid topology to minimize risk of ignition in HFTDs Remote GridWLDFRContact from objectAggregated | WLDFR | HFTD - Distribution - Tier 3 - 1QU CoRE ¦ 4QU LoRE | Non-Red Flag Warning - Large Fires | Contact from object | Aggregated | 2066 | 3.8619e-06 | 111.286 | 0.00042977 | 2066 | Mitigation | 0.95 | 45 | 0 | esc | 0.00097009 | 3.7464e-09 | 0.00097009 | 3.7464e-09 | 0.0027785 | 2.3947e-06 | 0.0088147 | 4.6054e-08
[120 empty] | 7.3.3.17.5 (Remote Grid) Updates to grid topology to minimize risk of ignition in HFTDs Remote GridWLDFRContact from objectAggregated | WLDFR | HFTD - Distribution - Tier 3 - 1QU CoRE ¦ 4QU LoRE | Non-Red Flag Warning - Large Fires | Contact from object | Aggregated | 2067 | 3.8619e-06 | 111.286 | 0.00042977 | 2067 | Mitigation | 0.95 | 45 | 0 | esc | 0 | 0 | 0.00097009 | 3.7464e-09 | 0.0027785 | 2.3947e-06 | 0.0088147 | 4.6054e-08
[120 empty] | 7.3.3.17.5 (Remote Grid) Updates to grid topology to minimize risk of ignition in HFTDs Remote GridWLDFRContaminationAggregated | WLDFR | HFTD - Distribution - Tier 3 - 1QU CoRE ¦ 4QU LoRE | Non-Red Flag Warning - Large Fires | Contamination | Aggregated | 2022 | 8.4305e-08 | 111.286 | 9.382e-06 | 2022 | Mitigation | 0.95 | 45 | 0 | esc | 0.00097009 | 8.1783e-11 | 0 | 0 | 0.0027785 | 2.3947e-06 | 0.0088147 | 4.6054e-08
[120 empty] | 7.3.3.17.5 (Remote Grid) Updates to grid topology to minimize risk of ignition in HFTDs Remote GridWLDFRContaminationAggregated | WLDFR | HFTD - Distribution - Tier 3 - 1QU CoRE ¦ 4QU LoRE | Non-Red Flag Warning - Large Fires | Contamination | Aggregated | 2023 | 8.4305e-08 | 111.286 | 9.382e-06 | 2023 | Mitigation | 0.95 | 45 | 0 | esc | 0.00097009 | 8.1783e-11 | 0.00097009 | 8.1783e-11 | 0.0027785 | 2.3947e-06 | 0.0088147 | 4.6054e-08
[120 empty] | 7.3.3.17.5 (Remote Grid) Updates to grid topology to minimize risk of ignition in HFTDs Remote GridWLDFRContaminationAggregated | WLDFR | HFTD - Distribution - Tier 3 - 1QU CoRE ¦ 4QU LoRE | Non-Red Flag Warning - Large Fires | Contamination | Aggregated | 2024 | 8.4305e-08 | 111.286 | 9.382e-06 | 2024 | Mitigation | 0.95 | 45 | 0 | esc | 0.00097009 | 8.1783e-11 | 0.00097009 | 8.1783e-11 | 0.0027785 | 2.3947e-06 | 0.0088147 | 4.6054e-08
[120 empty] | 7.3.3.17.5 (Remote Grid) Updates to grid topology to minimize risk of ignition in HFTDs Remote GridWLDFRContaminationAggregated | WLDFR | HFTD - Distribution - Tier 3 - 1QU CoRE ¦ 4QU LoRE | Non-Red Flag Warning - Large Fires | Contamination | Aggregated | 2025 | 8.4305e-08 | 111.286 | 9.382e-06 | 2025 | Mitigation | 0.95 | 45 | 0 | esc | 0.00097009 | 8.1783e-11 | 0.00097009 | 8.1783e-11 | 0.0027785 | 2.3947e-06 | 0.0088147 | 4.6054e-08
[120 empty] | 7.3.3.17.5 (Remote Grid) Updates to grid topology to minimize risk of ignition in HFTDs Remote GridWLDFRContaminationAggregated | WLDFR | HFTD - Distribution - Tier 3 - 1QU CoRE ¦ 4QU LoRE | Non-Red Flag Warning - Large Fires | Contamination | Aggregated | 2026 | 8.4305e-08 | 111.286 | 9.382e-06 | 2026 | Mitigation | 0.95 | 45 | 0 | esc | 0.00097009 | 8.1783e-11 | 0.00097009 | 8.1783e-11 | 0.0027785 | 2.3947e-06 | 0.0088147 | 4.6054e-08
[120 empty] | 7.3.3.17.5 (Remote Grid) Updates to grid topology to minimize risk of ignition in HFTDs Remote GridWLDFRContaminationAggregated | WLDFR | HFTD - Distribution - Tier 3 - 1QU CoRE ¦ 4QU LoRE | Non-Red Flag Warning - Large Fires | Contamination | Aggregated | 2027 | 8.4305e-08 | 111.286 | 9.382e-06 | 2027 | Mitigation | 0.95 | 45 | 0 | esc | 0.00097009 | 8.1783e-11 | 0.00097009 | 8.1783e-11 | 0.0027785 | 2.3947e-06 | 0.0088147 | 4.6054e-08
[120 empty] | 7.3.3.17.5 (Remote Grid) Updates to grid topology to minimize risk of ignition in HFTDs Remote GridWLDFRContaminationAggregated | WLDFR | HFTD - Distribution - Tier 3 - 1QU CoRE ¦ 4QU LoRE | Non-Red Flag Warning - Large Fires | Contamination | Aggregated | 2028 | 8.4305e-08 | 111.286 | 9.382e-06 | 2028 | Mitigation | 0.95 | 45 | 0 | esc | 0.00097009 | 8.1783e-11 | 0.00097009 | 8.1783e-11 | 0.0027785 | 2.3947e-06 | 0.0088147 | 4.6054e-08