[120 empty] | 7.3.3.17.5 (Remote Grid) Updates to grid topology to minimize risk of ignition in HFTDs Remote GridWLDFREquipment / facility failureAggregated | WLDFR | HFTD - Distribution - Tier 3 - 5QU CoRE ¦ 1QU LoRE | Red Flag Warning - Small Fires | Equipment / facility failure | Aggregated | 2033 | 0.00023374 | 1430.0123 | 0.33424 | 2033 | Mitigation | 0.95 | 45 | 0 | esc | 0.00097009 | 2.2674e-07 | 0.00097009 | 2.2674e-07 | 0.03606 | 4.342e-08 | 0.012004 | 9.2653e-11
[120 empty] | 7.3.3.17.5 (Remote Grid) Updates to grid topology to minimize risk of ignition in HFTDs Remote GridWLDFREquipment / facility failureAggregated | WLDFR | HFTD - Distribution - Tier 3 - 5QU CoRE ¦ 1QU LoRE | Red Flag Warning - Small Fires | Equipment / facility failure | Aggregated | 2034 | 0.00023374 | 1430.0123 | 0.33424 | 2034 | Mitigation | 0.95 | 45 | 0 | esc | 0.00097009 | 2.2674e-07 | 0.00097009 | 2.2674e-07 | 0.03606 | 4.342e-08 | 0.012004 | 9.2653e-11
[120 empty] | 7.3.3.17.5 (Remote Grid) Updates to grid topology to minimize risk of ignition in HFTDs Remote GridWLDFREquipment / facility failureAggregated | WLDFR | HFTD - Distribution - Tier 3 - 5QU CoRE ¦ 1QU LoRE | Red Flag Warning - Small Fires | Equipment / facility failure | Aggregated | 2035 | 0.00023374 | 1430.0123 | 0.33424 | 2035 | Mitigation | 0.95 | 45 | 0 | esc | 0.00097009 | 2.2674e-07 | 0.00097009 | 2.2674e-07 | 0.03606 | 4.342e-08 | 0.012004 | 9.2653e-11
[120 empty] | 7.3.3.17.5 (Remote Grid) Updates to grid topology to minimize risk of ignition in HFTDs Remote GridWLDFREquipment / facility failureAggregated | WLDFR | HFTD - Distribution - Tier 3 - 5QU CoRE ¦ 1QU LoRE | Red Flag Warning - Small Fires | Equipment / facility failure | Aggregated | 2036 | 0.00023374 | 1430.0123 | 0.33424 | 2036 | Mitigation | 0.95 | 45 | 0 | esc | 0.00097009 | 2.2674e-07 | 0.00097009 | 2.2674e-07 | 0.03606 | 4.342e-08 | 0 | 0
[120 empty] | 7.3.3.17.5 (Remote Grid) Updates to grid topology to minimize risk of ignition in HFTDs Remote GridWLDFREquipment / facility failureAggregated | WLDFR | HFTD - Distribution - Tier 3 - 5QU CoRE ¦ 1QU LoRE | Red Flag Warning - Small Fires | Equipment / facility failure | Aggregated | 2037 | 0.00023374 | 1430.0123 | 0.33424 | 2037 | Mitigation | 0.95 | 45 | 0 | esc | 0.00097009 | 2.2674e-07 | 0.00097009 | 2.2674e-07 | 0.03606 | 4.342e-08 | 0 | 0
[120 empty] | 7.3.3.17.5 (Remote Grid) Updates to grid topology to minimize risk of ignition in HFTDs Remote GridWLDFREquipment / facility failureAggregated | WLDFR | HFTD - Distribution - Tier 3 - 5QU CoRE ¦ 1QU LoRE | Red Flag Warning - Small Fires | Equipment / facility failure | Aggregated | 2038 | 0.00023374 | 1430.0123 | 0.33424 | 2038 | Mitigation | 0.95 | 45 | 0 | esc | 0.00097009 | 2.2674e-07 | 0.00097009 | 2.2674e-07 | 0 | 0 | 0.010025 | 1.7434e-10
[120 empty] | 7.3.3.17.5 (Remote Grid) Updates to grid topology to minimize risk of ignition in HFTDs Remote GridWLDFREquipment / facility failureAggregated | WLDFR | HFTD - Distribution - Tier 3 - 5QU CoRE ¦ 1QU LoRE | Red Flag Warning - Small Fires | Equipment / facility failure | Aggregated | 2039 | 0.00023374 | 1430.0123 | 0.33424 | 2039 | Mitigation | 0.95 | 45 | 0 | esc | 0.00097009 | 2.2674e-07 | 0.00097009 | 2.2674e-07 | 0.03606 | 9.3103e-10 | 0.010025 | 1.7434e-10
[120 empty] | 7.3.3.17.5 (Remote Grid) Updates to grid topology to minimize risk of ignition in HFTDs Remote GridWLDFREquipment / facility failureAggregated | WLDFR | HFTD - Distribution - Tier 3 - 5QU CoRE ¦ 1QU LoRE | Red Flag Warning - Small Fires | Equipment / facility failure | Aggregated | 2040 | 0.00023374 | 1430.0123 | 0.33424 | 2040 | Mitigation | 0.95 | 45 | 0 | esc | 0.00097009 | 2.2674e-07 | 0.00097009 | 2.2674e-07 | 0.03606 | 9.3103e-10 | 0.010025 | 1.7434e-10
[120 empty] | 7.3.3.17.5 (Remote Grid) Updates to grid topology to minimize risk of ignition in HFTDs Remote GridWLDFREquipment / facility failureAggregated | WLDFR | HFTD - Distribution - Tier 3 - 5QU CoRE ¦ 1QU LoRE | Red Flag Warning - Small Fires | Equipment / facility failure | Aggregated | 2041 | 0.00023374 | 1430.0123 | 0.33424 | 2041 | Mitigation | 0.95 | 45 | 0 | esc | 0.00097009 | 2.2674e-07 | 0.00097009 | 2.2674e-07 | 0.03606 | 9.3103e-10 | 0.010025 | 1.7434e-10
[120 empty] | 7.3.3.17.5 (Remote Grid) Updates to grid topology to minimize risk of ignition in HFTDs Remote GridWLDFREquipment / facility failureAggregated | WLDFR | HFTD - Distribution - Tier 3 - 5QU CoRE ¦ 1QU LoRE | Red Flag Warning - Small Fires | Equipment / facility failure | Aggregated | 2042 | 0.00023374 | 1430.0123 | 0.33424 | 2042 | Mitigation | 0.95 | 45 | 0 | esc | 0.00097009 | 2.2674e-07 | 0.00097009 | 2.2674e-07 | 0.03606 | 9.3103e-10 | 0.010025 | 1.7434e-10
[120 empty] | 7.3.3.17.5 (Remote Grid) Updates to grid topology to minimize risk of ignition in HFTDs Remote GridWLDFREquipment / facility failureAggregated | WLDFR | HFTD - Distribution - Tier 3 - 5QU CoRE ¦ 1QU LoRE | Red Flag Warning - Small Fires | Equipment / facility failure | Aggregated | 2043 | 0.00023374 | 1430.0123 | 0.33424 | 2043 | Mitigation | 0.95 | 45 | 0 | esc | 0.00097009 | 2.2674e-07 | 0.00097009 | 2.2674e-07 | 0.03606 | 9.3103e-10 | 0.010025 | 1.7434e-10
[120 empty] | 7.3.3.17.5 (Remote Grid) Updates to grid topology to minimize risk of ignition in HFTDs Remote GridWLDFREquipment / facility failureAggregated | WLDFR | HFTD - Distribution - Tier 3 - 5QU CoRE ¦ 1QU LoRE | Red Flag Warning - Small Fires | Equipment / facility failure | Aggregated | 2044 | 0.00023374 | 1430.0123 | 0.33424 | 2044 | Mitigation | 0.95 | 45 | 0 | esc | 0.00097009 | 2.2674e-07 | 0.00097009 | 2.2674e-07 | 0.03606 | 9.3103e-10 | 0.010025 | 1.7434e-10
[120 empty] | 7.3.3.17.5 (Remote Grid) Updates to grid topology to minimize risk of ignition in HFTDs Remote GridWLDFREquipment / facility failureAggregated | WLDFR | HFTD - Distribution - Tier 3 - 5QU CoRE ¦ 1QU LoRE | Red Flag Warning - Small Fires | Equipment / facility failure | Aggregated | 2045 | 0.00023374 | 1430.0123 | 0.33424 | 2045 | Mitigation | 0.95 | 45 | 0 | esc | 0.00097009 | 2.2674e-07 | 0.00097009 | 2.2674e-07 | 0.03606 | 9.3103e-10 | 0.010025 | 1.7434e-10
[120 empty] | 7.3.3.17.5 (Remote Grid) Updates to grid topology to minimize risk of ignition in HFTDs Remote GridWLDFREquipment / facility failureAggregated | WLDFR | HFTD - Distribution - Tier 3 - 5QU CoRE ¦ 1QU LoRE | Red Flag Warning - Small Fires | Equipment / facility failure | Aggregated | 2046 | 0.00023374 | 1430.0123 | 0.33424 | 2046 | Mitigation | 0.95 | 45 | 0 | esc | 0.00097009 | 2.2674e-07 | 0.00097009 | 2.2674e-07 | 0.03606 | 9.3103e-10 | 0.010025 | 1.7434e-10
[120 empty] | 7.3.3.17.5 (Remote Grid) Updates to grid topology to minimize risk of ignition in HFTDs Remote GridWLDFREquipment / facility failureAggregated | WLDFR | HFTD - Distribution - Tier 3 - 5QU CoRE ¦ 1QU LoRE | Red Flag Warning - Small Fires | Equipment / facility failure | Aggregated | 2047 | 0.00023374 | 1430.0123 | 0.33424 | 2047 | Mitigation | 0.95 | 45 | 0 | esc | 0.00097009 | 2.2674e-07 | 0.00097009 | 2.2674e-07 | 0.03606 | 9.3103e-10 | 0.010025 | 1.7434e-10
[120 empty] | 7.3.3.17.5 (Remote Grid) Updates to grid topology to minimize risk of ignition in HFTDs Remote GridWLDFREquipment / facility failureAggregated | WLDFR | HFTD - Distribution - Tier 3 - 5QU CoRE ¦ 1QU LoRE | Red Flag Warning - Small Fires | Equipment / facility failure | Aggregated | 2048 | 0.00023374 | 1430.0123 | 0.33424 | 2048 | Mitigation | 0.95 | 45 | 0 | esc | 0.00097009 | 2.2674e-07 | 0.00097009 | 2.2674e-07 | 0.03606 | 9.3103e-10 | 0.010025 | 1.7434e-10
[120 empty] | 7.3.3.17.5 (Remote Grid) Updates to grid topology to minimize risk of ignition in HFTDs Remote GridWLDFREquipment / facility failureAggregated | WLDFR | HFTD - Distribution - Tier 3 - 5QU CoRE ¦ 1QU LoRE | Red Flag Warning - Small Fires | Equipment / facility failure | Aggregated | 2049 | 0.00023374 | 1430.0123 | 0.33424 | 2049 | Mitigation | 0.95 | 45 | 0 | esc | 0.00097009 | 2.2674e-07 | 0.00097009 | 2.2674e-07 | 0.03606 | 9.3103e-10 | 0.010025 | 1.7434e-10
[120 empty] | 7.3.3.17.5 (Remote Grid) Updates to grid topology to minimize risk of ignition in HFTDs Remote GridWLDFREquipment / facility failureAggregated | WLDFR | HFTD - Distribution - Tier 3 - 5QU CoRE ¦ 1QU LoRE | Red Flag Warning - Small Fires | Equipment / facility failure | Aggregated | 2050 | 0.00023374 | 1430.0123 | 0.33424 | 2050 | Mitigation | 0.95 | 45 | 0 | esc | 0.00097009 | 2.2674e-07 | 0.00097009 | 2.2674e-07 | 0.03606 | 9.3103e-10 | 0.010025 | 1.7434e-10
[120 empty] | 7.3.3.17.5 (Remote Grid) Updates to grid topology to minimize risk of ignition in HFTDs Remote GridWLDFREquipment / facility failureAggregated | WLDFR | HFTD - Distribution - Tier 3 - 5QU CoRE ¦ 1QU LoRE | Red Flag Warning - Small Fires | Equipment / facility failure | Aggregated | 2051 | 0.00023374 | 1430.0123 | 0.33424 | 2051 | Mitigation | 0.95 | 45 | 0 | esc | 0.00097009 | 2.2674e-07 | 0.00097009 | 2.2674e-07 | 0.03606 | 9.3103e-10 | 0.010025 | 1.7434e-10
[120 empty] | 7.3.3.17.5 (Remote Grid) Updates to grid topology to minimize risk of ignition in HFTDs Remote GridWLDFREquipment / facility failureAggregated | WLDFR | HFTD - Distribution - Tier 3 - 5QU CoRE ¦ 1QU LoRE | Red Flag Warning - Small Fires | Equipment / facility failure | Aggregated | 2052 | 0.00023374 | 1430.0123 | 0.33424 | 2052 | Mitigation | 0.95 | 45 | 0 | esc | 0.00097009 | 2.2674e-07 | 0.00097009 | 2.2674e-07 | 0.03606 | 9.3103e-10 | 0.010025 | 1.7434e-10
[120 empty] | 7.3.3.17.5 (Remote Grid) Updates to grid topology to minimize risk of ignition in HFTDs Remote GridWLDFREquipment / facility failureAggregated | WLDFR | HFTD - Distribution - Tier 3 - 5QU CoRE ¦ 1QU LoRE | Red Flag Warning - Small Fires | Equipment / facility failure | Aggregated | 2053 | 0.00023374 | 1430.0123 | 0.33424 | 2053 | Mitigation | 0.95 | 45 | 0 | esc | 0.00097009 | 2.2674e-07 | 0.00097009 | 2.2674e-07 | 0.03606 | 9.3103e-10 | 0.010025 | 1.7434e-10
[120 empty] | 7.3.3.17.5 (Remote Grid) Updates to grid topology to minimize risk of ignition in HFTDs Remote GridWLDFREquipment / facility failureAggregated | WLDFR | HFTD - Distribution - Tier 3 - 5QU CoRE ¦ 1QU LoRE | Red Flag Warning - Small Fires | Equipment / facility failure | Aggregated | 2054 | 0.00023374 | 1430.0123 | 0.33424 | 2054 | Mitigation | 0.95 | 45 | 0 | esc | 0.00097009 | 2.2674e-07 | 0.00097009 | 2.2674e-07 | 0.03606 | 9.3103e-10 | 0.010025 | 1.7434e-10
[120 empty] | 7.3.3.17.5 (Remote Grid) Updates to grid topology to minimize risk of ignition in HFTDs Remote GridWLDFREquipment / facility failureAggregated | WLDFR | HFTD - Distribution - Tier 3 - 5QU CoRE ¦ 1QU LoRE | Red Flag Warning - Small Fires | Equipment / facility failure | Aggregated | 2055 | 0.00023374 | 1430.0123 | 0.33424 | 2055 | Mitigation | 0.95 | 45 | 0 | esc | 0.00097009 | 2.2674e-07 | 0.00097009 | 2.2674e-07 | 0.03606 | 9.3103e-10 | 0.010025 | 1.7434e-10
[120 empty] | 7.3.3.17.5 (Remote Grid) Updates to grid topology to minimize risk of ignition in HFTDs Remote GridWLDFREquipment / facility failureAggregated | WLDFR | HFTD - Distribution - Tier 3 - 5QU CoRE ¦ 1QU LoRE | Red Flag Warning - Small Fires | Equipment / facility failure | Aggregated | 2056 | 0.00023374 | 1430.0123 | 0.33424 | 2056 | Mitigation | 0.95 | 45 | 0 | esc | 0.00097009 | 2.2674e-07 | 0.00097009 | 2.2674e-07 | 0.03606 | 9.3103e-10 | 0.010025 | 1.7434e-10
[120 empty] | 7.3.3.17.5 (Remote Grid) Updates to grid topology to minimize risk of ignition in HFTDs Remote GridWLDFREquipment / facility failureAggregated | WLDFR | HFTD - Distribution - Tier 3 - 5QU CoRE ¦ 1QU LoRE | Red Flag Warning - Small Fires | Equipment / facility failure | Aggregated | 2057 | 0.00023374 | 1430.0123 | 0.33424 | 2057 | Mitigation | 0.95 | 45 | 0 | esc | 0.00097009 | 2.2674e-07 | 0.00097009 | 2.2674e-07 | 0.03606 | 9.3103e-10 | 0.010025 | 1.7434e-10
[120 empty] | 7.3.3.17.5 (Remote Grid) Updates to grid topology to minimize risk of ignition in HFTDs Remote GridWLDFREquipment / facility failureAggregated | WLDFR | HFTD - Distribution - Tier 3 - 5QU CoRE ¦ 1QU LoRE | Red Flag Warning - Small Fires | Equipment / facility failure | Aggregated | 2058 | 0.00023374 | 1430.0123 | 0.33424 | 2058 | Mitigation | 0.95 | 45 | 0 | esc | 0.00097009 | 2.2674e-07 | 0.00097009 | 2.2674e-07 | 0.03606 | 9.3103e-10 | 0.010025 | 1.7434e-10
[120 empty] | 7.3.3.17.5 (Remote Grid) Updates to grid topology to minimize risk of ignition in HFTDs Remote GridWLDFREquipment / facility failureAggregated | WLDFR | HFTD - Distribution - Tier 3 - 5QU CoRE ¦ 1QU LoRE | Red Flag Warning - Small Fires | Equipment / facility failure | Aggregated | 2059 | 0.00023374 | 1430.0123 | 0.33424 | 2059 | Mitigation | 0.95 | 45 | 0 | esc | 0.00097009 | 2.2674e-07 | 0.00097009 | 2.2674e-07 | 0.03606 | 9.3103e-10 | 0.010025 | 1.7434e-10
[120 empty] | 7.3.3.17.5 (Remote Grid) Updates to grid topology to minimize risk of ignition in HFTDs Remote GridWLDFREquipment / facility failureAggregated | WLDFR | HFTD - Distribution - Tier 3 - 5QU CoRE ¦ 1QU LoRE | Red Flag Warning - Small Fires | Equipment / facility failure | Aggregated | 2060 | 0.00023374 | 1430.0123 | 0.33424 | 2060 | Mitigation | 0.95 | 45 | 0 | esc | 0.00097009 | 2.2674e-07 | 0.00097009 | 2.2674e-07 | 0.03606 | 9.3103e-10 | 0.010025 | 1.7434e-10
[120 empty] | 7.3.3.17.5 (Remote Grid) Updates to grid topology to minimize risk of ignition in HFTDs Remote GridWLDFREquipment / facility failureAggregated | WLDFR | HFTD - Distribution - Tier 3 - 5QU CoRE ¦ 1QU LoRE | Red Flag Warning - Small Fires | Equipment / facility failure | Aggregated | 2061 | 0.00023374 | 1430.0123 | 0.33424 | 2061 | Mitigation | 0.95 | 45 | 0 | esc | 0.00097009 | 2.2674e-07 | 0.00097009 | 2.2674e-07 | 0.03606 | 9.3103e-10 | 0.010025 | 1.7434e-10
[120 empty] | 7.3.3.17.5 (Remote Grid) Updates to grid topology to minimize risk of ignition in HFTDs Remote GridWLDFREquipment / facility failureAggregated | WLDFR | HFTD - Distribution - Tier 3 - 5QU CoRE ¦ 1QU LoRE | Red Flag Warning - Small Fires | Equipment / facility failure | Aggregated | 2062 | 0.00023374 | 1430.0123 | 0.33424 | 2062 | Mitigation | 0.95 | 45 | 0 | esc | 0.00097009 | 2.2674e-07 | 0.00097009 | 2.2674e-07 | 0.03606 | 9.3103e-10 | 0.010025 | 1.7434e-10
[120 empty] | 7.3.3.17.5 (Remote Grid) Updates to grid topology to minimize risk of ignition in HFTDs Remote GridWLDFREquipment / facility failureAggregated | WLDFR | HFTD - Distribution - Tier 3 - 5QU CoRE ¦ 1QU LoRE | Red Flag Warning - Small Fires | Equipment / facility failure | Aggregated | 2063 | 0.00023374 | 1430.0123 | 0.33424 | 2063 | Mitigation | 0.95 | 45 | 0 | esc | 0.00097009 | 2.2674e-07 | 0.00097009 | 2.2674e-07 | 0.03606 | 9.3103e-10 | 0.010025 | 1.7434e-10
[120 empty] | 7.3.3.17.5 (Remote Grid) Updates to grid topology to minimize risk of ignition in HFTDs Remote GridWLDFREquipment / facility failureAggregated | WLDFR | HFTD - Distribution - Tier 3 - 5QU CoRE ¦ 1QU LoRE | Red Flag Warning - Small Fires | Equipment / facility failure | Aggregated | 2064 | 0.00023374 | 1430.0123 | 0.33424 | 2064 | Mitigation | 0.95 | 45 | 0 | esc | 0.00097009 | 2.2674e-07 | 0.00097009 | 2.2674e-07 | 0.03606 | 9.3103e-10 | 0.010025 | 1.7434e-10
[120 empty] | 7.3.3.17.5 (Remote Grid) Updates to grid topology to minimize risk of ignition in HFTDs Remote GridWLDFREquipment / facility failureAggregated | WLDFR | HFTD - Distribution - Tier 3 - 5QU CoRE ¦ 1QU LoRE | Red Flag Warning - Small Fires | Equipment / facility failure | Aggregated | 2065 | 0.00023374 | 1430.0123 | 0.33424 | 2065 | Mitigation | 0.95 | 45 | 0 | esc | 0.00097009 | 2.2674e-07 | 0.00097009 | 2.2674e-07 | 0.03606 | 9.3103e-10 | 0.010025 | 1.7434e-10
[120 empty] | 7.3.3.17.5 (Remote Grid) Updates to grid topology to minimize risk of ignition in HFTDs Remote GridWLDFREquipment / facility failureAggregated | WLDFR | HFTD - Distribution - Tier 3 - 5QU CoRE ¦ 1QU LoRE | Red Flag Warning - Small Fires | Equipment / facility failure | Aggregated | 2066 | 0.00023374 | 1430.0123 | 0.33424 | 2066 | Mitigation | 0.95 | 45 | 0 | esc | 0.00097009 | 2.2674e-07 | 0.00097009 | 2.2674e-07 | 0.03606 | 9.3103e-10 | 0.010025 | 1.7434e-10
[120 empty] | 7.3.3.17.5 (Remote Grid) Updates to grid topology to minimize risk of ignition in HFTDs Remote GridWLDFREquipment / facility failureAggregated | WLDFR | HFTD - Distribution - Tier 3 - 5QU CoRE ¦ 1QU LoRE | Red Flag Warning - Small Fires | Equipment / facility failure | Aggregated | 2067 | 0.00023374 | 1430.0123 | 0.33424 | 2067 | Mitigation | 0.95 | 45 | 0 | esc | 0 | 0 | 0.00097009 | 2.2674e-07 | 0.03606 | 9.3103e-10 | 0.010025 | 1.7434e-10
[120 empty] | 7.3.3.17.5 (Remote Grid) Updates to grid topology to minimize risk of ignition in HFTDs Remote GridWLDFRVegetation ContactAggregated | WLDFR | HFTD - Distribution - Tier 3 - 5QU CoRE ¦ 1QU LoRE | Red Flag Warning - Small Fires | Vegetation Contact | Aggregated | 2022 | 0.00095018 | 1430.0123 | 1.3588 | 2022 | Mitigation | 0.95 | 45 | 0 | esc | 0.00097009 | 9.2176e-07 | 0 | 0 | 0.03606 | 9.3103e-10 | 0 | 0
[120 empty] | 7.3.3.17.5 (Remote Grid) Updates to grid topology to minimize risk of ignition in HFTDs Remote GridWLDFRVegetation ContactAggregated | WLDFR | HFTD - Distribution - Tier 3 - 5QU CoRE ¦ 1QU LoRE | Red Flag Warning - Small Fires | Vegetation Contact | Aggregated | 2023 | 0.00095018 | 1430.0123 | 1.3588 | 2023 | Mitigation | 0.95 | 45 | 0 | esc | 0.00097009 | 9.2176e-07 | 0.00097009 | 9.2176e-07 | 0.03606 | 9.3103e-10 | 0 | 0
[120 empty] | 7.3.3.17.5 (Remote Grid) Updates to grid topology to minimize risk of ignition in HFTDs Remote GridWLDFRVegetation ContactAggregated | WLDFR | HFTD - Distribution - Tier 3 - 5QU CoRE ¦ 1QU LoRE | Red Flag Warning - Small Fires | Vegetation Contact | Aggregated | 2024 | 0.00095018 | 1430.0123 | 1.3588 | 2024 | Mitigation | 0.95 | 45 | 0 | esc | 0.00097009 | 9.2176e-07 | 0.00097009 | 9.2176e-07 | 0.03606 | 9.3103e-10 | 0.0094681 | 5.6208e-10
[120 empty] | 7.3.3.17.5 (Remote Grid) Updates to grid topology to minimize risk of ignition in HFTDs Remote GridWLDFRVegetation ContactAggregated | WLDFR | HFTD - Distribution - Tier 3 - 5QU CoRE ¦ 1QU LoRE | Red Flag Warning - Small Fires | Vegetation Contact | Aggregated | 2025 | 0.00095018 | 1430.0123 | 1.3588 | 2025 | Mitigation | 0.95 | 45 | 0 | esc | 0.00097009 | 9.2176e-07 | 0.00097009 | 9.2176e-07 | 0.03606 | 9.3103e-10 | 0.0094681 | 5.6208e-10
[120 empty] | 7.3.3.17.5 (Remote Grid) Updates to grid topology to minimize risk of ignition in HFTDs Remote GridWLDFRVegetation ContactAggregated | WLDFR | HFTD - Distribution - Tier 3 - 5QU CoRE ¦ 1QU LoRE | Red Flag Warning - Small Fires | Vegetation Contact | Aggregated | 2026 | 0.00095018 | 1430.0123 | 1.3588 | 2026 | Mitigation | 0.95 | 45 | 0 | esc | 0.00097009 | 9.2176e-07 | 0.00097009 | 9.2176e-07 | 0.03606 | 9.3103e-10 | 0.0094681 | 5.6208e-10
[120 empty] | 7.3.3.17.5 (Remote Grid) Updates to grid topology to minimize risk of ignition in HFTDs Remote GridWLDFRVegetation ContactAggregated | WLDFR | HFTD - Distribution - Tier 3 - 5QU CoRE ¦ 1QU LoRE | Red Flag Warning - Small Fires | Vegetation Contact | Aggregated | 2027 | 0.00095018 | 1430.0123 | 1.3588 | 2027 | Mitigation | 0.95 | 45 | 0 | esc | 0.00097009 | 9.2176e-07 | 0.00097009 | 9.2176e-07 | 0.03606 | 9.3103e-10 | 0.0094681 | 5.6208e-10
[120 empty] | 7.3.3.17.5 (Remote Grid) Updates to grid topology to minimize risk of ignition in HFTDs Remote GridWLDFRVegetation ContactAggregated | WLDFR | HFTD - Distribution - Tier 3 - 5QU CoRE ¦ 1QU LoRE | Red Flag Warning - Small Fires | Vegetation Contact | Aggregated | 2028 | 0.00095018 | 1430.0123 | 1.3588 | 2028 | Mitigation | 0.95 | 45 | 0 | esc | 0.00097009 | 9.2176e-07 | 0.00097009 | 9.2176e-07 | 0.03606 | 9.3103e-10 | 0.0094681 | 5.6208e-10
[120 empty] | 7.3.3.17.5 (Remote Grid) Updates to grid topology to minimize risk of ignition in HFTDs Remote GridWLDFRVegetation ContactAggregated | WLDFR | HFTD - Distribution - Tier 3 - 5QU CoRE ¦ 1QU LoRE | Red Flag Warning - Small Fires | Vegetation Contact | Aggregated | 2029 | 0.00095018 | 1430.0123 | 1.3588 | 2029 | Mitigation | 0.95 | 45 | 0 | esc | 0.00097009 | 9.2176e-07 | 0.00097009 | 9.2176e-07 | 0.03606 | 9.3103e-10 | 0.0094681 | 5.6208e-10
[120 empty] | 7.3.3.17.5 (Remote Grid) Updates to grid topology to minimize risk of ignition in HFTDs Remote GridWLDFRVegetation ContactAggregated | WLDFR | HFTD - Distribution - Tier 3 - 5QU CoRE ¦ 1QU LoRE | Red Flag Warning - Small Fires | Vegetation Contact | Aggregated | 2030 | 0.00095018 | 1430.0123 | 1.3588 | 2030 | Mitigation | 0.95 | 45 | 0 | esc | 0.00097009 | 9.2176e-07 | 0.00097009 | 9.2176e-07 | 0.03606 | 9.3103e-10 | 0.0094681 | 5.6208e-10
[120 empty] | 7.3.3.17.5 (Remote Grid) Updates to grid topology to minimize risk of ignition in HFTDs Remote GridWLDFRVegetation ContactAggregated | WLDFR | HFTD - Distribution - Tier 3 - 5QU CoRE ¦ 1QU LoRE | Red Flag Warning - Small Fires | Vegetation Contact | Aggregated | 2031 | 0.00095018 | 1430.0123 | 1.3588 | 2031 | Mitigation | 0.95 | 45 | 0 | esc | 0.00097009 | 9.2176e-07 | 0.00097009 | 9.2176e-07 | 0.03606 | 9.3103e-10 | 0.0094681 | 5.6208e-10
[120 empty] | 7.3.3.17.5 (Remote Grid) Updates to grid topology to minimize risk of ignition in HFTDs Remote GridWLDFRVegetation ContactAggregated | WLDFR | HFTD - Distribution - Tier 3 - 5QU CoRE ¦ 1QU LoRE | Red Flag Warning - Small Fires | Vegetation Contact | Aggregated | 2032 | 0.00095018 | 1430.0123 | 1.3588 | 2032 | Mitigation | 0.95 | 45 | 0 | esc | 0.00097009 | 9.2176e-07 | 0.00097009 | 9.2176e-07 | 0.03606 | 9.3103e-10 | 0.0094681 | 5.6208e-10
[120 empty] | 7.3.3.17.5 (Remote Grid) Updates to grid topology to minimize risk of ignition in HFTDs Remote GridWLDFRVegetation ContactAggregated | WLDFR | HFTD - Distribution - Tier 3 - 5QU CoRE ¦ 1QU LoRE | Red Flag Warning - Small Fires | Vegetation Contact | Aggregated | 2033 | 0.00095018 | 1430.0123 | 1.3588 | 2033 | Mitigation | 0.95 | 45 | 0 | esc | 0.00097009 | 9.2176e-07 | 0.00097009 | 9.2176e-07 | 0.03606 | 9.3103e-10 | 0.0094681 | 5.6208e-10
[120 empty] | 7.3.3.17.5 (Remote Grid) Updates to grid topology to minimize risk of ignition in HFTDs Remote GridWLDFRVegetation ContactAggregated | WLDFR | HFTD - Distribution - Tier 3 - 5QU CoRE ¦ 1QU LoRE | Red Flag Warning - Small Fires | Vegetation Contact | Aggregated | 2034 | 0.00095018 | 1430.0123 | 1.3588 | 2034 | Mitigation | 0.95 | 45 | 0 | esc | 0.00097009 | 9.2176e-07 | 0.00097009 | 9.2176e-07 | 0.03606 | 9.3103e-10 | 0.0094681 | 5.6208e-10
[120 empty] | 7.3.3.17.5 (Remote Grid) Updates to grid topology to minimize risk of ignition in HFTDs Remote GridWLDFRVegetation ContactAggregated | WLDFR | HFTD - Distribution - Tier 3 - 5QU CoRE ¦ 1QU LoRE | Red Flag Warning - Small Fires | Vegetation Contact | Aggregated | 2035 | 0.00095018 | 1430.0123 | 1.3588 | 2035 | Mitigation | 0.95 | 45 | 0 | esc | 0.00097009 | 9.2176e-07 | 0.00097009 | 9.2176e-07 | 0.03606 | 9.3103e-10 | 0.0094681 | 5.6208e-10
[120 empty] | 7.3.3.17.5 (Remote Grid) Updates to grid topology to minimize risk of ignition in HFTDs Remote GridWLDFRVegetation ContactAggregated | WLDFR | HFTD - Distribution - Tier 3 - 5QU CoRE ¦ 1QU LoRE | Red Flag Warning - Small Fires | Vegetation Contact | Aggregated | 2036 | 0.00095018 | 1430.0123 | 1.3588 | 2036 | Mitigation | 0.95 | 45 | 0 | esc | 0.00097009 | 9.2176e-07 | 0.00097009 | 9.2176e-07 | 0.03606 | 9.3103e-10 | 0.0094681 | 5.6208e-10
[120 empty] | 7.3.3.17.5 (Remote Grid) Updates to grid topology to minimize risk of ignition in HFTDs Remote GridWLDFRVegetation ContactAggregated | WLDFR | HFTD - Distribution - Tier 3 - 5QU CoRE ¦ 1QU LoRE | Red Flag Warning - Small Fires | Vegetation Contact | Aggregated | 2037 | 0.00095018 | 1430.0123 | 1.3588 | 2037 | Mitigation | 0.95 | 45 | 0 | esc | 0.00097009 | 9.2176e-07 | 0.00097009 | 9.2176e-07 | 0.03606 | 9.3103e-10 | 0.0094681 | 5.6208e-10
[120 empty] | 7.3.3.17.5 (Remote Grid) Updates to grid topology to minimize risk of ignition in HFTDs Remote GridWLDFRVegetation ContactAggregated | WLDFR | HFTD - Distribution - Tier 3 - 5QU CoRE ¦ 1QU LoRE | Red Flag Warning - Small Fires | Vegetation Contact | Aggregated | 2038 | 0.00095018 | 1430.0123 | 1.3588 | 2038 | Mitigation | 0.95 | 45 | 0 | esc | 0.00097009 | 9.2176e-07 | 0.00097009 | 9.2176e-07 | 0.03606 | 9.3103e-10 | 0.0094681 | 5.6208e-10
[120 empty] | 7.3.3.17.5 (Remote Grid) Updates to grid topology to minimize risk of ignition in HFTDs Remote GridWLDFRVegetation ContactAggregated | WLDFR | HFTD - Distribution - Tier 3 - 5QU CoRE ¦ 1QU LoRE | Red Flag Warning - Small Fires | Vegetation Contact | Aggregated | 2039 | 0.00095018 | 1430.0123 | 1.3588 | 2039 | Mitigation | 0.95 | 45 | 0 | esc | 0.00097009 | 9.2176e-07 | 0.00097009 | 9.2176e-07 | 0.03606 | 9.3103e-10 | 0.0094681 | 5.6208e-10
[120 empty] | 7.3.3.17.5 (Remote Grid) Updates to grid topology to minimize risk of ignition in HFTDs Remote GridWLDFRVegetation ContactAggregated | WLDFR | HFTD - Distribution - Tier 3 - 5QU CoRE ¦ 1QU LoRE | Red Flag Warning - Small Fires | Vegetation Contact | Aggregated | 2040 | 0.00095018 | 1430.0123 | 1.3588 | 2040 | Mitigation | 0.95 | 45 | 0 | esc | 0.00097009 | 9.2176e-07 | 0.00097009 | 9.2176e-07 | 0.03606 | 9.3103e-10 | 0.0094681 | 5.6208e-10
[120 empty] | 7.3.3.17.5 (Remote Grid) Updates to grid topology to minimize risk of ignition in HFTDs Remote GridWLDFRVegetation ContactAggregated | WLDFR | HFTD - Distribution - Tier 3 - 5QU CoRE ¦ 1QU LoRE | Red Flag Warning - Small Fires | Vegetation Contact | Aggregated | 2041 | 0.00095018 | 1430.0123 | 1.3588 | 2041 | Mitigation | 0.95 | 45 | 0 | esc | 0.00097009 | 9.2176e-07 | 0.00097009 | 9.2176e-07 | 0.03606 | 9.3103e-10 | 0.0094681 | 5.6208e-10
[120 empty] | 7.3.3.17.5 (Remote Grid) Updates to grid topology to minimize risk of ignition in HFTDs Remote GridWLDFRVegetation ContactAggregated | WLDFR | HFTD - Distribution - Tier 3 - 5QU CoRE ¦ 1QU LoRE | Red Flag Warning - Small Fires | Vegetation Contact | Aggregated | 2042 | 0.00095018 | 1430.0123 | 1.3588 | 2042 | Mitigation | 0.95 | 45 | 0 | esc | 0.00097009 | 9.2176e-07 | 0.00097009 | 9.2176e-07 | 0 | 0 | 0.0094681 | 5.6208e-10
[120 empty] | 7.3.3.17.5 (Remote Grid) Updates to grid topology to minimize risk of ignition in HFTDs Remote GridWLDFRVegetation ContactAggregated | WLDFR | HFTD - Distribution - Tier 3 - 5QU CoRE ¦ 1QU LoRE | Red Flag Warning - Small Fires | Vegetation Contact | Aggregated | 2043 | 0.00095018 | 1430.0123 | 1.3588 | 2043 | Mitigation | 0.95 | 45 | 0 | esc | 0.00097009 | 9.2176e-07 | 0.00097009 | 9.2176e-07 | 0.03606 | 3.0507e-09 | 0.0094681 | 5.6208e-10
[120 empty] | 7.3.3.17.5 (Remote Grid) Updates to grid topology to minimize risk of ignition in HFTDs Remote GridWLDFRVegetation ContactAggregated | WLDFR | HFTD - Distribution - Tier 3 - 5QU CoRE ¦ 1QU LoRE | Red Flag Warning - Small Fires | Vegetation Contact | Aggregated | 2044 | 0.00095018 | 1430.0123 | 1.3588 | 2044 | Mitigation | 0.95 | 45 | 0 | esc | 0.00097009 | 9.2176e-07 | 0.00097009 | 9.2176e-07 | 0.03606 | 3.0507e-09 | 0.0094681 | 5.6208e-10
[120 empty] | 7.3.3.17.5 (Remote Grid) Updates to grid topology to minimize risk of ignition in HFTDs Remote GridWLDFRVegetation ContactAggregated | WLDFR | HFTD - Distribution - Tier 3 - 5QU CoRE ¦ 1QU LoRE | Red Flag Warning - Small Fires | Vegetation Contact | Aggregated | 2045 | 0.00095018 | 1430.0123 | 1.3588 | 2045 | Mitigation | 0.95 | 45 | 0 | esc | 0.00097009 | 9.2176e-07 | 0.00097009 | 9.2176e-07 | 0.03606 | 3.0507e-09 | 0.0094681 | 5.6208e-10
[120 empty] | 7.3.3.17.5 (Remote Grid) Updates to grid topology to minimize risk of ignition in HFTDs Remote GridWLDFRVegetation ContactAggregated | WLDFR | HFTD - Distribution - Tier 3 - 5QU CoRE ¦ 1QU LoRE | Red Flag Warning - Small Fires | Vegetation Contact | Aggregated | 2046 | 0.00095018 | 1430.0123 | 1.3588 | 2046 | Mitigation | 0.95 | 45 | 0 | esc | 0.00097009 | 9.2176e-07 | 0.00097009 | 9.2176e-07 | 0.03606 | 3.0507e-09 | 0.0094681 | 5.6208e-10
[120 empty] | 7.3.3.17.5 (Remote Grid) Updates to grid topology to minimize risk of ignition in HFTDs Remote GridWLDFRVegetation ContactAggregated | WLDFR | HFTD - Distribution - Tier 3 - 5QU CoRE ¦ 1QU LoRE | Red Flag Warning - Small Fires | Vegetation Contact | Aggregated | 2047 | 0.00095018 | 1430.0123 | 1.3588 | 2047 | Mitigation | 0.95 | 45 | 0 | esc | 0.00097009 | 9.2176e-07 | 0.00097009 | 9.2176e-07 | 0.03606 | 3.0507e-09 | 0.0094681 | 5.6208e-10
[120 empty] | 7.3.3.17.5 (Remote Grid) Updates to grid topology to minimize risk of ignition in HFTDs Remote GridWLDFRVegetation ContactAggregated | WLDFR | HFTD - Distribution - Tier 3 - 5QU CoRE ¦ 1QU LoRE | Red Flag Warning - Small Fires | Vegetation Contact | Aggregated | 2048 | 0.00095018 | 1430.0123 | 1.3588 | 2048 | Mitigation | 0.95 | 45 | 0 | esc | 0.00097009 | 9.2176e-07 | 0.00097009 | 9.2176e-07 | 0.03606 | 3.0507e-09 | 0.0094681 | 5.6208e-10
[120 empty] | 7.3.3.17.5 (Remote Grid) Updates to grid topology to minimize risk of ignition in HFTDs Remote GridWLDFRVegetation ContactAggregated | WLDFR | HFTD - Distribution - Tier 3 - 5QU CoRE ¦ 1QU LoRE | Red Flag Warning - Small Fires | Vegetation Contact | Aggregated | 2049 | 0.00095018 | 1430.0123 | 1.3588 | 2049 | Mitigation | 0.95 | 45 | 0 | esc | 0.00097009 | 9.2176e-07 | 0.00097009 | 9.2176e-07 | 0.03606 | 3.0507e-09 | 0.0094681 | 5.6208e-10
[120 empty] | 7.3.3.17.5 (Remote Grid) Updates to grid topology to minimize risk of ignition in HFTDs Remote GridWLDFRVegetation ContactAggregated | WLDFR | HFTD - Distribution - Tier 3 - 5QU CoRE ¦ 1QU LoRE | Red Flag Warning - Small Fires | Vegetation Contact | Aggregated | 2050 | 0.00095018 | 1430.0123 | 1.3588 | 2050 | Mitigation | 0.95 | 45 | 0 | esc | 0.00097009 | 9.2176e-07 | 0.00097009 | 9.2176e-07 | 0.03606 | 3.0507e-09 | 0.0094681 | 5.6208e-10
[120 empty] | 7.3.3.17.5 (Remote Grid) Updates to grid topology to minimize risk of ignition in HFTDs Remote GridWLDFRVegetation ContactAggregated | WLDFR | HFTD - Distribution - Tier 3 - 5QU CoRE ¦ 1QU LoRE | Red Flag Warning - Small Fires | Vegetation Contact | Aggregated | 2051 | 0.00095018 | 1430.0123 | 1.3588 | 2051 | Mitigation | 0.95 | 45 | 0 | esc | 0.00097009 | 9.2176e-07 | 0.00097009 | 9.2176e-07 | 0.03606 | 3.0507e-09 | 0.0094681 | 5.6208e-10
[120 empty] | 7.3.3.17.5 (Remote Grid) Updates to grid topology to minimize risk of ignition in HFTDs Remote GridWLDFRVegetation ContactAggregated | WLDFR | HFTD - Distribution - Tier 3 - 5QU CoRE ¦ 1QU LoRE | Red Flag Warning - Small Fires | Vegetation Contact | Aggregated | 2052 | 0.00095018 | 1430.0123 | 1.3588 | 2052 | Mitigation | 0.95 | 45 | 0 | esc | 0.00097009 | 9.2176e-07 | 0.00097009 | 9.2176e-07 | 0.03606 | 3.0507e-09 | 0.0094681 | 5.6208e-10
[120 empty] | 7.3.3.17.5 (Remote Grid) Updates to grid topology to minimize risk of ignition in HFTDs Remote GridWLDFRVegetation ContactAggregated | WLDFR | HFTD - Distribution - Tier 3 - 5QU CoRE ¦ 1QU LoRE | Red Flag Warning - Small Fires | Vegetation Contact | Aggregated | 2053 | 0.00095018 | 1430.0123 | 1.3588 | 2053 | Mitigation | 0.95 | 45 | 0 | esc | 0.00097009 | 9.2176e-07 | 0.00097009 | 9.2176e-07 | 0.03606 | 3.0507e-09 | 0.0094681 | 5.6208e-10
[120 empty] | 7.3.3.17.5 (Remote Grid) Updates to grid topology to minimize risk of ignition in HFTDs Remote GridWLDFRVegetation ContactAggregated | WLDFR | HFTD - Distribution - Tier 3 - 5QU CoRE ¦ 1QU LoRE | Red Flag Warning - Small Fires | Vegetation Contact | Aggregated | 2054 | 0.00095018 | 1430.0123 | 1.3588 | 2054 | Mitigation | 0.95 | 45 | 0 | esc | 0.00097009 | 9.2176e-07 | 0.00097009 | 9.2176e-07 | 0.03606 | 3.0507e-09 | 0 | 0
[120 empty] | 7.3.3.17.5 (Remote Grid) Updates to grid topology to minimize risk of ignition in HFTDs Remote GridWLDFRVegetation ContactAggregated | WLDFR | HFTD - Distribution - Tier 3 - 5QU CoRE ¦ 1QU LoRE | Red Flag Warning - Small Fires | Vegetation Contact | Aggregated | 2055 | 0.00095018 | 1430.0123 | 1.3588 | 2055 | Mitigation | 0.95 | 45 | 0 | esc | 0.00097009 | 9.2176e-07 | 0.00097009 | 9.2176e-07 | 0.03606 | 3.0507e-09 | 0 | 0
[120 empty] | 7.3.3.17.5 (Remote Grid) Updates to grid topology to minimize risk of ignition in HFTDs Remote GridWLDFRVegetation ContactAggregated | WLDFR | HFTD - Distribution - Tier 3 - 5QU CoRE ¦ 1QU LoRE | Red Flag Warning - Small Fires | Vegetation Contact | Aggregated | 2056 | 0.00095018 | 1430.0123 | 1.3588 | 2056 | Mitigation | 0.95 | 45 | 0 | esc | 0.00097009 | 9.2176e-07 | 0.00097009 | 9.2176e-07 | 0.03606 | 3.0507e-09 | 0.010598 | 3.6679e-11
[120 empty] | 7.3.3.17.5 (Remote Grid) Updates to grid topology to minimize risk of ignition in HFTDs Remote GridWLDFRVegetation ContactAggregated | WLDFR | HFTD - Distribution - Tier 3 - 5QU CoRE ¦ 1QU LoRE | Red Flag Warning - Small Fires | Vegetation Contact | Aggregated | 2057 | 0.00095018 | 1430.0123 | 1.3588 | 2057 | Mitigation | 0.95 | 45 | 0 | esc | 0.00097009 | 9.2176e-07 | 0.00097009 | 9.2176e-07 | 0.03606 | 3.0507e-09 | 0.010598 | 3.6679e-11
[120 empty] | 7.3.3.17.5 (Remote Grid) Updates to grid topology to minimize risk of ignition in HFTDs Remote GridWLDFRVegetation ContactAggregated | WLDFR | HFTD - Distribution - Tier 3 - 5QU CoRE ¦ 1QU LoRE | Red Flag Warning - Small Fires | Vegetation Contact | Aggregated | 2058 | 0.00095018 | 1430.0123 | 1.3588 | 2058 | Mitigation | 0.95 | 45 | 0 | esc | 0.00097009 | 9.2176e-07 | 0.00097009 | 9.2176e-07 | 0.03606 | 3.0507e-09 | 0.010598 | 3.6679e-11
[120 empty] | 7.3.3.17.5 (Remote Grid) Updates to grid topology to minimize risk of ignition in HFTDs Remote GridWLDFRVegetation ContactAggregated | WLDFR | HFTD - Distribution - Tier 3 - 5QU CoRE ¦ 1QU LoRE | Red Flag Warning - Small Fires | Vegetation Contact | Aggregated | 2059 | 0.00095018 | 1430.0123 | 1.3588 | 2059 | Mitigation | 0.95 | 45 | 0 | esc | 0.00097009 | 9.2176e-07 | 0.00097009 | 9.2176e-07 | 0.03606 | 3.0507e-09 | 0.010598 | 3.6679e-11
[120 empty] | 7.3.3.17.5 (Remote Grid) Updates to grid topology to minimize risk of ignition in HFTDs Remote GridWLDFRVegetation ContactAggregated | WLDFR | HFTD - Distribution - Tier 3 - 5QU CoRE ¦ 1QU LoRE | Red Flag Warning - Small Fires | Vegetation Contact | Aggregated | 2060 | 0.00095018 | 1430.0123 | 1.3588 | 2060 | Mitigation | 0.95 | 45 | 0 | esc | 0.00097009 | 9.2176e-07 | 0.00097009 | 9.2176e-07 | 0.03606 | 3.0507e-09 | 0.010598 | 3.6679e-11
[120 empty] | 7.3.3.17.5 (Remote Grid) Updates to grid topology to minimize risk of ignition in HFTDs Remote GridWLDFRVegetation ContactAggregated | WLDFR | HFTD - Distribution - Tier 3 - 5QU CoRE ¦ 1QU LoRE | Red Flag Warning - Small Fires | Vegetation Contact | Aggregated | 2061 | 0.00095018 | 1430.0123 | 1.3588 | 2061 | Mitigation | 0.95 | 45 | 0 | esc | 0.00097009 | 9.2176e-07 | 0.00097009 | 9.2176e-07 | 0.03606 | 3.0507e-09 | 0.010598 | 3.6679e-11
[120 empty] | 7.3.3.17.5 (Remote Grid) Updates to grid topology to minimize risk of ignition in HFTDs Remote GridWLDFRVegetation ContactAggregated | WLDFR | HFTD - Distribution - Tier 3 - 5QU CoRE ¦ 1QU LoRE | Red Flag Warning - Small Fires | Vegetation Contact | Aggregated | 2062 | 0.00095018 | 1430.0123 | 1.3588 | 2062 | Mitigation | 0.95 | 45 | 0 | esc | 0.00097009 | 9.2176e-07 | 0.00097009 | 9.2176e-07 | 0.03606 | 3.0507e-09 | 0.010598 | 3.6679e-11
[120 empty] | 7.3.3.17.5 (Remote Grid) Updates to grid topology to minimize risk of ignition in HFTDs Remote GridWLDFRVegetation ContactAggregated | WLDFR | HFTD - Distribution - Tier 3 - 5QU CoRE ¦ 1QU LoRE | Red Flag Warning - Small Fires | Vegetation Contact | Aggregated | 2063 | 0.00095018 | 1430.0123 | 1.3588 | 2063 | Mitigation | 0.95 | 45 | 0 | esc | 0.00097009 | 9.2176e-07 | 0.00097009 | 9.2176e-07 | 0.03606 | 3.0507e-09 | 0.010598 | 3.6679e-11
[120 empty] | 7.3.3.17.5 (Remote Grid) Updates to grid topology to minimize risk of ignition in HFTDs Remote GridWLDFRVegetation ContactAggregated | WLDFR | HFTD - Distribution - Tier 3 - 5QU CoRE ¦ 1QU LoRE | Red Flag Warning - Small Fires | Vegetation Contact | Aggregated | 2064 | 0.00095018 | 1430.0123 | 1.3588 | 2064 | Mitigation | 0.95 | 45 | 0 | esc | 0.00097009 | 9.2176e-07 | 0.00097009 | 9.2176e-07 | 0.03606 | 3.0507e-09 | 0.010598 | 3.6679e-11
[120 empty] | 7.3.3.17.5 (Remote Grid) Updates to grid topology to minimize risk of ignition in HFTDs Remote GridWLDFRVegetation ContactAggregated | WLDFR | HFTD - Distribution - Tier 3 - 5QU CoRE ¦ 1QU LoRE | Red Flag Warning - Small Fires | Vegetation Contact | Aggregated | 2065 | 0.00095018 | 1430.0123 | 1.3588 | 2065 | Mitigation | 0.95 | 45 | 0 | esc | 0.00097009 | 9.2176e-07 | 0.00097009 | 9.2176e-07 | 0.03606 | 3.0507e-09 | 0.010598 | 3.6679e-11
[120 empty] | 7.3.3.17.5 (Remote Grid) Updates to grid topology to minimize risk of ignition in HFTDs Remote GridWLDFRVegetation ContactAggregated | WLDFR | HFTD - Distribution - Tier 3 - 5QU CoRE ¦ 1QU LoRE | Red Flag Warning - Small Fires | Vegetation Contact | Aggregated | 2066 | 0.00095018 | 1430.0123 | 1.3588 | 2066 | Mitigation | 0.95 | 45 | 0 | esc | 0.00097009 | 9.2176e-07 | 0.00097009 | 9.2176e-07 | 0.03606 | 3.0507e-09 | 0.010598 | 3.6679e-11
[120 empty] | 7.3.3.17.5 (Remote Grid) Updates to grid topology to minimize risk of ignition in HFTDs Remote GridWLDFRVegetation ContactAggregated | WLDFR | HFTD - Distribution - Tier 3 - 5QU CoRE ¦ 1QU LoRE | Red Flag Warning - Small Fires | Vegetation Contact | Aggregated | 2067 | 0.00095018 | 1430.0123 | 1.3588 | 2067 | Mitigation | 0.95 | 45 | 0 | esc | 0 | 0 | 0.00097009 | 9.2176e-07 | 0.03606 | 3.0507e-09 | 0.010598 | 3.6679e-11
[120 empty] | 7.3.3.17.5 (Remote Grid) Updates to grid topology to minimize risk of ignition in HFTDs Remote GridWLDFRWire-to-wire contactAggregated | WLDFR | HFTD - Distribution - Tier 3 - 5QU CoRE ¦ 1QU LoRE | Red Flag Warning - Small Fires | Wire-to-wire contact | Aggregated | 2022 | 1.7798e-05 | 1430.0123 | 0.025452 | 2022 | Mitigation | 0.95 | 45 | 0 | esc | 0.00097009 | 1.7266e-08 | 0 | 0 | 0.03606 | 3.0507e-09 | 0.010598 | 3.6679e-11
[120 empty] | 7.3.3.17.5 (Remote Grid) Updates to grid topology to minimize risk of ignition in HFTDs Remote GridWLDFRWire-to-wire contactAggregated | WLDFR | HFTD - Distribution - Tier 3 - 5QU CoRE ¦ 1QU LoRE | Red Flag Warning - Small Fires | Wire-to-wire contact | Aggregated | 2023 | 1.7798e-05 | 1430.0123 | 0.025452 | 2023 | Mitigation | 0.95 | 45 | 0 | esc | 0.00097009 | 1.7266e-08 | 0.00097009 | 1.7266e-08 | 0.03606 | 3.0507e-09 | 0.010598 | 3.6679e-11
[120 empty] | 7.3.3.17.5 (Remote Grid) Updates to grid topology to minimize risk of ignition in HFTDs Remote GridWLDFRWire-to-wire contactAggregated | WLDFR | HFTD - Distribution - Tier 3 - 5QU CoRE ¦ 1QU LoRE | Red Flag Warning - Small Fires | Wire-to-wire contact | Aggregated | 2024 | 1.7798e-05 | 1430.0123 | 0.025452 | 2024 | Mitigation | 0.95 | 45 | 0 | esc | 0.00097009 | 1.7266e-08 | 0.00097009 | 1.7266e-08 | 0.03606 | 3.0507e-09 | 0.010598 | 3.6679e-11
[120 empty] | 7.3.3.17.5 (Remote Grid) Updates to grid topology to minimize risk of ignition in HFTDs Remote GridWLDFRWire-to-wire contactAggregated | WLDFR | HFTD - Distribution - Tier 3 - 5QU CoRE ¦ 1QU LoRE | Red Flag Warning - Small Fires | Wire-to-wire contact | Aggregated | 2025 | 1.7798e-05 | 1430.0123 | 0.025452 | 2025 | Mitigation | 0.95 | 45 | 0 | esc | 0.00097009 | 1.7266e-08 | 0.00097009 | 1.7266e-08 | 0.03606 | 3.0507e-09 | 0.010598 | 3.6679e-11
[120 empty] | 7.3.3.17.5 (Remote Grid) Updates to grid topology to minimize risk of ignition in HFTDs Remote GridWLDFRWire-to-wire contactAggregated | WLDFR | HFTD - Distribution - Tier 3 - 5QU CoRE ¦ 1QU LoRE | Red Flag Warning - Small Fires | Wire-to-wire contact | Aggregated | 2026 | 1.7798e-05 | 1430.0123 | 0.025452 | 2026 | Mitigation | 0.95 | 45 | 0 | esc | 0.00097009 | 1.7266e-08 | 0.00097009 | 1.7266e-08 | 0.03606 | 3.0507e-09 | 0.010598 | 3.6679e-11
[120 empty] | 7.3.3.17.5 (Remote Grid) Updates to grid topology to minimize risk of ignition in HFTDs Remote GridWLDFRWire-to-wire contactAggregated | WLDFR | HFTD - Distribution - Tier 3 - 5QU CoRE ¦ 1QU LoRE | Red Flag Warning - Small Fires | Wire-to-wire contact | Aggregated | 2027 | 1.7798e-05 | 1430.0123 | 0.025452 | 2027 | Mitigation | 0.95 | 45 | 0 | esc | 0.00097009 | 1.7266e-08 | 0.00097009 | 1.7266e-08 | 0.03606 | 3.0507e-09 | 0.010598 | 3.6679e-11
[120 empty] | 7.3.3.17.5 (Remote Grid) Updates to grid topology to minimize risk of ignition in HFTDs Remote GridWLDFRWire-to-wire contactAggregated | WLDFR | HFTD - Distribution - Tier 3 - 5QU CoRE ¦ 1QU LoRE | Red Flag Warning - Small Fires | Wire-to-wire contact | Aggregated | 2028 | 1.7798e-05 | 1430.0123 | 0.025452 | 2028 | Mitigation | 0.95 | 45 | 0 | esc | 0.00097009 | 1.7266e-08 | 0.00097009 | 1.7266e-08 | 0.03606 | 3.0507e-09 | 0.010598 | 3.6679e-11
[120 empty] | 7.3.3.17.5 (Remote Grid) Updates to grid topology to minimize risk of ignition in HFTDs Remote GridWLDFRWire-to-wire contactAggregated | WLDFR | HFTD - Distribution - Tier 3 - 5QU CoRE ¦ 1QU LoRE | Red Flag Warning - Small Fires | Wire-to-wire contact | Aggregated | 2029 | 1.7798e-05 | 1430.0123 | 0.025452 | 2029 | Mitigation | 0.95 | 45 | 0 | esc | 0.00097009 | 1.7266e-08 | 0.00097009 | 1.7266e-08 | 0.03606 | 3.0507e-09 | 0.010598 | 3.6679e-11
[120 empty] | 7.3.3.17.5 (Remote Grid) Updates to grid topology to minimize risk of ignition in HFTDs Remote GridWLDFRWire-to-wire contactAggregated | WLDFR | HFTD - Distribution - Tier 3 - 5QU CoRE ¦ 1QU LoRE | Red Flag Warning - Small Fires | Wire-to-wire contact | Aggregated | 2030 | 1.7798e-05 | 1430.0123 | 0.025452 | 2030 | Mitigation | 0.95 | 45 | 0 | esc | 0.00097009 | 1.7266e-08 | 0.00097009 | 1.7266e-08 | 0.03606 | 3.0507e-09 | 0.010598 | 3.6679e-11
[120 empty] | 7.3.3.17.5 (Remote Grid) Updates to grid topology to minimize risk of ignition in HFTDs Remote GridWLDFRWire-to-wire contactAggregated | WLDFR | HFTD - Distribution - Tier 3 - 5QU CoRE ¦ 1QU LoRE | Red Flag Warning - Small Fires | Wire-to-wire contact | Aggregated | 2031 | 1.7798e-05 | 1430.0123 | 0.025452 | 2031 | Mitigation | 0.95 | 45 | 0 | esc | 0.00097009 | 1.7266e-08 | 0.00097009 | 1.7266e-08 | 0.03606 | 3.0507e-09 | 0.010598 | 3.6679e-11
[120 empty] | 7.3.3.17.5 (Remote Grid) Updates to grid topology to minimize risk of ignition in HFTDs Remote GridWLDFRWire-to-wire contactAggregated | WLDFR | HFTD - Distribution - Tier 3 - 5QU CoRE ¦ 1QU LoRE | Red Flag Warning - Small Fires | Wire-to-wire contact | Aggregated | 2032 | 1.7798e-05 | 1430.0123 | 0.025452 | 2032 | Mitigation | 0.95 | 45 | 0 | esc | 0.00097009 | 1.7266e-08 | 0.00097009 | 1.7266e-08 | 0.03606 | 3.0507e-09 | 0.010598 | 3.6679e-11
[120 empty] | 7.3.3.17.5 (Remote Grid) Updates to grid topology to minimize risk of ignition in HFTDs Remote GridWLDFRWire-to-wire contactAggregated | WLDFR | HFTD - Distribution - Tier 3 - 5QU CoRE ¦ 1QU LoRE | Red Flag Warning - Small Fires | Wire-to-wire contact | Aggregated | 2033 | 1.7798e-05 | 1430.0123 | 0.025452 | 2033 | Mitigation | 0.95 | 45 | 0 | esc | 0.00097009 | 1.7266e-08 | 0.00097009 | 1.7266e-08 | 0.03606 | 3.0507e-09 | 0.010598 | 3.6679e-11
[120 empty] | 7.3.3.17.5 (Remote Grid) Updates to grid topology to minimize risk of ignition in HFTDs Remote GridWLDFRWire-to-wire contactAggregated | WLDFR | HFTD - Distribution - Tier 3 - 5QU CoRE ¦ 1QU LoRE | Red Flag Warning - Small Fires | Wire-to-wire contact | Aggregated | 2034 | 1.7798e-05 | 1430.0123 | 0.025452 | 2034 | Mitigation | 0.95 | 45 | 0 | esc | 0.00097009 | 1.7266e-08 | 0.00097009 | 1.7266e-08 | 0.03606 | 3.0507e-09 | 0.010598 | 3.6679e-11
[120 empty] | 7.3.3.17.5 (Remote Grid) Updates to grid topology to minimize risk of ignition in HFTDs Remote GridWLDFRWire-to-wire contactAggregated | WLDFR | HFTD - Distribution - Tier 3 - 5QU CoRE ¦ 1QU LoRE | Red Flag Warning - Small Fires | Wire-to-wire contact | Aggregated | 2035 | 1.7798e-05 | 1430.0123 | 0.025452 | 2035 | Mitigation | 0.95 | 45 | 0 | esc | 0.00097009 | 1.7266e-08 | 0.00097009 | 1.7266e-08 | 0.03606 | 3.0507e-09 | 0.010598 | 3.6679e-11
[120 empty] | 7.3.3.17.5 (Remote Grid) Updates to grid topology to minimize risk of ignition in HFTDs Remote GridWLDFRWire-to-wire contactAggregated | WLDFR | HFTD - Distribution - Tier 3 - 5QU CoRE ¦ 1QU LoRE | Red Flag Warning - Small Fires | Wire-to-wire contact | Aggregated | 2036 | 1.7798e-05 | 1430.0123 | 0.025452 | 2036 | Mitigation | 0.95 | 45 | 0 | esc | 0.00097009 | 1.7266e-08 | 0.00097009 | 1.7266e-08 | 0.03606 | 3.0507e-09 | 0.010598 | 3.6679e-11
[120 empty] | 7.3.3.17.5 (Remote Grid) Updates to grid topology to minimize risk of ignition in HFTDs Remote GridWLDFRWire-to-wire contactAggregated | WLDFR | HFTD - Distribution - Tier 3 - 5QU CoRE ¦ 1QU LoRE | Red Flag Warning - Small Fires | Wire-to-wire contact | Aggregated | 2037 | 1.7798e-05 | 1430.0123 | 0.025452 | 2037 | Mitigation | 0.95 | 45 | 0 | esc | 0.00097009 | 1.7266e-08 | 0.00097009 | 1.7266e-08 | 0.03606 | 3.0507e-09 | 0.010598 | 3.6679e-11
[120 empty] | 7.3.3.17.5 (Remote Grid) Updates to grid topology to minimize risk of ignition in HFTDs Remote GridWLDFRWire-to-wire contactAggregated | WLDFR | HFTD - Distribution - Tier 3 - 5QU CoRE ¦ 1QU LoRE | Red Flag Warning - Small Fires | Wire-to-wire contact | Aggregated | 2038 | 1.7798e-05 | 1430.0123 | 0.025452 | 2038 | Mitigation | 0.95 | 45 | 0 | esc | 0.00097009 | 1.7266e-08 | 0.00097009 | 1.7266e-08 | 0.03606 | 3.0507e-09 | 0.010598 | 3.6679e-11
[120 empty] | 7.3.3.17.5 (Remote Grid) Updates to grid topology to minimize risk of ignition in HFTDs Remote GridWLDFRWire-to-wire contactAggregated | WLDFR | HFTD - Distribution - Tier 3 - 5QU CoRE ¦ 1QU LoRE | Red Flag Warning - Small Fires | Wire-to-wire contact | Aggregated | 2039 | 1.7798e-05 | 1430.0123 | 0.025452 | 2039 | Mitigation | 0.95 | 45 | 0 | esc | 0.00097009 | 1.7266e-08 | 0.00097009 | 1.7266e-08 | 0.03606 | 3.0507e-09 | 0.010598 | 3.6679e-11
[120 empty] | 7.3.3.17.5 (Remote Grid) Updates to grid topology to minimize risk of ignition in HFTDs Remote GridWLDFRWire-to-wire contactAggregated | WLDFR | HFTD - Distribution - Tier 3 - 5QU CoRE ¦ 1QU LoRE | Red Flag Warning - Small Fires | Wire-to-wire contact | Aggregated | 2040 | 1.7798e-05 | 1430.0123 | 0.025452 | 2040 | Mitigation | 0.95 | 45 | 0 | esc | 0.00097009 | 1.7266e-08 | 0.00097009 | 1.7266e-08 | 0.03606 | 3.0507e-09 | 0 | 0
[120 empty] | 7.3.3.17.5 (Remote Grid) Updates to grid topology to minimize risk of ignition in HFTDs Remote GridWLDFRWire-to-wire contactAggregated | WLDFR | HFTD - Distribution - Tier 3 - 5QU CoRE ¦ 1QU LoRE | Red Flag Warning - Small Fires | Wire-to-wire contact | Aggregated | 2041 | 1.7798e-05 | 1430.0123 | 0.025452 | 2041 | Mitigation | 0.95 | 45 | 0 | esc | 0.00097009 | 1.7266e-08 | 0.00097009 | 1.7266e-08 | 0.03606 | 3.0507e-09 | 0 | 0
[120 empty] | 7.3.3.17.5 (Remote Grid) Updates to grid topology to minimize risk of ignition in HFTDs Remote GridWLDFRWire-to-wire contactAggregated | WLDFR | HFTD - Distribution - Tier 3 - 5QU CoRE ¦ 1QU LoRE | Red Flag Warning - Small Fires | Wire-to-wire contact | Aggregated | 2042 | 1.7798e-05 | 1430.0123 | 0.025452 | 2042 | Mitigation | 0.95 | 45 | 0 | esc | 0.00097009 | 1.7266e-08 | 0.00097009 | 1.7266e-08 | 0.03606 | 3.0507e-09 | 0.0087991 | 1.3551e-09
[120 empty] | 7.3.3.17.5 (Remote Grid) Updates to grid topology to minimize risk of ignition in HFTDs Remote GridWLDFRWire-to-wire contactAggregated | WLDFR | HFTD - Distribution - Tier 3 - 5QU CoRE ¦ 1QU LoRE | Red Flag Warning - Small Fires | Wire-to-wire contact | Aggregated | 2043 | 1.7798e-05 | 1430.0123 | 0.025452 | 2043 | Mitigation | 0.95 | 45 | 0 | esc | 0.00097009 | 1.7266e-08 | 0.00097009 | 1.7266e-08 | 0.03606 | 3.0507e-09 | 0.0087991 | 1.3551e-09
[120 empty] | 7.3.3.17.5 (Remote Grid) Updates to grid topology to minimize risk of ignition in HFTDs Remote GridWLDFRWire-to-wire contactAggregated | WLDFR | HFTD - Distribution - Tier 3 - 5QU CoRE ¦ 1QU LoRE | Red Flag Warning - Small Fires | Wire-to-wire contact | Aggregated | 2044 | 1.7798e-05 | 1430.0123 | 0.025452 | 2044 | Mitigation | 0.95 | 45 | 0 | esc | 0.00097009 | 1.7266e-08 | 0.00097009 | 1.7266e-08 | 0.03606 | 3.0507e-09 | 0.0087991 | 1.3551e-09
[120 empty] | 7.3.3.17.5 (Remote Grid) Updates to grid topology to minimize risk of ignition in HFTDs Remote GridWLDFRWire-to-wire contactAggregated | WLDFR | HFTD - Distribution - Tier 3 - 5QU CoRE ¦ 1QU LoRE | Red Flag Warning - Small Fires | Wire-to-wire contact | Aggregated | 2045 | 1.7798e-05 | 1430.0123 | 0.025452 | 2045 | Mitigation | 0.95 | 45 | 0 | esc | 0.00097009 | 1.7266e-08 | 0.00097009 | 1.7266e-08 | 0.03606 | 3.0507e-09 | 0.0087991 | 1.3551e-09
[120 empty] | 7.3.3.17.5 (Remote Grid) Updates to grid topology to minimize risk of ignition in HFTDs Remote GridWLDFRWire-to-wire contactAggregated | WLDFR | HFTD - Distribution - Tier 3 - 5QU CoRE ¦ 1QU LoRE | Red Flag Warning - Small Fires | Wire-to-wire contact | Aggregated | 2046 | 1.7798e-05 | 1430.0123 | 0.025452 | 2046 | Mitigation | 0.95 | 45 | 0 | esc | 0.00097009 | 1.7266e-08 | 0.00097009 | 1.7266e-08 | 0 | 0 | 0.0087991 | 1.3551e-09
[120 empty] | 7.3.3.17.5 (Remote Grid) Updates to grid topology to minimize risk of ignition in HFTDs Remote GridWLDFRWire-to-wire contactAggregated | WLDFR | HFTD - Distribution - Tier 3 - 5QU CoRE ¦ 1QU LoRE | Red Flag Warning - Small Fires | Wire-to-wire contact | Aggregated | 2047 | 1.7798e-05 | 1430.0123 | 0.025452 | 2047 | Mitigation | 0.95 | 45 | 0 | esc | 0.00097009 | 1.7266e-08 | 0.00097009 | 1.7266e-08 | 0.03606 | 6.0811e-09 | 0.0087991 | 1.3551e-09
[120 empty] | 7.3.3.17.5 (Remote Grid) Updates to grid topology to minimize risk of ignition in HFTDs Remote GridWLDFRWire-to-wire contactAggregated | WLDFR | HFTD - Distribution - Tier 3 - 5QU CoRE ¦ 1QU LoRE | Red Flag Warning - Small Fires | Wire-to-wire contact | Aggregated | 2048 | 1.7798e-05 | 1430.0123 | 0.025452 | 2048 | Mitigation | 0.95 | 45 | 0 | esc | 0.00097009 | 1.7266e-08 | 0.00097009 | 1.7266e-08 | 0.03606 | 6.0811e-09 | 0.0087991 | 1.3551e-09
[120 empty] | 7.3.3.17.5 (Remote Grid) Updates to grid topology to minimize risk of ignition in HFTDs Remote GridWLDFRWire-to-wire contactAggregated | WLDFR | HFTD - Distribution - Tier 3 - 5QU CoRE ¦ 1QU LoRE | Red Flag Warning - Small Fires | Wire-to-wire contact | Aggregated | 2049 | 1.7798e-05 | 1430.0123 | 0.025452 | 2049 | Mitigation | 0.95 | 45 | 0 | esc | 0.00097009 | 1.7266e-08 | 0.00097009 | 1.7266e-08 | 0.03606 | 6.0811e-09 | 0.0087991 | 1.3551e-09
[120 empty] | 7.3.3.17.5 (Remote Grid) Updates to grid topology to minimize risk of ignition in HFTDs Remote GridWLDFRWire-to-wire contactAggregated | WLDFR | HFTD - Distribution - Tier 3 - 5QU CoRE ¦ 1QU LoRE | Red Flag Warning - Small Fires | Wire-to-wire contact | Aggregated | 2050 | 1.7798e-05 | 1430.0123 | 0.025452 | 2050 | Mitigation | 0.95 | 45 | 0 | esc | 0.00097009 | 1.7266e-08 | 0.00097009 | 1.7266e-08 | 0.03606 | 6.0811e-09 | 0.0087991 | 1.3551e-09
[120 empty] | 7.3.3.17.5 (Remote Grid) Updates to grid topology to minimize risk of ignition in HFTDs Remote GridWLDFRWire-to-wire contactAggregated | WLDFR | HFTD - Distribution - Tier 3 - 5QU CoRE ¦ 1QU LoRE | Red Flag Warning - Small Fires | Wire-to-wire contact | Aggregated | 2051 | 1.7798e-05 | 1430.0123 | 0.025452 | 2051 | Mitigation | 0.95 | 45 | 0 | esc | 0.00097009 | 1.7266e-08 | 0.00097009 | 1.7266e-08 | 0.03606 | 6.0811e-09 | 0.0087991 | 1.3551e-09
[120 empty] | 7.3.3.17.5 (Remote Grid) Updates to grid topology to minimize risk of ignition in HFTDs Remote GridWLDFRWire-to-wire contactAggregated | WLDFR | HFTD - Distribution - Tier 3 - 5QU CoRE ¦ 1QU LoRE | Red Flag Warning - Small Fires | Wire-to-wire contact | Aggregated | 2052 | 1.7798e-05 | 1430.0123 | 0.025452 | 2052 | Mitigation | 0.95 | 45 | 0 | esc | 0.00097009 | 1.7266e-08 | 0.00097009 | 1.7266e-08 | 0.03606 | 6.0811e-09 | 0.0087991 | 1.3551e-09
[120 empty] | 7.3.3.17.5 (Remote Grid) Updates to grid topology to minimize risk of ignition in HFTDs Remote GridWLDFRWire-to-wire contactAggregated | WLDFR | HFTD - Distribution - Tier 3 - 5QU CoRE ¦ 1QU LoRE | Red Flag Warning - Small Fires | Wire-to-wire contact | Aggregated | 2053 | 1.7798e-05 | 1430.0123 | 0.025452 | 2053 | Mitigation | 0.95 | 45 | 0 | esc | 0.00097009 | 1.7266e-08 | 0.00097009 | 1.7266e-08 | 0.03606 | 6.0811e-09 | 0.0087991 | 1.3551e-09
[120 empty] | 7.3.3.17.5 (Remote Grid) Updates to grid topology to minimize risk of ignition in HFTDs Remote GridWLDFRWire-to-wire contactAggregated | WLDFR | HFTD - Distribution - Tier 3 - 5QU CoRE ¦ 1QU LoRE | Red Flag Warning - Small Fires | Wire-to-wire contact | Aggregated | 2054 | 1.7798e-05 | 1430.0123 | 0.025452 | 2054 | Mitigation | 0.95 | 45 | 0 | esc | 0.00097009 | 1.7266e-08 | 0.00097009 | 1.7266e-08 | 0.03606 | 6.0811e-09 | 0.0087991 | 1.3551e-09
[120 empty] | 7.3.3.17.5 (Remote Grid) Updates to grid topology to minimize risk of ignition in HFTDs Remote GridWLDFRWire-to-wire contactAggregated | WLDFR | HFTD - Distribution - Tier 3 - 5QU CoRE ¦ 1QU LoRE | Red Flag Warning - Small Fires | Wire-to-wire contact | Aggregated | 2055 | 1.7798e-05 | 1430.0123 | 0.025452 | 2055 | Mitigation | 0.95 | 45 | 0 | esc | 0.00097009 | 1.7266e-08 | 0.00097009 | 1.7266e-08 | 0.03606 | 6.0811e-09 | 0.0087991 | 1.3551e-09
[120 empty] | 7.3.3.17.5 (Remote Grid) Updates to grid topology to minimize risk of ignition in HFTDs Remote GridWLDFRWire-to-wire contactAggregated | WLDFR | HFTD - Distribution - Tier 3 - 5QU CoRE ¦ 1QU LoRE | Red Flag Warning - Small Fires | Wire-to-wire contact | Aggregated | 2056 | 1.7798e-05 | 1430.0123 | 0.025452 | 2056 | Mitigation | 0.95 | 45 | 0 | esc | 0.00097009 | 1.7266e-08 | 0.00097009 | 1.7266e-08 | 0.03606 | 6.0811e-09 | 0.0087991 | 1.3551e-09
[120 empty] | 7.3.3.17.5 (Remote Grid) Updates to grid topology to minimize risk of ignition in HFTDs Remote GridWLDFRWire-to-wire contactAggregated | WLDFR | HFTD - Distribution - Tier 3 - 5QU CoRE ¦ 1QU LoRE | Red Flag Warning - Small Fires | Wire-to-wire contact | Aggregated | 2057 | 1.7798e-05 | 1430.0123 | 0.025452 | 2057 | Mitigation | 0.95 | 45 | 0 | esc | 0.00097009 | 1.7266e-08 | 0.00097009 | 1.7266e-08 | 0.03606 | 6.0811e-09 | 0.0087991 | 1.3551e-09
[120 empty] | 7.3.3.17.5 (Remote Grid) Updates to grid topology to minimize risk of ignition in HFTDs Remote GridWLDFRWire-to-wire contactAggregated | WLDFR | HFTD - Distribution - Tier 3 - 5QU CoRE ¦ 1QU LoRE | Red Flag Warning - Small Fires | Wire-to-wire contact | Aggregated | 2058 | 1.7798e-05 | 1430.0123 | 0.025452 | 2058 | Mitigation | 0.95 | 45 | 0 | esc | 0.00097009 | 1.7266e-08 | 0.00097009 | 1.7266e-08 | 0.03606 | 6.0811e-09 | 0.0087991 | 1.3551e-09
[120 empty] | 7.3.3.17.5 (Remote Grid) Updates to grid topology to minimize risk of ignition in HFTDs Remote GridWLDFRWire-to-wire contactAggregated | WLDFR | HFTD - Distribution - Tier 3 - 5QU CoRE ¦ 1QU LoRE | Red Flag Warning - Small Fires | Wire-to-wire contact | Aggregated | 2059 | 1.7798e-05 | 1430.0123 | 0.025452 | 2059 | Mitigation | 0.95 | 45 | 0 | esc | 0.00097009 | 1.7266e-08 | 0.00097009 | 1.7266e-08 | 0.03606 | 6.0811e-09 | 0.0087991 | 1.3551e-09
[120 empty] | 7.3.3.17.5 (Remote Grid) Updates to grid topology to minimize risk of ignition in HFTDs Remote GridWLDFRWire-to-wire contactAggregated | WLDFR | HFTD - Distribution - Tier 3 - 5QU CoRE ¦ 1QU LoRE | Red Flag Warning - Small Fires | Wire-to-wire contact | Aggregated | 2060 | 1.7798e-05 | 1430.0123 | 0.025452 | 2060 | Mitigation | 0.95 | 45 | 0 | esc | 0.00097009 | 1.7266e-08 | 0.00097009 | 1.7266e-08 | 0.03606 | 6.0811e-09 | 0.0087991 | 1.3551e-09
[120 empty] | 7.3.3.17.5 (Remote Grid) Updates to grid topology to minimize risk of ignition in HFTDs Remote GridWLDFRWire-to-wire contactAggregated | WLDFR | HFTD - Distribution - Tier 3 - 5QU CoRE ¦ 1QU LoRE | Red Flag Warning - Small Fires | Wire-to-wire contact | Aggregated | 2061 | 1.7798e-05 | 1430.0123 | 0.025452 | 2061 | Mitigation | 0.95 | 45 | 0 | esc | 0.00097009 | 1.7266e-08 | 0.00097009 | 1.7266e-08 | 0.03606 | 6.0811e-09 | 0.0087991 | 1.3551e-09
[120 empty] | 7.3.3.17.5 (Remote Grid) Updates to grid topology to minimize risk of ignition in HFTDs Remote GridWLDFRWire-to-wire contactAggregated | WLDFR | HFTD - Distribution - Tier 3 - 5QU CoRE ¦ 1QU LoRE | Red Flag Warning - Small Fires | Wire-to-wire contact | Aggregated | 2062 | 1.7798e-05 | 1430.0123 | 0.025452 | 2062 | Mitigation | 0.95 | 45 | 0 | esc | 0.00097009 | 1.7266e-08 | 0.00097009 | 1.7266e-08 | 0.03606 | 6.0811e-09 | 0.0087991 | 1.3551e-09
[120 empty] | 7.3.3.17.5 (Remote Grid) Updates to grid topology to minimize risk of ignition in HFTDs Remote GridWLDFRWire-to-wire contactAggregated | WLDFR | HFTD - Distribution - Tier 3 - 5QU CoRE ¦ 1QU LoRE | Red Flag Warning - Small Fires | Wire-to-wire contact | Aggregated | 2063 | 1.7798e-05 | 1430.0123 | 0.025452 | 2063 | Mitigation | 0.95 | 45 | 0 | esc | 0.00097009 | 1.7266e-08 | 0.00097009 | 1.7266e-08 | 0.03606 | 6.0811e-09 | 0.0087991 | 1.3551e-09
[120 empty] | 7.3.3.17.5 (Remote Grid) Updates to grid topology to minimize risk of ignition in HFTDs Remote GridWLDFRWire-to-wire contactAggregated | WLDFR | HFTD - Distribution - Tier 3 - 5QU CoRE ¦ 1QU LoRE | Red Flag Warning - Small Fires | Wire-to-wire contact | Aggregated | 2064 | 1.7798e-05 | 1430.0123 | 0.025452 | 2064 | Mitigation | 0.95 | 45 | 0 | esc | 0.00097009 | 1.7266e-08 | 0.00097009 | 1.7266e-08 | 0.03606 | 6.0811e-09 | 0.0087991 | 1.3551e-09
[120 empty] | 7.3.3.17.5 (Remote Grid) Updates to grid topology to minimize risk of ignition in HFTDs Remote GridWLDFRWire-to-wire contactAggregated | WLDFR | HFTD - Distribution - Tier 3 - 5QU CoRE ¦ 1QU LoRE | Red Flag Warning - Small Fires | Wire-to-wire contact | Aggregated | 2065 | 1.7798e-05 | 1430.0123 | 0.025452 | 2065 | Mitigation | 0.95 | 45 | 0 | esc | 0.00097009 | 1.7266e-08 | 0.00097009 | 1.7266e-08 | 0.03606 | 6.0811e-09 | 0.0087991 | 1.3551e-09
[120 empty] | 7.3.3.17.5 (Remote Grid) Updates to grid topology to minimize risk of ignition in HFTDs Remote GridWLDFRWire-to-wire contactAggregated | WLDFR | HFTD - Distribution - Tier 3 - 5QU CoRE ¦ 1QU LoRE | Red Flag Warning - Small Fires | Wire-to-wire contact | Aggregated | 2066 | 1.7798e-05 | 1430.0123 | 0.025452 | 2066 | Mitigation | 0.95 | 45 | 0 | esc | 0.00097009 | 1.7266e-08 | 0.00097009 | 1.7266e-08 | 0.03606 | 6.0811e-09 | 0.0087991 | 1.3551e-09
[120 empty] | 7.3.3.17.5 (Remote Grid) Updates to grid topology to minimize risk of ignition in HFTDs Remote GridWLDFRWire-to-wire contactAggregated | WLDFR | HFTD - Distribution - Tier 3 - 5QU CoRE ¦ 1QU LoRE | Red Flag Warning - Small Fires | Wire-to-wire contact | Aggregated | 2067 | 1.7798e-05 | 1430.0123 | 0.025452 | 2067 | Mitigation | 0.95 | 45 | 0 | esc | 0 | 0 | 0.00097009 | 1.7266e-08 | 0.03606 | 6.0811e-09 | 0.0087991 | 1.3551e-09
[120 empty] | 7.3.3.17.5 (Remote Grid) Updates to grid topology to minimize risk of ignition in HFTDs Remote GridWLDFRContact from objectAggregated | WLDFR | HFTD - Distribution - Tier 3 - 5QU CoRE ¦ 2QU LoRE | Non-Red Flag Warning - Catastrophic Fires | Contact from object | Aggregated | 2022 | 3.4167e-08 | 527.1275 | 1.801e-05 | 2022 | Mitigation | 0.95 | 45 | 0 | esc | 0.00097009 | 3.3145e-11 | 0 | 0 | 0.03606 | 6.0811e-09 | 0.0087991 | 1.3551e-09
[120 empty] | 7.3.3.17.5 (Remote Grid) Updates to grid topology to minimize risk of ignition in HFTDs Remote GridWLDFRContact from objectAggregated | WLDFR | HFTD - Distribution - Tier 3 - 5QU CoRE ¦ 2QU LoRE | Non-Red Flag Warning - Catastrophic Fires | Contact from object | Aggregated | 2023 | 3.4167e-08 | 527.1275 | 1.801e-05 | 2023 | Mitigation | 0.95 | 45 | 0 | esc | 0.00097009 | 3.3145e-11 | 0.00097009 | 3.3145e-11 | 0.03606 | 6.0811e-09 | 0.0087991 | 1.3551e-09
[120 empty] | 7.3.3.17.5 (Remote Grid) Updates to grid topology to minimize risk of ignition in HFTDs Remote GridWLDFRContact from objectAggregated | WLDFR | HFTD - Distribution - Tier 3 - 5QU CoRE ¦ 2QU LoRE | Non-Red Flag Warning - Catastrophic Fires | Contact from object | Aggregated | 2024 | 3.4167e-08 | 527.1275 | 1.801e-05 | 2024 | Mitigation | 0.95 | 45 | 0 | esc | 0.00097009 | 3.3145e-11 | 0.00097009 | 3.3145e-11 | 0.03606 | 6.0811e-09 | 0.0087991 | 1.3551e-09
[120 empty] | 7.3.3.17.5 (Remote Grid) Updates to grid topology to minimize risk of ignition in HFTDs Remote GridWLDFRContact from objectAggregated | WLDFR | HFTD - Distribution - Tier 3 - 5QU CoRE ¦ 2QU LoRE | Non-Red Flag Warning - Catastrophic Fires | Contact from object | Aggregated | 2025 | 3.4167e-08 | 527.1275 | 1.801e-05 | 2025 | Mitigation | 0.95 | 45 | 0 | esc | 0.00097009 | 3.3145e-11 | 0.00097009 | 3.3145e-11 | 0.03606 | 6.0811e-09 | 0.0087991 | 1.3551e-09
[120 empty] | 7.3.3.17.5 (Remote Grid) Updates to grid topology to minimize risk of ignition in HFTDs Remote GridWLDFRContact from objectAggregated | WLDFR | HFTD - Distribution - Tier 3 - 5QU CoRE ¦ 2QU LoRE | Non-Red Flag Warning - Catastrophic Fires | Contact from object | Aggregated | 2026 | 3.4167e-08 | 527.1275 | 1.801e-05 | 2026 | Mitigation | 0.95 | 45 | 0 | esc | 0.00097009 | 3.3145e-11 | 0.00097009 | 3.3145e-11 | 0.03606 | 6.0811e-09 | 0 | 0
[120 empty] | 7.3.3.17.5 (Remote Grid) Updates to grid topology to minimize risk of ignition in HFTDs Remote GridWLDFRContact from objectAggregated | WLDFR | HFTD - Distribution - Tier 3 - 5QU CoRE ¦ 2QU LoRE | Non-Red Flag Warning - Catastrophic Fires | Contact from object | Aggregated | 2027 | 3.4167e-08 | 527.1275 | 1.801e-05 | 2027 | Mitigation | 0.95 | 45 | 0 | esc | 0.00097009 | 3.3145e-11 | 0.00097009 | 3.3145e-11 | 0.03606 | 6.0811e-09 | 0 | 0
[120 empty] | 7.3.3.17.5 (Remote Grid) Updates to grid topology to minimize risk of ignition in HFTDs Remote GridWLDFRContact from objectAggregated | WLDFR | HFTD - Distribution - Tier 3 - 5QU CoRE ¦ 2QU LoRE | Non-Red Flag Warning - Catastrophic Fires | Contact from object | Aggregated | 2028 | 3.4167e-08 | 527.1275 | 1.801e-05 | 2028 | Mitigation | 0.95 | 45 | 0 | esc | 0.00097009 | 3.3145e-11 | 0.00097009 | 3.3145e-11 | 0.03606 | 6.0811e-09 | 0.00988 | 6.2402e-10
[120 empty] | 7.3.3.17.5 (Remote Grid) Updates to grid topology to minimize risk of ignition in HFTDs Remote GridWLDFRContact from objectAggregated | WLDFR | HFTD - Distribution - Tier 3 - 5QU CoRE ¦ 2QU LoRE | Non-Red Flag Warning - Catastrophic Fires | Contact from object | Aggregated | 2029 | 3.4167e-08 | 527.1275 | 1.801e-05 | 2029 | Mitigation | 0.95 | 45 | 0 | esc | 0.00097009 | 3.3145e-11 | 0.00097009 | 3.3145e-11 | 0.03606 | 6.0811e-09 | 0.00988 | 6.2402e-10
[120 empty] | 7.3.3.17.5 (Remote Grid) Updates to grid topology to minimize risk of ignition in HFTDs Remote GridWLDFRContact from objectAggregated | WLDFR | HFTD - Distribution - Tier 3 - 5QU CoRE ¦ 2QU LoRE | Non-Red Flag Warning - Catastrophic Fires | Contact from object | Aggregated | 2030 | 3.4167e-08 | 527.1275 | 1.801e-05 | 2030 | Mitigation | 0.95 | 45 | 0 | esc | 0.00097009 | 3.3145e-11 | 0.00097009 | 3.3145e-11 | 0.03606 | 6.0811e-09 | 0.00988 | 6.2402e-10
[120 empty] | 7.3.3.17.5 (Remote Grid) Updates to grid topology to minimize risk of ignition in HFTDs Remote GridWLDFRContact from objectAggregated | WLDFR | HFTD - Distribution - Tier 3 - 5QU CoRE ¦ 2QU LoRE | Non-Red Flag Warning - Catastrophic Fires | Contact from object | Aggregated | 2031 | 3.4167e-08 | 527.1275 | 1.801e-05 | 2031 | Mitigation | 0.95 | 45 | 0 | esc | 0.00097009 | 3.3145e-11 | 0.00097009 | 3.3145e-11 | 0.03606 | 6.0811e-09 | 0.00988 | 6.2402e-10
[120 empty] | 7.3.3.17.5 (Remote Grid) Updates to grid topology to minimize risk of ignition in HFTDs Remote GridWLDFRContact from objectAggregated | WLDFR | HFTD - Distribution - Tier 3 - 5QU CoRE ¦ 2QU LoRE | Non-Red Flag Warning - Catastrophic Fires | Contact from object | Aggregated | 2032 | 3.4167e-08 | 527.1275 | 1.801e-05 | 2032 | Mitigation | 0.95 | 45 | 0 | esc | 0.00097009 | 3.3145e-11 | 0.00097009 | 3.3145e-11 | 0.03606 | 6.0811e-09 | 0.00988 | 6.2402e-10
[120 empty] | 7.3.3.17.5 (Remote Grid) Updates to grid topology to minimize risk of ignition in HFTDs Remote GridWLDFRContact from objectAggregated | WLDFR | HFTD - Distribution - Tier 3 - 5QU CoRE ¦ 2QU LoRE | Non-Red Flag Warning - Catastrophic Fires | Contact from object | Aggregated | 2033 | 3.4167e-08 | 527.1275 | 1.801e-05 | 2033 | Mitigation | 0.95 | 45 | 0 | esc | 0.00097009 | 3.3145e-11 | 0.00097009 | 3.3145e-11 | 0.03606 | 6.0811e-09 | 0.00988 | 6.2402e-10
[120 empty] | 7.3.3.17.5 (Remote Grid) Updates to grid topology to minimize risk of ignition in HFTDs Remote GridWLDFRContact from objectAggregated | WLDFR | HFTD - Distribution - Tier 3 - 5QU CoRE ¦ 2QU LoRE | Non-Red Flag Warning - Catastrophic Fires | Contact from object | Aggregated | 2034 | 3.4167e-08 | 527.1275 | 1.801e-05 | 2034 | Mitigation | 0.95 | 45 | 0 | esc | 0.00097009 | 3.3145e-11 | 0.00097009 | 3.3145e-11 | 0.03606 | 6.0811e-09 | 0.00988 | 6.2402e-10
[120 empty] | 7.3.3.17.5 (Remote Grid) Updates to grid topology to minimize risk of ignition in HFTDs Remote GridWLDFRContact from objectAggregated | WLDFR | HFTD - Distribution - Tier 3 - 5QU CoRE ¦ 2QU LoRE | Non-Red Flag Warning - Catastrophic Fires | Contact from object | Aggregated | 2035 | 3.4167e-08 | 527.1275 | 1.801e-05 | 2035 | Mitigation | 0.95 | 45 | 0 | esc | 0.00097009 | 3.3145e-11 | 0.00097009 | 3.3145e-11 | 0.03606 | 6.0811e-09 | 0.00988 | 6.2402e-10
[120 empty] | 7.3.3.17.5 (Remote Grid) Updates to grid topology to minimize risk of ignition in HFTDs Remote GridWLDFRContact from objectAggregated | WLDFR | HFTD - Distribution - Tier 3 - 5QU CoRE ¦ 2QU LoRE | Non-Red Flag Warning - Catastrophic Fires | Contact from object | Aggregated | 2036 | 3.4167e-08 | 527.1275 | 1.801e-05 | 2036 | Mitigation | 0.95 | 45 | 0 | esc | 0.00097009 | 3.3145e-11 | 0.00097009 | 3.3145e-11 | 0.03606 | 6.0811e-09 | 0.00988 | 6.2402e-10
[120 empty] | 7.3.3.17.5 (Remote Grid) Updates to grid topology to minimize risk of ignition in HFTDs Remote GridWLDFRContact from objectAggregated | WLDFR | HFTD - Distribution - Tier 3 - 5QU CoRE ¦ 2QU LoRE | Non-Red Flag Warning - Catastrophic Fires | Contact from object | Aggregated | 2037 | 3.4167e-08 | 527.1275 | 1.801e-05 | 2037 | Mitigation | 0.95 | 45 | 0 | esc | 0.00097009 | 3.3145e-11 | 0.00097009 | 3.3145e-11 | 0.03606 | 6.0811e-09 | 0.00988 | 6.2402e-10
[120 empty] | 7.3.3.17.5 (Remote Grid) Updates to grid topology to minimize risk of ignition in HFTDs Remote GridWLDFRContact from objectAggregated | WLDFR | HFTD - Distribution - Tier 3 - 5QU CoRE ¦ 2QU LoRE | Non-Red Flag Warning - Catastrophic Fires | Contact from object | Aggregated | 2038 | 3.4167e-08 | 527.1275 | 1.801e-05 | 2038 | Mitigation | 0.95 | 45 | 0 | esc | 0.00097009 | 3.3145e-11 | 0.00097009 | 3.3145e-11 | 0.03606 | 6.0811e-09 | 0.00988 | 6.2402e-10
[120 empty] | 7.3.3.17.5 (Remote Grid) Updates to grid topology to minimize risk of ignition in HFTDs Remote GridWLDFRContact from objectAggregated | WLDFR | HFTD - Distribution - Tier 3 - 5QU CoRE ¦ 2QU LoRE | Non-Red Flag Warning - Catastrophic Fires | Contact from object | Aggregated | 2039 | 3.4167e-08 | 527.1275 | 1.801e-05 | 2039 | Mitigation | 0.95 | 45 | 0 | esc | 0.00097009 | 3.3145e-11 | 0.00097009 | 3.3145e-11 | 0.03606 | 6.0811e-09 | 0.00988 | 6.2402e-10
[120 empty] | 7.3.3.17.5 (Remote Grid) Updates to grid topology to minimize risk of ignition in HFTDs Remote GridWLDFRContact from objectAggregated | WLDFR | HFTD - Distribution - Tier 3 - 5QU CoRE ¦ 2QU LoRE | Non-Red Flag Warning - Catastrophic Fires | Contact from object | Aggregated | 2040 | 3.4167e-08 | 527.1275 | 1.801e-05 | 2040 | Mitigation | 0.95 | 45 | 0 | esc | 0.00097009 | 3.3145e-11 | 0.00097009 | 3.3145e-11 | 0.03606 | 6.0811e-09 | 0.00988 | 6.2402e-10
[120 empty] | 7.3.3.17.5 (Remote Grid) Updates to grid topology to minimize risk of ignition in HFTDs Remote GridWLDFRContact from objectAggregated | WLDFR | HFTD - Distribution - Tier 3 - 5QU CoRE ¦ 2QU LoRE | Non-Red Flag Warning - Catastrophic Fires | Contact from object | Aggregated | 2041 | 3.4167e-08 | 527.1275 | 1.801e-05 | 2041 | Mitigation | 0.95 | 45 | 0 | esc | 0.00097009 | 3.3145e-11 | 0.00097009 | 3.3145e-11 | 0.03606 | 6.0811e-09 | 0.00988 | 6.2402e-10
[120 empty] | 7.3.3.17.5 (Remote Grid) Updates to grid topology to minimize risk of ignition in HFTDs Remote GridWLDFRContact from objectAggregated | WLDFR | HFTD - Distribution - Tier 3 - 5QU CoRE ¦ 2QU LoRE | Non-Red Flag Warning - Catastrophic Fires | Contact from object | Aggregated | 2042 | 3.4167e-08 | 527.1275 | 1.801e-05 | 2042 | Mitigation | 0.95 | 45 | 0 | esc | 0.00097009 | 3.3145e-11 | 0.00097009 | 3.3145e-11 | 0.03606 | 6.0811e-09 | 0.00988 | 6.2402e-10
[120 empty] | 7.3.3.17.5 (Remote Grid) Updates to grid topology to minimize risk of ignition in HFTDs Remote GridWLDFRContact from objectAggregated | WLDFR | HFTD - Distribution - Tier 3 - 5QU CoRE ¦ 2QU LoRE | Non-Red Flag Warning - Catastrophic Fires | Contact from object | Aggregated | 2043 | 3.4167e-08 | 527.1275 | 1.801e-05 | 2043 | Mitigation | 0.95 | 45 | 0 | esc | 0.00097009 | 3.3145e-11 | 0.00097009 | 3.3145e-11 | 0.03606 | 6.0811e-09 | 0.00988 | 6.2402e-10
[120 empty] | 7.3.3.17.5 (Remote Grid) Updates to grid topology to minimize risk of ignition in HFTDs Remote GridWLDFRContact from objectAggregated | WLDFR | HFTD - Distribution - Tier 3 - 5QU CoRE ¦ 2QU LoRE | Non-Red Flag Warning - Catastrophic Fires | Contact from object | Aggregated | 2044 | 3.4167e-08 | 527.1275 | 1.801e-05 | 2044 | Mitigation | 0.95 | 45 | 0 | esc | 0.00097009 | 3.3145e-11 | 0.00097009 | 3.3145e-11 | 0.03606 | 6.0811e-09 | 0.00988 | 6.2402e-10
[120 empty] | 7.3.3.17.5 (Remote Grid) Updates to grid topology to minimize risk of ignition in HFTDs Remote GridWLDFRContact from objectAggregated | WLDFR | HFTD - Distribution - Tier 3 - 5QU CoRE ¦ 2QU LoRE | Non-Red Flag Warning - Catastrophic Fires | Contact from object | Aggregated | 2045 | 3.4167e-08 | 527.1275 | 1.801e-05 | 2045 | Mitigation | 0.95 | 45 | 0 | esc | 0.00097009 | 3.3145e-11 | 0.00097009 | 3.3145e-11 | 0.03606 | 6.0811e-09 | 0.00988 | 6.2402e-10
[120 empty] | 7.3.3.17.5 (Remote Grid) Updates to grid topology to minimize risk of ignition in HFTDs Remote GridWLDFRContact from objectAggregated | WLDFR | HFTD - Distribution - Tier 3 - 5QU CoRE ¦ 2QU LoRE | Non-Red Flag Warning - Catastrophic Fires | Contact from object | Aggregated | 2046 | 3.4167e-08 | 527.1275 | 1.801e-05 | 2046 | Mitigation | 0.95 | 45 | 0 | esc | 0.00097009 | 3.3145e-11 | 0.00097009 | 3.3145e-11 | 0.03606 | 6.0811e-09 | 0.00988 | 6.2402e-10
[120 empty] | 7.3.3.17.5 (Remote Grid) Updates to grid topology to minimize risk of ignition in HFTDs Remote GridWLDFRContact from objectAggregated | WLDFR | HFTD - Distribution - Tier 3 - 5QU CoRE ¦ 2QU LoRE | Non-Red Flag Warning - Catastrophic Fires | Contact from object | Aggregated | 2047 | 3.4167e-08 | 527.1275 | 1.801e-05 | 2047 | Mitigation | 0.95 | 45 | 0 | esc | 0.00097009 | 3.3145e-11 | 0.00097009 | 3.3145e-11 | 0.03606 | 6.0811e-09 | 0.00988 | 6.2402e-10
[120 empty] | 7.3.3.17.5 (Remote Grid) Updates to grid topology to minimize risk of ignition in HFTDs Remote GridWLDFRContact from objectAggregated | WLDFR | HFTD - Distribution - Tier 3 - 5QU CoRE ¦ 2QU LoRE | Non-Red Flag Warning - Catastrophic Fires | Contact from object | Aggregated | 2048 | 3.4167e-08 | 527.1275 | 1.801e-05 | 2048 | Mitigation | 0.95 | 45 | 0 | esc | 0.00097009 | 3.3145e-11 | 0.00097009 | 3.3145e-11 | 0.03606 | 6.0811e-09 | 0.00988 | 6.2402e-10
[120 empty] | 7.3.3.17.5 (Remote Grid) Updates to grid topology to minimize risk of ignition in HFTDs Remote GridWLDFRContact from objectAggregated | WLDFR | HFTD - Distribution - Tier 3 - 5QU CoRE ¦ 2QU LoRE | Non-Red Flag Warning - Catastrophic Fires | Contact from object | Aggregated | 2049 | 3.4167e-08 | 527.1275 | 1.801e-05 | 2049 | Mitigation | 0.95 | 45 | 0 | esc | 0.00097009 | 3.3145e-11 | 0.00097009 | 3.3145e-11 | 0.03606 | 6.0811e-09 | 0.00988 | 6.2402e-10
[120 empty] | 7.3.3.17.5 (Remote Grid) Updates to grid topology to minimize risk of ignition in HFTDs Remote GridWLDFRContact from objectAggregated | WLDFR | HFTD - Distribution - Tier 3 - 5QU CoRE ¦ 2QU LoRE | Non-Red Flag Warning - Catastrophic Fires | Contact from object | Aggregated | 2050 | 3.4167e-08 | 527.1275 | 1.801e-05 | 2050 | Mitigation | 0.95 | 45 | 0 | esc | 0.00097009 | 3.3145e-11 | 0.00097009 | 3.3145e-11 | 0 | 0 | 0.00988 | 6.2402e-10
[120 empty] | 7.3.3.17.5 (Remote Grid) Updates to grid topology to minimize risk of ignition in HFTDs Remote GridWLDFRContact from objectAggregated | WLDFR | HFTD - Distribution - Tier 3 - 5QU CoRE ¦ 2QU LoRE | Non-Red Flag Warning - Catastrophic Fires | Contact from object | Aggregated | 2051 | 3.4167e-08 | 527.1275 | 1.801e-05 | 2051 | Mitigation | 0.95 | 45 | 0 | esc | 0.00097009 | 3.3145e-11 | 0.00097009 | 3.3145e-11 | 0.03606 | 1.7389e-08 | 0.00988 | 6.2402e-10
[120 empty] | 7.3.3.17.5 (Remote Grid) Updates to grid topology to minimize risk of ignition in HFTDs Remote GridWLDFRContact from objectAggregated | WLDFR | HFTD - Distribution - Tier 3 - 5QU CoRE ¦ 2QU LoRE | Non-Red Flag Warning - Catastrophic Fires | Contact from object | Aggregated | 2052 | 3.4167e-08 | 527.1275 | 1.801e-05 | 2052 | Mitigation | 0.95 | 45 | 0 | esc | 0.00097009 | 3.3145e-11 | 0.00097009 | 3.3145e-11 | 0.03606 | 1.7389e-08 | 0.00988 | 6.2402e-10
[120 empty] | 7.3.3.17.5 (Remote Grid) Updates to grid topology to minimize risk of ignition in HFTDs Remote GridWLDFRContact from objectAggregated | WLDFR | HFTD - Distribution - Tier 3 - 5QU CoRE ¦ 2QU LoRE | Non-Red Flag Warning - Catastrophic Fires | Contact from object | Aggregated | 2053 | 3.4167e-08 | 527.1275 | 1.801e-05 | 2053 | Mitigation | 0.95 | 45 | 0 | esc | 0.00097009 | 3.3145e-11 | 0.00097009 | 3.3145e-11 | 0.03606 | 1.7389e-08 | 0.00988 | 6.2402e-10
[120 empty] | 7.3.3.17.5 (Remote Grid) Updates to grid topology to minimize risk of ignition in HFTDs Remote GridWLDFRContact from objectAggregated | WLDFR | HFTD - Distribution - Tier 3 - 5QU CoRE ¦ 2QU LoRE | Non-Red Flag Warning - Catastrophic Fires | Contact from object | Aggregated | 2054 | 3.4167e-08 | 527.1275 | 1.801e-05 | 2054 | Mitigation | 0.95 | 45 | 0 | esc | 0.00097009 | 3.3145e-11 | 0.00097009 | 3.3145e-11 | 0.03606 | 1.7389e-08 | 0.00988 | 6.2402e-10
[120 empty] | 7.3.3.17.5 (Remote Grid) Updates to grid topology to minimize risk of ignition in HFTDs Remote GridWLDFRContact from objectAggregated | WLDFR | HFTD - Distribution - Tier 3 - 5QU CoRE ¦ 2QU LoRE | Non-Red Flag Warning - Catastrophic Fires | Contact from object | Aggregated | 2055 | 3.4167e-08 | 527.1275 | 1.801e-05 | 2055 | Mitigation | 0.95 | 45 | 0 | esc | 0.00097009 | 3.3145e-11 | 0.00097009 | 3.3145e-11 | 0.03606 | 1.7389e-08 | 0.00988 | 6.2402e-10
[120 empty] | 7.3.3.17.5 (Remote Grid) Updates to grid topology to minimize risk of ignition in HFTDs Remote GridWLDFRContact from objectAggregated | WLDFR | HFTD - Distribution - Tier 3 - 5QU CoRE ¦ 2QU LoRE | Non-Red Flag Warning - Catastrophic Fires | Contact from object | Aggregated | 2056 | 3.4167e-08 | 527.1275 | 1.801e-05 | 2056 | Mitigation | 0.95 | 45 | 0 | esc | 0.00097009 | 3.3145e-11 | 0.00097009 | 3.3145e-11 | 0.03606 | 1.7389e-08 | 0.00988 | 6.2402e-10
[120 empty] | 7.3.3.17.5 (Remote Grid) Updates to grid topology to minimize risk of ignition in HFTDs Remote GridWLDFRContact from objectAggregated | WLDFR | HFTD - Distribution - Tier 3 - 5QU CoRE ¦ 2QU LoRE | Non-Red Flag Warning - Catastrophic Fires | Contact from object | Aggregated | 2057 | 3.4167e-08 | 527.1275 | 1.801e-05 | 2057 | Mitigation | 0.95 | 45 | 0 | esc | 0.00097009 | 3.3145e-11 | 0.00097009 | 3.3145e-11 | 0.03606 | 1.7389e-08 | 0.00988 | 6.2402e-10
[120 empty] | 7.3.3.17.5 (Remote Grid) Updates to grid topology to minimize risk of ignition in HFTDs Remote GridWLDFRContact from objectAggregated | WLDFR | HFTD - Distribution - Tier 3 - 5QU CoRE ¦ 2QU LoRE | Non-Red Flag Warning - Catastrophic Fires | Contact from object | Aggregated | 2058 | 3.4167e-08 | 527.1275 | 1.801e-05 | 2058 | Mitigation | 0.95 | 45 | 0 | esc | 0.00097009 | 3.3145e-11 | 0.00097009 | 3.3145e-11 | 0.03606 | 1.7389e-08 | 0 | 0
[120 empty] | 7.3.3.17.5 (Remote Grid) Updates to grid topology to minimize risk of ignition in HFTDs Remote GridWLDFRContact from objectAggregated | WLDFR | HFTD - Distribution - Tier 3 - 5QU CoRE ¦ 2QU LoRE | Non-Red Flag Warning - Catastrophic Fires | Contact from object | Aggregated | 2059 | 3.4167e-08 | 527.1275 | 1.801e-05 | 2059 | Mitigation | 0.95 | 45 | 0 | esc | 0.00097009 | 3.3145e-11 | 0.00097009 | 3.3145e-11 | 0.03606 | 1.7389e-08 | 0 | 0
[120 empty] | 7.3.3.17.5 (Remote Grid) Updates to grid topology to minimize risk of ignition in HFTDs Remote GridWLDFRContact from objectAggregated | WLDFR | HFTD - Distribution - Tier 3 - 5QU CoRE ¦ 2QU LoRE | Non-Red Flag Warning - Catastrophic Fires | Contact from object | Aggregated | 2060 | 3.4167e-08 | 527.1275 | 1.801e-05 | 2060 | Mitigation | 0.95 | 45 | 0 | esc | 0.00097009 | 3.3145e-11 | 0.00097009 | 3.3145e-11 | 0.03606 | 1.7389e-08 | 0.0085129 | 6.1498e-10
[120 empty] | 7.3.3.17.5 (Remote Grid) Updates to grid topology to minimize risk of ignition in HFTDs Remote GridWLDFRContact from objectAggregated | WLDFR | HFTD - Distribution - Tier 3 - 5QU CoRE ¦ 2QU LoRE | Non-Red Flag Warning - Catastrophic Fires | Contact from object | Aggregated | 2061 | 3.4167e-08 | 527.1275 | 1.801e-05 | 2061 | Mitigation | 0.95 | 45 | 0 | esc | 0.00097009 | 3.3145e-11 | 0.00097009 | 3.3145e-11 | 0.03606 | 1.7389e-08 | 0.0085129 | 6.1498e-10
[120 empty] | 7.3.3.17.5 (Remote Grid) Updates to grid topology to minimize risk of ignition in HFTDs Remote GridWLDFRContact from objectAggregated | WLDFR | HFTD - Distribution - Tier 3 - 5QU CoRE ¦ 2QU LoRE | Non-Red Flag Warning - Catastrophic Fires | Contact from object | Aggregated | 2062 | 3.4167e-08 | 527.1275 | 1.801e-05 | 2062 | Mitigation | 0.95 | 45 | 0 | esc | 0.00097009 | 3.3145e-11 | 0.00097009 | 3.3145e-11 | 0.03606 | 1.7389e-08 | 0.0085129 | 6.1498e-10
[120 empty] | 7.3.3.17.5 (Remote Grid) Updates to grid topology to minimize risk of ignition in HFTDs Remote GridWLDFRContact from objectAggregated | WLDFR | HFTD - Distribution - Tier 3 - 5QU CoRE ¦ 2QU LoRE | Non-Red Flag Warning - Catastrophic Fires | Contact from object | Aggregated | 2063 | 3.4167e-08 | 527.1275 | 1.801e-05 | 2063 | Mitigation | 0.95 | 45 | 0 | esc | 0.00097009 | 3.3145e-11 | 0.00097009 | 3.3145e-11 | 0.03606 | 1.7389e-08 | 0.0085129 | 6.1498e-10
[120 empty] | 7.3.3.17.5 (Remote Grid) Updates to grid topology to minimize risk of ignition in HFTDs Remote GridWLDFRContact from objectAggregated | WLDFR | HFTD - Distribution - Tier 3 - 5QU CoRE ¦ 2QU LoRE | Non-Red Flag Warning - Catastrophic Fires | Contact from object | Aggregated | 2064 | 3.4167e-08 | 527.1275 | 1.801e-05 | 2064 | Mitigation | 0.95 | 45 | 0 | esc | 0.00097009 | 3.3145e-11 | 0.00097009 | 3.3145e-11 | 0.03606 | 1.7389e-08 | 0.0085129 | 6.1498e-10
[120 empty] | 7.3.3.17.5 (Remote Grid) Updates to grid topology to minimize risk of ignition in HFTDs Remote GridWLDFRContact from objectAggregated | WLDFR | HFTD - Distribution - Tier 3 - 5QU CoRE ¦ 2QU LoRE | Non-Red Flag Warning - Catastrophic Fires | Contact from object | Aggregated | 2065 | 3.4167e-08 | 527.1275 | 1.801e-05 | 2065 | Mitigation | 0.95 | 45 | 0 | esc | 0.00097009 | 3.3145e-11 | 0.00097009 | 3.3145e-11 | 0.03606 | 1.7389e-08 | 0.0085129 | 6.1498e-10
[120 empty] | 7.3.3.17.5 (Remote Grid) Updates to grid topology to minimize risk of ignition in HFTDs Remote GridWLDFRContact from objectAggregated | WLDFR | HFTD - Distribution - Tier 3 - 5QU CoRE ¦ 2QU LoRE | Non-Red Flag Warning - Catastrophic Fires | Contact from object | Aggregated | 2066 | 3.4167e-08 | 527.1275 | 1.801e-05 | 2066 | Mitigation | 0.95 | 45 | 0 | esc | 0.00097009 | 3.3145e-11 | 0.00097009 | 3.3145e-11 | 0.03606 | 1.7389e-08 | 0.0085129 | 6.1498e-10
[120 empty] | 7.3.3.17.5 (Remote Grid) Updates to grid topology to minimize risk of ignition in HFTDs Remote GridWLDFRContact from objectAggregated | WLDFR | HFTD - Distribution - Tier 3 - 5QU CoRE ¦ 2QU LoRE | Non-Red Flag Warning - Catastrophic Fires | Contact from object | Aggregated | 2067 | 3.4167e-08 | 527.1275 | 1.801e-05 | 2067 | Mitigation | 0.95 | 45 | 0 | esc | 0 | 0 | 0.00097009 | 3.3145e-11 | 0.03606 | 1.7389e-08 | 0.0085129 | 6.1498e-10
[120 empty] | 7.3.3.17.5 (Remote Grid) Updates to grid topology to minimize risk of ignition in HFTDs Remote GridWLDFRContaminationAggregated | WLDFR | HFTD - Distribution - Tier 3 - 5QU CoRE ¦ 2QU LoRE | Non-Red Flag Warning - Catastrophic Fires | Contamination | Aggregated | 2022 | 1.0865e-09 | 527.1275 | 5.7273e-07 | 2022 | Mitigation | 0.95 | 45 | 0 | esc | 0.00097009 | 1.054e-12 | 0 | 0 | 0.03606 | 1.7389e-08 | 0.0085129 | 6.1498e-10
[120 empty] | 7.3.3.17.5 (Remote Grid) Updates to grid topology to minimize risk of ignition in HFTDs Remote GridWLDFRContaminationAggregated | WLDFR | HFTD - Distribution - Tier 3 - 5QU CoRE ¦ 2QU LoRE | Non-Red Flag Warning - Catastrophic Fires | Contamination | Aggregated | 2023 | 1.0865e-09 | 527.1275 | 5.7273e-07 | 2023 | Mitigation | 0.95 | 45 | 0 | esc | 0.00097009 | 1.054e-12 | 0.00097009 | 1.054e-12 | 0.03606 | 1.7389e-08 | 0.0085129 | 6.1498e-10
[120 empty] | 7.3.3.17.5 (Remote Grid) Updates to grid topology to minimize risk of ignition in HFTDs Remote GridWLDFRContaminationAggregated | WLDFR | HFTD - Distribution - Tier 3 - 5QU CoRE ¦ 2QU LoRE | Non-Red Flag Warning - Catastrophic Fires | Contamination | Aggregated | 2024 | 1.0865e-09 | 527.1275 | 5.7273e-07 | 2024 | Mitigation | 0.95 | 45 | 0 | esc | 0.00097009 | 1.054e-12 | 0.00097009 | 1.054e-12 | 0.03606 | 1.7389e-08 | 0.0085129 | 6.1498e-10
[120 empty] | 7.3.3.17.5 (Remote Grid) Updates to grid topology to minimize risk of ignition in HFTDs Remote GridWLDFRContaminationAggregated | WLDFR | HFTD - Distribution - Tier 3 - 5QU CoRE ¦ 2QU LoRE | Non-Red Flag Warning - Catastrophic Fires | Contamination | Aggregated | 2025 | 1.0865e-09 | 527.1275 | 5.7273e-07 | 2025 | Mitigation | 0.95 | 45 | 0 | esc | 0.00097009 | 1.054e-12 | 0.00097009 | 1.054e-12 | 0.03606 | 1.7389e-08 | 0.0085129 | 6.1498e-10
[120 empty] | 7.3.3.17.5 (Remote Grid) Updates to grid topology to minimize risk of ignition in HFTDs Remote GridWLDFRContaminationAggregated | WLDFR | HFTD - Distribution - Tier 3 - 5QU CoRE ¦ 2QU LoRE | Non-Red Flag Warning - Catastrophic Fires | Contamination | Aggregated | 2026 | 1.0865e-09 | 527.1275 | 5.7273e-07 | 2026 | Mitigation | 0.95 | 45 | 0 | esc | 0.00097009 | 1.054e-12 | 0.00097009 | 1.054e-12 | 0.03606 | 1.7389e-08 | 0.0085129 | 6.1498e-10
[120 empty] | 7.3.3.17.5 (Remote Grid) Updates to grid topology to minimize risk of ignition in HFTDs Remote GridWLDFRContaminationAggregated | WLDFR | HFTD - Distribution - Tier 3 - 5QU CoRE ¦ 2QU LoRE | Non-Red Flag Warning - Catastrophic Fires | Contamination | Aggregated | 2027 | 1.0865e-09 | 527.1275 | 5.7273e-07 | 2027 | Mitigation | 0.95 | 45 | 0 | esc | 0.00097009 | 1.054e-12 | 0.00097009 | 1.054e-12 | 0.03606 | 1.7389e-08 | 0.0085129 | 6.1498e-10
[120 empty] | 7.3.3.17.5 (Remote Grid) Updates to grid topology to minimize risk of ignition in HFTDs Remote GridWLDFRContaminationAggregated | WLDFR | HFTD - Distribution - Tier 3 - 5QU CoRE ¦ 2QU LoRE | Non-Red Flag Warning - Catastrophic Fires | Contamination | Aggregated | 2028 | 1.0865e-09 | 527.1275 | 5.7273e-07 | 2028 | Mitigation | 0.95 | 45 | 0 | esc | 0.00097009 | 1.054e-12 | 0.00097009 | 1.054e-12 | 0.03606 | 1.7389e-08 | 0.0085129 | 6.1498e-10
[120 empty] | 7.3.3.17.5 (Remote Grid) Updates to grid topology to minimize risk of ignition in HFTDs Remote GridWLDFRContaminationAggregated | WLDFR | HFTD - Distribution - Tier 3 - 5QU CoRE ¦ 2QU LoRE | Non-Red Flag Warning - Catastrophic Fires | Contamination | Aggregated | 2029 | 1.0865e-09 | 527.1275 | 5.7273e-07 | 2029 | Mitigation | 0.95 | 45 | 0 | esc | 0.00097009 | 1.054e-12 | 0.00097009 | 1.054e-12 | 0.03606 | 1.7389e-08 | 0.0085129 | 6.1498e-10
[120 empty] | 7.3.3.17.5 (Remote Grid) Updates to grid topology to minimize risk of ignition in HFTDs Remote GridWLDFRContaminationAggregated | WLDFR | HFTD - Distribution - Tier 3 - 5QU CoRE ¦ 2QU LoRE | Non-Red Flag Warning - Catastrophic Fires | Contamination | Aggregated | 2030 | 1.0865e-09 | 527.1275 | 5.7273e-07 | 2030 | Mitigation | 0.95 | 45 | 0 | esc | 0.00097009 | 1.054e-12 | 0.00097009 | 1.054e-12 | 0.03606 | 1.7389e-08 | 0.0085129 | 6.1498e-10
[120 empty] | 7.3.3.17.5 (Remote Grid) Updates to grid topology to minimize risk of ignition in HFTDs Remote GridWLDFRContaminationAggregated | WLDFR | HFTD - Distribution - Tier 3 - 5QU CoRE ¦ 2QU LoRE | Non-Red Flag Warning - Catastrophic Fires | Contamination | Aggregated | 2031 | 1.0865e-09 | 527.1275 | 5.7273e-07 | 2031 | Mitigation | 0.95 | 45 | 0 | esc | 0.00097009 | 1.054e-12 | 0.00097009 | 1.054e-12 | 0.03606 | 1.7389e-08 | 0.0085129 | 6.1498e-10
[120 empty] | 7.3.3.17.5 (Remote Grid) Updates to grid topology to minimize risk of ignition in HFTDs Remote GridWLDFRContaminationAggregated | WLDFR | HFTD - Distribution - Tier 3 - 5QU CoRE ¦ 2QU LoRE | Non-Red Flag Warning - Catastrophic Fires | Contamination | Aggregated | 2032 | 1.0865e-09 | 527.1275 | 5.7273e-07 | 2032 | Mitigation | 0.95 | 45 | 0 | esc | 0.00097009 | 1.054e-12 | 0.00097009 | 1.054e-12 | 0.03606 | 1.7389e-08 | 0.0085129 | 6.1498e-10
[120 empty] | 7.3.3.17.5 (Remote Grid) Updates to grid topology to minimize risk of ignition in HFTDs Remote GridWLDFRContaminationAggregated | WLDFR | HFTD - Distribution - Tier 3 - 5QU CoRE ¦ 2QU LoRE | Non-Red Flag Warning - Catastrophic Fires | Contamination | Aggregated | 2033 | 1.0865e-09 | 527.1275 | 5.7273e-07 | 2033 | Mitigation | 0.95 | 45 | 0 | esc | 0.00097009 | 1.054e-12 | 0.00097009 | 1.054e-12 | 0.03606 | 1.7389e-08 | 0.0085129 | 6.1498e-10
[120 empty] | 7.3.3.17.5 (Remote Grid) Updates to grid topology to minimize risk of ignition in HFTDs Remote GridWLDFRContaminationAggregated | WLDFR | HFTD - Distribution - Tier 3 - 5QU CoRE ¦ 2QU LoRE | Non-Red Flag Warning - Catastrophic Fires | Contamination | Aggregated | 2034 | 1.0865e-09 | 527.1275 | 5.7273e-07 | 2034 | Mitigation | 0.95 | 45 | 0 | esc | 0.00097009 | 1.054e-12 | 0.00097009 | 1.054e-12 | 0.03606 | 1.7389e-08 | 0.0085129 | 6.1498e-10
[120 empty] | 7.3.3.17.5 (Remote Grid) Updates to grid topology to minimize risk of ignition in HFTDs Remote GridWLDFRContaminationAggregated | WLDFR | HFTD - Distribution - Tier 3 - 5QU CoRE ¦ 2QU LoRE | Non-Red Flag Warning - Catastrophic Fires | Contamination | Aggregated | 2035 | 1.0865e-09 | 527.1275 | 5.7273e-07 | 2035 | Mitigation | 0.95 | 45 | 0 | esc | 0.00097009 | 1.054e-12 | 0.00097009 | 1.054e-12 | 0.03606 | 1.7389e-08 | 0.0085129 | 6.1498e-10
[120 empty] | 7.3.3.17.5 (Remote Grid) Updates to grid topology to minimize risk of ignition in HFTDs Remote GridWLDFRContaminationAggregated | WLDFR | HFTD - Distribution - Tier 3 - 5QU CoRE ¦ 2QU LoRE | Non-Red Flag Warning - Catastrophic Fires | Contamination | Aggregated | 2036 | 1.0865e-09 | 527.1275 | 5.7273e-07 | 2036 | Mitigation | 0.95 | 45 | 0 | esc | 0.00097009 | 1.054e-12 | 0.00097009 | 1.054e-12 | 0.03606 | 1.7389e-08 | 0.0085129 | 6.1498e-10
[120 empty] | 7.3.3.17.5 (Remote Grid) Updates to grid topology to minimize risk of ignition in HFTDs Remote GridWLDFRContaminationAggregated | WLDFR | HFTD - Distribution - Tier 3 - 5QU CoRE ¦ 2QU LoRE | Non-Red Flag Warning - Catastrophic Fires | Contamination | Aggregated | 2037 | 1.0865e-09 | 527.1275 | 5.7273e-07 | 2037 | Mitigation | 0.95 | 45 | 0 | esc | 0.00097009 | 1.054e-12 | 0.00097009 | 1.054e-12 | 0.03606 | 1.7389e-08 | 0.0085129 | 6.1498e-10
[120 empty] | 7.3.3.17.5 (Remote Grid) Updates to grid topology to minimize risk of ignition in HFTDs Remote GridWLDFRContaminationAggregated | WLDFR | HFTD - Distribution - Tier 3 - 5QU CoRE ¦ 2QU LoRE | Non-Red Flag Warning - Catastrophic Fires | Contamination | Aggregated | 2038 | 1.0865e-09 | 527.1275 | 5.7273e-07 | 2038 | Mitigation | 0.95 | 45 | 0 | esc | 0.00097009 | 1.054e-12 | 0.00097009 | 1.054e-12 | 0.03606 | 1.7389e-08 | 0.0085129 | 6.1498e-10
[120 empty] | 7.3.3.17.5 (Remote Grid) Updates to grid topology to minimize risk of ignition in HFTDs Remote GridWLDFRContaminationAggregated | WLDFR | HFTD - Distribution - Tier 3 - 5QU CoRE ¦ 2QU LoRE | Non-Red Flag Warning - Catastrophic Fires | Contamination | Aggregated | 2039 | 1.0865e-09 | 527.1275 | 5.7273e-07 | 2039 | Mitigation | 0.95 | 45 | 0 | esc | 0.00097009 | 1.054e-12 | 0.00097009 | 1.054e-12 | 0.03606 | 1.7389e-08 | 0.0085129 | 6.1498e-10
[120 empty] | 7.3.3.17.5 (Remote Grid) Updates to grid topology to minimize risk of ignition in HFTDs Remote GridWLDFRContaminationAggregated | WLDFR | HFTD - Distribution - Tier 3 - 5QU CoRE ¦ 2QU LoRE | Non-Red Flag Warning - Catastrophic Fires | Contamination | Aggregated | 2040 | 1.0865e-09 | 527.1275 | 5.7273e-07 | 2040 | Mitigation | 0.95 | 45 | 0 | esc | 0.00097009 | 1.054e-12 | 0.00097009 | 1.054e-12 | 0.03606 | 1.7389e-08 | 0.0085129 | 6.1498e-10
[120 empty] | 7.3.3.17.5 (Remote Grid) Updates to grid topology to minimize risk of ignition in HFTDs Remote GridWLDFRContaminationAggregated | WLDFR | HFTD - Distribution - Tier 3 - 5QU CoRE ¦ 2QU LoRE | Non-Red Flag Warning - Catastrophic Fires | Contamination | Aggregated | 2041 | 1.0865e-09 | 527.1275 | 5.7273e-07 | 2041 | Mitigation | 0.95 | 45 | 0 | esc | 0.00097009 | 1.054e-12 | 0.00097009 | 1.054e-12 | 0.03606 | 1.7389e-08 | 0.0085129 | 6.1498e-10
[120 empty] | 7.3.3.17.5 (Remote Grid) Updates to grid topology to minimize risk of ignition in HFTDs Remote GridWLDFRContaminationAggregated | WLDFR | HFTD - Distribution - Tier 3 - 5QU CoRE ¦ 2QU LoRE | Non-Red Flag Warning - Catastrophic Fires | Contamination | Aggregated | 2042 | 1.0865e-09 | 527.1275 | 5.7273e-07 | 2042 | Mitigation | 0.95 | 45 | 0 | esc | 0.00097009 | 1.054e-12 | 0.00097009 | 1.054e-12 | 0.03606 | 1.7389e-08 | 0.0085129 | 6.1498e-10
[120 empty] | 7.3.3.17.5 (Remote Grid) Updates to grid topology to minimize risk of ignition in HFTDs Remote GridWLDFRContaminationAggregated | WLDFR | HFTD - Distribution - Tier 3 - 5QU CoRE ¦ 2QU LoRE | Non-Red Flag Warning - Catastrophic Fires | Contamination | Aggregated | 2043 | 1.0865e-09 | 527.1275 | 5.7273e-07 | 2043 | Mitigation | 0.95 | 45 | 0 | esc | 0.00097009 | 1.054e-12 | 0.00097009 | 1.054e-12 | 0.03606 | 1.7389e-08 | 0.0085129 | 6.1498e-10
[120 empty] | 7.3.3.17.5 (Remote Grid) Updates to grid topology to minimize risk of ignition in HFTDs Remote GridWLDFRContaminationAggregated | WLDFR | HFTD - Distribution - Tier 3 - 5QU CoRE ¦ 2QU LoRE | Non-Red Flag Warning - Catastrophic Fires | Contamination | Aggregated | 2044 | 1.0865e-09 | 527.1275 | 5.7273e-07 | 2044 | Mitigation | 0.95 | 45 | 0 | esc | 0.00097009 | 1.054e-12 | 0.00097009 | 1.054e-12 | 0.03606 | 1.7389e-08 | 0 | 0
[120 empty] | 7.3.3.17.5 (Remote Grid) Updates to grid topology to minimize risk of ignition in HFTDs Remote GridWLDFRContaminationAggregated | WLDFR | HFTD - Distribution - Tier 3 - 5QU CoRE ¦ 2QU LoRE | Non-Red Flag Warning - Catastrophic Fires | Contamination | Aggregated | 2045 | 1.0865e-09 | 527.1275 | 5.7273e-07 | 2045 | Mitigation | 0.95 | 45 | 0 | esc | 0.00097009 | 1.054e-12 | 0.00097009 | 1.054e-12 | 0.03606 | 1.7389e-08 | 0 | 0
[120 empty] | 7.3.3.17.5 (Remote Grid) Updates to grid topology to minimize risk of ignition in HFTDs Remote GridWLDFRContaminationAggregated | WLDFR | HFTD - Distribution - Tier 3 - 5QU CoRE ¦ 2QU LoRE | Non-Red Flag Warning - Catastrophic Fires | Contamination | Aggregated | 2046 | 1.0865e-09 | 527.1275 | 5.7273e-07 | 2046 | Mitigation | 0.95 | 45 | 0 | esc | 0.00097009 | 1.054e-12 | 0.00097009 | 1.054e-12 | 0.03606 | 1.7389e-08 | 0.0093087 | 3.961e-09
[120 empty] | 7.3.3.17.5 (Remote Grid) Updates to grid topology to minimize risk of ignition in HFTDs Remote GridWLDFRContaminationAggregated | WLDFR | HFTD - Distribution - Tier 3 - 5QU CoRE ¦ 2QU LoRE | Non-Red Flag Warning - Catastrophic Fires | Contamination | Aggregated | 2047 | 1.0865e-09 | 527.1275 | 5.7273e-07 | 2047 | Mitigation | 0.95 | 45 | 0 | esc | 0.00097009 | 1.054e-12 | 0.00097009 | 1.054e-12 | 0.03606 | 1.7389e-08 | 0.0093087 | 3.961e-09
[120 empty] | 7.3.3.17.5 (Remote Grid) Updates to grid topology to minimize risk of ignition in HFTDs Remote GridWLDFRContaminationAggregated | WLDFR | HFTD - Distribution - Tier 3 - 5QU CoRE ¦ 2QU LoRE | Non-Red Flag Warning - Catastrophic Fires | Contamination | Aggregated | 2048 | 1.0865e-09 | 527.1275 | 5.7273e-07 | 2048 | Mitigation | 0.95 | 45 | 0 | esc | 0.00097009 | 1.054e-12 | 0.00097009 | 1.054e-12 | 0.03606 | 1.7389e-08 | 0.0093087 | 3.961e-09
[120 empty] | 7.3.3.17.5 (Remote Grid) Updates to grid topology to minimize risk of ignition in HFTDs Remote GridWLDFRContaminationAggregated | WLDFR | HFTD - Distribution - Tier 3 - 5QU CoRE ¦ 2QU LoRE | Non-Red Flag Warning - Catastrophic Fires | Contamination | Aggregated | 2049 | 1.0865e-09 | 527.1275 | 5.7273e-07 | 2049 | Mitigation | 0.95 | 45 | 0 | esc | 0.00097009 | 1.054e-12 | 0.00097009 | 1.054e-12 | 0.03606 | 1.7389e-08 | 0.0093087 | 3.961e-09
[120 empty] | 7.3.3.17.5 (Remote Grid) Updates to grid topology to minimize risk of ignition in HFTDs Remote GridWLDFRContaminationAggregated | WLDFR | HFTD - Distribution - Tier 3 - 5QU CoRE ¦ 2QU LoRE | Non-Red Flag Warning - Catastrophic Fires | Contamination | Aggregated | 2050 | 1.0865e-09 | 527.1275 | 5.7273e-07 | 2050 | Mitigation | 0.95 | 45 | 0 | esc | 0.00097009 | 1.054e-12 | 0.00097009 | 1.054e-12 | 0.03606 | 1.7389e-08 | 0.0093087 | 3.961e-09
[120 empty] | 7.3.3.17.5 (Remote Grid) Updates to grid topology to minimize risk of ignition in HFTDs Remote GridWLDFRContaminationAggregated | WLDFR | HFTD - Distribution - Tier 3 - 5QU CoRE ¦ 2QU LoRE | Non-Red Flag Warning - Catastrophic Fires | Contamination | Aggregated | 2051 | 1.0865e-09 | 527.1275 | 5.7273e-07 | 2051 | Mitigation | 0.95 | 45 | 0 | esc | 0.00097009 | 1.054e-12 | 0.00097009 | 1.054e-12 | 0.03606 | 1.7389e-08 | 0.0093087 | 3.961e-09
[120 empty] | 7.3.3.17.5 (Remote Grid) Updates to grid topology to minimize risk of ignition in HFTDs Remote GridWLDFRContaminationAggregated | WLDFR | HFTD - Distribution - Tier 3 - 5QU CoRE ¦ 2QU LoRE | Non-Red Flag Warning - Catastrophic Fires | Contamination | Aggregated | 2052 | 1.0865e-09 | 527.1275 | 5.7273e-07 | 2052 | Mitigation | 0.95 | 45 | 0 | esc | 0.00097009 | 1.054e-12 | 0.00097009 | 1.054e-12 | 0.03606 | 1.7389e-08 | 0.0093087 | 3.961e-09
[120 empty] | 7.3.3.17.5 (Remote Grid) Updates to grid topology to minimize risk of ignition in HFTDs Remote GridWLDFRContaminationAggregated | WLDFR | HFTD - Distribution - Tier 3 - 5QU CoRE ¦ 2QU LoRE | Non-Red Flag Warning - Catastrophic Fires | Contamination | Aggregated | 2053 | 1.0865e-09 | 527.1275 | 5.7273e-07 | 2053 | Mitigation | 0.95 | 45 | 0 | esc | 0.00097009 | 1.054e-12 | 0.00097009 | 1.054e-12 | 0.03606 | 1.7389e-08 | 0.0093087 | 3.961e-09
[120 empty] | 7.3.3.17.5 (Remote Grid) Updates to grid topology to minimize risk of ignition in HFTDs Remote GridWLDFRContaminationAggregated | WLDFR | HFTD - Distribution - Tier 3 - 5QU CoRE ¦ 2QU LoRE | Non-Red Flag Warning - Catastrophic Fires | Contamination | Aggregated | 2054 | 1.0865e-09 | 527.1275 | 5.7273e-07 | 2054 | Mitigation | 0.95 | 45 | 0 | esc | 0.00097009 | 1.054e-12 | 0.00097009 | 1.054e-12 | 0 | 0 | 0.0093087 | 3.961e-09
[120 empty] | 7.3.3.17.5 (Remote Grid) Updates to grid topology to minimize risk of ignition in HFTDs Remote GridWLDFRContaminationAggregated | WLDFR | HFTD - Distribution - Tier 3 - 5QU CoRE ¦ 2QU LoRE | Non-Red Flag Warning - Catastrophic Fires | Contamination | Aggregated | 2055 | 1.0865e-09 | 527.1275 | 5.7273e-07 | 2055 | Mitigation | 0.95 | 45 | 0 | esc | 0.00097009 | 1.054e-12 | 0.00097009 | 1.054e-12 | 0.03606 | 6.0725e-13 | 0.0093087 | 3.961e-09
[120 empty] | 7.3.3.17.5 (Remote Grid) Updates to grid topology to minimize risk of ignition in HFTDs Remote GridWLDFRContaminationAggregated | WLDFR | HFTD - Distribution - Tier 3 - 5QU CoRE ¦ 2QU LoRE | Non-Red Flag Warning - Catastrophic Fires | Contamination | Aggregated | 2056 | 1.0865e-09 | 527.1275 | 5.7273e-07 | 2056 | Mitigation | 0.95 | 45 | 0 | esc | 0.00097009 | 1.054e-12 | 0.00097009 | 1.054e-12 | 0.03606 | 6.0725e-13 | 0.0093087 | 3.961e-09
[120 empty] | 7.3.3.17.5 (Remote Grid) Updates to grid topology to minimize risk of ignition in HFTDs Remote GridWLDFRContaminationAggregated | WLDFR | HFTD - Distribution - Tier 3 - 5QU CoRE ¦ 2QU LoRE | Non-Red Flag Warning - Catastrophic Fires | Contamination | Aggregated | 2057 | 1.0865e-09 | 527.1275 | 5.7273e-07 | 2057 | Mitigation | 0.95 | 45 | 0 | esc | 0.00097009 | 1.054e-12 | 0.00097009 | 1.054e-12 | 0.03606 | 6.0725e-13 | 0.0093087 | 3.961e-09
[120 empty] | 7.3.3.17.5 (Remote Grid) Updates to grid topology to minimize risk of ignition in HFTDs Remote GridWLDFRContaminationAggregated | WLDFR | HFTD - Distribution - Tier 3 - 5QU CoRE ¦ 2QU LoRE | Non-Red Flag Warning - Catastrophic Fires | Contamination | Aggregated | 2058 | 1.0865e-09 | 527.1275 | 5.7273e-07 | 2058 | Mitigation | 0.95 | 45 | 0 | esc | 0.00097009 | 1.054e-12 | 0.00097009 | 1.054e-12 | 0.03606 | 6.0725e-13 | 0.0093087 | 3.961e-09
[120 empty] | 7.3.3.17.5 (Remote Grid) Updates to grid topology to minimize risk of ignition in HFTDs Remote GridWLDFRContaminationAggregated | WLDFR | HFTD - Distribution - Tier 3 - 5QU CoRE ¦ 2QU LoRE | Non-Red Flag Warning - Catastrophic Fires | Contamination | Aggregated | 2059 | 1.0865e-09 | 527.1275 | 5.7273e-07 | 2059 | Mitigation | 0.95 | 45 | 0 | esc | 0.00097009 | 1.054e-12 | 0.00097009 | 1.054e-12 | 0.03606 | 6.0725e-13 | 0.0093087 | 3.961e-09
[120 empty] | 7.3.3.17.5 (Remote Grid) Updates to grid topology to minimize risk of ignition in HFTDs Remote GridWLDFRContaminationAggregated | WLDFR | HFTD - Distribution - Tier 3 - 5QU CoRE ¦ 2QU LoRE | Non-Red Flag Warning - Catastrophic Fires | Contamination | Aggregated | 2060 | 1.0865e-09 | 527.1275 | 5.7273e-07 | 2060 | Mitigation | 0.95 | 45 | 0 | esc | 0.00097009 | 1.054e-12 | 0.00097009 | 1.054e-12 | 0.03606 | 6.0725e-13 | 0.0093087 | 3.961e-09
[120 empty] | 7.3.3.17.5 (Remote Grid) Updates to grid topology to minimize risk of ignition in HFTDs Remote GridWLDFRContaminationAggregated | WLDFR | HFTD - Distribution - Tier 3 - 5QU CoRE ¦ 2QU LoRE | Non-Red Flag Warning - Catastrophic Fires | Contamination | Aggregated | 2061 | 1.0865e-09 | 527.1275 | 5.7273e-07 | 2061 | Mitigation | 0.95 | 45 | 0 | esc | 0.00097009 | 1.054e-12 | 0.00097009 | 1.054e-12 | 0.03606 | 6.0725e-13 | 0.0093087 | 3.961e-09
[120 empty] | 7.3.3.17.5 (Remote Grid) Updates to grid topology to minimize risk of ignition in HFTDs Remote GridWLDFRContaminationAggregated | WLDFR | HFTD - Distribution - Tier 3 - 5QU CoRE ¦ 2QU LoRE | Non-Red Flag Warning - Catastrophic Fires | Contamination | Aggregated | 2062 | 1.0865e-09 | 527.1275 | 5.7273e-07 | 2062 | Mitigation | 0.95 | 45 | 0 | esc | 0.00097009 | 1.054e-12 | 0.00097009 | 1.054e-12 | 0.03606 | 6.0725e-13 | 0.0093087 | 3.961e-09
[120 empty] | 7.3.3.17.5 (Remote Grid) Updates to grid topology to minimize risk of ignition in HFTDs Remote GridWLDFRContaminationAggregated | WLDFR | HFTD - Distribution - Tier 3 - 5QU CoRE ¦ 2QU LoRE | Non-Red Flag Warning - Catastrophic Fires | Contamination | Aggregated | 2063 | 1.0865e-09 | 527.1275 | 5.7273e-07 | 2063 | Mitigation | 0.95 | 45 | 0 | esc | 0.00097009 | 1.054e-12 | 0.00097009 | 1.054e-12 | 0.03606 | 6.0725e-13 | 0.0093087 | 3.961e-09
[120 empty] | 7.3.3.17.5 (Remote Grid) Updates to grid topology to minimize risk of ignition in HFTDs Remote GridWLDFRContaminationAggregated | WLDFR | HFTD - Distribution - Tier 3 - 5QU CoRE ¦ 2QU LoRE | Non-Red Flag Warning - Catastrophic Fires | Contamination | Aggregated | 2064 | 1.0865e-09 | 527.1275 | 5.7273e-07 | 2064 | Mitigation | 0.95 | 45 | 0 | esc | 0.00097009 | 1.054e-12 | 0.00097009 | 1.054e-12 | 0.03606 | 6.0725e-13 | 0.0093087 | 3.961e-09
[120 empty] | 7.3.3.17.5 (Remote Grid) Updates to grid topology to minimize risk of ignition in HFTDs Remote GridWLDFRContaminationAggregated | WLDFR | HFTD - Distribution - Tier 3 - 5QU CoRE ¦ 2QU LoRE | Non-Red Flag Warning - Catastrophic Fires | Contamination | Aggregated | 2065 | 1.0865e-09 | 527.1275 | 5.7273e-07 | 2065 | Mitigation | 0.95 | 45 | 0 | esc | 0.00097009 | 1.054e-12 | 0.00097009 | 1.054e-12 | 0.03606 | 6.0725e-13 | 0.0093087 | 3.961e-09
[120 empty] | 7.3.3.17.5 (Remote Grid) Updates to grid topology to minimize risk of ignition in HFTDs Remote GridWLDFRContaminationAggregated | WLDFR | HFTD - Distribution - Tier 3 - 5QU CoRE ¦ 2QU LoRE | Non-Red Flag Warning - Catastrophic Fires | Contamination | Aggregated | 2066 | 1.0865e-09 | 527.1275 | 5.7273e-07 | 2066 | Mitigation | 0.95 | 45 | 0 | esc | 0.00097009 | 1.054e-12 | 0.00097009 | 1.054e-12 | 0.03606 | 6.0725e-13 | 0.0093087 | 3.961e-09
[120 empty] | 7.3.3.17.5 (Remote Grid) Updates to grid topology to minimize risk of ignition in HFTDs Remote GridWLDFRContaminationAggregated | WLDFR | HFTD - Distribution - Tier 3 - 5QU CoRE ¦ 2QU LoRE | Non-Red Flag Warning - Catastrophic Fires | Contamination | Aggregated | 2067 | 1.0865e-09 | 527.1275 | 5.7273e-07 | 2067 | Mitigation | 0.95 | 45 | 0 | esc | 0 | 0 | 0.00097009 | 1.054e-12 | 0.03606 | 6.0725e-13 | 0.0093087 | 3.961e-09
[120 empty] | 7.3.3.17.5 (Remote Grid) Updates to grid topology to minimize risk of ignition in HFTDs Remote GridWLDFREquipment / facility failureAggregated | WLDFR | HFTD - Distribution - Tier 3 - 5QU CoRE ¦ 2QU LoRE | Non-Red Flag Warning - Catastrophic Fires | Equipment / facility failure | Aggregated | 2022 | 1.7653e-09 | 527.1275 | 9.3051e-07 | 2022 | Mitigation | 0.95 | 45 | 0 | esc | 0.00097009 | 1.7124e-12 | 0 | 0 | 0.03606 | 6.0725e-13 | 0.0093087 | 3.961e-09
[120 empty] | 7.3.3.17.5 (Remote Grid) Updates to grid topology to minimize risk of ignition in HFTDs Remote GridWLDFREquipment / facility failureAggregated | WLDFR | HFTD - Distribution - Tier 3 - 5QU CoRE ¦ 2QU LoRE | Non-Red Flag Warning - Catastrophic Fires | Equipment / facility failure | Aggregated | 2023 | 1.7653e-09 | 527.1275 | 9.3051e-07 | 2023 | Mitigation | 0.95 | 45 | 0 | esc | 0.00097009 | 1.7124e-12 | 0.00097009 | 1.7124e-12 | 0.03606 | 6.0725e-13 | 0.0093087 | 3.961e-09
[120 empty] | 7.3.3.17.5 (Remote Grid) Updates to grid topology to minimize risk of ignition in HFTDs Remote GridWLDFREquipment / facility failureAggregated | WLDFR | HFTD - Distribution - Tier 3 - 5QU CoRE ¦ 2QU LoRE | Non-Red Flag Warning - Catastrophic Fires | Equipment / facility failure | Aggregated | 2024 | 1.7653e-09 | 527.1275 | 9.3051e-07 | 2024 | Mitigation | 0.95 | 45 | 0 | esc | 0.00097009 | 1.7124e-12 | 0.00097009 | 1.7124e-12 | 0.03606 | 6.0725e-13 | 0.0093087 | 3.961e-09
[120 empty] | 7.3.3.17.5 (Remote Grid) Updates to grid topology to minimize risk of ignition in HFTDs Remote GridWLDFREquipment / facility failureAggregated | WLDFR | HFTD - Distribution - Tier 3 - 5QU CoRE ¦ 2QU LoRE | Non-Red Flag Warning - Catastrophic Fires | Equipment / facility failure | Aggregated | 2025 | 1.7653e-09 | 527.1275 | 9.3051e-07 | 2025 | Mitigation | 0.95 | 45 | 0 | esc | 0.00097009 | 1.7124e-12 | 0.00097009 | 1.7124e-12 | 0.03606 | 6.0725e-13 | 0.0093087 | 3.961e-09
[120 empty] | 7.3.3.17.5 (Remote Grid) Updates to grid topology to minimize risk of ignition in HFTDs Remote GridWLDFREquipment / facility failureAggregated | WLDFR | HFTD - Distribution - Tier 3 - 5QU CoRE ¦ 2QU LoRE | Non-Red Flag Warning - Catastrophic Fires | Equipment / facility failure | Aggregated | 2026 | 1.7653e-09 | 527.1275 | 9.3051e-07 | 2026 | Mitigation | 0.95 | 45 | 0 | esc | 0.00097009 | 1.7124e-12 | 0.00097009 | 1.7124e-12 | 0.03606 | 6.0725e-13 | 0.0093087 | 3.961e-09
[120 empty] | 7.3.3.17.5 (Remote Grid) Updates to grid topology to minimize risk of ignition in HFTDs Remote GridWLDFREquipment / facility failureAggregated | WLDFR | HFTD - Distribution - Tier 3 - 5QU CoRE ¦ 2QU LoRE | Non-Red Flag Warning - Catastrophic Fires | Equipment / facility failure | Aggregated | 2027 | 1.7653e-09 | 527.1275 | 9.3051e-07 | 2027 | Mitigation | 0.95 | 45 | 0 | esc | 0.00097009 | 1.7124e-12 | 0.00097009 | 1.7124e-12 | 0.03606 | 6.0725e-13 | 0.0093087 | 3.961e-09
[120 empty] | 7.3.3.17.5 (Remote Grid) Updates to grid topology to minimize risk of ignition in HFTDs Remote GridWLDFREquipment / facility failureAggregated | WLDFR | HFTD - Distribution - Tier 3 - 5QU CoRE ¦ 2QU LoRE | Non-Red Flag Warning - Catastrophic Fires | Equipment / facility failure | Aggregated | 2028 | 1.7653e-09 | 527.1275 | 9.3051e-07 | 2028 | Mitigation | 0.95 | 45 | 0 | esc | 0.00097009 | 1.7124e-12 | 0.00097009 | 1.7124e-12 | 0.03606 | 6.0725e-13 | 0.0093087 | 3.961e-09
[120 empty] | 7.3.3.17.5 (Remote Grid) Updates to grid topology to minimize risk of ignition in HFTDs Remote GridWLDFREquipment / facility failureAggregated | WLDFR | HFTD - Distribution - Tier 3 - 5QU CoRE ¦ 2QU LoRE | Non-Red Flag Warning - Catastrophic Fires | Equipment / facility failure | Aggregated | 2029 | 1.7653e-09 | 527.1275 | 9.3051e-07 | 2029 | Mitigation | 0.95 | 45 | 0 | esc | 0.00097009 | 1.7124e-12 | 0.00097009 | 1.7124e-12 | 0.03606 | 6.0725e-13 | 0.0093087 | 3.961e-09
[120 empty] | 7.3.3.17.5 (Remote Grid) Updates to grid topology to minimize risk of ignition in HFTDs Remote GridWLDFREquipment / facility failureAggregated | WLDFR | HFTD - Distribution - Tier 3 - 5QU CoRE ¦ 2QU LoRE | Non-Red Flag Warning - Catastrophic Fires | Equipment / facility failure | Aggregated | 2030 | 1.7653e-09 | 527.1275 | 9.3051e-07 | 2030 | Mitigation | 0.95 | 45 | 0 | esc | 0.00097009 | 1.7124e-12 | 0.00097009 | 1.7124e-12 | 0.03606 | 6.0725e-13 | 0 | 0
[120 empty] | 7.3.3.17.5 (Remote Grid) Updates to grid topology to minimize risk of ignition in HFTDs Remote GridWLDFREquipment / facility failureAggregated | WLDFR | HFTD - Distribution - Tier 3 - 5QU CoRE ¦ 2QU LoRE | Non-Red Flag Warning - Catastrophic Fires | Equipment / facility failure | Aggregated | 2031 | 1.7653e-09 | 527.1275 | 9.3051e-07 | 2031 | Mitigation | 0.95 | 45 | 0 | esc | 0.00097009 | 1.7124e-12 | 0.00097009 | 1.7124e-12 | 0.03606 | 6.0725e-13 | 0 | 0
[120 empty] | 7.3.3.17.5 (Remote Grid) Updates to grid topology to minimize risk of ignition in HFTDs Remote GridWLDFREquipment / facility failureAggregated | WLDFR | HFTD - Distribution - Tier 3 - 5QU CoRE ¦ 2QU LoRE | Non-Red Flag Warning - Catastrophic Fires | Equipment / facility failure | Aggregated | 2032 | 1.7653e-09 | 527.1275 | 9.3051e-07 | 2032 | Mitigation | 0.95 | 45 | 0 | esc | 0.00097009 | 1.7124e-12 | 0.00097009 | 1.7124e-12 | 0.03606 | 6.0725e-13 | 0.0083522 | 7.459e-10
[120 empty] | 7.3.3.17.5 (Remote Grid) Updates to grid topology to minimize risk of ignition in HFTDs Remote GridWLDFREquipment / facility failureAggregated | WLDFR | HFTD - Distribution - Tier 3 - 5QU CoRE ¦ 2QU LoRE | Non-Red Flag Warning - Catastrophic Fires | Equipment / facility failure | Aggregated | 2033 | 1.7653e-09 | 527.1275 | 9.3051e-07 | 2033 | Mitigation | 0.95 | 45 | 0 | esc | 0.00097009 | 1.7124e-12 | 0.00097009 | 1.7124e-12 | 0.03606 | 6.0725e-13 | 0.0083522 | 7.459e-10
[120 empty] | 7.3.3.17.5 (Remote Grid) Updates to grid topology to minimize risk of ignition in HFTDs Remote GridWLDFREquipment / facility failureAggregated | WLDFR | HFTD - Distribution - Tier 3 - 5QU CoRE ¦ 2QU LoRE | Non-Red Flag Warning - Catastrophic Fires | Equipment / facility failure | Aggregated | 2034 | 1.7653e-09 | 527.1275 | 9.3051e-07 | 2034 | Mitigation | 0.95 | 45 | 0 | esc | 0.00097009 | 1.7124e-12 | 0.00097009 | 1.7124e-12 | 0.03606 | 6.0725e-13 | 0.0083522 | 7.459e-10
[120 empty] | 7.3.3.17.5 (Remote Grid) Updates to grid topology to minimize risk of ignition in HFTDs Remote GridWLDFREquipment / facility failureAggregated | WLDFR | HFTD - Distribution - Tier 3 - 5QU CoRE ¦ 2QU LoRE | Non-Red Flag Warning - Catastrophic Fires | Equipment / facility failure | Aggregated | 2035 | 1.7653e-09 | 527.1275 | 9.3051e-07 | 2035 | Mitigation | 0.95 | 45 | 0 | esc | 0.00097009 | 1.7124e-12 | 0.00097009 | 1.7124e-12 | 0.03606 | 6.0725e-13 | 0.0083522 | 7.459e-10
[120 empty] | 7.3.3.17.5 (Remote Grid) Updates to grid topology to minimize risk of ignition in HFTDs Remote GridWLDFREquipment / facility failureAggregated | WLDFR | HFTD - Distribution - Tier 3 - 5QU CoRE ¦ 2QU LoRE | Non-Red Flag Warning - Catastrophic Fires | Equipment / facility failure | Aggregated | 2036 | 1.7653e-09 | 527.1275 | 9.3051e-07 | 2036 | Mitigation | 0.95 | 45 | 0 | esc | 0.00097009 | 1.7124e-12 | 0.00097009 | 1.7124e-12 | 0.03606 | 6.0725e-13 | 0.0083522 | 7.459e-10
[120 empty] | 7.3.3.17.5 (Remote Grid) Updates to grid topology to minimize risk of ignition in HFTDs Remote GridWLDFREquipment / facility failureAggregated | WLDFR | HFTD - Distribution - Tier 3 - 5QU CoRE ¦ 2QU LoRE | Non-Red Flag Warning - Catastrophic Fires | Equipment / facility failure | Aggregated | 2037 | 1.7653e-09 | 527.1275 | 9.3051e-07 | 2037 | Mitigation | 0.95 | 45 | 0 | esc | 0.00097009 | 1.7124e-12 | 0.00097009 | 1.7124e-12 | 0.03606 | 6.0725e-13 | 0.0083522 | 7.459e-10
[120 empty] | 7.3.3.17.5 (Remote Grid) Updates to grid topology to minimize risk of ignition in HFTDs Remote GridWLDFREquipment / facility failureAggregated | WLDFR | HFTD - Distribution - Tier 3 - 5QU CoRE ¦ 2QU LoRE | Non-Red Flag Warning - Catastrophic Fires | Equipment / facility failure | Aggregated | 2038 | 1.7653e-09 | 527.1275 | 9.3051e-07 | 2038 | Mitigation | 0.95 | 45 | 0 | esc | 0.00097009 | 1.7124e-12 | 0.00097009 | 1.7124e-12 | 0.03606 | 6.0725e-13 | 0.0083522 | 7.459e-10
[120 empty] | 7.3.3.17.5 (Remote Grid) Updates to grid topology to minimize risk of ignition in HFTDs Remote GridWLDFREquipment / facility failureAggregated | WLDFR | HFTD - Distribution - Tier 3 - 5QU CoRE ¦ 2QU LoRE | Non-Red Flag Warning - Catastrophic Fires | Equipment / facility failure | Aggregated | 2039 | 1.7653e-09 | 527.1275 | 9.3051e-07 | 2039 | Mitigation | 0.95 | 45 | 0 | esc | 0.00097009 | 1.7124e-12 | 0.00097009 | 1.7124e-12 | 0.03606 | 6.0725e-13 | 0.0083522 | 7.459e-10
[120 empty] | 7.3.3.17.5 (Remote Grid) Updates to grid topology to minimize risk of ignition in HFTDs Remote GridWLDFREquipment / facility failureAggregated | WLDFR | HFTD - Distribution - Tier 3 - 5QU CoRE ¦ 2QU LoRE | Non-Red Flag Warning - Catastrophic Fires | Equipment / facility failure | Aggregated | 2040 | 1.7653e-09 | 527.1275 | 9.3051e-07 | 2040 | Mitigation | 0.95 | 45 | 0 | esc | 0.00097009 | 1.7124e-12 | 0.00097009 | 1.7124e-12 | 0.03606 | 6.0725e-13 | 0.0083522 | 7.459e-10
[120 empty] | 7.3.3.17.5 (Remote Grid) Updates to grid topology to minimize risk of ignition in HFTDs Remote GridWLDFREquipment / facility failureAggregated | WLDFR | HFTD - Distribution - Tier 3 - 5QU CoRE ¦ 2QU LoRE | Non-Red Flag Warning - Catastrophic Fires | Equipment / facility failure | Aggregated | 2041 | 1.7653e-09 | 527.1275 | 9.3051e-07 | 2041 | Mitigation | 0.95 | 45 | 0 | esc | 0.00097009 | 1.7124e-12 | 0.00097009 | 1.7124e-12 | 0.03606 | 6.0725e-13 | 0.0083522 | 7.459e-10
[120 empty] | 7.3.3.17.5 (Remote Grid) Updates to grid topology to minimize risk of ignition in HFTDs Remote GridWLDFREquipment / facility failureAggregated | WLDFR | HFTD - Distribution - Tier 3 - 5QU CoRE ¦ 2QU LoRE | Non-Red Flag Warning - Catastrophic Fires | Equipment / facility failure | Aggregated | 2042 | 1.7653e-09 | 527.1275 | 9.3051e-07 | 2042 | Mitigation | 0.95 | 45 | 0 | esc | 0.00097009 | 1.7124e-12 | 0.00097009 | 1.7124e-12 | 0.03606 | 6.0725e-13 | 0.0083522 | 7.459e-10
[120 empty] | 7.3.3.17.5 (Remote Grid) Updates to grid topology to minimize risk of ignition in HFTDs Remote GridWLDFREquipment / facility failureAggregated | WLDFR | HFTD - Distribution - Tier 3 - 5QU CoRE ¦ 2QU LoRE | Non-Red Flag Warning - Catastrophic Fires | Equipment / facility failure | Aggregated | 2043 | 1.7653e-09 | 527.1275 | 9.3051e-07 | 2043 | Mitigation | 0.95 | 45 | 0 | esc | 0.00097009 | 1.7124e-12 | 0.00097009 | 1.7124e-12 | 0.03606 | 6.0725e-13 | 0.0083522 | 7.459e-10
[120 empty] | 7.3.3.17.5 (Remote Grid) Updates to grid topology to minimize risk of ignition in HFTDs Remote GridWLDFREquipment / facility failureAggregated | WLDFR | HFTD - Distribution - Tier 3 - 5QU CoRE ¦ 2QU LoRE | Non-Red Flag Warning - Catastrophic Fires | Equipment / facility failure | Aggregated | 2044 | 1.7653e-09 | 527.1275 | 9.3051e-07 | 2044 | Mitigation | 0.95 | 45 | 0 | esc | 0.00097009 | 1.7124e-12 | 0.00097009 | 1.7124e-12 | 0.03606 | 6.0725e-13 | 0.0083522 | 7.459e-10
[120 empty] | 7.3.3.17.5 (Remote Grid) Updates to grid topology to minimize risk of ignition in HFTDs Remote GridWLDFREquipment / facility failureAggregated | WLDFR | HFTD - Distribution - Tier 3 - 5QU CoRE ¦ 2QU LoRE | Non-Red Flag Warning - Catastrophic Fires | Equipment / facility failure | Aggregated | 2045 | 1.7653e-09 | 527.1275 | 9.3051e-07 | 2045 | Mitigation | 0.95 | 45 | 0 | esc | 0.00097009 | 1.7124e-12 | 0.00097009 | 1.7124e-12 | 0.03606 | 6.0725e-13 | 0.0083522 | 7.459e-10
[120 empty] | 7.3.3.17.5 (Remote Grid) Updates to grid topology to minimize risk of ignition in HFTDs Remote GridWLDFREquipment / facility failureAggregated | WLDFR | HFTD - Distribution - Tier 3 - 5QU CoRE ¦ 2QU LoRE | Non-Red Flag Warning - Catastrophic Fires | Equipment / facility failure | Aggregated | 2046 | 1.7653e-09 | 527.1275 | 9.3051e-07 | 2046 | Mitigation | 0.95 | 45 | 0 | esc | 0.00097009 | 1.7124e-12 | 0.00097009 | 1.7124e-12 | 0.03606 | 6.0725e-13 | 0.0083522 | 7.459e-10
[120 empty] | 7.3.3.17.5 (Remote Grid) Updates to grid topology to minimize risk of ignition in HFTDs Remote GridWLDFREquipment / facility failureAggregated | WLDFR | HFTD - Distribution - Tier 3 - 5QU CoRE ¦ 2QU LoRE | Non-Red Flag Warning - Catastrophic Fires | Equipment / facility failure | Aggregated | 2047 | 1.7653e-09 | 527.1275 | 9.3051e-07 | 2047 | Mitigation | 0.95 | 45 | 0 | esc | 0.00097009 | 1.7124e-12 | 0.00097009 | 1.7124e-12 | 0.03606 | 6.0725e-13 | 0.0083522 | 7.459e-10
[120 empty] | 7.3.3.17.5 (Remote Grid) Updates to grid topology to minimize risk of ignition in HFTDs Remote GridWLDFREquipment / facility failureAggregated | WLDFR | HFTD - Distribution - Tier 3 - 5QU CoRE ¦ 2QU LoRE | Non-Red Flag Warning - Catastrophic Fires | Equipment / facility failure | Aggregated | 2048 | 1.7653e-09 | 527.1275 | 9.3051e-07 | 2048 | Mitigation | 0.95 | 45 | 0 | esc | 0.00097009 | 1.7124e-12 | 0.00097009 | 1.7124e-12 | 0.03606 | 6.0725e-13 | 0.0083522 | 7.459e-10
[120 empty] | 7.3.3.17.5 (Remote Grid) Updates to grid topology to minimize risk of ignition in HFTDs Remote GridWLDFREquipment / facility failureAggregated | WLDFR | HFTD - Distribution - Tier 3 - 5QU CoRE ¦ 2QU LoRE | Non-Red Flag Warning - Catastrophic Fires | Equipment / facility failure | Aggregated | 2049 | 1.7653e-09 | 527.1275 | 9.3051e-07 | 2049 | Mitigation | 0.95 | 45 | 0 | esc | 0.00097009 | 1.7124e-12 | 0.00097009 | 1.7124e-12 | 0.03606 | 6.0725e-13 | 0.0083522 | 7.459e-10
[120 empty] | 7.3.3.17.5 (Remote Grid) Updates to grid topology to minimize risk of ignition in HFTDs Remote GridWLDFREquipment / facility failureAggregated | WLDFR | HFTD - Distribution - Tier 3 - 5QU CoRE ¦ 2QU LoRE | Non-Red Flag Warning - Catastrophic Fires | Equipment / facility failure | Aggregated | 2050 | 1.7653e-09 | 527.1275 | 9.3051e-07 | 2050 | Mitigation | 0.95 | 45 | 0 | esc | 0.00097009 | 1.7124e-12 | 0.00097009 | 1.7124e-12 | 0.03606 | 6.0725e-13 | 0.0083522 | 7.459e-10
[120 empty] | 7.3.3.17.5 (Remote Grid) Updates to grid topology to minimize risk of ignition in HFTDs Remote GridWLDFREquipment / facility failureAggregated | WLDFR | HFTD - Distribution - Tier 3 - 5QU CoRE ¦ 2QU LoRE | Non-Red Flag Warning - Catastrophic Fires | Equipment / facility failure | Aggregated | 2051 | 1.7653e-09 | 527.1275 | 9.3051e-07 | 2051 | Mitigation | 0.95 | 45 | 0 | esc | 0.00097009 | 1.7124e-12 | 0.00097009 | 1.7124e-12 | 0.03606 | 6.0725e-13 | 0.0083522 | 7.459e-10
[120 empty] | 7.3.3.17.5 (Remote Grid) Updates to grid topology to minimize risk of ignition in HFTDs Remote GridWLDFREquipment / facility failureAggregated | WLDFR | HFTD - Distribution - Tier 3 - 5QU CoRE ¦ 2QU LoRE | Non-Red Flag Warning - Catastrophic Fires | Equipment / facility failure | Aggregated | 2052 | 1.7653e-09 | 527.1275 | 9.3051e-07 | 2052 | Mitigation | 0.95 | 45 | 0 | esc | 0.00097009 | 1.7124e-12 | 0.00097009 | 1.7124e-12 | 0.03606 | 6.0725e-13 | 0.0083522 | 7.459e-10
[120 empty] | 7.3.3.17.5 (Remote Grid) Updates to grid topology to minimize risk of ignition in HFTDs Remote GridWLDFREquipment / facility failureAggregated | WLDFR | HFTD - Distribution - Tier 3 - 5QU CoRE ¦ 2QU LoRE | Non-Red Flag Warning - Catastrophic Fires | Equipment / facility failure | Aggregated | 2053 | 1.7653e-09 | 527.1275 | 9.3051e-07 | 2053 | Mitigation | 0.95 | 45 | 0 | esc | 0.00097009 | 1.7124e-12 | 0.00097009 | 1.7124e-12 | 0.03606 | 6.0725e-13 | 0.0083522 | 7.459e-10
[120 empty] | 7.3.3.17.5 (Remote Grid) Updates to grid topology to minimize risk of ignition in HFTDs Remote GridWLDFREquipment / facility failureAggregated | WLDFR | HFTD - Distribution - Tier 3 - 5QU CoRE ¦ 2QU LoRE | Non-Red Flag Warning - Catastrophic Fires | Equipment / facility failure | Aggregated | 2054 | 1.7653e-09 | 527.1275 | 9.3051e-07 | 2054 | Mitigation | 0.95 | 45 | 0 | esc | 0.00097009 | 1.7124e-12 | 0.00097009 | 1.7124e-12 | 0.03606 | 6.0725e-13 | 0.0083522 | 7.459e-10
[120 empty] | 7.3.3.17.5 (Remote Grid) Updates to grid topology to minimize risk of ignition in HFTDs Remote GridWLDFREquipment / facility failureAggregated | WLDFR | HFTD - Distribution - Tier 3 - 5QU CoRE ¦ 2QU LoRE | Non-Red Flag Warning - Catastrophic Fires | Equipment / facility failure | Aggregated | 2055 | 1.7653e-09 | 527.1275 | 9.3051e-07 | 2055 | Mitigation | 0.95 | 45 | 0 | esc | 0.00097009 | 1.7124e-12 | 0.00097009 | 1.7124e-12 | 0.03606 | 6.0725e-13 | 0.0083522 | 7.459e-10
[120 empty] | 7.3.3.17.5 (Remote Grid) Updates to grid topology to minimize risk of ignition in HFTDs Remote GridWLDFREquipment / facility failureAggregated | WLDFR | HFTD - Distribution - Tier 3 - 5QU CoRE ¦ 2QU LoRE | Non-Red Flag Warning - Catastrophic Fires | Equipment / facility failure | Aggregated | 2056 | 1.7653e-09 | 527.1275 | 9.3051e-07 | 2056 | Mitigation | 0.95 | 45 | 0 | esc | 0.00097009 | 1.7124e-12 | 0.00097009 | 1.7124e-12 | 0.03606 | 6.0725e-13 | 0.0083522 | 7.459e-10
[120 empty] | 7.3.3.17.5 (Remote Grid) Updates to grid topology to minimize risk of ignition in HFTDs Remote GridWLDFREquipment / facility failureAggregated | WLDFR | HFTD - Distribution - Tier 3 - 5QU CoRE ¦ 2QU LoRE | Non-Red Flag Warning - Catastrophic Fires | Equipment / facility failure | Aggregated | 2057 | 1.7653e-09 | 527.1275 | 9.3051e-07 | 2057 | Mitigation | 0.95 | 45 | 0 | esc | 0.00097009 | 1.7124e-12 | 0.00097009 | 1.7124e-12 | 0.03606 | 6.0725e-13 | 0.0083522 | 7.459e-10
[120 empty] | 7.3.3.17.5 (Remote Grid) Updates to grid topology to minimize risk of ignition in HFTDs Remote GridWLDFREquipment / facility failureAggregated | WLDFR | HFTD - Distribution - Tier 3 - 5QU CoRE ¦ 2QU LoRE | Non-Red Flag Warning - Catastrophic Fires | Equipment / facility failure | Aggregated | 2058 | 1.7653e-09 | 527.1275 | 9.3051e-07 | 2058 | Mitigation | 0.95 | 45 | 0 | esc | 0.00097009 | 1.7124e-12 | 0.00097009 | 1.7124e-12 | 0 | 0 | 0.0083522 | 7.459e-10
[120 empty] | 7.3.3.17.5 (Remote Grid) Updates to grid topology to minimize risk of ignition in HFTDs Remote GridWLDFREquipment / facility failureAggregated | WLDFR | HFTD - Distribution - Tier 3 - 5QU CoRE ¦ 2QU LoRE | Non-Red Flag Warning - Catastrophic Fires | Equipment / facility failure | Aggregated | 2059 | 1.7653e-09 | 527.1275 | 9.3051e-07 | 2059 | Mitigation | 0.95 | 45 | 0 | esc | 0.00097009 | 1.7124e-12 | 0.00097009 | 1.7124e-12 | 0.03606 | 3.4389e-08 | 0.0083522 | 7.459e-10
[120 empty] | 7.3.3.17.5 (Remote Grid) Updates to grid topology to minimize risk of ignition in HFTDs Remote GridWLDFREquipment / facility failureAggregated | WLDFR | HFTD - Distribution - Tier 3 - 5QU CoRE ¦ 2QU LoRE | Non-Red Flag Warning - Catastrophic Fires | Equipment / facility failure | Aggregated | 2060 | 1.7653e-09 | 527.1275 | 9.3051e-07 | 2060 | Mitigation | 0.95 | 45 | 0 | esc | 0.00097009 | 1.7124e-12 | 0.00097009 | 1.7124e-12 | 0.03606 | 3.4389e-08 | 0.0083522 | 7.459e-10
[120 empty] | 7.3.3.17.5 (Remote Grid) Updates to grid topology to minimize risk of ignition in HFTDs Remote GridWLDFREquipment / facility failureAggregated | WLDFR | HFTD - Distribution - Tier 3 - 5QU CoRE ¦ 2QU LoRE | Non-Red Flag Warning - Catastrophic Fires | Equipment / facility failure | Aggregated | 2061 | 1.7653e-09 | 527.1275 | 9.3051e-07 | 2061 | Mitigation | 0.95 | 45 | 0 | esc | 0.00097009 | 1.7124e-12 | 0.00097009 | 1.7124e-12 | 0.03606 | 3.4389e-08 | 0.0083522 | 7.459e-10
[120 empty] | 7.3.3.17.5 (Remote Grid) Updates to grid topology to minimize risk of ignition in HFTDs Remote GridWLDFREquipment / facility failureAggregated | WLDFR | HFTD - Distribution - Tier 3 - 5QU CoRE ¦ 2QU LoRE | Non-Red Flag Warning - Catastrophic Fires | Equipment / facility failure | Aggregated | 2062 | 1.7653e-09 | 527.1275 | 9.3051e-07 | 2062 | Mitigation | 0.95 | 45 | 0 | esc | 0.00097009 | 1.7124e-12 | 0.00097009 | 1.7124e-12 | 0.03606 | 3.4389e-08 | 0 | 0
[120 empty] | 7.3.3.17.5 (Remote Grid) Updates to grid topology to minimize risk of ignition in HFTDs Remote GridWLDFREquipment / facility failureAggregated | WLDFR | HFTD - Distribution - Tier 3 - 5QU CoRE ¦ 2QU LoRE | Non-Red Flag Warning - Catastrophic Fires | Equipment / facility failure | Aggregated | 2063 | 1.7653e-09 | 527.1275 | 9.3051e-07 | 2063 | Mitigation | 0.95 | 45 | 0 | esc | 0.00097009 | 1.7124e-12 | 0.00097009 | 1.7124e-12 | 0.03606 | 3.4389e-08 | 0 | 0
[120 empty] | 7.3.3.17.5 (Remote Grid) Updates to grid topology to minimize risk of ignition in HFTDs Remote GridWLDFREquipment / facility failureAggregated | WLDFR | HFTD - Distribution - Tier 3 - 5QU CoRE ¦ 2QU LoRE | Non-Red Flag Warning - Catastrophic Fires | Equipment / facility failure | Aggregated | 2064 | 1.7653e-09 | 527.1275 | 9.3051e-07 | 2064 | Mitigation | 0.95 | 45 | 0 | esc | 0.00097009 | 1.7124e-12 | 0.00097009 | 1.7124e-12 | 0.03606 | 3.4389e-08 | 0.0092336 | 7.1376e-11
[120 empty] | 7.3.3.17.5 (Remote Grid) Updates to grid topology to minimize risk of ignition in HFTDs Remote GridWLDFREquipment / facility failureAggregated | WLDFR | HFTD - Distribution - Tier 3 - 5QU CoRE ¦ 2QU LoRE | Non-Red Flag Warning - Catastrophic Fires | Equipment / facility failure | Aggregated | 2065 | 1.7653e-09 | 527.1275 | 9.3051e-07 | 2065 | Mitigation | 0.95 | 45 | 0 | esc | 0.00097009 | 1.7124e-12 | 0.00097009 | 1.7124e-12 | 0.03606 | 3.4389e-08 | 0.0092336 | 7.1376e-11
[120 empty] | 7.3.3.17.5 (Remote Grid) Updates to grid topology to minimize risk of ignition in HFTDs Remote GridWLDFREquipment / facility failureAggregated | WLDFR | HFTD - Distribution - Tier 3 - 5QU CoRE ¦ 2QU LoRE | Non-Red Flag Warning - Catastrophic Fires | Equipment / facility failure | Aggregated | 2066 | 1.7653e-09 | 527.1275 | 9.3051e-07 | 2066 | Mitigation | 0.95 | 45 | 0 | esc | 0.00097009 | 1.7124e-12 | 0.00097009 | 1.7124e-12 | 0.03606 | 3.4389e-08 | 0.0092336 | 7.1376e-11
[120 empty] | 7.3.3.17.5 (Remote Grid) Updates to grid topology to minimize risk of ignition in HFTDs Remote GridWLDFREquipment / facility failureAggregated | WLDFR | HFTD - Distribution - Tier 3 - 5QU CoRE ¦ 2QU LoRE | Non-Red Flag Warning - Catastrophic Fires | Equipment / facility failure | Aggregated | 2067 | 1.7653e-09 | 527.1275 | 9.3051e-07 | 2067 | Mitigation | 0.95 | 45 | 0 | esc | 0 | 0 | 0.00097009 | 1.7124e-12 | 0.03606 | 3.4389e-08 | 0.0092336 | 7.1376e-11
[120 empty] | 7.3.3.17.5 (Remote Grid) Updates to grid topology to minimize risk of ignition in HFTDs Remote GridWLDFRVegetation ContactAggregated | WLDFR | HFTD - Distribution - Tier 3 - 5QU CoRE ¦ 2QU LoRE | Non-Red Flag Warning - Catastrophic Fires | Vegetation Contact | Aggregated | 2022 | 1.6099e-08 | 527.1275 | 8.4864e-06 | 2022 | Mitigation | 0.95 | 45 | 0 | esc | 0.00097009 | 1.5618e-11 | 0 | 0 | 0.03606 | 3.4389e-08 | 0.0092336 | 7.1376e-11
[120 empty] | 7.3.3.17.5 (Remote Grid) Updates to grid topology to minimize risk of ignition in HFTDs Remote GridWLDFRVegetation ContactAggregated | WLDFR | HFTD - Distribution - Tier 3 - 5QU CoRE ¦ 2QU LoRE | Non-Red Flag Warning - Catastrophic Fires | Vegetation Contact | Aggregated | 2023 | 1.6099e-08 | 527.1275 | 8.4864e-06 | 2023 | Mitigation | 0.95 | 45 | 0 | esc | 0.00097009 | 1.5618e-11 | 0.00097009 | 1.5618e-11 | 0.03606 | 3.4389e-08 | 0.0092336 | 7.1376e-11
[120 empty] | 7.3.3.17.5 (Remote Grid) Updates to grid topology to minimize risk of ignition in HFTDs Remote GridWLDFRVegetation ContactAggregated | WLDFR | HFTD - Distribution - Tier 3 - 5QU CoRE ¦ 2QU LoRE | Non-Red Flag Warning - Catastrophic Fires | Vegetation Contact | Aggregated | 2024 | 1.6099e-08 | 527.1275 | 8.4864e-06 | 2024 | Mitigation | 0.95 | 45 | 0 | esc | 0.00097009 | 1.5618e-11 | 0.00097009 | 1.5618e-11 | 0.03606 | 3.4389e-08 | 0.0092336 | 7.1376e-11
[120 empty] | 7.3.3.17.5 (Remote Grid) Updates to grid topology to minimize risk of ignition in HFTDs Remote GridWLDFRVegetation ContactAggregated | WLDFR | HFTD - Distribution - Tier 3 - 5QU CoRE ¦ 2QU LoRE | Non-Red Flag Warning - Catastrophic Fires | Vegetation Contact | Aggregated | 2025 | 1.6099e-08 | 527.1275 | 8.4864e-06 | 2025 | Mitigation | 0.95 | 45 | 0 | esc | 0.00097009 | 1.5618e-11 | 0.00097009 | 1.5618e-11 | 0.03606 | 3.4389e-08 | 0.0092336 | 7.1376e-11
[120 empty] | 7.3.3.17.5 (Remote Grid) Updates to grid topology to minimize risk of ignition in HFTDs Remote GridWLDFRVegetation ContactAggregated | WLDFR | HFTD - Distribution - Tier 3 - 5QU CoRE ¦ 2QU LoRE | Non-Red Flag Warning - Catastrophic Fires | Vegetation Contact | Aggregated | 2026 | 1.6099e-08 | 527.1275 | 8.4864e-06 | 2026 | Mitigation | 0.95 | 45 | 0 | esc | 0.00097009 | 1.5618e-11 | 0.00097009 | 1.5618e-11 | 0.03606 | 3.4389e-08 | 0.0092336 | 7.1376e-11
[120 empty] | 7.3.3.17.5 (Remote Grid) Updates to grid topology to minimize risk of ignition in HFTDs Remote GridWLDFRVegetation ContactAggregated | WLDFR | HFTD - Distribution - Tier 3 - 5QU CoRE ¦ 2QU LoRE | Non-Red Flag Warning - Catastrophic Fires | Vegetation Contact | Aggregated | 2027 | 1.6099e-08 | 527.1275 | 8.4864e-06 | 2027 | Mitigation | 0.95 | 45 | 0 | esc | 0.00097009 | 1.5618e-11 | 0.00097009 | 1.5618e-11 | 0.03606 | 3.4389e-08 | 0.0092336 | 7.1376e-11
[120 empty] | 7.3.3.17.5 (Remote Grid) Updates to grid topology to minimize risk of ignition in HFTDs Remote GridWLDFRVegetation ContactAggregated | WLDFR | HFTD - Distribution - Tier 3 - 5QU CoRE ¦ 2QU LoRE | Non-Red Flag Warning - Catastrophic Fires | Vegetation Contact | Aggregated | 2028 | 1.6099e-08 | 527.1275 | 8.4864e-06 | 2028 | Mitigation | 0.95 | 45 | 0 | esc | 0.00097009 | 1.5618e-11 | 0.00097009 | 1.5618e-11 | 0.03606 | 3.4389e-08 | 0.0092336 | 7.1376e-11
[120 empty] | 7.3.3.17.5 (Remote Grid) Updates to grid topology to minimize risk of ignition in HFTDs Remote GridWLDFRVegetation ContactAggregated | WLDFR | HFTD - Distribution - Tier 3 - 5QU CoRE ¦ 2QU LoRE | Non-Red Flag Warning - Catastrophic Fires | Vegetation Contact | Aggregated | 2029 | 1.6099e-08 | 527.1275 | 8.4864e-06 | 2029 | Mitigation | 0.95 | 45 | 0 | esc | 0.00097009 | 1.5618e-11 | 0.00097009 | 1.5618e-11 | 0.03606 | 3.4389e-08 | 0.0092336 | 7.1376e-11
[120 empty] | 7.3.3.17.5 (Remote Grid) Updates to grid topology to minimize risk of ignition in HFTDs Remote GridWLDFRVegetation ContactAggregated | WLDFR | HFTD - Distribution - Tier 3 - 5QU CoRE ¦ 2QU LoRE | Non-Red Flag Warning - Catastrophic Fires | Vegetation Contact | Aggregated | 2030 | 1.6099e-08 | 527.1275 | 8.4864e-06 | 2030 | Mitigation | 0.95 | 45 | 0 | esc | 0.00097009 | 1.5618e-11 | 0.00097009 | 1.5618e-11 | 0.03606 | 3.4389e-08 | 0.0092336 | 7.1376e-11
[120 empty] | 7.3.3.17.5 (Remote Grid) Updates to grid topology to minimize risk of ignition in HFTDs Remote GridWLDFRVegetation ContactAggregated | WLDFR | HFTD - Distribution - Tier 3 - 5QU CoRE ¦ 2QU LoRE | Non-Red Flag Warning - Catastrophic Fires | Vegetation Contact | Aggregated | 2031 | 1.6099e-08 | 527.1275 | 8.4864e-06 | 2031 | Mitigation | 0.95 | 45 | 0 | esc | 0.00097009 | 1.5618e-11 | 0.00097009 | 1.5618e-11 | 0.03606 | 3.4389e-08 | 0.0092336 | 7.1376e-11
[120 empty] | 7.3.3.17.5 (Remote Grid) Updates to grid topology to minimize risk of ignition in HFTDs Remote GridWLDFRVegetation ContactAggregated | WLDFR | HFTD - Distribution - Tier 3 - 5QU CoRE ¦ 2QU LoRE | Non-Red Flag Warning - Catastrophic Fires | Vegetation Contact | Aggregated | 2032 | 1.6099e-08 | 527.1275 | 8.4864e-06 | 2032 | Mitigation | 0.95 | 45 | 0 | esc | 0.00097009 | 1.5618e-11 | 0.00097009 | 1.5618e-11 | 0.03606 | 3.4389e-08 | 0.0092336 | 7.1376e-11
[120 empty] | 7.3.3.17.5 (Remote Grid) Updates to grid topology to minimize risk of ignition in HFTDs Remote GridWLDFRVegetation ContactAggregated | WLDFR | HFTD - Distribution - Tier 3 - 5QU CoRE ¦ 2QU LoRE | Non-Red Flag Warning - Catastrophic Fires | Vegetation Contact | Aggregated | 2033 | 1.6099e-08 | 527.1275 | 8.4864e-06 | 2033 | Mitigation | 0.95 | 45 | 0 | esc | 0.00097009 | 1.5618e-11 | 0.00097009 | 1.5618e-11 | 0.03606 | 3.4389e-08 | 0.0092336 | 7.1376e-11
[120 empty] | 7.3.3.17.5 (Remote Grid) Updates to grid topology to minimize risk of ignition in HFTDs Remote GridWLDFRVegetation ContactAggregated | WLDFR | HFTD - Distribution - Tier 3 - 5QU CoRE ¦ 2QU LoRE | Non-Red Flag Warning - Catastrophic Fires | Vegetation Contact | Aggregated | 2034 | 1.6099e-08 | 527.1275 | 8.4864e-06 | 2034 | Mitigation | 0.95 | 45 | 0 | esc | 0.00097009 | 1.5618e-11 | 0.00097009 | 1.5618e-11 | 0.03606 | 3.4389e-08 | 0.0092336 | 7.1376e-11
[120 empty] | 7.3.3.17.5 (Remote Grid) Updates to grid topology to minimize risk of ignition in HFTDs Remote GridWLDFRVegetation ContactAggregated | WLDFR | HFTD - Distribution - Tier 3 - 5QU CoRE ¦ 2QU LoRE | Non-Red Flag Warning - Catastrophic Fires | Vegetation Contact | Aggregated | 2035 | 1.6099e-08 | 527.1275 | 8.4864e-06 | 2035 | Mitigation | 0.95 | 45 | 0 | esc | 0.00097009 | 1.5618e-11 | 0.00097009 | 1.5618e-11 | 0.03606 | 3.4389e-08 | 0.0092336 | 7.1376e-11
[120 empty] | 7.3.3.17.5 (Remote Grid) Updates to grid topology to minimize risk of ignition in HFTDs Remote GridWLDFRVegetation ContactAggregated | WLDFR | HFTD - Distribution - Tier 3 - 5QU CoRE ¦ 2QU LoRE | Non-Red Flag Warning - Catastrophic Fires | Vegetation Contact | Aggregated | 2036 | 1.6099e-08 | 527.1275 | 8.4864e-06 | 2036 | Mitigation | 0.95 | 45 | 0 | esc | 0.00097009 | 1.5618e-11 | 0.00097009 | 1.5618e-11 | 0.03606 | 3.4389e-08 | 0.0092336 | 7.1376e-11
[120 empty] | 7.3.3.17.5 (Remote Grid) Updates to grid topology to minimize risk of ignition in HFTDs Remote GridWLDFRVegetation ContactAggregated | WLDFR | HFTD - Distribution - Tier 3 - 5QU CoRE ¦ 2QU LoRE | Non-Red Flag Warning - Catastrophic Fires | Vegetation Contact | Aggregated | 2037 | 1.6099e-08 | 527.1275 | 8.4864e-06 | 2037 | Mitigation | 0.95 | 45 | 0 | esc | 0.00097009 | 1.5618e-11 | 0.00097009 | 1.5618e-11 | 0.03606 | 3.4389e-08 | 0.0092336 | 7.1376e-11
[120 empty] | 7.3.3.17.5 (Remote Grid) Updates to grid topology to minimize risk of ignition in HFTDs Remote GridWLDFRVegetation ContactAggregated | WLDFR | HFTD - Distribution - Tier 3 - 5QU CoRE ¦ 2QU LoRE | Non-Red Flag Warning - Catastrophic Fires | Vegetation Contact | Aggregated | 2038 | 1.6099e-08 | 527.1275 | 8.4864e-06 | 2038 | Mitigation | 0.95 | 45 | 0 | esc | 0.00097009 | 1.5618e-11 | 0.00097009 | 1.5618e-11 | 0.03606 | 3.4389e-08 | 0.0092336 | 7.1376e-11
[120 empty] | 7.3.3.17.5 (Remote Grid) Updates to grid topology to minimize risk of ignition in HFTDs Remote GridWLDFRVegetation ContactAggregated | WLDFR | HFTD - Distribution - Tier 3 - 5QU CoRE ¦ 2QU LoRE | Non-Red Flag Warning - Catastrophic Fires | Vegetation Contact | Aggregated | 2039 | 1.6099e-08 | 527.1275 | 8.4864e-06 | 2039 | Mitigation | 0.95 | 45 | 0 | esc | 0.00097009 | 1.5618e-11 | 0.00097009 | 1.5618e-11 | 0.03606 | 3.4389e-08 | 0.0092336 | 7.1376e-11
[120 empty] | 7.3.3.17.5 (Remote Grid) Updates to grid topology to minimize risk of ignition in HFTDs Remote GridWLDFRVegetation ContactAggregated | WLDFR | HFTD - Distribution - Tier 3 - 5QU CoRE ¦ 2QU LoRE | Non-Red Flag Warning - Catastrophic Fires | Vegetation Contact | Aggregated | 2040 | 1.6099e-08 | 527.1275 | 8.4864e-06 | 2040 | Mitigation | 0.95 | 45 | 0 | esc | 0.00097009 | 1.5618e-11 | 0.00097009 | 1.5618e-11 | 0.03606 | 3.4389e-08 | 0.0092336 | 7.1376e-11
[120 empty] | 7.3.3.17.5 (Remote Grid) Updates to grid topology to minimize risk of ignition in HFTDs Remote GridWLDFRVegetation ContactAggregated | WLDFR | HFTD - Distribution - Tier 3 - 5QU CoRE ¦ 2QU LoRE | Non-Red Flag Warning - Catastrophic Fires | Vegetation Contact | Aggregated | 2041 | 1.6099e-08 | 527.1275 | 8.4864e-06 | 2041 | Mitigation | 0.95 | 45 | 0 | esc | 0.00097009 | 1.5618e-11 | 0.00097009 | 1.5618e-11 | 0.03606 | 3.4389e-08 | 0.0092336 | 7.1376e-11
[120 empty] | 7.3.3.17.5 (Remote Grid) Updates to grid topology to minimize risk of ignition in HFTDs Remote GridWLDFRVegetation ContactAggregated | WLDFR | HFTD - Distribution - Tier 3 - 5QU CoRE ¦ 2QU LoRE | Non-Red Flag Warning - Catastrophic Fires | Vegetation Contact | Aggregated | 2042 | 1.6099e-08 | 527.1275 | 8.4864e-06 | 2042 | Mitigation | 0.95 | 45 | 0 | esc | 0.00097009 | 1.5618e-11 | 0.00097009 | 1.5618e-11 | 0.03606 | 3.4389e-08 | 0.0092336 | 7.1376e-11
[120 empty] | 7.3.3.17.5 (Remote Grid) Updates to grid topology to minimize risk of ignition in HFTDs Remote GridWLDFRVegetation ContactAggregated | WLDFR | HFTD - Distribution - Tier 3 - 5QU CoRE ¦ 2QU LoRE | Non-Red Flag Warning - Catastrophic Fires | Vegetation Contact | Aggregated | 2043 | 1.6099e-08 | 527.1275 | 8.4864e-06 | 2043 | Mitigation | 0.95 | 45 | 0 | esc | 0.00097009 | 1.5618e-11 | 0.00097009 | 1.5618e-11 | 0.03606 | 3.4389e-08 | 0.0092336 | 7.1376e-11
[120 empty] | 7.3.3.17.5 (Remote Grid) Updates to grid topology to minimize risk of ignition in HFTDs Remote GridWLDFRVegetation ContactAggregated | WLDFR | HFTD - Distribution - Tier 3 - 5QU CoRE ¦ 2QU LoRE | Non-Red Flag Warning - Catastrophic Fires | Vegetation Contact | Aggregated | 2044 | 1.6099e-08 | 527.1275 | 8.4864e-06 | 2044 | Mitigation | 0.95 | 45 | 0 | esc | 0.00097009 | 1.5618e-11 | 0.00097009 | 1.5618e-11 | 0.03606 | 3.4389e-08 | 0.0092336 | 7.1376e-11
[120 empty] | 7.3.3.17.5 (Remote Grid) Updates to grid topology to minimize risk of ignition in HFTDs Remote GridWLDFRVegetation ContactAggregated | WLDFR | HFTD - Distribution - Tier 3 - 5QU CoRE ¦ 2QU LoRE | Non-Red Flag Warning - Catastrophic Fires | Vegetation Contact | Aggregated | 2045 | 1.6099e-08 | 527.1275 | 8.4864e-06 | 2045 | Mitigation | 0.95 | 45 | 0 | esc | 0.00097009 | 1.5618e-11 | 0.00097009 | 1.5618e-11 | 0.03606 | 3.4389e-08 | 0.0092336 | 7.1376e-11
[120 empty] | 7.3.3.17.5 (Remote Grid) Updates to grid topology to minimize risk of ignition in HFTDs Remote GridWLDFRVegetation ContactAggregated | WLDFR | HFTD - Distribution - Tier 3 - 5QU CoRE ¦ 2QU LoRE | Non-Red Flag Warning - Catastrophic Fires | Vegetation Contact | Aggregated | 2046 | 1.6099e-08 | 527.1275 | 8.4864e-06 | 2046 | Mitigation | 0.95 | 45 | 0 | esc | 0.00097009 | 1.5618e-11 | 0.00097009 | 1.5618e-11 | 0.03606 | 3.4389e-08 | 0.0092336 | 7.1376e-11
[120 empty] | 7.3.3.17.5 (Remote Grid) Updates to grid topology to minimize risk of ignition in HFTDs Remote GridWLDFRVegetation ContactAggregated | WLDFR | HFTD - Distribution - Tier 3 - 5QU CoRE ¦ 2QU LoRE | Non-Red Flag Warning - Catastrophic Fires | Vegetation Contact | Aggregated | 2047 | 1.6099e-08 | 527.1275 | 8.4864e-06 | 2047 | Mitigation | 0.95 | 45 | 0 | esc | 0.00097009 | 1.5618e-11 | 0.00097009 | 1.5618e-11 | 0.03606 | 3.4389e-08 | 0.0092336 | 7.1376e-11
[120 empty] | 7.3.3.17.5 (Remote Grid) Updates to grid topology to minimize risk of ignition in HFTDs Remote GridWLDFRVegetation ContactAggregated | WLDFR | HFTD - Distribution - Tier 3 - 5QU CoRE ¦ 2QU LoRE | Non-Red Flag Warning - Catastrophic Fires | Vegetation Contact | Aggregated | 2048 | 1.6099e-08 | 527.1275 | 8.4864e-06 | 2048 | Mitigation | 0.95 | 45 | 0 | esc | 0.00097009 | 1.5618e-11 | 0.00097009 | 1.5618e-11 | 0.03606 | 3.4389e-08 | 0 | 0
[120 empty] | 7.3.3.17.5 (Remote Grid) Updates to grid topology to minimize risk of ignition in HFTDs Remote GridWLDFRVegetation ContactAggregated | WLDFR | HFTD - Distribution - Tier 3 - 5QU CoRE ¦ 2QU LoRE | Non-Red Flag Warning - Catastrophic Fires | Vegetation Contact | Aggregated | 2049 | 1.6099e-08 | 527.1275 | 8.4864e-06 | 2049 | Mitigation | 0.95 | 45 | 0 | esc | 0.00097009 | 1.5618e-11 | 0.00097009 | 1.5618e-11 | 0.03606 | 3.4389e-08 | 0 | 0
[120 empty] | 7.3.3.17.5 (Remote Grid) Updates to grid topology to minimize risk of ignition in HFTDs Remote GridWLDFRVegetation ContactAggregated | WLDFR | HFTD - Distribution - Tier 3 - 5QU CoRE ¦ 2QU LoRE | Non-Red Flag Warning - Catastrophic Fires | Vegetation Contact | Aggregated | 2050 | 1.6099e-08 | 527.1275 | 8.4864e-06 | 2050 | Mitigation | 0.95 | 45 | 0 | esc | 0.00097009 | 1.5618e-11 | 0.00097009 | 1.5618e-11 | 0.03606 | 3.4389e-08 | 0.0033164 | 1.2156e-09
[120 empty] | 7.3.3.17.5 (Remote Grid) Updates to grid topology to minimize risk of ignition in HFTDs Remote GridWLDFRVegetation ContactAggregated | WLDFR | HFTD - Distribution - Tier 3 - 5QU CoRE ¦ 2QU LoRE | Non-Red Flag Warning - Catastrophic Fires | Vegetation Contact | Aggregated | 2051 | 1.6099e-08 | 527.1275 | 8.4864e-06 | 2051 | Mitigation | 0.95 | 45 | 0 | esc | 0.00097009 | 1.5618e-11 | 0.00097009 | 1.5618e-11 | 0.03606 | 3.4389e-08 | 0.0033164 | 1.2156e-09
[120 empty] | 7.3.3.17.5 (Remote Grid) Updates to grid topology to minimize risk of ignition in HFTDs Remote GridWLDFRVegetation ContactAggregated | WLDFR | HFTD - Distribution - Tier 3 - 5QU CoRE ¦ 2QU LoRE | Non-Red Flag Warning - Catastrophic Fires | Vegetation Contact | Aggregated | 2052 | 1.6099e-08 | 527.1275 | 8.4864e-06 | 2052 | Mitigation | 0.95 | 45 | 0 | esc | 0.00097009 | 1.5618e-11 | 0.00097009 | 1.5618e-11 | 0.03606 | 3.4389e-08 | 0.0033164 | 1.2156e-09
[120 empty] | 7.3.3.17.5 (Remote Grid) Updates to grid topology to minimize risk of ignition in HFTDs Remote GridWLDFRVegetation ContactAggregated | WLDFR | HFTD - Distribution - Tier 3 - 5QU CoRE ¦ 2QU LoRE | Non-Red Flag Warning - Catastrophic Fires | Vegetation Contact | Aggregated | 2053 | 1.6099e-08 | 527.1275 | 8.4864e-06 | 2053 | Mitigation | 0.95 | 45 | 0 | esc | 0.00097009 | 1.5618e-11 | 0.00097009 | 1.5618e-11 | 0.03606 | 3.4389e-08 | 0.0033164 | 1.2156e-09
[120 empty] | 7.3.3.17.5 (Remote Grid) Updates to grid topology to minimize risk of ignition in HFTDs Remote GridWLDFRVegetation ContactAggregated | WLDFR | HFTD - Distribution - Tier 3 - 5QU CoRE ¦ 2QU LoRE | Non-Red Flag Warning - Catastrophic Fires | Vegetation Contact | Aggregated | 2054 | 1.6099e-08 | 527.1275 | 8.4864e-06 | 2054 | Mitigation | 0.95 | 45 | 0 | esc | 0.00097009 | 1.5618e-11 | 0.00097009 | 1.5618e-11 | 0.03606 | 3.4389e-08 | 0.0033164 | 1.2156e-09
[120 empty] | 7.3.3.17.5 (Remote Grid) Updates to grid topology to minimize risk of ignition in HFTDs Remote GridWLDFRVegetation ContactAggregated | WLDFR | HFTD - Distribution - Tier 3 - 5QU CoRE ¦ 2QU LoRE | Non-Red Flag Warning - Catastrophic Fires | Vegetation Contact | Aggregated | 2055 | 1.6099e-08 | 527.1275 | 8.4864e-06 | 2055 | Mitigation | 0.95 | 45 | 0 | esc | 0.00097009 | 1.5618e-11 | 0.00097009 | 1.5618e-11 | 0.03606 | 3.4389e-08 | 0.0033164 | 1.2156e-09
[120 empty] | 7.3.3.17.5 (Remote Grid) Updates to grid topology to minimize risk of ignition in HFTDs Remote GridWLDFRVegetation ContactAggregated | WLDFR | HFTD - Distribution - Tier 3 - 5QU CoRE ¦ 2QU LoRE | Non-Red Flag Warning - Catastrophic Fires | Vegetation Contact | Aggregated | 2056 | 1.6099e-08 | 527.1275 | 8.4864e-06 | 2056 | Mitigation | 0.95 | 45 | 0 | esc | 0.00097009 | 1.5618e-11 | 0.00097009 | 1.5618e-11 | 0.03606 | 3.4389e-08 | 0.0033164 | 1.2156e-09
[120 empty] | 7.3.3.17.5 (Remote Grid) Updates to grid topology to minimize risk of ignition in HFTDs Remote GridWLDFRVegetation ContactAggregated | WLDFR | HFTD - Distribution - Tier 3 - 5QU CoRE ¦ 2QU LoRE | Non-Red Flag Warning - Catastrophic Fires | Vegetation Contact | Aggregated | 2057 | 1.6099e-08 | 527.1275 | 8.4864e-06 | 2057 | Mitigation | 0.95 | 45 | 0 | esc | 0.00097009 | 1.5618e-11 | 0.00097009 | 1.5618e-11 | 0.03606 | 3.4389e-08 | 0.0033164 | 1.2156e-09
[120 empty] | 7.3.3.17.5 (Remote Grid) Updates to grid topology to minimize risk of ignition in HFTDs Remote GridWLDFRVegetation ContactAggregated | WLDFR | HFTD - Distribution - Tier 3 - 5QU CoRE ¦ 2QU LoRE | Non-Red Flag Warning - Catastrophic Fires | Vegetation Contact | Aggregated | 2058 | 1.6099e-08 | 527.1275 | 8.4864e-06 | 2058 | Mitigation | 0.95 | 45 | 0 | esc | 0.00097009 | 1.5618e-11 | 0.00097009 | 1.5618e-11 | 0.03606 | 3.4389e-08 | 0.0033164 | 1.2156e-09
[120 empty] | 7.3.3.17.5 (Remote Grid) Updates to grid topology to minimize risk of ignition in HFTDs Remote GridWLDFRVegetation ContactAggregated | WLDFR | HFTD - Distribution - Tier 3 - 5QU CoRE ¦ 2QU LoRE | Non-Red Flag Warning - Catastrophic Fires | Vegetation Contact | Aggregated | 2059 | 1.6099e-08 | 527.1275 | 8.4864e-06 | 2059 | Mitigation | 0.95 | 45 | 0 | esc | 0.00097009 | 1.5618e-11 | 0.00097009 | 1.5618e-11 | 0.03606 | 3.4389e-08 | 0.0033164 | 1.2156e-09
[120 empty] | 7.3.3.17.5 (Remote Grid) Updates to grid topology to minimize risk of ignition in HFTDs Remote GridWLDFRVegetation ContactAggregated | WLDFR | HFTD - Distribution - Tier 3 - 5QU CoRE ¦ 2QU LoRE | Non-Red Flag Warning - Catastrophic Fires | Vegetation Contact | Aggregated | 2060 | 1.6099e-08 | 527.1275 | 8.4864e-06 | 2060 | Mitigation | 0.95 | 45 | 0 | esc | 0.00097009 | 1.5618e-11 | 0.00097009 | 1.5618e-11 | 0.03606 | 3.4389e-08 | 0.0033164 | 1.2156e-09
[120 empty] | 7.3.3.17.5 (Remote Grid) Updates to grid topology to minimize risk of ignition in HFTDs Remote GridWLDFRVegetation ContactAggregated | WLDFR | HFTD - Distribution - Tier 3 - 5QU CoRE ¦ 2QU LoRE | Non-Red Flag Warning - Catastrophic Fires | Vegetation Contact | Aggregated | 2061 | 1.6099e-08 | 527.1275 | 8.4864e-06 | 2061 | Mitigation | 0.95 | 45 | 0 | esc | 0.00097009 | 1.5618e-11 | 0.00097009 | 1.5618e-11 | 0.03606 | 3.4389e-08 | 0.0033164 | 1.2156e-09
[120 empty] | 7.3.3.17.5 (Remote Grid) Updates to grid topology to minimize risk of ignition in HFTDs Remote GridWLDFRVegetation ContactAggregated | WLDFR | HFTD - Distribution - Tier 3 - 5QU CoRE ¦ 2QU LoRE | Non-Red Flag Warning - Catastrophic Fires | Vegetation Contact | Aggregated | 2062 | 1.6099e-08 | 527.1275 | 8.4864e-06 | 2062 | Mitigation | 0.95 | 45 | 0 | esc | 0.00097009 | 1.5618e-11 | 0.00097009 | 1.5618e-11 | 0 | 0 | 0.0033164 | 1.2156e-09
[120 empty] | 7.3.3.17.5 (Remote Grid) Updates to grid topology to minimize risk of ignition in HFTDs Remote GridWLDFRVegetation ContactAggregated | WLDFR | HFTD - Distribution - Tier 3 - 5QU CoRE ¦ 2QU LoRE | Non-Red Flag Warning - Catastrophic Fires | Vegetation Contact | Aggregated | 2063 | 1.6099e-08 | 527.1275 | 8.4864e-06 | 2063 | Mitigation | 0.95 | 45 | 0 | esc | 0.00097009 | 1.5618e-11 | 0.00097009 | 1.5618e-11 | 0.03606 | 1.5092e-08 | 0.0033164 | 1.2156e-09
[120 empty] | 7.3.3.17.5 (Remote Grid) Updates to grid topology to minimize risk of ignition in HFTDs Remote GridWLDFRVegetation ContactAggregated | WLDFR | HFTD - Distribution - Tier 3 - 5QU CoRE ¦ 2QU LoRE | Non-Red Flag Warning - Catastrophic Fires | Vegetation Contact | Aggregated | 2064 | 1.6099e-08 | 527.1275 | 8.4864e-06 | 2064 | Mitigation | 0.95 | 45 | 0 | esc | 0.00097009 | 1.5618e-11 | 0.00097009 | 1.5618e-11 | 0.03606 | 1.5092e-08 | 0.0033164 | 1.2156e-09
[120 empty] | 7.3.3.17.5 (Remote Grid) Updates to grid topology to minimize risk of ignition in HFTDs Remote GridWLDFRVegetation ContactAggregated | WLDFR | HFTD - Distribution - Tier 3 - 5QU CoRE ¦ 2QU LoRE | Non-Red Flag Warning - Catastrophic Fires | Vegetation Contact | Aggregated | 2065 | 1.6099e-08 | 527.1275 | 8.4864e-06 | 2065 | Mitigation | 0.95 | 45 | 0 | esc | 0.00097009 | 1.5618e-11 | 0.00097009 | 1.5618e-11 | 0.03606 | 1.5092e-08 | 0.0033164 | 1.2156e-09
[120 empty] | 7.3.3.17.5 (Remote Grid) Updates to grid topology to minimize risk of ignition in HFTDs Remote GridWLDFRVegetation ContactAggregated | WLDFR | HFTD - Distribution - Tier 3 - 5QU CoRE ¦ 2QU LoRE | Non-Red Flag Warning - Catastrophic Fires | Vegetation Contact | Aggregated | 2066 | 1.6099e-08 | 527.1275 | 8.4864e-06 | 2066 | Mitigation | 0.95 | 45 | 0 | esc | 0.00097009 | 1.5618e-11 | 0.00097009 | 1.5618e-11 | 0.03606 | 1.5092e-08 | 0.0033164 | 1.2156e-09
[120 empty] | 7.3.3.17.5 (Remote Grid) Updates to grid topology to minimize risk of ignition in HFTDs Remote GridWLDFRVegetation ContactAggregated | WLDFR | HFTD - Distribution - Tier 3 - 5QU CoRE ¦ 2QU LoRE | Non-Red Flag Warning - Catastrophic Fires | Vegetation Contact | Aggregated | 2067 | 1.6099e-08 | 527.1275 | 8.4864e-06 | 2067 | Mitigation | 0.95 | 45 | 0 | esc | 0 | 0 | 0.00097009 | 1.5618e-11 | 0.03606 | 1.5092e-08 | 0.0033164 | 1.2156e-09
[120 empty] | 7.3.3.17.5 (Remote Grid) Updates to grid topology to minimize risk of ignition in HFTDs Remote GridWLDFRWire-to-wire contactAggregated | WLDFR | HFTD - Distribution - Tier 3 - 5QU CoRE ¦ 2QU LoRE | Non-Red Flag Warning - Catastrophic Fires | Wire-to-wire contact | Aggregated | 2022 | 3.4226e-09 | 527.1275 | 1.8041e-06 | 2022 | Mitigation | 0.95 | 45 | 0 | esc | 0.00097009 | 3.3202e-12 | 0 | 0 | 0.03606 | 1.5092e-08 | 0.0033164 | 1.2156e-09
[120 empty] | 7.3.3.17.5 (Remote Grid) Updates to grid topology to minimize risk of ignition in HFTDs Remote GridWLDFRWire-to-wire contactAggregated | WLDFR | HFTD - Distribution - Tier 3 - 5QU CoRE ¦ 2QU LoRE | Non-Red Flag Warning - Catastrophic Fires | Wire-to-wire contact | Aggregated | 2023 | 3.4226e-09 | 527.1275 | 1.8041e-06 | 2023 | Mitigation | 0.95 | 45 | 0 | esc | 0.00097009 | 3.3202e-12 | 0.00097009 | 3.3202e-12 | 0.03606 | 1.5092e-08 | 0.0033164 | 1.2156e-09
[120 empty] | 7.3.3.17.5 (Remote Grid) Updates to grid topology to minimize risk of ignition in HFTDs Remote GridWLDFRWire-to-wire contactAggregated | WLDFR | HFTD - Distribution - Tier 3 - 5QU CoRE ¦ 2QU LoRE | Non-Red Flag Warning - Catastrophic Fires | Wire-to-wire contact | Aggregated | 2024 | 3.4226e-09 | 527.1275 | 1.8041e-06 | 2024 | Mitigation | 0.95 | 45 | 0 | esc | 0.00097009 | 3.3202e-12 | 0.00097009 | 3.3202e-12 | 0.03606 | 1.5092e-08 | 0.0033164 | 1.2156e-09
[120 empty] | 7.3.3.17.5 (Remote Grid) Updates to grid topology to minimize risk of ignition in HFTDs Remote GridWLDFRWire-to-wire contactAggregated | WLDFR | HFTD - Distribution - Tier 3 - 5QU CoRE ¦ 2QU LoRE | Non-Red Flag Warning - Catastrophic Fires | Wire-to-wire contact | Aggregated | 2025 | 3.4226e-09 | 527.1275 | 1.8041e-06 | 2025 | Mitigation | 0.95 | 45 | 0 | esc | 0.00097009 | 3.3202e-12 | 0.00097009 | 3.3202e-12 | 0.03606 | 1.5092e-08 | 0.0033164 | 1.2156e-09
[120 empty] | 7.3.3.17.5 (Remote Grid) Updates to grid topology to minimize risk of ignition in HFTDs Remote GridWLDFRWire-to-wire contactAggregated | WLDFR | HFTD - Distribution - Tier 3 - 5QU CoRE ¦ 2QU LoRE | Non-Red Flag Warning - Catastrophic Fires | Wire-to-wire contact | Aggregated | 2026 | 3.4226e-09 | 527.1275 | 1.8041e-06 | 2026 | Mitigation | 0.95 | 45 | 0 | esc | 0.00097009 | 3.3202e-12 | 0.00097009 | 3.3202e-12 | 0.03606 | 1.5092e-08 | 0.0033164 | 1.2156e-09
[120 empty] | 7.3.3.17.5 (Remote Grid) Updates to grid topology to minimize risk of ignition in HFTDs Remote GridWLDFRWire-to-wire contactAggregated | WLDFR | HFTD - Distribution - Tier 3 - 5QU CoRE ¦ 2QU LoRE | Non-Red Flag Warning - Catastrophic Fires | Wire-to-wire contact | Aggregated | 2027 | 3.4226e-09 | 527.1275 | 1.8041e-06 | 2027 | Mitigation | 0.95 | 45 | 0 | esc | 0.00097009 | 3.3202e-12 | 0.00097009 | 3.3202e-12 | 0.03606 | 1.5092e-08 | 0.0033164 | 1.2156e-09
[120 empty] | 7.3.3.17.5 (Remote Grid) Updates to grid topology to minimize risk of ignition in HFTDs Remote GridWLDFRWire-to-wire contactAggregated | WLDFR | HFTD - Distribution - Tier 3 - 5QU CoRE ¦ 2QU LoRE | Non-Red Flag Warning - Catastrophic Fires | Wire-to-wire contact | Aggregated | 2028 | 3.4226e-09 | 527.1275 | 1.8041e-06 | 2028 | Mitigation | 0.95 | 45 | 0 | esc | 0.00097009 | 3.3202e-12 | 0.00097009 | 3.3202e-12 | 0.03606 | 1.5092e-08 | 0.0033164 | 1.2156e-09
[120 empty] | 7.3.3.17.5 (Remote Grid) Updates to grid topology to minimize risk of ignition in HFTDs Remote GridWLDFRWire-to-wire contactAggregated | WLDFR | HFTD - Distribution - Tier 3 - 5QU CoRE ¦ 2QU LoRE | Non-Red Flag Warning - Catastrophic Fires | Wire-to-wire contact | Aggregated | 2029 | 3.4226e-09 | 527.1275 | 1.8041e-06 | 2029 | Mitigation | 0.95 | 45 | 0 | esc | 0.00097009 | 3.3202e-12 | 0.00097009 | 3.3202e-12 | 0.03606 | 1.5092e-08 | 0.0033164 | 1.2156e-09
[120 empty] | 7.3.3.17.5 (Remote Grid) Updates to grid topology to minimize risk of ignition in HFTDs Remote GridWLDFRWire-to-wire contactAggregated | WLDFR | HFTD - Distribution - Tier 3 - 5QU CoRE ¦ 2QU LoRE | Non-Red Flag Warning - Catastrophic Fires | Wire-to-wire contact | Aggregated | 2030 | 3.4226e-09 | 527.1275 | 1.8041e-06 | 2030 | Mitigation | 0.95 | 45 | 0 | esc | 0.00097009 | 3.3202e-12 | 0.00097009 | 3.3202e-12 | 0.03606 | 1.5092e-08 | 0.0033164 | 1.2156e-09
[120 empty] | 7.3.3.17.5 (Remote Grid) Updates to grid topology to minimize risk of ignition in HFTDs Remote GridWLDFRWire-to-wire contactAggregated | WLDFR | HFTD - Distribution - Tier 3 - 5QU CoRE ¦ 2QU LoRE | Non-Red Flag Warning - Catastrophic Fires | Wire-to-wire contact | Aggregated | 2031 | 3.4226e-09 | 527.1275 | 1.8041e-06 | 2031 | Mitigation | 0.95 | 45 | 0 | esc | 0.00097009 | 3.3202e-12 | 0.00097009 | 3.3202e-12 | 0.03606 | 1.5092e-08 | 0.0033164 | 1.2156e-09
[120 empty] | 7.3.3.17.5 (Remote Grid) Updates to grid topology to minimize risk of ignition in HFTDs Remote GridWLDFRWire-to-wire contactAggregated | WLDFR | HFTD - Distribution - Tier 3 - 5QU CoRE ¦ 2QU LoRE | Non-Red Flag Warning - Catastrophic Fires | Wire-to-wire contact | Aggregated | 2032 | 3.4226e-09 | 527.1275 | 1.8041e-06 | 2032 | Mitigation | 0.95 | 45 | 0 | esc | 0.00097009 | 3.3202e-12 | 0.00097009 | 3.3202e-12 | 0.03606 | 1.5092e-08 | 0.0033164 | 1.2156e-09
[120 empty] | 7.3.3.17.5 (Remote Grid) Updates to grid topology to minimize risk of ignition in HFTDs Remote GridWLDFRWire-to-wire contactAggregated | WLDFR | HFTD - Distribution - Tier 3 - 5QU CoRE ¦ 2QU LoRE | Non-Red Flag Warning - Catastrophic Fires | Wire-to-wire contact | Aggregated | 2033 | 3.4226e-09 | 527.1275 | 1.8041e-06 | 2033 | Mitigation | 0.95 | 45 | 0 | esc | 0.00097009 | 3.3202e-12 | 0.00097009 | 3.3202e-12 | 0.03606 | 1.5092e-08 | 0.0033164 | 1.2156e-09
[120 empty] | 7.3.3.17.5 (Remote Grid) Updates to grid topology to minimize risk of ignition in HFTDs Remote GridWLDFRWire-to-wire contactAggregated | WLDFR | HFTD - Distribution - Tier 3 - 5QU CoRE ¦ 2QU LoRE | Non-Red Flag Warning - Catastrophic Fires | Wire-to-wire contact | Aggregated | 2034 | 3.4226e-09 | 527.1275 | 1.8041e-06 | 2034 | Mitigation | 0.95 | 45 | 0 | esc | 0.00097009 | 3.3202e-12 | 0.00097009 | 3.3202e-12 | 0.03606 | 1.5092e-08 | 0 | 0
[120 empty] | 7.3.3.17.5 (Remote Grid) Updates to grid topology to minimize risk of ignition in HFTDs Remote GridWLDFRWire-to-wire contactAggregated | WLDFR | HFTD - Distribution - Tier 3 - 5QU CoRE ¦ 2QU LoRE | Non-Red Flag Warning - Catastrophic Fires | Wire-to-wire contact | Aggregated | 2035 | 3.4226e-09 | 527.1275 | 1.8041e-06 | 2035 | Mitigation | 0.95 | 45 | 0 | esc | 0.00097009 | 3.3202e-12 | 0.00097009 | 3.3202e-12 | 0.03606 | 1.5092e-08 | 0 | 0
[120 empty] | 7.3.3.17.5 (Remote Grid) Updates to grid topology to minimize risk of ignition in HFTDs Remote GridWLDFRWire-to-wire contactAggregated | WLDFR | HFTD - Distribution - Tier 3 - 5QU CoRE ¦ 2QU LoRE | Non-Red Flag Warning - Catastrophic Fires | Wire-to-wire contact | Aggregated | 2036 | 3.4226e-09 | 527.1275 | 1.8041e-06 | 2036 | Mitigation | 0.95 | 45 | 0 | esc | 0.00097009 | 3.3202e-12 | 0.00097009 | 3.3202e-12 | 0.03606 | 1.5092e-08 | 0.012804 | 5.8649e-08
[120 empty] | 7.3.3.17.5 (Remote Grid) Updates to grid topology to minimize risk of ignition in HFTDs Remote GridWLDFRWire-to-wire contactAggregated | WLDFR | HFTD - Distribution - Tier 3 - 5QU CoRE ¦ 2QU LoRE | Non-Red Flag Warning - Catastrophic Fires | Wire-to-wire contact | Aggregated | 2037 | 3.4226e-09 | 527.1275 | 1.8041e-06 | 2037 | Mitigation | 0.95 | 45 | 0 | esc | 0.00097009 | 3.3202e-12 | 0.00097009 | 3.3202e-12 | 0.03606 | 1.5092e-08 | 0.012804 | 5.8649e-08
[120 empty] | 7.3.3.17.5 (Remote Grid) Updates to grid topology to minimize risk of ignition in HFTDs Remote GridWLDFRWire-to-wire contactAggregated | WLDFR | HFTD - Distribution - Tier 3 - 5QU CoRE ¦ 2QU LoRE | Non-Red Flag Warning - Catastrophic Fires | Wire-to-wire contact | Aggregated | 2038 | 3.4226e-09 | 527.1275 | 1.8041e-06 | 2038 | Mitigation | 0.95 | 45 | 0 | esc | 0.00097009 | 3.3202e-12 | 0.00097009 | 3.3202e-12 | 0.03606 | 1.5092e-08 | 0.012804 | 5.8649e-08
[120 empty] | 7.3.3.17.5 (Remote Grid) Updates to grid topology to minimize risk of ignition in HFTDs Remote GridWLDFRWire-to-wire contactAggregated | WLDFR | HFTD - Distribution - Tier 3 - 5QU CoRE ¦ 2QU LoRE | Non-Red Flag Warning - Catastrophic Fires | Wire-to-wire contact | Aggregated | 2039 | 3.4226e-09 | 527.1275 | 1.8041e-06 | 2039 | Mitigation | 0.95 | 45 | 0 | esc | 0.00097009 | 3.3202e-12 | 0.00097009 | 3.3202e-12 | 0.03606 | 1.5092e-08 | 0.012804 | 5.8649e-08
[120 empty] | 7.3.3.17.5 (Remote Grid) Updates to grid topology to minimize risk of ignition in HFTDs Remote GridWLDFRWire-to-wire contactAggregated | WLDFR | HFTD - Distribution - Tier 3 - 5QU CoRE ¦ 2QU LoRE | Non-Red Flag Warning - Catastrophic Fires | Wire-to-wire contact | Aggregated | 2040 | 3.4226e-09 | 527.1275 | 1.8041e-06 | 2040 | Mitigation | 0.95 | 45 | 0 | esc | 0.00097009 | 3.3202e-12 | 0.00097009 | 3.3202e-12 | 0.03606 | 1.5092e-08 | 0.012804 | 5.8649e-08
[120 empty] | 7.3.3.17.5 (Remote Grid) Updates to grid topology to minimize risk of ignition in HFTDs Remote GridWLDFRWire-to-wire contactAggregated | WLDFR | HFTD - Distribution - Tier 3 - 5QU CoRE ¦ 2QU LoRE | Non-Red Flag Warning - Catastrophic Fires | Wire-to-wire contact | Aggregated | 2041 | 3.4226e-09 | 527.1275 | 1.8041e-06 | 2041 | Mitigation | 0.95 | 45 | 0 | esc | 0.00097009 | 3.3202e-12 | 0.00097009 | 3.3202e-12 | 0.03606 | 1.5092e-08 | 0.012804 | 5.8649e-08
[120 empty] | 7.3.3.17.5 (Remote Grid) Updates to grid topology to minimize risk of ignition in HFTDs Remote GridWLDFRWire-to-wire contactAggregated | WLDFR | HFTD - Distribution - Tier 3 - 5QU CoRE ¦ 2QU LoRE | Non-Red Flag Warning - Catastrophic Fires | Wire-to-wire contact | Aggregated | 2042 | 3.4226e-09 | 527.1275 | 1.8041e-06 | 2042 | Mitigation | 0.95 | 45 | 0 | esc | 0.00097009 | 3.3202e-12 | 0.00097009 | 3.3202e-12 | 0.03606 | 1.5092e-08 | 0.012804 | 5.8649e-08
[120 empty] | 7.3.3.17.5 (Remote Grid) Updates to grid topology to minimize risk of ignition in HFTDs Remote GridWLDFRWire-to-wire contactAggregated | WLDFR | HFTD - Distribution - Tier 3 - 5QU CoRE ¦ 2QU LoRE | Non-Red Flag Warning - Catastrophic Fires | Wire-to-wire contact | Aggregated | 2043 | 3.4226e-09 | 527.1275 | 1.8041e-06 | 2043 | Mitigation | 0.95 | 45 | 0 | esc | 0.00097009 | 3.3202e-12 | 0.00097009 | 3.3202e-12 | 0.03606 | 1.5092e-08 | 0.012804 | 5.8649e-08
[120 empty] | 7.3.3.17.5 (Remote Grid) Updates to grid topology to minimize risk of ignition in HFTDs Remote GridWLDFRWire-to-wire contactAggregated | WLDFR | HFTD - Distribution - Tier 3 - 5QU CoRE ¦ 2QU LoRE | Non-Red Flag Warning - Catastrophic Fires | Wire-to-wire contact | Aggregated | 2044 | 3.4226e-09 | 527.1275 | 1.8041e-06 | 2044 | Mitigation | 0.95 | 45 | 0 | esc | 0.00097009 | 3.3202e-12 | 0.00097009 | 3.3202e-12 | 0.03606 | 1.5092e-08 | 0.012804 | 5.8649e-08
[120 empty] | 7.3.3.17.5 (Remote Grid) Updates to grid topology to minimize risk of ignition in HFTDs Remote GridWLDFRWire-to-wire contactAggregated | WLDFR | HFTD - Distribution - Tier 3 - 5QU CoRE ¦ 2QU LoRE | Non-Red Flag Warning - Catastrophic Fires | Wire-to-wire contact | Aggregated | 2045 | 3.4226e-09 | 527.1275 | 1.8041e-06 | 2045 | Mitigation | 0.95 | 45 | 0 | esc | 0.00097009 | 3.3202e-12 | 0.00097009 | 3.3202e-12 | 0.03606 | 1.5092e-08 | 0.012804 | 5.8649e-08
[120 empty] | 7.3.3.17.5 (Remote Grid) Updates to grid topology to minimize risk of ignition in HFTDs Remote GridWLDFRWire-to-wire contactAggregated | WLDFR | HFTD - Distribution - Tier 3 - 5QU CoRE ¦ 2QU LoRE | Non-Red Flag Warning - Catastrophic Fires | Wire-to-wire contact | Aggregated | 2046 | 3.4226e-09 | 527.1275 | 1.8041e-06 | 2046 | Mitigation | 0.95 | 45 | 0 | esc | 0.00097009 | 3.3202e-12 | 0.00097009 | 3.3202e-12 | 0.03606 | 1.5092e-08 | 0.012804 | 5.8649e-08
[120 empty] | 7.3.3.17.5 (Remote Grid) Updates to grid topology to minimize risk of ignition in HFTDs Remote GridWLDFRWire-to-wire contactAggregated | WLDFR | HFTD - Distribution - Tier 3 - 5QU CoRE ¦ 2QU LoRE | Non-Red Flag Warning - Catastrophic Fires | Wire-to-wire contact | Aggregated | 2047 | 3.4226e-09 | 527.1275 | 1.8041e-06 | 2047 | Mitigation | 0.95 | 45 | 0 | esc | 0.00097009 | 3.3202e-12 | 0.00097009 | 3.3202e-12 | 0.03606 | 1.5092e-08 | 0.012804 | 5.8649e-08
[120 empty] | 7.3.3.17.5 (Remote Grid) Updates to grid topology to minimize risk of ignition in HFTDs Remote GridWLDFRWire-to-wire contactAggregated | WLDFR | HFTD - Distribution - Tier 3 - 5QU CoRE ¦ 2QU LoRE | Non-Red Flag Warning - Catastrophic Fires | Wire-to-wire contact | Aggregated | 2048 | 3.4226e-09 | 527.1275 | 1.8041e-06 | 2048 | Mitigation | 0.95 | 45 | 0 | esc | 0.00097009 | 3.3202e-12 | 0.00097009 | 3.3202e-12 | 0.03606 | 1.5092e-08 | 0.012804 | 5.8649e-08
[120 empty] | 7.3.3.17.5 (Remote Grid) Updates to grid topology to minimize risk of ignition in HFTDs Remote GridWLDFRWire-to-wire contactAggregated | WLDFR | HFTD - Distribution - Tier 3 - 5QU CoRE ¦ 2QU LoRE | Non-Red Flag Warning - Catastrophic Fires | Wire-to-wire contact | Aggregated | 2049 | 3.4226e-09 | 527.1275 | 1.8041e-06 | 2049 | Mitigation | 0.95 | 45 | 0 | esc | 0.00097009 | 3.3202e-12 | 0.00097009 | 3.3202e-12 | 0.03606 | 1.5092e-08 | 0.012804 | 5.8649e-08
[120 empty] | 7.3.3.17.5 (Remote Grid) Updates to grid topology to minimize risk of ignition in HFTDs Remote GridWLDFRWire-to-wire contactAggregated | WLDFR | HFTD - Distribution - Tier 3 - 5QU CoRE ¦ 2QU LoRE | Non-Red Flag Warning - Catastrophic Fires | Wire-to-wire contact | Aggregated | 2050 | 3.4226e-09 | 527.1275 | 1.8041e-06 | 2050 | Mitigation | 0.95 | 45 | 0 | esc | 0.00097009 | 3.3202e-12 | 0.00097009 | 3.3202e-12 | 0.03606 | 1.5092e-08 | 0.012804 | 5.8649e-08
[120 empty] | 7.3.3.17.5 (Remote Grid) Updates to grid topology to minimize risk of ignition in HFTDs Remote GridWLDFRWire-to-wire contactAggregated | WLDFR | HFTD - Distribution - Tier 3 - 5QU CoRE ¦ 2QU LoRE | Non-Red Flag Warning - Catastrophic Fires | Wire-to-wire contact | Aggregated | 2051 | 3.4226e-09 | 527.1275 | 1.8041e-06 | 2051 | Mitigation | 0.95 | 45 | 0 | esc | 0.00097009 | 3.3202e-12 | 0.00097009 | 3.3202e-12 | 0.03606 | 1.5092e-08 | 0.012804 | 5.8649e-08
[120 empty] | 7.3.3.17.5 (Remote Grid) Updates to grid topology to minimize risk of ignition in HFTDs Remote GridWLDFRWire-to-wire contactAggregated | WLDFR | HFTD - Distribution - Tier 3 - 5QU CoRE ¦ 2QU LoRE | Non-Red Flag Warning - Catastrophic Fires | Wire-to-wire contact | Aggregated | 2052 | 3.4226e-09 | 527.1275 | 1.8041e-06 | 2052 | Mitigation | 0.95 | 45 | 0 | esc | 0.00097009 | 3.3202e-12 | 0.00097009 | 3.3202e-12 | 0.03606 | 1.5092e-08 | 0.012804 | 5.8649e-08
[120 empty] | 7.3.3.17.5 (Remote Grid) Updates to grid topology to minimize risk of ignition in HFTDs Remote GridWLDFRWire-to-wire contactAggregated | WLDFR | HFTD - Distribution - Tier 3 - 5QU CoRE ¦ 2QU LoRE | Non-Red Flag Warning - Catastrophic Fires | Wire-to-wire contact | Aggregated | 2053 | 3.4226e-09 | 527.1275 | 1.8041e-06 | 2053 | Mitigation | 0.95 | 45 | 0 | esc | 0.00097009 | 3.3202e-12 | 0.00097009 | 3.3202e-12 | 0.03606 | 1.5092e-08 | 0.012804 | 5.8649e-08
[120 empty] | 7.3.3.17.5 (Remote Grid) Updates to grid topology to minimize risk of ignition in HFTDs Remote GridWLDFRWire-to-wire contactAggregated | WLDFR | HFTD - Distribution - Tier 3 - 5QU CoRE ¦ 2QU LoRE | Non-Red Flag Warning - Catastrophic Fires | Wire-to-wire contact | Aggregated | 2054 | 3.4226e-09 | 527.1275 | 1.8041e-06 | 2054 | Mitigation | 0.95 | 45 | 0 | esc | 0.00097009 | 3.3202e-12 | 0.00097009 | 3.3202e-12 | 0.03606 | 1.5092e-08 | 0.012804 | 5.8649e-08
[120 empty] | 7.3.3.17.5 (Remote Grid) Updates to grid topology to minimize risk of ignition in HFTDs Remote GridWLDFRWire-to-wire contactAggregated | WLDFR | HFTD - Distribution - Tier 3 - 5QU CoRE ¦ 2QU LoRE | Non-Red Flag Warning - Catastrophic Fires | Wire-to-wire contact | Aggregated | 2055 | 3.4226e-09 | 527.1275 | 1.8041e-06 | 2055 | Mitigation | 0.95 | 45 | 0 | esc | 0.00097009 | 3.3202e-12 | 0.00097009 | 3.3202e-12 | 0.03606 | 1.5092e-08 | 0.012804 | 5.8649e-08
[120 empty] | 7.3.3.17.5 (Remote Grid) Updates to grid topology to minimize risk of ignition in HFTDs Remote GridWLDFRWire-to-wire contactAggregated | WLDFR | HFTD - Distribution - Tier 3 - 5QU CoRE ¦ 2QU LoRE | Non-Red Flag Warning - Catastrophic Fires | Wire-to-wire contact | Aggregated | 2056 | 3.4226e-09 | 527.1275 | 1.8041e-06 | 2056 | Mitigation | 0.95 | 45 | 0 | esc | 0.00097009 | 3.3202e-12 | 0.00097009 | 3.3202e-12 | 0.03606 | 1.5092e-08 | 0.012804 | 5.8649e-08
[120 empty] | 7.3.3.17.5 (Remote Grid) Updates to grid topology to minimize risk of ignition in HFTDs Remote GridWLDFRWire-to-wire contactAggregated | WLDFR | HFTD - Distribution - Tier 3 - 5QU CoRE ¦ 2QU LoRE | Non-Red Flag Warning - Catastrophic Fires | Wire-to-wire contact | Aggregated | 2057 | 3.4226e-09 | 527.1275 | 1.8041e-06 | 2057 | Mitigation | 0.95 | 45 | 0 | esc | 0.00097009 | 3.3202e-12 | 0.00097009 | 3.3202e-12 | 0.03606 | 1.5092e-08 | 0.012804 | 5.8649e-08
[120 empty] | 7.3.3.17.5 (Remote Grid) Updates to grid topology to minimize risk of ignition in HFTDs Remote GridWLDFRWire-to-wire contactAggregated | WLDFR | HFTD - Distribution - Tier 3 - 5QU CoRE ¦ 2QU LoRE | Non-Red Flag Warning - Catastrophic Fires | Wire-to-wire contact | Aggregated | 2058 | 3.4226e-09 | 527.1275 | 1.8041e-06 | 2058 | Mitigation | 0.95 | 45 | 0 | esc | 0.00097009 | 3.3202e-12 | 0.00097009 | 3.3202e-12 | 0.03606 | 1.5092e-08 | 0.012804 | 5.8649e-08
[120 empty] | 7.3.3.17.5 (Remote Grid) Updates to grid topology to minimize risk of ignition in HFTDs Remote GridWLDFRWire-to-wire contactAggregated | WLDFR | HFTD - Distribution - Tier 3 - 5QU CoRE ¦ 2QU LoRE | Non-Red Flag Warning - Catastrophic Fires | Wire-to-wire contact | Aggregated | 2059 | 3.4226e-09 | 527.1275 | 1.8041e-06 | 2059 | Mitigation | 0.95 | 45 | 0 | esc | 0.00097009 | 3.3202e-12 | 0.00097009 | 3.3202e-12 | 0.03606 | 1.5092e-08 | 0.012804 | 5.8649e-08
[120 empty] | 7.3.3.17.5 (Remote Grid) Updates to grid topology to minimize risk of ignition in HFTDs Remote GridWLDFRWire-to-wire contactAggregated | WLDFR | HFTD - Distribution - Tier 3 - 5QU CoRE ¦ 2QU LoRE | Non-Red Flag Warning - Catastrophic Fires | Wire-to-wire contact | Aggregated | 2060 | 3.4226e-09 | 527.1275 | 1.8041e-06 | 2060 | Mitigation | 0.95 | 45 | 0 | esc | 0.00097009 | 3.3202e-12 | 0.00097009 | 3.3202e-12 | 0.03606 | 1.5092e-08 | 0.012804 | 5.8649e-08
[120 empty] | 7.3.3.17.5 (Remote Grid) Updates to grid topology to minimize risk of ignition in HFTDs Remote GridWLDFRWire-to-wire contactAggregated | WLDFR | HFTD - Distribution - Tier 3 - 5QU CoRE ¦ 2QU LoRE | Non-Red Flag Warning - Catastrophic Fires | Wire-to-wire contact | Aggregated | 2061 | 3.4226e-09 | 527.1275 | 1.8041e-06 | 2061 | Mitigation | 0.95 | 45 | 0 | esc | 0.00097009 | 3.3202e-12 | 0.00097009 | 3.3202e-12 | 0.03606 | 1.5092e-08 | 0.012804 | 5.8649e-08
[120 empty] | 7.3.3.17.5 (Remote Grid) Updates to grid topology to minimize risk of ignition in HFTDs Remote GridWLDFRWire-to-wire contactAggregated | WLDFR | HFTD - Distribution - Tier 3 - 5QU CoRE ¦ 2QU LoRE | Non-Red Flag Warning - Catastrophic Fires | Wire-to-wire contact | Aggregated | 2062 | 3.4226e-09 | 527.1275 | 1.8041e-06 | 2062 | Mitigation | 0.95 | 45 | 0 | esc | 0.00097009 | 3.3202e-12 | 0.00097009 | 3.3202e-12 | 0.03606 | 1.5092e-08 | 0.012804 | 5.8649e-08
[120 empty] | 7.3.3.17.5 (Remote Grid) Updates to grid topology to minimize risk of ignition in HFTDs Remote GridWLDFRWire-to-wire contactAggregated | WLDFR | HFTD - Distribution - Tier 3 - 5QU CoRE ¦ 2QU LoRE | Non-Red Flag Warning - Catastrophic Fires | Wire-to-wire contact | Aggregated | 2063 | 3.4226e-09 | 527.1275 | 1.8041e-06 | 2063 | Mitigation | 0.95 | 45 | 0 | esc | 0.00097009 | 3.3202e-12 | 0.00097009 | 3.3202e-12 | 0.03606 | 1.5092e-08 | 0.012804 | 5.8649e-08
[120 empty] | 7.3.3.17.5 (Remote Grid) Updates to grid topology to minimize risk of ignition in HFTDs Remote GridWLDFRWire-to-wire contactAggregated | WLDFR | HFTD - Distribution - Tier 3 - 5QU CoRE ¦ 2QU LoRE | Non-Red Flag Warning - Catastrophic Fires | Wire-to-wire contact | Aggregated | 2064 | 3.4226e-09 | 527.1275 | 1.8041e-06 | 2064 | Mitigation | 0.95 | 45 | 0 | esc | 0.00097009 | 3.3202e-12 | 0.00097009 | 3.3202e-12 | 0.03606 | 1.5092e-08 | 0.012804 | 5.8649e-08
[120 empty] | 7.3.3.17.5 (Remote Grid) Updates to grid topology to minimize risk of ignition in HFTDs Remote GridWLDFRWire-to-wire contactAggregated | WLDFR | HFTD - Distribution - Tier 3 - 5QU CoRE ¦ 2QU LoRE | Non-Red Flag Warning - Catastrophic Fires | Wire-to-wire contact | Aggregated | 2065 | 3.4226e-09 | 527.1275 | 1.8041e-06 | 2065 | Mitigation | 0.95 | 45 | 0 | esc | 0.00097009 | 3.3202e-12 | 0.00097009 | 3.3202e-12 | 0.03606 | 1.5092e-08 | 0.012804 | 5.8649e-08
[120 empty] | 7.3.3.17.5 (Remote Grid) Updates to grid topology to minimize risk of ignition in HFTDs Remote GridWLDFRWire-to-wire contactAggregated | WLDFR | HFTD - Distribution - Tier 3 - 5QU CoRE ¦ 2QU LoRE | Non-Red Flag Warning - Catastrophic Fires | Wire-to-wire contact | Aggregated | 2066 | 3.4226e-09 | 527.1275 | 1.8041e-06 | 2066 | Mitigation | 0.95 | 45 | 0 | esc | 0.00097009 | 3.3202e-12 | 0.00097009 | 3.3202e-12 | 0 | 0 | 0 | 0
[120 empty] | 7.3.3.17.5 (Remote Grid) Updates to grid topology to minimize risk of ignition in HFTDs Remote GridWLDFRWire-to-wire contactAggregated | WLDFR | HFTD - Distribution - Tier 3 - 5QU CoRE ¦ 2QU LoRE | Non-Red Flag Warning - Catastrophic Fires | Wire-to-wire contact | Aggregated | 2067 | 3.4226e-09 | 527.1275 | 1.8041e-06 | 2067 | Mitigation | 0.95 | 45 | 0 | esc | 0 | 0 | 0.00097009 | 3.3202e-12 | 0.03606 | 2.6025e-08 | 0 | 0
[120 empty] | 7.3.3.17.5 (Remote Grid) Updates to grid topology to minimize risk of ignition in HFTDs Remote GridWLDFRContact from objectAggregated | WLDFR | HFTD - Distribution - Tier 3 - 5QU CoRE ¦ 2QU LoRE | Non-Red Flag Warning - Destructive Fires | Contact from object | Aggregated | 2022 | 2.5173e-08 | 527.1275 | 1.3269e-05 | 2022 | Mitigation | 0.95 | 45 | 0 | esc | 0.00097009 | 2.442e-11 | 0 | 0 | 0.03606 | 2.6025e-08 | 0.014899 | 1.2924e-09
[120 empty] | 7.3.3.17.5 (Remote Grid) Updates to grid topology to minimize risk of ignition in HFTDs Remote GridWLDFRContact from objectAggregated | WLDFR | HFTD - Distribution - Tier 3 - 5QU CoRE ¦ 2QU LoRE | Non-Red Flag Warning - Destructive Fires | Contact from object | Aggregated | 2023 | 2.5173e-08 | 527.1275 | 1.3269e-05 | 2023 | Mitigation | 0.95 | 45 | 0 | esc | 0.00097009 | 2.442e-11 | 0.00097009 | 2.442e-11 | 0.03606 | 2.6025e-08 | 0.014899 | 1.2924e-09
[120 empty] | 7.3.3.17.5 (Remote Grid) Updates to grid topology to minimize risk of ignition in HFTDs Remote GridWLDFRContact from objectAggregated | WLDFR | HFTD - Distribution - Tier 3 - 5QU CoRE ¦ 2QU LoRE | Non-Red Flag Warning - Destructive Fires | Contact from object | Aggregated | 2024 | 2.5173e-08 | 527.1275 | 1.3269e-05 | 2024 | Mitigation | 0.95 | 45 | 0 | esc | 0.00097009 | 2.442e-11 | 0.00097009 | 2.442e-11 | 0.03606 | 2.6025e-08 | 0.014899 | 1.2924e-09
[120 empty] | 7.3.3.17.5 (Remote Grid) Updates to grid topology to minimize risk of ignition in HFTDs Remote GridWLDFRContact from objectAggregated | WLDFR | HFTD - Distribution - Tier 3 - 5QU CoRE ¦ 2QU LoRE | Non-Red Flag Warning - Destructive Fires | Contact from object | Aggregated | 2025 | 2.5173e-08 | 527.1275 | 1.3269e-05 | 2025 | Mitigation | 0.95 | 45 | 0 | esc | 0.00097009 | 2.442e-11 | 0.00097009 | 2.442e-11 | 0.03606 | 2.6025e-08 | 0.014899 | 1.2924e-09
[120 empty] | 7.3.3.17.5 (Remote Grid) Updates to grid topology to minimize risk of ignition in HFTDs Remote GridWLDFRContact from objectAggregated | WLDFR | HFTD - Distribution - Tier 3 - 5QU CoRE ¦ 2QU LoRE | Non-Red Flag Warning - Destructive Fires | Contact from object | Aggregated | 2026 | 2.5173e-08 | 527.1275 | 1.3269e-05 | 2026 | Mitigation | 0.95 | 45 | 0 | esc | 0.00097009 | 2.442e-11 | 0.00097009 | 2.442e-11 | 0.03606 | 2.6025e-08 | 0.014899 | 1.2924e-09
[120 empty] | 7.3.3.17.5 (Remote Grid) Updates to grid topology to minimize risk of ignition in HFTDs Remote GridWLDFRContact from objectAggregated | WLDFR | HFTD - Distribution - Tier 3 - 5QU CoRE ¦ 2QU LoRE | Non-Red Flag Warning - Destructive Fires | Contact from object | Aggregated | 2027 | 2.5173e-08 | 527.1275 | 1.3269e-05 | 2027 | Mitigation | 0.95 | 45 | 0 | esc | 0.00097009 | 2.442e-11 | 0.00097009 | 2.442e-11 | 0.03606 | 2.6025e-08 | 0.014899 | 1.2924e-09
[120 empty] | 7.3.3.17.5 (Remote Grid) Updates to grid topology to minimize risk of ignition in HFTDs Remote GridWLDFRContact from objectAggregated | WLDFR | HFTD - Distribution - Tier 3 - 5QU CoRE ¦ 2QU LoRE | Non-Red Flag Warning - Destructive Fires | Contact from object | Aggregated | 2028 | 2.5173e-08 | 527.1275 | 1.3269e-05 | 2028 | Mitigation | 0.95 | 45 | 0 | esc | 0.00097009 | 2.442e-11 | 0.00097009 | 2.442e-11 | 0.03606 | 2.6025e-08 | 0.014899 | 1.2924e-09
[120 empty] | 7.3.3.17.5 (Remote Grid) Updates to grid topology to minimize risk of ignition in HFTDs Remote GridWLDFRContact from objectAggregated | WLDFR | HFTD - Distribution - Tier 3 - 5QU CoRE ¦ 2QU LoRE | Non-Red Flag Warning - Destructive Fires | Contact from object | Aggregated | 2029 | 2.5173e-08 | 527.1275 | 1.3269e-05 | 2029 | Mitigation | 0.95 | 45 | 0 | esc | 0.00097009 | 2.442e-11 | 0.00097009 | 2.442e-11 | 0.03606 | 2.6025e-08 | 0.014899 | 1.2924e-09
[120 empty] | 7.3.3.17.5 (Remote Grid) Updates to grid topology to minimize risk of ignition in HFTDs Remote GridWLDFRContact from objectAggregated | WLDFR | HFTD - Distribution - Tier 3 - 5QU CoRE ¦ 2QU LoRE | Non-Red Flag Warning - Destructive Fires | Contact from object | Aggregated | 2030 | 2.5173e-08 | 527.1275 | 1.3269e-05 | 2030 | Mitigation | 0.95 | 45 | 0 | esc | 0.00097009 | 2.442e-11 | 0.00097009 | 2.442e-11 | 0.03606 | 2.6025e-08 | 0.014899 | 1.2924e-09
[120 empty] | 7.3.3.17.5 (Remote Grid) Updates to grid topology to minimize risk of ignition in HFTDs Remote GridWLDFRContact from objectAggregated | WLDFR | HFTD - Distribution - Tier 3 - 5QU CoRE ¦ 2QU LoRE | Non-Red Flag Warning - Destructive Fires | Contact from object | Aggregated | 2031 | 2.5173e-08 | 527.1275 | 1.3269e-05 | 2031 | Mitigation | 0.95 | 45 | 0 | esc | 0.00097009 | 2.442e-11 | 0.00097009 | 2.442e-11 | 0.03606 | 2.6025e-08 | 0.014899 | 1.2924e-09
[120 empty] | 7.3.3.17.5 (Remote Grid) Updates to grid topology to minimize risk of ignition in HFTDs Remote GridWLDFRContact from objectAggregated | WLDFR | HFTD - Distribution - Tier 3 - 5QU CoRE ¦ 2QU LoRE | Non-Red Flag Warning - Destructive Fires | Contact from object | Aggregated | 2032 | 2.5173e-08 | 527.1275 | 1.3269e-05 | 2032 | Mitigation | 0.95 | 45 | 0 | esc | 0.00097009 | 2.442e-11 | 0.00097009 | 2.442e-11 | 0.03606 | 2.6025e-08 | 0.014899 | 1.2924e-09
[120 empty] | 7.3.3.17.5 (Remote Grid) Updates to grid topology to minimize risk of ignition in HFTDs Remote GridWLDFRContact from objectAggregated | WLDFR | HFTD - Distribution - Tier 3 - 5QU CoRE ¦ 2QU LoRE | Non-Red Flag Warning - Destructive Fires | Contact from object | Aggregated | 2033 | 2.5173e-08 | 527.1275 | 1.3269e-05 | 2033 | Mitigation | 0.95 | 45 | 0 | esc | 0.00097009 | 2.442e-11 | 0.00097009 | 2.442e-11 | 0.03606 | 2.6025e-08 | 0.014899 | 1.2924e-09
[120 empty] | 7.3.3.17.5 (Remote Grid) Updates to grid topology to minimize risk of ignition in HFTDs Remote GridWLDFRContact from objectAggregated | WLDFR | HFTD - Distribution - Tier 3 - 5QU CoRE ¦ 2QU LoRE | Non-Red Flag Warning - Destructive Fires | Contact from object | Aggregated | 2034 | 2.5173e-08 | 527.1275 | 1.3269e-05 | 2034 | Mitigation | 0.95 | 45 | 0 | esc | 0.00097009 | 2.442e-11 | 0.00097009 | 2.442e-11 | 0.03606 | 2.6025e-08 | 0.014899 | 1.2924e-09
[120 empty] | 7.3.3.17.5 (Remote Grid) Updates to grid topology to minimize risk of ignition in HFTDs Remote GridWLDFRContact from objectAggregated | WLDFR | HFTD - Distribution - Tier 3 - 5QU CoRE ¦ 2QU LoRE | Non-Red Flag Warning - Destructive Fires | Contact from object | Aggregated | 2035 | 2.5173e-08 | 527.1275 | 1.3269e-05 | 2035 | Mitigation | 0.95 | 45 | 0 | esc | 0.00097009 | 2.442e-11 | 0.00097009 | 2.442e-11 | 0.03606 | 2.6025e-08 | 0.014899 | 1.2924e-09
[120 empty] | 7.3.3.17.5 (Remote Grid) Updates to grid topology to minimize risk of ignition in HFTDs Remote GridWLDFRContact from objectAggregated | WLDFR | HFTD - Distribution - Tier 3 - 5QU CoRE ¦ 2QU LoRE | Non-Red Flag Warning - Destructive Fires | Contact from object | Aggregated | 2036 | 2.5173e-08 | 527.1275 | 1.3269e-05 | 2036 | Mitigation | 0.95 | 45 | 0 | esc | 0.00097009 | 2.442e-11 | 0.00097009 | 2.442e-11 | 0.03606 | 2.6025e-08 | 0.014899 | 1.2924e-09
[120 empty] | 7.3.3.17.5 (Remote Grid) Updates to grid topology to minimize risk of ignition in HFTDs Remote GridWLDFRContact from objectAggregated | WLDFR | HFTD - Distribution - Tier 3 - 5QU CoRE ¦ 2QU LoRE | Non-Red Flag Warning - Destructive Fires | Contact from object | Aggregated | 2037 | 2.5173e-08 | 527.1275 | 1.3269e-05 | 2037 | Mitigation | 0.95 | 45 | 0 | esc | 0.00097009 | 2.442e-11 | 0.00097009 | 2.442e-11 | 0.03606 | 2.6025e-08 | 0.014899 | 1.2924e-09
[120 empty] | 7.3.3.17.5 (Remote Grid) Updates to grid topology to minimize risk of ignition in HFTDs Remote GridWLDFRContact from objectAggregated | WLDFR | HFTD - Distribution - Tier 3 - 5QU CoRE ¦ 2QU LoRE | Non-Red Flag Warning - Destructive Fires | Contact from object | Aggregated | 2038 | 2.5173e-08 | 527.1275 | 1.3269e-05 | 2038 | Mitigation | 0.95 | 45 | 0 | esc | 0.00097009 | 2.442e-11 | 0.00097009 | 2.442e-11 | 0.03606 | 2.6025e-08 | 0.014899 | 1.2924e-09
[120 empty] | 7.3.3.17.5 (Remote Grid) Updates to grid topology to minimize risk of ignition in HFTDs Remote GridWLDFRContact from objectAggregated | WLDFR | HFTD - Distribution - Tier 3 - 5QU CoRE ¦ 2QU LoRE | Non-Red Flag Warning - Destructive Fires | Contact from object | Aggregated | 2039 | 2.5173e-08 | 527.1275 | 1.3269e-05 | 2039 | Mitigation | 0.95 | 45 | 0 | esc | 0.00097009 | 2.442e-11 | 0.00097009 | 2.442e-11 | 0.03606 | 2.6025e-08 | 0.014899 | 1.2924e-09
[120 empty] | 7.3.3.17.5 (Remote Grid) Updates to grid topology to minimize risk of ignition in HFTDs Remote GridWLDFRContact from objectAggregated | WLDFR | HFTD - Distribution - Tier 3 - 5QU CoRE ¦ 2QU LoRE | Non-Red Flag Warning - Destructive Fires | Contact from object | Aggregated | 2040 | 2.5173e-08 | 527.1275 | 1.3269e-05 | 2040 | Mitigation | 0.95 | 45 | 0 | esc | 0.00097009 | 2.442e-11 | 0.00097009 | 2.442e-11 | 0.03606 | 2.6025e-08 | 0.014899 | 1.2924e-09
[120 empty] | 7.3.3.17.5 (Remote Grid) Updates to grid topology to minimize risk of ignition in HFTDs Remote GridWLDFRContact from objectAggregated | WLDFR | HFTD - Distribution - Tier 3 - 5QU CoRE ¦ 2QU LoRE | Non-Red Flag Warning - Destructive Fires | Contact from object | Aggregated | 2041 | 2.5173e-08 | 527.1275 | 1.3269e-05 | 2041 | Mitigation | 0.95 | 45 | 0 | esc | 0.00097009 | 2.442e-11 | 0.00097009 | 2.442e-11 | 0.03606 | 2.6025e-08 | 0.014899 | 1.2924e-09
[120 empty] | 7.3.3.17.5 (Remote Grid) Updates to grid topology to minimize risk of ignition in HFTDs Remote GridWLDFRContact from objectAggregated | WLDFR | HFTD - Distribution - Tier 3 - 5QU CoRE ¦ 2QU LoRE | Non-Red Flag Warning - Destructive Fires | Contact from object | Aggregated | 2042 | 2.5173e-08 | 527.1275 | 1.3269e-05 | 2042 | Mitigation | 0.95 | 45 | 0 | esc | 0.00097009 | 2.442e-11 | 0.00097009 | 2.442e-11 | 0.03606 | 2.6025e-08 | 0.014899 | 1.2924e-09
[120 empty] | 7.3.3.17.5 (Remote Grid) Updates to grid topology to minimize risk of ignition in HFTDs Remote GridWLDFRContact from objectAggregated | WLDFR | HFTD - Distribution - Tier 3 - 5QU CoRE ¦ 2QU LoRE | Non-Red Flag Warning - Destructive Fires | Contact from object | Aggregated | 2043 | 2.5173e-08 | 527.1275 | 1.3269e-05 | 2043 | Mitigation | 0.95 | 45 | 0 | esc | 0.00097009 | 2.442e-11 | 0.00097009 | 2.442e-11 | 0.03606 | 2.6025e-08 | 0.014899 | 1.2924e-09
[120 empty] | 7.3.3.17.5 (Remote Grid) Updates to grid topology to minimize risk of ignition in HFTDs Remote GridWLDFRContact from objectAggregated | WLDFR | HFTD - Distribution - Tier 3 - 5QU CoRE ¦ 2QU LoRE | Non-Red Flag Warning - Destructive Fires | Contact from object | Aggregated | 2044 | 2.5173e-08 | 527.1275 | 1.3269e-05 | 2044 | Mitigation | 0.95 | 45 | 0 | esc | 0.00097009 | 2.442e-11 | 0.00097009 | 2.442e-11 | 0.03606 | 2.6025e-08 | 0.014899 | 1.2924e-09
[120 empty] | 7.3.3.17.5 (Remote Grid) Updates to grid topology to minimize risk of ignition in HFTDs Remote GridWLDFRContact from objectAggregated | WLDFR | HFTD - Distribution - Tier 3 - 5QU CoRE ¦ 2QU LoRE | Non-Red Flag Warning - Destructive Fires | Contact from object | Aggregated | 2045 | 2.5173e-08 | 527.1275 | 1.3269e-05 | 2045 | Mitigation | 0.95 | 45 | 0 | esc | 0.00097009 | 2.442e-11 | 0.00097009 | 2.442e-11 | 0.03606 | 2.6025e-08 | 0.014899 | 1.2924e-09
[120 empty] | 7.3.3.17.5 (Remote Grid) Updates to grid topology to minimize risk of ignition in HFTDs Remote GridWLDFRContact from objectAggregated | WLDFR | HFTD - Distribution - Tier 3 - 5QU CoRE ¦ 2QU LoRE | Non-Red Flag Warning - Destructive Fires | Contact from object | Aggregated | 2046 | 2.5173e-08 | 527.1275 | 1.3269e-05 | 2046 | Mitigation | 0.95 | 45 | 0 | esc | 0.00097009 | 2.442e-11 | 0.00097009 | 2.442e-11 | 0.03606 | 2.6025e-08 | 0.014899 | 1.2924e-09
[120 empty] | 7.3.3.17.5 (Remote Grid) Updates to grid topology to minimize risk of ignition in HFTDs Remote GridWLDFRContact from objectAggregated | WLDFR | HFTD - Distribution - Tier 3 - 5QU CoRE ¦ 2QU LoRE | Non-Red Flag Warning - Destructive Fires | Contact from object | Aggregated | 2047 | 2.5173e-08 | 527.1275 | 1.3269e-05 | 2047 | Mitigation | 0.95 | 45 | 0 | esc | 0.00097009 | 2.442e-11 | 0.00097009 | 2.442e-11 | 0.03606 | 2.6025e-08 | 0.014899 | 1.2924e-09
[120 empty] | 7.3.3.17.5 (Remote Grid) Updates to grid topology to minimize risk of ignition in HFTDs Remote GridWLDFRContact from objectAggregated | WLDFR | HFTD - Distribution - Tier 3 - 5QU CoRE ¦ 2QU LoRE | Non-Red Flag Warning - Destructive Fires | Contact from object | Aggregated | 2048 | 2.5173e-08 | 527.1275 | 1.3269e-05 | 2048 | Mitigation | 0.95 | 45 | 0 | esc | 0.00097009 | 2.442e-11 | 0.00097009 | 2.442e-11 | 0.03606 | 2.6025e-08 | 0.014899 | 1.2924e-09
[120 empty] | 7.3.3.17.5 (Remote Grid) Updates to grid topology to minimize risk of ignition in HFTDs Remote GridWLDFRContact from objectAggregated | WLDFR | HFTD - Distribution - Tier 3 - 5QU CoRE ¦ 2QU LoRE | Non-Red Flag Warning - Destructive Fires | Contact from object | Aggregated | 2049 | 2.5173e-08 | 527.1275 | 1.3269e-05 | 2049 | Mitigation | 0.95 | 45 | 0 | esc | 0.00097009 | 2.442e-11 | 0.00097009 | 2.442e-11 | 0.03606 | 2.6025e-08 | 0.014899 | 1.2924e-09
[120 empty] | 7.3.3.17.5 (Remote Grid) Updates to grid topology to minimize risk of ignition in HFTDs Remote GridWLDFRContact from objectAggregated | WLDFR | HFTD - Distribution - Tier 3 - 5QU CoRE ¦ 2QU LoRE | Non-Red Flag Warning - Destructive Fires | Contact from object | Aggregated | 2050 | 2.5173e-08 | 527.1275 | 1.3269e-05 | 2050 | Mitigation | 0.95 | 45 | 0 | esc | 0.00097009 | 2.442e-11 | 0.00097009 | 2.442e-11 | 0.03606 | 2.6025e-08 | 0.014899 | 1.2924e-09
[120 empty] | 7.3.3.17.5 (Remote Grid) Updates to grid topology to minimize risk of ignition in HFTDs Remote GridWLDFRContact from objectAggregated | WLDFR | HFTD - Distribution - Tier 3 - 5QU CoRE ¦ 2QU LoRE | Non-Red Flag Warning - Destructive Fires | Contact from object | Aggregated | 2051 | 2.5173e-08 | 527.1275 | 1.3269e-05 | 2051 | Mitigation | 0.95 | 45 | 0 | esc | 0.00097009 | 2.442e-11 | 0.00097009 | 2.442e-11 | 0.03606 | 2.6025e-08 | 0.014899 | 1.2924e-09
[120 empty] | 7.3.3.17.5 (Remote Grid) Updates to grid topology to minimize risk of ignition in HFTDs Remote GridWLDFRContact from objectAggregated | WLDFR | HFTD - Distribution - Tier 3 - 5QU CoRE ¦ 2QU LoRE | Non-Red Flag Warning - Destructive Fires | Contact from object | Aggregated | 2052 | 2.5173e-08 | 527.1275 | 1.3269e-05 | 2052 | Mitigation | 0.95 | 45 | 0 | esc | 0.00097009 | 2.442e-11 | 0.00097009 | 2.442e-11 | 0.03606 | 2.6025e-08 | 0 | 0
[120 empty] | 7.3.3.17.5 (Remote Grid) Updates to grid topology to minimize risk of ignition in HFTDs Remote GridWLDFRContact from objectAggregated | WLDFR | HFTD - Distribution - Tier 3 - 5QU CoRE ¦ 2QU LoRE | Non-Red Flag Warning - Destructive Fires | Contact from object | Aggregated | 2053 | 2.5173e-08 | 527.1275 | 1.3269e-05 | 2053 | Mitigation | 0.95 | 45 | 0 | esc | 0.00097009 | 2.442e-11 | 0.00097009 | 2.442e-11 | 0.03606 | 2.6025e-08 | 0 | 0
[120 empty] | 7.3.3.17.5 (Remote Grid) Updates to grid topology to minimize risk of ignition in HFTDs Remote GridWLDFRContact from objectAggregated | WLDFR | HFTD - Distribution - Tier 3 - 5QU CoRE ¦ 2QU LoRE | Non-Red Flag Warning - Destructive Fires | Contact from object | Aggregated | 2054 | 2.5173e-08 | 527.1275 | 1.3269e-05 | 2054 | Mitigation | 0.95 | 45 | 0 | esc | 0.00097009 | 2.442e-11 | 0.00097009 | 2.442e-11 | 0.03606 | 2.6025e-08 | 0.008942 | 1.1326e-08
[120 empty] | 7.3.3.17.5 (Remote Grid) Updates to grid topology to minimize risk of ignition in HFTDs Remote GridWLDFRContact from objectAggregated | WLDFR | HFTD - Distribution - Tier 3 - 5QU CoRE ¦ 2QU LoRE | Non-Red Flag Warning - Destructive Fires | Contact from object | Aggregated | 2055 | 2.5173e-08 | 527.1275 | 1.3269e-05 | 2055 | Mitigation | 0.95 | 45 | 0 | esc | 0.00097009 | 2.442e-11 | 0.00097009 | 2.442e-11 | 0.03606 | 2.6025e-08 | 0.008942 | 1.1326e-08
[120 empty] | 7.3.3.17.5 (Remote Grid) Updates to grid topology to minimize risk of ignition in HFTDs Remote GridWLDFRContact from objectAggregated | WLDFR | HFTD - Distribution - Tier 3 - 5QU CoRE ¦ 2QU LoRE | Non-Red Flag Warning - Destructive Fires | Contact from object | Aggregated | 2056 | 2.5173e-08 | 527.1275 | 1.3269e-05 | 2056 | Mitigation | 0.95 | 45 | 0 | esc | 0.00097009 | 2.442e-11 | 0.00097009 | 2.442e-11 | 0.03606 | 2.6025e-08 | 0.008942 | 1.1326e-08
[120 empty] | 7.3.3.17.5 (Remote Grid) Updates to grid topology to minimize risk of ignition in HFTDs Remote GridWLDFRContact from objectAggregated | WLDFR | HFTD - Distribution - Tier 3 - 5QU CoRE ¦ 2QU LoRE | Non-Red Flag Warning - Destructive Fires | Contact from object | Aggregated | 2057 | 2.5173e-08 | 527.1275 | 1.3269e-05 | 2057 | Mitigation | 0.95 | 45 | 0 | esc | 0.00097009 | 2.442e-11 | 0.00097009 | 2.442e-11 | 0.03606 | 2.6025e-08 | 0.008942 | 1.1326e-08
[120 empty] | 7.3.3.17.5 (Remote Grid) Updates to grid topology to minimize risk of ignition in HFTDs Remote GridWLDFRContact from objectAggregated | WLDFR | HFTD - Distribution - Tier 3 - 5QU CoRE ¦ 2QU LoRE | Non-Red Flag Warning - Destructive Fires | Contact from object | Aggregated | 2058 | 2.5173e-08 | 527.1275 | 1.3269e-05 | 2058 | Mitigation | 0.95 | 45 | 0 | esc | 0.00097009 | 2.442e-11 | 0.00097009 | 2.442e-11 | 0.03606 | 2.6025e-08 | 0.008942 | 1.1326e-08
[120 empty] | 7.3.3.17.5 (Remote Grid) Updates to grid topology to minimize risk of ignition in HFTDs Remote GridWLDFRContact from objectAggregated | WLDFR | HFTD - Distribution - Tier 3 - 5QU CoRE ¦ 2QU LoRE | Non-Red Flag Warning - Destructive Fires | Contact from object | Aggregated | 2059 | 2.5173e-08 | 527.1275 | 1.3269e-05 | 2059 | Mitigation | 0.95 | 45 | 0 | esc | 0.00097009 | 2.442e-11 | 0.00097009 | 2.442e-11 | 0.03606 | 2.6025e-08 | 0.008942 | 1.1326e-08
[120 empty] | 7.3.3.17.5 (Remote Grid) Updates to grid topology to minimize risk of ignition in HFTDs Remote GridWLDFRContact from objectAggregated | WLDFR | HFTD - Distribution - Tier 3 - 5QU CoRE ¦ 2QU LoRE | Non-Red Flag Warning - Destructive Fires | Contact from object | Aggregated | 2060 | 2.5173e-08 | 527.1275 | 1.3269e-05 | 2060 | Mitigation | 0.95 | 45 | 0 | esc | 0.00097009 | 2.442e-11 | 0.00097009 | 2.442e-11 | 0.03606 | 2.6025e-08 | 0.008942 | 1.1326e-08
[120 empty] | 7.3.3.17.5 (Remote Grid) Updates to grid topology to minimize risk of ignition in HFTDs Remote GridWLDFRContact from objectAggregated | WLDFR | HFTD - Distribution - Tier 3 - 5QU CoRE ¦ 2QU LoRE | Non-Red Flag Warning - Destructive Fires | Contact from object | Aggregated | 2061 | 2.5173e-08 | 527.1275 | 1.3269e-05 | 2061 | Mitigation | 0.95 | 45 | 0 | esc | 0.00097009 | 2.442e-11 | 0.00097009 | 2.442e-11 | 0.03606 | 2.6025e-08 | 0.008942 | 1.1326e-08
[120 empty] | 7.3.3.17.5 (Remote Grid) Updates to grid topology to minimize risk of ignition in HFTDs Remote GridWLDFRContact from objectAggregated | WLDFR | HFTD - Distribution - Tier 3 - 5QU CoRE ¦ 2QU LoRE | Non-Red Flag Warning - Destructive Fires | Contact from object | Aggregated | 2062 | 2.5173e-08 | 527.1275 | 1.3269e-05 | 2062 | Mitigation | 0.95 | 45 | 0 | esc | 0.00097009 | 2.442e-11 | 0.00097009 | 2.442e-11 | 0.03606 | 2.6025e-08 | 0.008942 | 1.1326e-08
[120 empty] | 7.3.3.17.5 (Remote Grid) Updates to grid topology to minimize risk of ignition in HFTDs Remote GridWLDFRContact from objectAggregated | WLDFR | HFTD - Distribution - Tier 3 - 5QU CoRE ¦ 2QU LoRE | Non-Red Flag Warning - Destructive Fires | Contact from object | Aggregated | 2063 | 2.5173e-08 | 527.1275 | 1.3269e-05 | 2063 | Mitigation | 0.95 | 45 | 0 | esc | 0.00097009 | 2.442e-11 | 0.00097009 | 2.442e-11 | 0.03606 | 2.6025e-08 | 0.008942 | 1.1326e-08
[120 empty] | 7.3.3.17.5 (Remote Grid) Updates to grid topology to minimize risk of ignition in HFTDs Remote GridWLDFRContact from objectAggregated | WLDFR | HFTD - Distribution - Tier 3 - 5QU CoRE ¦ 2QU LoRE | Non-Red Flag Warning - Destructive Fires | Contact from object | Aggregated | 2064 | 2.5173e-08 | 527.1275 | 1.3269e-05 | 2064 | Mitigation | 0.95 | 45 | 0 | esc | 0.00097009 | 2.442e-11 | 0.00097009 | 2.442e-11 | 0.03606 | 2.6025e-08 | 0.008942 | 1.1326e-08
[120 empty] | 7.3.3.17.5 (Remote Grid) Updates to grid topology to minimize risk of ignition in HFTDs Remote GridWLDFRContact from objectAggregated | WLDFR | HFTD - Distribution - Tier 3 - 5QU CoRE ¦ 2QU LoRE | Non-Red Flag Warning - Destructive Fires | Contact from object | Aggregated | 2065 | 2.5173e-08 | 527.1275 | 1.3269e-05 | 2065 | Mitigation | 0.95 | 45 | 0 | esc | 0.00097009 | 2.442e-11 | 0.00097009 | 2.442e-11 | 0.03606 | 2.6025e-08 | 0.008942 | 1.1326e-08
[120 empty] | 7.3.3.17.5 (Remote Grid) Updates to grid topology to minimize risk of ignition in HFTDs Remote GridWLDFRContact from objectAggregated | WLDFR | HFTD - Distribution - Tier 3 - 5QU CoRE ¦ 2QU LoRE | Non-Red Flag Warning - Destructive Fires | Contact from object | Aggregated | 2066 | 2.5173e-08 | 527.1275 | 1.3269e-05 | 2066 | Mitigation | 0.95 | 45 | 0 | esc | 0.00097009 | 2.442e-11 | 0.00097009 | 2.442e-11 | 0.03606 | 2.6025e-08 | 0.008942 | 1.1326e-08
[120 empty] | 7.3.3.17.5 (Remote Grid) Updates to grid topology to minimize risk of ignition in HFTDs Remote GridWLDFRContact from objectAggregated | WLDFR | HFTD - Distribution - Tier 3 - 5QU CoRE ¦ 2QU LoRE | Non-Red Flag Warning - Destructive Fires | Contact from object | Aggregated | 2067 | 2.5173e-08 | 527.1275 | 1.3269e-05 | 2067 | Mitigation | 0.95 | 45 | 0 | esc | 0 | 0 | 0.00097009 | 2.442e-11 | 0.03606 | 2.6025e-08 | 0.008942 | 1.1326e-08
[120 empty] | 7.3.3.17.5 (Remote Grid) Updates to grid topology to minimize risk of ignition in HFTDs Remote GridWLDFRContaminationAggregated | WLDFR | HFTD - Distribution - Tier 3 - 5QU CoRE ¦ 2QU LoRE | Non-Red Flag Warning - Destructive Fires | Contamination | Aggregated | 2022 | 7.8086e-10 | 527.1275 | 4.1161e-07 | 2022 | Mitigation | 0.95 | 45 | 0 | esc | 0.00097009 | 7.575e-13 | 0 | 0 | 0.03606 | 2.6025e-08 | 0.008942 | 1.1326e-08
[120 empty] | 7.3.3.17.5 (Remote Grid) Updates to grid topology to minimize risk of ignition in HFTDs Remote GridWLDFRContaminationAggregated | WLDFR | HFTD - Distribution - Tier 3 - 5QU CoRE ¦ 2QU LoRE | Non-Red Flag Warning - Destructive Fires | Contamination | Aggregated | 2023 | 7.8086e-10 | 527.1275 | 4.1161e-07 | 2023 | Mitigation | 0.95 | 45 | 0 | esc | 0.00097009 | 7.575e-13 | 0.00097009 | 7.575e-13 | 0.03606 | 2.6025e-08 | 0.008942 | 1.1326e-08
[120 empty] | 7.3.3.17.5 (Remote Grid) Updates to grid topology to minimize risk of ignition in HFTDs Remote GridWLDFRContaminationAggregated | WLDFR | HFTD - Distribution - Tier 3 - 5QU CoRE ¦ 2QU LoRE | Non-Red Flag Warning - Destructive Fires | Contamination | Aggregated | 2024 | 7.8086e-10 | 527.1275 | 4.1161e-07 | 2024 | Mitigation | 0.95 | 45 | 0 | esc | 0.00097009 | 7.575e-13 | 0.00097009 | 7.575e-13 | 0 | 0 | 0.008942 | 1.1326e-08
[120 empty] | 7.3.3.17.5 (Remote Grid) Updates to grid topology to minimize risk of ignition in HFTDs Remote GridWLDFRContaminationAggregated | WLDFR | HFTD - Distribution - Tier 3 - 5QU CoRE ¦ 2QU LoRE | Non-Red Flag Warning - Destructive Fires | Contamination | Aggregated | 2025 | 7.8086e-10 | 527.1275 | 4.1161e-07 | 2025 | Mitigation | 0.95 | 45 | 0 | esc | 0.00097009 | 7.575e-13 | 0.00097009 | 7.575e-13 | 0.03606 | 5.5597e-10 | 0.008942 | 1.1326e-08
[120 empty] | 7.3.3.17.5 (Remote Grid) Updates to grid topology to minimize risk of ignition in HFTDs Remote GridWLDFRContaminationAggregated | WLDFR | HFTD - Distribution - Tier 3 - 5QU CoRE ¦ 2QU LoRE | Non-Red Flag Warning - Destructive Fires | Contamination | Aggregated | 2026 | 7.8086e-10 | 527.1275 | 4.1161e-07 | 2026 | Mitigation | 0.95 | 45 | 0 | esc | 0.00097009 | 7.575e-13 | 0.00097009 | 7.575e-13 | 0.03606 | 5.5597e-10 | 0.008942 | 1.1326e-08
[120 empty] | 7.3.3.17.5 (Remote Grid) Updates to grid topology to minimize risk of ignition in HFTDs Remote GridWLDFRContaminationAggregated | WLDFR | HFTD - Distribution - Tier 3 - 5QU CoRE ¦ 2QU LoRE | Non-Red Flag Warning - Destructive Fires | Contamination | Aggregated | 2027 | 7.8086e-10 | 527.1275 | 4.1161e-07 | 2027 | Mitigation | 0.95 | 45 | 0 | esc | 0.00097009 | 7.575e-13 | 0.00097009 | 7.575e-13 | 0.03606 | 5.5597e-10 | 0.008942 | 1.1326e-08
[120 empty] | 7.3.3.17.5 (Remote Grid) Updates to grid topology to minimize risk of ignition in HFTDs Remote GridWLDFRContaminationAggregated | WLDFR | HFTD - Distribution - Tier 3 - 5QU CoRE ¦ 2QU LoRE | Non-Red Flag Warning - Destructive Fires | Contamination | Aggregated | 2028 | 7.8086e-10 | 527.1275 | 4.1161e-07 | 2028 | Mitigation | 0.95 | 45 | 0 | esc | 0.00097009 | 7.575e-13 | 0.00097009 | 7.575e-13 | 0.03606 | 5.5597e-10 | 0.008942 | 1.1326e-08
[120 empty] | 7.3.3.17.5 (Remote Grid) Updates to grid topology to minimize risk of ignition in HFTDs Remote GridWLDFRContaminationAggregated | WLDFR | HFTD - Distribution - Tier 3 - 5QU CoRE ¦ 2QU LoRE | Non-Red Flag Warning - Destructive Fires | Contamination | Aggregated | 2029 | 7.8086e-10 | 527.1275 | 4.1161e-07 | 2029 | Mitigation | 0.95 | 45 | 0 | esc | 0.00097009 | 7.575e-13 | 0.00097009 | 7.575e-13 | 0.03606 | 5.5597e-10 | 0.008942 | 1.1326e-08
[120 empty] | 7.3.3.17.5 (Remote Grid) Updates to grid topology to minimize risk of ignition in HFTDs Remote GridWLDFRContaminationAggregated | WLDFR | HFTD - Distribution - Tier 3 - 5QU CoRE ¦ 2QU LoRE | Non-Red Flag Warning - Destructive Fires | Contamination | Aggregated | 2030 | 7.8086e-10 | 527.1275 | 4.1161e-07 | 2030 | Mitigation | 0.95 | 45 | 0 | esc | 0.00097009 | 7.575e-13 | 0.00097009 | 7.575e-13 | 0.03606 | 5.5597e-10 | 0.008942 | 1.1326e-08
[120 empty] | 7.3.3.17.5 (Remote Grid) Updates to grid topology to minimize risk of ignition in HFTDs Remote GridWLDFRContaminationAggregated | WLDFR | HFTD - Distribution - Tier 3 - 5QU CoRE ¦ 2QU LoRE | Non-Red Flag Warning - Destructive Fires | Contamination | Aggregated | 2031 | 7.8086e-10 | 527.1275 | 4.1161e-07 | 2031 | Mitigation | 0.95 | 45 | 0 | esc | 0.00097009 | 7.575e-13 | 0.00097009 | 7.575e-13 | 0.03606 | 5.5597e-10 | 0.008942 | 1.1326e-08
[120 empty] | 7.3.3.17.5 (Remote Grid) Updates to grid topology to minimize risk of ignition in HFTDs Remote GridWLDFRContaminationAggregated | WLDFR | HFTD - Distribution - Tier 3 - 5QU CoRE ¦ 2QU LoRE | Non-Red Flag Warning - Destructive Fires | Contamination | Aggregated | 2032 | 7.8086e-10 | 527.1275 | 4.1161e-07 | 2032 | Mitigation | 0.95 | 45 | 0 | esc | 0.00097009 | 7.575e-13 | 0.00097009 | 7.575e-13 | 0.03606 | 5.5597e-10 | 0.008942 | 1.1326e-08
[120 empty] | 7.3.3.17.5 (Remote Grid) Updates to grid topology to minimize risk of ignition in HFTDs Remote GridWLDFRContaminationAggregated | WLDFR | HFTD - Distribution - Tier 3 - 5QU CoRE ¦ 2QU LoRE | Non-Red Flag Warning - Destructive Fires | Contamination | Aggregated | 2033 | 7.8086e-10 | 527.1275 | 4.1161e-07 | 2033 | Mitigation | 0.95 | 45 | 0 | esc | 0.00097009 | 7.575e-13 | 0.00097009 | 7.575e-13 | 0.03606 | 5.5597e-10 | 0.008942 | 1.1326e-08
[120 empty] | 7.3.3.17.5 (Remote Grid) Updates to grid topology to minimize risk of ignition in HFTDs Remote GridWLDFRContaminationAggregated | WLDFR | HFTD - Distribution - Tier 3 - 5QU CoRE ¦ 2QU LoRE | Non-Red Flag Warning - Destructive Fires | Contamination | Aggregated | 2034 | 7.8086e-10 | 527.1275 | 4.1161e-07 | 2034 | Mitigation | 0.95 | 45 | 0 | esc | 0.00097009 | 7.575e-13 | 0.00097009 | 7.575e-13 | 0.03606 | 5.5597e-10 | 0.008942 | 1.1326e-08
[120 empty] | 7.3.3.17.5 (Remote Grid) Updates to grid topology to minimize risk of ignition in HFTDs Remote GridWLDFRContaminationAggregated | WLDFR | HFTD - Distribution - Tier 3 - 5QU CoRE ¦ 2QU LoRE | Non-Red Flag Warning - Destructive Fires | Contamination | Aggregated | 2035 | 7.8086e-10 | 527.1275 | 4.1161e-07 | 2035 | Mitigation | 0.95 | 45 | 0 | esc | 0.00097009 | 7.575e-13 | 0.00097009 | 7.575e-13 | 0.03606 | 5.5597e-10 | 0.008942 | 1.1326e-08
[120 empty] | 7.3.3.17.5 (Remote Grid) Updates to grid topology to minimize risk of ignition in HFTDs Remote GridWLDFRContaminationAggregated | WLDFR | HFTD - Distribution - Tier 3 - 5QU CoRE ¦ 2QU LoRE | Non-Red Flag Warning - Destructive Fires | Contamination | Aggregated | 2036 | 7.8086e-10 | 527.1275 | 4.1161e-07 | 2036 | Mitigation | 0.95 | 45 | 0 | esc | 0.00097009 | 7.575e-13 | 0.00097009 | 7.575e-13 | 0.03606 | 5.5597e-10 | 0.008942 | 1.1326e-08
[120 empty] | 7.3.3.17.5 (Remote Grid) Updates to grid topology to minimize risk of ignition in HFTDs Remote GridWLDFRContaminationAggregated | WLDFR | HFTD - Distribution - Tier 3 - 5QU CoRE ¦ 2QU LoRE | Non-Red Flag Warning - Destructive Fires | Contamination | Aggregated | 2037 | 7.8086e-10 | 527.1275 | 4.1161e-07 | 2037 | Mitigation | 0.95 | 45 | 0 | esc | 0.00097009 | 7.575e-13 | 0.00097009 | 7.575e-13 | 0.03606 | 5.5597e-10 | 0.008942 | 1.1326e-08
[120 empty] | 7.3.3.17.5 (Remote Grid) Updates to grid topology to minimize risk of ignition in HFTDs Remote GridWLDFRContaminationAggregated | WLDFR | HFTD - Distribution - Tier 3 - 5QU CoRE ¦ 2QU LoRE | Non-Red Flag Warning - Destructive Fires | Contamination | Aggregated | 2038 | 7.8086e-10 | 527.1275 | 4.1161e-07 | 2038 | Mitigation | 0.95 | 45 | 0 | esc | 0.00097009 | 7.575e-13 | 0.00097009 | 7.575e-13 | 0.03606 | 5.5597e-10 | 0 | 0
[120 empty] | 7.3.3.17.5 (Remote Grid) Updates to grid topology to minimize risk of ignition in HFTDs Remote GridWLDFRContaminationAggregated | WLDFR | HFTD - Distribution - Tier 3 - 5QU CoRE ¦ 2QU LoRE | Non-Red Flag Warning - Destructive Fires | Contamination | Aggregated | 2039 | 7.8086e-10 | 527.1275 | 4.1161e-07 | 2039 | Mitigation | 0.95 | 45 | 0 | esc | 0.00097009 | 7.575e-13 | 0.00097009 | 7.575e-13 | 0.03606 | 5.5597e-10 | 0 | 0
[120 empty] | 7.3.3.17.5 (Remote Grid) Updates to grid topology to minimize risk of ignition in HFTDs Remote GridWLDFRContaminationAggregated | WLDFR | HFTD - Distribution - Tier 3 - 5QU CoRE ¦ 2QU LoRE | Non-Red Flag Warning - Destructive Fires | Contamination | Aggregated | 2040 | 7.8086e-10 | 527.1275 | 4.1161e-07 | 2040 | Mitigation | 0.95 | 45 | 0 | esc | 0.00097009 | 7.575e-13 | 0.00097009 | 7.575e-13 | 0.03606 | 5.5597e-10 | 0.0088147 | 3.5781e-08
[120 empty] | 7.3.3.17.5 (Remote Grid) Updates to grid topology to minimize risk of ignition in HFTDs Remote GridWLDFRContaminationAggregated | WLDFR | HFTD - Distribution - Tier 3 - 5QU CoRE ¦ 2QU LoRE | Non-Red Flag Warning - Destructive Fires | Contamination | Aggregated | 2041 | 7.8086e-10 | 527.1275 | 4.1161e-07 | 2041 | Mitigation | 0.95 | 45 | 0 | esc | 0.00097009 | 7.575e-13 | 0.00097009 | 7.575e-13 | 0.03606 | 5.5597e-10 | 0.0088147 | 3.5781e-08
[120 empty] | 7.3.3.17.5 (Remote Grid) Updates to grid topology to minimize risk of ignition in HFTDs Remote GridWLDFRContaminationAggregated | WLDFR | HFTD - Distribution - Tier 3 - 5QU CoRE ¦ 2QU LoRE | Non-Red Flag Warning - Destructive Fires | Contamination | Aggregated | 2042 | 7.8086e-10 | 527.1275 | 4.1161e-07 | 2042 | Mitigation | 0.95 | 45 | 0 | esc | 0.00097009 | 7.575e-13 | 0.00097009 | 7.575e-13 | 0.03606 | 5.5597e-10 | 0.0088147 | 3.5781e-08
[120 empty] | 7.3.3.17.5 (Remote Grid) Updates to grid topology to minimize risk of ignition in HFTDs Remote GridWLDFRContaminationAggregated | WLDFR | HFTD - Distribution - Tier 3 - 5QU CoRE ¦ 2QU LoRE | Non-Red Flag Warning - Destructive Fires | Contamination | Aggregated | 2043 | 7.8086e-10 | 527.1275 | 4.1161e-07 | 2043 | Mitigation | 0.95 | 45 | 0 | esc | 0.00097009 | 7.575e-13 | 0.00097009 | 7.575e-13 | 0.03606 | 5.5597e-10 | 0.0088147 | 3.5781e-08
[120 empty] | 7.3.3.17.5 (Remote Grid) Updates to grid topology to minimize risk of ignition in HFTDs Remote GridWLDFRContaminationAggregated | WLDFR | HFTD - Distribution - Tier 3 - 5QU CoRE ¦ 2QU LoRE | Non-Red Flag Warning - Destructive Fires | Contamination | Aggregated | 2044 | 7.8086e-10 | 527.1275 | 4.1161e-07 | 2044 | Mitigation | 0.95 | 45 | 0 | esc | 0.00097009 | 7.575e-13 | 0.00097009 | 7.575e-13 | 0.03606 | 5.5597e-10 | 0.0088147 | 3.5781e-08
[120 empty] | 7.3.3.17.5 (Remote Grid) Updates to grid topology to minimize risk of ignition in HFTDs Remote GridWLDFRContaminationAggregated | WLDFR | HFTD - Distribution - Tier 3 - 5QU CoRE ¦ 2QU LoRE | Non-Red Flag Warning - Destructive Fires | Contamination | Aggregated | 2045 | 7.8086e-10 | 527.1275 | 4.1161e-07 | 2045 | Mitigation | 0.95 | 45 | 0 | esc | 0.00097009 | 7.575e-13 | 0.00097009 | 7.575e-13 | 0.03606 | 5.5597e-10 | 0.0088147 | 3.5781e-08
[120 empty] | 7.3.3.17.5 (Remote Grid) Updates to grid topology to minimize risk of ignition in HFTDs Remote GridWLDFRContaminationAggregated | WLDFR | HFTD - Distribution - Tier 3 - 5QU CoRE ¦ 2QU LoRE | Non-Red Flag Warning - Destructive Fires | Contamination | Aggregated | 2046 | 7.8086e-10 | 527.1275 | 4.1161e-07 | 2046 | Mitigation | 0.95 | 45 | 0 | esc | 0.00097009 | 7.575e-13 | 0.00097009 | 7.575e-13 | 0.03606 | 5.5597e-10 | 0.0088147 | 3.5781e-08
[120 empty] | 7.3.3.17.5 (Remote Grid) Updates to grid topology to minimize risk of ignition in HFTDs Remote GridWLDFRContaminationAggregated | WLDFR | HFTD - Distribution - Tier 3 - 5QU CoRE ¦ 2QU LoRE | Non-Red Flag Warning - Destructive Fires | Contamination | Aggregated | 2047 | 7.8086e-10 | 527.1275 | 4.1161e-07 | 2047 | Mitigation | 0.95 | 45 | 0 | esc | 0.00097009 | 7.575e-13 | 0.00097009 | 7.575e-13 | 0.03606 | 5.5597e-10 | 0.0088147 | 3.5781e-08
[120 empty] | 7.3.3.17.5 (Remote Grid) Updates to grid topology to minimize risk of ignition in HFTDs Remote GridWLDFRContaminationAggregated | WLDFR | HFTD - Distribution - Tier 3 - 5QU CoRE ¦ 2QU LoRE | Non-Red Flag Warning - Destructive Fires | Contamination | Aggregated | 2048 | 7.8086e-10 | 527.1275 | 4.1161e-07 | 2048 | Mitigation | 0.95 | 45 | 0 | esc | 0.00097009 | 7.575e-13 | 0.00097009 | 7.575e-13 | 0.03606 | 5.5597e-10 | 0.0088147 | 3.5781e-08
[120 empty] | 7.3.3.17.5 (Remote Grid) Updates to grid topology to minimize risk of ignition in HFTDs Remote GridWLDFRContaminationAggregated | WLDFR | HFTD - Distribution - Tier 3 - 5QU CoRE ¦ 2QU LoRE | Non-Red Flag Warning - Destructive Fires | Contamination | Aggregated | 2049 | 7.8086e-10 | 527.1275 | 4.1161e-07 | 2049 | Mitigation | 0.95 | 45 | 0 | esc | 0.00097009 | 7.575e-13 | 0.00097009 | 7.575e-13 | 0.03606 | 5.5597e-10 | 0.0088147 | 3.5781e-08
[120 empty] | 7.3.3.17.5 (Remote Grid) Updates to grid topology to minimize risk of ignition in HFTDs Remote GridWLDFRContaminationAggregated | WLDFR | HFTD - Distribution - Tier 3 - 5QU CoRE ¦ 2QU LoRE | Non-Red Flag Warning - Destructive Fires | Contamination | Aggregated | 2050 | 7.8086e-10 | 527.1275 | 4.1161e-07 | 2050 | Mitigation | 0.95 | 45 | 0 | esc | 0.00097009 | 7.575e-13 | 0.00097009 | 7.575e-13 | 0.03606 | 5.5597e-10 | 0.0088147 | 3.5781e-08
[120 empty] | 7.3.3.17.5 (Remote Grid) Updates to grid topology to minimize risk of ignition in HFTDs Remote GridWLDFRContaminationAggregated | WLDFR | HFTD - Distribution - Tier 3 - 5QU CoRE ¦ 2QU LoRE | Non-Red Flag Warning - Destructive Fires | Contamination | Aggregated | 2051 | 7.8086e-10 | 527.1275 | 4.1161e-07 | 2051 | Mitigation | 0.95 | 45 | 0 | esc | 0.00097009 | 7.575e-13 | 0.00097009 | 7.575e-13 | 0.03606 | 5.5597e-10 | 0.0088147 | 3.5781e-08
[120 empty] | 7.3.3.17.5 (Remote Grid) Updates to grid topology to minimize risk of ignition in HFTDs Remote GridWLDFRContaminationAggregated | WLDFR | HFTD - Distribution - Tier 3 - 5QU CoRE ¦ 2QU LoRE | Non-Red Flag Warning - Destructive Fires | Contamination | Aggregated | 2052 | 7.8086e-10 | 527.1275 | 4.1161e-07 | 2052 | Mitigation | 0.95 | 45 | 0 | esc | 0.00097009 | 7.575e-13 | 0.00097009 | 7.575e-13 | 0.03606 | 5.5597e-10 | 0.0088147 | 3.5781e-08
[120 empty] | 7.3.3.17.5 (Remote Grid) Updates to grid topology to minimize risk of ignition in HFTDs Remote GridWLDFRContaminationAggregated | WLDFR | HFTD - Distribution - Tier 3 - 5QU CoRE ¦ 2QU LoRE | Non-Red Flag Warning - Destructive Fires | Contamination | Aggregated | 2053 | 7.8086e-10 | 527.1275 | 4.1161e-07 | 2053 | Mitigation | 0.95 | 45 | 0 | esc | 0.00097009 | 7.575e-13 | 0.00097009 | 7.575e-13 | 0.03606 | 5.5597e-10 | 0.0088147 | 3.5781e-08
[120 empty] | 7.3.3.17.5 (Remote Grid) Updates to grid topology to minimize risk of ignition in HFTDs Remote GridWLDFRContaminationAggregated | WLDFR | HFTD - Distribution - Tier 3 - 5QU CoRE ¦ 2QU LoRE | Non-Red Flag Warning - Destructive Fires | Contamination | Aggregated | 2054 | 7.8086e-10 | 527.1275 | 4.1161e-07 | 2054 | Mitigation | 0.95 | 45 | 0 | esc | 0.00097009 | 7.575e-13 | 0.00097009 | 7.575e-13 | 0.03606 | 5.5597e-10 | 0.0088147 | 3.5781e-08
[120 empty] | 7.3.3.17.5 (Remote Grid) Updates to grid topology to minimize risk of ignition in HFTDs Remote GridWLDFRContaminationAggregated | WLDFR | HFTD - Distribution - Tier 3 - 5QU CoRE ¦ 2QU LoRE | Non-Red Flag Warning - Destructive Fires | Contamination | Aggregated | 2055 | 7.8086e-10 | 527.1275 | 4.1161e-07 | 2055 | Mitigation | 0.95 | 45 | 0 | esc | 0.00097009 | 7.575e-13 | 0.00097009 | 7.575e-13 | 0.03606 | 5.5597e-10 | 0.0088147 | 3.5781e-08
[120 empty] | 7.3.3.17.5 (Remote Grid) Updates to grid topology to minimize risk of ignition in HFTDs Remote GridWLDFRContaminationAggregated | WLDFR | HFTD - Distribution - Tier 3 - 5QU CoRE ¦ 2QU LoRE | Non-Red Flag Warning - Destructive Fires | Contamination | Aggregated | 2056 | 7.8086e-10 | 527.1275 | 4.1161e-07 | 2056 | Mitigation | 0.95 | 45 | 0 | esc | 0.00097009 | 7.575e-13 | 0.00097009 | 7.575e-13 | 0.03606 | 5.5597e-10 | 0.0088147 | 3.5781e-08
[120 empty] | 7.3.3.17.5 (Remote Grid) Updates to grid topology to minimize risk of ignition in HFTDs Remote GridWLDFRContaminationAggregated | WLDFR | HFTD - Distribution - Tier 3 - 5QU CoRE ¦ 2QU LoRE | Non-Red Flag Warning - Destructive Fires | Contamination | Aggregated | 2057 | 7.8086e-10 | 527.1275 | 4.1161e-07 | 2057 | Mitigation | 0.95 | 45 | 0 | esc | 0.00097009 | 7.575e-13 | 0.00097009 | 7.575e-13 | 0.03606 | 5.5597e-10 | 0.0088147 | 3.5781e-08
[120 empty] | 7.3.3.17.5 (Remote Grid) Updates to grid topology to minimize risk of ignition in HFTDs Remote GridWLDFRContaminationAggregated | WLDFR | HFTD - Distribution - Tier 3 - 5QU CoRE ¦ 2QU LoRE | Non-Red Flag Warning - Destructive Fires | Contamination | Aggregated | 2058 | 7.8086e-10 | 527.1275 | 4.1161e-07 | 2058 | Mitigation | 0.95 | 45 | 0 | esc | 0.00097009 | 7.575e-13 | 0.00097009 | 7.575e-13 | 0.03606 | 5.5597e-10 | 0.0088147 | 3.5781e-08
[120 empty] | 7.3.3.17.5 (Remote Grid) Updates to grid topology to minimize risk of ignition in HFTDs Remote GridWLDFRContaminationAggregated | WLDFR | HFTD - Distribution - Tier 3 - 5QU CoRE ¦ 2QU LoRE | Non-Red Flag Warning - Destructive Fires | Contamination | Aggregated | 2059 | 7.8086e-10 | 527.1275 | 4.1161e-07 | 2059 | Mitigation | 0.95 | 45 | 0 | esc | 0.00097009 | 7.575e-13 | 0.00097009 | 7.575e-13 | 0.03606 | 5.5597e-10 | 0.0088147 | 3.5781e-08
[120 empty] | 7.3.3.17.5 (Remote Grid) Updates to grid topology to minimize risk of ignition in HFTDs Remote GridWLDFRContaminationAggregated | WLDFR | HFTD - Distribution - Tier 3 - 5QU CoRE ¦ 2QU LoRE | Non-Red Flag Warning - Destructive Fires | Contamination | Aggregated | 2060 | 7.8086e-10 | 527.1275 | 4.1161e-07 | 2060 | Mitigation | 0.95 | 45 | 0 | esc | 0.00097009 | 7.575e-13 | 0.00097009 | 7.575e-13 | 0.03606 | 5.5597e-10 | 0.0088147 | 3.5781e-08
[120 empty] | 7.3.3.17.5 (Remote Grid) Updates to grid topology to minimize risk of ignition in HFTDs Remote GridWLDFRContaminationAggregated | WLDFR | HFTD - Distribution - Tier 3 - 5QU CoRE ¦ 2QU LoRE | Non-Red Flag Warning - Destructive Fires | Contamination | Aggregated | 2061 | 7.8086e-10 | 527.1275 | 4.1161e-07 | 2061 | Mitigation | 0.95 | 45 | 0 | esc | 0.00097009 | 7.575e-13 | 0.00097009 | 7.575e-13 | 0.03606 | 5.5597e-10 | 0.0088147 | 3.5781e-08
[120 empty] | 7.3.3.17.5 (Remote Grid) Updates to grid topology to minimize risk of ignition in HFTDs Remote GridWLDFRContaminationAggregated | WLDFR | HFTD - Distribution - Tier 3 - 5QU CoRE ¦ 2QU LoRE | Non-Red Flag Warning - Destructive Fires | Contamination | Aggregated | 2062 | 7.8086e-10 | 527.1275 | 4.1161e-07 | 2062 | Mitigation | 0.95 | 45 | 0 | esc | 0.00097009 | 7.575e-13 | 0.00097009 | 7.575e-13 | 0.03606 | 5.5597e-10 | 0.0088147 | 3.5781e-08
[120 empty] | 7.3.3.17.5 (Remote Grid) Updates to grid topology to minimize risk of ignition in HFTDs Remote GridWLDFRContaminationAggregated | WLDFR | HFTD - Distribution - Tier 3 - 5QU CoRE ¦ 2QU LoRE | Non-Red Flag Warning - Destructive Fires | Contamination | Aggregated | 2063 | 7.8086e-10 | 527.1275 | 4.1161e-07 | 2063 | Mitigation | 0.95 | 45 | 0 | esc | 0.00097009 | 7.575e-13 | 0.00097009 | 7.575e-13 | 0.03606 | 5.5597e-10 | 0.0088147 | 3.5781e-08
[120 empty] | 7.3.3.17.5 (Remote Grid) Updates to grid topology to minimize risk of ignition in HFTDs Remote GridWLDFRContaminationAggregated | WLDFR | HFTD - Distribution - Tier 3 - 5QU CoRE ¦ 2QU LoRE | Non-Red Flag Warning - Destructive Fires | Contamination | Aggregated | 2064 | 7.8086e-10 | 527.1275 | 4.1161e-07 | 2064 | Mitigation | 0.95 | 45 | 0 | esc | 0.00097009 | 7.575e-13 | 0.00097009 | 7.575e-13 | 0.03606 | 5.5597e-10 | 0.0088147 | 3.5781e-08
[120 empty] | 7.3.3.17.5 (Remote Grid) Updates to grid topology to minimize risk of ignition in HFTDs Remote GridWLDFRContaminationAggregated | WLDFR | HFTD - Distribution - Tier 3 - 5QU CoRE ¦ 2QU LoRE | Non-Red Flag Warning - Destructive Fires | Contamination | Aggregated | 2065 | 7.8086e-10 | 527.1275 | 4.1161e-07 | 2065 | Mitigation | 0.95 | 45 | 0 | esc | 0.00097009 | 7.575e-13 | 0.00097009 | 7.575e-13 | 0.03606 | 5.5597e-10 | 0.0088147 | 3.5781e-08
[120 empty] | 7.3.3.17.5 (Remote Grid) Updates to grid topology to minimize risk of ignition in HFTDs Remote GridWLDFRContaminationAggregated | WLDFR | HFTD - Distribution - Tier 3 - 5QU CoRE ¦ 2QU LoRE | Non-Red Flag Warning - Destructive Fires | Contamination | Aggregated | 2066 | 7.8086e-10 | 527.1275 | 4.1161e-07 | 2066 | Mitigation | 0.95 | 45 | 0 | esc | 0.00097009 | 7.575e-13 | 0.00097009 | 7.575e-13 | 0.03606 | 5.5597e-10 | 0.0088147 | 3.5781e-08
[120 empty] | 7.3.3.17.5 (Remote Grid) Updates to grid topology to minimize risk of ignition in HFTDs Remote GridWLDFRContaminationAggregated | WLDFR | HFTD - Distribution - Tier 3 - 5QU CoRE ¦ 2QU LoRE | Non-Red Flag Warning - Destructive Fires | Contamination | Aggregated | 2067 | 7.8086e-10 | 527.1275 | 4.1161e-07 | 2067 | Mitigation | 0.95 | 45 | 0 | esc | 0 | 0 | 0.00097009 | 7.575e-13 | 0.03606 | 5.5597e-10 | 0.0088147 | 3.5781e-08
[120 empty] | 7.3.3.17.5 (Remote Grid) Updates to grid topology to minimize risk of ignition in HFTDs Remote GridWLDFREquipment / facility failureAggregated | WLDFR | HFTD - Distribution - Tier 3 - 5QU CoRE ¦ 2QU LoRE | Non-Red Flag Warning - Destructive Fires | Equipment / facility failure | Aggregated | 2022 | 7.083e-09 | 527.1275 | 3.7336e-06 | 2022 | Mitigation | 0.95 | 45 | 0 | esc | 0.00097009 | 6.8711e-12 | 0 | 0 | 0.03606 | 5.5597e-10 | 0.0088147 | 3.5781e-08
[120 empty] | 7.3.3.17.5 (Remote Grid) Updates to grid topology to minimize risk of ignition in HFTDs Remote GridWLDFREquipment / facility failureAggregated | WLDFR | HFTD - Distribution - Tier 3 - 5QU CoRE ¦ 2QU LoRE | Non-Red Flag Warning - Destructive Fires | Equipment / facility failure | Aggregated | 2023 | 7.083e-09 | 527.1275 | 3.7336e-06 | 2023 | Mitigation | 0.95 | 45 | 0 | esc | 0.00097009 | 6.8711e-12 | 0.00097009 | 6.8711e-12 | 0.03606 | 5.5597e-10 | 0.0088147 | 3.5781e-08
[120 empty] | 7.3.3.17.5 (Remote Grid) Updates to grid topology to minimize risk of ignition in HFTDs Remote GridWLDFREquipment / facility failureAggregated | WLDFR | HFTD - Distribution - Tier 3 - 5QU CoRE ¦ 2QU LoRE | Non-Red Flag Warning - Destructive Fires | Equipment / facility failure | Aggregated | 2024 | 7.083e-09 | 527.1275 | 3.7336e-06 | 2024 | Mitigation | 0.95 | 45 | 0 | esc | 0.00097009 | 6.8711e-12 | 0.00097009 | 6.8711e-12 | 0.03606 | 5.5597e-10 | 0 | 0
[120 empty] | 7.3.3.17.5 (Remote Grid) Updates to grid topology to minimize risk of ignition in HFTDs Remote GridWLDFREquipment / facility failureAggregated | WLDFR | HFTD - Distribution - Tier 3 - 5QU CoRE ¦ 2QU LoRE | Non-Red Flag Warning - Destructive Fires | Equipment / facility failure | Aggregated | 2025 | 7.083e-09 | 527.1275 | 3.7336e-06 | 2025 | Mitigation | 0.95 | 45 | 0 | esc | 0.00097009 | 6.8711e-12 | 0.00097009 | 6.8711e-12 | 0.03606 | 5.5597e-10 | 0 | 0
[120 empty] | 7.3.3.17.5 (Remote Grid) Updates to grid topology to minimize risk of ignition in HFTDs Remote GridWLDFREquipment / facility failureAggregated | WLDFR | HFTD - Distribution - Tier 3 - 5QU CoRE ¦ 2QU LoRE | Non-Red Flag Warning - Destructive Fires | Equipment / facility failure | Aggregated | 2026 | 7.083e-09 | 527.1275 | 3.7336e-06 | 2026 | Mitigation | 0.95 | 45 | 0 | esc | 0.00097009 | 6.8711e-12 | 0.00097009 | 6.8711e-12 | 0.03606 | 5.5597e-10 | 0.013543 | 7.9199e-11
[120 empty] | 7.3.3.17.5 (Remote Grid) Updates to grid topology to minimize risk of ignition in HFTDs Remote GridWLDFREquipment / facility failureAggregated | WLDFR | HFTD - Distribution - Tier 3 - 5QU CoRE ¦ 2QU LoRE | Non-Red Flag Warning - Destructive Fires | Equipment / facility failure | Aggregated | 2027 | 7.083e-09 | 527.1275 | 3.7336e-06 | 2027 | Mitigation | 0.95 | 45 | 0 | esc | 0.00097009 | 6.8711e-12 | 0.00097009 | 6.8711e-12 | 0.03606 | 5.5597e-10 | 0.013543 | 7.9199e-11
[120 empty] | 7.3.3.17.5 (Remote Grid) Updates to grid topology to minimize risk of ignition in HFTDs Remote GridWLDFREquipment / facility failureAggregated | WLDFR | HFTD - Distribution - Tier 3 - 5QU CoRE ¦ 2QU LoRE | Non-Red Flag Warning - Destructive Fires | Equipment / facility failure | Aggregated | 2028 | 7.083e-09 | 527.1275 | 3.7336e-06 | 2028 | Mitigation | 0.95 | 45 | 0 | esc | 0.00097009 | 6.8711e-12 | 0.00097009 | 6.8711e-12 | 0 | 0 | 0.013543 | 7.9199e-11
[120 empty] | 7.3.3.17.5 (Remote Grid) Updates to grid topology to minimize risk of ignition in HFTDs Remote GridWLDFREquipment / facility failureAggregated | WLDFR | HFTD - Distribution - Tier 3 - 5QU CoRE ¦ 2QU LoRE | Non-Red Flag Warning - Destructive Fires | Equipment / facility failure | Aggregated | 2029 | 7.083e-09 | 527.1275 | 3.7336e-06 | 2029 | Mitigation | 0.95 | 45 | 0 | esc | 0.00097009 | 6.8711e-12 | 0.00097009 | 6.8711e-12 | 0.03606 | 1.026e-08 | 0.013543 | 7.9199e-11
[120 empty] | 7.3.3.17.5 (Remote Grid) Updates to grid topology to minimize risk of ignition in HFTDs Remote GridWLDFREquipment / facility failureAggregated | WLDFR | HFTD - Distribution - Tier 3 - 5QU CoRE ¦ 2QU LoRE | Non-Red Flag Warning - Destructive Fires | Equipment / facility failure | Aggregated | 2030 | 7.083e-09 | 527.1275 | 3.7336e-06 | 2030 | Mitigation | 0.95 | 45 | 0 | esc | 0.00097009 | 6.8711e-12 | 0.00097009 | 6.8711e-12 | 0.03606 | 1.026e-08 | 0.013543 | 7.9199e-11
[120 empty] | 7.3.3.17.5 (Remote Grid) Updates to grid topology to minimize risk of ignition in HFTDs Remote GridWLDFREquipment / facility failureAggregated | WLDFR | HFTD - Distribution - Tier 3 - 5QU CoRE ¦ 2QU LoRE | Non-Red Flag Warning - Destructive Fires | Equipment / facility failure | Aggregated | 2031 | 7.083e-09 | 527.1275 | 3.7336e-06 | 2031 | Mitigation | 0.95 | 45 | 0 | esc | 0.00097009 | 6.8711e-12 | 0.00097009 | 6.8711e-12 | 0.03606 | 1.026e-08 | 0.013543 | 7.9199e-11
[120 empty] | 7.3.3.17.5 (Remote Grid) Updates to grid topology to minimize risk of ignition in HFTDs Remote GridWLDFREquipment / facility failureAggregated | WLDFR | HFTD - Distribution - Tier 3 - 5QU CoRE ¦ 2QU LoRE | Non-Red Flag Warning - Destructive Fires | Equipment / facility failure | Aggregated | 2032 | 7.083e-09 | 527.1275 | 3.7336e-06 | 2032 | Mitigation | 0.95 | 45 | 0 | esc | 0.00097009 | 6.8711e-12 | 0.00097009 | 6.8711e-12 | 0.03606 | 1.026e-08 | 0.013543 | 7.9199e-11
[120 empty] | 7.3.3.17.5 (Remote Grid) Updates to grid topology to minimize risk of ignition in HFTDs Remote GridWLDFREquipment / facility failureAggregated | WLDFR | HFTD - Distribution - Tier 3 - 5QU CoRE ¦ 2QU LoRE | Non-Red Flag Warning - Destructive Fires | Equipment / facility failure | Aggregated | 2033 | 7.083e-09 | 527.1275 | 3.7336e-06 | 2033 | Mitigation | 0.95 | 45 | 0 | esc | 0.00097009 | 6.8711e-12 | 0.00097009 | 6.8711e-12 | 0.03606 | 1.026e-08 | 0.013543 | 7.9199e-11
[120 empty] | 7.3.3.17.5 (Remote Grid) Updates to grid topology to minimize risk of ignition in HFTDs Remote GridWLDFREquipment / facility failureAggregated | WLDFR | HFTD - Distribution - Tier 3 - 5QU CoRE ¦ 2QU LoRE | Non-Red Flag Warning - Destructive Fires | Equipment / facility failure | Aggregated | 2034 | 7.083e-09 | 527.1275 | 3.7336e-06 | 2034 | Mitigation | 0.95 | 45 | 0 | esc | 0.00097009 | 6.8711e-12 | 0.00097009 | 6.8711e-12 | 0.03606 | 1.026e-08 | 0.013543 | 7.9199e-11
[120 empty] | 7.3.3.17.5 (Remote Grid) Updates to grid topology to minimize risk of ignition in HFTDs Remote GridWLDFREquipment / facility failureAggregated | WLDFR | HFTD - Distribution - Tier 3 - 5QU CoRE ¦ 2QU LoRE | Non-Red Flag Warning - Destructive Fires | Equipment / facility failure | Aggregated | 2035 | 7.083e-09 | 527.1275 | 3.7336e-06 | 2035 | Mitigation | 0.95 | 45 | 0 | esc | 0.00097009 | 6.8711e-12 | 0.00097009 | 6.8711e-12 | 0.03606 | 1.026e-08 | 0.013543 | 7.9199e-11
[120 empty] | 7.3.3.17.5 (Remote Grid) Updates to grid topology to minimize risk of ignition in HFTDs Remote GridWLDFREquipment / facility failureAggregated | WLDFR | HFTD - Distribution - Tier 3 - 5QU CoRE ¦ 2QU LoRE | Non-Red Flag Warning - Destructive Fires | Equipment / facility failure | Aggregated | 2036 | 7.083e-09 | 527.1275 | 3.7336e-06 | 2036 | Mitigation | 0.95 | 45 | 0 | esc | 0.00097009 | 6.8711e-12 | 0.00097009 | 6.8711e-12 | 0.03606 | 1.026e-08 | 0.013543 | 7.9199e-11
[120 empty] | 7.3.3.17.5 (Remote Grid) Updates to grid topology to minimize risk of ignition in HFTDs Remote GridWLDFREquipment / facility failureAggregated | WLDFR | HFTD - Distribution - Tier 3 - 5QU CoRE ¦ 2QU LoRE | Non-Red Flag Warning - Destructive Fires | Equipment / facility failure | Aggregated | 2037 | 7.083e-09 | 527.1275 | 3.7336e-06 | 2037 | Mitigation | 0.95 | 45 | 0 | esc | 0.00097009 | 6.8711e-12 | 0.00097009 | 6.8711e-12 | 0.03606 | 1.026e-08 | 0.013543 | 7.9199e-11
[120 empty] | 7.3.3.17.5 (Remote Grid) Updates to grid topology to minimize risk of ignition in HFTDs Remote GridWLDFREquipment / facility failureAggregated | WLDFR | HFTD - Distribution - Tier 3 - 5QU CoRE ¦ 2QU LoRE | Non-Red Flag Warning - Destructive Fires | Equipment / facility failure | Aggregated | 2038 | 7.083e-09 | 527.1275 | 3.7336e-06 | 2038 | Mitigation | 0.95 | 45 | 0 | esc | 0.00097009 | 6.8711e-12 | 0.00097009 | 6.8711e-12 | 0.03606 | 1.026e-08 | 0.013543 | 7.9199e-11
[120 empty] | 7.3.3.17.5 (Remote Grid) Updates to grid topology to minimize risk of ignition in HFTDs Remote GridWLDFREquipment / facility failureAggregated | WLDFR | HFTD - Distribution - Tier 3 - 5QU CoRE ¦ 2QU LoRE | Non-Red Flag Warning - Destructive Fires | Equipment / facility failure | Aggregated | 2039 | 7.083e-09 | 527.1275 | 3.7336e-06 | 2039 | Mitigation | 0.95 | 45 | 0 | esc | 0.00097009 | 6.8711e-12 | 0.00097009 | 6.8711e-12 | 0.03606 | 1.026e-08 | 0.013543 | 7.9199e-11
[120 empty] | 7.3.3.17.5 (Remote Grid) Updates to grid topology to minimize risk of ignition in HFTDs Remote GridWLDFREquipment / facility failureAggregated | WLDFR | HFTD - Distribution - Tier 3 - 5QU CoRE ¦ 2QU LoRE | Non-Red Flag Warning - Destructive Fires | Equipment / facility failure | Aggregated | 2040 | 7.083e-09 | 527.1275 | 3.7336e-06 | 2040 | Mitigation | 0.95 | 45 | 0 | esc | 0.00097009 | 6.8711e-12 | 0.00097009 | 6.8711e-12 | 0.03606 | 1.026e-08 | 0.013543 | 7.9199e-11
[120 empty] | 7.3.3.17.5 (Remote Grid) Updates to grid topology to minimize risk of ignition in HFTDs Remote GridWLDFREquipment / facility failureAggregated | WLDFR | HFTD - Distribution - Tier 3 - 5QU CoRE ¦ 2QU LoRE | Non-Red Flag Warning - Destructive Fires | Equipment / facility failure | Aggregated | 2041 | 7.083e-09 | 527.1275 | 3.7336e-06 | 2041 | Mitigation | 0.95 | 45 | 0 | esc | 0.00097009 | 6.8711e-12 | 0.00097009 | 6.8711e-12 | 0.03606 | 1.026e-08 | 0.013543 | 7.9199e-11
[120 empty] | 7.3.3.17.5 (Remote Grid) Updates to grid topology to minimize risk of ignition in HFTDs Remote GridWLDFREquipment / facility failureAggregated | WLDFR | HFTD - Distribution - Tier 3 - 5QU CoRE ¦ 2QU LoRE | Non-Red Flag Warning - Destructive Fires | Equipment / facility failure | Aggregated | 2042 | 7.083e-09 | 527.1275 | 3.7336e-06 | 2042 | Mitigation | 0.95 | 45 | 0 | esc | 0.00097009 | 6.8711e-12 | 0.00097009 | 6.8711e-12 | 0.03606 | 1.026e-08 | 0.013543 | 7.9199e-11
[120 empty] | 7.3.3.17.5 (Remote Grid) Updates to grid topology to minimize risk of ignition in HFTDs Remote GridWLDFREquipment / facility failureAggregated | WLDFR | HFTD - Distribution - Tier 3 - 5QU CoRE ¦ 2QU LoRE | Non-Red Flag Warning - Destructive Fires | Equipment / facility failure | Aggregated | 2043 | 7.083e-09 | 527.1275 | 3.7336e-06 | 2043 | Mitigation | 0.95 | 45 | 0 | esc | 0.00097009 | 6.8711e-12 | 0.00097009 | 6.8711e-12 | 0.03606 | 1.026e-08 | 0.013543 | 7.9199e-11
[120 empty] | 7.3.3.17.5 (Remote Grid) Updates to grid topology to minimize risk of ignition in HFTDs Remote GridWLDFREquipment / facility failureAggregated | WLDFR | HFTD - Distribution - Tier 3 - 5QU CoRE ¦ 2QU LoRE | Non-Red Flag Warning - Destructive Fires | Equipment / facility failure | Aggregated | 2044 | 7.083e-09 | 527.1275 | 3.7336e-06 | 2044 | Mitigation | 0.95 | 45 | 0 | esc | 0.00097009 | 6.8711e-12 | 0.00097009 | 6.8711e-12 | 0.03606 | 1.026e-08 | 0.013543 | 7.9199e-11
[120 empty] | 7.3.3.17.5 (Remote Grid) Updates to grid topology to minimize risk of ignition in HFTDs Remote GridWLDFREquipment / facility failureAggregated | WLDFR | HFTD - Distribution - Tier 3 - 5QU CoRE ¦ 2QU LoRE | Non-Red Flag Warning - Destructive Fires | Equipment / facility failure | Aggregated | 2045 | 7.083e-09 | 527.1275 | 3.7336e-06 | 2045 | Mitigation | 0.95 | 45 | 0 | esc | 0.00097009 | 6.8711e-12 | 0.00097009 | 6.8711e-12 | 0.03606 | 1.026e-08 | 0.013543 | 7.9199e-11
[120 empty] | 7.3.3.17.5 (Remote Grid) Updates to grid topology to minimize risk of ignition in HFTDs Remote GridWLDFREquipment / facility failureAggregated | WLDFR | HFTD - Distribution - Tier 3 - 5QU CoRE ¦ 2QU LoRE | Non-Red Flag Warning - Destructive Fires | Equipment / facility failure | Aggregated | 2046 | 7.083e-09 | 527.1275 | 3.7336e-06 | 2046 | Mitigation | 0.95 | 45 | 0 | esc | 0.00097009 | 6.8711e-12 | 0.00097009 | 6.8711e-12 | 0.03606 | 1.026e-08 | 0.013543 | 7.9199e-11
[120 empty] | 7.3.3.17.5 (Remote Grid) Updates to grid topology to minimize risk of ignition in HFTDs Remote GridWLDFREquipment / facility failureAggregated | WLDFR | HFTD - Distribution - Tier 3 - 5QU CoRE ¦ 2QU LoRE | Non-Red Flag Warning - Destructive Fires | Equipment / facility failure | Aggregated | 2047 | 7.083e-09 | 527.1275 | 3.7336e-06 | 2047 | Mitigation | 0.95 | 45 | 0 | esc | 0.00097009 | 6.8711e-12 | 0.00097009 | 6.8711e-12 | 0.03606 | 1.026e-08 | 0.013543 | 7.9199e-11
[120 empty] | 7.3.3.17.5 (Remote Grid) Updates to grid topology to minimize risk of ignition in HFTDs Remote GridWLDFREquipment / facility failureAggregated | WLDFR | HFTD - Distribution - Tier 3 - 5QU CoRE ¦ 2QU LoRE | Non-Red Flag Warning - Destructive Fires | Equipment / facility failure | Aggregated | 2048 | 7.083e-09 | 527.1275 | 3.7336e-06 | 2048 | Mitigation | 0.95 | 45 | 0 | esc | 0.00097009 | 6.8711e-12 | 0.00097009 | 6.8711e-12 | 0.03606 | 1.026e-08 | 0.013543 | 7.9199e-11
[120 empty] | 7.3.3.17.5 (Remote Grid) Updates to grid topology to minimize risk of ignition in HFTDs Remote GridWLDFREquipment / facility failureAggregated | WLDFR | HFTD - Distribution - Tier 3 - 5QU CoRE ¦ 2QU LoRE | Non-Red Flag Warning - Destructive Fires | Equipment / facility failure | Aggregated | 2049 | 7.083e-09 | 527.1275 | 3.7336e-06 | 2049 | Mitigation | 0.95 | 45 | 0 | esc | 0.00097009 | 6.8711e-12 | 0.00097009 | 6.8711e-12 | 0.03606 | 1.026e-08 | 0.013543 | 7.9199e-11
[120 empty] | 7.3.3.17.5 (Remote Grid) Updates to grid topology to minimize risk of ignition in HFTDs Remote GridWLDFREquipment / facility failureAggregated | WLDFR | HFTD - Distribution - Tier 3 - 5QU CoRE ¦ 2QU LoRE | Non-Red Flag Warning - Destructive Fires | Equipment / facility failure | Aggregated | 2050 | 7.083e-09 | 527.1275 | 3.7336e-06 | 2050 | Mitigation | 0.95 | 45 | 0 | esc | 0.00097009 | 6.8711e-12 | 0.00097009 | 6.8711e-12 | 0.03606 | 1.026e-08 | 0.013543 | 7.9199e-11
[120 empty] | 7.3.3.17.5 (Remote Grid) Updates to grid topology to minimize risk of ignition in HFTDs Remote GridWLDFREquipment / facility failureAggregated | WLDFR | HFTD - Distribution - Tier 3 - 5QU CoRE ¦ 2QU LoRE | Non-Red Flag Warning - Destructive Fires | Equipment / facility failure | Aggregated | 2051 | 7.083e-09 | 527.1275 | 3.7336e-06 | 2051 | Mitigation | 0.95 | 45 | 0 | esc | 0.00097009 | 6.8711e-12 | 0.00097009 | 6.8711e-12 | 0.03606 | 1.026e-08 | 0.013543 | 7.9199e-11
[120 empty] | 7.3.3.17.5 (Remote Grid) Updates to grid topology to minimize risk of ignition in HFTDs Remote GridWLDFREquipment / facility failureAggregated | WLDFR | HFTD - Distribution - Tier 3 - 5QU CoRE ¦ 2QU LoRE | Non-Red Flag Warning - Destructive Fires | Equipment / facility failure | Aggregated | 2052 | 7.083e-09 | 527.1275 | 3.7336e-06 | 2052 | Mitigation | 0.95 | 45 | 0 | esc | 0.00097009 | 6.8711e-12 | 0.00097009 | 6.8711e-12 | 0.03606 | 1.026e-08 | 0.013543 | 7.9199e-11
[120 empty] | 7.3.3.17.5 (Remote Grid) Updates to grid topology to minimize risk of ignition in HFTDs Remote GridWLDFREquipment / facility failureAggregated | WLDFR | HFTD - Distribution - Tier 3 - 5QU CoRE ¦ 2QU LoRE | Non-Red Flag Warning - Destructive Fires | Equipment / facility failure | Aggregated | 2053 | 7.083e-09 | 527.1275 | 3.7336e-06 | 2053 | Mitigation | 0.95 | 45 | 0 | esc | 0.00097009 | 6.8711e-12 | 0.00097009 | 6.8711e-12 | 0.03606 | 1.026e-08 | 0.013543 | 7.9199e-11
[120 empty] | 7.3.3.17.5 (Remote Grid) Updates to grid topology to minimize risk of ignition in HFTDs Remote GridWLDFREquipment / facility failureAggregated | WLDFR | HFTD - Distribution - Tier 3 - 5QU CoRE ¦ 2QU LoRE | Non-Red Flag Warning - Destructive Fires | Equipment / facility failure | Aggregated | 2054 | 7.083e-09 | 527.1275 | 3.7336e-06 | 2054 | Mitigation | 0.95 | 45 | 0 | esc | 0.00097009 | 6.8711e-12 | 0.00097009 | 6.8711e-12 | 0.03606 | 1.026e-08 | 0.013543 | 7.9199e-11
[120 empty] | 7.3.3.17.5 (Remote Grid) Updates to grid topology to minimize risk of ignition in HFTDs Remote GridWLDFREquipment / facility failureAggregated | WLDFR | HFTD - Distribution - Tier 3 - 5QU CoRE ¦ 2QU LoRE | Non-Red Flag Warning - Destructive Fires | Equipment / facility failure | Aggregated | 2055 | 7.083e-09 | 527.1275 | 3.7336e-06 | 2055 | Mitigation | 0.95 | 45 | 0 | esc | 0.00097009 | 6.8711e-12 | 0.00097009 | 6.8711e-12 | 0.03606 | 1.026e-08 | 0.013543 | 7.9199e-11
[120 empty] | 7.3.3.17.5 (Remote Grid) Updates to grid topology to minimize risk of ignition in HFTDs Remote GridWLDFREquipment / facility failureAggregated | WLDFR | HFTD - Distribution - Tier 3 - 5QU CoRE ¦ 2QU LoRE | Non-Red Flag Warning - Destructive Fires | Equipment / facility failure | Aggregated | 2056 | 7.083e-09 | 527.1275 | 3.7336e-06 | 2056 | Mitigation | 0.95 | 45 | 0 | esc | 0.00097009 | 6.8711e-12 | 0.00097009 | 6.8711e-12 | 0.03606 | 1.026e-08 | 0 | 0
[120 empty] | 7.3.3.17.5 (Remote Grid) Updates to grid topology to minimize risk of ignition in HFTDs Remote GridWLDFREquipment / facility failureAggregated | WLDFR | HFTD - Distribution - Tier 3 - 5QU CoRE ¦ 2QU LoRE | Non-Red Flag Warning - Destructive Fires | Equipment / facility failure | Aggregated | 2057 | 7.083e-09 | 527.1275 | 3.7336e-06 | 2057 | Mitigation | 0.95 | 45 | 0 | esc | 0.00097009 | 6.8711e-12 | 0.00097009 | 6.8711e-12 | 0.03606 | 1.026e-08 | 0 | 0
[120 empty] | 7.3.3.17.5 (Remote Grid) Updates to grid topology to minimize risk of ignition in HFTDs Remote GridWLDFREquipment / facility failureAggregated | WLDFR | HFTD - Distribution - Tier 3 - 5QU CoRE ¦ 2QU LoRE | Non-Red Flag Warning - Destructive Fires | Equipment / facility failure | Aggregated | 2058 | 7.083e-09 | 527.1275 | 3.7336e-06 | 2058 | Mitigation | 0.95 | 45 | 0 | esc | 0.00097009 | 6.8711e-12 | 0.00097009 | 6.8711e-12 | 0.03606 | 1.026e-08 | 0.0013359 | 2.0618e-10
[120 empty] | 7.3.3.17.5 (Remote Grid) Updates to grid topology to minimize risk of ignition in HFTDs Remote GridWLDFREquipment / facility failureAggregated | WLDFR | HFTD - Distribution - Tier 3 - 5QU CoRE ¦ 2QU LoRE | Non-Red Flag Warning - Destructive Fires | Equipment / facility failure | Aggregated | 2059 | 7.083e-09 | 527.1275 | 3.7336e-06 | 2059 | Mitigation | 0.95 | 45 | 0 | esc | 0.00097009 | 6.8711e-12 | 0.00097009 | 6.8711e-12 | 0.03606 | 1.026e-08 | 0.0013359 | 2.0618e-10
[120 empty] | 7.3.3.17.5 (Remote Grid) Updates to grid topology to minimize risk of ignition in HFTDs Remote GridWLDFREquipment / facility failureAggregated | WLDFR | HFTD - Distribution - Tier 3 - 5QU CoRE ¦ 2QU LoRE | Non-Red Flag Warning - Destructive Fires | Equipment / facility failure | Aggregated | 2060 | 7.083e-09 | 527.1275 | 3.7336e-06 | 2060 | Mitigation | 0.95 | 45 | 0 | esc | 0.00097009 | 6.8711e-12 | 0.00097009 | 6.8711e-12 | 0.03606 | 1.026e-08 | 0.0013359 | 2.0618e-10
[120 empty] | 7.3.3.17.5 (Remote Grid) Updates to grid topology to minimize risk of ignition in HFTDs Remote GridWLDFREquipment / facility failureAggregated | WLDFR | HFTD - Distribution - Tier 3 - 5QU CoRE ¦ 2QU LoRE | Non-Red Flag Warning - Destructive Fires | Equipment / facility failure | Aggregated | 2061 | 7.083e-09 | 527.1275 | 3.7336e-06 | 2061 | Mitigation | 0.95 | 45 | 0 | esc | 0.00097009 | 6.8711e-12 | 0.00097009 | 6.8711e-12 | 0.03606 | 1.026e-08 | 0.0013359 | 2.0618e-10
[120 empty] | 7.3.3.17.5 (Remote Grid) Updates to grid topology to minimize risk of ignition in HFTDs Remote GridWLDFREquipment / facility failureAggregated | WLDFR | HFTD - Distribution - Tier 3 - 5QU CoRE ¦ 2QU LoRE | Non-Red Flag Warning - Destructive Fires | Equipment / facility failure | Aggregated | 2062 | 7.083e-09 | 527.1275 | 3.7336e-06 | 2062 | Mitigation | 0.95 | 45 | 0 | esc | 0.00097009 | 6.8711e-12 | 0.00097009 | 6.8711e-12 | 0.03606 | 1.026e-08 | 0.0013359 | 2.0618e-10
[120 empty] | 7.3.3.17.5 (Remote Grid) Updates to grid topology to minimize risk of ignition in HFTDs Remote GridWLDFREquipment / facility failureAggregated | WLDFR | HFTD - Distribution - Tier 3 - 5QU CoRE ¦ 2QU LoRE | Non-Red Flag Warning - Destructive Fires | Equipment / facility failure | Aggregated | 2063 | 7.083e-09 | 527.1275 | 3.7336e-06 | 2063 | Mitigation | 0.95 | 45 | 0 | esc | 0.00097009 | 6.8711e-12 | 0.00097009 | 6.8711e-12 | 0.03606 | 1.026e-08 | 0.0013359 | 2.0618e-10
[120 empty] | 7.3.3.17.5 (Remote Grid) Updates to grid topology to minimize risk of ignition in HFTDs Remote GridWLDFREquipment / facility failureAggregated | WLDFR | HFTD - Distribution - Tier 3 - 5QU CoRE ¦ 2QU LoRE | Non-Red Flag Warning - Destructive Fires | Equipment / facility failure | Aggregated | 2064 | 7.083e-09 | 527.1275 | 3.7336e-06 | 2064 | Mitigation | 0.95 | 45 | 0 | esc | 0.00097009 | 6.8711e-12 | 0.00097009 | 6.8711e-12 | 0.03606 | 1.026e-08 | 0.0013359 | 2.0618e-10
[120 empty] | 7.3.3.17.5 (Remote Grid) Updates to grid topology to minimize risk of ignition in HFTDs Remote GridWLDFREquipment / facility failureAggregated | WLDFR | HFTD - Distribution - Tier 3 - 5QU CoRE ¦ 2QU LoRE | Non-Red Flag Warning - Destructive Fires | Equipment / facility failure | Aggregated | 2065 | 7.083e-09 | 527.1275 | 3.7336e-06 | 2065 | Mitigation | 0.95 | 45 | 0 | esc | 0.00097009 | 6.8711e-12 | 0.00097009 | 6.8711e-12 | 0.03606 | 1.026e-08 | 0.0013359 | 2.0618e-10
[120 empty] | 7.3.3.17.5 (Remote Grid) Updates to grid topology to minimize risk of ignition in HFTDs Remote GridWLDFREquipment / facility failureAggregated | WLDFR | HFTD - Distribution - Tier 3 - 5QU CoRE ¦ 2QU LoRE | Non-Red Flag Warning - Destructive Fires | Equipment / facility failure | Aggregated | 2066 | 7.083e-09 | 527.1275 | 3.7336e-06 | 2066 | Mitigation | 0.95 | 45 | 0 | esc | 0.00097009 | 6.8711e-12 | 0.00097009 | 6.8711e-12 | 0.03606 | 1.026e-08 | 0.0013359 | 2.0618e-10
[120 empty] | 7.3.3.17.5 (Remote Grid) Updates to grid topology to minimize risk of ignition in HFTDs Remote GridWLDFREquipment / facility failureAggregated | WLDFR | HFTD - Distribution - Tier 3 - 5QU CoRE ¦ 2QU LoRE | Non-Red Flag Warning - Destructive Fires | Equipment / facility failure | Aggregated | 2067 | 7.083e-09 | 527.1275 | 3.7336e-06 | 2067 | Mitigation | 0.95 | 45 | 0 | esc | 0 | 0 | 0.00097009 | 6.8711e-12 | 0.03606 | 1.026e-08 | 0.0013359 | 2.0618e-10
[120 empty] | 7.3.3.17.5 (Remote Grid) Updates to grid topology to minimize risk of ignition in HFTDs Remote GridWLDFRVegetation ContactAggregated | WLDFR | HFTD - Distribution - Tier 3 - 5QU CoRE ¦ 2QU LoRE | Non-Red Flag Warning - Destructive Fires | Vegetation Contact | Aggregated | 2022 | 4.7043e-08 | 527.1275 | 2.4798e-05 | 2022 | Mitigation | 0.95 | 45 | 0 | esc | 0.00097009 | 4.5636e-11 | 0 | 0 | 0.03606 | 1.026e-08 | 0.0013359 | 2.0618e-10
[120 empty] | 7.3.3.17.5 (Remote Grid) Updates to grid topology to minimize risk of ignition in HFTDs Remote GridWLDFRVegetation ContactAggregated | WLDFR | HFTD - Distribution - Tier 3 - 5QU CoRE ¦ 2QU LoRE | Non-Red Flag Warning - Destructive Fires | Vegetation Contact | Aggregated | 2023 | 4.7043e-08 | 527.1275 | 2.4798e-05 | 2023 | Mitigation | 0.95 | 45 | 0 | esc | 0.00097009 | 4.5636e-11 | 0.00097009 | 4.5636e-11 | 0.03606 | 1.026e-08 | 0.0013359 | 2.0618e-10
[120 empty] | 7.3.3.17.5 (Remote Grid) Updates to grid topology to minimize risk of ignition in HFTDs Remote GridWLDFRVegetation ContactAggregated | WLDFR | HFTD - Distribution - Tier 3 - 5QU CoRE ¦ 2QU LoRE | Non-Red Flag Warning - Destructive Fires | Vegetation Contact | Aggregated | 2024 | 4.7043e-08 | 527.1275 | 2.4798e-05 | 2024 | Mitigation | 0.95 | 45 | 0 | esc | 0.00097009 | 4.5636e-11 | 0.00097009 | 4.5636e-11 | 0.03606 | 1.026e-08 | 0.0013359 | 2.0618e-10
[120 empty] | 7.3.3.17.5 (Remote Grid) Updates to grid topology to minimize risk of ignition in HFTDs Remote GridWLDFRVegetation ContactAggregated | WLDFR | HFTD - Distribution - Tier 3 - 5QU CoRE ¦ 2QU LoRE | Non-Red Flag Warning - Destructive Fires | Vegetation Contact | Aggregated | 2025 | 4.7043e-08 | 527.1275 | 2.4798e-05 | 2025 | Mitigation | 0.95 | 45 | 0 | esc | 0.00097009 | 4.5636e-11 | 0.00097009 | 4.5636e-11 | 0.03606 | 1.026e-08 | 0.0013359 | 2.0618e-10
[120 empty] | 7.3.3.17.5 (Remote Grid) Updates to grid topology to minimize risk of ignition in HFTDs Remote GridWLDFRVegetation ContactAggregated | WLDFR | HFTD - Distribution - Tier 3 - 5QU CoRE ¦ 2QU LoRE | Non-Red Flag Warning - Destructive Fires | Vegetation Contact | Aggregated | 2026 | 4.7043e-08 | 527.1275 | 2.4798e-05 | 2026 | Mitigation | 0.95 | 45 | 0 | esc | 0.00097009 | 4.5636e-11 | 0.00097009 | 4.5636e-11 | 0.03606 | 1.026e-08 | 0.0013359 | 2.0618e-10
[120 empty] | 7.3.3.17.5 (Remote Grid) Updates to grid topology to minimize risk of ignition in HFTDs Remote GridWLDFRVegetation ContactAggregated | WLDFR | HFTD - Distribution - Tier 3 - 5QU CoRE ¦ 2QU LoRE | Non-Red Flag Warning - Destructive Fires | Vegetation Contact | Aggregated | 2027 | 4.7043e-08 | 527.1275 | 2.4798e-05 | 2027 | Mitigation | 0.95 | 45 | 0 | esc | 0.00097009 | 4.5636e-11 | 0.00097009 | 4.5636e-11 | 0.03606 | 1.026e-08 | 0.0013359 | 2.0618e-10
[120 empty] | 7.3.3.17.5 (Remote Grid) Updates to grid topology to minimize risk of ignition in HFTDs Remote GridWLDFRVegetation ContactAggregated | WLDFR | HFTD - Distribution - Tier 3 - 5QU CoRE ¦ 2QU LoRE | Non-Red Flag Warning - Destructive Fires | Vegetation Contact | Aggregated | 2028 | 4.7043e-08 | 527.1275 | 2.4798e-05 | 2028 | Mitigation | 0.95 | 45 | 0 | esc | 0.00097009 | 4.5636e-11 | 0.00097009 | 4.5636e-11 | 0.03606 | 1.026e-08 | 0.0013359 | 2.0618e-10
[120 empty] | 7.3.3.17.5 (Remote Grid) Updates to grid topology to minimize risk of ignition in HFTDs Remote GridWLDFRVegetation ContactAggregated | WLDFR | HFTD - Distribution - Tier 3 - 5QU CoRE ¦ 2QU LoRE | Non-Red Flag Warning - Destructive Fires | Vegetation Contact | Aggregated | 2029 | 4.7043e-08 | 527.1275 | 2.4798e-05 | 2029 | Mitigation | 0.95 | 45 | 0 | esc | 0.00097009 | 4.5636e-11 | 0.00097009 | 4.5636e-11 | 0.03606 | 1.026e-08 | 0.0013359 | 2.0618e-10
[120 empty] | 7.3.3.17.5 (Remote Grid) Updates to grid topology to minimize risk of ignition in HFTDs Remote GridWLDFRVegetation ContactAggregated | WLDFR | HFTD - Distribution - Tier 3 - 5QU CoRE ¦ 2QU LoRE | Non-Red Flag Warning - Destructive Fires | Vegetation Contact | Aggregated | 2030 | 4.7043e-08 | 527.1275 | 2.4798e-05 | 2030 | Mitigation | 0.95 | 45 | 0 | esc | 0.00097009 | 4.5636e-11 | 0.00097009 | 4.5636e-11 | 0.03606 | 1.026e-08 | 0.0013359 | 2.0618e-10
[120 empty] | 7.3.3.17.5 (Remote Grid) Updates to grid topology to minimize risk of ignition in HFTDs Remote GridWLDFRVegetation ContactAggregated | WLDFR | HFTD - Distribution - Tier 3 - 5QU CoRE ¦ 2QU LoRE | Non-Red Flag Warning - Destructive Fires | Vegetation Contact | Aggregated | 2031 | 4.7043e-08 | 527.1275 | 2.4798e-05 | 2031 | Mitigation | 0.95 | 45 | 0 | esc | 0.00097009 | 4.5636e-11 | 0.00097009 | 4.5636e-11 | 0.03606 | 1.026e-08 | 0.0013359 | 2.0618e-10
[120 empty] | 7.3.3.17.5 (Remote Grid) Updates to grid topology to minimize risk of ignition in HFTDs Remote GridWLDFRVegetation ContactAggregated | WLDFR | HFTD - Distribution - Tier 3 - 5QU CoRE ¦ 2QU LoRE | Non-Red Flag Warning - Destructive Fires | Vegetation Contact | Aggregated | 2032 | 4.7043e-08 | 527.1275 | 2.4798e-05 | 2032 | Mitigation | 0.95 | 45 | 0 | esc | 0.00097009 | 4.5636e-11 | 0.00097009 | 4.5636e-11 | 0 | 0 | 0.0013359 | 2.0618e-10
[120 empty] | 7.3.3.17.5 (Remote Grid) Updates to grid topology to minimize risk of ignition in HFTDs Remote GridWLDFRVegetation ContactAggregated | WLDFR | HFTD - Distribution - Tier 3 - 5QU CoRE ¦ 2QU LoRE | Non-Red Flag Warning - Destructive Fires | Vegetation Contact | Aggregated | 2033 | 4.7043e-08 | 527.1275 | 2.4798e-05 | 2033 | Mitigation | 0.95 | 45 | 0 | esc | 0.00097009 | 4.5636e-11 | 0.00097009 | 4.5636e-11 | 0.03606 | 5.6508e-09 | 0.0013359 | 2.0618e-10
[120 empty] | 7.3.3.17.5 (Remote Grid) Updates to grid topology to minimize risk of ignition in HFTDs Remote GridWLDFRVegetation ContactAggregated | WLDFR | HFTD - Distribution - Tier 3 - 5QU CoRE ¦ 2QU LoRE | Non-Red Flag Warning - Destructive Fires | Vegetation Contact | Aggregated | 2034 | 4.7043e-08 | 527.1275 | 2.4798e-05 | 2034 | Mitigation | 0.95 | 45 | 0 | esc | 0.00097009 | 4.5636e-11 | 0.00097009 | 4.5636e-11 | 0.03606 | 5.6508e-09 | 0.0013359 | 2.0618e-10
[120 empty] | 7.3.3.17.5 (Remote Grid) Updates to grid topology to minimize risk of ignition in HFTDs Remote GridWLDFRVegetation ContactAggregated | WLDFR | HFTD - Distribution - Tier 3 - 5QU CoRE ¦ 2QU LoRE | Non-Red Flag Warning - Destructive Fires | Vegetation Contact | Aggregated | 2035 | 4.7043e-08 | 527.1275 | 2.4798e-05 | 2035 | Mitigation | 0.95 | 45 | 0 | esc | 0.00097009 | 4.5636e-11 | 0.00097009 | 4.5636e-11 | 0.03606 | 5.6508e-09 | 0.0013359 | 2.0618e-10
[120 empty] | 7.3.3.17.5 (Remote Grid) Updates to grid topology to minimize risk of ignition in HFTDs Remote GridWLDFRVegetation ContactAggregated | WLDFR | HFTD - Distribution - Tier 3 - 5QU CoRE ¦ 2QU LoRE | Non-Red Flag Warning - Destructive Fires | Vegetation Contact | Aggregated | 2036 | 4.7043e-08 | 527.1275 | 2.4798e-05 | 2036 | Mitigation | 0.95 | 45 | 0 | esc | 0.00097009 | 4.5636e-11 | 0.00097009 | 4.5636e-11 | 0.03606 | 5.6508e-09 | 0.0013359 | 2.0618e-10
[120 empty] | 7.3.3.17.5 (Remote Grid) Updates to grid topology to minimize risk of ignition in HFTDs Remote GridWLDFRVegetation ContactAggregated | WLDFR | HFTD - Distribution - Tier 3 - 5QU CoRE ¦ 2QU LoRE | Non-Red Flag Warning - Destructive Fires | Vegetation Contact | Aggregated | 2037 | 4.7043e-08 | 527.1275 | 2.4798e-05 | 2037 | Mitigation | 0.95 | 45 | 0 | esc | 0.00097009 | 4.5636e-11 | 0.00097009 | 4.5636e-11 | 0.03606 | 5.6508e-09 | 0.0013359 | 2.0618e-10
[120 empty] | 7.3.3.17.5 (Remote Grid) Updates to grid topology to minimize risk of ignition in HFTDs Remote GridWLDFRVegetation ContactAggregated | WLDFR | HFTD - Distribution - Tier 3 - 5QU CoRE ¦ 2QU LoRE | Non-Red Flag Warning - Destructive Fires | Vegetation Contact | Aggregated | 2038 | 4.7043e-08 | 527.1275 | 2.4798e-05 | 2038 | Mitigation | 0.95 | 45 | 0 | esc | 0.00097009 | 4.5636e-11 | 0.00097009 | 4.5636e-11 | 0.03606 | 5.6508e-09 | 0.0013359 | 2.0618e-10
[120 empty] | 7.3.3.17.5 (Remote Grid) Updates to grid topology to minimize risk of ignition in HFTDs Remote GridWLDFRVegetation ContactAggregated | WLDFR | HFTD - Distribution - Tier 3 - 5QU CoRE ¦ 2QU LoRE | Non-Red Flag Warning - Destructive Fires | Vegetation Contact | Aggregated | 2039 | 4.7043e-08 | 527.1275 | 2.4798e-05 | 2039 | Mitigation | 0.95 | 45 | 0 | esc | 0.00097009 | 4.5636e-11 | 0.00097009 | 4.5636e-11 | 0.03606 | 5.6508e-09 | 0.0013359 | 2.0618e-10
[120 empty] | 7.3.3.17.5 (Remote Grid) Updates to grid topology to minimize risk of ignition in HFTDs Remote GridWLDFRVegetation ContactAggregated | WLDFR | HFTD - Distribution - Tier 3 - 5QU CoRE ¦ 2QU LoRE | Non-Red Flag Warning - Destructive Fires | Vegetation Contact | Aggregated | 2040 | 4.7043e-08 | 527.1275 | 2.4798e-05 | 2040 | Mitigation | 0.95 | 45 | 0 | esc | 0.00097009 | 4.5636e-11 | 0.00097009 | 4.5636e-11 | 0.03606 | 5.6508e-09 | 0.0013359 | 2.0618e-10
[120 empty] | 7.3.3.17.5 (Remote Grid) Updates to grid topology to minimize risk of ignition in HFTDs Remote GridWLDFRVegetation ContactAggregated | WLDFR | HFTD - Distribution - Tier 3 - 5QU CoRE ¦ 2QU LoRE | Non-Red Flag Warning - Destructive Fires | Vegetation Contact | Aggregated | 2041 | 4.7043e-08 | 527.1275 | 2.4798e-05 | 2041 | Mitigation | 0.95 | 45 | 0 | esc | 0.00097009 | 4.5636e-11 | 0.00097009 | 4.5636e-11 | 0.03606 | 5.6508e-09 | 0.0013359 | 2.0618e-10
[120 empty] | 7.3.3.17.5 (Remote Grid) Updates to grid topology to minimize risk of ignition in HFTDs Remote GridWLDFRVegetation ContactAggregated | WLDFR | HFTD - Distribution - Tier 3 - 5QU CoRE ¦ 2QU LoRE | Non-Red Flag Warning - Destructive Fires | Vegetation Contact | Aggregated | 2042 | 4.7043e-08 | 527.1275 | 2.4798e-05 | 2042 | Mitigation | 0.95 | 45 | 0 | esc | 0.00097009 | 4.5636e-11 | 0.00097009 | 4.5636e-11 | 0.03606 | 5.6508e-09 | 0 | 0
[120 empty] | 7.3.3.17.5 (Remote Grid) Updates to grid topology to minimize risk of ignition in HFTDs Remote GridWLDFRVegetation ContactAggregated | WLDFR | HFTD - Distribution - Tier 3 - 5QU CoRE ¦ 2QU LoRE | Non-Red Flag Warning - Destructive Fires | Vegetation Contact | Aggregated | 2043 | 4.7043e-08 | 527.1275 | 2.4798e-05 | 2043 | Mitigation | 0.95 | 45 | 0 | esc | 0.00097009 | 4.5636e-11 | 0.00097009 | 4.5636e-11 | 0.03606 | 5.6508e-09 | 0 | 0
[120 empty] | 7.3.3.17.5 (Remote Grid) Updates to grid topology to minimize risk of ignition in HFTDs Remote GridWLDFRVegetation ContactAggregated | WLDFR | HFTD - Distribution - Tier 3 - 5QU CoRE ¦ 2QU LoRE | Non-Red Flag Warning - Destructive Fires | Vegetation Contact | Aggregated | 2044 | 4.7043e-08 | 527.1275 | 2.4798e-05 | 2044 | Mitigation | 0.95 | 45 | 0 | esc | 0.00097009 | 4.5636e-11 | 0.00097009 | 4.5636e-11 | 0.03606 | 5.6508e-09 | 0.0093813 | 9.1218e-09
[120 empty] | 7.3.3.17.5 (Remote Grid) Updates to grid topology to minimize risk of ignition in HFTDs Remote GridWLDFRVegetation ContactAggregated | WLDFR | HFTD - Distribution - Tier 3 - 5QU CoRE ¦ 2QU LoRE | Non-Red Flag Warning - Destructive Fires | Vegetation Contact | Aggregated | 2045 | 4.7043e-08 | 527.1275 | 2.4798e-05 | 2045 | Mitigation | 0.95 | 45 | 0 | esc | 0.00097009 | 4.5636e-11 | 0.00097009 | 4.5636e-11 | 0.03606 | 5.6508e-09 | 0.0093813 | 9.1218e-09
[120 empty] | 7.3.3.17.5 (Remote Grid) Updates to grid topology to minimize risk of ignition in HFTDs Remote GridWLDFRVegetation ContactAggregated | WLDFR | HFTD - Distribution - Tier 3 - 5QU CoRE ¦ 2QU LoRE | Non-Red Flag Warning - Destructive Fires | Vegetation Contact | Aggregated | 2046 | 4.7043e-08 | 527.1275 | 2.4798e-05 | 2046 | Mitigation | 0.95 | 45 | 0 | esc | 0.00097009 | 4.5636e-11 | 0.00097009 | 4.5636e-11 | 0.03606 | 5.6508e-09 | 0.0093813 | 9.1218e-09
[120 empty] | 7.3.3.17.5 (Remote Grid) Updates to grid topology to minimize risk of ignition in HFTDs Remote GridWLDFRVegetation ContactAggregated | WLDFR | HFTD - Distribution - Tier 3 - 5QU CoRE ¦ 2QU LoRE | Non-Red Flag Warning - Destructive Fires | Vegetation Contact | Aggregated | 2047 | 4.7043e-08 | 527.1275 | 2.4798e-05 | 2047 | Mitigation | 0.95 | 45 | 0 | esc | 0.00097009 | 4.5636e-11 | 0.00097009 | 4.5636e-11 | 0.03606 | 5.6508e-09 | 0.0093813 | 9.1218e-09
[120 empty] | 7.3.3.17.5 (Remote Grid) Updates to grid topology to minimize risk of ignition in HFTDs Remote GridWLDFRVegetation ContactAggregated | WLDFR | HFTD - Distribution - Tier 3 - 5QU CoRE ¦ 2QU LoRE | Non-Red Flag Warning - Destructive Fires | Vegetation Contact | Aggregated | 2048 | 4.7043e-08 | 527.1275 | 2.4798e-05 | 2048 | Mitigation | 0.95 | 45 | 0 | esc | 0.00097009 | 4.5636e-11 | 0.00097009 | 4.5636e-11 | 0.03606 | 5.6508e-09 | 0.0093813 | 9.1218e-09
[120 empty] | 7.3.3.17.5 (Remote Grid) Updates to grid topology to minimize risk of ignition in HFTDs Remote GridWLDFRVegetation ContactAggregated | WLDFR | HFTD - Distribution - Tier 3 - 5QU CoRE ¦ 2QU LoRE | Non-Red Flag Warning - Destructive Fires | Vegetation Contact | Aggregated | 2049 | 4.7043e-08 | 527.1275 | 2.4798e-05 | 2049 | Mitigation | 0.95 | 45 | 0 | esc | 0.00097009 | 4.5636e-11 | 0.00097009 | 4.5636e-11 | 0.03606 | 5.6508e-09 | 0.0093813 | 9.1218e-09
[120 empty] | 7.3.3.17.5 (Remote Grid) Updates to grid topology to minimize risk of ignition in HFTDs Remote GridWLDFRVegetation ContactAggregated | WLDFR | HFTD - Distribution - Tier 3 - 5QU CoRE ¦ 2QU LoRE | Non-Red Flag Warning - Destructive Fires | Vegetation Contact | Aggregated | 2050 | 4.7043e-08 | 527.1275 | 2.4798e-05 | 2050 | Mitigation | 0.95 | 45 | 0 | esc | 0.00097009 | 4.5636e-11 | 0.00097009 | 4.5636e-11 | 0.03606 | 5.6508e-09 | 0.0093813 | 9.1218e-09
[120 empty] | 7.3.3.17.5 (Remote Grid) Updates to grid topology to minimize risk of ignition in HFTDs Remote GridWLDFRVegetation ContactAggregated | WLDFR | HFTD - Distribution - Tier 3 - 5QU CoRE ¦ 2QU LoRE | Non-Red Flag Warning - Destructive Fires | Vegetation Contact | Aggregated | 2051 | 4.7043e-08 | 527.1275 | 2.4798e-05 | 2051 | Mitigation | 0.95 | 45 | 0 | esc | 0.00097009 | 4.5636e-11 | 0.00097009 | 4.5636e-11 | 0.03606 | 5.6508e-09 | 0.0093813 | 9.1218e-09
[120 empty] | 7.3.3.17.5 (Remote Grid) Updates to grid topology to minimize risk of ignition in HFTDs Remote GridWLDFRVegetation ContactAggregated | WLDFR | HFTD - Distribution - Tier 3 - 5QU CoRE ¦ 2QU LoRE | Non-Red Flag Warning - Destructive Fires | Vegetation Contact | Aggregated | 2052 | 4.7043e-08 | 527.1275 | 2.4798e-05 | 2052 | Mitigation | 0.95 | 45 | 0 | esc | 0.00097009 | 4.5636e-11 | 0.00097009 | 4.5636e-11 | 0.03606 | 5.6508e-09 | 0.0093813 | 9.1218e-09
[120 empty] | 7.3.3.17.5 (Remote Grid) Updates to grid topology to minimize risk of ignition in HFTDs Remote GridWLDFRVegetation ContactAggregated | WLDFR | HFTD - Distribution - Tier 3 - 5QU CoRE ¦ 2QU LoRE | Non-Red Flag Warning - Destructive Fires | Vegetation Contact | Aggregated | 2053 | 4.7043e-08 | 527.1275 | 2.4798e-05 | 2053 | Mitigation | 0.95 | 45 | 0 | esc | 0.00097009 | 4.5636e-11 | 0.00097009 | 4.5636e-11 | 0.03606 | 5.6508e-09 | 0.0093813 | 9.1218e-09
[120 empty] | 7.3.3.17.5 (Remote Grid) Updates to grid topology to minimize risk of ignition in HFTDs Remote GridWLDFRVegetation ContactAggregated | WLDFR | HFTD - Distribution - Tier 3 - 5QU CoRE ¦ 2QU LoRE | Non-Red Flag Warning - Destructive Fires | Vegetation Contact | Aggregated | 2054 | 4.7043e-08 | 527.1275 | 2.4798e-05 | 2054 | Mitigation | 0.95 | 45 | 0 | esc | 0.00097009 | 4.5636e-11 | 0.00097009 | 4.5636e-11 | 0.03606 | 5.6508e-09 | 0.0093813 | 9.1218e-09
[120 empty] | 7.3.3.17.5 (Remote Grid) Updates to grid topology to minimize risk of ignition in HFTDs Remote GridWLDFRVegetation ContactAggregated | WLDFR | HFTD - Distribution - Tier 3 - 5QU CoRE ¦ 2QU LoRE | Non-Red Flag Warning - Destructive Fires | Vegetation Contact | Aggregated | 2055 | 4.7043e-08 | 527.1275 | 2.4798e-05 | 2055 | Mitigation | 0.95 | 45 | 0 | esc | 0.00097009 | 4.5636e-11 | 0.00097009 | 4.5636e-11 | 0.03606 | 5.6508e-09 | 0.0093813 | 9.1218e-09
[120 empty] | 7.3.3.17.5 (Remote Grid) Updates to grid topology to minimize risk of ignition in HFTDs Remote GridWLDFRVegetation ContactAggregated | WLDFR | HFTD - Distribution - Tier 3 - 5QU CoRE ¦ 2QU LoRE | Non-Red Flag Warning - Destructive Fires | Vegetation Contact | Aggregated | 2056 | 4.7043e-08 | 527.1275 | 2.4798e-05 | 2056 | Mitigation | 0.95 | 45 | 0 | esc | 0.00097009 | 4.5636e-11 | 0.00097009 | 4.5636e-11 | 0.03606 | 5.6508e-09 | 0.0093813 | 9.1218e-09
[120 empty] | 7.3.3.17.5 (Remote Grid) Updates to grid topology to minimize risk of ignition in HFTDs Remote GridWLDFRVegetation ContactAggregated | WLDFR | HFTD - Distribution - Tier 3 - 5QU CoRE ¦ 2QU LoRE | Non-Red Flag Warning - Destructive Fires | Vegetation Contact | Aggregated | 2057 | 4.7043e-08 | 527.1275 | 2.4798e-05 | 2057 | Mitigation | 0.95 | 45 | 0 | esc | 0.00097009 | 4.5636e-11 | 0.00097009 | 4.5636e-11 | 0.03606 | 5.6508e-09 | 0.0093813 | 9.1218e-09
[120 empty] | 7.3.3.17.5 (Remote Grid) Updates to grid topology to minimize risk of ignition in HFTDs Remote GridWLDFRVegetation ContactAggregated | WLDFR | HFTD - Distribution - Tier 3 - 5QU CoRE ¦ 2QU LoRE | Non-Red Flag Warning - Destructive Fires | Vegetation Contact | Aggregated | 2058 | 4.7043e-08 | 527.1275 | 2.4798e-05 | 2058 | Mitigation | 0.95 | 45 | 0 | esc | 0.00097009 | 4.5636e-11 | 0.00097009 | 4.5636e-11 | 0.03606 | 5.6508e-09 | 0.0093813 | 9.1218e-09
[120 empty] | 7.3.3.17.5 (Remote Grid) Updates to grid topology to minimize risk of ignition in HFTDs Remote GridWLDFRVegetation ContactAggregated | WLDFR | HFTD - Distribution - Tier 3 - 5QU CoRE ¦ 2QU LoRE | Non-Red Flag Warning - Destructive Fires | Vegetation Contact | Aggregated | 2059 | 4.7043e-08 | 527.1275 | 2.4798e-05 | 2059 | Mitigation | 0.95 | 45 | 0 | esc | 0.00097009 | 4.5636e-11 | 0.00097009 | 4.5636e-11 | 0.03606 | 5.6508e-09 | 0.0093813 | 9.1218e-09
[120 empty] | 7.3.3.17.5 (Remote Grid) Updates to grid topology to minimize risk of ignition in HFTDs Remote GridWLDFRVegetation ContactAggregated | WLDFR | HFTD - Distribution - Tier 3 - 5QU CoRE ¦ 2QU LoRE | Non-Red Flag Warning - Destructive Fires | Vegetation Contact | Aggregated | 2060 | 4.7043e-08 | 527.1275 | 2.4798e-05 | 2060 | Mitigation | 0.95 | 45 | 0 | esc | 0.00097009 | 4.5636e-11 | 0.00097009 | 4.5636e-11 | 0.03606 | 5.6508e-09 | 0.0093813 | 9.1218e-09
[120 empty] | 7.3.3.17.5 (Remote Grid) Updates to grid topology to minimize risk of ignition in HFTDs Remote GridWLDFRVegetation ContactAggregated | WLDFR | HFTD - Distribution - Tier 3 - 5QU CoRE ¦ 2QU LoRE | Non-Red Flag Warning - Destructive Fires | Vegetation Contact | Aggregated | 2061 | 4.7043e-08 | 527.1275 | 2.4798e-05 | 2061 | Mitigation | 0.95 | 45 | 0 | esc | 0.00097009 | 4.5636e-11 | 0.00097009 | 4.5636e-11 | 0.03606 | 5.6508e-09 | 0.0093813 | 9.1218e-09
[120 empty] | 7.3.3.17.5 (Remote Grid) Updates to grid topology to minimize risk of ignition in HFTDs Remote GridWLDFRVegetation ContactAggregated | WLDFR | HFTD - Distribution - Tier 3 - 5QU CoRE ¦ 2QU LoRE | Non-Red Flag Warning - Destructive Fires | Vegetation Contact | Aggregated | 2062 | 4.7043e-08 | 527.1275 | 2.4798e-05 | 2062 | Mitigation | 0.95 | 45 | 0 | esc | 0.00097009 | 4.5636e-11 | 0.00097009 | 4.5636e-11 | 0.03606 | 5.6508e-09 | 0.0093813 | 9.1218e-09
[120 empty] | 7.3.3.17.5 (Remote Grid) Updates to grid topology to minimize risk of ignition in HFTDs Remote GridWLDFRVegetation ContactAggregated | WLDFR | HFTD - Distribution - Tier 3 - 5QU CoRE ¦ 2QU LoRE | Non-Red Flag Warning - Destructive Fires | Vegetation Contact | Aggregated | 2063 | 4.7043e-08 | 527.1275 | 2.4798e-05 | 2063 | Mitigation | 0.95 | 45 | 0 | esc | 0.00097009 | 4.5636e-11 | 0.00097009 | 4.5636e-11 | 0.03606 | 5.6508e-09 | 0.0093813 | 9.1218e-09
[120 empty] | 7.3.3.17.5 (Remote Grid) Updates to grid topology to minimize risk of ignition in HFTDs Remote GridWLDFRVegetation ContactAggregated | WLDFR | HFTD - Distribution - Tier 3 - 5QU CoRE ¦ 2QU LoRE | Non-Red Flag Warning - Destructive Fires | Vegetation Contact | Aggregated | 2064 | 4.7043e-08 | 527.1275 | 2.4798e-05 | 2064 | Mitigation | 0.95 | 45 | 0 | esc | 0.00097009 | 4.5636e-11 | 0.00097009 | 4.5636e-11 | 0.03606 | 5.6508e-09 | 0.0093813 | 9.1218e-09
[120 empty] | 7.3.3.17.5 (Remote Grid) Updates to grid topology to minimize risk of ignition in HFTDs Remote GridWLDFRVegetation ContactAggregated | WLDFR | HFTD - Distribution - Tier 3 - 5QU CoRE ¦ 2QU LoRE | Non-Red Flag Warning - Destructive Fires | Vegetation Contact | Aggregated | 2065 | 4.7043e-08 | 527.1275 | 2.4798e-05 | 2065 | Mitigation | 0.95 | 45 | 0 | esc | 0.00097009 | 4.5636e-11 | 0.00097009 | 4.5636e-11 | 0.03606 | 5.6508e-09 | 0.0093813 | 9.1218e-09
[120 empty] | 7.3.3.17.5 (Remote Grid) Updates to grid topology to minimize risk of ignition in HFTDs Remote GridWLDFRVegetation ContactAggregated | WLDFR | HFTD - Distribution - Tier 3 - 5QU CoRE ¦ 2QU LoRE | Non-Red Flag Warning - Destructive Fires | Vegetation Contact | Aggregated | 2066 | 4.7043e-08 | 527.1275 | 2.4798e-05 | 2066 | Mitigation | 0.95 | 45 | 0 | esc | 0.00097009 | 4.5636e-11 | 0.00097009 | 4.5636e-11 | 0.03606 | 5.6508e-09 | 0.0093813 | 9.1218e-09
[120 empty] | 7.3.3.17.5 (Remote Grid) Updates to grid topology to minimize risk of ignition in HFTDs Remote GridWLDFRVegetation ContactAggregated | WLDFR | HFTD - Distribution - Tier 3 - 5QU CoRE ¦ 2QU LoRE | Non-Red Flag Warning - Destructive Fires | Vegetation Contact | Aggregated | 2067 | 4.7043e-08 | 527.1275 | 2.4798e-05 | 2067 | Mitigation | 0.95 | 45 | 0 | esc | 0 | 0 | 0.00097009 | 4.5636e-11 | 0.03606 | 5.6508e-09 | 0.0093813 | 9.1218e-09
[120 empty] | 7.3.3.17.5 (Remote Grid) Updates to grid topology to minimize risk of ignition in HFTDs Remote GridWLDFRWire-to-wire contactAggregated | WLDFR | HFTD - Distribution - Tier 3 - 5QU CoRE ¦ 2QU LoRE | Non-Red Flag Warning - Destructive Fires | Wire-to-wire contact | Aggregated | 2022 | 2.4504e-09 | 527.1275 | 1.2917e-06 | 2022 | Mitigation | 0.95 | 45 | 0 | esc | 0.00097009 | 2.3771e-12 | 0 | 0 | 0.03606 | 5.6508e-09 | 0.0093813 | 9.1218e-09
[120 empty] | 7.3.3.17.5 (Remote Grid) Updates to grid topology to minimize risk of ignition in HFTDs Remote GridWLDFRWire-to-wire contactAggregated | WLDFR | HFTD - Distribution - Tier 3 - 5QU CoRE ¦ 2QU LoRE | Non-Red Flag Warning - Destructive Fires | Wire-to-wire contact | Aggregated | 2023 | 2.4504e-09 | 527.1275 | 1.2917e-06 | 2023 | Mitigation | 0.95 | 45 | 0 | esc | 0.00097009 | 2.3771e-12 | 0.00097009 | 2.3771e-12 | 0.03606 | 5.6508e-09 | 0.0093813 | 9.1218e-09
[120 empty] | 7.3.3.17.5 (Remote Grid) Updates to grid topology to minimize risk of ignition in HFTDs Remote GridWLDFRWire-to-wire contactAggregated | WLDFR | HFTD - Distribution - Tier 3 - 5QU CoRE ¦ 2QU LoRE | Non-Red Flag Warning - Destructive Fires | Wire-to-wire contact | Aggregated | 2024 | 2.4504e-09 | 527.1275 | 1.2917e-06 | 2024 | Mitigation | 0.95 | 45 | 0 | esc | 0.00097009 | 2.3771e-12 | 0.00097009 | 2.3771e-12 | 0.03606 | 5.6508e-09 | 0.0093813 | 9.1218e-09
[120 empty] | 7.3.3.17.5 (Remote Grid) Updates to grid topology to minimize risk of ignition in HFTDs Remote GridWLDFRWire-to-wire contactAggregated | WLDFR | HFTD - Distribution - Tier 3 - 5QU CoRE ¦ 2QU LoRE | Non-Red Flag Warning - Destructive Fires | Wire-to-wire contact | Aggregated | 2025 | 2.4504e-09 | 527.1275 | 1.2917e-06 | 2025 | Mitigation | 0.95 | 45 | 0 | esc | 0.00097009 | 2.3771e-12 | 0.00097009 | 2.3771e-12 | 0.03606 | 5.6508e-09 | 0.0093813 | 9.1218e-09
[120 empty] | 7.3.3.17.5 (Remote Grid) Updates to grid topology to minimize risk of ignition in HFTDs Remote GridWLDFRWire-to-wire contactAggregated | WLDFR | HFTD - Distribution - Tier 3 - 5QU CoRE ¦ 2QU LoRE | Non-Red Flag Warning - Destructive Fires | Wire-to-wire contact | Aggregated | 2026 | 2.4504e-09 | 527.1275 | 1.2917e-06 | 2026 | Mitigation | 0.95 | 45 | 0 | esc | 0.00097009 | 2.3771e-12 | 0.00097009 | 2.3771e-12 | 0.03606 | 5.6508e-09 | 0.0093813 | 9.1218e-09
[120 empty] | 7.3.3.17.5 (Remote Grid) Updates to grid topology to minimize risk of ignition in HFTDs Remote GridWLDFRWire-to-wire contactAggregated | WLDFR | HFTD - Distribution - Tier 3 - 5QU CoRE ¦ 2QU LoRE | Non-Red Flag Warning - Destructive Fires | Wire-to-wire contact | Aggregated | 2027 | 2.4504e-09 | 527.1275 | 1.2917e-06 | 2027 | Mitigation | 0.95 | 45 | 0 | esc | 0.00097009 | 2.3771e-12 | 0.00097009 | 2.3771e-12 | 0.03606 | 5.6508e-09 | 0.0093813 | 9.1218e-09
[120 empty] | 7.3.3.17.5 (Remote Grid) Updates to grid topology to minimize risk of ignition in HFTDs Remote GridWLDFRWire-to-wire contactAggregated | WLDFR | HFTD - Distribution - Tier 3 - 5QU CoRE ¦ 2QU LoRE | Non-Red Flag Warning - Destructive Fires | Wire-to-wire contact | Aggregated | 2028 | 2.4504e-09 | 527.1275 | 1.2917e-06 | 2028 | Mitigation | 0.95 | 45 | 0 | esc | 0.00097009 | 2.3771e-12 | 0.00097009 | 2.3771e-12 | 0.03606 | 5.6508e-09 | 0 | 0
[120 empty] | 7.3.3.17.5 (Remote Grid) Updates to grid topology to minimize risk of ignition in HFTDs Remote GridWLDFRWire-to-wire contactAggregated | WLDFR | HFTD - Distribution - Tier 3 - 5QU CoRE ¦ 2QU LoRE | Non-Red Flag Warning - Destructive Fires | Wire-to-wire contact | Aggregated | 2029 | 2.4504e-09 | 527.1275 | 1.2917e-06 | 2029 | Mitigation | 0.95 | 45 | 0 | esc | 0.00097009 | 2.3771e-12 | 0.00097009 | 2.3771e-12 | 0.03606 | 5.6508e-09 | 0 | 0
[120 empty] | 7.3.3.17.5 (Remote Grid) Updates to grid topology to minimize risk of ignition in HFTDs Remote GridWLDFRWire-to-wire contactAggregated | WLDFR | HFTD - Distribution - Tier 3 - 5QU CoRE ¦ 2QU LoRE | Non-Red Flag Warning - Destructive Fires | Wire-to-wire contact | Aggregated | 2030 | 2.4504e-09 | 527.1275 | 1.2917e-06 | 2030 | Mitigation | 0.95 | 45 | 0 | esc | 0.00097009 | 2.3771e-12 | 0.00097009 | 2.3771e-12 | 0.03606 | 5.6508e-09 | 0.014004 | 2.106e-09
[120 empty] | 7.3.3.17.5 (Remote Grid) Updates to grid topology to minimize risk of ignition in HFTDs Remote GridWLDFRWire-to-wire contactAggregated | WLDFR | HFTD - Distribution - Tier 3 - 5QU CoRE ¦ 2QU LoRE | Non-Red Flag Warning - Destructive Fires | Wire-to-wire contact | Aggregated | 2031 | 2.4504e-09 | 527.1275 | 1.2917e-06 | 2031 | Mitigation | 0.95 | 45 | 0 | esc | 0.00097009 | 2.3771e-12 | 0.00097009 | 2.3771e-12 | 0.03606 | 5.6508e-09 | 0.014004 | 2.106e-09
[120 empty] | 7.3.3.17.5 (Remote Grid) Updates to grid topology to minimize risk of ignition in HFTDs Remote GridWLDFRWire-to-wire contactAggregated | WLDFR | HFTD - Distribution - Tier 3 - 5QU CoRE ¦ 2QU LoRE | Non-Red Flag Warning - Destructive Fires | Wire-to-wire contact | Aggregated | 2032 | 2.4504e-09 | 527.1275 | 1.2917e-06 | 2032 | Mitigation | 0.95 | 45 | 0 | esc | 0.00097009 | 2.3771e-12 | 0.00097009 | 2.3771e-12 | 0.03606 | 5.6508e-09 | 0.014004 | 2.106e-09
[120 empty] | 7.3.3.17.5 (Remote Grid) Updates to grid topology to minimize risk of ignition in HFTDs Remote GridWLDFRWire-to-wire contactAggregated | WLDFR | HFTD - Distribution - Tier 3 - 5QU CoRE ¦ 2QU LoRE | Non-Red Flag Warning - Destructive Fires | Wire-to-wire contact | Aggregated | 2033 | 2.4504e-09 | 527.1275 | 1.2917e-06 | 2033 | Mitigation | 0.95 | 45 | 0 | esc | 0.00097009 | 2.3771e-12 | 0.00097009 | 2.3771e-12 | 0.03606 | 5.6508e-09 | 0.014004 | 2.106e-09
[120 empty] | 7.3.3.17.5 (Remote Grid) Updates to grid topology to minimize risk of ignition in HFTDs Remote GridWLDFRWire-to-wire contactAggregated | WLDFR | HFTD - Distribution - Tier 3 - 5QU CoRE ¦ 2QU LoRE | Non-Red Flag Warning - Destructive Fires | Wire-to-wire contact | Aggregated | 2034 | 2.4504e-09 | 527.1275 | 1.2917e-06 | 2034 | Mitigation | 0.95 | 45 | 0 | esc | 0.00097009 | 2.3771e-12 | 0.00097009 | 2.3771e-12 | 0.03606 | 5.6508e-09 | 0.014004 | 2.106e-09
[120 empty] | 7.3.3.17.5 (Remote Grid) Updates to grid topology to minimize risk of ignition in HFTDs Remote GridWLDFRWire-to-wire contactAggregated | WLDFR | HFTD - Distribution - Tier 3 - 5QU CoRE ¦ 2QU LoRE | Non-Red Flag Warning - Destructive Fires | Wire-to-wire contact | Aggregated | 2035 | 2.4504e-09 | 527.1275 | 1.2917e-06 | 2035 | Mitigation | 0.95 | 45 | 0 | esc | 0.00097009 | 2.3771e-12 | 0.00097009 | 2.3771e-12 | 0.03606 | 5.6508e-09 | 0.014004 | 2.106e-09
[120 empty] | 7.3.3.17.5 (Remote Grid) Updates to grid topology to minimize risk of ignition in HFTDs Remote GridWLDFRWire-to-wire contactAggregated | WLDFR | HFTD - Distribution - Tier 3 - 5QU CoRE ¦ 2QU LoRE | Non-Red Flag Warning - Destructive Fires | Wire-to-wire contact | Aggregated | 2036 | 2.4504e-09 | 527.1275 | 1.2917e-06 | 2036 | Mitigation | 0.95 | 45 | 0 | esc | 0.00097009 | 2.3771e-12 | 0.00097009 | 2.3771e-12 | 0 | 0 | 0.014004 | 2.106e-09
[120 empty] | 7.3.3.17.5 (Remote Grid) Updates to grid topology to minimize risk of ignition in HFTDs Remote GridWLDFRWire-to-wire contactAggregated | WLDFR | HFTD - Distribution - Tier 3 - 5QU CoRE ¦ 2QU LoRE | Non-Red Flag Warning - Destructive Fires | Wire-to-wire contact | Aggregated | 2037 | 2.4504e-09 | 527.1275 | 1.2917e-06 | 2037 | Mitigation | 0.95 | 45 | 0 | esc | 0.00097009 | 2.3771e-12 | 0.00097009 | 2.3771e-12 | 0.03606 | 1.0877e-08 | 0.014004 | 2.106e-09
[120 empty] | 7.3.3.17.5 (Remote Grid) Updates to grid topology to minimize risk of ignition in HFTDs Remote GridWLDFRWire-to-wire contactAggregated | WLDFR | HFTD - Distribution - Tier 3 - 5QU CoRE ¦ 2QU LoRE | Non-Red Flag Warning - Destructive Fires | Wire-to-wire contact | Aggregated | 2038 | 2.4504e-09 | 527.1275 | 1.2917e-06 | 2038 | Mitigation | 0.95 | 45 | 0 | esc | 0.00097009 | 2.3771e-12 | 0.00097009 | 2.3771e-12 | 0.03606 | 1.0877e-08 | 0.014004 | 2.106e-09
[120 empty] | 7.3.3.17.5 (Remote Grid) Updates to grid topology to minimize risk of ignition in HFTDs Remote GridWLDFRWire-to-wire contactAggregated | WLDFR | HFTD - Distribution - Tier 3 - 5QU CoRE ¦ 2QU LoRE | Non-Red Flag Warning - Destructive Fires | Wire-to-wire contact | Aggregated | 2039 | 2.4504e-09 | 527.1275 | 1.2917e-06 | 2039 | Mitigation | 0.95 | 45 | 0 | esc | 0.00097009 | 2.3771e-12 | 0.00097009 | 2.3771e-12 | 0.03606 | 1.0877e-08 | 0.014004 | 2.106e-09
[120 empty] | 7.3.3.17.5 (Remote Grid) Updates to grid topology to minimize risk of ignition in HFTDs Remote GridWLDFRWire-to-wire contactAggregated | WLDFR | HFTD - Distribution - Tier 3 - 5QU CoRE ¦ 2QU LoRE | Non-Red Flag Warning - Destructive Fires | Wire-to-wire contact | Aggregated | 2040 | 2.4504e-09 | 527.1275 | 1.2917e-06 | 2040 | Mitigation | 0.95 | 45 | 0 | esc | 0.00097009 | 2.3771e-12 | 0.00097009 | 2.3771e-12 | 0.03606 | 1.0877e-08 | 0.014004 | 2.106e-09
[120 empty] | 7.3.3.17.5 (Remote Grid) Updates to grid topology to minimize risk of ignition in HFTDs Remote GridWLDFRWire-to-wire contactAggregated | WLDFR | HFTD - Distribution - Tier 3 - 5QU CoRE ¦ 2QU LoRE | Non-Red Flag Warning - Destructive Fires | Wire-to-wire contact | Aggregated | 2041 | 2.4504e-09 | 527.1275 | 1.2917e-06 | 2041 | Mitigation | 0.95 | 45 | 0 | esc | 0.00097009 | 2.3771e-12 | 0.00097009 | 2.3771e-12 | 0.03606 | 1.0877e-08 | 0.014004 | 2.106e-09
[120 empty] | 7.3.3.17.5 (Remote Grid) Updates to grid topology to minimize risk of ignition in HFTDs Remote GridWLDFRWire-to-wire contactAggregated | WLDFR | HFTD - Distribution - Tier 3 - 5QU CoRE ¦ 2QU LoRE | Non-Red Flag Warning - Destructive Fires | Wire-to-wire contact | Aggregated | 2042 | 2.4504e-09 | 527.1275 | 1.2917e-06 | 2042 | Mitigation | 0.95 | 45 | 0 | esc | 0.00097009 | 2.3771e-12 | 0.00097009 | 2.3771e-12 | 0.03606 | 1.0877e-08 | 0.014004 | 2.106e-09
[120 empty] | 7.3.3.17.5 (Remote Grid) Updates to grid topology to minimize risk of ignition in HFTDs Remote GridWLDFRWire-to-wire contactAggregated | WLDFR | HFTD - Distribution - Tier 3 - 5QU CoRE ¦ 2QU LoRE | Non-Red Flag Warning - Destructive Fires | Wire-to-wire contact | Aggregated | 2043 | 2.4504e-09 | 527.1275 | 1.2917e-06 | 2043 | Mitigation | 0.95 | 45 | 0 | esc | 0.00097009 | 2.3771e-12 | 0.00097009 | 2.3771e-12 | 0.03606 | 1.0877e-08 | 0.014004 | 2.106e-09
[120 empty] | 7.3.3.17.5 (Remote Grid) Updates to grid topology to minimize risk of ignition in HFTDs Remote GridWLDFRWire-to-wire contactAggregated | WLDFR | HFTD - Distribution - Tier 3 - 5QU CoRE ¦ 2QU LoRE | Non-Red Flag Warning - Destructive Fires | Wire-to-wire contact | Aggregated | 2044 | 2.4504e-09 | 527.1275 | 1.2917e-06 | 2044 | Mitigation | 0.95 | 45 | 0 | esc | 0.00097009 | 2.3771e-12 | 0.00097009 | 2.3771e-12 | 0.03606 | 1.0877e-08 | 0.014004 | 2.106e-09
[120 empty] | 7.3.3.17.5 (Remote Grid) Updates to grid topology to minimize risk of ignition in HFTDs Remote GridWLDFRWire-to-wire contactAggregated | WLDFR | HFTD - Distribution - Tier 3 - 5QU CoRE ¦ 2QU LoRE | Non-Red Flag Warning - Destructive Fires | Wire-to-wire contact | Aggregated | 2045 | 2.4504e-09 | 527.1275 | 1.2917e-06 | 2045 | Mitigation | 0.95 | 45 | 0 | esc | 0.00097009 | 2.3771e-12 | 0.00097009 | 2.3771e-12 | 0.03606 | 1.0877e-08 | 0.014004 | 2.106e-09
[120 empty] | 7.3.3.17.5 (Remote Grid) Updates to grid topology to minimize risk of ignition in HFTDs Remote GridWLDFRWire-to-wire contactAggregated | WLDFR | HFTD - Distribution - Tier 3 - 5QU CoRE ¦ 2QU LoRE | Non-Red Flag Warning - Destructive Fires | Wire-to-wire contact | Aggregated | 2046 | 2.4504e-09 | 527.1275 | 1.2917e-06 | 2046 | Mitigation | 0.95 | 45 | 0 | esc | 0.00097009 | 2.3771e-12 | 0.00097009 | 2.3771e-12 | 0.03606 | 1.0877e-08 | 0.014004 | 2.106e-09
[120 empty] | 7.3.3.17.5 (Remote Grid) Updates to grid topology to minimize risk of ignition in HFTDs Remote GridWLDFRWire-to-wire contactAggregated | WLDFR | HFTD - Distribution - Tier 3 - 5QU CoRE ¦ 2QU LoRE | Non-Red Flag Warning - Destructive Fires | Wire-to-wire contact | Aggregated | 2047 | 2.4504e-09 | 527.1275 | 1.2917e-06 | 2047 | Mitigation | 0.95 | 45 | 0 | esc | 0.00097009 | 2.3771e-12 | 0.00097009 | 2.3771e-12 | 0.03606 | 1.0877e-08 | 0.014004 | 2.106e-09
[120 empty] | 7.3.3.17.5 (Remote Grid) Updates to grid topology to minimize risk of ignition in HFTDs Remote GridWLDFRWire-to-wire contactAggregated | WLDFR | HFTD - Distribution - Tier 3 - 5QU CoRE ¦ 2QU LoRE | Non-Red Flag Warning - Destructive Fires | Wire-to-wire contact | Aggregated | 2048 | 2.4504e-09 | 527.1275 | 1.2917e-06 | 2048 | Mitigation | 0.95 | 45 | 0 | esc | 0.00097009 | 2.3771e-12 | 0.00097009 | 2.3771e-12 | 0.03606 | 1.0877e-08 | 0.014004 | 2.106e-09
[120 empty] | 7.3.3.17.5 (Remote Grid) Updates to grid topology to minimize risk of ignition in HFTDs Remote GridWLDFRWire-to-wire contactAggregated | WLDFR | HFTD - Distribution - Tier 3 - 5QU CoRE ¦ 2QU LoRE | Non-Red Flag Warning - Destructive Fires | Wire-to-wire contact | Aggregated | 2049 | 2.4504e-09 | 527.1275 | 1.2917e-06 | 2049 | Mitigation | 0.95 | 45 | 0 | esc | 0.00097009 | 2.3771e-12 | 0.00097009 | 2.3771e-12 | 0.03606 | 1.0877e-08 | 0.014004 | 2.106e-09
[120 empty] | 7.3.3.17.5 (Remote Grid) Updates to grid topology to minimize risk of ignition in HFTDs Remote GridWLDFRWire-to-wire contactAggregated | WLDFR | HFTD - Distribution - Tier 3 - 5QU CoRE ¦ 2QU LoRE | Non-Red Flag Warning - Destructive Fires | Wire-to-wire contact | Aggregated | 2050 | 2.4504e-09 | 527.1275 | 1.2917e-06 | 2050 | Mitigation | 0.95 | 45 | 0 | esc | 0.00097009 | 2.3771e-12 | 0.00097009 | 2.3771e-12 | 0.03606 | 1.0877e-08 | 0.014004 | 2.106e-09
[120 empty] | 7.3.3.17.5 (Remote Grid) Updates to grid topology to minimize risk of ignition in HFTDs Remote GridWLDFRWire-to-wire contactAggregated | WLDFR | HFTD - Distribution - Tier 3 - 5QU CoRE ¦ 2QU LoRE | Non-Red Flag Warning - Destructive Fires | Wire-to-wire contact | Aggregated | 2051 | 2.4504e-09 | 527.1275 | 1.2917e-06 | 2051 | Mitigation | 0.95 | 45 | 0 | esc | 0.00097009 | 2.3771e-12 | 0.00097009 | 2.3771e-12 | 0.03606 | 1.0877e-08 | 0.014004 | 2.106e-09
[120 empty] | 7.3.3.17.5 (Remote Grid) Updates to grid topology to minimize risk of ignition in HFTDs Remote GridWLDFRWire-to-wire contactAggregated | WLDFR | HFTD - Distribution - Tier 3 - 5QU CoRE ¦ 2QU LoRE | Non-Red Flag Warning - Destructive Fires | Wire-to-wire contact | Aggregated | 2052 | 2.4504e-09 | 527.1275 | 1.2917e-06 | 2052 | Mitigation | 0.95 | 45 | 0 | esc | 0.00097009 | 2.3771e-12 | 0.00097009 | 2.3771e-12 | 0.03606 | 1.0877e-08 | 0.014004 | 2.106e-09
[120 empty] | 7.3.3.17.5 (Remote Grid) Updates to grid topology to minimize risk of ignition in HFTDs Remote GridWLDFRWire-to-wire contactAggregated | WLDFR | HFTD - Distribution - Tier 3 - 5QU CoRE ¦ 2QU LoRE | Non-Red Flag Warning - Destructive Fires | Wire-to-wire contact | Aggregated | 2053 | 2.4504e-09 | 527.1275 | 1.2917e-06 | 2053 | Mitigation | 0.95 | 45 | 0 | esc | 0.00097009 | 2.3771e-12 | 0.00097009 | 2.3771e-12 | 0.03606 | 1.0877e-08 | 0.014004 | 2.106e-09
[120 empty] | 7.3.3.17.5 (Remote Grid) Updates to grid topology to minimize risk of ignition in HFTDs Remote GridWLDFRWire-to-wire contactAggregated | WLDFR | HFTD - Distribution - Tier 3 - 5QU CoRE ¦ 2QU LoRE | Non-Red Flag Warning - Destructive Fires | Wire-to-wire contact | Aggregated | 2054 | 2.4504e-09 | 527.1275 | 1.2917e-06 | 2054 | Mitigation | 0.95 | 45 | 0 | esc | 0.00097009 | 2.3771e-12 | 0.00097009 | 2.3771e-12 | 0.03606 | 1.0877e-08 | 0.014004 | 2.106e-09
[120 empty] | 7.3.3.17.5 (Remote Grid) Updates to grid topology to minimize risk of ignition in HFTDs Remote GridWLDFRWire-to-wire contactAggregated | WLDFR | HFTD - Distribution - Tier 3 - 5QU CoRE ¦ 2QU LoRE | Non-Red Flag Warning - Destructive Fires | Wire-to-wire contact | Aggregated | 2055 | 2.4504e-09 | 527.1275 | 1.2917e-06 | 2055 | Mitigation | 0.95 | 45 | 0 | esc | 0.00097009 | 2.3771e-12 | 0.00097009 | 2.3771e-12 | 0.03606 | 1.0877e-08 | 0.014004 | 2.106e-09
[120 empty] | 7.3.3.17.5 (Remote Grid) Updates to grid topology to minimize risk of ignition in HFTDs Remote GridWLDFRWire-to-wire contactAggregated | WLDFR | HFTD - Distribution - Tier 3 - 5QU CoRE ¦ 2QU LoRE | Non-Red Flag Warning - Destructive Fires | Wire-to-wire contact | Aggregated | 2056 | 2.4504e-09 | 527.1275 | 1.2917e-06 | 2056 | Mitigation | 0.95 | 45 | 0 | esc | 0.00097009 | 2.3771e-12 | 0.00097009 | 2.3771e-12 | 0.03606 | 1.0877e-08 | 0.014004 | 2.106e-09
[120 empty] | 7.3.3.17.5 (Remote Grid) Updates to grid topology to minimize risk of ignition in HFTDs Remote GridWLDFRWire-to-wire contactAggregated | WLDFR | HFTD - Distribution - Tier 3 - 5QU CoRE ¦ 2QU LoRE | Non-Red Flag Warning - Destructive Fires | Wire-to-wire contact | Aggregated | 2057 | 2.4504e-09 | 527.1275 | 1.2917e-06 | 2057 | Mitigation | 0.95 | 45 | 0 | esc | 0.00097009 | 2.3771e-12 | 0.00097009 | 2.3771e-12 | 0.03606 | 1.0877e-08 | 0.014004 | 2.106e-09
[120 empty] | 7.3.3.17.5 (Remote Grid) Updates to grid topology to minimize risk of ignition in HFTDs Remote GridWLDFRWire-to-wire contactAggregated | WLDFR | HFTD - Distribution - Tier 3 - 5QU CoRE ¦ 2QU LoRE | Non-Red Flag Warning - Destructive Fires | Wire-to-wire contact | Aggregated | 2058 | 2.4504e-09 | 527.1275 | 1.2917e-06 | 2058 | Mitigation | 0.95 | 45 | 0 | esc | 0.00097009 | 2.3771e-12 | 0.00097009 | 2.3771e-12 | 0.03606 | 1.0877e-08 | 0.014004 | 2.106e-09
[120 empty] | 7.3.3.17.5 (Remote Grid) Updates to grid topology to minimize risk of ignition in HFTDs Remote GridWLDFRWire-to-wire contactAggregated | WLDFR | HFTD - Distribution - Tier 3 - 5QU CoRE ¦ 2QU LoRE | Non-Red Flag Warning - Destructive Fires | Wire-to-wire contact | Aggregated | 2059 | 2.4504e-09 | 527.1275 | 1.2917e-06 | 2059 | Mitigation | 0.95 | 45 | 0 | esc | 0.00097009 | 2.3771e-12 | 0.00097009 | 2.3771e-12 | 0.03606 | 1.0877e-08 | 0.014004 | 2.106e-09
[120 empty] | 7.3.3.17.5 (Remote Grid) Updates to grid topology to minimize risk of ignition in HFTDs Remote GridWLDFRWire-to-wire contactAggregated | WLDFR | HFTD - Distribution - Tier 3 - 5QU CoRE ¦ 2QU LoRE | Non-Red Flag Warning - Destructive Fires | Wire-to-wire contact | Aggregated | 2060 | 2.4504e-09 | 527.1275 | 1.2917e-06 | 2060 | Mitigation | 0.95 | 45 | 0 | esc | 0.00097009 | 2.3771e-12 | 0.00097009 | 2.3771e-12 | 0.03606 | 1.0877e-08 | 0 | 0
[120 empty] | 7.3.3.17.5 (Remote Grid) Updates to grid topology to minimize risk of ignition in HFTDs Remote GridWLDFRWire-to-wire contactAggregated | WLDFR | HFTD - Distribution - Tier 3 - 5QU CoRE ¦ 2QU LoRE | Non-Red Flag Warning - Destructive Fires | Wire-to-wire contact | Aggregated | 2061 | 2.4504e-09 | 527.1275 | 1.2917e-06 | 2061 | Mitigation | 0.95 | 45 | 0 | esc | 0.00097009 | 2.3771e-12 | 0.00097009 | 2.3771e-12 | 0.03606 | 1.0877e-08 | 0 | 0
[120 empty] | 7.3.3.17.5 (Remote Grid) Updates to grid topology to minimize risk of ignition in HFTDs Remote GridWLDFRWire-to-wire contactAggregated | WLDFR | HFTD - Distribution - Tier 3 - 5QU CoRE ¦ 2QU LoRE | Non-Red Flag Warning - Destructive Fires | Wire-to-wire contact | Aggregated | 2062 | 2.4504e-09 | 527.1275 | 1.2917e-06 | 2062 | Mitigation | 0.95 | 45 | 0 | esc | 0.00097009 | 2.3771e-12 | 0.00097009 | 2.3771e-12 | 0.03606 | 1.0877e-08 | 0.012777 | 6.9723e-10
[120 empty] | 7.3.3.17.5 (Remote Grid) Updates to grid topology to minimize risk of ignition in HFTDs Remote GridWLDFRWire-to-wire contactAggregated | WLDFR | HFTD - Distribution - Tier 3 - 5QU CoRE ¦ 2QU LoRE | Non-Red Flag Warning - Destructive Fires | Wire-to-wire contact | Aggregated | 2063 | 2.4504e-09 | 527.1275 | 1.2917e-06 | 2063 | Mitigation | 0.95 | 45 | 0 | esc | 0.00097009 | 2.3771e-12 | 0.00097009 | 2.3771e-12 | 0.03606 | 1.0877e-08 | 0.012777 | 6.9723e-10
[120 empty] | 7.3.3.17.5 (Remote Grid) Updates to grid topology to minimize risk of ignition in HFTDs Remote GridWLDFRWire-to-wire contactAggregated | WLDFR | HFTD - Distribution - Tier 3 - 5QU CoRE ¦ 2QU LoRE | Non-Red Flag Warning - Destructive Fires | Wire-to-wire contact | Aggregated | 2064 | 2.4504e-09 | 527.1275 | 1.2917e-06 | 2064 | Mitigation | 0.95 | 45 | 0 | esc | 0.00097009 | 2.3771e-12 | 0.00097009 | 2.3771e-12 | 0.03606 | 1.0877e-08 | 0.012777 | 6.9723e-10
[120 empty] | 7.3.3.17.5 (Remote Grid) Updates to grid topology to minimize risk of ignition in HFTDs Remote GridWLDFRWire-to-wire contactAggregated | WLDFR | HFTD - Distribution - Tier 3 - 5QU CoRE ¦ 2QU LoRE | Non-Red Flag Warning - Destructive Fires | Wire-to-wire contact | Aggregated | 2065 | 2.4504e-09 | 527.1275 | 1.2917e-06 | 2065 | Mitigation | 0.95 | 45 | 0 | esc | 0.00097009 | 2.3771e-12 | 0.00097009 | 2.3771e-12 | 0.03606 | 1.0877e-08 | 0.012777 | 6.9723e-10
[120 empty] | 7.3.3.17.5 (Remote Grid) Updates to grid topology to minimize risk of ignition in HFTDs Remote GridWLDFRWire-to-wire contactAggregated | WLDFR | HFTD - Distribution - Tier 3 - 5QU CoRE ¦ 2QU LoRE | Non-Red Flag Warning - Destructive Fires | Wire-to-wire contact | Aggregated | 2066 | 2.4504e-09 | 527.1275 | 1.2917e-06 | 2066 | Mitigation | 0.95 | 45 | 0 | esc | 0.00097009 | 2.3771e-12 | 0.00097009 | 2.3771e-12 | 0.03606 | 1.0877e-08 | 0.012777 | 6.9723e-10
[120 empty] | 7.3.3.17.5 (Remote Grid) Updates to grid topology to minimize risk of ignition in HFTDs Remote GridWLDFRWire-to-wire contactAggregated | WLDFR | HFTD - Distribution - Tier 3 - 5QU CoRE ¦ 2QU LoRE | Non-Red Flag Warning - Destructive Fires | Wire-to-wire contact | Aggregated | 2067 | 2.4504e-09 | 527.1275 | 1.2917e-06 | 2067 | Mitigation | 0.95 | 45 | 0 | esc | 0 | 0 | 0.00097009 | 2.3771e-12 | 0.03606 | 1.0877e-08 | 0.012777 | 6.9723e-10
[120 empty] | 7.3.3.17.5 (Remote Grid) Updates to grid topology to minimize risk of ignition in HFTDs Remote GridWLDFRContact from objectAggregated | WLDFR | HFTD - Distribution - Tier 3 - 5QU CoRE ¦ 2QU LoRE | Non-Red Flag Warning - Large Fires | Contact from object | Aggregated | 2022 | 3.0921e-06 | 527.1275 | 0.0016299 | 2022 | Mitigation | 0.95 | 45 | 0 | esc | 0.00097009 | 2.9996e-09 | 0 | 0 | 0.03606 | 1.0877e-08 | 0.012777 | 6.9723e-10
[120 empty] | 7.3.3.17.5 (Remote Grid) Updates to grid topology to minimize risk of ignition in HFTDs Remote GridWLDFRContact from objectAggregated | WLDFR | HFTD - Distribution - Tier 3 - 5QU CoRE ¦ 2QU LoRE | Non-Red Flag Warning - Large Fires | Contact from object | Aggregated | 2023 | 3.0921e-06 | 527.1275 | 0.0016299 | 2023 | Mitigation | 0.95 | 45 | 0 | esc | 0.00097009 | 2.9996e-09 | 0.00097009 | 2.9996e-09 | 0.03606 | 1.0877e-08 | 0.012777 | 6.9723e-10
[120 empty] | 7.3.3.17.5 (Remote Grid) Updates to grid topology to minimize risk of ignition in HFTDs Remote GridWLDFRContact from objectAggregated | WLDFR | HFTD - Distribution - Tier 3 - 5QU CoRE ¦ 2QU LoRE | Non-Red Flag Warning - Large Fires | Contact from object | Aggregated | 2024 | 3.0921e-06 | 527.1275 | 0.0016299 | 2024 | Mitigation | 0.95 | 45 | 0 | esc | 0.00097009 | 2.9996e-09 | 0.00097009 | 2.9996e-09 | 0.03606 | 1.0877e-08 | 0.012777 | 6.9723e-10
[120 empty] | 7.3.3.17.5 (Remote Grid) Updates to grid topology to minimize risk of ignition in HFTDs Remote GridWLDFRContact from objectAggregated | WLDFR | HFTD - Distribution - Tier 3 - 5QU CoRE ¦ 2QU LoRE | Non-Red Flag Warning - Large Fires | Contact from object | Aggregated | 2025 | 3.0921e-06 | 527.1275 | 0.0016299 | 2025 | Mitigation | 0.95 | 45 | 0 | esc | 0.00097009 | 2.9996e-09 | 0.00097009 | 2.9996e-09 | 0.03606 | 1.0877e-08 | 0.012777 | 6.9723e-10
[120 empty] | 7.3.3.17.5 (Remote Grid) Updates to grid topology to minimize risk of ignition in HFTDs Remote GridWLDFRContact from objectAggregated | WLDFR | HFTD - Distribution - Tier 3 - 5QU CoRE ¦ 2QU LoRE | Non-Red Flag Warning - Large Fires | Contact from object | Aggregated | 2026 | 3.0921e-06 | 527.1275 | 0.0016299 | 2026 | Mitigation | 0.95 | 45 | 0 | esc | 0.00097009 | 2.9996e-09 | 0.00097009 | 2.9996e-09 | 0.03606 | 1.0877e-08 | 0.012777 | 6.9723e-10
[120 empty] | 7.3.3.17.5 (Remote Grid) Updates to grid topology to minimize risk of ignition in HFTDs Remote GridWLDFRContact from objectAggregated | WLDFR | HFTD - Distribution - Tier 3 - 5QU CoRE ¦ 2QU LoRE | Non-Red Flag Warning - Large Fires | Contact from object | Aggregated | 2027 | 3.0921e-06 | 527.1275 | 0.0016299 | 2027 | Mitigation | 0.95 | 45 | 0 | esc | 0.00097009 | 2.9996e-09 | 0.00097009 | 2.9996e-09 | 0.03606 | 1.0877e-08 | 0.012777 | 6.9723e-10
[120 empty] | 7.3.3.17.5 (Remote Grid) Updates to grid topology to minimize risk of ignition in HFTDs Remote GridWLDFRContact from objectAggregated | WLDFR | HFTD - Distribution - Tier 3 - 5QU CoRE ¦ 2QU LoRE | Non-Red Flag Warning - Large Fires | Contact from object | Aggregated | 2028 | 3.0921e-06 | 527.1275 | 0.0016299 | 2028 | Mitigation | 0.95 | 45 | 0 | esc | 0.00097009 | 2.9996e-09 | 0.00097009 | 2.9996e-09 | 0.03606 | 1.0877e-08 | 0.012777 | 6.9723e-10
[120 empty] | 7.3.3.17.5 (Remote Grid) Updates to grid topology to minimize risk of ignition in HFTDs Remote GridWLDFRContact from objectAggregated | WLDFR | HFTD - Distribution - Tier 3 - 5QU CoRE ¦ 2QU LoRE | Non-Red Flag Warning - Large Fires | Contact from object | Aggregated | 2029 | 3.0921e-06 | 527.1275 | 0.0016299 | 2029 | Mitigation | 0.95 | 45 | 0 | esc | 0.00097009 | 2.9996e-09 | 0.00097009 | 2.9996e-09 | 0.03606 | 1.0877e-08 | 0.012777 | 6.9723e-10
[120 empty] | 7.3.3.17.5 (Remote Grid) Updates to grid topology to minimize risk of ignition in HFTDs Remote GridWLDFRContact from objectAggregated | WLDFR | HFTD - Distribution - Tier 3 - 5QU CoRE ¦ 2QU LoRE | Non-Red Flag Warning - Large Fires | Contact from object | Aggregated | 2030 | 3.0921e-06 | 527.1275 | 0.0016299 | 2030 | Mitigation | 0.95 | 45 | 0 | esc | 0.00097009 | 2.9996e-09 | 0.00097009 | 2.9996e-09 | 0.03606 | 1.0877e-08 | 0.012777 | 6.9723e-10
[120 empty] | 7.3.3.17.5 (Remote Grid) Updates to grid topology to minimize risk of ignition in HFTDs Remote GridWLDFRContact from objectAggregated | WLDFR | HFTD - Distribution - Tier 3 - 5QU CoRE ¦ 2QU LoRE | Non-Red Flag Warning - Large Fires | Contact from object | Aggregated | 2031 | 3.0921e-06 | 527.1275 | 0.0016299 | 2031 | Mitigation | 0.95 | 45 | 0 | esc | 0.00097009 | 2.9996e-09 | 0.00097009 | 2.9996e-09 | 0.03606 | 1.0877e-08 | 0.012777 | 6.9723e-10
[120 empty] | 7.3.3.17.5 (Remote Grid) Updates to grid topology to minimize risk of ignition in HFTDs Remote GridWLDFRContact from objectAggregated | WLDFR | HFTD - Distribution - Tier 3 - 5QU CoRE ¦ 2QU LoRE | Non-Red Flag Warning - Large Fires | Contact from object | Aggregated | 2032 | 3.0921e-06 | 527.1275 | 0.0016299 | 2032 | Mitigation | 0.95 | 45 | 0 | esc | 0.00097009 | 2.9996e-09 | 0.00097009 | 2.9996e-09 | 0.03606 | 1.0877e-08 | 0.012777 | 6.9723e-10
[120 empty] | 7.3.3.17.5 (Remote Grid) Updates to grid topology to minimize risk of ignition in HFTDs Remote GridWLDFRContact from objectAggregated | WLDFR | HFTD - Distribution - Tier 3 - 5QU CoRE ¦ 2QU LoRE | Non-Red Flag Warning - Large Fires | Contact from object | Aggregated | 2033 | 3.0921e-06 | 527.1275 | 0.0016299 | 2033 | Mitigation | 0.95 | 45 | 0 | esc | 0.00097009 | 2.9996e-09 | 0.00097009 | 2.9996e-09 | 0.03606 | 1.0877e-08 | 0.012777 | 6.9723e-10
[120 empty] | 7.3.3.17.5 (Remote Grid) Updates to grid topology to minimize risk of ignition in HFTDs Remote GridWLDFRContact from objectAggregated | WLDFR | HFTD - Distribution - Tier 3 - 5QU CoRE ¦ 2QU LoRE | Non-Red Flag Warning - Large Fires | Contact from object | Aggregated | 2034 | 3.0921e-06 | 527.1275 | 0.0016299 | 2034 | Mitigation | 0.95 | 45 | 0 | esc | 0.00097009 | 2.9996e-09 | 0.00097009 | 2.9996e-09 | 0.03606 | 1.0877e-08 | 0.012777 | 6.9723e-10
[120 empty] | 7.3.3.17.5 (Remote Grid) Updates to grid topology to minimize risk of ignition in HFTDs Remote GridWLDFRContact from objectAggregated | WLDFR | HFTD - Distribution - Tier 3 - 5QU CoRE ¦ 2QU LoRE | Non-Red Flag Warning - Large Fires | Contact from object | Aggregated | 2035 | 3.0921e-06 | 527.1275 | 0.0016299 | 2035 | Mitigation | 0.95 | 45 | 0 | esc | 0.00097009 | 2.9996e-09 | 0.00097009 | 2.9996e-09 | 0.03606 | 1.0877e-08 | 0.012777 | 6.9723e-10
[120 empty] | 7.3.3.17.5 (Remote Grid) Updates to grid topology to minimize risk of ignition in HFTDs Remote GridWLDFRContact from objectAggregated | WLDFR | HFTD - Distribution - Tier 3 - 5QU CoRE ¦ 2QU LoRE | Non-Red Flag Warning - Large Fires | Contact from object | Aggregated | 2036 | 3.0921e-06 | 527.1275 | 0.0016299 | 2036 | Mitigation | 0.95 | 45 | 0 | esc | 0.00097009 | 2.9996e-09 | 0.00097009 | 2.9996e-09 | 0.03606 | 1.0877e-08 | 0.012777 | 6.9723e-10
[120 empty] | 7.3.3.17.5 (Remote Grid) Updates to grid topology to minimize risk of ignition in HFTDs Remote GridWLDFRContact from objectAggregated | WLDFR | HFTD - Distribution - Tier 3 - 5QU CoRE ¦ 2QU LoRE | Non-Red Flag Warning - Large Fires | Contact from object | Aggregated | 2037 | 3.0921e-06 | 527.1275 | 0.0016299 | 2037 | Mitigation | 0.95 | 45 | 0 | esc | 0.00097009 | 2.9996e-09 | 0.00097009 | 2.9996e-09 | 0.03606 | 1.0877e-08 | 0.012777 | 6.9723e-10
[120 empty] | 7.3.3.17.5 (Remote Grid) Updates to grid topology to minimize risk of ignition in HFTDs Remote GridWLDFRContact from objectAggregated | WLDFR | HFTD - Distribution - Tier 3 - 5QU CoRE ¦ 2QU LoRE | Non-Red Flag Warning - Large Fires | Contact from object | Aggregated | 2038 | 3.0921e-06 | 527.1275 | 0.0016299 | 2038 | Mitigation | 0.95 | 45 | 0 | esc | 0.00097009 | 2.9996e-09 | 0.00097009 | 2.9996e-09 | 0.03606 | 1.0877e-08 | 0.012777 | 6.9723e-10
[120 empty] | 7.3.3.17.5 (Remote Grid) Updates to grid topology to minimize risk of ignition in HFTDs Remote GridWLDFRContact from objectAggregated | WLDFR | HFTD - Distribution - Tier 3 - 5QU CoRE ¦ 2QU LoRE | Non-Red Flag Warning - Large Fires | Contact from object | Aggregated | 2039 | 3.0921e-06 | 527.1275 | 0.0016299 | 2039 | Mitigation | 0.95 | 45 | 0 | esc | 0.00097009 | 2.9996e-09 | 0.00097009 | 2.9996e-09 | 0.03606 | 1.0877e-08 | 0.012777 | 6.9723e-10
[120 empty] | 7.3.3.17.5 (Remote Grid) Updates to grid topology to minimize risk of ignition in HFTDs Remote GridWLDFRContact from objectAggregated | WLDFR | HFTD - Distribution - Tier 3 - 5QU CoRE ¦ 2QU LoRE | Non-Red Flag Warning - Large Fires | Contact from object | Aggregated | 2040 | 3.0921e-06 | 527.1275 | 0.0016299 | 2040 | Mitigation | 0.95 | 45 | 0 | esc | 0.00097009 | 2.9996e-09 | 0.00097009 | 2.9996e-09 | 0 | 0 | 0.012777 | 6.9723e-10
[120 empty] | 7.3.3.17.5 (Remote Grid) Updates to grid topology to minimize risk of ignition in HFTDs Remote GridWLDFRContact from objectAggregated | WLDFR | HFTD - Distribution - Tier 3 - 5QU CoRE ¦ 2QU LoRE | Non-Red Flag Warning - Large Fires | Contact from object | Aggregated | 2041 | 3.0921e-06 | 527.1275 | 0.0016299 | 2041 | Mitigation | 0.95 | 45 | 0 | esc | 0.00097009 | 2.9996e-09 | 0.00097009 | 2.9996e-09 | 0.03606 | 4.9935e-13 | 0.012777 | 6.9723e-10
[120 empty] | 7.3.3.17.5 (Remote Grid) Updates to grid topology to minimize risk of ignition in HFTDs Remote GridWLDFRContact from objectAggregated | WLDFR | HFTD - Distribution - Tier 3 - 5QU CoRE ¦ 2QU LoRE | Non-Red Flag Warning - Large Fires | Contact from object | Aggregated | 2042 | 3.0921e-06 | 527.1275 | 0.0016299 | 2042 | Mitigation | 0.95 | 45 | 0 | esc | 0.00097009 | 2.9996e-09 | 0.00097009 | 2.9996e-09 | 0.03606 | 4.9935e-13 | 0.012777 | 6.9723e-10
[120 empty] | 7.3.3.17.5 (Remote Grid) Updates to grid topology to minimize risk of ignition in HFTDs Remote GridWLDFRContact from objectAggregated | WLDFR | HFTD - Distribution - Tier 3 - 5QU CoRE ¦ 2QU LoRE | Non-Red Flag Warning - Large Fires | Contact from object | Aggregated | 2043 | 3.0921e-06 | 527.1275 | 0.0016299 | 2043 | Mitigation | 0.95 | 45 | 0 | esc | 0.00097009 | 2.9996e-09 | 0.00097009 | 2.9996e-09 | 0.03606 | 4.9935e-13 | 0.012777 | 6.9723e-10
[120 empty] | 7.3.3.17.5 (Remote Grid) Updates to grid topology to minimize risk of ignition in HFTDs Remote GridWLDFRContact from objectAggregated | WLDFR | HFTD - Distribution - Tier 3 - 5QU CoRE ¦ 2QU LoRE | Non-Red Flag Warning - Large Fires | Contact from object | Aggregated | 2044 | 3.0921e-06 | 527.1275 | 0.0016299 | 2044 | Mitigation | 0.95 | 45 | 0 | esc | 0.00097009 | 2.9996e-09 | 0.00097009 | 2.9996e-09 | 0.03606 | 4.9935e-13 | 0.012777 | 6.9723e-10
[120 empty] | 7.3.3.17.5 (Remote Grid) Updates to grid topology to minimize risk of ignition in HFTDs Remote GridWLDFRContact from objectAggregated | WLDFR | HFTD - Distribution - Tier 3 - 5QU CoRE ¦ 2QU LoRE | Non-Red Flag Warning - Large Fires | Contact from object | Aggregated | 2045 | 3.0921e-06 | 527.1275 | 0.0016299 | 2045 | Mitigation | 0.95 | 45 | 0 | esc | 0.00097009 | 2.9996e-09 | 0.00097009 | 2.9996e-09 | 0.03606 | 4.9935e-13 | 0.012777 | 6.9723e-10
[120 empty] | 7.3.3.17.5 (Remote Grid) Updates to grid topology to minimize risk of ignition in HFTDs Remote GridWLDFRContact from objectAggregated | WLDFR | HFTD - Distribution - Tier 3 - 5QU CoRE ¦ 2QU LoRE | Non-Red Flag Warning - Large Fires | Contact from object | Aggregated | 2046 | 3.0921e-06 | 527.1275 | 0.0016299 | 2046 | Mitigation | 0.95 | 45 | 0 | esc | 0.00097009 | 2.9996e-09 | 0.00097009 | 2.9996e-09 | 0.03606 | 4.9935e-13 | 0 | 0
[120 empty] | 7.3.3.17.5 (Remote Grid) Updates to grid topology to minimize risk of ignition in HFTDs Remote GridWLDFRContact from objectAggregated | WLDFR | HFTD - Distribution - Tier 3 - 5QU CoRE ¦ 2QU LoRE | Non-Red Flag Warning - Large Fires | Contact from object | Aggregated | 2047 | 3.0921e-06 | 527.1275 | 0.0016299 | 2047 | Mitigation | 0.95 | 45 | 0 | esc | 0.00097009 | 2.9996e-09 | 0.00097009 | 2.9996e-09 | 0.03606 | 4.9935e-13 | 0 | 0
[120 empty] | 7.3.3.17.5 (Remote Grid) Updates to grid topology to minimize risk of ignition in HFTDs Remote GridWLDFRContact from objectAggregated | WLDFR | HFTD - Distribution - Tier 3 - 5QU CoRE ¦ 2QU LoRE | Non-Red Flag Warning - Large Fires | Contact from object | Aggregated | 2048 | 3.0921e-06 | 527.1275 | 0.0016299 | 2048 | Mitigation | 0.95 | 45 | 0 | esc | 0.00097009 | 2.9996e-09 | 0.00097009 | 2.9996e-09 | 0.03606 | 4.9935e-13 | 0.012705 | 9.148e-10
[120 empty] | 7.3.3.17.5 (Remote Grid) Updates to grid topology to minimize risk of ignition in HFTDs Remote GridWLDFRContact from objectAggregated | WLDFR | HFTD - Distribution - Tier 3 - 5QU CoRE ¦ 2QU LoRE | Non-Red Flag Warning - Large Fires | Contact from object | Aggregated | 2049 | 3.0921e-06 | 527.1275 | 0.0016299 | 2049 | Mitigation | 0.95 | 45 | 0 | esc | 0.00097009 | 2.9996e-09 | 0.00097009 | 2.9996e-09 | 0.03606 | 4.9935e-13 | 0.012705 | 9.148e-10
[120 empty] | 7.3.3.17.5 (Remote Grid) Updates to grid topology to minimize risk of ignition in HFTDs Remote GridWLDFRContact from objectAggregated | WLDFR | HFTD - Distribution - Tier 3 - 5QU CoRE ¦ 2QU LoRE | Non-Red Flag Warning - Large Fires | Contact from object | Aggregated | 2050 | 3.0921e-06 | 527.1275 | 0.0016299 | 2050 | Mitigation | 0.95 | 45 | 0 | esc | 0.00097009 | 2.9996e-09 | 0.00097009 | 2.9996e-09 | 0.03606 | 4.9935e-13 | 0.012705 | 9.148e-10
[120 empty] | 7.3.3.17.5 (Remote Grid) Updates to grid topology to minimize risk of ignition in HFTDs Remote GridWLDFRContact from objectAggregated | WLDFR | HFTD - Distribution - Tier 3 - 5QU CoRE ¦ 2QU LoRE | Non-Red Flag Warning - Large Fires | Contact from object | Aggregated | 2051 | 3.0921e-06 | 527.1275 | 0.0016299 | 2051 | Mitigation | 0.95 | 45 | 0 | esc | 0.00097009 | 2.9996e-09 | 0.00097009 | 2.9996e-09 | 0.03606 | 4.9935e-13 | 0.012705 | 9.148e-10
[120 empty] | 7.3.3.17.5 (Remote Grid) Updates to grid topology to minimize risk of ignition in HFTDs Remote GridWLDFRContact from objectAggregated | WLDFR | HFTD - Distribution - Tier 3 - 5QU CoRE ¦ 2QU LoRE | Non-Red Flag Warning - Large Fires | Contact from object | Aggregated | 2052 | 3.0921e-06 | 527.1275 | 0.0016299 | 2052 | Mitigation | 0.95 | 45 | 0 | esc | 0.00097009 | 2.9996e-09 | 0.00097009 | 2.9996e-09 | 0.03606 | 4.9935e-13 | 0.012705 | 9.148e-10
[120 empty] | 7.3.3.17.5 (Remote Grid) Updates to grid topology to minimize risk of ignition in HFTDs Remote GridWLDFRContact from objectAggregated | WLDFR | HFTD - Distribution - Tier 3 - 5QU CoRE ¦ 2QU LoRE | Non-Red Flag Warning - Large Fires | Contact from object | Aggregated | 2053 | 3.0921e-06 | 527.1275 | 0.0016299 | 2053 | Mitigation | 0.95 | 45 | 0 | esc | 0.00097009 | 2.9996e-09 | 0.00097009 | 2.9996e-09 | 0.03606 | 4.9935e-13 | 0.012705 | 9.148e-10
[120 empty] | 7.3.3.17.5 (Remote Grid) Updates to grid topology to minimize risk of ignition in HFTDs Remote GridWLDFRContact from objectAggregated | WLDFR | HFTD - Distribution - Tier 3 - 5QU CoRE ¦ 2QU LoRE | Non-Red Flag Warning - Large Fires | Contact from object | Aggregated | 2054 | 3.0921e-06 | 527.1275 | 0.0016299 | 2054 | Mitigation | 0.95 | 45 | 0 | esc | 0.00097009 | 2.9996e-09 | 0.00097009 | 2.9996e-09 | 0.03606 | 4.9935e-13 | 0.012705 | 9.148e-10
[120 empty] | 7.3.3.17.5 (Remote Grid) Updates to grid topology to minimize risk of ignition in HFTDs Remote GridWLDFRContact from objectAggregated | WLDFR | HFTD - Distribution - Tier 3 - 5QU CoRE ¦ 2QU LoRE | Non-Red Flag Warning - Large Fires | Contact from object | Aggregated | 2055 | 3.0921e-06 | 527.1275 | 0.0016299 | 2055 | Mitigation | 0.95 | 45 | 0 | esc | 0.00097009 | 2.9996e-09 | 0.00097009 | 2.9996e-09 | 0.03606 | 4.9935e-13 | 0.012705 | 9.148e-10
[120 empty] | 7.3.3.17.5 (Remote Grid) Updates to grid topology to minimize risk of ignition in HFTDs Remote GridWLDFRContact from objectAggregated | WLDFR | HFTD - Distribution - Tier 3 - 5QU CoRE ¦ 2QU LoRE | Non-Red Flag Warning - Large Fires | Contact from object | Aggregated | 2056 | 3.0921e-06 | 527.1275 | 0.0016299 | 2056 | Mitigation | 0.95 | 45 | 0 | esc | 0.00097009 | 2.9996e-09 | 0.00097009 | 2.9996e-09 | 0.03606 | 4.9935e-13 | 0.012705 | 9.148e-10
[120 empty] | 7.3.3.17.5 (Remote Grid) Updates to grid topology to minimize risk of ignition in HFTDs Remote GridWLDFRContact from objectAggregated | WLDFR | HFTD - Distribution - Tier 3 - 5QU CoRE ¦ 2QU LoRE | Non-Red Flag Warning - Large Fires | Contact from object | Aggregated | 2057 | 3.0921e-06 | 527.1275 | 0.0016299 | 2057 | Mitigation | 0.95 | 45 | 0 | esc | 0.00097009 | 2.9996e-09 | 0.00097009 | 2.9996e-09 | 0.03606 | 4.9935e-13 | 0.012705 | 9.148e-10
[120 empty] | 7.3.3.17.5 (Remote Grid) Updates to grid topology to minimize risk of ignition in HFTDs Remote GridWLDFRContact from objectAggregated | WLDFR | HFTD - Distribution - Tier 3 - 5QU CoRE ¦ 2QU LoRE | Non-Red Flag Warning - Large Fires | Contact from object | Aggregated | 2058 | 3.0921e-06 | 527.1275 | 0.0016299 | 2058 | Mitigation | 0.95 | 45 | 0 | esc | 0.00097009 | 2.9996e-09 | 0.00097009 | 2.9996e-09 | 0.03606 | 4.9935e-13 | 0.012705 | 9.148e-10
[120 empty] | 7.3.3.17.5 (Remote Grid) Updates to grid topology to minimize risk of ignition in HFTDs Remote GridWLDFRContact from objectAggregated | WLDFR | HFTD - Distribution - Tier 3 - 5QU CoRE ¦ 2QU LoRE | Non-Red Flag Warning - Large Fires | Contact from object | Aggregated | 2059 | 3.0921e-06 | 527.1275 | 0.0016299 | 2059 | Mitigation | 0.95 | 45 | 0 | esc | 0.00097009 | 2.9996e-09 | 0.00097009 | 2.9996e-09 | 0.03606 | 4.9935e-13 | 0.012705 | 9.148e-10
[120 empty] | 7.3.3.17.5 (Remote Grid) Updates to grid topology to minimize risk of ignition in HFTDs Remote GridWLDFRContact from objectAggregated | WLDFR | HFTD - Distribution - Tier 3 - 5QU CoRE ¦ 2QU LoRE | Non-Red Flag Warning - Large Fires | Contact from object | Aggregated | 2060 | 3.0921e-06 | 527.1275 | 0.0016299 | 2060 | Mitigation | 0.95 | 45 | 0 | esc | 0.00097009 | 2.9996e-09 | 0.00097009 | 2.9996e-09 | 0.03606 | 4.9935e-13 | 0.012705 | 9.148e-10
[120 empty] | 7.3.3.17.5 (Remote Grid) Updates to grid topology to minimize risk of ignition in HFTDs Remote GridWLDFRContact from objectAggregated | WLDFR | HFTD - Distribution - Tier 3 - 5QU CoRE ¦ 2QU LoRE | Non-Red Flag Warning - Large Fires | Contact from object | Aggregated | 2061 | 3.0921e-06 | 527.1275 | 0.0016299 | 2061 | Mitigation | 0.95 | 45 | 0 | esc | 0.00097009 | 2.9996e-09 | 0.00097009 | 2.9996e-09 | 0.03606 | 4.9935e-13 | 0.012705 | 9.148e-10
[120 empty] | 7.3.3.17.5 (Remote Grid) Updates to grid topology to minimize risk of ignition in HFTDs Remote GridWLDFRContact from objectAggregated | WLDFR | HFTD - Distribution - Tier 3 - 5QU CoRE ¦ 2QU LoRE | Non-Red Flag Warning - Large Fires | Contact from object | Aggregated | 2062 | 3.0921e-06 | 527.1275 | 0.0016299 | 2062 | Mitigation | 0.95 | 45 | 0 | esc | 0.00097009 | 2.9996e-09 | 0.00097009 | 2.9996e-09 | 0.03606 | 4.9935e-13 | 0.012705 | 9.148e-10
[120 empty] | 7.3.3.17.5 (Remote Grid) Updates to grid topology to minimize risk of ignition in HFTDs Remote GridWLDFRContact from objectAggregated | WLDFR | HFTD - Distribution - Tier 3 - 5QU CoRE ¦ 2QU LoRE | Non-Red Flag Warning - Large Fires | Contact from object | Aggregated | 2063 | 3.0921e-06 | 527.1275 | 0.0016299 | 2063 | Mitigation | 0.95 | 45 | 0 | esc | 0.00097009 | 2.9996e-09 | 0.00097009 | 2.9996e-09 | 0.03606 | 4.9935e-13 | 0.012705 | 9.148e-10
[120 empty] | 7.3.3.17.5 (Remote Grid) Updates to grid topology to minimize risk of ignition in HFTDs Remote GridWLDFRContact from objectAggregated | WLDFR | HFTD - Distribution - Tier 3 - 5QU CoRE ¦ 2QU LoRE | Non-Red Flag Warning - Large Fires | Contact from object | Aggregated | 2064 | 3.0921e-06 | 527.1275 | 0.0016299 | 2064 | Mitigation | 0.95 | 45 | 0 | esc | 0.00097009 | 2.9996e-09 | 0.00097009 | 2.9996e-09 | 0.03606 | 4.9935e-13 | 0.012705 | 9.148e-10
[120 empty] | 7.3.3.17.5 (Remote Grid) Updates to grid topology to minimize risk of ignition in HFTDs Remote GridWLDFRContact from objectAggregated | WLDFR | HFTD - Distribution - Tier 3 - 5QU CoRE ¦ 2QU LoRE | Non-Red Flag Warning - Large Fires | Contact from object | Aggregated | 2065 | 3.0921e-06 | 527.1275 | 0.0016299 | 2065 | Mitigation | 0.95 | 45 | 0 | esc | 0.00097009 | 2.9996e-09 | 0.00097009 | 2.9996e-09 | 0.03606 | 4.9935e-13 | 0.012705 | 9.148e-10
[120 empty] | 7.3.3.17.5 (Remote Grid) Updates to grid topology to minimize risk of ignition in HFTDs Remote GridWLDFRContact from objectAggregated | WLDFR | HFTD - Distribution - Tier 3 - 5QU CoRE ¦ 2QU LoRE | Non-Red Flag Warning - Large Fires | Contact from object | Aggregated | 2066 | 3.0921e-06 | 527.1275 | 0.0016299 | 2066 | Mitigation | 0.95 | 45 | 0 | esc | 0.00097009 | 2.9996e-09 | 0.00097009 | 2.9996e-09 | 0.03606 | 4.9935e-13 | 0.012705 | 9.148e-10
[120 empty] | 7.3.3.17.5 (Remote Grid) Updates to grid topology to minimize risk of ignition in HFTDs Remote GridWLDFRContact from objectAggregated | WLDFR | HFTD - Distribution - Tier 3 - 5QU CoRE ¦ 2QU LoRE | Non-Red Flag Warning - Large Fires | Contact from object | Aggregated | 2067 | 3.0921e-06 | 527.1275 | 0.0016299 | 2067 | Mitigation | 0.95 | 45 | 0 | esc | 0 | 0 | 0.00097009 | 2.9996e-09 | 0.03606 | 4.9935e-13 | 0.012705 | 9.148e-10
[120 empty] | 7.3.3.17.5 (Remote Grid) Updates to grid topology to minimize risk of ignition in HFTDs Remote GridWLDFRContaminationAggregated | WLDFR | HFTD - Distribution - Tier 3 - 5QU CoRE ¦ 2QU LoRE | Non-Red Flag Warning - Large Fires | Contamination | Aggregated | 2022 | 1.1201e-07 | 527.1275 | 5.9041e-05 | 2022 | Mitigation | 0.95 | 45 | 0 | esc | 0.00097009 | 1.0866e-10 | 0 | 0 | 0.03606 | 4.9935e-13 | 0.012705 | 9.148e-10
[120 empty] | 7.3.3.17.5 (Remote Grid) Updates to grid topology to minimize risk of ignition in HFTDs Remote GridWLDFRContaminationAggregated | WLDFR | HFTD - Distribution - Tier 3 - 5QU CoRE ¦ 2QU LoRE | Non-Red Flag Warning - Large Fires | Contamination | Aggregated | 2023 | 1.1201e-07 | 527.1275 | 5.9041e-05 | 2023 | Mitigation | 0.95 | 45 | 0 | esc | 0.00097009 | 1.0866e-10 | 0.00097009 | 1.0866e-10 | 0.03606 | 4.9935e-13 | 0.012705 | 9.148e-10
[120 empty] | 7.3.3.17.5 (Remote Grid) Updates to grid topology to minimize risk of ignition in HFTDs Remote GridWLDFRContaminationAggregated | WLDFR | HFTD - Distribution - Tier 3 - 5QU CoRE ¦ 2QU LoRE | Non-Red Flag Warning - Large Fires | Contamination | Aggregated | 2024 | 1.1201e-07 | 527.1275 | 5.9041e-05 | 2024 | Mitigation | 0.95 | 45 | 0 | esc | 0.00097009 | 1.0866e-10 | 0.00097009 | 1.0866e-10 | 0.03606 | 4.9935e-13 | 0.012705 | 9.148e-10
[120 empty] | 7.3.3.17.5 (Remote Grid) Updates to grid topology to minimize risk of ignition in HFTDs Remote GridWLDFRContaminationAggregated | WLDFR | HFTD - Distribution - Tier 3 - 5QU CoRE ¦ 2QU LoRE | Non-Red Flag Warning - Large Fires | Contamination | Aggregated | 2025 | 1.1201e-07 | 527.1275 | 5.9041e-05 | 2025 | Mitigation | 0.95 | 45 | 0 | esc | 0.00097009 | 1.0866e-10 | 0.00097009 | 1.0866e-10 | 0.03606 | 4.9935e-13 | 0.012705 | 9.148e-10
[120 empty] | 7.3.3.17.5 (Remote Grid) Updates to grid topology to minimize risk of ignition in HFTDs Remote GridWLDFRContaminationAggregated | WLDFR | HFTD - Distribution - Tier 3 - 5QU CoRE ¦ 2QU LoRE | Non-Red Flag Warning - Large Fires | Contamination | Aggregated | 2026 | 1.1201e-07 | 527.1275 | 5.9041e-05 | 2026 | Mitigation | 0.95 | 45 | 0 | esc | 0.00097009 | 1.0866e-10 | 0.00097009 | 1.0866e-10 | 0.03606 | 4.9935e-13 | 0.012705 | 9.148e-10
[120 empty] | 7.3.3.17.5 (Remote Grid) Updates to grid topology to minimize risk of ignition in HFTDs Remote GridWLDFRContaminationAggregated | WLDFR | HFTD - Distribution - Tier 3 - 5QU CoRE ¦ 2QU LoRE | Non-Red Flag Warning - Large Fires | Contamination | Aggregated | 2027 | 1.1201e-07 | 527.1275 | 5.9041e-05 | 2027 | Mitigation | 0.95 | 45 | 0 | esc | 0.00097009 | 1.0866e-10 | 0.00097009 | 1.0866e-10 | 0.03606 | 4.9935e-13 | 0.012705 | 9.148e-10
[120 empty] | 7.3.3.17.5 (Remote Grid) Updates to grid topology to minimize risk of ignition in HFTDs Remote GridWLDFRContaminationAggregated | WLDFR | HFTD - Distribution - Tier 3 - 5QU CoRE ¦ 2QU LoRE | Non-Red Flag Warning - Large Fires | Contamination | Aggregated | 2028 | 1.1201e-07 | 527.1275 | 5.9041e-05 | 2028 | Mitigation | 0.95 | 45 | 0 | esc | 0.00097009 | 1.0866e-10 | 0.00097009 | 1.0866e-10 | 0.03606 | 4.9935e-13 | 0.012705 | 9.148e-10
[120 empty] | 7.3.3.17.5 (Remote Grid) Updates to grid topology to minimize risk of ignition in HFTDs Remote GridWLDFRContaminationAggregated | WLDFR | HFTD - Distribution - Tier 3 - 5QU CoRE ¦ 2QU LoRE | Non-Red Flag Warning - Large Fires | Contamination | Aggregated | 2029 | 1.1201e-07 | 527.1275 | 5.9041e-05 | 2029 | Mitigation | 0.95 | 45 | 0 | esc | 0.00097009 | 1.0866e-10 | 0.00097009 | 1.0866e-10 | 0.03606 | 4.9935e-13 | 0.012705 | 9.148e-10
[120 empty] | 7.3.3.17.5 (Remote Grid) Updates to grid topology to minimize risk of ignition in HFTDs Remote GridWLDFRContaminationAggregated | WLDFR | HFTD - Distribution - Tier 3 - 5QU CoRE ¦ 2QU LoRE | Non-Red Flag Warning - Large Fires | Contamination | Aggregated | 2030 | 1.1201e-07 | 527.1275 | 5.9041e-05 | 2030 | Mitigation | 0.95 | 45 | 0 | esc | 0.00097009 | 1.0866e-10 | 0.00097009 | 1.0866e-10 | 0.03606 | 4.9935e-13 | 0.012705 | 9.148e-10
[120 empty] | 7.3.3.17.5 (Remote Grid) Updates to grid topology to minimize risk of ignition in HFTDs Remote GridWLDFRContaminationAggregated | WLDFR | HFTD - Distribution - Tier 3 - 5QU CoRE ¦ 2QU LoRE | Non-Red Flag Warning - Large Fires | Contamination | Aggregated | 2031 | 1.1201e-07 | 527.1275 | 5.9041e-05 | 2031 | Mitigation | 0.95 | 45 | 0 | esc | 0.00097009 | 1.0866e-10 | 0.00097009 | 1.0866e-10 | 0.03606 | 4.9935e-13 | 0.012705 | 9.148e-10
[120 empty] | 7.3.3.17.5 (Remote Grid) Updates to grid topology to minimize risk of ignition in HFTDs Remote GridWLDFRContaminationAggregated | WLDFR | HFTD - Distribution - Tier 3 - 5QU CoRE ¦ 2QU LoRE | Non-Red Flag Warning - Large Fires | Contamination | Aggregated | 2032 | 1.1201e-07 | 527.1275 | 5.9041e-05 | 2032 | Mitigation | 0.95 | 45 | 0 | esc | 0.00097009 | 1.0866e-10 | 0.00097009 | 1.0866e-10 | 0.03606 | 4.9935e-13 | 0 | 0
[120 empty] | 7.3.3.17.5 (Remote Grid) Updates to grid topology to minimize risk of ignition in HFTDs Remote GridWLDFRContaminationAggregated | WLDFR | HFTD - Distribution - Tier 3 - 5QU CoRE ¦ 2QU LoRE | Non-Red Flag Warning - Large Fires | Contamination | Aggregated | 2033 | 1.1201e-07 | 527.1275 | 5.9041e-05 | 2033 | Mitigation | 0.95 | 45 | 0 | esc | 0.00097009 | 1.0866e-10 | 0.00097009 | 1.0866e-10 | 0.03606 | 4.9935e-13 | 0 | 0
[120 empty] | 7.3.3.17.5 (Remote Grid) Updates to grid topology to minimize risk of ignition in HFTDs Remote GridWLDFRContaminationAggregated | WLDFR | HFTD - Distribution - Tier 3 - 5QU CoRE ¦ 2QU LoRE | Non-Red Flag Warning - Large Fires | Contamination | Aggregated | 2034 | 1.1201e-07 | 527.1275 | 5.9041e-05 | 2034 | Mitigation | 0.95 | 45 | 0 | esc | 0.00097009 | 1.0866e-10 | 0.00097009 | 1.0866e-10 | 0.03606 | 4.9935e-13 | 0.01662 | 1.4905e-10
[120 empty] | 7.3.3.17.5 (Remote Grid) Updates to grid topology to minimize risk of ignition in HFTDs Remote GridWLDFRContaminationAggregated | WLDFR | HFTD - Distribution - Tier 3 - 5QU CoRE ¦ 2QU LoRE | Non-Red Flag Warning - Large Fires | Contamination | Aggregated | 2035 | 1.1201e-07 | 527.1275 | 5.9041e-05 | 2035 | Mitigation | 0.95 | 45 | 0 | esc | 0.00097009 | 1.0866e-10 | 0.00097009 | 1.0866e-10 | 0.03606 | 4.9935e-13 | 0.01662 | 1.4905e-10
[120 empty] | 7.3.3.17.5 (Remote Grid) Updates to grid topology to minimize risk of ignition in HFTDs Remote GridWLDFRContaminationAggregated | WLDFR | HFTD - Distribution - Tier 3 - 5QU CoRE ¦ 2QU LoRE | Non-Red Flag Warning - Large Fires | Contamination | Aggregated | 2036 | 1.1201e-07 | 527.1275 | 5.9041e-05 | 2036 | Mitigation | 0.95 | 45 | 0 | esc | 0.00097009 | 1.0866e-10 | 0.00097009 | 1.0866e-10 | 0.03606 | 4.9935e-13 | 0.01662 | 1.4905e-10
[120 empty] | 7.3.3.17.5 (Remote Grid) Updates to grid topology to minimize risk of ignition in HFTDs Remote GridWLDFRContaminationAggregated | WLDFR | HFTD - Distribution - Tier 3 - 5QU CoRE ¦ 2QU LoRE | Non-Red Flag Warning - Large Fires | Contamination | Aggregated | 2037 | 1.1201e-07 | 527.1275 | 5.9041e-05 | 2037 | Mitigation | 0.95 | 45 | 0 | esc | 0.00097009 | 1.0866e-10 | 0.00097009 | 1.0866e-10 | 0.03606 | 4.9935e-13 | 0.01662 | 1.4905e-10
[120 empty] | 7.3.3.17.5 (Remote Grid) Updates to grid topology to minimize risk of ignition in HFTDs Remote GridWLDFRContaminationAggregated | WLDFR | HFTD - Distribution - Tier 3 - 5QU CoRE ¦ 2QU LoRE | Non-Red Flag Warning - Large Fires | Contamination | Aggregated | 2038 | 1.1201e-07 | 527.1275 | 5.9041e-05 | 2038 | Mitigation | 0.95 | 45 | 0 | esc | 0.00097009 | 1.0866e-10 | 0.00097009 | 1.0866e-10 | 0.03606 | 4.9935e-13 | 0.01662 | 1.4905e-10
[120 empty] | 7.3.3.17.5 (Remote Grid) Updates to grid topology to minimize risk of ignition in HFTDs Remote GridWLDFRContaminationAggregated | WLDFR | HFTD - Distribution - Tier 3 - 5QU CoRE ¦ 2QU LoRE | Non-Red Flag Warning - Large Fires | Contamination | Aggregated | 2039 | 1.1201e-07 | 527.1275 | 5.9041e-05 | 2039 | Mitigation | 0.95 | 45 | 0 | esc | 0.00097009 | 1.0866e-10 | 0.00097009 | 1.0866e-10 | 0.03606 | 4.9935e-13 | 0.01662 | 1.4905e-10
[120 empty] | 7.3.3.17.5 (Remote Grid) Updates to grid topology to minimize risk of ignition in HFTDs Remote GridWLDFRContaminationAggregated | WLDFR | HFTD - Distribution - Tier 3 - 5QU CoRE ¦ 2QU LoRE | Non-Red Flag Warning - Large Fires | Contamination | Aggregated | 2040 | 1.1201e-07 | 527.1275 | 5.9041e-05 | 2040 | Mitigation | 0.95 | 45 | 0 | esc | 0.00097009 | 1.0866e-10 | 0.00097009 | 1.0866e-10 | 0.03606 | 4.9935e-13 | 0.01662 | 1.4905e-10
[120 empty] | 7.3.3.17.5 (Remote Grid) Updates to grid topology to minimize risk of ignition in HFTDs Remote GridWLDFRContaminationAggregated | WLDFR | HFTD - Distribution - Tier 3 - 5QU CoRE ¦ 2QU LoRE | Non-Red Flag Warning - Large Fires | Contamination | Aggregated | 2041 | 1.1201e-07 | 527.1275 | 5.9041e-05 | 2041 | Mitigation | 0.95 | 45 | 0 | esc | 0.00097009 | 1.0866e-10 | 0.00097009 | 1.0866e-10 | 0.03606 | 4.9935e-13 | 0.01662 | 1.4905e-10
[120 empty] | 7.3.3.17.5 (Remote Grid) Updates to grid topology to minimize risk of ignition in HFTDs Remote GridWLDFRContaminationAggregated | WLDFR | HFTD - Distribution - Tier 3 - 5QU CoRE ¦ 2QU LoRE | Non-Red Flag Warning - Large Fires | Contamination | Aggregated | 2042 | 1.1201e-07 | 527.1275 | 5.9041e-05 | 2042 | Mitigation | 0.95 | 45 | 0 | esc | 0.00097009 | 1.0866e-10 | 0.00097009 | 1.0866e-10 | 0.03606 | 4.9935e-13 | 0.01662 | 1.4905e-10
[120 empty] | 7.3.3.17.5 (Remote Grid) Updates to grid topology to minimize risk of ignition in HFTDs Remote GridWLDFRContaminationAggregated | WLDFR | HFTD - Distribution - Tier 3 - 5QU CoRE ¦ 2QU LoRE | Non-Red Flag Warning - Large Fires | Contamination | Aggregated | 2043 | 1.1201e-07 | 527.1275 | 5.9041e-05 | 2043 | Mitigation | 0.95 | 45 | 0 | esc | 0.00097009 | 1.0866e-10 | 0.00097009 | 1.0866e-10 | 0.03606 | 4.9935e-13 | 0.01662 | 1.4905e-10
[120 empty] | 7.3.3.17.5 (Remote Grid) Updates to grid topology to minimize risk of ignition in HFTDs Remote GridWLDFRContaminationAggregated | WLDFR | HFTD - Distribution - Tier 3 - 5QU CoRE ¦ 2QU LoRE | Non-Red Flag Warning - Large Fires | Contamination | Aggregated | 2044 | 1.1201e-07 | 527.1275 | 5.9041e-05 | 2044 | Mitigation | 0.95 | 45 | 0 | esc | 0.00097009 | 1.0866e-10 | 0.00097009 | 1.0866e-10 | 0 | 0 | 0.01662 | 1.4905e-10
[120 empty] | 7.3.3.17.5 (Remote Grid) Updates to grid topology to minimize risk of ignition in HFTDs Remote GridWLDFRContaminationAggregated | WLDFR | HFTD - Distribution - Tier 3 - 5QU CoRE ¦ 2QU LoRE | Non-Red Flag Warning - Large Fires | Contamination | Aggregated | 2045 | 1.1201e-07 | 527.1275 | 5.9041e-05 | 2045 | Mitigation | 0.95 | 45 | 0 | esc | 0.00097009 | 1.0866e-10 | 0.00097009 | 1.0866e-10 | 0.03606 | 8.1173e-08 | 0.01662 | 1.4905e-10
[120 empty] | 7.3.3.17.5 (Remote Grid) Updates to grid topology to minimize risk of ignition in HFTDs Remote GridWLDFRContaminationAggregated | WLDFR | HFTD - Distribution - Tier 3 - 5QU CoRE ¦ 2QU LoRE | Non-Red Flag Warning - Large Fires | Contamination | Aggregated | 2046 | 1.1201e-07 | 527.1275 | 5.9041e-05 | 2046 | Mitigation | 0.95 | 45 | 0 | esc | 0.00097009 | 1.0866e-10 | 0.00097009 | 1.0866e-10 | 0.03606 | 8.1173e-08 | 0.01662 | 1.4905e-10
[120 empty] | 7.3.3.17.5 (Remote Grid) Updates to grid topology to minimize risk of ignition in HFTDs Remote GridWLDFRContaminationAggregated | WLDFR | HFTD - Distribution - Tier 3 - 5QU CoRE ¦ 2QU LoRE | Non-Red Flag Warning - Large Fires | Contamination | Aggregated | 2047 | 1.1201e-07 | 527.1275 | 5.9041e-05 | 2047 | Mitigation | 0.95 | 45 | 0 | esc | 0.00097009 | 1.0866e-10 | 0.00097009 | 1.0866e-10 | 0.03606 | 8.1173e-08 | 0.01662 | 1.4905e-10
[120 empty] | 7.3.3.17.5 (Remote Grid) Updates to grid topology to minimize risk of ignition in HFTDs Remote GridWLDFRContaminationAggregated | WLDFR | HFTD - Distribution - Tier 3 - 5QU CoRE ¦ 2QU LoRE | Non-Red Flag Warning - Large Fires | Contamination | Aggregated | 2048 | 1.1201e-07 | 527.1275 | 5.9041e-05 | 2048 | Mitigation | 0.95 | 45 | 0 | esc | 0.00097009 | 1.0866e-10 | 0.00097009 | 1.0866e-10 | 0.03606 | 8.1173e-08 | 0.01662 | 1.4905e-10
[120 empty] | 7.3.3.17.5 (Remote Grid) Updates to grid topology to minimize risk of ignition in HFTDs Remote GridWLDFRContaminationAggregated | WLDFR | HFTD - Distribution - Tier 3 - 5QU CoRE ¦ 2QU LoRE | Non-Red Flag Warning - Large Fires | Contamination | Aggregated | 2049 | 1.1201e-07 | 527.1275 | 5.9041e-05 | 2049 | Mitigation | 0.95 | 45 | 0 | esc | 0.00097009 | 1.0866e-10 | 0.00097009 | 1.0866e-10 | 0.03606 | 8.1173e-08 | 0.01662 | 1.4905e-10
[120 empty] | 7.3.3.17.5 (Remote Grid) Updates to grid topology to minimize risk of ignition in HFTDs Remote GridWLDFRContaminationAggregated | WLDFR | HFTD - Distribution - Tier 3 - 5QU CoRE ¦ 2QU LoRE | Non-Red Flag Warning - Large Fires | Contamination | Aggregated | 2050 | 1.1201e-07 | 527.1275 | 5.9041e-05 | 2050 | Mitigation | 0.95 | 45 | 0 | esc | 0.00097009 | 1.0866e-10 | 0.00097009 | 1.0866e-10 | 0.03606 | 8.1173e-08 | 0.01662 | 1.4905e-10
[120 empty] | 7.3.3.17.5 (Remote Grid) Updates to grid topology to minimize risk of ignition in HFTDs Remote GridWLDFRContaminationAggregated | WLDFR | HFTD - Distribution - Tier 3 - 5QU CoRE ¦ 2QU LoRE | Non-Red Flag Warning - Large Fires | Contamination | Aggregated | 2051 | 1.1201e-07 | 527.1275 | 5.9041e-05 | 2051 | Mitigation | 0.95 | 45 | 0 | esc | 0.00097009 | 1.0866e-10 | 0.00097009 | 1.0866e-10 | 0.03606 | 8.1173e-08 | 0.01662 | 1.4905e-10
[120 empty] | 7.3.3.17.5 (Remote Grid) Updates to grid topology to minimize risk of ignition in HFTDs Remote GridWLDFRContaminationAggregated | WLDFR | HFTD - Distribution - Tier 3 - 5QU CoRE ¦ 2QU LoRE | Non-Red Flag Warning - Large Fires | Contamination | Aggregated | 2052 | 1.1201e-07 | 527.1275 | 5.9041e-05 | 2052 | Mitigation | 0.95 | 45 | 0 | esc | 0.00097009 | 1.0866e-10 | 0.00097009 | 1.0866e-10 | 0.03606 | 8.1173e-08 | 0.01662 | 1.4905e-10
[120 empty] | 7.3.3.17.5 (Remote Grid) Updates to grid topology to minimize risk of ignition in HFTDs Remote GridWLDFRContaminationAggregated | WLDFR | HFTD - Distribution - Tier 3 - 5QU CoRE ¦ 2QU LoRE | Non-Red Flag Warning - Large Fires | Contamination | Aggregated | 2053 | 1.1201e-07 | 527.1275 | 5.9041e-05 | 2053 | Mitigation | 0.95 | 45 | 0 | esc | 0.00097009 | 1.0866e-10 | 0.00097009 | 1.0866e-10 | 0.03606 | 8.1173e-08 | 0.01662 | 1.4905e-10
[120 empty] | 7.3.3.17.5 (Remote Grid) Updates to grid topology to minimize risk of ignition in HFTDs Remote GridWLDFRContaminationAggregated | WLDFR | HFTD - Distribution - Tier 3 - 5QU CoRE ¦ 2QU LoRE | Non-Red Flag Warning - Large Fires | Contamination | Aggregated | 2054 | 1.1201e-07 | 527.1275 | 5.9041e-05 | 2054 | Mitigation | 0.95 | 45 | 0 | esc | 0.00097009 | 1.0866e-10 | 0.00097009 | 1.0866e-10 | 0.03606 | 8.1173e-08 | 0.01662 | 1.4905e-10
[120 empty] | 7.3.3.17.5 (Remote Grid) Updates to grid topology to minimize risk of ignition in HFTDs Remote GridWLDFRContaminationAggregated | WLDFR | HFTD - Distribution - Tier 3 - 5QU CoRE ¦ 2QU LoRE | Non-Red Flag Warning - Large Fires | Contamination | Aggregated | 2055 | 1.1201e-07 | 527.1275 | 5.9041e-05 | 2055 | Mitigation | 0.95 | 45 | 0 | esc | 0.00097009 | 1.0866e-10 | 0.00097009 | 1.0866e-10 | 0.03606 | 8.1173e-08 | 0.01662 | 1.4905e-10
[120 empty] | 7.3.3.17.5 (Remote Grid) Updates to grid topology to minimize risk of ignition in HFTDs Remote GridWLDFRContaminationAggregated | WLDFR | HFTD - Distribution - Tier 3 - 5QU CoRE ¦ 2QU LoRE | Non-Red Flag Warning - Large Fires | Contamination | Aggregated | 2056 | 1.1201e-07 | 527.1275 | 5.9041e-05 | 2056 | Mitigation | 0.95 | 45 | 0 | esc | 0.00097009 | 1.0866e-10 | 0.00097009 | 1.0866e-10 | 0.03606 | 8.1173e-08 | 0.01662 | 1.4905e-10
[120 empty] | 7.3.3.17.5 (Remote Grid) Updates to grid topology to minimize risk of ignition in HFTDs Remote GridWLDFRContaminationAggregated | WLDFR | HFTD - Distribution - Tier 3 - 5QU CoRE ¦ 2QU LoRE | Non-Red Flag Warning - Large Fires | Contamination | Aggregated | 2057 | 1.1201e-07 | 527.1275 | 5.9041e-05 | 2057 | Mitigation | 0.95 | 45 | 0 | esc | 0.00097009 | 1.0866e-10 | 0.00097009 | 1.0866e-10 | 0.03606 | 8.1173e-08 | 0.01662 | 1.4905e-10
[120 empty] | 7.3.3.17.5 (Remote Grid) Updates to grid topology to minimize risk of ignition in HFTDs Remote GridWLDFRContaminationAggregated | WLDFR | HFTD - Distribution - Tier 3 - 5QU CoRE ¦ 2QU LoRE | Non-Red Flag Warning - Large Fires | Contamination | Aggregated | 2058 | 1.1201e-07 | 527.1275 | 5.9041e-05 | 2058 | Mitigation | 0.95 | 45 | 0 | esc | 0.00097009 | 1.0866e-10 | 0.00097009 | 1.0866e-10 | 0.03606 | 8.1173e-08 | 0.01662 | 1.4905e-10
[120 empty] | 7.3.3.17.5 (Remote Grid) Updates to grid topology to minimize risk of ignition in HFTDs Remote GridWLDFRContaminationAggregated | WLDFR | HFTD - Distribution - Tier 3 - 5QU CoRE ¦ 2QU LoRE | Non-Red Flag Warning - Large Fires | Contamination | Aggregated | 2059 | 1.1201e-07 | 527.1275 | 5.9041e-05 | 2059 | Mitigation | 0.95 | 45 | 0 | esc | 0.00097009 | 1.0866e-10 | 0.00097009 | 1.0866e-10 | 0.03606 | 8.1173e-08 | 0.01662 | 1.4905e-10
[120 empty] | 7.3.3.17.5 (Remote Grid) Updates to grid topology to minimize risk of ignition in HFTDs Remote GridWLDFRContaminationAggregated | WLDFR | HFTD - Distribution - Tier 3 - 5QU CoRE ¦ 2QU LoRE | Non-Red Flag Warning - Large Fires | Contamination | Aggregated | 2060 | 1.1201e-07 | 527.1275 | 5.9041e-05 | 2060 | Mitigation | 0.95 | 45 | 0 | esc | 0.00097009 | 1.0866e-10 | 0.00097009 | 1.0866e-10 | 0.03606 | 8.1173e-08 | 0.01662 | 1.4905e-10
[120 empty] | 7.3.3.17.5 (Remote Grid) Updates to grid topology to minimize risk of ignition in HFTDs Remote GridWLDFRContaminationAggregated | WLDFR | HFTD - Distribution - Tier 3 - 5QU CoRE ¦ 2QU LoRE | Non-Red Flag Warning - Large Fires | Contamination | Aggregated | 2061 | 1.1201e-07 | 527.1275 | 5.9041e-05 | 2061 | Mitigation | 0.95 | 45 | 0 | esc | 0.00097009 | 1.0866e-10 | 0.00097009 | 1.0866e-10 | 0.03606 | 8.1173e-08 | 0.01662 | 1.4905e-10
[120 empty] | 7.3.3.17.5 (Remote Grid) Updates to grid topology to minimize risk of ignition in HFTDs Remote GridWLDFRContaminationAggregated | WLDFR | HFTD - Distribution - Tier 3 - 5QU CoRE ¦ 2QU LoRE | Non-Red Flag Warning - Large Fires | Contamination | Aggregated | 2062 | 1.1201e-07 | 527.1275 | 5.9041e-05 | 2062 | Mitigation | 0.95 | 45 | 0 | esc | 0.00097009 | 1.0866e-10 | 0.00097009 | 1.0866e-10 | 0.03606 | 8.1173e-08 | 0.01662 | 1.4905e-10
[120 empty] | 7.3.3.17.5 (Remote Grid) Updates to grid topology to minimize risk of ignition in HFTDs Remote GridWLDFRContaminationAggregated | WLDFR | HFTD - Distribution - Tier 3 - 5QU CoRE ¦ 2QU LoRE | Non-Red Flag Warning - Large Fires | Contamination | Aggregated | 2063 | 1.1201e-07 | 527.1275 | 5.9041e-05 | 2063 | Mitigation | 0.95 | 45 | 0 | esc | 0.00097009 | 1.0866e-10 | 0.00097009 | 1.0866e-10 | 0.03606 | 8.1173e-08 | 0.01662 | 1.4905e-10
[120 empty] | 7.3.3.17.5 (Remote Grid) Updates to grid topology to minimize risk of ignition in HFTDs Remote GridWLDFRContaminationAggregated | WLDFR | HFTD - Distribution - Tier 3 - 5QU CoRE ¦ 2QU LoRE | Non-Red Flag Warning - Large Fires | Contamination | Aggregated | 2064 | 1.1201e-07 | 527.1275 | 5.9041e-05 | 2064 | Mitigation | 0.95 | 45 | 0 | esc | 0.00097009 | 1.0866e-10 | 0.00097009 | 1.0866e-10 | 0.03606 | 8.1173e-08 | 0 | 0
[120 empty] | 7.3.3.17.5 (Remote Grid) Updates to grid topology to minimize risk of ignition in HFTDs Remote GridWLDFRContaminationAggregated | WLDFR | HFTD - Distribution - Tier 3 - 5QU CoRE ¦ 2QU LoRE | Non-Red Flag Warning - Large Fires | Contamination | Aggregated | 2065 | 1.1201e-07 | 527.1275 | 5.9041e-05 | 2065 | Mitigation | 0.95 | 45 | 0 | esc | 0.00097009 | 1.0866e-10 | 0.00097009 | 1.0866e-10 | 0.03606 | 8.1173e-08 | 0 | 0
[120 empty] | 7.3.3.17.5 (Remote Grid) Updates to grid topology to minimize risk of ignition in HFTDs Remote GridWLDFRContaminationAggregated | WLDFR | HFTD - Distribution - Tier 3 - 5QU CoRE ¦ 2QU LoRE | Non-Red Flag Warning - Large Fires | Contamination | Aggregated | 2066 | 1.1201e-07 | 527.1275 | 5.9041e-05 | 2066 | Mitigation | 0.95 | 45 | 0 | esc | 0.00097009 | 1.0866e-10 | 0.00097009 | 1.0866e-10 | 0.03606 | 8.1173e-08 | 0.0080352 | 4.8608e-09
[120 empty] | 7.3.3.17.5 (Remote Grid) Updates to grid topology to minimize risk of ignition in HFTDs Remote GridWLDFRContaminationAggregated | WLDFR | HFTD - Distribution - Tier 3 - 5QU CoRE ¦ 2QU LoRE | Non-Red Flag Warning - Large Fires | Contamination | Aggregated | 2067 | 1.1201e-07 | 527.1275 | 5.9041e-05 | 2067 | Mitigation | 0.95 | 45 | 0 | esc | 0 | 0 | 0.00097009 | 1.0866e-10 | 0.03606 | 8.1173e-08 | 0.0080352 | 4.8608e-09
[120 empty] | 7.3.3.17.5 (Remote Grid) Updates to grid topology to minimize risk of ignition in HFTDs Remote GridWLDFREquipment / facility failureAggregated | WLDFR | HFTD - Distribution - Tier 3 - 5QU CoRE ¦ 2QU LoRE | Non-Red Flag Warning - Large Fires | Equipment / facility failure | Aggregated | 2022 | 1.6235e-06 | 527.1275 | 0.00085578 | 2022 | Mitigation | 0.95 | 45 | 0 | esc | 0.00097009 | 1.5749e-09 | 0 | 0 | 0.03606 | 8.1173e-08 | 0.0080352 | 4.8608e-09
[120 empty] | 7.3.3.17.5 (Remote Grid) Updates to grid topology to minimize risk of ignition in HFTDs Remote GridWLDFREquipment / facility failureAggregated | WLDFR | HFTD - Distribution - Tier 3 - 5QU CoRE ¦ 2QU LoRE | Non-Red Flag Warning - Large Fires | Equipment / facility failure | Aggregated | 2023 | 1.6235e-06 | 527.1275 | 0.00085578 | 2023 | Mitigation | 0.95 | 45 | 0 | esc | 0.00097009 | 1.5749e-09 | 0.00097009 | 1.5749e-09 | 0.03606 | 8.1173e-08 | 0.0080352 | 4.8608e-09
[120 empty] | 7.3.3.17.5 (Remote Grid) Updates to grid topology to minimize risk of ignition in HFTDs Remote GridWLDFREquipment / facility failureAggregated | WLDFR | HFTD - Distribution - Tier 3 - 5QU CoRE ¦ 2QU LoRE | Non-Red Flag Warning - Large Fires | Equipment / facility failure | Aggregated | 2024 | 1.6235e-06 | 527.1275 | 0.00085578 | 2024 | Mitigation | 0.95 | 45 | 0 | esc | 0.00097009 | 1.5749e-09 | 0.00097009 | 1.5749e-09 | 0.03606 | 8.1173e-08 | 0.0080352 | 4.8608e-09
[120 empty] | 7.3.3.17.5 (Remote Grid) Updates to grid topology to minimize risk of ignition in HFTDs Remote GridWLDFREquipment / facility failureAggregated | WLDFR | HFTD - Distribution - Tier 3 - 5QU CoRE ¦ 2QU LoRE | Non-Red Flag Warning - Large Fires | Equipment / facility failure | Aggregated | 2025 | 1.6235e-06 | 527.1275 | 0.00085578 | 2025 | Mitigation | 0.95 | 45 | 0 | esc | 0.00097009 | 1.5749e-09 | 0.00097009 | 1.5749e-09 | 0.03606 | 8.1173e-08 | 0.0080352 | 4.8608e-09
[120 empty] | 7.3.3.17.5 (Remote Grid) Updates to grid topology to minimize risk of ignition in HFTDs Remote GridWLDFREquipment / facility failureAggregated | WLDFR | HFTD - Distribution - Tier 3 - 5QU CoRE ¦ 2QU LoRE | Non-Red Flag Warning - Large Fires | Equipment / facility failure | Aggregated | 2026 | 1.6235e-06 | 527.1275 | 0.00085578 | 2026 | Mitigation | 0.95 | 45 | 0 | esc | 0.00097009 | 1.5749e-09 | 0.00097009 | 1.5749e-09 | 0.03606 | 8.1173e-08 | 0.0080352 | 4.8608e-09
[120 empty] | 7.3.3.17.5 (Remote Grid) Updates to grid topology to minimize risk of ignition in HFTDs Remote GridWLDFREquipment / facility failureAggregated | WLDFR | HFTD - Distribution - Tier 3 - 5QU CoRE ¦ 2QU LoRE | Non-Red Flag Warning - Large Fires | Equipment / facility failure | Aggregated | 2027 | 1.6235e-06 | 527.1275 | 0.00085578 | 2027 | Mitigation | 0.95 | 45 | 0 | esc | 0.00097009 | 1.5749e-09 | 0.00097009 | 1.5749e-09 | 0.03606 | 8.1173e-08 | 0.0080352 | 4.8608e-09
[120 empty] | 7.3.3.17.5 (Remote Grid) Updates to grid topology to minimize risk of ignition in HFTDs Remote GridWLDFREquipment / facility failureAggregated | WLDFR | HFTD - Distribution - Tier 3 - 5QU CoRE ¦ 2QU LoRE | Non-Red Flag Warning - Large Fires | Equipment / facility failure | Aggregated | 2028 | 1.6235e-06 | 527.1275 | 0.00085578 | 2028 | Mitigation | 0.95 | 45 | 0 | esc | 0.00097009 | 1.5749e-09 | 0.00097009 | 1.5749e-09 | 0.03606 | 8.1173e-08 | 0.0080352 | 4.8608e-09
[120 empty] | 7.3.3.17.5 (Remote Grid) Updates to grid topology to minimize risk of ignition in HFTDs Remote GridWLDFREquipment / facility failureAggregated | WLDFR | HFTD - Distribution - Tier 3 - 5QU CoRE ¦ 2QU LoRE | Non-Red Flag Warning - Large Fires | Equipment / facility failure | Aggregated | 2029 | 1.6235e-06 | 527.1275 | 0.00085578 | 2029 | Mitigation | 0.95 | 45 | 0 | esc | 0.00097009 | 1.5749e-09 | 0.00097009 | 1.5749e-09 | 0.03606 | 8.1173e-08 | 0.0080352 | 4.8608e-09
[120 empty] | 7.3.3.17.5 (Remote Grid) Updates to grid topology to minimize risk of ignition in HFTDs Remote GridWLDFREquipment / facility failureAggregated | WLDFR | HFTD - Distribution - Tier 3 - 5QU CoRE ¦ 2QU LoRE | Non-Red Flag Warning - Large Fires | Equipment / facility failure | Aggregated | 2030 | 1.6235e-06 | 527.1275 | 0.00085578 | 2030 | Mitigation | 0.95 | 45 | 0 | esc | 0.00097009 | 1.5749e-09 | 0.00097009 | 1.5749e-09 | 0.03606 | 8.1173e-08 | 0.0080352 | 4.8608e-09
[120 empty] | 7.3.3.17.5 (Remote Grid) Updates to grid topology to minimize risk of ignition in HFTDs Remote GridWLDFREquipment / facility failureAggregated | WLDFR | HFTD - Distribution - Tier 3 - 5QU CoRE ¦ 2QU LoRE | Non-Red Flag Warning - Large Fires | Equipment / facility failure | Aggregated | 2031 | 1.6235e-06 | 527.1275 | 0.00085578 | 2031 | Mitigation | 0.95 | 45 | 0 | esc | 0.00097009 | 1.5749e-09 | 0.00097009 | 1.5749e-09 | 0.03606 | 8.1173e-08 | 0.0080352 | 4.8608e-09
[120 empty] | 7.3.3.17.5 (Remote Grid) Updates to grid topology to minimize risk of ignition in HFTDs Remote GridWLDFREquipment / facility failureAggregated | WLDFR | HFTD - Distribution - Tier 3 - 5QU CoRE ¦ 2QU LoRE | Non-Red Flag Warning - Large Fires | Equipment / facility failure | Aggregated | 2032 | 1.6235e-06 | 527.1275 | 0.00085578 | 2032 | Mitigation | 0.95 | 45 | 0 | esc | 0.00097009 | 1.5749e-09 | 0.00097009 | 1.5749e-09 | 0.03606 | 8.1173e-08 | 0.0080352 | 4.8608e-09
[120 empty] | 7.3.3.17.5 (Remote Grid) Updates to grid topology to minimize risk of ignition in HFTDs Remote GridWLDFREquipment / facility failureAggregated | WLDFR | HFTD - Distribution - Tier 3 - 5QU CoRE ¦ 2QU LoRE | Non-Red Flag Warning - Large Fires | Equipment / facility failure | Aggregated | 2033 | 1.6235e-06 | 527.1275 | 0.00085578 | 2033 | Mitigation | 0.95 | 45 | 0 | esc | 0.00097009 | 1.5749e-09 | 0.00097009 | 1.5749e-09 | 0.03606 | 8.1173e-08 | 0.0080352 | 4.8608e-09
[120 empty] | 7.3.3.17.5 (Remote Grid) Updates to grid topology to minimize risk of ignition in HFTDs Remote GridWLDFREquipment / facility failureAggregated | WLDFR | HFTD - Distribution - Tier 3 - 5QU CoRE ¦ 2QU LoRE | Non-Red Flag Warning - Large Fires | Equipment / facility failure | Aggregated | 2034 | 1.6235e-06 | 527.1275 | 0.00085578 | 2034 | Mitigation | 0.95 | 45 | 0 | esc | 0.00097009 | 1.5749e-09 | 0.00097009 | 1.5749e-09 | 0.03606 | 8.1173e-08 | 0.0080352 | 4.8608e-09
[120 empty] | 7.3.3.17.5 (Remote Grid) Updates to grid topology to minimize risk of ignition in HFTDs Remote GridWLDFREquipment / facility failureAggregated | WLDFR | HFTD - Distribution - Tier 3 - 5QU CoRE ¦ 2QU LoRE | Non-Red Flag Warning - Large Fires | Equipment / facility failure | Aggregated | 2035 | 1.6235e-06 | 527.1275 | 0.00085578 | 2035 | Mitigation | 0.95 | 45 | 0 | esc | 0.00097009 | 1.5749e-09 | 0.00097009 | 1.5749e-09 | 0.03606 | 8.1173e-08 | 0.0080352 | 4.8608e-09
[120 empty] | 7.3.3.17.5 (Remote Grid) Updates to grid topology to minimize risk of ignition in HFTDs Remote GridWLDFREquipment / facility failureAggregated | WLDFR | HFTD - Distribution - Tier 3 - 5QU CoRE ¦ 2QU LoRE | Non-Red Flag Warning - Large Fires | Equipment / facility failure | Aggregated | 2036 | 1.6235e-06 | 527.1275 | 0.00085578 | 2036 | Mitigation | 0.95 | 45 | 0 | esc | 0.00097009 | 1.5749e-09 | 0.00097009 | 1.5749e-09 | 0.03606 | 8.1173e-08 | 0.0080352 | 4.8608e-09
[120 empty] | 7.3.3.17.5 (Remote Grid) Updates to grid topology to minimize risk of ignition in HFTDs Remote GridWLDFREquipment / facility failureAggregated | WLDFR | HFTD - Distribution - Tier 3 - 5QU CoRE ¦ 2QU LoRE | Non-Red Flag Warning - Large Fires | Equipment / facility failure | Aggregated | 2037 | 1.6235e-06 | 527.1275 | 0.00085578 | 2037 | Mitigation | 0.95 | 45 | 0 | esc | 0.00097009 | 1.5749e-09 | 0.00097009 | 1.5749e-09 | 0.03606 | 8.1173e-08 | 0.0080352 | 4.8608e-09
[120 empty] | 7.3.3.17.5 (Remote Grid) Updates to grid topology to minimize risk of ignition in HFTDs Remote GridWLDFREquipment / facility failureAggregated | WLDFR | HFTD - Distribution - Tier 3 - 5QU CoRE ¦ 2QU LoRE | Non-Red Flag Warning - Large Fires | Equipment / facility failure | Aggregated | 2038 | 1.6235e-06 | 527.1275 | 0.00085578 | 2038 | Mitigation | 0.95 | 45 | 0 | esc | 0.00097009 | 1.5749e-09 | 0.00097009 | 1.5749e-09 | 0.03606 | 8.1173e-08 | 0.0080352 | 4.8608e-09
[120 empty] | 7.3.3.17.5 (Remote Grid) Updates to grid topology to minimize risk of ignition in HFTDs Remote GridWLDFREquipment / facility failureAggregated | WLDFR | HFTD - Distribution - Tier 3 - 5QU CoRE ¦ 2QU LoRE | Non-Red Flag Warning - Large Fires | Equipment / facility failure | Aggregated | 2039 | 1.6235e-06 | 527.1275 | 0.00085578 | 2039 | Mitigation | 0.95 | 45 | 0 | esc | 0.00097009 | 1.5749e-09 | 0.00097009 | 1.5749e-09 | 0.03606 | 8.1173e-08 | 0.0080352 | 4.8608e-09
[120 empty] | 7.3.3.17.5 (Remote Grid) Updates to grid topology to minimize risk of ignition in HFTDs Remote GridWLDFREquipment / facility failureAggregated | WLDFR | HFTD - Distribution - Tier 3 - 5QU CoRE ¦ 2QU LoRE | Non-Red Flag Warning - Large Fires | Equipment / facility failure | Aggregated | 2040 | 1.6235e-06 | 527.1275 | 0.00085578 | 2040 | Mitigation | 0.95 | 45 | 0 | esc | 0.00097009 | 1.5749e-09 | 0.00097009 | 1.5749e-09 | 0.03606 | 8.1173e-08 | 0.0080352 | 4.8608e-09
[120 empty] | 7.3.3.17.5 (Remote Grid) Updates to grid topology to minimize risk of ignition in HFTDs Remote GridWLDFREquipment / facility failureAggregated | WLDFR | HFTD - Distribution - Tier 3 - 5QU CoRE ¦ 2QU LoRE | Non-Red Flag Warning - Large Fires | Equipment / facility failure | Aggregated | 2041 | 1.6235e-06 | 527.1275 | 0.00085578 | 2041 | Mitigation | 0.95 | 45 | 0 | esc | 0.00097009 | 1.5749e-09 | 0.00097009 | 1.5749e-09 | 0.03606 | 8.1173e-08 | 0.0080352 | 4.8608e-09
[120 empty] | 7.3.3.17.5 (Remote Grid) Updates to grid topology to minimize risk of ignition in HFTDs Remote GridWLDFREquipment / facility failureAggregated | WLDFR | HFTD - Distribution - Tier 3 - 5QU CoRE ¦ 2QU LoRE | Non-Red Flag Warning - Large Fires | Equipment / facility failure | Aggregated | 2042 | 1.6235e-06 | 527.1275 | 0.00085578 | 2042 | Mitigation | 0.95 | 45 | 0 | esc | 0.00097009 | 1.5749e-09 | 0.00097009 | 1.5749e-09 | 0.03606 | 8.1173e-08 | 0.0080352 | 4.8608e-09
[120 empty] | 7.3.3.17.5 (Remote Grid) Updates to grid topology to minimize risk of ignition in HFTDs Remote GridWLDFREquipment / facility failureAggregated | WLDFR | HFTD - Distribution - Tier 3 - 5QU CoRE ¦ 2QU LoRE | Non-Red Flag Warning - Large Fires | Equipment / facility failure | Aggregated | 2043 | 1.6235e-06 | 527.1275 | 0.00085578 | 2043 | Mitigation | 0.95 | 45 | 0 | esc | 0.00097009 | 1.5749e-09 | 0.00097009 | 1.5749e-09 | 0.03606 | 8.1173e-08 | 0.0080352 | 4.8608e-09
[120 empty] | 7.3.3.17.5 (Remote Grid) Updates to grid topology to minimize risk of ignition in HFTDs Remote GridWLDFREquipment / facility failureAggregated | WLDFR | HFTD - Distribution - Tier 3 - 5QU CoRE ¦ 2QU LoRE | Non-Red Flag Warning - Large Fires | Equipment / facility failure | Aggregated | 2044 | 1.6235e-06 | 527.1275 | 0.00085578 | 2044 | Mitigation | 0.95 | 45 | 0 | esc | 0.00097009 | 1.5749e-09 | 0.00097009 | 1.5749e-09 | 0.03606 | 8.1173e-08 | 0.0080352 | 4.8608e-09
[120 empty] | 7.3.3.17.5 (Remote Grid) Updates to grid topology to minimize risk of ignition in HFTDs Remote GridWLDFREquipment / facility failureAggregated | WLDFR | HFTD - Distribution - Tier 3 - 5QU CoRE ¦ 2QU LoRE | Non-Red Flag Warning - Large Fires | Equipment / facility failure | Aggregated | 2045 | 1.6235e-06 | 527.1275 | 0.00085578 | 2045 | Mitigation | 0.95 | 45 | 0 | esc | 0.00097009 | 1.5749e-09 | 0.00097009 | 1.5749e-09 | 0.03606 | 8.1173e-08 | 0.0080352 | 4.8608e-09
[120 empty] | 7.3.3.17.5 (Remote Grid) Updates to grid topology to minimize risk of ignition in HFTDs Remote GridWLDFREquipment / facility failureAggregated | WLDFR | HFTD - Distribution - Tier 3 - 5QU CoRE ¦ 2QU LoRE | Non-Red Flag Warning - Large Fires | Equipment / facility failure | Aggregated | 2046 | 1.6235e-06 | 527.1275 | 0.00085578 | 2046 | Mitigation | 0.95 | 45 | 0 | esc | 0.00097009 | 1.5749e-09 | 0.00097009 | 1.5749e-09 | 0.03606 | 8.1173e-08 | 0.0080352 | 4.8608e-09
[120 empty] | 7.3.3.17.5 (Remote Grid) Updates to grid topology to minimize risk of ignition in HFTDs Remote GridWLDFREquipment / facility failureAggregated | WLDFR | HFTD - Distribution - Tier 3 - 5QU CoRE ¦ 2QU LoRE | Non-Red Flag Warning - Large Fires | Equipment / facility failure | Aggregated | 2047 | 1.6235e-06 | 527.1275 | 0.00085578 | 2047 | Mitigation | 0.95 | 45 | 0 | esc | 0.00097009 | 1.5749e-09 | 0.00097009 | 1.5749e-09 | 0.03606 | 8.1173e-08 | 0.0080352 | 4.8608e-09
[120 empty] | 7.3.3.17.5 (Remote Grid) Updates to grid topology to minimize risk of ignition in HFTDs Remote GridWLDFREquipment / facility failureAggregated | WLDFR | HFTD - Distribution - Tier 3 - 5QU CoRE ¦ 2QU LoRE | Non-Red Flag Warning - Large Fires | Equipment / facility failure | Aggregated | 2048 | 1.6235e-06 | 527.1275 | 0.00085578 | 2048 | Mitigation | 0.95 | 45 | 0 | esc | 0.00097009 | 1.5749e-09 | 0.00097009 | 1.5749e-09 | 0 | 0 | 0.0080352 | 4.8608e-09
[120 empty] | 7.3.3.17.5 (Remote Grid) Updates to grid topology to minimize risk of ignition in HFTDs Remote GridWLDFREquipment / facility failureAggregated | WLDFR | HFTD - Distribution - Tier 3 - 5QU CoRE ¦ 2QU LoRE | Non-Red Flag Warning - Large Fires | Equipment / facility failure | Aggregated | 2049 | 1.6235e-06 | 527.1275 | 0.00085578 | 2049 | Mitigation | 0.95 | 45 | 0 | esc | 0.00097009 | 1.5749e-09 | 0.00097009 | 1.5749e-09 | 0.03606 | 1.0034e-08 | 0.0080352 | 4.8608e-09
[120 empty] | 7.3.3.17.5 (Remote Grid) Updates to grid topology to minimize risk of ignition in HFTDs Remote GridWLDFREquipment / facility failureAggregated | WLDFR | HFTD - Distribution - Tier 3 - 5QU CoRE ¦ 2QU LoRE | Non-Red Flag Warning - Large Fires | Equipment / facility failure | Aggregated | 2050 | 1.6235e-06 | 527.1275 | 0.00085578 | 2050 | Mitigation | 0.95 | 45 | 0 | esc | 0.00097009 | 1.5749e-09 | 0.00097009 | 1.5749e-09 | 0.03606 | 1.0034e-08 | 0 | 0
[120 empty] | 7.3.3.17.5 (Remote Grid) Updates to grid topology to minimize risk of ignition in HFTDs Remote GridWLDFREquipment / facility failureAggregated | WLDFR | HFTD - Distribution - Tier 3 - 5QU CoRE ¦ 2QU LoRE | Non-Red Flag Warning - Large Fires | Equipment / facility failure | Aggregated | 2051 | 1.6235e-06 | 527.1275 | 0.00085578 | 2051 | Mitigation | 0.95 | 45 | 0 | esc | 0.00097009 | 1.5749e-09 | 0.00097009 | 1.5749e-09 | 0.03606 | 1.0034e-08 | 0 | 0
[120 empty] | 7.3.3.17.5 (Remote Grid) Updates to grid topology to minimize risk of ignition in HFTDs Remote GridWLDFREquipment / facility failureAggregated | WLDFR | HFTD - Distribution - Tier 3 - 5QU CoRE ¦ 2QU LoRE | Non-Red Flag Warning - Large Fires | Equipment / facility failure | Aggregated | 2052 | 1.6235e-06 | 527.1275 | 0.00085578 | 2052 | Mitigation | 0.95 | 45 | 0 | esc | 0.00097009 | 1.5749e-09 | 0.00097009 | 1.5749e-09 | 0.03606 | 1.0034e-08 | 0.010315 | 1.523e-09
[120 empty] | 7.3.3.17.5 (Remote Grid) Updates to grid topology to minimize risk of ignition in HFTDs Remote GridWLDFREquipment / facility failureAggregated | WLDFR | HFTD - Distribution - Tier 3 - 5QU CoRE ¦ 2QU LoRE | Non-Red Flag Warning - Large Fires | Equipment / facility failure | Aggregated | 2053 | 1.6235e-06 | 527.1275 | 0.00085578 | 2053 | Mitigation | 0.95 | 45 | 0 | esc | 0.00097009 | 1.5749e-09 | 0.00097009 | 1.5749e-09 | 0.03606 | 1.0034e-08 | 0.010315 | 1.523e-09
[120 empty] | 7.3.3.17.5 (Remote Grid) Updates to grid topology to minimize risk of ignition in HFTDs Remote GridWLDFREquipment / facility failureAggregated | WLDFR | HFTD - Distribution - Tier 3 - 5QU CoRE ¦ 2QU LoRE | Non-Red Flag Warning - Large Fires | Equipment / facility failure | Aggregated | 2054 | 1.6235e-06 | 527.1275 | 0.00085578 | 2054 | Mitigation | 0.95 | 45 | 0 | esc | 0.00097009 | 1.5749e-09 | 0.00097009 | 1.5749e-09 | 0.03606 | 1.0034e-08 | 0.010315 | 1.523e-09
[120 empty] | 7.3.3.17.5 (Remote Grid) Updates to grid topology to minimize risk of ignition in HFTDs Remote GridWLDFREquipment / facility failureAggregated | WLDFR | HFTD - Distribution - Tier 3 - 5QU CoRE ¦ 2QU LoRE | Non-Red Flag Warning - Large Fires | Equipment / facility failure | Aggregated | 2055 | 1.6235e-06 | 527.1275 | 0.00085578 | 2055 | Mitigation | 0.95 | 45 | 0 | esc | 0.00097009 | 1.5749e-09 | 0.00097009 | 1.5749e-09 | 0.03606 | 1.0034e-08 | 0.010315 | 1.523e-09
[120 empty] | 7.3.3.17.5 (Remote Grid) Updates to grid topology to minimize risk of ignition in HFTDs Remote GridWLDFREquipment / facility failureAggregated | WLDFR | HFTD - Distribution - Tier 3 - 5QU CoRE ¦ 2QU LoRE | Non-Red Flag Warning - Large Fires | Equipment / facility failure | Aggregated | 2056 | 1.6235e-06 | 527.1275 | 0.00085578 | 2056 | Mitigation | 0.95 | 45 | 0 | esc | 0.00097009 | 1.5749e-09 | 0.00097009 | 1.5749e-09 | 0.03606 | 1.0034e-08 | 0.010315 | 1.523e-09
[120 empty] | 7.3.3.17.5 (Remote Grid) Updates to grid topology to minimize risk of ignition in HFTDs Remote GridWLDFREquipment / facility failureAggregated | WLDFR | HFTD - Distribution - Tier 3 - 5QU CoRE ¦ 2QU LoRE | Non-Red Flag Warning - Large Fires | Equipment / facility failure | Aggregated | 2057 | 1.6235e-06 | 527.1275 | 0.00085578 | 2057 | Mitigation | 0.95 | 45 | 0 | esc | 0.00097009 | 1.5749e-09 | 0.00097009 | 1.5749e-09 | 0.03606 | 1.0034e-08 | 0.010315 | 1.523e-09
[120 empty] | 7.3.3.17.5 (Remote Grid) Updates to grid topology to minimize risk of ignition in HFTDs Remote GridWLDFREquipment / facility failureAggregated | WLDFR | HFTD - Distribution - Tier 3 - 5QU CoRE ¦ 2QU LoRE | Non-Red Flag Warning - Large Fires | Equipment / facility failure | Aggregated | 2058 | 1.6235e-06 | 527.1275 | 0.00085578 | 2058 | Mitigation | 0.95 | 45 | 0 | esc | 0.00097009 | 1.5749e-09 | 0.00097009 | 1.5749e-09 | 0.03606 | 1.0034e-08 | 0.010315 | 1.523e-09
[120 empty] | 7.3.3.17.5 (Remote Grid) Updates to grid topology to minimize risk of ignition in HFTDs Remote GridWLDFREquipment / facility failureAggregated | WLDFR | HFTD - Distribution - Tier 3 - 5QU CoRE ¦ 2QU LoRE | Non-Red Flag Warning - Large Fires | Equipment / facility failure | Aggregated | 2059 | 1.6235e-06 | 527.1275 | 0.00085578 | 2059 | Mitigation | 0.95 | 45 | 0 | esc | 0.00097009 | 1.5749e-09 | 0.00097009 | 1.5749e-09 | 0.03606 | 1.0034e-08 | 0.010315 | 1.523e-09
[120 empty] | 7.3.3.17.5 (Remote Grid) Updates to grid topology to minimize risk of ignition in HFTDs Remote GridWLDFREquipment / facility failureAggregated | WLDFR | HFTD - Distribution - Tier 3 - 5QU CoRE ¦ 2QU LoRE | Non-Red Flag Warning - Large Fires | Equipment / facility failure | Aggregated | 2060 | 1.6235e-06 | 527.1275 | 0.00085578 | 2060 | Mitigation | 0.95 | 45 | 0 | esc | 0.00097009 | 1.5749e-09 | 0.00097009 | 1.5749e-09 | 0.03606 | 1.0034e-08 | 0.010315 | 1.523e-09
[120 empty] | 7.3.3.17.5 (Remote Grid) Updates to grid topology to minimize risk of ignition in HFTDs Remote GridWLDFREquipment / facility failureAggregated | WLDFR | HFTD - Distribution - Tier 3 - 5QU CoRE ¦ 2QU LoRE | Non-Red Flag Warning - Large Fires | Equipment / facility failure | Aggregated | 2061 | 1.6235e-06 | 527.1275 | 0.00085578 | 2061 | Mitigation | 0.95 | 45 | 0 | esc | 0.00097009 | 1.5749e-09 | 0.00097009 | 1.5749e-09 | 0.03606 | 1.0034e-08 | 0.010315 | 1.523e-09
[120 empty] | 7.3.3.17.5 (Remote Grid) Updates to grid topology to minimize risk of ignition in HFTDs Remote GridWLDFREquipment / facility failureAggregated | WLDFR | HFTD - Distribution - Tier 3 - 5QU CoRE ¦ 2QU LoRE | Non-Red Flag Warning - Large Fires | Equipment / facility failure | Aggregated | 2062 | 1.6235e-06 | 527.1275 | 0.00085578 | 2062 | Mitigation | 0.95 | 45 | 0 | esc | 0.00097009 | 1.5749e-09 | 0.00097009 | 1.5749e-09 | 0.03606 | 1.0034e-08 | 0.010315 | 1.523e-09
[120 empty] | 7.3.3.17.5 (Remote Grid) Updates to grid topology to minimize risk of ignition in HFTDs Remote GridWLDFREquipment / facility failureAggregated | WLDFR | HFTD - Distribution - Tier 3 - 5QU CoRE ¦ 2QU LoRE | Non-Red Flag Warning - Large Fires | Equipment / facility failure | Aggregated | 2063 | 1.6235e-06 | 527.1275 | 0.00085578 | 2063 | Mitigation | 0.95 | 45 | 0 | esc | 0.00097009 | 1.5749e-09 | 0.00097009 | 1.5749e-09 | 0.03606 | 1.0034e-08 | 0.010315 | 1.523e-09
[120 empty] | 7.3.3.17.5 (Remote Grid) Updates to grid topology to minimize risk of ignition in HFTDs Remote GridWLDFREquipment / facility failureAggregated | WLDFR | HFTD - Distribution - Tier 3 - 5QU CoRE ¦ 2QU LoRE | Non-Red Flag Warning - Large Fires | Equipment / facility failure | Aggregated | 2064 | 1.6235e-06 | 527.1275 | 0.00085578 | 2064 | Mitigation | 0.95 | 45 | 0 | esc | 0.00097009 | 1.5749e-09 | 0.00097009 | 1.5749e-09 | 0.03606 | 1.0034e-08 | 0.010315 | 1.523e-09
[120 empty] | 7.3.3.17.5 (Remote Grid) Updates to grid topology to minimize risk of ignition in HFTDs Remote GridWLDFREquipment / facility failureAggregated | WLDFR | HFTD - Distribution - Tier 3 - 5QU CoRE ¦ 2QU LoRE | Non-Red Flag Warning - Large Fires | Equipment / facility failure | Aggregated | 2065 | 1.6235e-06 | 527.1275 | 0.00085578 | 2065 | Mitigation | 0.95 | 45 | 0 | esc | 0.00097009 | 1.5749e-09 | 0.00097009 | 1.5749e-09 | 0.03606 | 1.0034e-08 | 0.010315 | 1.523e-09
[120 empty] | 7.3.3.17.5 (Remote Grid) Updates to grid topology to minimize risk of ignition in HFTDs Remote GridWLDFREquipment / facility failureAggregated | WLDFR | HFTD - Distribution - Tier 3 - 5QU CoRE ¦ 2QU LoRE | Non-Red Flag Warning - Large Fires | Equipment / facility failure | Aggregated | 2066 | 1.6235e-06 | 527.1275 | 0.00085578 | 2066 | Mitigation | 0.95 | 45 | 0 | esc | 0.00097009 | 1.5749e-09 | 0.00097009 | 1.5749e-09 | 0.03606 | 1.0034e-08 | 0.010315 | 1.523e-09
[120 empty] | 7.3.3.17.5 (Remote Grid) Updates to grid topology to minimize risk of ignition in HFTDs Remote GridWLDFREquipment / facility failureAggregated | WLDFR | HFTD - Distribution - Tier 3 - 5QU CoRE ¦ 2QU LoRE | Non-Red Flag Warning - Large Fires | Equipment / facility failure | Aggregated | 2067 | 1.6235e-06 | 527.1275 | 0.00085578 | 2067 | Mitigation | 0.95 | 45 | 0 | esc | 0 | 0 | 0.00097009 | 1.5749e-09 | 0.03606 | 1.0034e-08 | 0.010315 | 1.523e-09
[120 empty] | 7.3.3.17.5 (Remote Grid) Updates to grid topology to minimize risk of ignition in HFTDs Remote GridWLDFRVegetation ContactAggregated | WLDFR | HFTD - Distribution - Tier 3 - 5QU CoRE ¦ 2QU LoRE | Non-Red Flag Warning - Large Fires | Vegetation Contact | Aggregated | 2022 | 6.7365e-06 | 527.1275 | 0.003551 | 2022 | Mitigation | 0.95 | 45 | 0 | esc | 0.00097009 | 6.535e-09 | 0 | 0 | 0.03606 | 1.0034e-08 | 0.010315 | 1.523e-09
[120 empty] | 7.3.3.17.5 (Remote Grid) Updates to grid topology to minimize risk of ignition in HFTDs Remote GridWLDFRVegetation ContactAggregated | WLDFR | HFTD - Distribution - Tier 3 - 5QU CoRE ¦ 2QU LoRE | Non-Red Flag Warning - Large Fires | Vegetation Contact | Aggregated | 2023 | 6.7365e-06 | 527.1275 | 0.003551 | 2023 | Mitigation | 0.95 | 45 | 0 | esc | 0.00097009 | 6.535e-09 | 0.00097009 | 6.535e-09 | 0.03606 | 1.0034e-08 | 0.010315 | 1.523e-09
[120 empty] | 7.3.3.17.5 (Remote Grid) Updates to grid topology to minimize risk of ignition in HFTDs Remote GridWLDFRVegetation ContactAggregated | WLDFR | HFTD - Distribution - Tier 3 - 5QU CoRE ¦ 2QU LoRE | Non-Red Flag Warning - Large Fires | Vegetation Contact | Aggregated | 2024 | 6.7365e-06 | 527.1275 | 0.003551 | 2024 | Mitigation | 0.95 | 45 | 0 | esc | 0.00097009 | 6.535e-09 | 0.00097009 | 6.535e-09 | 0.03606 | 1.0034e-08 | 0.010315 | 1.523e-09
[120 empty] | 7.3.3.17.5 (Remote Grid) Updates to grid topology to minimize risk of ignition in HFTDs Remote GridWLDFRVegetation ContactAggregated | WLDFR | HFTD - Distribution - Tier 3 - 5QU CoRE ¦ 2QU LoRE | Non-Red Flag Warning - Large Fires | Vegetation Contact | Aggregated | 2025 | 6.7365e-06 | 527.1275 | 0.003551 | 2025 | Mitigation | 0.95 | 45 | 0 | esc | 0.00097009 | 6.535e-09 | 0.00097009 | 6.535e-09 | 0.03606 | 1.0034e-08 | 0.010315 | 1.523e-09
[120 empty] | 7.3.3.17.5 (Remote Grid) Updates to grid topology to minimize risk of ignition in HFTDs Remote GridWLDFRVegetation ContactAggregated | WLDFR | HFTD - Distribution - Tier 3 - 5QU CoRE ¦ 2QU LoRE | Non-Red Flag Warning - Large Fires | Vegetation Contact | Aggregated | 2026 | 6.7365e-06 | 527.1275 | 0.003551 | 2026 | Mitigation | 0.95 | 45 | 0 | esc | 0.00097009 | 6.535e-09 | 0.00097009 | 6.535e-09 | 0.03606 | 1.0034e-08 | 0.010315 | 1.523e-09
[120 empty] | 7.3.3.17.5 (Remote Grid) Updates to grid topology to minimize risk of ignition in HFTDs Remote GridWLDFRVegetation ContactAggregated | WLDFR | HFTD - Distribution - Tier 3 - 5QU CoRE ¦ 2QU LoRE | Non-Red Flag Warning - Large Fires | Vegetation Contact | Aggregated | 2027 | 6.7365e-06 | 527.1275 | 0.003551 | 2027 | Mitigation | 0.95 | 45 | 0 | esc | 0.00097009 | 6.535e-09 | 0.00097009 | 6.535e-09 | 0.03606 | 1.0034e-08 | 0.010315 | 1.523e-09
[120 empty] | 7.3.3.17.5 (Remote Grid) Updates to grid topology to minimize risk of ignition in HFTDs Remote GridWLDFRVegetation ContactAggregated | WLDFR | HFTD - Distribution - Tier 3 - 5QU CoRE ¦ 2QU LoRE | Non-Red Flag Warning - Large Fires | Vegetation Contact | Aggregated | 2028 | 6.7365e-06 | 527.1275 | 0.003551 | 2028 | Mitigation | 0.95 | 45 | 0 | esc | 0.00097009 | 6.535e-09 | 0.00097009 | 6.535e-09 | 0.03606 | 1.0034e-08 | 0.010315 | 1.523e-09
[120 empty] | 7.3.3.17.5 (Remote Grid) Updates to grid topology to minimize risk of ignition in HFTDs Remote GridWLDFRVegetation ContactAggregated | WLDFR | HFTD - Distribution - Tier 3 - 5QU CoRE ¦ 2QU LoRE | Non-Red Flag Warning - Large Fires | Vegetation Contact | Aggregated | 2029 | 6.7365e-06 | 527.1275 | 0.003551 | 2029 | Mitigation | 0.95 | 45 | 0 | esc | 0.00097009 | 6.535e-09 | 0.00097009 | 6.535e-09 | 0.03606 | 1.0034e-08 | 0.010315 | 1.523e-09
[120 empty] | 7.3.3.17.5 (Remote Grid) Updates to grid topology to minimize risk of ignition in HFTDs Remote GridWLDFRVegetation ContactAggregated | WLDFR | HFTD - Distribution - Tier 3 - 5QU CoRE ¦ 2QU LoRE | Non-Red Flag Warning - Large Fires | Vegetation Contact | Aggregated | 2030 | 6.7365e-06 | 527.1275 | 0.003551 | 2030 | Mitigation | 0.95 | 45 | 0 | esc | 0.00097009 | 6.535e-09 | 0.00097009 | 6.535e-09 | 0.03606 | 1.0034e-08 | 0.010315 | 1.523e-09
[120 empty] | 7.3.3.17.5 (Remote Grid) Updates to grid topology to minimize risk of ignition in HFTDs Remote GridWLDFRVegetation ContactAggregated | WLDFR | HFTD - Distribution - Tier 3 - 5QU CoRE ¦ 2QU LoRE | Non-Red Flag Warning - Large Fires | Vegetation Contact | Aggregated | 2031 | 6.7365e-06 | 527.1275 | 0.003551 | 2031 | Mitigation | 0.95 | 45 | 0 | esc | 0.00097009 | 6.535e-09 | 0.00097009 | 6.535e-09 | 0.03606 | 1.0034e-08 | 0.010315 | 1.523e-09
[120 empty] | 7.3.3.17.5 (Remote Grid) Updates to grid topology to minimize risk of ignition in HFTDs Remote GridWLDFRVegetation ContactAggregated | WLDFR | HFTD - Distribution - Tier 3 - 5QU CoRE ¦ 2QU LoRE | Non-Red Flag Warning - Large Fires | Vegetation Contact | Aggregated | 2032 | 6.7365e-06 | 527.1275 | 0.003551 | 2032 | Mitigation | 0.95 | 45 | 0 | esc | 0.00097009 | 6.535e-09 | 0.00097009 | 6.535e-09 | 0.03606 | 1.0034e-08 | 0.010315 | 1.523e-09
[120 empty] | 7.3.3.17.5 (Remote Grid) Updates to grid topology to minimize risk of ignition in HFTDs Remote GridWLDFRVegetation ContactAggregated | WLDFR | HFTD - Distribution - Tier 3 - 5QU CoRE ¦ 2QU LoRE | Non-Red Flag Warning - Large Fires | Vegetation Contact | Aggregated | 2033 | 6.7365e-06 | 527.1275 | 0.003551 | 2033 | Mitigation | 0.95 | 45 | 0 | esc | 0.00097009 | 6.535e-09 | 0.00097009 | 6.535e-09 | 0.03606 | 1.0034e-08 | 0.010315 | 1.523e-09
[120 empty] | 7.3.3.17.5 (Remote Grid) Updates to grid topology to minimize risk of ignition in HFTDs Remote GridWLDFRVegetation ContactAggregated | WLDFR | HFTD - Distribution - Tier 3 - 5QU CoRE ¦ 2QU LoRE | Non-Red Flag Warning - Large Fires | Vegetation Contact | Aggregated | 2034 | 6.7365e-06 | 527.1275 | 0.003551 | 2034 | Mitigation | 0.95 | 45 | 0 | esc | 0.00097009 | 6.535e-09 | 0.00097009 | 6.535e-09 | 0.03606 | 1.0034e-08 | 0.010315 | 1.523e-09
[120 empty] | 7.3.3.17.5 (Remote Grid) Updates to grid topology to minimize risk of ignition in HFTDs Remote GridWLDFRVegetation ContactAggregated | WLDFR | HFTD - Distribution - Tier 3 - 5QU CoRE ¦ 2QU LoRE | Non-Red Flag Warning - Large Fires | Vegetation Contact | Aggregated | 2035 | 6.7365e-06 | 527.1275 | 0.003551 | 2035 | Mitigation | 0.95 | 45 | 0 | esc | 0.00097009 | 6.535e-09 | 0.00097009 | 6.535e-09 | 0.03606 | 1.0034e-08 | 0.010315 | 1.523e-09
[120 empty] | 7.3.3.17.5 (Remote Grid) Updates to grid topology to minimize risk of ignition in HFTDs Remote GridWLDFRVegetation ContactAggregated | WLDFR | HFTD - Distribution - Tier 3 - 5QU CoRE ¦ 2QU LoRE | Non-Red Flag Warning - Large Fires | Vegetation Contact | Aggregated | 2036 | 6.7365e-06 | 527.1275 | 0.003551 | 2036 | Mitigation | 0.95 | 45 | 0 | esc | 0.00097009 | 6.535e-09 | 0.00097009 | 6.535e-09 | 0.03606 | 1.0034e-08 | 0 | 0
[120 empty] | 7.3.3.17.5 (Remote Grid) Updates to grid topology to minimize risk of ignition in HFTDs Remote GridWLDFRVegetation ContactAggregated | WLDFR | HFTD - Distribution - Tier 3 - 5QU CoRE ¦ 2QU LoRE | Non-Red Flag Warning - Large Fires | Vegetation Contact | Aggregated | 2037 | 6.7365e-06 | 527.1275 | 0.003551 | 2037 | Mitigation | 0.95 | 45 | 0 | esc | 0.00097009 | 6.535e-09 | 0.00097009 | 6.535e-09 | 0.03606 | 1.0034e-08 | 0 | 0
[120 empty] | 7.3.3.17.5 (Remote Grid) Updates to grid topology to minimize risk of ignition in HFTDs Remote GridWLDFRVegetation ContactAggregated | WLDFR | HFTD - Distribution - Tier 3 - 5QU CoRE ¦ 2QU LoRE | Non-Red Flag Warning - Large Fires | Vegetation Contact | Aggregated | 2038 | 6.7365e-06 | 527.1275 | 0.003551 | 2038 | Mitigation | 0.95 | 45 | 0 | esc | 0.00097009 | 6.535e-09 | 0.00097009 | 6.535e-09 | 0.03606 | 1.0034e-08 | 0.013666 | 4.3356e-09
[120 empty] | 7.3.3.17.5 (Remote Grid) Updates to grid topology to minimize risk of ignition in HFTDs Remote GridWLDFRVegetation ContactAggregated | WLDFR | HFTD - Distribution - Tier 3 - 5QU CoRE ¦ 2QU LoRE | Non-Red Flag Warning - Large Fires | Vegetation Contact | Aggregated | 2039 | 6.7365e-06 | 527.1275 | 0.003551 | 2039 | Mitigation | 0.95 | 45 | 0 | esc | 0.00097009 | 6.535e-09 | 0.00097009 | 6.535e-09 | 0.03606 | 1.0034e-08 | 0.013666 | 4.3356e-09
[120 empty] | 7.3.3.17.5 (Remote Grid) Updates to grid topology to minimize risk of ignition in HFTDs Remote GridWLDFRVegetation ContactAggregated | WLDFR | HFTD - Distribution - Tier 3 - 5QU CoRE ¦ 2QU LoRE | Non-Red Flag Warning - Large Fires | Vegetation Contact | Aggregated | 2040 | 6.7365e-06 | 527.1275 | 0.003551 | 2040 | Mitigation | 0.95 | 45 | 0 | esc | 0.00097009 | 6.535e-09 | 0.00097009 | 6.535e-09 | 0.03606 | 1.0034e-08 | 0.013666 | 4.3356e-09
[120 empty] | 7.3.3.17.5 (Remote Grid) Updates to grid topology to minimize risk of ignition in HFTDs Remote GridWLDFRVegetation ContactAggregated | WLDFR | HFTD - Distribution - Tier 3 - 5QU CoRE ¦ 2QU LoRE | Non-Red Flag Warning - Large Fires | Vegetation Contact | Aggregated | 2041 | 6.7365e-06 | 527.1275 | 0.003551 | 2041 | Mitigation | 0.95 | 45 | 0 | esc | 0.00097009 | 6.535e-09 | 0.00097009 | 6.535e-09 | 0.03606 | 1.0034e-08 | 0.013666 | 4.3356e-09
[120 empty] | 7.3.3.17.5 (Remote Grid) Updates to grid topology to minimize risk of ignition in HFTDs Remote GridWLDFRVegetation ContactAggregated | WLDFR | HFTD - Distribution - Tier 3 - 5QU CoRE ¦ 2QU LoRE | Non-Red Flag Warning - Large Fires | Vegetation Contact | Aggregated | 2042 | 6.7365e-06 | 527.1275 | 0.003551 | 2042 | Mitigation | 0.95 | 45 | 0 | esc | 0.00097009 | 6.535e-09 | 0.00097009 | 6.535e-09 | 0.03606 | 1.0034e-08 | 0.013666 | 4.3356e-09
[120 empty] | 7.3.3.17.5 (Remote Grid) Updates to grid topology to minimize risk of ignition in HFTDs Remote GridWLDFRVegetation ContactAggregated | WLDFR | HFTD - Distribution - Tier 3 - 5QU CoRE ¦ 2QU LoRE | Non-Red Flag Warning - Large Fires | Vegetation Contact | Aggregated | 2043 | 6.7365e-06 | 527.1275 | 0.003551 | 2043 | Mitigation | 0.95 | 45 | 0 | esc | 0.00097009 | 6.535e-09 | 0.00097009 | 6.535e-09 | 0.03606 | 1.0034e-08 | 0.013666 | 4.3356e-09
[120 empty] | 7.3.3.17.5 (Remote Grid) Updates to grid topology to minimize risk of ignition in HFTDs Remote GridWLDFRVegetation ContactAggregated | WLDFR | HFTD - Distribution - Tier 3 - 5QU CoRE ¦ 2QU LoRE | Non-Red Flag Warning - Large Fires | Vegetation Contact | Aggregated | 2044 | 6.7365e-06 | 527.1275 | 0.003551 | 2044 | Mitigation | 0.95 | 45 | 0 | esc | 0.00097009 | 6.535e-09 | 0.00097009 | 6.535e-09 | 0.03606 | 1.0034e-08 | 0.013666 | 4.3356e-09
[120 empty] | 7.3.3.17.5 (Remote Grid) Updates to grid topology to minimize risk of ignition in HFTDs Remote GridWLDFRVegetation ContactAggregated | WLDFR | HFTD - Distribution - Tier 3 - 5QU CoRE ¦ 2QU LoRE | Non-Red Flag Warning - Large Fires | Vegetation Contact | Aggregated | 2045 | 6.7365e-06 | 527.1275 | 0.003551 | 2045 | Mitigation | 0.95 | 45 | 0 | esc | 0.00097009 | 6.535e-09 | 0.00097009 | 6.535e-09 | 0.03606 | 1.0034e-08 | 0.013666 | 4.3356e-09
[120 empty] | 7.3.3.17.5 (Remote Grid) Updates to grid topology to minimize risk of ignition in HFTDs Remote GridWLDFRVegetation ContactAggregated | WLDFR | HFTD - Distribution - Tier 3 - 5QU CoRE ¦ 2QU LoRE | Non-Red Flag Warning - Large Fires | Vegetation Contact | Aggregated | 2046 | 6.7365e-06 | 527.1275 | 0.003551 | 2046 | Mitigation | 0.95 | 45 | 0 | esc | 0.00097009 | 6.535e-09 | 0.00097009 | 6.535e-09 | 0.03606 | 1.0034e-08 | 0.013666 | 4.3356e-09
[120 empty] | 7.3.3.17.5 (Remote Grid) Updates to grid topology to minimize risk of ignition in HFTDs Remote GridWLDFRVegetation ContactAggregated | WLDFR | HFTD - Distribution - Tier 3 - 5QU CoRE ¦ 2QU LoRE | Non-Red Flag Warning - Large Fires | Vegetation Contact | Aggregated | 2047 | 6.7365e-06 | 527.1275 | 0.003551 | 2047 | Mitigation | 0.95 | 45 | 0 | esc | 0.00097009 | 6.535e-09 | 0.00097009 | 6.535e-09 | 0.03606 | 1.0034e-08 | 0.013666 | 4.3356e-09
[120 empty] | 7.3.3.17.5 (Remote Grid) Updates to grid topology to minimize risk of ignition in HFTDs Remote GridWLDFRVegetation ContactAggregated | WLDFR | HFTD - Distribution - Tier 3 - 5QU CoRE ¦ 2QU LoRE | Non-Red Flag Warning - Large Fires | Vegetation Contact | Aggregated | 2048 | 6.7365e-06 | 527.1275 | 0.003551 | 2048 | Mitigation | 0.95 | 45 | 0 | esc | 0.00097009 | 6.535e-09 | 0.00097009 | 6.535e-09 | 0.03606 | 1.0034e-08 | 0.013666 | 4.3356e-09
[120 empty] | 7.3.3.17.5 (Remote Grid) Updates to grid topology to minimize risk of ignition in HFTDs Remote GridWLDFRVegetation ContactAggregated | WLDFR | HFTD - Distribution - Tier 3 - 5QU CoRE ¦ 2QU LoRE | Non-Red Flag Warning - Large Fires | Vegetation Contact | Aggregated | 2049 | 6.7365e-06 | 527.1275 | 0.003551 | 2049 | Mitigation | 0.95 | 45 | 0 | esc | 0.00097009 | 6.535e-09 | 0.00097009 | 6.535e-09 | 0.03606 | 1.0034e-08 | 0.013666 | 4.3356e-09
[120 empty] | 7.3.3.17.5 (Remote Grid) Updates to grid topology to minimize risk of ignition in HFTDs Remote GridWLDFRVegetation ContactAggregated | WLDFR | HFTD - Distribution - Tier 3 - 5QU CoRE ¦ 2QU LoRE | Non-Red Flag Warning - Large Fires | Vegetation Contact | Aggregated | 2050 | 6.7365e-06 | 527.1275 | 0.003551 | 2050 | Mitigation | 0.95 | 45 | 0 | esc | 0.00097009 | 6.535e-09 | 0.00097009 | 6.535e-09 | 0.03606 | 1.0034e-08 | 0.013666 | 4.3356e-09
[120 empty] | 7.3.3.17.5 (Remote Grid) Updates to grid topology to minimize risk of ignition in HFTDs Remote GridWLDFRVegetation ContactAggregated | WLDFR | HFTD - Distribution - Tier 3 - 5QU CoRE ¦ 2QU LoRE | Non-Red Flag Warning - Large Fires | Vegetation Contact | Aggregated | 2051 | 6.7365e-06 | 527.1275 | 0.003551 | 2051 | Mitigation | 0.95 | 45 | 0 | esc | 0.00097009 | 6.535e-09 | 0.00097009 | 6.535e-09 | 0.03606 | 1.0034e-08 | 0.013666 | 4.3356e-09
[120 empty] | 7.3.3.17.5 (Remote Grid) Updates to grid topology to minimize risk of ignition in HFTDs Remote GridWLDFRVegetation ContactAggregated | WLDFR | HFTD - Distribution - Tier 3 - 5QU CoRE ¦ 2QU LoRE | Non-Red Flag Warning - Large Fires | Vegetation Contact | Aggregated | 2052 | 6.7365e-06 | 527.1275 | 0.003551 | 2052 | Mitigation | 0.95 | 45 | 0 | esc | 0.00097009 | 6.535e-09 | 0.00097009 | 6.535e-09 | 0 | 0 | 0.013666 | 4.3356e-09
[120 empty] | 7.3.3.17.5 (Remote Grid) Updates to grid topology to minimize risk of ignition in HFTDs Remote GridWLDFRVegetation ContactAggregated | WLDFR | HFTD - Distribution - Tier 3 - 5QU CoRE ¦ 2QU LoRE | Non-Red Flag Warning - Large Fires | Vegetation Contact | Aggregated | 2053 | 6.7365e-06 | 527.1275 | 0.003551 | 2053 | Mitigation | 0.95 | 45 | 0 | esc | 0.00097009 | 6.535e-09 | 0.00097009 | 6.535e-09 | 0.03606 | 1.3926e-07 | 0.013666 | 4.3356e-09
[120 empty] | 7.3.3.17.5 (Remote Grid) Updates to grid topology to minimize risk of ignition in HFTDs Remote GridWLDFRVegetation ContactAggregated | WLDFR | HFTD - Distribution - Tier 3 - 5QU CoRE ¦ 2QU LoRE | Non-Red Flag Warning - Large Fires | Vegetation Contact | Aggregated | 2054 | 6.7365e-06 | 527.1275 | 0.003551 | 2054 | Mitigation | 0.95 | 45 | 0 | esc | 0.00097009 | 6.535e-09 | 0.00097009 | 6.535e-09 | 0.03606 | 1.3926e-07 | 0.013666 | 4.3356e-09
[120 empty] | 7.3.3.17.5 (Remote Grid) Updates to grid topology to minimize risk of ignition in HFTDs Remote GridWLDFRVegetation ContactAggregated | WLDFR | HFTD - Distribution - Tier 3 - 5QU CoRE ¦ 2QU LoRE | Non-Red Flag Warning - Large Fires | Vegetation Contact | Aggregated | 2055 | 6.7365e-06 | 527.1275 | 0.003551 | 2055 | Mitigation | 0.95 | 45 | 0 | esc | 0.00097009 | 6.535e-09 | 0.00097009 | 6.535e-09 | 0.03606 | 1.3926e-07 | 0.013666 | 4.3356e-09
[120 empty] | 7.3.3.17.5 (Remote Grid) Updates to grid topology to minimize risk of ignition in HFTDs Remote GridWLDFRVegetation ContactAggregated | WLDFR | HFTD - Distribution - Tier 3 - 5QU CoRE ¦ 2QU LoRE | Non-Red Flag Warning - Large Fires | Vegetation Contact | Aggregated | 2056 | 6.7365e-06 | 527.1275 | 0.003551 | 2056 | Mitigation | 0.95 | 45 | 0 | esc | 0.00097009 | 6.535e-09 | 0.00097009 | 6.535e-09 | 0.03606 | 1.3926e-07 | 0.013666 | 4.3356e-09
[120 empty] | 7.3.3.17.5 (Remote Grid) Updates to grid topology to minimize risk of ignition in HFTDs Remote GridWLDFRVegetation ContactAggregated | WLDFR | HFTD - Distribution - Tier 3 - 5QU CoRE ¦ 2QU LoRE | Non-Red Flag Warning - Large Fires | Vegetation Contact | Aggregated | 2057 | 6.7365e-06 | 527.1275 | 0.003551 | 2057 | Mitigation | 0.95 | 45 | 0 | esc | 0.00097009 | 6.535e-09 | 0.00097009 | 6.535e-09 | 0.03606 | 1.3926e-07 | 0.013666 | 4.3356e-09
[120 empty] | 7.3.3.17.5 (Remote Grid) Updates to grid topology to minimize risk of ignition in HFTDs Remote GridWLDFRVegetation ContactAggregated | WLDFR | HFTD - Distribution - Tier 3 - 5QU CoRE ¦ 2QU LoRE | Non-Red Flag Warning - Large Fires | Vegetation Contact | Aggregated | 2058 | 6.7365e-06 | 527.1275 | 0.003551 | 2058 | Mitigation | 0.95 | 45 | 0 | esc | 0.00097009 | 6.535e-09 | 0.00097009 | 6.535e-09 | 0.03606 | 1.3926e-07 | 0.013666 | 4.3356e-09
[120 empty] | 7.3.3.17.5 (Remote Grid) Updates to grid topology to minimize risk of ignition in HFTDs Remote GridWLDFRVegetation ContactAggregated | WLDFR | HFTD - Distribution - Tier 3 - 5QU CoRE ¦ 2QU LoRE | Non-Red Flag Warning - Large Fires | Vegetation Contact | Aggregated | 2059 | 6.7365e-06 | 527.1275 | 0.003551 | 2059 | Mitigation | 0.95 | 45 | 0 | esc | 0.00097009 | 6.535e-09 | 0.00097009 | 6.535e-09 | 0.03606 | 1.3926e-07 | 0.013666 | 4.3356e-09
[120 empty] | 7.3.3.17.5 (Remote Grid) Updates to grid topology to minimize risk of ignition in HFTDs Remote GridWLDFRVegetation ContactAggregated | WLDFR | HFTD - Distribution - Tier 3 - 5QU CoRE ¦ 2QU LoRE | Non-Red Flag Warning - Large Fires | Vegetation Contact | Aggregated | 2060 | 6.7365e-06 | 527.1275 | 0.003551 | 2060 | Mitigation | 0.95 | 45 | 0 | esc | 0.00097009 | 6.535e-09 | 0.00097009 | 6.535e-09 | 0.03606 | 1.3926e-07 | 0.013666 | 4.3356e-09
[120 empty] | 7.3.3.17.5 (Remote Grid) Updates to grid topology to minimize risk of ignition in HFTDs Remote GridWLDFRVegetation ContactAggregated | WLDFR | HFTD - Distribution - Tier 3 - 5QU CoRE ¦ 2QU LoRE | Non-Red Flag Warning - Large Fires | Vegetation Contact | Aggregated | 2061 | 6.7365e-06 | 527.1275 | 0.003551 | 2061 | Mitigation | 0.95 | 45 | 0 | esc | 0.00097009 | 6.535e-09 | 0.00097009 | 6.535e-09 | 0.03606 | 1.3926e-07 | 0.013666 | 4.3356e-09
[120 empty] | 7.3.3.17.5 (Remote Grid) Updates to grid topology to minimize risk of ignition in HFTDs Remote GridWLDFRVegetation ContactAggregated | WLDFR | HFTD - Distribution - Tier 3 - 5QU CoRE ¦ 2QU LoRE | Non-Red Flag Warning - Large Fires | Vegetation Contact | Aggregated | 2062 | 6.7365e-06 | 527.1275 | 0.003551 | 2062 | Mitigation | 0.95 | 45 | 0 | esc | 0.00097009 | 6.535e-09 | 0.00097009 | 6.535e-09 | 0.03606 | 1.3926e-07 | 0.013666 | 4.3356e-09
[120 empty] | 7.3.3.17.5 (Remote Grid) Updates to grid topology to minimize risk of ignition in HFTDs Remote GridWLDFRVegetation ContactAggregated | WLDFR | HFTD - Distribution - Tier 3 - 5QU CoRE ¦ 2QU LoRE | Non-Red Flag Warning - Large Fires | Vegetation Contact | Aggregated | 2063 | 6.7365e-06 | 527.1275 | 0.003551 | 2063 | Mitigation | 0.95 | 45 | 0 | esc | 0.00097009 | 6.535e-09 | 0.00097009 | 6.535e-09 | 0.03606 | 1.3926e-07 | 0.013666 | 4.3356e-09
[120 empty] | 7.3.3.17.5 (Remote Grid) Updates to grid topology to minimize risk of ignition in HFTDs Remote GridWLDFRVegetation ContactAggregated | WLDFR | HFTD - Distribution - Tier 3 - 5QU CoRE ¦ 2QU LoRE | Non-Red Flag Warning - Large Fires | Vegetation Contact | Aggregated | 2064 | 6.7365e-06 | 527.1275 | 0.003551 | 2064 | Mitigation | 0.95 | 45 | 0 | esc | 0.00097009 | 6.535e-09 | 0.00097009 | 6.535e-09 | 0.03606 | 1.3926e-07 | 0.013666 | 4.3356e-09
[120 empty] | 7.3.3.17.5 (Remote Grid) Updates to grid topology to minimize risk of ignition in HFTDs Remote GridWLDFRVegetation ContactAggregated | WLDFR | HFTD - Distribution - Tier 3 - 5QU CoRE ¦ 2QU LoRE | Non-Red Flag Warning - Large Fires | Vegetation Contact | Aggregated | 2065 | 6.7365e-06 | 527.1275 | 0.003551 | 2065 | Mitigation | 0.95 | 45 | 0 | esc | 0.00097009 | 6.535e-09 | 0.00097009 | 6.535e-09 | 0.03606 | 1.3926e-07 | 0.013666 | 4.3356e-09
[120 empty] | 7.3.3.17.5 (Remote Grid) Updates to grid topology to minimize risk of ignition in HFTDs Remote GridWLDFRVegetation ContactAggregated | WLDFR | HFTD - Distribution - Tier 3 - 5QU CoRE ¦ 2QU LoRE | Non-Red Flag Warning - Large Fires | Vegetation Contact | Aggregated | 2066 | 6.7365e-06 | 527.1275 | 0.003551 | 2066 | Mitigation | 0.95 | 45 | 0 | esc | 0.00097009 | 6.535e-09 | 0.00097009 | 6.535e-09 | 0.03606 | 1.3926e-07 | 0.013666 | 4.3356e-09
[120 empty] | 7.3.3.17.5 (Remote Grid) Updates to grid topology to minimize risk of ignition in HFTDs Remote GridWLDFRVegetation ContactAggregated | WLDFR | HFTD - Distribution - Tier 3 - 5QU CoRE ¦ 2QU LoRE | Non-Red Flag Warning - Large Fires | Vegetation Contact | Aggregated | 2067 | 6.7365e-06 | 527.1275 | 0.003551 | 2067 | Mitigation | 0.95 | 45 | 0 | esc | 0 | 0 | 0.00097009 | 6.535e-09 | 0.03606 | 1.3926e-07 | 0.013666 | 4.3356e-09
[120 empty] | 7.3.3.17.5 (Remote Grid) Updates to grid topology to minimize risk of ignition in HFTDs Remote GridWLDFRWire-to-wire contactAggregated | WLDFR | HFTD - Distribution - Tier 3 - 5QU CoRE ¦ 2QU LoRE | Non-Red Flag Warning - Large Fires | Wire-to-wire contact | Aggregated | 2022 | 3.2061e-07 | 527.1275 | 0.000169 | 2022 | Mitigation | 0.95 | 45 | 0 | esc | 0.00097009 | 3.1102e-10 | 0 | 0 | 0.03606 | 1.3926e-07 | 0 | 0
[120 empty] | 7.3.3.17.5 (Remote Grid) Updates to grid topology to minimize risk of ignition in HFTDs Remote GridWLDFRWire-to-wire contactAggregated | WLDFR | HFTD - Distribution - Tier 3 - 5QU CoRE ¦ 2QU LoRE | Non-Red Flag Warning - Large Fires | Wire-to-wire contact | Aggregated | 2023 | 3.2061e-07 | 527.1275 | 0.000169 | 2023 | Mitigation | 0.95 | 45 | 0 | esc | 0.00097009 | 3.1102e-10 | 0.00097009 | 3.1102e-10 | 0.03606 | 1.3926e-07 | 0 | 0
[120 empty] | 7.3.3.17.5 (Remote Grid) Updates to grid topology to minimize risk of ignition in HFTDs Remote GridWLDFRWire-to-wire contactAggregated | WLDFR | HFTD - Distribution - Tier 3 - 5QU CoRE ¦ 2QU LoRE | Non-Red Flag Warning - Large Fires | Wire-to-wire contact | Aggregated | 2024 | 3.2061e-07 | 527.1275 | 0.000169 | 2024 | Mitigation | 0.95 | 45 | 0 | esc | 0.00097009 | 3.1102e-10 | 0.00097009 | 3.1102e-10 | 0.03606 | 1.3926e-07 | 0.0063316 | 9.2969e-11
[120 empty] | 7.3.3.17.5 (Remote Grid) Updates to grid topology to minimize risk of ignition in HFTDs Remote GridWLDFRWire-to-wire contactAggregated | WLDFR | HFTD - Distribution - Tier 3 - 5QU CoRE ¦ 2QU LoRE | Non-Red Flag Warning - Large Fires | Wire-to-wire contact | Aggregated | 2025 | 3.2061e-07 | 527.1275 | 0.000169 | 2025 | Mitigation | 0.95 | 45 | 0 | esc | 0.00097009 | 3.1102e-10 | 0.00097009 | 3.1102e-10 | 0.03606 | 1.3926e-07 | 0.0063316 | 9.2969e-11
[120 empty] | 7.3.3.17.5 (Remote Grid) Updates to grid topology to minimize risk of ignition in HFTDs Remote GridWLDFRWire-to-wire contactAggregated | WLDFR | HFTD - Distribution - Tier 3 - 5QU CoRE ¦ 2QU LoRE | Non-Red Flag Warning - Large Fires | Wire-to-wire contact | Aggregated | 2026 | 3.2061e-07 | 527.1275 | 0.000169 | 2026 | Mitigation | 0.95 | 45 | 0 | esc | 0.00097009 | 3.1102e-10 | 0.00097009 | 3.1102e-10 | 0.03606 | 1.3926e-07 | 0.0063316 | 9.2969e-11
[120 empty] | 7.3.3.17.5 (Remote Grid) Updates to grid topology to minimize risk of ignition in HFTDs Remote GridWLDFRWire-to-wire contactAggregated | WLDFR | HFTD - Distribution - Tier 3 - 5QU CoRE ¦ 2QU LoRE | Non-Red Flag Warning - Large Fires | Wire-to-wire contact | Aggregated | 2027 | 3.2061e-07 | 527.1275 | 0.000169 | 2027 | Mitigation | 0.95 | 45 | 0 | esc | 0.00097009 | 3.1102e-10 | 0.00097009 | 3.1102e-10 | 0.03606 | 1.3926e-07 | 0.0063316 | 9.2969e-11
[120 empty] | 7.3.3.17.5 (Remote Grid) Updates to grid topology to minimize risk of ignition in HFTDs Remote GridWLDFRWire-to-wire contactAggregated | WLDFR | HFTD - Distribution - Tier 3 - 5QU CoRE ¦ 2QU LoRE | Non-Red Flag Warning - Large Fires | Wire-to-wire contact | Aggregated | 2028 | 3.2061e-07 | 527.1275 | 0.000169 | 2028 | Mitigation | 0.95 | 45 | 0 | esc | 0.00097009 | 3.1102e-10 | 0.00097009 | 3.1102e-10 | 0.03606 | 1.3926e-07 | 0.0063316 | 9.2969e-11
[120 empty] | 7.3.3.17.5 (Remote Grid) Updates to grid topology to minimize risk of ignition in HFTDs Remote GridWLDFRWire-to-wire contactAggregated | WLDFR | HFTD - Distribution - Tier 3 - 5QU CoRE ¦ 2QU LoRE | Non-Red Flag Warning - Large Fires | Wire-to-wire contact | Aggregated | 2029 | 3.2061e-07 | 527.1275 | 0.000169 | 2029 | Mitigation | 0.95 | 45 | 0 | esc | 0.00097009 | 3.1102e-10 | 0.00097009 | 3.1102e-10 | 0.03606 | 1.3926e-07 | 0.0063316 | 9.2969e-11
[120 empty] | 7.3.3.17.5 (Remote Grid) Updates to grid topology to minimize risk of ignition in HFTDs Remote GridWLDFRWire-to-wire contactAggregated | WLDFR | HFTD - Distribution - Tier 3 - 5QU CoRE ¦ 2QU LoRE | Non-Red Flag Warning - Large Fires | Wire-to-wire contact | Aggregated | 2030 | 3.2061e-07 | 527.1275 | 0.000169 | 2030 | Mitigation | 0.95 | 45 | 0 | esc | 0.00097009 | 3.1102e-10 | 0.00097009 | 3.1102e-10 | 0.03606 | 1.3926e-07 | 0.0063316 | 9.2969e-11
[120 empty] | 7.3.3.17.5 (Remote Grid) Updates to grid topology to minimize risk of ignition in HFTDs Remote GridWLDFRWire-to-wire contactAggregated | WLDFR | HFTD - Distribution - Tier 3 - 5QU CoRE ¦ 2QU LoRE | Non-Red Flag Warning - Large Fires | Wire-to-wire contact | Aggregated | 2031 | 3.2061e-07 | 527.1275 | 0.000169 | 2031 | Mitigation | 0.95 | 45 | 0 | esc | 0.00097009 | 3.1102e-10 | 0.00097009 | 3.1102e-10 | 0.03606 | 1.3926e-07 | 0.0063316 | 9.2969e-11
[120 empty] | 7.3.3.17.5 (Remote Grid) Updates to grid topology to minimize risk of ignition in HFTDs Remote GridWLDFRWire-to-wire contactAggregated | WLDFR | HFTD - Distribution - Tier 3 - 5QU CoRE ¦ 2QU LoRE | Non-Red Flag Warning - Large Fires | Wire-to-wire contact | Aggregated | 2032 | 3.2061e-07 | 527.1275 | 0.000169 | 2032 | Mitigation | 0.95 | 45 | 0 | esc | 0.00097009 | 3.1102e-10 | 0.00097009 | 3.1102e-10 | 0.03606 | 1.3926e-07 | 0.0063316 | 9.2969e-11
[120 empty] | 7.3.3.17.5 (Remote Grid) Updates to grid topology to minimize risk of ignition in HFTDs Remote GridWLDFRWire-to-wire contactAggregated | WLDFR | HFTD - Distribution - Tier 3 - 5QU CoRE ¦ 2QU LoRE | Non-Red Flag Warning - Large Fires | Wire-to-wire contact | Aggregated | 2033 | 3.2061e-07 | 527.1275 | 0.000169 | 2033 | Mitigation | 0.95 | 45 | 0 | esc | 0.00097009 | 3.1102e-10 | 0.00097009 | 3.1102e-10 | 0.03606 | 1.3926e-07 | 0.0063316 | 9.2969e-11
[120 empty] | 7.3.3.17.5 (Remote Grid) Updates to grid topology to minimize risk of ignition in HFTDs Remote GridWLDFRWire-to-wire contactAggregated | WLDFR | HFTD - Distribution - Tier 3 - 5QU CoRE ¦ 2QU LoRE | Non-Red Flag Warning - Large Fires | Wire-to-wire contact | Aggregated | 2034 | 3.2061e-07 | 527.1275 | 0.000169 | 2034 | Mitigation | 0.95 | 45 | 0 | esc | 0.00097009 | 3.1102e-10 | 0.00097009 | 3.1102e-10 | 0.03606 | 1.3926e-07 | 0.0063316 | 9.2969e-11
[120 empty] | 7.3.3.17.5 (Remote Grid) Updates to grid topology to minimize risk of ignition in HFTDs Remote GridWLDFRWire-to-wire contactAggregated | WLDFR | HFTD - Distribution - Tier 3 - 5QU CoRE ¦ 2QU LoRE | Non-Red Flag Warning - Large Fires | Wire-to-wire contact | Aggregated | 2035 | 3.2061e-07 | 527.1275 | 0.000169 | 2035 | Mitigation | 0.95 | 45 | 0 | esc | 0.00097009 | 3.1102e-10 | 0.00097009 | 3.1102e-10 | 0.03606 | 1.3926e-07 | 0.0063316 | 9.2969e-11
[120 empty] | 7.3.3.17.5 (Remote Grid) Updates to grid topology to minimize risk of ignition in HFTDs Remote GridWLDFRWire-to-wire contactAggregated | WLDFR | HFTD - Distribution - Tier 3 - 5QU CoRE ¦ 2QU LoRE | Non-Red Flag Warning - Large Fires | Wire-to-wire contact | Aggregated | 2036 | 3.2061e-07 | 527.1275 | 0.000169 | 2036 | Mitigation | 0.95 | 45 | 0 | esc | 0.00097009 | 3.1102e-10 | 0.00097009 | 3.1102e-10 | 0.03606 | 1.3926e-07 | 0.0063316 | 9.2969e-11
[120 empty] | 7.3.3.17.5 (Remote Grid) Updates to grid topology to minimize risk of ignition in HFTDs Remote GridWLDFRWire-to-wire contactAggregated | WLDFR | HFTD - Distribution - Tier 3 - 5QU CoRE ¦ 2QU LoRE | Non-Red Flag Warning - Large Fires | Wire-to-wire contact | Aggregated | 2037 | 3.2061e-07 | 527.1275 | 0.000169 | 2037 | Mitigation | 0.95 | 45 | 0 | esc | 0.00097009 | 3.1102e-10 | 0.00097009 | 3.1102e-10 | 0.03606 | 1.3926e-07 | 0.0063316 | 9.2969e-11
[120 empty] | 7.3.3.17.5 (Remote Grid) Updates to grid topology to minimize risk of ignition in HFTDs Remote GridWLDFRWire-to-wire contactAggregated | WLDFR | HFTD - Distribution - Tier 3 - 5QU CoRE ¦ 2QU LoRE | Non-Red Flag Warning - Large Fires | Wire-to-wire contact | Aggregated | 2038 | 3.2061e-07 | 527.1275 | 0.000169 | 2038 | Mitigation | 0.95 | 45 | 0 | esc | 0.00097009 | 3.1102e-10 | 0.00097009 | 3.1102e-10 | 0.03606 | 1.3926e-07 | 0.0063316 | 9.2969e-11
[120 empty] | 7.3.3.17.5 (Remote Grid) Updates to grid topology to minimize risk of ignition in HFTDs Remote GridWLDFRWire-to-wire contactAggregated | WLDFR | HFTD - Distribution - Tier 3 - 5QU CoRE ¦ 2QU LoRE | Non-Red Flag Warning - Large Fires | Wire-to-wire contact | Aggregated | 2039 | 3.2061e-07 | 527.1275 | 0.000169 | 2039 | Mitigation | 0.95 | 45 | 0 | esc | 0.00097009 | 3.1102e-10 | 0.00097009 | 3.1102e-10 | 0.03606 | 1.3926e-07 | 0.0063316 | 9.2969e-11
[120 empty] | 7.3.3.17.5 (Remote Grid) Updates to grid topology to minimize risk of ignition in HFTDs Remote GridWLDFRWire-to-wire contactAggregated | WLDFR | HFTD - Distribution - Tier 3 - 5QU CoRE ¦ 2QU LoRE | Non-Red Flag Warning - Large Fires | Wire-to-wire contact | Aggregated | 2040 | 3.2061e-07 | 527.1275 | 0.000169 | 2040 | Mitigation | 0.95 | 45 | 0 | esc | 0.00097009 | 3.1102e-10 | 0.00097009 | 3.1102e-10 | 0.03606 | 1.3926e-07 | 0.0063316 | 9.2969e-11
[120 empty] | 7.3.3.17.5 (Remote Grid) Updates to grid topology to minimize risk of ignition in HFTDs Remote GridWLDFRWire-to-wire contactAggregated | WLDFR | HFTD - Distribution - Tier 3 - 5QU CoRE ¦ 2QU LoRE | Non-Red Flag Warning - Large Fires | Wire-to-wire contact | Aggregated | 2041 | 3.2061e-07 | 527.1275 | 0.000169 | 2041 | Mitigation | 0.95 | 45 | 0 | esc | 0.00097009 | 3.1102e-10 | 0.00097009 | 3.1102e-10 | 0.03606 | 1.3926e-07 | 0.0063316 | 9.2969e-11
[120 empty] | 7.3.3.17.5 (Remote Grid) Updates to grid topology to minimize risk of ignition in HFTDs Remote GridWLDFRWire-to-wire contactAggregated | WLDFR | HFTD - Distribution - Tier 3 - 5QU CoRE ¦ 2QU LoRE | Non-Red Flag Warning - Large Fires | Wire-to-wire contact | Aggregated | 2042 | 3.2061e-07 | 527.1275 | 0.000169 | 2042 | Mitigation | 0.95 | 45 | 0 | esc | 0.00097009 | 3.1102e-10 | 0.00097009 | 3.1102e-10 | 0.03606 | 1.3926e-07 | 0.0063316 | 9.2969e-11
[120 empty] | 7.3.3.17.5 (Remote Grid) Updates to grid topology to minimize risk of ignition in HFTDs Remote GridWLDFRWire-to-wire contactAggregated | WLDFR | HFTD - Distribution - Tier 3 - 5QU CoRE ¦ 2QU LoRE | Non-Red Flag Warning - Large Fires | Wire-to-wire contact | Aggregated | 2043 | 3.2061e-07 | 527.1275 | 0.000169 | 2043 | Mitigation | 0.95 | 45 | 0 | esc | 0.00097009 | 3.1102e-10 | 0.00097009 | 3.1102e-10 | 0.03606 | 1.3926e-07 | 0.0063316 | 9.2969e-11
[120 empty] | 7.3.3.17.5 (Remote Grid) Updates to grid topology to minimize risk of ignition in HFTDs Remote GridWLDFRWire-to-wire contactAggregated | WLDFR | HFTD - Distribution - Tier 3 - 5QU CoRE ¦ 2QU LoRE | Non-Red Flag Warning - Large Fires | Wire-to-wire contact | Aggregated | 2044 | 3.2061e-07 | 527.1275 | 0.000169 | 2044 | Mitigation | 0.95 | 45 | 0 | esc | 0.00097009 | 3.1102e-10 | 0.00097009 | 3.1102e-10 | 0.03606 | 1.3926e-07 | 0.0063316 | 9.2969e-11
[120 empty] | 7.3.3.17.5 (Remote Grid) Updates to grid topology to minimize risk of ignition in HFTDs Remote GridWLDFRWire-to-wire contactAggregated | WLDFR | HFTD - Distribution - Tier 3 - 5QU CoRE ¦ 2QU LoRE | Non-Red Flag Warning - Large Fires | Wire-to-wire contact | Aggregated | 2045 | 3.2061e-07 | 527.1275 | 0.000169 | 2045 | Mitigation | 0.95 | 45 | 0 | esc | 0.00097009 | 3.1102e-10 | 0.00097009 | 3.1102e-10 | 0.03606 | 1.3926e-07 | 0.0063316 | 9.2969e-11
[120 empty] | 7.3.3.17.5 (Remote Grid) Updates to grid topology to minimize risk of ignition in HFTDs Remote GridWLDFRWire-to-wire contactAggregated | WLDFR | HFTD - Distribution - Tier 3 - 5QU CoRE ¦ 2QU LoRE | Non-Red Flag Warning - Large Fires | Wire-to-wire contact | Aggregated | 2046 | 3.2061e-07 | 527.1275 | 0.000169 | 2046 | Mitigation | 0.95 | 45 | 0 | esc | 0.00097009 | 3.1102e-10 | 0.00097009 | 3.1102e-10 | 0.03606 | 1.3926e-07 | 0.0063316 | 9.2969e-11
[120 empty] | 7.3.3.17.5 (Remote Grid) Updates to grid topology to minimize risk of ignition in HFTDs Remote GridWLDFRWire-to-wire contactAggregated | WLDFR | HFTD - Distribution - Tier 3 - 5QU CoRE ¦ 2QU LoRE | Non-Red Flag Warning - Large Fires | Wire-to-wire contact | Aggregated | 2047 | 3.2061e-07 | 527.1275 | 0.000169 | 2047 | Mitigation | 0.95 | 45 | 0 | esc | 0.00097009 | 3.1102e-10 | 0.00097009 | 3.1102e-10 | 0.03606 | 1.3926e-07 | 0.0063316 | 9.2969e-11
[120 empty] | 7.3.3.17.5 (Remote Grid) Updates to grid topology to minimize risk of ignition in HFTDs Remote GridWLDFRWire-to-wire contactAggregated | WLDFR | HFTD - Distribution - Tier 3 - 5QU CoRE ¦ 2QU LoRE | Non-Red Flag Warning - Large Fires | Wire-to-wire contact | Aggregated | 2048 | 3.2061e-07 | 527.1275 | 0.000169 | 2048 | Mitigation | 0.95 | 45 | 0 | esc | 0.00097009 | 3.1102e-10 | 0.00097009 | 3.1102e-10 | 0.03606 | 1.3926e-07 | 0.0063316 | 9.2969e-11
[120 empty] | 7.3.3.17.5 (Remote Grid) Updates to grid topology to minimize risk of ignition in HFTDs Remote GridWLDFRWire-to-wire contactAggregated | WLDFR | HFTD - Distribution - Tier 3 - 5QU CoRE ¦ 2QU LoRE | Non-Red Flag Warning - Large Fires | Wire-to-wire contact | Aggregated | 2049 | 3.2061e-07 | 527.1275 | 0.000169 | 2049 | Mitigation | 0.95 | 45 | 0 | esc | 0.00097009 | 3.1102e-10 | 0.00097009 | 3.1102e-10 | 0.03606 | 1.3926e-07 | 0.0063316 | 9.2969e-11
[120 empty] | 7.3.3.17.5 (Remote Grid) Updates to grid topology to minimize risk of ignition in HFTDs Remote GridWLDFRWire-to-wire contactAggregated | WLDFR | HFTD - Distribution - Tier 3 - 5QU CoRE ¦ 2QU LoRE | Non-Red Flag Warning - Large Fires | Wire-to-wire contact | Aggregated | 2050 | 3.2061e-07 | 527.1275 | 0.000169 | 2050 | Mitigation | 0.95 | 45 | 0 | esc | 0.00097009 | 3.1102e-10 | 0.00097009 | 3.1102e-10 | 0.03606 | 1.3926e-07 | 0.0063316 | 9.2969e-11
[120 empty] | 7.3.3.17.5 (Remote Grid) Updates to grid topology to minimize risk of ignition in HFTDs Remote GridWLDFRWire-to-wire contactAggregated | WLDFR | HFTD - Distribution - Tier 3 - 5QU CoRE ¦ 2QU LoRE | Non-Red Flag Warning - Large Fires | Wire-to-wire contact | Aggregated | 2051 | 3.2061e-07 | 527.1275 | 0.000169 | 2051 | Mitigation | 0.95 | 45 | 0 | esc | 0.00097009 | 3.1102e-10 | 0.00097009 | 3.1102e-10 | 0.03606 | 1.3926e-07 | 0.0063316 | 9.2969e-11
[120 empty] | 7.3.3.17.5 (Remote Grid) Updates to grid topology to minimize risk of ignition in HFTDs Remote GridWLDFRWire-to-wire contactAggregated | WLDFR | HFTD - Distribution - Tier 3 - 5QU CoRE ¦ 2QU LoRE | Non-Red Flag Warning - Large Fires | Wire-to-wire contact | Aggregated | 2052 | 3.2061e-07 | 527.1275 | 0.000169 | 2052 | Mitigation | 0.95 | 45 | 0 | esc | 0.00097009 | 3.1102e-10 | 0.00097009 | 3.1102e-10 | 0.03606 | 1.3926e-07 | 0.0063316 | 9.2969e-11
[120 empty] | 7.3.3.17.5 (Remote Grid) Updates to grid topology to minimize risk of ignition in HFTDs Remote GridWLDFRWire-to-wire contactAggregated | WLDFR | HFTD - Distribution - Tier 3 - 5QU CoRE ¦ 2QU LoRE | Non-Red Flag Warning - Large Fires | Wire-to-wire contact | Aggregated | 2053 | 3.2061e-07 | 527.1275 | 0.000169 | 2053 | Mitigation | 0.95 | 45 | 0 | esc | 0.00097009 | 3.1102e-10 | 0.00097009 | 3.1102e-10 | 0.03606 | 1.3926e-07 | 0.0063316 | 9.2969e-11
[120 empty] | 7.3.3.17.5 (Remote Grid) Updates to grid topology to minimize risk of ignition in HFTDs Remote GridWLDFRWire-to-wire contactAggregated | WLDFR | HFTD - Distribution - Tier 3 - 5QU CoRE ¦ 2QU LoRE | Non-Red Flag Warning - Large Fires | Wire-to-wire contact | Aggregated | 2054 | 3.2061e-07 | 527.1275 | 0.000169 | 2054 | Mitigation | 0.95 | 45 | 0 | esc | 0.00097009 | 3.1102e-10 | 0.00097009 | 3.1102e-10 | 0.03606 | 1.3926e-07 | 0 | 0
[120 empty] | 7.3.3.17.5 (Remote Grid) Updates to grid topology to minimize risk of ignition in HFTDs Remote GridWLDFRWire-to-wire contactAggregated | WLDFR | HFTD - Distribution - Tier 3 - 5QU CoRE ¦ 2QU LoRE | Non-Red Flag Warning - Large Fires | Wire-to-wire contact | Aggregated | 2055 | 3.2061e-07 | 527.1275 | 0.000169 | 2055 | Mitigation | 0.95 | 45 | 0 | esc | 0.00097009 | 3.1102e-10 | 0.00097009 | 3.1102e-10 | 0.03606 | 1.3926e-07 | 0 | 0
[120 empty] | 7.3.3.17.5 (Remote Grid) Updates to grid topology to minimize risk of ignition in HFTDs Remote GridWLDFRWire-to-wire contactAggregated | WLDFR | HFTD - Distribution - Tier 3 - 5QU CoRE ¦ 2QU LoRE | Non-Red Flag Warning - Large Fires | Wire-to-wire contact | Aggregated | 2056 | 3.2061e-07 | 527.1275 | 0.000169 | 2056 | Mitigation | 0.95 | 45 | 0 | esc | 0.00097009 | 3.1102e-10 | 0.00097009 | 3.1102e-10 | 0 | 0 | 0.010957 | 1.8836e-08
[120 empty] | 7.3.3.17.5 (Remote Grid) Updates to grid topology to minimize risk of ignition in HFTDs Remote GridWLDFRWire-to-wire contactAggregated | WLDFR | HFTD - Distribution - Tier 3 - 5QU CoRE ¦ 2QU LoRE | Non-Red Flag Warning - Large Fires | Wire-to-wire contact | Aggregated | 2057 | 3.2061e-07 | 527.1275 | 0.000169 | 2057 | Mitigation | 0.95 | 45 | 0 | esc | 0.00097009 | 3.1102e-10 | 0.00097009 | 3.1102e-10 | 0.03606 | 3.04e-09 | 0.010957 | 1.8836e-08
[120 empty] | 7.3.3.17.5 (Remote Grid) Updates to grid topology to minimize risk of ignition in HFTDs Remote GridWLDFRWire-to-wire contactAggregated | WLDFR | HFTD - Distribution - Tier 3 - 5QU CoRE ¦ 2QU LoRE | Non-Red Flag Warning - Large Fires | Wire-to-wire contact | Aggregated | 2058 | 3.2061e-07 | 527.1275 | 0.000169 | 2058 | Mitigation | 0.95 | 45 | 0 | esc | 0.00097009 | 3.1102e-10 | 0.00097009 | 3.1102e-10 | 0.03606 | 3.04e-09 | 0.010957 | 1.8836e-08
[120 empty] | 7.3.3.17.5 (Remote Grid) Updates to grid topology to minimize risk of ignition in HFTDs Remote GridWLDFRWire-to-wire contactAggregated | WLDFR | HFTD - Distribution - Tier 3 - 5QU CoRE ¦ 2QU LoRE | Non-Red Flag Warning - Large Fires | Wire-to-wire contact | Aggregated | 2059 | 3.2061e-07 | 527.1275 | 0.000169 | 2059 | Mitigation | 0.95 | 45 | 0 | esc | 0.00097009 | 3.1102e-10 | 0.00097009 | 3.1102e-10 | 0.03606 | 3.04e-09 | 0.010957 | 1.8836e-08
[120 empty] | 7.3.3.17.5 (Remote Grid) Updates to grid topology to minimize risk of ignition in HFTDs Remote GridWLDFRWire-to-wire contactAggregated | WLDFR | HFTD - Distribution - Tier 3 - 5QU CoRE ¦ 2QU LoRE | Non-Red Flag Warning - Large Fires | Wire-to-wire contact | Aggregated | 2060 | 3.2061e-07 | 527.1275 | 0.000169 | 2060 | Mitigation | 0.95 | 45 | 0 | esc | 0.00097009 | 3.1102e-10 | 0.00097009 | 3.1102e-10 | 0.03606 | 3.04e-09 | 0.010957 | 1.8836e-08
[120 empty] | 7.3.3.17.5 (Remote Grid) Updates to grid topology to minimize risk of ignition in HFTDs Remote GridWLDFRWire-to-wire contactAggregated | WLDFR | HFTD - Distribution - Tier 3 - 5QU CoRE ¦ 2QU LoRE | Non-Red Flag Warning - Large Fires | Wire-to-wire contact | Aggregated | 2061 | 3.2061e-07 | 527.1275 | 0.000169 | 2061 | Mitigation | 0.95 | 45 | 0 | esc | 0.00097009 | 3.1102e-10 | 0.00097009 | 3.1102e-10 | 0.03606 | 3.04e-09 | 0.010957 | 1.8836e-08
[120 empty] | 7.3.3.17.5 (Remote Grid) Updates to grid topology to minimize risk of ignition in HFTDs Remote GridWLDFRWire-to-wire contactAggregated | WLDFR | HFTD - Distribution - Tier 3 - 5QU CoRE ¦ 2QU LoRE | Non-Red Flag Warning - Large Fires | Wire-to-wire contact | Aggregated | 2062 | 3.2061e-07 | 527.1275 | 0.000169 | 2062 | Mitigation | 0.95 | 45 | 0 | esc | 0.00097009 | 3.1102e-10 | 0.00097009 | 3.1102e-10 | 0.03606 | 3.04e-09 | 0.010957 | 1.8836e-08
[120 empty] | 7.3.3.17.5 (Remote Grid) Updates to grid topology to minimize risk of ignition in HFTDs Remote GridWLDFRWire-to-wire contactAggregated | WLDFR | HFTD - Distribution - Tier 3 - 5QU CoRE ¦ 2QU LoRE | Non-Red Flag Warning - Large Fires | Wire-to-wire contact | Aggregated | 2063 | 3.2061e-07 | 527.1275 | 0.000169 | 2063 | Mitigation | 0.95 | 45 | 0 | esc | 0.00097009 | 3.1102e-10 | 0.00097009 | 3.1102e-10 | 0.03606 | 3.04e-09 | 0.010957 | 1.8836e-08
[120 empty] | 7.3.3.17.5 (Remote Grid) Updates to grid topology to minimize risk of ignition in HFTDs Remote GridWLDFRWire-to-wire contactAggregated | WLDFR | HFTD - Distribution - Tier 3 - 5QU CoRE ¦ 2QU LoRE | Non-Red Flag Warning - Large Fires | Wire-to-wire contact | Aggregated | 2064 | 3.2061e-07 | 527.1275 | 0.000169 | 2064 | Mitigation | 0.95 | 45 | 0 | esc | 0.00097009 | 3.1102e-10 | 0.00097009 | 3.1102e-10 | 0.03606 | 3.04e-09 | 0.010957 | 1.8836e-08
[120 empty] | 7.3.3.17.5 (Remote Grid) Updates to grid topology to minimize risk of ignition in HFTDs Remote GridWLDFRWire-to-wire contactAggregated | WLDFR | HFTD - Distribution - Tier 3 - 5QU CoRE ¦ 2QU LoRE | Non-Red Flag Warning - Large Fires | Wire-to-wire contact | Aggregated | 2065 | 3.2061e-07 | 527.1275 | 0.000169 | 2065 | Mitigation | 0.95 | 45 | 0 | esc | 0.00097009 | 3.1102e-10 | 0.00097009 | 3.1102e-10 | 0.03606 | 3.04e-09 | 0.010957 | 1.8836e-08
[120 empty] | 7.3.3.17.5 (Remote Grid) Updates to grid topology to minimize risk of ignition in HFTDs Remote GridWLDFRWire-to-wire contactAggregated | WLDFR | HFTD - Distribution - Tier 3 - 5QU CoRE ¦ 2QU LoRE | Non-Red Flag Warning - Large Fires | Wire-to-wire contact | Aggregated | 2066 | 3.2061e-07 | 527.1275 | 0.000169 | 2066 | Mitigation | 0.95 | 45 | 0 | esc | 0.00097009 | 3.1102e-10 | 0.00097009 | 3.1102e-10 | 0.03606 | 3.04e-09 | 0.010957 | 1.8836e-08
[120 empty] | 7.3.3.17.5 (Remote Grid) Updates to grid topology to minimize risk of ignition in HFTDs Remote GridWLDFRWire-to-wire contactAggregated | WLDFR | HFTD - Distribution - Tier 3 - 5QU CoRE ¦ 2QU LoRE | Non-Red Flag Warning - Large Fires | Wire-to-wire contact | Aggregated | 2067 | 3.2061e-07 | 527.1275 | 0.000169 | 2067 | Mitigation | 0.95 | 45 | 0 | esc | 0 | 0 | 0.00097009 | 3.1102e-10 | 0.03606 | 3.04e-09 | 0.010957 | 1.8836e-08
[120 empty] | 7.3.3.17.5 (Remote Grid) Updates to grid topology to minimize risk of ignition in HFTDs Remote GridWLDFRContact from objectAggregated | WLDFR | HFTD - Distribution - Tier 3 - 5QU CoRE ¦ 2QU LoRE | Non-Red Flag Warning - Small Fires | Contact from object | Aggregated | 2022 | 0.00085448 | 527.1275 | 0.45042 | 2022 | Mitigation | 0.95 | 45 | 0 | esc | 0.00097009 | 8.2892e-07 | 0 | 0 | 0.03606 | 3.04e-09 | 0.010957 | 1.8836e-08
[120 empty] | 7.3.3.17.5 (Remote Grid) Updates to grid topology to minimize risk of ignition in HFTDs Remote GridWLDFRContact from objectAggregated | WLDFR | HFTD - Distribution - Tier 3 - 5QU CoRE ¦ 2QU LoRE | Non-Red Flag Warning - Small Fires | Contact from object | Aggregated | 2023 | 0.00085448 | 527.1275 | 0.45042 | 2023 | Mitigation | 0.95 | 45 | 0 | esc | 0.00097009 | 8.2892e-07 | 0.00097009 | 8.2892e-07 | 0.03606 | 3.04e-09 | 0.010957 | 1.8836e-08
[120 empty] | 7.3.3.17.5 (Remote Grid) Updates to grid topology to minimize risk of ignition in HFTDs Remote GridWLDFRContact from objectAggregated | WLDFR | HFTD - Distribution - Tier 3 - 5QU CoRE ¦ 2QU LoRE | Non-Red Flag Warning - Small Fires | Contact from object | Aggregated | 2024 | 0.00085448 | 527.1275 | 0.45042 | 2024 | Mitigation | 0.95 | 45 | 0 | esc | 0.00097009 | 8.2892e-07 | 0.00097009 | 8.2892e-07 | 0.03606 | 3.04e-09 | 0.010957 | 1.8836e-08
[120 empty] | 7.3.3.17.5 (Remote Grid) Updates to grid topology to minimize risk of ignition in HFTDs Remote GridWLDFRContact from objectAggregated | WLDFR | HFTD - Distribution - Tier 3 - 5QU CoRE ¦ 2QU LoRE | Non-Red Flag Warning - Small Fires | Contact from object | Aggregated | 2025 | 0.00085448 | 527.1275 | 0.45042 | 2025 | Mitigation | 0.95 | 45 | 0 | esc | 0.00097009 | 8.2892e-07 | 0.00097009 | 8.2892e-07 | 0.03606 | 3.04e-09 | 0.010957 | 1.8836e-08
[120 empty] | 7.3.3.17.5 (Remote Grid) Updates to grid topology to minimize risk of ignition in HFTDs Remote GridWLDFRContact from objectAggregated | WLDFR | HFTD - Distribution - Tier 3 - 5QU CoRE ¦ 2QU LoRE | Non-Red Flag Warning - Small Fires | Contact from object | Aggregated | 2026 | 0.00085448 | 527.1275 | 0.45042 | 2026 | Mitigation | 0.95 | 45 | 0 | esc | 0.00097009 | 8.2892e-07 | 0.00097009 | 8.2892e-07 | 0.03606 | 3.04e-09 | 0.010957 | 1.8836e-08
[120 empty] | 7.3.3.17.5 (Remote Grid) Updates to grid topology to minimize risk of ignition in HFTDs Remote GridWLDFRContact from objectAggregated | WLDFR | HFTD - Distribution - Tier 3 - 5QU CoRE ¦ 2QU LoRE | Non-Red Flag Warning - Small Fires | Contact from object | Aggregated | 2027 | 0.00085448 | 527.1275 | 0.45042 | 2027 | Mitigation | 0.95 | 45 | 0 | esc | 0.00097009 | 8.2892e-07 | 0.00097009 | 8.2892e-07 | 0.03606 | 3.04e-09 | 0.010957 | 1.8836e-08
[120 empty] | 7.3.3.17.5 (Remote Grid) Updates to grid topology to minimize risk of ignition in HFTDs Remote GridWLDFRContact from objectAggregated | WLDFR | HFTD - Distribution - Tier 3 - 5QU CoRE ¦ 2QU LoRE | Non-Red Flag Warning - Small Fires | Contact from object | Aggregated | 2028 | 0.00085448 | 527.1275 | 0.45042 | 2028 | Mitigation | 0.95 | 45 | 0 | esc | 0.00097009 | 8.2892e-07 | 0.00097009 | 8.2892e-07 | 0.03606 | 3.04e-09 | 0.010957 | 1.8836e-08
[120 empty] | 7.3.3.17.5 (Remote Grid) Updates to grid topology to minimize risk of ignition in HFTDs Remote GridWLDFRContact from objectAggregated | WLDFR | HFTD - Distribution - Tier 3 - 5QU CoRE ¦ 2QU LoRE | Non-Red Flag Warning - Small Fires | Contact from object | Aggregated | 2029 | 0.00085448 | 527.1275 | 0.45042 | 2029 | Mitigation | 0.95 | 45 | 0 | esc | 0.00097009 | 8.2892e-07 | 0.00097009 | 8.2892e-07 | 0.03606 | 3.04e-09 | 0.010957 | 1.8836e-08
[120 empty] | 7.3.3.17.5 (Remote Grid) Updates to grid topology to minimize risk of ignition in HFTDs Remote GridWLDFRContact from objectAggregated | WLDFR | HFTD - Distribution - Tier 3 - 5QU CoRE ¦ 2QU LoRE | Non-Red Flag Warning - Small Fires | Contact from object | Aggregated | 2030 | 0.00085448 | 527.1275 | 0.45042 | 2030 | Mitigation | 0.95 | 45 | 0 | esc | 0.00097009 | 8.2892e-07 | 0.00097009 | 8.2892e-07 | 0.03606 | 3.04e-09 | 0.010957 | 1.8836e-08
[120 empty] | 7.3.3.17.5 (Remote Grid) Updates to grid topology to minimize risk of ignition in HFTDs Remote GridWLDFRContact from objectAggregated | WLDFR | HFTD - Distribution - Tier 3 - 5QU CoRE ¦ 2QU LoRE | Non-Red Flag Warning - Small Fires | Contact from object | Aggregated | 2031 | 0.00085448 | 527.1275 | 0.45042 | 2031 | Mitigation | 0.95 | 45 | 0 | esc | 0.00097009 | 8.2892e-07 | 0.00097009 | 8.2892e-07 | 0.03606 | 3.04e-09 | 0.010957 | 1.8836e-08
[120 empty] | 7.3.3.17.5 (Remote Grid) Updates to grid topology to minimize risk of ignition in HFTDs Remote GridWLDFRContact from objectAggregated | WLDFR | HFTD - Distribution - Tier 3 - 5QU CoRE ¦ 2QU LoRE | Non-Red Flag Warning - Small Fires | Contact from object | Aggregated | 2032 | 0.00085448 | 527.1275 | 0.45042 | 2032 | Mitigation | 0.95 | 45 | 0 | esc | 0.00097009 | 8.2892e-07 | 0.00097009 | 8.2892e-07 | 0.03606 | 3.04e-09 | 0.010957 | 1.8836e-08
[120 empty] | 7.3.3.17.5 (Remote Grid) Updates to grid topology to minimize risk of ignition in HFTDs Remote GridWLDFRContact from objectAggregated | WLDFR | HFTD - Distribution - Tier 3 - 5QU CoRE ¦ 2QU LoRE | Non-Red Flag Warning - Small Fires | Contact from object | Aggregated | 2033 | 0.00085448 | 527.1275 | 0.45042 | 2033 | Mitigation | 0.95 | 45 | 0 | esc | 0.00097009 | 8.2892e-07 | 0.00097009 | 8.2892e-07 | 0.03606 | 3.04e-09 | 0.010957 | 1.8836e-08
[120 empty] | 7.3.3.17.5 (Remote Grid) Updates to grid topology to minimize risk of ignition in HFTDs Remote GridWLDFRContact from objectAggregated | WLDFR | HFTD - Distribution - Tier 3 - 5QU CoRE ¦ 2QU LoRE | Non-Red Flag Warning - Small Fires | Contact from object | Aggregated | 2034 | 0.00085448 | 527.1275 | 0.45042 | 2034 | Mitigation | 0.95 | 45 | 0 | esc | 0.00097009 | 8.2892e-07 | 0.00097009 | 8.2892e-07 | 0.03606 | 3.04e-09 | 0.010957 | 1.8836e-08
[120 empty] | 7.3.3.17.5 (Remote Grid) Updates to grid topology to minimize risk of ignition in HFTDs Remote GridWLDFRContact from objectAggregated | WLDFR | HFTD - Distribution - Tier 3 - 5QU CoRE ¦ 2QU LoRE | Non-Red Flag Warning - Small Fires | Contact from object | Aggregated | 2035 | 0.00085448 | 527.1275 | 0.45042 | 2035 | Mitigation | 0.95 | 45 | 0 | esc | 0.00097009 | 8.2892e-07 | 0.00097009 | 8.2892e-07 | 0.03606 | 3.04e-09 | 0.010957 | 1.8836e-08
[120 empty] | 7.3.3.17.5 (Remote Grid) Updates to grid topology to minimize risk of ignition in HFTDs Remote GridWLDFRContact from objectAggregated | WLDFR | HFTD - Distribution - Tier 3 - 5QU CoRE ¦ 2QU LoRE | Non-Red Flag Warning - Small Fires | Contact from object | Aggregated | 2036 | 0.00085448 | 527.1275 | 0.45042 | 2036 | Mitigation | 0.95 | 45 | 0 | esc | 0.00097009 | 8.2892e-07 | 0.00097009 | 8.2892e-07 | 0.03606 | 3.04e-09 | 0.010957 | 1.8836e-08
[120 empty] | 7.3.3.17.5 (Remote Grid) Updates to grid topology to minimize risk of ignition in HFTDs Remote GridWLDFRContact from objectAggregated | WLDFR | HFTD - Distribution - Tier 3 - 5QU CoRE ¦ 2QU LoRE | Non-Red Flag Warning - Small Fires | Contact from object | Aggregated | 2037 | 0.00085448 | 527.1275 | 0.45042 | 2037 | Mitigation | 0.95 | 45 | 0 | esc | 0.00097009 | 8.2892e-07 | 0.00097009 | 8.2892e-07 | 0.03606 | 3.04e-09 | 0.010957 | 1.8836e-08
[120 empty] | 7.3.3.17.5 (Remote Grid) Updates to grid topology to minimize risk of ignition in HFTDs Remote GridWLDFRContact from objectAggregated | WLDFR | HFTD - Distribution - Tier 3 - 5QU CoRE ¦ 2QU LoRE | Non-Red Flag Warning - Small Fires | Contact from object | Aggregated | 2038 | 0.00085448 | 527.1275 | 0.45042 | 2038 | Mitigation | 0.95 | 45 | 0 | esc | 0.00097009 | 8.2892e-07 | 0.00097009 | 8.2892e-07 | 0.03606 | 3.04e-09 | 0.010957 | 1.8836e-08
[120 empty] | 7.3.3.17.5 (Remote Grid) Updates to grid topology to minimize risk of ignition in HFTDs Remote GridWLDFRContact from objectAggregated | WLDFR | HFTD - Distribution - Tier 3 - 5QU CoRE ¦ 2QU LoRE | Non-Red Flag Warning - Small Fires | Contact from object | Aggregated | 2039 | 0.00085448 | 527.1275 | 0.45042 | 2039 | Mitigation | 0.95 | 45 | 0 | esc | 0.00097009 | 8.2892e-07 | 0.00097009 | 8.2892e-07 | 0.03606 | 3.04e-09 | 0.010957 | 1.8836e-08
[120 empty] | 7.3.3.17.5 (Remote Grid) Updates to grid topology to minimize risk of ignition in HFTDs Remote GridWLDFRContact from objectAggregated | WLDFR | HFTD - Distribution - Tier 3 - 5QU CoRE ¦ 2QU LoRE | Non-Red Flag Warning - Small Fires | Contact from object | Aggregated | 2040 | 0.00085448 | 527.1275 | 0.45042 | 2040 | Mitigation | 0.95 | 45 | 0 | esc | 0.00097009 | 8.2892e-07 | 0.00097009 | 8.2892e-07 | 0.03606 | 3.04e-09 | 0 | 0
[120 empty] | 7.3.3.17.5 (Remote Grid) Updates to grid topology to minimize risk of ignition in HFTDs Remote GridWLDFRContact from objectAggregated | WLDFR | HFTD - Distribution - Tier 3 - 5QU CoRE ¦ 2QU LoRE | Non-Red Flag Warning - Small Fires | Contact from object | Aggregated | 2041 | 0.00085448 | 527.1275 | 0.45042 | 2041 | Mitigation | 0.95 | 45 | 0 | esc | 0.00097009 | 8.2892e-07 | 0.00097009 | 8.2892e-07 | 0.03606 | 3.04e-09 | 0 | 0
[120 empty] | 7.3.3.17.5 (Remote Grid) Updates to grid topology to minimize risk of ignition in HFTDs Remote GridWLDFRContact from objectAggregated | WLDFR | HFTD - Distribution - Tier 3 - 5QU CoRE ¦ 2QU LoRE | Non-Red Flag Warning - Small Fires | Contact from object | Aggregated | 2042 | 0.00085448 | 527.1275 | 0.45042 | 2042 | Mitigation | 0.95 | 45 | 0 | esc | 0.00097009 | 8.2892e-07 | 0.00097009 | 8.2892e-07 | 0.03606 | 3.04e-09 | 0.012004 | 1.0296e-09
[120 empty] | 7.3.3.17.5 (Remote Grid) Updates to grid topology to minimize risk of ignition in HFTDs Remote GridWLDFRContact from objectAggregated | WLDFR | HFTD - Distribution - Tier 3 - 5QU CoRE ¦ 2QU LoRE | Non-Red Flag Warning - Small Fires | Contact from object | Aggregated | 2043 | 0.00085448 | 527.1275 | 0.45042 | 2043 | Mitigation | 0.95 | 45 | 0 | esc | 0.00097009 | 8.2892e-07 | 0.00097009 | 8.2892e-07 | 0.03606 | 3.04e-09 | 0.012004 | 1.0296e-09
[120 empty] | 7.3.3.17.5 (Remote Grid) Updates to grid topology to minimize risk of ignition in HFTDs Remote GridWLDFRContact from objectAggregated | WLDFR | HFTD - Distribution - Tier 3 - 5QU CoRE ¦ 2QU LoRE | Non-Red Flag Warning - Small Fires | Contact from object | Aggregated | 2044 | 0.00085448 | 527.1275 | 0.45042 | 2044 | Mitigation | 0.95 | 45 | 0 | esc | 0.00097009 | 8.2892e-07 | 0.00097009 | 8.2892e-07 | 0.03606 | 3.04e-09 | 0.012004 | 1.0296e-09
[120 empty] | 7.3.3.17.5 (Remote Grid) Updates to grid topology to minimize risk of ignition in HFTDs Remote GridWLDFRContact from objectAggregated | WLDFR | HFTD - Distribution - Tier 3 - 5QU CoRE ¦ 2QU LoRE | Non-Red Flag Warning - Small Fires | Contact from object | Aggregated | 2045 | 0.00085448 | 527.1275 | 0.45042 | 2045 | Mitigation | 0.95 | 45 | 0 | esc | 0.00097009 | 8.2892e-07 | 0.00097009 | 8.2892e-07 | 0.03606 | 3.04e-09 | 0.012004 | 1.0296e-09
[120 empty] | 7.3.3.17.5 (Remote Grid) Updates to grid topology to minimize risk of ignition in HFTDs Remote GridWLDFRContact from objectAggregated | WLDFR | HFTD - Distribution - Tier 3 - 5QU CoRE ¦ 2QU LoRE | Non-Red Flag Warning - Small Fires | Contact from object | Aggregated | 2046 | 0.00085448 | 527.1275 | 0.45042 | 2046 | Mitigation | 0.95 | 45 | 0 | esc | 0.00097009 | 8.2892e-07 | 0.00097009 | 8.2892e-07 | 0.03606 | 3.04e-09 | 0.012004 | 1.0296e-09
[120 empty] | 7.3.3.17.5 (Remote Grid) Updates to grid topology to minimize risk of ignition in HFTDs Remote GridWLDFRContact from objectAggregated | WLDFR | HFTD - Distribution - Tier 3 - 5QU CoRE ¦ 2QU LoRE | Non-Red Flag Warning - Small Fires | Contact from object | Aggregated | 2047 | 0.00085448 | 527.1275 | 0.45042 | 2047 | Mitigation | 0.95 | 45 | 0 | esc | 0.00097009 | 8.2892e-07 | 0.00097009 | 8.2892e-07 | 0.03606 | 3.04e-09 | 0.012004 | 1.0296e-09
[120 empty] | 7.3.3.17.5 (Remote Grid) Updates to grid topology to minimize risk of ignition in HFTDs Remote GridWLDFRContact from objectAggregated | WLDFR | HFTD - Distribution - Tier 3 - 5QU CoRE ¦ 2QU LoRE | Non-Red Flag Warning - Small Fires | Contact from object | Aggregated | 2048 | 0.00085448 | 527.1275 | 0.45042 | 2048 | Mitigation | 0.95 | 45 | 0 | esc | 0.00097009 | 8.2892e-07 | 0.00097009 | 8.2892e-07 | 0.03606 | 3.04e-09 | 0.012004 | 1.0296e-09
[120 empty] | 7.3.3.17.5 (Remote Grid) Updates to grid topology to minimize risk of ignition in HFTDs Remote GridWLDFRContact from objectAggregated | WLDFR | HFTD - Distribution - Tier 3 - 5QU CoRE ¦ 2QU LoRE | Non-Red Flag Warning - Small Fires | Contact from object | Aggregated | 2049 | 0.00085448 | 527.1275 | 0.45042 | 2049 | Mitigation | 0.95 | 45 | 0 | esc | 0.00097009 | 8.2892e-07 | 0.00097009 | 8.2892e-07 | 0.03606 | 3.04e-09 | 0.012004 | 1.0296e-09
[120 empty] | 7.3.3.17.5 (Remote Grid) Updates to grid topology to minimize risk of ignition in HFTDs Remote GridWLDFRContact from objectAggregated | WLDFR | HFTD - Distribution - Tier 3 - 5QU CoRE ¦ 2QU LoRE | Non-Red Flag Warning - Small Fires | Contact from object | Aggregated | 2050 | 0.00085448 | 527.1275 | 0.45042 | 2050 | Mitigation | 0.95 | 45 | 0 | esc | 0.00097009 | 8.2892e-07 | 0.00097009 | 8.2892e-07 | 0.03606 | 3.04e-09 | 0.012004 | 1.0296e-09
[120 empty] | 7.3.3.17.5 (Remote Grid) Updates to grid topology to minimize risk of ignition in HFTDs Remote GridWLDFRContact from objectAggregated | WLDFR | HFTD - Distribution - Tier 3 - 5QU CoRE ¦ 2QU LoRE | Non-Red Flag Warning - Small Fires | Contact from object | Aggregated | 2051 | 0.00085448 | 527.1275 | 0.45042 | 2051 | Mitigation | 0.95 | 45 | 0 | esc | 0.00097009 | 8.2892e-07 | 0.00097009 | 8.2892e-07 | 0.03606 | 3.04e-09 | 0.012004 | 1.0296e-09
[120 empty] | 7.3.3.17.5 (Remote Grid) Updates to grid topology to minimize risk of ignition in HFTDs Remote GridWLDFRContact from objectAggregated | WLDFR | HFTD - Distribution - Tier 3 - 5QU CoRE ¦ 2QU LoRE | Non-Red Flag Warning - Small Fires | Contact from object | Aggregated | 2052 | 0.00085448 | 527.1275 | 0.45042 | 2052 | Mitigation | 0.95 | 45 | 0 | esc | 0.00097009 | 8.2892e-07 | 0.00097009 | 8.2892e-07 | 0.03606 | 3.04e-09 | 0.012004 | 1.0296e-09
[120 empty] | 7.3.3.17.5 (Remote Grid) Updates to grid topology to minimize risk of ignition in HFTDs Remote GridWLDFRContact from objectAggregated | WLDFR | HFTD - Distribution - Tier 3 - 5QU CoRE ¦ 2QU LoRE | Non-Red Flag Warning - Small Fires | Contact from object | Aggregated | 2053 | 0.00085448 | 527.1275 | 0.45042 | 2053 | Mitigation | 0.95 | 45 | 0 | esc | 0.00097009 | 8.2892e-07 | 0.00097009 | 8.2892e-07 | 0.03606 | 3.04e-09 | 0.012004 | 1.0296e-09
[120 empty] | 7.3.3.17.5 (Remote Grid) Updates to grid topology to minimize risk of ignition in HFTDs Remote GridWLDFRContact from objectAggregated | WLDFR | HFTD - Distribution - Tier 3 - 5QU CoRE ¦ 2QU LoRE | Non-Red Flag Warning - Small Fires | Contact from object | Aggregated | 2054 | 0.00085448 | 527.1275 | 0.45042 | 2054 | Mitigation | 0.95 | 45 | 0 | esc | 0.00097009 | 8.2892e-07 | 0.00097009 | 8.2892e-07 | 0.03606 | 3.04e-09 | 0.012004 | 1.0296e-09
[120 empty] | 7.3.3.17.5 (Remote Grid) Updates to grid topology to minimize risk of ignition in HFTDs Remote GridWLDFRContact from objectAggregated | WLDFR | HFTD - Distribution - Tier 3 - 5QU CoRE ¦ 2QU LoRE | Non-Red Flag Warning - Small Fires | Contact from object | Aggregated | 2055 | 0.00085448 | 527.1275 | 0.45042 | 2055 | Mitigation | 0.95 | 45 | 0 | esc | 0.00097009 | 8.2892e-07 | 0.00097009 | 8.2892e-07 | 0.03606 | 3.04e-09 | 0.012004 | 1.0296e-09
[120 empty] | 7.3.3.17.5 (Remote Grid) Updates to grid topology to minimize risk of ignition in HFTDs Remote GridWLDFRContact from objectAggregated | WLDFR | HFTD - Distribution - Tier 3 - 5QU CoRE ¦ 2QU LoRE | Non-Red Flag Warning - Small Fires | Contact from object | Aggregated | 2056 | 0.00085448 | 527.1275 | 0.45042 | 2056 | Mitigation | 0.95 | 45 | 0 | esc | 0.00097009 | 8.2892e-07 | 0.00097009 | 8.2892e-07 | 0.03606 | 3.04e-09 | 0.012004 | 1.0296e-09
[120 empty] | 7.3.3.17.5 (Remote Grid) Updates to grid topology to minimize risk of ignition in HFTDs Remote GridWLDFRContact from objectAggregated | WLDFR | HFTD - Distribution - Tier 3 - 5QU CoRE ¦ 2QU LoRE | Non-Red Flag Warning - Small Fires | Contact from object | Aggregated | 2057 | 0.00085448 | 527.1275 | 0.45042 | 2057 | Mitigation | 0.95 | 45 | 0 | esc | 0.00097009 | 8.2892e-07 | 0.00097009 | 8.2892e-07 | 0.03606 | 3.04e-09 | 0.012004 | 1.0296e-09
[120 empty] | 7.3.3.17.5 (Remote Grid) Updates to grid topology to minimize risk of ignition in HFTDs Remote GridWLDFRContact from objectAggregated | WLDFR | HFTD - Distribution - Tier 3 - 5QU CoRE ¦ 2QU LoRE | Non-Red Flag Warning - Small Fires | Contact from object | Aggregated | 2058 | 0.00085448 | 527.1275 | 0.45042 | 2058 | Mitigation | 0.95 | 45 | 0 | esc | 0.00097009 | 8.2892e-07 | 0.00097009 | 8.2892e-07 | 0.03606 | 3.04e-09 | 0.012004 | 1.0296e-09
[120 empty] | 7.3.3.17.5 (Remote Grid) Updates to grid topology to minimize risk of ignition in HFTDs Remote GridWLDFRContact from objectAggregated | WLDFR | HFTD - Distribution - Tier 3 - 5QU CoRE ¦ 2QU LoRE | Non-Red Flag Warning - Small Fires | Contact from object | Aggregated | 2059 | 0.00085448 | 527.1275 | 0.45042 | 2059 | Mitigation | 0.95 | 45 | 0 | esc | 0.00097009 | 8.2892e-07 | 0.00097009 | 8.2892e-07 | 0.03606 | 3.04e-09 | 0.012004 | 1.0296e-09
[120 empty] | 7.3.3.17.5 (Remote Grid) Updates to grid topology to minimize risk of ignition in HFTDs Remote GridWLDFRContact from objectAggregated | WLDFR | HFTD - Distribution - Tier 3 - 5QU CoRE ¦ 2QU LoRE | Non-Red Flag Warning - Small Fires | Contact from object | Aggregated | 2060 | 0.00085448 | 527.1275 | 0.45042 | 2060 | Mitigation | 0.95 | 45 | 0 | esc | 0.00097009 | 8.2892e-07 | 0.00097009 | 8.2892e-07 | 0 | 0 | 0.012004 | 1.0296e-09
[120 empty] | 7.3.3.17.5 (Remote Grid) Updates to grid topology to minimize risk of ignition in HFTDs Remote GridWLDFRContact from objectAggregated | WLDFR | HFTD - Distribution - Tier 3 - 5QU CoRE ¦ 2QU LoRE | Non-Red Flag Warning - Small Fires | Contact from object | Aggregated | 2061 | 0.00085448 | 527.1275 | 0.45042 | 2061 | Mitigation | 0.95 | 45 | 0 | esc | 0.00097009 | 8.2892e-07 | 0.00097009 | 8.2892e-07 | 0.03606 | 7.1998e-08 | 0.012004 | 1.0296e-09
[120 empty] | 7.3.3.17.5 (Remote Grid) Updates to grid topology to minimize risk of ignition in HFTDs Remote GridWLDFRContact from objectAggregated | WLDFR | HFTD - Distribution - Tier 3 - 5QU CoRE ¦ 2QU LoRE | Non-Red Flag Warning - Small Fires | Contact from object | Aggregated | 2062 | 0.00085448 | 527.1275 | 0.45042 | 2062 | Mitigation | 0.95 | 45 | 0 | esc | 0.00097009 | 8.2892e-07 | 0.00097009 | 8.2892e-07 | 0.03606 | 7.1998e-08 | 0.012004 | 1.0296e-09
[120 empty] | 7.3.3.17.5 (Remote Grid) Updates to grid topology to minimize risk of ignition in HFTDs Remote GridWLDFRContact from objectAggregated | WLDFR | HFTD - Distribution - Tier 3 - 5QU CoRE ¦ 2QU LoRE | Non-Red Flag Warning - Small Fires | Contact from object | Aggregated | 2063 | 0.00085448 | 527.1275 | 0.45042 | 2063 | Mitigation | 0.95 | 45 | 0 | esc | 0.00097009 | 8.2892e-07 | 0.00097009 | 8.2892e-07 | 0.03606 | 7.1998e-08 | 0.012004 | 1.0296e-09
[120 empty] | 7.3.3.17.5 (Remote Grid) Updates to grid topology to minimize risk of ignition in HFTDs Remote GridWLDFRContact from objectAggregated | WLDFR | HFTD - Distribution - Tier 3 - 5QU CoRE ¦ 2QU LoRE | Non-Red Flag Warning - Small Fires | Contact from object | Aggregated | 2064 | 0.00085448 | 527.1275 | 0.45042 | 2064 | Mitigation | 0.95 | 45 | 0 | esc | 0.00097009 | 8.2892e-07 | 0.00097009 | 8.2892e-07 | 0.03606 | 7.1998e-08 | 0.012004 | 1.0296e-09
[120 empty] | 7.3.3.17.5 (Remote Grid) Updates to grid topology to minimize risk of ignition in HFTDs Remote GridWLDFRContact from objectAggregated | WLDFR | HFTD - Distribution - Tier 3 - 5QU CoRE ¦ 2QU LoRE | Non-Red Flag Warning - Small Fires | Contact from object | Aggregated | 2065 | 0.00085448 | 527.1275 | 0.45042 | 2065 | Mitigation | 0.95 | 45 | 0 | esc | 0.00097009 | 8.2892e-07 | 0.00097009 | 8.2892e-07 | 0.03606 | 7.1998e-08 | 0.012004 | 1.0296e-09
[120 empty] | 7.3.3.17.5 (Remote Grid) Updates to grid topology to minimize risk of ignition in HFTDs Remote GridWLDFRContact from objectAggregated | WLDFR | HFTD - Distribution - Tier 3 - 5QU CoRE ¦ 2QU LoRE | Non-Red Flag Warning - Small Fires | Contact from object | Aggregated | 2066 | 0.00085448 | 527.1275 | 0.45042 | 2066 | Mitigation | 0.95 | 45 | 0 | esc | 0.00097009 | 8.2892e-07 | 0.00097009 | 8.2892e-07 | 0.03606 | 7.1998e-08 | 0.012004 | 1.0296e-09
[120 empty] | 7.3.3.17.5 (Remote Grid) Updates to grid topology to minimize risk of ignition in HFTDs Remote GridWLDFRContact from objectAggregated | WLDFR | HFTD - Distribution - Tier 3 - 5QU CoRE ¦ 2QU LoRE | Non-Red Flag Warning - Small Fires | Contact from object | Aggregated | 2067 | 0.00085448 | 527.1275 | 0.45042 | 2067 | Mitigation | 0.95 | 45 | 0 | esc | 0 | 0 | 0.00097009 | 8.2892e-07 | 0.03606 | 7.1998e-08 | 0.012004 | 1.0296e-09
[120 empty] | 7.3.3.17.5 (Remote Grid) Updates to grid topology to minimize risk of ignition in HFTDs Remote GridWLDFRContaminationAggregated | WLDFR | HFTD - Distribution - Tier 3 - 5QU CoRE ¦ 2QU LoRE | Non-Red Flag Warning - Small Fires | Contamination | Aggregated | 2022 | 3.0708e-05 | 527.1275 | 0.016187 | 2022 | Mitigation | 0.95 | 45 | 0 | esc | 0.00097009 | 2.9789e-08 | 0 | 0 | 0.03606 | 7.1998e-08 | 0.012004 | 1.0296e-09
[120 empty] | 7.3.3.17.5 (Remote Grid) Updates to grid topology to minimize risk of ignition in HFTDs Remote GridWLDFRContaminationAggregated | WLDFR | HFTD - Distribution - Tier 3 - 5QU CoRE ¦ 2QU LoRE | Non-Red Flag Warning - Small Fires | Contamination | Aggregated | 2023 | 3.0708e-05 | 527.1275 | 0.016187 | 2023 | Mitigation | 0.95 | 45 | 0 | esc | 0.00097009 | 2.9789e-08 | 0.00097009 | 2.9789e-08 | 0.03606 | 7.1998e-08 | 0.012004 | 1.0296e-09
[120 empty] | 7.3.3.17.5 (Remote Grid) Updates to grid topology to minimize risk of ignition in HFTDs Remote GridWLDFRContaminationAggregated | WLDFR | HFTD - Distribution - Tier 3 - 5QU CoRE ¦ 2QU LoRE | Non-Red Flag Warning - Small Fires | Contamination | Aggregated | 2024 | 3.0708e-05 | 527.1275 | 0.016187 | 2024 | Mitigation | 0.95 | 45 | 0 | esc | 0.00097009 | 2.9789e-08 | 0.00097009 | 2.9789e-08 | 0.03606 | 7.1998e-08 | 0.012004 | 1.0296e-09
[120 empty] | 7.3.3.17.5 (Remote Grid) Updates to grid topology to minimize risk of ignition in HFTDs Remote GridWLDFRContaminationAggregated | WLDFR | HFTD - Distribution - Tier 3 - 5QU CoRE ¦ 2QU LoRE | Non-Red Flag Warning - Small Fires | Contamination | Aggregated | 2025 | 3.0708e-05 | 527.1275 | 0.016187 | 2025 | Mitigation | 0.95 | 45 | 0 | esc | 0.00097009 | 2.9789e-08 | 0.00097009 | 2.9789e-08 | 0.03606 | 7.1998e-08 | 0.012004 | 1.0296e-09
[120 empty] | 7.3.3.17.5 (Remote Grid) Updates to grid topology to minimize risk of ignition in HFTDs Remote GridWLDFRContaminationAggregated | WLDFR | HFTD - Distribution - Tier 3 - 5QU CoRE ¦ 2QU LoRE | Non-Red Flag Warning - Small Fires | Contamination | Aggregated | 2026 | 3.0708e-05 | 527.1275 | 0.016187 | 2026 | Mitigation | 0.95 | 45 | 0 | esc | 0.00097009 | 2.9789e-08 | 0.00097009 | 2.9789e-08 | 0.03606 | 7.1998e-08 | 0 | 0
[120 empty] | 7.3.3.17.5 (Remote Grid) Updates to grid topology to minimize risk of ignition in HFTDs Remote GridWLDFRContaminationAggregated | WLDFR | HFTD - Distribution - Tier 3 - 5QU CoRE ¦ 2QU LoRE | Non-Red Flag Warning - Small Fires | Contamination | Aggregated | 2027 | 3.0708e-05 | 527.1275 | 0.016187 | 2027 | Mitigation | 0.95 | 45 | 0 | esc | 0.00097009 | 2.9789e-08 | 0.00097009 | 2.9789e-08 | 0.03606 | 7.1998e-08 | 0 | 0
[120 empty] | 7.3.3.17.5 (Remote Grid) Updates to grid topology to minimize risk of ignition in HFTDs Remote GridWLDFRContaminationAggregated | WLDFR | HFTD - Distribution - Tier 3 - 5QU CoRE ¦ 2QU LoRE | Non-Red Flag Warning - Small Fires | Contamination | Aggregated | 2028 | 3.0708e-05 | 527.1275 | 0.016187 | 2028 | Mitigation | 0.95 | 45 | 0 | esc | 0.00097009 | 2.9789e-08 | 0.00097009 | 2.9789e-08 | 0.03606 | 7.1998e-08 | 0.010025 | 1.9492e-09
[120 empty] | 7.3.3.17.5 (Remote Grid) Updates to grid topology to minimize risk of ignition in HFTDs Remote GridWLDFRContaminationAggregated | WLDFR | HFTD - Distribution - Tier 3 - 5QU CoRE ¦ 2QU LoRE | Non-Red Flag Warning - Small Fires | Contamination | Aggregated | 2029 | 3.0708e-05 | 527.1275 | 0.016187 | 2029 | Mitigation | 0.95 | 45 | 0 | esc | 0.00097009 | 2.9789e-08 | 0.00097009 | 2.9789e-08 | 0.03606 | 7.1998e-08 | 0.010025 | 1.9492e-09
[120 empty] | 7.3.3.17.5 (Remote Grid) Updates to grid topology to minimize risk of ignition in HFTDs Remote GridWLDFRContaminationAggregated | WLDFR | HFTD - Distribution - Tier 3 - 5QU CoRE ¦ 2QU LoRE | Non-Red Flag Warning - Small Fires | Contamination | Aggregated | 2030 | 3.0708e-05 | 527.1275 | 0.016187 | 2030 | Mitigation | 0.95 | 45 | 0 | esc | 0.00097009 | 2.9789e-08 | 0.00097009 | 2.9789e-08 | 0.03606 | 7.1998e-08 | 0.010025 | 1.9492e-09
[120 empty] | 7.3.3.17.5 (Remote Grid) Updates to grid topology to minimize risk of ignition in HFTDs Remote GridWLDFRContaminationAggregated | WLDFR | HFTD - Distribution - Tier 3 - 5QU CoRE ¦ 2QU LoRE | Non-Red Flag Warning - Small Fires | Contamination | Aggregated | 2031 | 3.0708e-05 | 527.1275 | 0.016187 | 2031 | Mitigation | 0.95 | 45 | 0 | esc | 0.00097009 | 2.9789e-08 | 0.00097009 | 2.9789e-08 | 0.03606 | 7.1998e-08 | 0.010025 | 1.9492e-09
[120 empty] | 7.3.3.17.5 (Remote Grid) Updates to grid topology to minimize risk of ignition in HFTDs Remote GridWLDFRContaminationAggregated | WLDFR | HFTD - Distribution - Tier 3 - 5QU CoRE ¦ 2QU LoRE | Non-Red Flag Warning - Small Fires | Contamination | Aggregated | 2032 | 3.0708e-05 | 527.1275 | 0.016187 | 2032 | Mitigation | 0.95 | 45 | 0 | esc | 0.00097009 | 2.9789e-08 | 0.00097009 | 2.9789e-08 | 0.03606 | 7.1998e-08 | 0.010025 | 1.9492e-09
[120 empty] | 7.3.3.17.5 (Remote Grid) Updates to grid topology to minimize risk of ignition in HFTDs Remote GridWLDFRContaminationAggregated | WLDFR | HFTD - Distribution - Tier 3 - 5QU CoRE ¦ 2QU LoRE | Non-Red Flag Warning - Small Fires | Contamination | Aggregated | 2033 | 3.0708e-05 | 527.1275 | 0.016187 | 2033 | Mitigation | 0.95 | 45 | 0 | esc | 0.00097009 | 2.9789e-08 | 0.00097009 | 2.9789e-08 | 0.03606 | 7.1998e-08 | 0.010025 | 1.9492e-09
[120 empty] | 7.3.3.17.5 (Remote Grid) Updates to grid topology to minimize risk of ignition in HFTDs Remote GridWLDFRContaminationAggregated | WLDFR | HFTD - Distribution - Tier 3 - 5QU CoRE ¦ 2QU LoRE | Non-Red Flag Warning - Small Fires | Contamination | Aggregated | 2034 | 3.0708e-05 | 527.1275 | 0.016187 | 2034 | Mitigation | 0.95 | 45 | 0 | esc | 0.00097009 | 2.9789e-08 | 0.00097009 | 2.9789e-08 | 0.03606 | 7.1998e-08 | 0.010025 | 1.9492e-09
[120 empty] | 7.3.3.17.5 (Remote Grid) Updates to grid topology to minimize risk of ignition in HFTDs Remote GridWLDFRContaminationAggregated | WLDFR | HFTD - Distribution - Tier 3 - 5QU CoRE ¦ 2QU LoRE | Non-Red Flag Warning - Small Fires | Contamination | Aggregated | 2035 | 3.0708e-05 | 527.1275 | 0.016187 | 2035 | Mitigation | 0.95 | 45 | 0 | esc | 0.00097009 | 2.9789e-08 | 0.00097009 | 2.9789e-08 | 0.03606 | 7.1998e-08 | 0.010025 | 1.9492e-09
[120 empty] | 7.3.3.17.5 (Remote Grid) Updates to grid topology to minimize risk of ignition in HFTDs Remote GridWLDFRContaminationAggregated | WLDFR | HFTD - Distribution - Tier 3 - 5QU CoRE ¦ 2QU LoRE | Non-Red Flag Warning - Small Fires | Contamination | Aggregated | 2036 | 3.0708e-05 | 527.1275 | 0.016187 | 2036 | Mitigation | 0.95 | 45 | 0 | esc | 0.00097009 | 2.9789e-08 | 0.00097009 | 2.9789e-08 | 0.03606 | 7.1998e-08 | 0.010025 | 1.9492e-09
[120 empty] | 7.3.3.17.5 (Remote Grid) Updates to grid topology to minimize risk of ignition in HFTDs Remote GridWLDFRContaminationAggregated | WLDFR | HFTD - Distribution - Tier 3 - 5QU CoRE ¦ 2QU LoRE | Non-Red Flag Warning - Small Fires | Contamination | Aggregated | 2037 | 3.0708e-05 | 527.1275 | 0.016187 | 2037 | Mitigation | 0.95 | 45 | 0 | esc | 0.00097009 | 2.9789e-08 | 0.00097009 | 2.9789e-08 | 0.03606 | 7.1998e-08 | 0.010025 | 1.9492e-09
[120 empty] | 7.3.3.17.5 (Remote Grid) Updates to grid topology to minimize risk of ignition in HFTDs Remote GridWLDFRContaminationAggregated | WLDFR | HFTD - Distribution - Tier 3 - 5QU CoRE ¦ 2QU LoRE | Non-Red Flag Warning - Small Fires | Contamination | Aggregated | 2038 | 3.0708e-05 | 527.1275 | 0.016187 | 2038 | Mitigation | 0.95 | 45 | 0 | esc | 0.00097009 | 2.9789e-08 | 0.00097009 | 2.9789e-08 | 0.03606 | 7.1998e-08 | 0.010025 | 1.9492e-09
[120 empty] | 7.3.3.17.5 (Remote Grid) Updates to grid topology to minimize risk of ignition in HFTDs Remote GridWLDFRContaminationAggregated | WLDFR | HFTD - Distribution - Tier 3 - 5QU CoRE ¦ 2QU LoRE | Non-Red Flag Warning - Small Fires | Contamination | Aggregated | 2039 | 3.0708e-05 | 527.1275 | 0.016187 | 2039 | Mitigation | 0.95 | 45 | 0 | esc | 0.00097009 | 2.9789e-08 | 0.00097009 | 2.9789e-08 | 0.03606 | 7.1998e-08 | 0.010025 | 1.9492e-09
[120 empty] | 7.3.3.17.5 (Remote Grid) Updates to grid topology to minimize risk of ignition in HFTDs Remote GridWLDFRContaminationAggregated | WLDFR | HFTD - Distribution - Tier 3 - 5QU CoRE ¦ 2QU LoRE | Non-Red Flag Warning - Small Fires | Contamination | Aggregated | 2040 | 3.0708e-05 | 527.1275 | 0.016187 | 2040 | Mitigation | 0.95 | 45 | 0 | esc | 0.00097009 | 2.9789e-08 | 0.00097009 | 2.9789e-08 | 0.03606 | 7.1998e-08 | 0.010025 | 1.9492e-09
[120 empty] | 7.3.3.17.5 (Remote Grid) Updates to grid topology to minimize risk of ignition in HFTDs Remote GridWLDFRContaminationAggregated | WLDFR | HFTD - Distribution - Tier 3 - 5QU CoRE ¦ 2QU LoRE | Non-Red Flag Warning - Small Fires | Contamination | Aggregated | 2041 | 3.0708e-05 | 527.1275 | 0.016187 | 2041 | Mitigation | 0.95 | 45 | 0 | esc | 0.00097009 | 2.9789e-08 | 0.00097009 | 2.9789e-08 | 0.03606 | 7.1998e-08 | 0.010025 | 1.9492e-09
[120 empty] | 7.3.3.17.5 (Remote Grid) Updates to grid topology to minimize risk of ignition in HFTDs Remote GridWLDFRContaminationAggregated | WLDFR | HFTD - Distribution - Tier 3 - 5QU CoRE ¦ 2QU LoRE | Non-Red Flag Warning - Small Fires | Contamination | Aggregated | 2042 | 3.0708e-05 | 527.1275 | 0.016187 | 2042 | Mitigation | 0.95 | 45 | 0 | esc | 0.00097009 | 2.9789e-08 | 0.00097009 | 2.9789e-08 | 0.03606 | 7.1998e-08 | 0.010025 | 1.9492e-09
[120 empty] | 7.3.3.17.5 (Remote Grid) Updates to grid topology to minimize risk of ignition in HFTDs Remote GridWLDFRContaminationAggregated | WLDFR | HFTD - Distribution - Tier 3 - 5QU CoRE ¦ 2QU LoRE | Non-Red Flag Warning - Small Fires | Contamination | Aggregated | 2043 | 3.0708e-05 | 527.1275 | 0.016187 | 2043 | Mitigation | 0.95 | 45 | 0 | esc | 0.00097009 | 2.9789e-08 | 0.00097009 | 2.9789e-08 | 0.03606 | 7.1998e-08 | 0.010025 | 1.9492e-09
[120 empty] | 7.3.3.17.5 (Remote Grid) Updates to grid topology to minimize risk of ignition in HFTDs Remote GridWLDFRContaminationAggregated | WLDFR | HFTD - Distribution - Tier 3 - 5QU CoRE ¦ 2QU LoRE | Non-Red Flag Warning - Small Fires | Contamination | Aggregated | 2044 | 3.0708e-05 | 527.1275 | 0.016187 | 2044 | Mitigation | 0.95 | 45 | 0 | esc | 0.00097009 | 2.9789e-08 | 0.00097009 | 2.9789e-08 | 0.03606 | 7.1998e-08 | 0.010025 | 1.9492e-09
[120 empty] | 7.3.3.17.5 (Remote Grid) Updates to grid topology to minimize risk of ignition in HFTDs Remote GridWLDFRContaminationAggregated | WLDFR | HFTD - Distribution - Tier 3 - 5QU CoRE ¦ 2QU LoRE | Non-Red Flag Warning - Small Fires | Contamination | Aggregated | 2045 | 3.0708e-05 | 527.1275 | 0.016187 | 2045 | Mitigation | 0.95 | 45 | 0 | esc | 0.00097009 | 2.9789e-08 | 0.00097009 | 2.9789e-08 | 0.03606 | 7.1998e-08 | 0.010025 | 1.9492e-09
[120 empty] | 7.3.3.17.5 (Remote Grid) Updates to grid topology to minimize risk of ignition in HFTDs Remote GridWLDFRContaminationAggregated | WLDFR | HFTD - Distribution - Tier 3 - 5QU CoRE ¦ 2QU LoRE | Non-Red Flag Warning - Small Fires | Contamination | Aggregated | 2046 | 3.0708e-05 | 527.1275 | 0.016187 | 2046 | Mitigation | 0.95 | 45 | 0 | esc | 0.00097009 | 2.9789e-08 | 0.00097009 | 2.9789e-08 | 0.03606 | 7.1998e-08 | 0.010025 | 1.9492e-09
[120 empty] | 7.3.3.17.5 (Remote Grid) Updates to grid topology to minimize risk of ignition in HFTDs Remote GridWLDFRContaminationAggregated | WLDFR | HFTD - Distribution - Tier 3 - 5QU CoRE ¦ 2QU LoRE | Non-Red Flag Warning - Small Fires | Contamination | Aggregated | 2047 | 3.0708e-05 | 527.1275 | 0.016187 | 2047 | Mitigation | 0.95 | 45 | 0 | esc | 0.00097009 | 2.9789e-08 | 0.00097009 | 2.9789e-08 | 0.03606 | 7.1998e-08 | 0.010025 | 1.9492e-09
[120 empty] | 7.3.3.17.5 (Remote Grid) Updates to grid topology to minimize risk of ignition in HFTDs Remote GridWLDFRContaminationAggregated | WLDFR | HFTD - Distribution - Tier 3 - 5QU CoRE ¦ 2QU LoRE | Non-Red Flag Warning - Small Fires | Contamination | Aggregated | 2048 | 3.0708e-05 | 527.1275 | 0.016187 | 2048 | Mitigation | 0.95 | 45 | 0 | esc | 0.00097009 | 2.9789e-08 | 0.00097009 | 2.9789e-08 | 0.03606 | 7.1998e-08 | 0.010025 | 1.9492e-09
[120 empty] | 7.3.3.17.5 (Remote Grid) Updates to grid topology to minimize risk of ignition in HFTDs Remote GridWLDFRContaminationAggregated | WLDFR | HFTD - Distribution - Tier 3 - 5QU CoRE ¦ 2QU LoRE | Non-Red Flag Warning - Small Fires | Contamination | Aggregated | 2049 | 3.0708e-05 | 527.1275 | 0.016187 | 2049 | Mitigation | 0.95 | 45 | 0 | esc | 0.00097009 | 2.9789e-08 | 0.00097009 | 2.9789e-08 | 0.03606 | 7.1998e-08 | 0.010025 | 1.9492e-09
[120 empty] | 7.3.3.17.5 (Remote Grid) Updates to grid topology to minimize risk of ignition in HFTDs Remote GridWLDFRContaminationAggregated | WLDFR | HFTD - Distribution - Tier 3 - 5QU CoRE ¦ 2QU LoRE | Non-Red Flag Warning - Small Fires | Contamination | Aggregated | 2050 | 3.0708e-05 | 527.1275 | 0.016187 | 2050 | Mitigation | 0.95 | 45 | 0 | esc | 0.00097009 | 2.9789e-08 | 0.00097009 | 2.9789e-08 | 0.03606 | 7.1998e-08 | 0.010025 | 1.9492e-09
[120 empty] | 7.3.3.17.5 (Remote Grid) Updates to grid topology to minimize risk of ignition in HFTDs Remote GridWLDFRContaminationAggregated | WLDFR | HFTD - Distribution - Tier 3 - 5QU CoRE ¦ 2QU LoRE | Non-Red Flag Warning - Small Fires | Contamination | Aggregated | 2051 | 3.0708e-05 | 527.1275 | 0.016187 | 2051 | Mitigation | 0.95 | 45 | 0 | esc | 0.00097009 | 2.9789e-08 | 0.00097009 | 2.9789e-08 | 0.03606 | 7.1998e-08 | 0.010025 | 1.9492e-09
[120 empty] | 7.3.3.17.5 (Remote Grid) Updates to grid topology to minimize risk of ignition in HFTDs Remote GridWLDFRContaminationAggregated | WLDFR | HFTD - Distribution - Tier 3 - 5QU CoRE ¦ 2QU LoRE | Non-Red Flag Warning - Small Fires | Contamination | Aggregated | 2052 | 3.0708e-05 | 527.1275 | 0.016187 | 2052 | Mitigation | 0.95 | 45 | 0 | esc | 0.00097009 | 2.9789e-08 | 0.00097009 | 2.9789e-08 | 0.03606 | 7.1998e-08 | 0.010025 | 1.9492e-09
[120 empty] | 7.3.3.17.5 (Remote Grid) Updates to grid topology to minimize risk of ignition in HFTDs Remote GridWLDFRContaminationAggregated | WLDFR | HFTD - Distribution - Tier 3 - 5QU CoRE ¦ 2QU LoRE | Non-Red Flag Warning - Small Fires | Contamination | Aggregated | 2053 | 3.0708e-05 | 527.1275 | 0.016187 | 2053 | Mitigation | 0.95 | 45 | 0 | esc | 0.00097009 | 2.9789e-08 | 0.00097009 | 2.9789e-08 | 0.03606 | 7.1998e-08 | 0.010025 | 1.9492e-09
[120 empty] | 7.3.3.17.5 (Remote Grid) Updates to grid topology to minimize risk of ignition in HFTDs Remote GridWLDFRContaminationAggregated | WLDFR | HFTD - Distribution - Tier 3 - 5QU CoRE ¦ 2QU LoRE | Non-Red Flag Warning - Small Fires | Contamination | Aggregated | 2054 | 3.0708e-05 | 527.1275 | 0.016187 | 2054 | Mitigation | 0.95 | 45 | 0 | esc | 0.00097009 | 2.9789e-08 | 0.00097009 | 2.9789e-08 | 0.03606 | 7.1998e-08 | 0.010025 | 1.9492e-09
[120 empty] | 7.3.3.17.5 (Remote Grid) Updates to grid topology to minimize risk of ignition in HFTDs Remote GridWLDFRContaminationAggregated | WLDFR | HFTD - Distribution - Tier 3 - 5QU CoRE ¦ 2QU LoRE | Non-Red Flag Warning - Small Fires | Contamination | Aggregated | 2055 | 3.0708e-05 | 527.1275 | 0.016187 | 2055 | Mitigation | 0.95 | 45 | 0 | esc | 0.00097009 | 2.9789e-08 | 0.00097009 | 2.9789e-08 | 0.03606 | 7.1998e-08 | 0.010025 | 1.9492e-09
[120 empty] | 7.3.3.17.5 (Remote Grid) Updates to grid topology to minimize risk of ignition in HFTDs Remote GridWLDFRContaminationAggregated | WLDFR | HFTD - Distribution - Tier 3 - 5QU CoRE ¦ 2QU LoRE | Non-Red Flag Warning - Small Fires | Contamination | Aggregated | 2056 | 3.0708e-05 | 527.1275 | 0.016187 | 2056 | Mitigation | 0.95 | 45 | 0 | esc | 0.00097009 | 2.9789e-08 | 0.00097009 | 2.9789e-08 | 0.03606 | 7.1998e-08 | 0.010025 | 1.9492e-09
[120 empty] | 7.3.3.17.5 (Remote Grid) Updates to grid topology to minimize risk of ignition in HFTDs Remote GridWLDFRContaminationAggregated | WLDFR | HFTD - Distribution - Tier 3 - 5QU CoRE ¦ 2QU LoRE | Non-Red Flag Warning - Small Fires | Contamination | Aggregated | 2057 | 3.0708e-05 | 527.1275 | 0.016187 | 2057 | Mitigation | 0.95 | 45 | 0 | esc | 0.00097009 | 2.9789e-08 | 0.00097009 | 2.9789e-08 | 0.03606 | 7.1998e-08 | 0.010025 | 1.9492e-09
[120 empty] | 7.3.3.17.5 (Remote Grid) Updates to grid topology to minimize risk of ignition in HFTDs Remote GridWLDFRContaminationAggregated | WLDFR | HFTD - Distribution - Tier 3 - 5QU CoRE ¦ 2QU LoRE | Non-Red Flag Warning - Small Fires | Contamination | Aggregated | 2058 | 3.0708e-05 | 527.1275 | 0.016187 | 2058 | Mitigation | 0.95 | 45 | 0 | esc | 0.00097009 | 2.9789e-08 | 0.00097009 | 2.9789e-08 | 0.03606 | 7.1998e-08 | 0 | 0
[120 empty] | 7.3.3.17.5 (Remote Grid) Updates to grid topology to minimize risk of ignition in HFTDs Remote GridWLDFRContaminationAggregated | WLDFR | HFTD - Distribution - Tier 3 - 5QU CoRE ¦ 2QU LoRE | Non-Red Flag Warning - Small Fires | Contamination | Aggregated | 2059 | 3.0708e-05 | 527.1275 | 0.016187 | 2059 | Mitigation | 0.95 | 45 | 0 | esc | 0.00097009 | 2.9789e-08 | 0.00097009 | 2.9789e-08 | 0.03606 | 7.1998e-08 | 0 | 0
[120 empty] | 7.3.3.17.5 (Remote Grid) Updates to grid topology to minimize risk of ignition in HFTDs Remote GridWLDFRContaminationAggregated | WLDFR | HFTD - Distribution - Tier 3 - 5QU CoRE ¦ 2QU LoRE | Non-Red Flag Warning - Small Fires | Contamination | Aggregated | 2060 | 3.0708e-05 | 527.1275 | 0.016187 | 2060 | Mitigation | 0.95 | 45 | 0 | esc | 0.00097009 | 2.9789e-08 | 0.00097009 | 2.9789e-08 | 0.03606 | 7.1998e-08 | 0.0094681 | 6.2842e-09
[120 empty] | 7.3.3.17.5 (Remote Grid) Updates to grid topology to minimize risk of ignition in HFTDs Remote GridWLDFRContaminationAggregated | WLDFR | HFTD - Distribution - Tier 3 - 5QU CoRE ¦ 2QU LoRE | Non-Red Flag Warning - Small Fires | Contamination | Aggregated | 2061 | 3.0708e-05 | 527.1275 | 0.016187 | 2061 | Mitigation | 0.95 | 45 | 0 | esc | 0.00097009 | 2.9789e-08 | 0.00097009 | 2.9789e-08 | 0.03606 | 7.1998e-08 | 0.0094681 | 6.2842e-09
[120 empty] | 7.3.3.17.5 (Remote Grid) Updates to grid topology to minimize risk of ignition in HFTDs Remote GridWLDFRContaminationAggregated | WLDFR | HFTD - Distribution - Tier 3 - 5QU CoRE ¦ 2QU LoRE | Non-Red Flag Warning - Small Fires | Contamination | Aggregated | 2062 | 3.0708e-05 | 527.1275 | 0.016187 | 2062 | Mitigation | 0.95 | 45 | 0 | esc | 0.00097009 | 2.9789e-08 | 0.00097009 | 2.9789e-08 | 0.03606 | 7.1998e-08 | 0.0094681 | 6.2842e-09
[120 empty] | 7.3.3.17.5 (Remote Grid) Updates to grid topology to minimize risk of ignition in HFTDs Remote GridWLDFRContaminationAggregated | WLDFR | HFTD - Distribution - Tier 3 - 5QU CoRE ¦ 2QU LoRE | Non-Red Flag Warning - Small Fires | Contamination | Aggregated | 2063 | 3.0708e-05 | 527.1275 | 0.016187 | 2063 | Mitigation | 0.95 | 45 | 0 | esc | 0.00097009 | 2.9789e-08 | 0.00097009 | 2.9789e-08 | 0.03606 | 7.1998e-08 | 0.0094681 | 6.2842e-09
[120 empty] | 7.3.3.17.5 (Remote Grid) Updates to grid topology to minimize risk of ignition in HFTDs Remote GridWLDFRContaminationAggregated | WLDFR | HFTD - Distribution - Tier 3 - 5QU CoRE ¦ 2QU LoRE | Non-Red Flag Warning - Small Fires | Contamination | Aggregated | 2064 | 3.0708e-05 | 527.1275 | 0.016187 | 2064 | Mitigation | 0.95 | 45 | 0 | esc | 0.00097009 | 2.9789e-08 | 0.00097009 | 2.9789e-08 | 0 | 0 | 0.0094681 | 6.2842e-09
[120 empty] | 7.3.3.17.5 (Remote Grid) Updates to grid topology to minimize risk of ignition in HFTDs Remote GridWLDFRContaminationAggregated | WLDFR | HFTD - Distribution - Tier 3 - 5QU CoRE ¦ 2QU LoRE | Non-Red Flag Warning - Small Fires | Contamination | Aggregated | 2065 | 3.0708e-05 | 527.1275 | 0.016187 | 2065 | Mitigation | 0.95 | 45 | 0 | esc | 0.00097009 | 2.9789e-08 | 0.00097009 | 2.9789e-08 | 0.03606 | 2.1683e-08 | 0.0094681 | 6.2842e-09
[120 empty] | 7.3.3.17.5 (Remote Grid) Updates to grid topology to minimize risk of ignition in HFTDs Remote GridWLDFRContaminationAggregated | WLDFR | HFTD - Distribution - Tier 3 - 5QU CoRE ¦ 2QU LoRE | Non-Red Flag Warning - Small Fires | Contamination | Aggregated | 2066 | 3.0708e-05 | 527.1275 | 0.016187 | 2066 | Mitigation | 0.95 | 45 | 0 | esc | 0.00097009 | 2.9789e-08 | 0.00097009 | 2.9789e-08 | 0.03606 | 2.1683e-08 | 0.0094681 | 6.2842e-09
[120 empty] | 7.3.3.17.5 (Remote Grid) Updates to grid topology to minimize risk of ignition in HFTDs Remote GridWLDFRContaminationAggregated | WLDFR | HFTD - Distribution - Tier 3 - 5QU CoRE ¦ 2QU LoRE | Non-Red Flag Warning - Small Fires | Contamination | Aggregated | 2067 | 3.0708e-05 | 527.1275 | 0.016187 | 2067 | Mitigation | 0.95 | 45 | 0 | esc | 0 | 0 | 0.00097009 | 2.9789e-08 | 0.03606 | 2.1683e-08 | 0.0094681 | 6.2842e-09
[120 empty] | 7.3.3.17.5 (Remote Grid) Updates to grid topology to minimize risk of ignition in HFTDs Remote GridWLDFREquipment / facility failureAggregated | WLDFR | HFTD - Distribution - Tier 3 - 5QU CoRE ¦ 2QU LoRE | Non-Red Flag Warning - Small Fires | Equipment / facility failure | Aggregated | 2022 | 0.0013585 | 527.1275 | 0.71611 | 2022 | Mitigation | 0.95 | 45 | 0 | esc | 0.00097009 | 1.3179e-06 | 0 | 0 | 0.03606 | 2.1683e-08 | 0.0094681 | 6.2842e-09
[120 empty] | 7.3.3.17.5 (Remote Grid) Updates to grid topology to minimize risk of ignition in HFTDs Remote GridWLDFREquipment / facility failureAggregated | WLDFR | HFTD - Distribution - Tier 3 - 5QU CoRE ¦ 2QU LoRE | Non-Red Flag Warning - Small Fires | Equipment / facility failure | Aggregated | 2023 | 0.0013585 | 527.1275 | 0.71611 | 2023 | Mitigation | 0.95 | 45 | 0 | esc | 0.00097009 | 1.3179e-06 | 0.00097009 | 1.3179e-06 | 0.03606 | 2.1683e-08 | 0.0094681 | 6.2842e-09
[120 empty] | 7.3.3.17.5 (Remote Grid) Updates to grid topology to minimize risk of ignition in HFTDs Remote GridWLDFREquipment / facility failureAggregated | WLDFR | HFTD - Distribution - Tier 3 - 5QU CoRE ¦ 2QU LoRE | Non-Red Flag Warning - Small Fires | Equipment / facility failure | Aggregated | 2024 | 0.0013585 | 527.1275 | 0.71611 | 2024 | Mitigation | 0.95 | 45 | 0 | esc | 0.00097009 | 1.3179e-06 | 0.00097009 | 1.3179e-06 | 0.03606 | 2.1683e-08 | 0.0094681 | 6.2842e-09
[120 empty] | 7.3.3.17.5 (Remote Grid) Updates to grid topology to minimize risk of ignition in HFTDs Remote GridWLDFREquipment / facility failureAggregated | WLDFR | HFTD - Distribution - Tier 3 - 5QU CoRE ¦ 2QU LoRE | Non-Red Flag Warning - Small Fires | Equipment / facility failure | Aggregated | 2025 | 0.0013585 | 527.1275 | 0.71611 | 2025 | Mitigation | 0.95 | 45 | 0 | esc | 0.00097009 | 1.3179e-06 | 0.00097009 | 1.3179e-06 | 0.03606 | 2.1683e-08 | 0.0094681 | 6.2842e-09
[120 empty] | 7.3.3.17.5 (Remote Grid) Updates to grid topology to minimize risk of ignition in HFTDs Remote GridWLDFREquipment / facility failureAggregated | WLDFR | HFTD - Distribution - Tier 3 - 5QU CoRE ¦ 2QU LoRE | Non-Red Flag Warning - Small Fires | Equipment / facility failure | Aggregated | 2026 | 0.0013585 | 527.1275 | 0.71611 | 2026 | Mitigation | 0.95 | 45 | 0 | esc | 0.00097009 | 1.3179e-06 | 0.00097009 | 1.3179e-06 | 0.03606 | 2.1683e-08 | 0.0094681 | 6.2842e-09
[120 empty] | 7.3.3.17.5 (Remote Grid) Updates to grid topology to minimize risk of ignition in HFTDs Remote GridWLDFREquipment / facility failureAggregated | WLDFR | HFTD - Distribution - Tier 3 - 5QU CoRE ¦ 2QU LoRE | Non-Red Flag Warning - Small Fires | Equipment / facility failure | Aggregated | 2027 | 0.0013585 | 527.1275 | 0.71611 | 2027 | Mitigation | 0.95 | 45 | 0 | esc | 0.00097009 | 1.3179e-06 | 0.00097009 | 1.3179e-06 | 0.03606 | 2.1683e-08 | 0.0094681 | 6.2842e-09
[120 empty] | 7.3.3.17.5 (Remote Grid) Updates to grid topology to minimize risk of ignition in HFTDs Remote GridWLDFREquipment / facility failureAggregated | WLDFR | HFTD - Distribution - Tier 3 - 5QU CoRE ¦ 2QU LoRE | Non-Red Flag Warning - Small Fires | Equipment / facility failure | Aggregated | 2028 | 0.0013585 | 527.1275 | 0.71611 | 2028 | Mitigation | 0.95 | 45 | 0 | esc | 0.00097009 | 1.3179e-06 | 0.00097009 | 1.3179e-06 | 0.03606 | 2.1683e-08 | 0.0094681 | 6.2842e-09
[120 empty] | 7.3.3.17.5 (Remote Grid) Updates to grid topology to minimize risk of ignition in HFTDs Remote GridWLDFREquipment / facility failureAggregated | WLDFR | HFTD - Distribution - Tier 3 - 5QU CoRE ¦ 2QU LoRE | Non-Red Flag Warning - Small Fires | Equipment / facility failure | Aggregated | 2029 | 0.0013585 | 527.1275 | 0.71611 | 2029 | Mitigation | 0.95 | 45 | 0 | esc | 0.00097009 | 1.3179e-06 | 0.00097009 | 1.3179e-06 | 0.03606 | 2.1683e-08 | 0.0094681 | 6.2842e-09
[120 empty] | 7.3.3.17.5 (Remote Grid) Updates to grid topology to minimize risk of ignition in HFTDs Remote GridWLDFREquipment / facility failureAggregated | WLDFR | HFTD - Distribution - Tier 3 - 5QU CoRE ¦ 2QU LoRE | Non-Red Flag Warning - Small Fires | Equipment / facility failure | Aggregated | 2030 | 0.0013585 | 527.1275 | 0.71611 | 2030 | Mitigation | 0.95 | 45 | 0 | esc | 0.00097009 | 1.3179e-06 | 0.00097009 | 1.3179e-06 | 0.03606 | 2.1683e-08 | 0.0094681 | 6.2842e-09
[120 empty] | 7.3.3.17.5 (Remote Grid) Updates to grid topology to minimize risk of ignition in HFTDs Remote GridWLDFREquipment / facility failureAggregated | WLDFR | HFTD - Distribution - Tier 3 - 5QU CoRE ¦ 2QU LoRE | Non-Red Flag Warning - Small Fires | Equipment / facility failure | Aggregated | 2031 | 0.0013585 | 527.1275 | 0.71611 | 2031 | Mitigation | 0.95 | 45 | 0 | esc | 0.00097009 | 1.3179e-06 | 0.00097009 | 1.3179e-06 | 0.03606 | 2.1683e-08 | 0.0094681 | 6.2842e-09
[120 empty] | 7.3.3.17.5 (Remote Grid) Updates to grid topology to minimize risk of ignition in HFTDs Remote GridWLDFREquipment / facility failureAggregated | WLDFR | HFTD - Distribution - Tier 3 - 5QU CoRE ¦ 2QU LoRE | Non-Red Flag Warning - Small Fires | Equipment / facility failure | Aggregated | 2032 | 0.0013585 | 527.1275 | 0.71611 | 2032 | Mitigation | 0.95 | 45 | 0 | esc | 0.00097009 | 1.3179e-06 | 0.00097009 | 1.3179e-06 | 0.03606 | 2.1683e-08 | 0.0094681 | 6.2842e-09
[120 empty] | 7.3.3.17.5 (Remote Grid) Updates to grid topology to minimize risk of ignition in HFTDs Remote GridWLDFREquipment / facility failureAggregated | WLDFR | HFTD - Distribution - Tier 3 - 5QU CoRE ¦ 2QU LoRE | Non-Red Flag Warning - Small Fires | Equipment / facility failure | Aggregated | 2033 | 0.0013585 | 527.1275 | 0.71611 | 2033 | Mitigation | 0.95 | 45 | 0 | esc | 0.00097009 | 1.3179e-06 | 0.00097009 | 1.3179e-06 | 0.03606 | 2.1683e-08 | 0.0094681 | 6.2842e-09
[120 empty] | 7.3.3.17.5 (Remote Grid) Updates to grid topology to minimize risk of ignition in HFTDs Remote GridWLDFREquipment / facility failureAggregated | WLDFR | HFTD - Distribution - Tier 3 - 5QU CoRE ¦ 2QU LoRE | Non-Red Flag Warning - Small Fires | Equipment / facility failure | Aggregated | 2034 | 0.0013585 | 527.1275 | 0.71611 | 2034 | Mitigation | 0.95 | 45 | 0 | esc | 0.00097009 | 1.3179e-06 | 0.00097009 | 1.3179e-06 | 0.03606 | 2.1683e-08 | 0.0094681 | 6.2842e-09
[120 empty] | 7.3.3.17.5 (Remote Grid) Updates to grid topology to minimize risk of ignition in HFTDs Remote GridWLDFREquipment / facility failureAggregated | WLDFR | HFTD - Distribution - Tier 3 - 5QU CoRE ¦ 2QU LoRE | Non-Red Flag Warning - Small Fires | Equipment / facility failure | Aggregated | 2035 | 0.0013585 | 527.1275 | 0.71611 | 2035 | Mitigation | 0.95 | 45 | 0 | esc | 0.00097009 | 1.3179e-06 | 0.00097009 | 1.3179e-06 | 0.03606 | 2.1683e-08 | 0.0094681 | 6.2842e-09
[120 empty] | 7.3.3.17.5 (Remote Grid) Updates to grid topology to minimize risk of ignition in HFTDs Remote GridWLDFREquipment / facility failureAggregated | WLDFR | HFTD - Distribution - Tier 3 - 5QU CoRE ¦ 2QU LoRE | Non-Red Flag Warning - Small Fires | Equipment / facility failure | Aggregated | 2036 | 0.0013585 | 527.1275 | 0.71611 | 2036 | Mitigation | 0.95 | 45 | 0 | esc | 0.00097009 | 1.3179e-06 | 0.00097009 | 1.3179e-06 | 0.03606 | 2.1683e-08 | 0.0094681 | 6.2842e-09
[120 empty] | 7.3.3.17.5 (Remote Grid) Updates to grid topology to minimize risk of ignition in HFTDs Remote GridWLDFREquipment / facility failureAggregated | WLDFR | HFTD - Distribution - Tier 3 - 5QU CoRE ¦ 2QU LoRE | Non-Red Flag Warning - Small Fires | Equipment / facility failure | Aggregated | 2037 | 0.0013585 | 527.1275 | 0.71611 | 2037 | Mitigation | 0.95 | 45 | 0 | esc | 0.00097009 | 1.3179e-06 | 0.00097009 | 1.3179e-06 | 0.03606 | 2.1683e-08 | 0.0094681 | 6.2842e-09
[120 empty] | 7.3.3.17.5 (Remote Grid) Updates to grid topology to minimize risk of ignition in HFTDs Remote GridWLDFREquipment / facility failureAggregated | WLDFR | HFTD - Distribution - Tier 3 - 5QU CoRE ¦ 2QU LoRE | Non-Red Flag Warning - Small Fires | Equipment / facility failure | Aggregated | 2038 | 0.0013585 | 527.1275 | 0.71611 | 2038 | Mitigation | 0.95 | 45 | 0 | esc | 0.00097009 | 1.3179e-06 | 0.00097009 | 1.3179e-06 | 0.03606 | 2.1683e-08 | 0.0094681 | 6.2842e-09
[120 empty] | 7.3.3.17.5 (Remote Grid) Updates to grid topology to minimize risk of ignition in HFTDs Remote GridWLDFREquipment / facility failureAggregated | WLDFR | HFTD - Distribution - Tier 3 - 5QU CoRE ¦ 2QU LoRE | Non-Red Flag Warning - Small Fires | Equipment / facility failure | Aggregated | 2039 | 0.0013585 | 527.1275 | 0.71611 | 2039 | Mitigation | 0.95 | 45 | 0 | esc | 0.00097009 | 1.3179e-06 | 0.00097009 | 1.3179e-06 | 0.03606 | 2.1683e-08 | 0.0094681 | 6.2842e-09
[120 empty] | 7.3.3.17.5 (Remote Grid) Updates to grid topology to minimize risk of ignition in HFTDs Remote GridWLDFREquipment / facility failureAggregated | WLDFR | HFTD - Distribution - Tier 3 - 5QU CoRE ¦ 2QU LoRE | Non-Red Flag Warning - Small Fires | Equipment / facility failure | Aggregated | 2040 | 0.0013585 | 527.1275 | 0.71611 | 2040 | Mitigation | 0.95 | 45 | 0 | esc | 0.00097009 | 1.3179e-06 | 0.00097009 | 1.3179e-06 | 0.03606 | 2.1683e-08 | 0.0094681 | 6.2842e-09
[120 empty] | 7.3.3.17.5 (Remote Grid) Updates to grid topology to minimize risk of ignition in HFTDs Remote GridWLDFREquipment / facility failureAggregated | WLDFR | HFTD - Distribution - Tier 3 - 5QU CoRE ¦ 2QU LoRE | Non-Red Flag Warning - Small Fires | Equipment / facility failure | Aggregated | 2041 | 0.0013585 | 527.1275 | 0.71611 | 2041 | Mitigation | 0.95 | 45 | 0 | esc | 0.00097009 | 1.3179e-06 | 0.00097009 | 1.3179e-06 | 0.03606 | 2.1683e-08 | 0.0094681 | 6.2842e-09
[120 empty] | 7.3.3.17.5 (Remote Grid) Updates to grid topology to minimize risk of ignition in HFTDs Remote GridWLDFREquipment / facility failureAggregated | WLDFR | HFTD - Distribution - Tier 3 - 5QU CoRE ¦ 2QU LoRE | Non-Red Flag Warning - Small Fires | Equipment / facility failure | Aggregated | 2042 | 0.0013585 | 527.1275 | 0.71611 | 2042 | Mitigation | 0.95 | 45 | 0 | esc | 0.00097009 | 1.3179e-06 | 0.00097009 | 1.3179e-06 | 0.03606 | 2.1683e-08 | 0.0094681 | 6.2842e-09
[120 empty] | 7.3.3.17.5 (Remote Grid) Updates to grid topology to minimize risk of ignition in HFTDs Remote GridWLDFREquipment / facility failureAggregated | WLDFR | HFTD - Distribution - Tier 3 - 5QU CoRE ¦ 2QU LoRE | Non-Red Flag Warning - Small Fires | Equipment / facility failure | Aggregated | 2043 | 0.0013585 | 527.1275 | 0.71611 | 2043 | Mitigation | 0.95 | 45 | 0 | esc | 0.00097009 | 1.3179e-06 | 0.00097009 | 1.3179e-06 | 0.03606 | 2.1683e-08 | 0.0094681 | 6.2842e-09
[120 empty] | 7.3.3.17.5 (Remote Grid) Updates to grid topology to minimize risk of ignition in HFTDs Remote GridWLDFREquipment / facility failureAggregated | WLDFR | HFTD - Distribution - Tier 3 - 5QU CoRE ¦ 2QU LoRE | Non-Red Flag Warning - Small Fires | Equipment / facility failure | Aggregated | 2044 | 0.0013585 | 527.1275 | 0.71611 | 2044 | Mitigation | 0.95 | 45 | 0 | esc | 0.00097009 | 1.3179e-06 | 0.00097009 | 1.3179e-06 | 0.03606 | 2.1683e-08 | 0 | 0
[120 empty] | 7.3.3.17.5 (Remote Grid) Updates to grid topology to minimize risk of ignition in HFTDs Remote GridWLDFREquipment / facility failureAggregated | WLDFR | HFTD - Distribution - Tier 3 - 5QU CoRE ¦ 2QU LoRE | Non-Red Flag Warning - Small Fires | Equipment / facility failure | Aggregated | 2045 | 0.0013585 | 527.1275 | 0.71611 | 2045 | Mitigation | 0.95 | 45 | 0 | esc | 0.00097009 | 1.3179e-06 | 0.00097009 | 1.3179e-06 | 0.03606 | 2.1683e-08 | 0 | 0
[120 empty] | 7.3.3.17.5 (Remote Grid) Updates to grid topology to minimize risk of ignition in HFTDs Remote GridWLDFREquipment / facility failureAggregated | WLDFR | HFTD - Distribution - Tier 3 - 5QU CoRE ¦ 2QU LoRE | Non-Red Flag Warning - Small Fires | Equipment / facility failure | Aggregated | 2046 | 0.0013585 | 527.1275 | 0.71611 | 2046 | Mitigation | 0.95 | 45 | 0 | esc | 0.00097009 | 1.3179e-06 | 0.00097009 | 1.3179e-06 | 0.03606 | 2.1683e-08 | 0.010598 | 4.0548e-10
[120 empty] | 7.3.3.17.5 (Remote Grid) Updates to grid topology to minimize risk of ignition in HFTDs Remote GridWLDFREquipment / facility failureAggregated | WLDFR | HFTD - Distribution - Tier 3 - 5QU CoRE ¦ 2QU LoRE | Non-Red Flag Warning - Small Fires | Equipment / facility failure | Aggregated | 2047 | 0.0013585 | 527.1275 | 0.71611 | 2047 | Mitigation | 0.95 | 45 | 0 | esc | 0.00097009 | 1.3179e-06 | 0.00097009 | 1.3179e-06 | 0.03606 | 2.1683e-08 | 0.010598 | 4.0548e-10
[120 empty] | 7.3.3.17.5 (Remote Grid) Updates to grid topology to minimize risk of ignition in HFTDs Remote GridWLDFREquipment / facility failureAggregated | WLDFR | HFTD - Distribution - Tier 3 - 5QU CoRE ¦ 2QU LoRE | Non-Red Flag Warning - Small Fires | Equipment / facility failure | Aggregated | 2048 | 0.0013585 | 527.1275 | 0.71611 | 2048 | Mitigation | 0.95 | 45 | 0 | esc | 0.00097009 | 1.3179e-06 | 0.00097009 | 1.3179e-06 | 0.03606 | 2.1683e-08 | 0.010598 | 4.0548e-10
[120 empty] | 7.3.3.17.5 (Remote Grid) Updates to grid topology to minimize risk of ignition in HFTDs Remote GridWLDFREquipment / facility failureAggregated | WLDFR | HFTD - Distribution - Tier 3 - 5QU CoRE ¦ 2QU LoRE | Non-Red Flag Warning - Small Fires | Equipment / facility failure | Aggregated | 2049 | 0.0013585 | 527.1275 | 0.71611 | 2049 | Mitigation | 0.95 | 45 | 0 | esc | 0.00097009 | 1.3179e-06 | 0.00097009 | 1.3179e-06 | 0.03606 | 2.1683e-08 | 0.010598 | 4.0548e-10
[120 empty] | 7.3.3.17.5 (Remote Grid) Updates to grid topology to minimize risk of ignition in HFTDs Remote GridWLDFREquipment / facility failureAggregated | WLDFR | HFTD - Distribution - Tier 3 - 5QU CoRE ¦ 2QU LoRE | Non-Red Flag Warning - Small Fires | Equipment / facility failure | Aggregated | 2050 | 0.0013585 | 527.1275 | 0.71611 | 2050 | Mitigation | 0.95 | 45 | 0 | esc | 0.00097009 | 1.3179e-06 | 0.00097009 | 1.3179e-06 | 0.03606 | 2.1683e-08 | 0.010598 | 4.0548e-10
[120 empty] | 7.3.3.17.5 (Remote Grid) Updates to grid topology to minimize risk of ignition in HFTDs Remote GridWLDFREquipment / facility failureAggregated | WLDFR | HFTD - Distribution - Tier 3 - 5QU CoRE ¦ 2QU LoRE | Non-Red Flag Warning - Small Fires | Equipment / facility failure | Aggregated | 2051 | 0.0013585 | 527.1275 | 0.71611 | 2051 | Mitigation | 0.95 | 45 | 0 | esc | 0.00097009 | 1.3179e-06 | 0.00097009 | 1.3179e-06 | 0.03606 | 2.1683e-08 | 0.010598 | 4.0548e-10
[120 empty] | 7.3.3.17.5 (Remote Grid) Updates to grid topology to minimize risk of ignition in HFTDs Remote GridWLDFREquipment / facility failureAggregated | WLDFR | HFTD - Distribution - Tier 3 - 5QU CoRE ¦ 2QU LoRE | Non-Red Flag Warning - Small Fires | Equipment / facility failure | Aggregated | 2052 | 0.0013585 | 527.1275 | 0.71611 | 2052 | Mitigation | 0.95 | 45 | 0 | esc | 0.00097009 | 1.3179e-06 | 0.00097009 | 1.3179e-06 | 0.03606 | 2.1683e-08 | 0.010598 | 4.0548e-10
[120 empty] | 7.3.3.17.5 (Remote Grid) Updates to grid topology to minimize risk of ignition in HFTDs Remote GridWLDFREquipment / facility failureAggregated | WLDFR | HFTD - Distribution - Tier 3 - 5QU CoRE ¦ 2QU LoRE | Non-Red Flag Warning - Small Fires | Equipment / facility failure | Aggregated | 2053 | 0.0013585 | 527.1275 | 0.71611 | 2053 | Mitigation | 0.95 | 45 | 0 | esc | 0.00097009 | 1.3179e-06 | 0.00097009 | 1.3179e-06 | 0.03606 | 2.1683e-08 | 0.010598 | 4.0548e-10
[120 empty] | 7.3.3.17.5 (Remote Grid) Updates to grid topology to minimize risk of ignition in HFTDs Remote GridWLDFREquipment / facility failureAggregated | WLDFR | HFTD - Distribution - Tier 3 - 5QU CoRE ¦ 2QU LoRE | Non-Red Flag Warning - Small Fires | Equipment / facility failure | Aggregated | 2054 | 0.0013585 | 527.1275 | 0.71611 | 2054 | Mitigation | 0.95 | 45 | 0 | esc | 0.00097009 | 1.3179e-06 | 0.00097009 | 1.3179e-06 | 0.03606 | 2.1683e-08 | 0.010598 | 4.0548e-10
[120 empty] | 7.3.3.17.5 (Remote Grid) Updates to grid topology to minimize risk of ignition in HFTDs Remote GridWLDFREquipment / facility failureAggregated | WLDFR | HFTD - Distribution - Tier 3 - 5QU CoRE ¦ 2QU LoRE | Non-Red Flag Warning - Small Fires | Equipment / facility failure | Aggregated | 2055 | 0.0013585 | 527.1275 | 0.71611 | 2055 | Mitigation | 0.95 | 45 | 0 | esc | 0.00097009 | 1.3179e-06 | 0.00097009 | 1.3179e-06 | 0.03606 | 2.1683e-08 | 0.010598 | 4.0548e-10
[120 empty] | 7.3.3.17.5 (Remote Grid) Updates to grid topology to minimize risk of ignition in HFTDs Remote GridWLDFREquipment / facility failureAggregated | WLDFR | HFTD - Distribution - Tier 3 - 5QU CoRE ¦ 2QU LoRE | Non-Red Flag Warning - Small Fires | Equipment / facility failure | Aggregated | 2056 | 0.0013585 | 527.1275 | 0.71611 | 2056 | Mitigation | 0.95 | 45 | 0 | esc | 0.00097009 | 1.3179e-06 | 0.00097009 | 1.3179e-06 | 0.03606 | 2.1683e-08 | 0.010598 | 4.0548e-10
[120 empty] | 7.3.3.17.5 (Remote Grid) Updates to grid topology to minimize risk of ignition in HFTDs Remote GridWLDFREquipment / facility failureAggregated | WLDFR | HFTD - Distribution - Tier 3 - 5QU CoRE ¦ 2QU LoRE | Non-Red Flag Warning - Small Fires | Equipment / facility failure | Aggregated | 2057 | 0.0013585 | 527.1275 | 0.71611 | 2057 | Mitigation | 0.95 | 45 | 0 | esc | 0.00097009 | 1.3179e-06 | 0.00097009 | 1.3179e-06 | 0.03606 | 2.1683e-08 | 0.010598 | 4.0548e-10
[120 empty] | 7.3.3.17.5 (Remote Grid) Updates to grid topology to minimize risk of ignition in HFTDs Remote GridWLDFREquipment / facility failureAggregated | WLDFR | HFTD - Distribution - Tier 3 - 5QU CoRE ¦ 2QU LoRE | Non-Red Flag Warning - Small Fires | Equipment / facility failure | Aggregated | 2058 | 0.0013585 | 527.1275 | 0.71611 | 2058 | Mitigation | 0.95 | 45 | 0 | esc | 0.00097009 | 1.3179e-06 | 0.00097009 | 1.3179e-06 | 0.03606 | 2.1683e-08 | 0.010598 | 4.0548e-10
[120 empty] | 7.3.3.17.5 (Remote Grid) Updates to grid topology to minimize risk of ignition in HFTDs Remote GridWLDFREquipment / facility failureAggregated | WLDFR | HFTD - Distribution - Tier 3 - 5QU CoRE ¦ 2QU LoRE | Non-Red Flag Warning - Small Fires | Equipment / facility failure | Aggregated | 2059 | 0.0013585 | 527.1275 | 0.71611 | 2059 | Mitigation | 0.95 | 45 | 0 | esc | 0.00097009 | 1.3179e-06 | 0.00097009 | 1.3179e-06 | 0.03606 | 2.1683e-08 | 0.010598 | 4.0548e-10
[120 empty] | 7.3.3.17.5 (Remote Grid) Updates to grid topology to minimize risk of ignition in HFTDs Remote GridWLDFREquipment / facility failureAggregated | WLDFR | HFTD - Distribution - Tier 3 - 5QU CoRE ¦ 2QU LoRE | Non-Red Flag Warning - Small Fires | Equipment / facility failure | Aggregated | 2060 | 0.0013585 | 527.1275 | 0.71611 | 2060 | Mitigation | 0.95 | 45 | 0 | esc | 0.00097009 | 1.3179e-06 | 0.00097009 | 1.3179e-06 | 0.03606 | 2.1683e-08 | 0.010598 | 4.0548e-10
[120 empty] | 7.3.3.17.5 (Remote Grid) Updates to grid topology to minimize risk of ignition in HFTDs Remote GridWLDFREquipment / facility failureAggregated | WLDFR | HFTD - Distribution - Tier 3 - 5QU CoRE ¦ 2QU LoRE | Non-Red Flag Warning - Small Fires | Equipment / facility failure | Aggregated | 2061 | 0.0013585 | 527.1275 | 0.71611 | 2061 | Mitigation | 0.95 | 45 | 0 | esc | 0.00097009 | 1.3179e-06 | 0.00097009 | 1.3179e-06 | 0.03606 | 2.1683e-08 | 0.010598 | 4.0548e-10
[120 empty] | 7.3.3.17.5 (Remote Grid) Updates to grid topology to minimize risk of ignition in HFTDs Remote GridWLDFREquipment / facility failureAggregated | WLDFR | HFTD - Distribution - Tier 3 - 5QU CoRE ¦ 2QU LoRE | Non-Red Flag Warning - Small Fires | Equipment / facility failure | Aggregated | 2062 | 0.0013585 | 527.1275 | 0.71611 | 2062 | Mitigation | 0.95 | 45 | 0 | esc | 0.00097009 | 1.3179e-06 | 0.00097009 | 1.3179e-06 | 0.03606 | 2.1683e-08 | 0.010598 | 4.0548e-10
[120 empty] | 7.3.3.17.5 (Remote Grid) Updates to grid topology to minimize risk of ignition in HFTDs Remote GridWLDFREquipment / facility failureAggregated | WLDFR | HFTD - Distribution - Tier 3 - 5QU CoRE ¦ 2QU LoRE | Non-Red Flag Warning - Small Fires | Equipment / facility failure | Aggregated | 2063 | 0.0013585 | 527.1275 | 0.71611 | 2063 | Mitigation | 0.95 | 45 | 0 | esc | 0.00097009 | 1.3179e-06 | 0.00097009 | 1.3179e-06 | 0.03606 | 2.1683e-08 | 0.010598 | 4.0548e-10
[120 empty] | 7.3.3.17.5 (Remote Grid) Updates to grid topology to minimize risk of ignition in HFTDs Remote GridWLDFREquipment / facility failureAggregated | WLDFR | HFTD - Distribution - Tier 3 - 5QU CoRE ¦ 2QU LoRE | Non-Red Flag Warning - Small Fires | Equipment / facility failure | Aggregated | 2064 | 0.0013585 | 527.1275 | 0.71611 | 2064 | Mitigation | 0.95 | 45 | 0 | esc | 0.00097009 | 1.3179e-06 | 0.00097009 | 1.3179e-06 | 0.03606 | 2.1683e-08 | 0.010598 | 4.0548e-10
[120 empty] | 7.3.3.17.5 (Remote Grid) Updates to grid topology to minimize risk of ignition in HFTDs Remote GridWLDFREquipment / facility failureAggregated | WLDFR | HFTD - Distribution - Tier 3 - 5QU CoRE ¦ 2QU LoRE | Non-Red Flag Warning - Small Fires | Equipment / facility failure | Aggregated | 2065 | 0.0013585 | 527.1275 | 0.71611 | 2065 | Mitigation | 0.95 | 45 | 0 | esc | 0.00097009 | 1.3179e-06 | 0.00097009 | 1.3179e-06 | 0.03606 | 2.1683e-08 | 0.010598 | 4.0548e-10
[120 empty] | 7.3.3.17.5 (Remote Grid) Updates to grid topology to minimize risk of ignition in HFTDs Remote GridWLDFREquipment / facility failureAggregated | WLDFR | HFTD - Distribution - Tier 3 - 5QU CoRE ¦ 2QU LoRE | Non-Red Flag Warning - Small Fires | Equipment / facility failure | Aggregated | 2066 | 0.0013585 | 527.1275 | 0.71611 | 2066 | Mitigation | 0.95 | 45 | 0 | esc | 0.00097009 | 1.3179e-06 | 0.00097009 | 1.3179e-06 | 0.03606 | 2.1683e-08 | 0.010598 | 4.0548e-10
[120 empty] | 7.3.3.17.5 (Remote Grid) Updates to grid topology to minimize risk of ignition in HFTDs Remote GridWLDFREquipment / facility failureAggregated | WLDFR | HFTD - Distribution - Tier 3 - 5QU CoRE ¦ 2QU LoRE | Non-Red Flag Warning - Small Fires | Equipment / facility failure | Aggregated | 2067 | 0.0013585 | 527.1275 | 0.71611 | 2067 | Mitigation | 0.95 | 45 | 0 | esc | 0 | 0 | 0.00097009 | 1.3179e-06 | 0.03606 | 2.1683e-08 | 0.010598 | 4.0548e-10
[120 empty] | 7.3.3.17.5 (Remote Grid) Updates to grid topology to minimize risk of ignition in HFTDs Remote GridWLDFRVegetation ContactAggregated | WLDFR | HFTD - Distribution - Tier 3 - 5QU CoRE ¦ 2QU LoRE | Non-Red Flag Warning - Small Fires | Vegetation Contact | Aggregated | 2022 | 0.0028973 | 527.1275 | 1.5273 | 2022 | Mitigation | 0.95 | 45 | 0 | esc | 0.00097009 | 2.8107e-06 | 0 | 0 | 0 | 0 | 0.010598 | 4.0548e-10
[120 empty] | 7.3.3.17.5 (Remote Grid) Updates to grid topology to minimize risk of ignition in HFTDs Remote GridWLDFRVegetation ContactAggregated | WLDFR | HFTD - Distribution - Tier 3 - 5QU CoRE ¦ 2QU LoRE | Non-Red Flag Warning - Small Fires | Vegetation Contact | Aggregated | 2023 | 0.0028973 | 527.1275 | 1.5273 | 2023 | Mitigation | 0.95 | 45 | 0 | esc | 0.00097009 | 2.8107e-06 | 0.00097009 | 2.8107e-06 | 0.03606 | 7.5518e-08 | 0.010598 | 4.0548e-10
[120 empty] | 7.3.3.17.5 (Remote Grid) Updates to grid topology to minimize risk of ignition in HFTDs Remote GridWLDFRVegetation ContactAggregated | WLDFR | HFTD - Distribution - Tier 3 - 5QU CoRE ¦ 2QU LoRE | Non-Red Flag Warning - Small Fires | Vegetation Contact | Aggregated | 2024 | 0.0028973 | 527.1275 | 1.5273 | 2024 | Mitigation | 0.95 | 45 | 0 | esc | 0.00097009 | 2.8107e-06 | 0.00097009 | 2.8107e-06 | 0.03606 | 7.5518e-08 | 0.010598 | 4.0548e-10
[120 empty] | 7.3.3.17.5 (Remote Grid) Updates to grid topology to minimize risk of ignition in HFTDs Remote GridWLDFRVegetation ContactAggregated | WLDFR | HFTD - Distribution - Tier 3 - 5QU CoRE ¦ 2QU LoRE | Non-Red Flag Warning - Small Fires | Vegetation Contact | Aggregated | 2025 | 0.0028973 | 527.1275 | 1.5273 | 2025 | Mitigation | 0.95 | 45 | 0 | esc | 0.00097009 | 2.8107e-06 | 0.00097009 | 2.8107e-06 | 0.03606 | 7.5518e-08 | 0.010598 | 4.0548e-10
[120 empty] | 7.3.3.17.5 (Remote Grid) Updates to grid topology to minimize risk of ignition in HFTDs Remote GridWLDFRVegetation ContactAggregated | WLDFR | HFTD - Distribution - Tier 3 - 5QU CoRE ¦ 2QU LoRE | Non-Red Flag Warning - Small Fires | Vegetation Contact | Aggregated | 2026 | 0.0028973 | 527.1275 | 1.5273 | 2026 | Mitigation | 0.95 | 45 | 0 | esc | 0.00097009 | 2.8107e-06 | 0.00097009 | 2.8107e-06 | 0.03606 | 7.5518e-08 | 0.010598 | 4.0548e-10
[120 empty] | 7.3.3.17.5 (Remote Grid) Updates to grid topology to minimize risk of ignition in HFTDs Remote GridWLDFRVegetation ContactAggregated | WLDFR | HFTD - Distribution - Tier 3 - 5QU CoRE ¦ 2QU LoRE | Non-Red Flag Warning - Small Fires | Vegetation Contact | Aggregated | 2027 | 0.0028973 | 527.1275 | 1.5273 | 2027 | Mitigation | 0.95 | 45 | 0 | esc | 0.00097009 | 2.8107e-06 | 0.00097009 | 2.8107e-06 | 0.03606 | 7.5518e-08 | 0.010598 | 4.0548e-10
[120 empty] | 7.3.3.17.5 (Remote Grid) Updates to grid topology to minimize risk of ignition in HFTDs Remote GridWLDFRVegetation ContactAggregated | WLDFR | HFTD - Distribution - Tier 3 - 5QU CoRE ¦ 2QU LoRE | Non-Red Flag Warning - Small Fires | Vegetation Contact | Aggregated | 2028 | 0.0028973 | 527.1275 | 1.5273 | 2028 | Mitigation | 0.95 | 45 | 0 | esc | 0.00097009 | 2.8107e-06 | 0.00097009 | 2.8107e-06 | 0.03606 | 7.5518e-08 | 0.010598 | 4.0548e-10
[120 empty] | 7.3.3.17.5 (Remote Grid) Updates to grid topology to minimize risk of ignition in HFTDs Remote GridWLDFRVegetation ContactAggregated | WLDFR | HFTD - Distribution - Tier 3 - 5QU CoRE ¦ 2QU LoRE | Non-Red Flag Warning - Small Fires | Vegetation Contact | Aggregated | 2029 | 0.0028973 | 527.1275 | 1.5273 | 2029 | Mitigation | 0.95 | 45 | 0 | esc | 0.00097009 | 2.8107e-06 | 0.00097009 | 2.8107e-06 | 0.03606 | 7.5518e-08 | 0.010598 | 4.0548e-10
[120 empty] | 7.3.3.17.5 (Remote Grid) Updates to grid topology to minimize risk of ignition in HFTDs Remote GridWLDFRVegetation ContactAggregated | WLDFR | HFTD - Distribution - Tier 3 - 5QU CoRE ¦ 2QU LoRE | Non-Red Flag Warning - Small Fires | Vegetation Contact | Aggregated | 2030 | 0.0028973 | 527.1275 | 1.5273 | 2030 | Mitigation | 0.95 | 45 | 0 | esc | 0.00097009 | 2.8107e-06 | 0.00097009 | 2.8107e-06 | 0.03606 | 7.5518e-08 | 0 | 0
[120 empty] | 7.3.3.17.5 (Remote Grid) Updates to grid topology to minimize risk of ignition in HFTDs Remote GridWLDFRVegetation ContactAggregated | WLDFR | HFTD - Distribution - Tier 3 - 5QU CoRE ¦ 2QU LoRE | Non-Red Flag Warning - Small Fires | Vegetation Contact | Aggregated | 2031 | 0.0028973 | 527.1275 | 1.5273 | 2031 | Mitigation | 0.95 | 45 | 0 | esc | 0.00097009 | 2.8107e-06 | 0.00097009 | 2.8107e-06 | 0.03606 | 7.5518e-08 | 0 | 0
[120 empty] | 7.3.3.17.5 (Remote Grid) Updates to grid topology to minimize risk of ignition in HFTDs Remote GridWLDFRVegetation ContactAggregated | WLDFR | HFTD - Distribution - Tier 3 - 5QU CoRE ¦ 2QU LoRE | Non-Red Flag Warning - Small Fires | Vegetation Contact | Aggregated | 2032 | 0.0028973 | 527.1275 | 1.5273 | 2032 | Mitigation | 0.95 | 45 | 0 | esc | 0.00097009 | 2.8107e-06 | 0.00097009 | 2.8107e-06 | 0.03606 | 7.5518e-08 | 0.0087991 | 1.4981e-08
[120 empty] | 7.3.3.17.5 (Remote Grid) Updates to grid topology to minimize risk of ignition in HFTDs Remote GridWLDFRVegetation ContactAggregated | WLDFR | HFTD - Distribution - Tier 3 - 5QU CoRE ¦ 2QU LoRE | Non-Red Flag Warning - Small Fires | Vegetation Contact | Aggregated | 2033 | 0.0028973 | 527.1275 | 1.5273 | 2033 | Mitigation | 0.95 | 45 | 0 | esc | 0.00097009 | 2.8107e-06 | 0.00097009 | 2.8107e-06 | 0.03606 | 7.5518e-08 | 0.0087991 | 1.4981e-08
[120 empty] | 7.3.3.17.5 (Remote Grid) Updates to grid topology to minimize risk of ignition in HFTDs Remote GridWLDFRVegetation ContactAggregated | WLDFR | HFTD - Distribution - Tier 3 - 5QU CoRE ¦ 2QU LoRE | Non-Red Flag Warning - Small Fires | Vegetation Contact | Aggregated | 2034 | 0.0028973 | 527.1275 | 1.5273 | 2034 | Mitigation | 0.95 | 45 | 0 | esc | 0.00097009 | 2.8107e-06 | 0.00097009 | 2.8107e-06 | 0.03606 | 7.5518e-08 | 0.0087991 | 1.4981e-08
[120 empty] | 7.3.3.17.5 (Remote Grid) Updates to grid topology to minimize risk of ignition in HFTDs Remote GridWLDFRVegetation ContactAggregated | WLDFR | HFTD - Distribution - Tier 3 - 5QU CoRE ¦ 2QU LoRE | Non-Red Flag Warning - Small Fires | Vegetation Contact | Aggregated | 2035 | 0.0028973 | 527.1275 | 1.5273 | 2035 | Mitigation | 0.95 | 45 | 0 | esc | 0.00097009 | 2.8107e-06 | 0.00097009 | 2.8107e-06 | 0.03606 | 7.5518e-08 | 0.0087991 | 1.4981e-08
[120 empty] | 7.3.3.17.5 (Remote Grid) Updates to grid topology to minimize risk of ignition in HFTDs Remote GridWLDFRVegetation ContactAggregated | WLDFR | HFTD - Distribution - Tier 3 - 5QU CoRE ¦ 2QU LoRE | Non-Red Flag Warning - Small Fires | Vegetation Contact | Aggregated | 2036 | 0.0028973 | 527.1275 | 1.5273 | 2036 | Mitigation | 0.95 | 45 | 0 | esc | 0.00097009 | 2.8107e-06 | 0.00097009 | 2.8107e-06 | 0.03606 | 7.5518e-08 | 0.0087991 | 1.4981e-08
[120 empty] | 7.3.3.17.5 (Remote Grid) Updates to grid topology to minimize risk of ignition in HFTDs Remote GridWLDFRVegetation ContactAggregated | WLDFR | HFTD - Distribution - Tier 3 - 5QU CoRE ¦ 2QU LoRE | Non-Red Flag Warning - Small Fires | Vegetation Contact | Aggregated | 2037 | 0.0028973 | 527.1275 | 1.5273 | 2037 | Mitigation | 0.95 | 45 | 0 | esc | 0.00097009 | 2.8107e-06 | 0.00097009 | 2.8107e-06 | 0.03606 | 7.5518e-08 | 0.0087991 | 1.4981e-08
[120 empty] | 7.3.3.17.5 (Remote Grid) Updates to grid topology to minimize risk of ignition in HFTDs Remote GridWLDFRVegetation ContactAggregated | WLDFR | HFTD - Distribution - Tier 3 - 5QU CoRE ¦ 2QU LoRE | Non-Red Flag Warning - Small Fires | Vegetation Contact | Aggregated | 2038 | 0.0028973 | 527.1275 | 1.5273 | 2038 | Mitigation | 0.95 | 45 | 0 | esc | 0.00097009 | 2.8107e-06 | 0.00097009 | 2.8107e-06 | 0.03606 | 7.5518e-08 | 0.0087991 | 1.4981e-08
[120 empty] | 7.3.3.17.5 (Remote Grid) Updates to grid topology to minimize risk of ignition in HFTDs Remote GridWLDFRVegetation ContactAggregated | WLDFR | HFTD - Distribution - Tier 3 - 5QU CoRE ¦ 2QU LoRE | Non-Red Flag Warning - Small Fires | Vegetation Contact | Aggregated | 2039 | 0.0028973 | 527.1275 | 1.5273 | 2039 | Mitigation | 0.95 | 45 | 0 | esc | 0.00097009 | 2.8107e-06 | 0.00097009 | 2.8107e-06 | 0.03606 | 7.5518e-08 | 0.0087991 | 1.4981e-08
[120 empty] | 7.3.3.17.5 (Remote Grid) Updates to grid topology to minimize risk of ignition in HFTDs Remote GridWLDFRVegetation ContactAggregated | WLDFR | HFTD - Distribution - Tier 3 - 5QU CoRE ¦ 2QU LoRE | Non-Red Flag Warning - Small Fires | Vegetation Contact | Aggregated | 2040 | 0.0028973 | 527.1275 | 1.5273 | 2040 | Mitigation | 0.95 | 45 | 0 | esc | 0.00097009 | 2.8107e-06 | 0.00097009 | 2.8107e-06 | 0.03606 | 7.5518e-08 | 0.0087991 | 1.4981e-08
[120 empty] | 7.3.3.17.5 (Remote Grid) Updates to grid topology to minimize risk of ignition in HFTDs Remote GridWLDFRVegetation ContactAggregated | WLDFR | HFTD - Distribution - Tier 3 - 5QU CoRE ¦ 2QU LoRE | Non-Red Flag Warning - Small Fires | Vegetation Contact | Aggregated | 2041 | 0.0028973 | 527.1275 | 1.5273 | 2041 | Mitigation | 0.95 | 45 | 0 | esc | 0.00097009 | 2.8107e-06 | 0.00097009 | 2.8107e-06 | 0.03606 | 7.5518e-08 | 0.0087991 | 1.4981e-08
[120 empty] | 7.3.3.17.5 (Remote Grid) Updates to grid topology to minimize risk of ignition in HFTDs Remote GridWLDFRVegetation ContactAggregated | WLDFR | HFTD - Distribution - Tier 3 - 5QU CoRE ¦ 2QU LoRE | Non-Red Flag Warning - Small Fires | Vegetation Contact | Aggregated | 2042 | 0.0028973 | 527.1275 | 1.5273 | 2042 | Mitigation | 0.95 | 45 | 0 | esc | 0.00097009 | 2.8107e-06 | 0.00097009 | 2.8107e-06 | 0.03606 | 7.5518e-08 | 0.0087991 | 1.4981e-08
[120 empty] | 7.3.3.17.5 (Remote Grid) Updates to grid topology to minimize risk of ignition in HFTDs Remote GridWLDFRVegetation ContactAggregated | WLDFR | HFTD - Distribution - Tier 3 - 5QU CoRE ¦ 2QU LoRE | Non-Red Flag Warning - Small Fires | Vegetation Contact | Aggregated | 2043 | 0.0028973 | 527.1275 | 1.5273 | 2043 | Mitigation | 0.95 | 45 | 0 | esc | 0.00097009 | 2.8107e-06 | 0.00097009 | 2.8107e-06 | 0.03606 | 7.5518e-08 | 0.0087991 | 1.4981e-08
[120 empty] | 7.3.3.17.5 (Remote Grid) Updates to grid topology to minimize risk of ignition in HFTDs Remote GridWLDFRVegetation ContactAggregated | WLDFR | HFTD - Distribution - Tier 3 - 5QU CoRE ¦ 2QU LoRE | Non-Red Flag Warning - Small Fires | Vegetation Contact | Aggregated | 2044 | 0.0028973 | 527.1275 | 1.5273 | 2044 | Mitigation | 0.95 | 45 | 0 | esc | 0.00097009 | 2.8107e-06 | 0.00097009 | 2.8107e-06 | 0.03606 | 7.5518e-08 | 0.0087991 | 1.4981e-08
[120 empty] | 7.3.3.17.5 (Remote Grid) Updates to grid topology to minimize risk of ignition in HFTDs Remote GridWLDFRVegetation ContactAggregated | WLDFR | HFTD - Distribution - Tier 3 - 5QU CoRE ¦ 2QU LoRE | Non-Red Flag Warning - Small Fires | Vegetation Contact | Aggregated | 2045 | 0.0028973 | 527.1275 | 1.5273 | 2045 | Mitigation | 0.95 | 45 | 0 | esc | 0.00097009 | 2.8107e-06 | 0.00097009 | 2.8107e-06 | 0.03606 | 7.5518e-08 | 0.0087991 | 1.4981e-08
[120 empty] | 7.3.3.17.5 (Remote Grid) Updates to grid topology to minimize risk of ignition in HFTDs Remote GridWLDFRVegetation ContactAggregated | WLDFR | HFTD - Distribution - Tier 3 - 5QU CoRE ¦ 2QU LoRE | Non-Red Flag Warning - Small Fires | Vegetation Contact | Aggregated | 2046 | 0.0028973 | 527.1275 | 1.5273 | 2046 | Mitigation | 0.95 | 45 | 0 | esc | 0.00097009 | 2.8107e-06 | 0.00097009 | 2.8107e-06 | 0.03606 | 7.5518e-08 | 0.0087991 | 1.4981e-08
[120 empty] | 7.3.3.17.5 (Remote Grid) Updates to grid topology to minimize risk of ignition in HFTDs Remote GridWLDFRVegetation ContactAggregated | WLDFR | HFTD - Distribution - Tier 3 - 5QU CoRE ¦ 2QU LoRE | Non-Red Flag Warning - Small Fires | Vegetation Contact | Aggregated | 2047 | 0.0028973 | 527.1275 | 1.5273 | 2047 | Mitigation | 0.95 | 45 | 0 | esc | 0.00097009 | 2.8107e-06 | 0.00097009 | 2.8107e-06 | 0.03606 | 7.5518e-08 | 0.0087991 | 1.4981e-08
[120 empty] | 7.3.3.17.5 (Remote Grid) Updates to grid topology to minimize risk of ignition in HFTDs Remote GridWLDFRVegetation ContactAggregated | WLDFR | HFTD - Distribution - Tier 3 - 5QU CoRE ¦ 2QU LoRE | Non-Red Flag Warning - Small Fires | Vegetation Contact | Aggregated | 2048 | 0.0028973 | 527.1275 | 1.5273 | 2048 | Mitigation | 0.95 | 45 | 0 | esc | 0.00097009 | 2.8107e-06 | 0.00097009 | 2.8107e-06 | 0.03606 | 7.5518e-08 | 0.0087991 | 1.4981e-08
[120 empty] | 7.3.3.17.5 (Remote Grid) Updates to grid topology to minimize risk of ignition in HFTDs Remote GridWLDFRVegetation ContactAggregated | WLDFR | HFTD - Distribution - Tier 3 - 5QU CoRE ¦ 2QU LoRE | Non-Red Flag Warning - Small Fires | Vegetation Contact | Aggregated | 2049 | 0.0028973 | 527.1275 | 1.5273 | 2049 | Mitigation | 0.95 | 45 | 0 | esc | 0.00097009 | 2.8107e-06 | 0.00097009 | 2.8107e-06 | 0.03606 | 7.5518e-08 | 0.0087991 | 1.4981e-08
[120 empty] | 7.3.3.17.5 (Remote Grid) Updates to grid topology to minimize risk of ignition in HFTDs Remote GridWLDFRVegetation ContactAggregated | WLDFR | HFTD - Distribution - Tier 3 - 5QU CoRE ¦ 2QU LoRE | Non-Red Flag Warning - Small Fires | Vegetation Contact | Aggregated | 2050 | 0.0028973 | 527.1275 | 1.5273 | 2050 | Mitigation | 0.95 | 45 | 0 | esc | 0.00097009 | 2.8107e-06 | 0.00097009 | 2.8107e-06 | 0.03606 | 7.5518e-08 | 0.0087991 | 1.4981e-08
[120 empty] | 7.3.3.17.5 (Remote Grid) Updates to grid topology to minimize risk of ignition in HFTDs Remote GridWLDFRVegetation ContactAggregated | WLDFR | HFTD - Distribution - Tier 3 - 5QU CoRE ¦ 2QU LoRE | Non-Red Flag Warning - Small Fires | Vegetation Contact | Aggregated | 2051 | 0.0028973 | 527.1275 | 1.5273 | 2051 | Mitigation | 0.95 | 45 | 0 | esc | 0.00097009 | 2.8107e-06 | 0.00097009 | 2.8107e-06 | 0.03606 | 7.5518e-08 | 0.0087991 | 1.4981e-08
[120 empty] | 7.3.3.17.5 (Remote Grid) Updates to grid topology to minimize risk of ignition in HFTDs Remote GridWLDFRVegetation ContactAggregated | WLDFR | HFTD - Distribution - Tier 3 - 5QU CoRE ¦ 2QU LoRE | Non-Red Flag Warning - Small Fires | Vegetation Contact | Aggregated | 2052 | 0.0028973 | 527.1275 | 1.5273 | 2052 | Mitigation | 0.95 | 45 | 0 | esc | 0.00097009 | 2.8107e-06 | 0.00097009 | 2.8107e-06 | 0.03606 | 7.5518e-08 | 0.0087991 | 1.4981e-08
[120 empty] | 7.3.3.17.5 (Remote Grid) Updates to grid topology to minimize risk of ignition in HFTDs Remote GridWLDFRVegetation ContactAggregated | WLDFR | HFTD - Distribution - Tier 3 - 5QU CoRE ¦ 2QU LoRE | Non-Red Flag Warning - Small Fires | Vegetation Contact | Aggregated | 2053 | 0.0028973 | 527.1275 | 1.5273 | 2053 | Mitigation | 0.95 | 45 | 0 | esc | 0.00097009 | 2.8107e-06 | 0.00097009 | 2.8107e-06 | 0.03606 | 7.5518e-08 | 0.0087991 | 1.4981e-08
[120 empty] | 7.3.3.17.5 (Remote Grid) Updates to grid topology to minimize risk of ignition in HFTDs Remote GridWLDFRVegetation ContactAggregated | WLDFR | HFTD - Distribution - Tier 3 - 5QU CoRE ¦ 2QU LoRE | Non-Red Flag Warning - Small Fires | Vegetation Contact | Aggregated | 2054 | 0.0028973 | 527.1275 | 1.5273 | 2054 | Mitigation | 0.95 | 45 | 0 | esc | 0.00097009 | 2.8107e-06 | 0.00097009 | 2.8107e-06 | 0.03606 | 7.5518e-08 | 0.0087991 | 1.4981e-08
[120 empty] | 7.3.3.17.5 (Remote Grid) Updates to grid topology to minimize risk of ignition in HFTDs Remote GridWLDFRVegetation ContactAggregated | WLDFR | HFTD - Distribution - Tier 3 - 5QU CoRE ¦ 2QU LoRE | Non-Red Flag Warning - Small Fires | Vegetation Contact | Aggregated | 2055 | 0.0028973 | 527.1275 | 1.5273 | 2055 | Mitigation | 0.95 | 45 | 0 | esc | 0.00097009 | 2.8107e-06 | 0.00097009 | 2.8107e-06 | 0.03606 | 7.5518e-08 | 0.0087991 | 1.4981e-08
[120 empty] | 7.3.3.17.5 (Remote Grid) Updates to grid topology to minimize risk of ignition in HFTDs Remote GridWLDFRVegetation ContactAggregated | WLDFR | HFTD - Distribution - Tier 3 - 5QU CoRE ¦ 2QU LoRE | Non-Red Flag Warning - Small Fires | Vegetation Contact | Aggregated | 2056 | 0.0028973 | 527.1275 | 1.5273 | 2056 | Mitigation | 0.95 | 45 | 0 | esc | 0.00097009 | 2.8107e-06 | 0.00097009 | 2.8107e-06 | 0.03606 | 7.5518e-08 | 0.0087991 | 1.4981e-08
[120 empty] | 7.3.3.17.5 (Remote Grid) Updates to grid topology to minimize risk of ignition in HFTDs Remote GridWLDFRVegetation ContactAggregated | WLDFR | HFTD - Distribution - Tier 3 - 5QU CoRE ¦ 2QU LoRE | Non-Red Flag Warning - Small Fires | Vegetation Contact | Aggregated | 2057 | 0.0028973 | 527.1275 | 1.5273 | 2057 | Mitigation | 0.95 | 45 | 0 | esc | 0.00097009 | 2.8107e-06 | 0.00097009 | 2.8107e-06 | 0.03606 | 7.5518e-08 | 0.0087991 | 1.4981e-08
[120 empty] | 7.3.3.17.5 (Remote Grid) Updates to grid topology to minimize risk of ignition in HFTDs Remote GridWLDFRVegetation ContactAggregated | WLDFR | HFTD - Distribution - Tier 3 - 5QU CoRE ¦ 2QU LoRE | Non-Red Flag Warning - Small Fires | Vegetation Contact | Aggregated | 2058 | 0.0028973 | 527.1275 | 1.5273 | 2058 | Mitigation | 0.95 | 45 | 0 | esc | 0.00097009 | 2.8107e-06 | 0.00097009 | 2.8107e-06 | 0.03606 | 7.5518e-08 | 0.0087991 | 1.4981e-08
[120 empty] | 7.3.3.17.5 (Remote Grid) Updates to grid topology to minimize risk of ignition in HFTDs Remote GridWLDFRVegetation ContactAggregated | WLDFR | HFTD - Distribution - Tier 3 - 5QU CoRE ¦ 2QU LoRE | Non-Red Flag Warning - Small Fires | Vegetation Contact | Aggregated | 2059 | 0.0028973 | 527.1275 | 1.5273 | 2059 | Mitigation | 0.95 | 45 | 0 | esc | 0.00097009 | 2.8107e-06 | 0.00097009 | 2.8107e-06 | 0.03606 | 7.5518e-08 | 0.0087991 | 1.4981e-08
[120 empty] | 7.3.3.17.5 (Remote Grid) Updates to grid topology to minimize risk of ignition in HFTDs Remote GridWLDFRVegetation ContactAggregated | WLDFR | HFTD - Distribution - Tier 3 - 5QU CoRE ¦ 2QU LoRE | Non-Red Flag Warning - Small Fires | Vegetation Contact | Aggregated | 2060 | 0.0028973 | 527.1275 | 1.5273 | 2060 | Mitigation | 0.95 | 45 | 0 | esc | 0.00097009 | 2.8107e-06 | 0.00097009 | 2.8107e-06 | 0.03606 | 7.5518e-08 | 0.0087991 | 1.4981e-08
[120 empty] | 7.3.3.17.5 (Remote Grid) Updates to grid topology to minimize risk of ignition in HFTDs Remote GridWLDFRVegetation ContactAggregated | WLDFR | HFTD - Distribution - Tier 3 - 5QU CoRE ¦ 2QU LoRE | Non-Red Flag Warning - Small Fires | Vegetation Contact | Aggregated | 2061 | 0.0028973 | 527.1275 | 1.5273 | 2061 | Mitigation | 0.95 | 45 | 0 | esc | 0.00097009 | 2.8107e-06 | 0.00097009 | 2.8107e-06 | 0.03606 | 7.5518e-08 | 0.0087991 | 1.4981e-08
[120 empty] | 7.3.3.17.5 (Remote Grid) Updates to grid topology to minimize risk of ignition in HFTDs Remote GridWLDFRVegetation ContactAggregated | WLDFR | HFTD - Distribution - Tier 3 - 5QU CoRE ¦ 2QU LoRE | Non-Red Flag Warning - Small Fires | Vegetation Contact | Aggregated | 2062 | 0.0028973 | 527.1275 | 1.5273 | 2062 | Mitigation | 0.95 | 45 | 0 | esc | 0.00097009 | 2.8107e-06 | 0.00097009 | 2.8107e-06 | 0.03606 | 7.5518e-08 | 0 | 0
[120 empty] | 7.3.3.17.5 (Remote Grid) Updates to grid topology to minimize risk of ignition in HFTDs Remote GridWLDFRVegetation ContactAggregated | WLDFR | HFTD - Distribution - Tier 3 - 5QU CoRE ¦ 2QU LoRE | Non-Red Flag Warning - Small Fires | Vegetation Contact | Aggregated | 2063 | 0.0028973 | 527.1275 | 1.5273 | 2063 | Mitigation | 0.95 | 45 | 0 | esc | 0.00097009 | 2.8107e-06 | 0.00097009 | 2.8107e-06 | 0.03606 | 7.5518e-08 | 0 | 0
[120 empty] | 7.3.3.17.5 (Remote Grid) Updates to grid topology to minimize risk of ignition in HFTDs Remote GridWLDFRVegetation ContactAggregated | WLDFR | HFTD - Distribution - Tier 3 - 5QU CoRE ¦ 2QU LoRE | Non-Red Flag Warning - Small Fires | Vegetation Contact | Aggregated | 2064 | 0.0028973 | 527.1275 | 1.5273 | 2064 | Mitigation | 0.95 | 45 | 0 | esc | 0.00097009 | 2.8107e-06 | 0.00097009 | 2.8107e-06 | 0.03606 | 7.5518e-08 | 0.00988 | 6.9767e-09
[120 empty] | 7.3.3.17.5 (Remote Grid) Updates to grid topology to minimize risk of ignition in HFTDs Remote GridWLDFRVegetation ContactAggregated | WLDFR | HFTD - Distribution - Tier 3 - 5QU CoRE ¦ 2QU LoRE | Non-Red Flag Warning - Small Fires | Vegetation Contact | Aggregated | 2065 | 0.0028973 | 527.1275 | 1.5273 | 2065 | Mitigation | 0.95 | 45 | 0 | esc | 0.00097009 | 2.8107e-06 | 0.00097009 | 2.8107e-06 | 0.03606 | 7.5518e-08 | 0.00988 | 6.9767e-09
[120 empty] | 7.3.3.17.5 (Remote Grid) Updates to grid topology to minimize risk of ignition in HFTDs Remote GridWLDFRVegetation ContactAggregated | WLDFR | HFTD - Distribution - Tier 3 - 5QU CoRE ¦ 2QU LoRE | Non-Red Flag Warning - Small Fires | Vegetation Contact | Aggregated | 2066 | 0.0028973 | 527.1275 | 1.5273 | 2066 | Mitigation | 0.95 | 45 | 0 | esc | 0.00097009 | 2.8107e-06 | 0.00097009 | 2.8107e-06 | 0.03606 | 7.5518e-08 | 0.00988 | 6.9767e-09
[120 empty] | 7.3.3.17.5 (Remote Grid) Updates to grid topology to minimize risk of ignition in HFTDs Remote GridWLDFRVegetation ContactAggregated | WLDFR | HFTD - Distribution - Tier 3 - 5QU CoRE ¦ 2QU LoRE | Non-Red Flag Warning - Small Fires | Vegetation Contact | Aggregated | 2067 | 0.0028973 | 527.1275 | 1.5273 | 2067 | Mitigation | 0.95 | 45 | 0 | esc | 0 | 0 | 0.00097009 | 2.8107e-06 | 0.03606 | 7.5518e-08 | 0.00988 | 6.9767e-09
[120 empty] | 7.3.3.17.5 (Remote Grid) Updates to grid topology to minimize risk of ignition in HFTDs Remote GridWLDFRWire-to-wire contactAggregated | WLDFR | HFTD - Distribution - Tier 3 - 5QU CoRE ¦ 2QU LoRE | Non-Red Flag Warning - Small Fires | Wire-to-wire contact | Aggregated | 2022 | 8.9135e-05 | 527.1275 | 0.046986 | 2022 | Mitigation | 0.95 | 45 | 0 | esc | 0.00097009 | 8.6469e-08 | 0 | 0 | 0.03606 | 7.5518e-08 | 0.00988 | 6.9767e-09
[120 empty] | 7.3.3.17.5 (Remote Grid) Updates to grid topology to minimize risk of ignition in HFTDs Remote GridWLDFRWire-to-wire contactAggregated | WLDFR | HFTD - Distribution - Tier 3 - 5QU CoRE ¦ 2QU LoRE | Non-Red Flag Warning - Small Fires | Wire-to-wire contact | Aggregated | 2023 | 8.9135e-05 | 527.1275 | 0.046986 | 2023 | Mitigation | 0.95 | 45 | 0 | esc | 0.00097009 | 8.6469e-08 | 0.00097009 | 8.6469e-08 | 0.03606 | 7.5518e-08 | 0.00988 | 6.9767e-09
[120 empty] | 7.3.3.17.5 (Remote Grid) Updates to grid topology to minimize risk of ignition in HFTDs Remote GridWLDFRWire-to-wire contactAggregated | WLDFR | HFTD - Distribution - Tier 3 - 5QU CoRE ¦ 2QU LoRE | Non-Red Flag Warning - Small Fires | Wire-to-wire contact | Aggregated | 2024 | 8.9135e-05 | 527.1275 | 0.046986 | 2024 | Mitigation | 0.95 | 45 | 0 | esc | 0.00097009 | 8.6469e-08 | 0.00097009 | 8.6469e-08 | 0.03606 | 7.5518e-08 | 0.00988 | 6.9767e-09
[120 empty] | 7.3.3.17.5 (Remote Grid) Updates to grid topology to minimize risk of ignition in HFTDs Remote GridWLDFRWire-to-wire contactAggregated | WLDFR | HFTD - Distribution - Tier 3 - 5QU CoRE ¦ 2QU LoRE | Non-Red Flag Warning - Small Fires | Wire-to-wire contact | Aggregated | 2025 | 8.9135e-05 | 527.1275 | 0.046986 | 2025 | Mitigation | 0.95 | 45 | 0 | esc | 0.00097009 | 8.6469e-08 | 0.00097009 | 8.6469e-08 | 0.03606 | 7.5518e-08 | 0.00988 | 6.9767e-09
[120 empty] | 7.3.3.17.5 (Remote Grid) Updates to grid topology to minimize risk of ignition in HFTDs Remote GridWLDFRWire-to-wire contactAggregated | WLDFR | HFTD - Distribution - Tier 3 - 5QU CoRE ¦ 2QU LoRE | Non-Red Flag Warning - Small Fires | Wire-to-wire contact | Aggregated | 2026 | 8.9135e-05 | 527.1275 | 0.046986 | 2026 | Mitigation | 0.95 | 45 | 0 | esc | 0.00097009 | 8.6469e-08 | 0.00097009 | 8.6469e-08 | 0 | 0 | 0.00988 | 6.9767e-09
[120 empty] | 7.3.3.17.5 (Remote Grid) Updates to grid topology to minimize risk of ignition in HFTDs Remote GridWLDFRWire-to-wire contactAggregated | WLDFR | HFTD - Distribution - Tier 3 - 5QU CoRE ¦ 2QU LoRE | Non-Red Flag Warning - Small Fires | Wire-to-wire contact | Aggregated | 2027 | 8.9135e-05 | 527.1275 | 0.046986 | 2027 | Mitigation | 0.95 | 45 | 0 | esc | 0.00097009 | 8.6469e-08 | 0.00097009 | 8.6469e-08 | 0.03606 | 4.733e-12 | 0.00988 | 6.9767e-09
[120 empty] | 7.3.3.17.5 (Remote Grid) Updates to grid topology to minimize risk of ignition in HFTDs Remote GridWLDFRWire-to-wire contactAggregated | WLDFR | HFTD - Distribution - Tier 3 - 5QU CoRE ¦ 2QU LoRE | Non-Red Flag Warning - Small Fires | Wire-to-wire contact | Aggregated | 2028 | 8.9135e-05 | 527.1275 | 0.046986 | 2028 | Mitigation | 0.95 | 45 | 0 | esc | 0.00097009 | 8.6469e-08 | 0.00097009 | 8.6469e-08 | 0.03606 | 4.733e-12 | 0.00988 | 6.9767e-09
[120 empty] | 7.3.3.17.5 (Remote Grid) Updates to grid topology to minimize risk of ignition in HFTDs Remote GridWLDFRWire-to-wire contactAggregated | WLDFR | HFTD - Distribution - Tier 3 - 5QU CoRE ¦ 2QU LoRE | Non-Red Flag Warning - Small Fires | Wire-to-wire contact | Aggregated | 2029 | 8.9135e-05 | 527.1275 | 0.046986 | 2029 | Mitigation | 0.95 | 45 | 0 | esc | 0.00097009 | 8.6469e-08 | 0.00097009 | 8.6469e-08 | 0.03606 | 4.733e-12 | 0.00988 | 6.9767e-09
[120 empty] | 7.3.3.17.5 (Remote Grid) Updates to grid topology to minimize risk of ignition in HFTDs Remote GridWLDFRWire-to-wire contactAggregated | WLDFR | HFTD - Distribution - Tier 3 - 5QU CoRE ¦ 2QU LoRE | Non-Red Flag Warning - Small Fires | Wire-to-wire contact | Aggregated | 2030 | 8.9135e-05 | 527.1275 | 0.046986 | 2030 | Mitigation | 0.95 | 45 | 0 | esc | 0.00097009 | 8.6469e-08 | 0.00097009 | 8.6469e-08 | 0.03606 | 4.733e-12 | 0.00988 | 6.9767e-09
[120 empty] | 7.3.3.17.5 (Remote Grid) Updates to grid topology to minimize risk of ignition in HFTDs Remote GridWLDFRWire-to-wire contactAggregated | WLDFR | HFTD - Distribution - Tier 3 - 5QU CoRE ¦ 2QU LoRE | Non-Red Flag Warning - Small Fires | Wire-to-wire contact | Aggregated | 2031 | 8.9135e-05 | 527.1275 | 0.046986 | 2031 | Mitigation | 0.95 | 45 | 0 | esc | 0.00097009 | 8.6469e-08 | 0.00097009 | 8.6469e-08 | 0.03606 | 4.733e-12 | 0.00988 | 6.9767e-09
[120 empty] | 7.3.3.17.5 (Remote Grid) Updates to grid topology to minimize risk of ignition in HFTDs Remote GridWLDFRWire-to-wire contactAggregated | WLDFR | HFTD - Distribution - Tier 3 - 5QU CoRE ¦ 2QU LoRE | Non-Red Flag Warning - Small Fires | Wire-to-wire contact | Aggregated | 2032 | 8.9135e-05 | 527.1275 | 0.046986 | 2032 | Mitigation | 0.95 | 45 | 0 | esc | 0.00097009 | 8.6469e-08 | 0.00097009 | 8.6469e-08 | 0.03606 | 4.733e-12 | 0.00988 | 6.9767e-09
[120 empty] | 7.3.3.17.5 (Remote Grid) Updates to grid topology to minimize risk of ignition in HFTDs Remote GridWLDFRWire-to-wire contactAggregated | WLDFR | HFTD - Distribution - Tier 3 - 5QU CoRE ¦ 2QU LoRE | Non-Red Flag Warning - Small Fires | Wire-to-wire contact | Aggregated | 2033 | 8.9135e-05 | 527.1275 | 0.046986 | 2033 | Mitigation | 0.95 | 45 | 0 | esc | 0.00097009 | 8.6469e-08 | 0.00097009 | 8.6469e-08 | 0.03606 | 4.733e-12 | 0.00988 | 6.9767e-09
[120 empty] | 7.3.3.17.5 (Remote Grid) Updates to grid topology to minimize risk of ignition in HFTDs Remote GridWLDFRWire-to-wire contactAggregated | WLDFR | HFTD - Distribution - Tier 3 - 5QU CoRE ¦ 2QU LoRE | Non-Red Flag Warning - Small Fires | Wire-to-wire contact | Aggregated | 2034 | 8.9135e-05 | 527.1275 | 0.046986 | 2034 | Mitigation | 0.95 | 45 | 0 | esc | 0.00097009 | 8.6469e-08 | 0.00097009 | 8.6469e-08 | 0.03606 | 4.733e-12 | 0.00988 | 6.9767e-09
[120 empty] | 7.3.3.17.5 (Remote Grid) Updates to grid topology to minimize risk of ignition in HFTDs Remote GridWLDFRWire-to-wire contactAggregated | WLDFR | HFTD - Distribution - Tier 3 - 5QU CoRE ¦ 2QU LoRE | Non-Red Flag Warning - Small Fires | Wire-to-wire contact | Aggregated | 2035 | 8.9135e-05 | 527.1275 | 0.046986 | 2035 | Mitigation | 0.95 | 45 | 0 | esc | 0.00097009 | 8.6469e-08 | 0.00097009 | 8.6469e-08 | 0.03606 | 4.733e-12 | 0.00988 | 6.9767e-09
[120 empty] | 7.3.3.17.5 (Remote Grid) Updates to grid topology to minimize risk of ignition in HFTDs Remote GridWLDFRWire-to-wire contactAggregated | WLDFR | HFTD - Distribution - Tier 3 - 5QU CoRE ¦ 2QU LoRE | Non-Red Flag Warning - Small Fires | Wire-to-wire contact | Aggregated | 2036 | 8.9135e-05 | 527.1275 | 0.046986 | 2036 | Mitigation | 0.95 | 45 | 0 | esc | 0.00097009 | 8.6469e-08 | 0.00097009 | 8.6469e-08 | 0.03606 | 4.733e-12 | 0.00988 | 6.9767e-09
[120 empty] | 7.3.3.17.5 (Remote Grid) Updates to grid topology to minimize risk of ignition in HFTDs Remote GridWLDFRWire-to-wire contactAggregated | WLDFR | HFTD - Distribution - Tier 3 - 5QU CoRE ¦ 2QU LoRE | Non-Red Flag Warning - Small Fires | Wire-to-wire contact | Aggregated | 2037 | 8.9135e-05 | 527.1275 | 0.046986 | 2037 | Mitigation | 0.95 | 45 | 0 | esc | 0.00097009 | 8.6469e-08 | 0.00097009 | 8.6469e-08 | 0.03606 | 4.733e-12 | 0.00988 | 6.9767e-09
[120 empty] | 7.3.3.17.5 (Remote Grid) Updates to grid topology to minimize risk of ignition in HFTDs Remote GridWLDFRWire-to-wire contactAggregated | WLDFR | HFTD - Distribution - Tier 3 - 5QU CoRE ¦ 2QU LoRE | Non-Red Flag Warning - Small Fires | Wire-to-wire contact | Aggregated | 2038 | 8.9135e-05 | 527.1275 | 0.046986 | 2038 | Mitigation | 0.95 | 45 | 0 | esc | 0.00097009 | 8.6469e-08 | 0.00097009 | 8.6469e-08 | 0.03606 | 4.733e-12 | 0.00988 | 6.9767e-09
[120 empty] | 7.3.3.17.5 (Remote Grid) Updates to grid topology to minimize risk of ignition in HFTDs Remote GridWLDFRWire-to-wire contactAggregated | WLDFR | HFTD - Distribution - Tier 3 - 5QU CoRE ¦ 2QU LoRE | Non-Red Flag Warning - Small Fires | Wire-to-wire contact | Aggregated | 2039 | 8.9135e-05 | 527.1275 | 0.046986 | 2039 | Mitigation | 0.95 | 45 | 0 | esc | 0.00097009 | 8.6469e-08 | 0.00097009 | 8.6469e-08 | 0.03606 | 4.733e-12 | 0.00988 | 6.9767e-09
[120 empty] | 7.3.3.17.5 (Remote Grid) Updates to grid topology to minimize risk of ignition in HFTDs Remote GridWLDFRWire-to-wire contactAggregated | WLDFR | HFTD - Distribution - Tier 3 - 5QU CoRE ¦ 2QU LoRE | Non-Red Flag Warning - Small Fires | Wire-to-wire contact | Aggregated | 2040 | 8.9135e-05 | 527.1275 | 0.046986 | 2040 | Mitigation | 0.95 | 45 | 0 | esc | 0.00097009 | 8.6469e-08 | 0.00097009 | 8.6469e-08 | 0.03606 | 4.733e-12 | 0.00988 | 6.9767e-09
[120 empty] | 7.3.3.17.5 (Remote Grid) Updates to grid topology to minimize risk of ignition in HFTDs Remote GridWLDFRWire-to-wire contactAggregated | WLDFR | HFTD - Distribution - Tier 3 - 5QU CoRE ¦ 2QU LoRE | Non-Red Flag Warning - Small Fires | Wire-to-wire contact | Aggregated | 2041 | 8.9135e-05 | 527.1275 | 0.046986 | 2041 | Mitigation | 0.95 | 45 | 0 | esc | 0.00097009 | 8.6469e-08 | 0.00097009 | 8.6469e-08 | 0.03606 | 4.733e-12 | 0.00988 | 6.9767e-09
[120 empty] | 7.3.3.17.5 (Remote Grid) Updates to grid topology to minimize risk of ignition in HFTDs Remote GridWLDFRWire-to-wire contactAggregated | WLDFR | HFTD - Distribution - Tier 3 - 5QU CoRE ¦ 2QU LoRE | Non-Red Flag Warning - Small Fires | Wire-to-wire contact | Aggregated | 2042 | 8.9135e-05 | 527.1275 | 0.046986 | 2042 | Mitigation | 0.95 | 45 | 0 | esc | 0.00097009 | 8.6469e-08 | 0.00097009 | 8.6469e-08 | 0.03606 | 4.733e-12 | 0.00988 | 6.9767e-09
[120 empty] | 7.3.3.17.5 (Remote Grid) Updates to grid topology to minimize risk of ignition in HFTDs Remote GridWLDFRWire-to-wire contactAggregated | WLDFR | HFTD - Distribution - Tier 3 - 5QU CoRE ¦ 2QU LoRE | Non-Red Flag Warning - Small Fires | Wire-to-wire contact | Aggregated | 2043 | 8.9135e-05 | 527.1275 | 0.046986 | 2043 | Mitigation | 0.95 | 45 | 0 | esc | 0.00097009 | 8.6469e-08 | 0.00097009 | 8.6469e-08 | 0.03606 | 4.733e-12 | 0.00988 | 6.9767e-09
[120 empty] | 7.3.3.17.5 (Remote Grid) Updates to grid topology to minimize risk of ignition in HFTDs Remote GridWLDFRWire-to-wire contactAggregated | WLDFR | HFTD - Distribution - Tier 3 - 5QU CoRE ¦ 2QU LoRE | Non-Red Flag Warning - Small Fires | Wire-to-wire contact | Aggregated | 2044 | 8.9135e-05 | 527.1275 | 0.046986 | 2044 | Mitigation | 0.95 | 45 | 0 | esc | 0.00097009 | 8.6469e-08 | 0.00097009 | 8.6469e-08 | 0.03606 | 4.733e-12 | 0.00988 | 6.9767e-09
[120 empty] | 7.3.3.17.5 (Remote Grid) Updates to grid topology to minimize risk of ignition in HFTDs Remote GridWLDFRWire-to-wire contactAggregated | WLDFR | HFTD - Distribution - Tier 3 - 5QU CoRE ¦ 2QU LoRE | Non-Red Flag Warning - Small Fires | Wire-to-wire contact | Aggregated | 2045 | 8.9135e-05 | 527.1275 | 0.046986 | 2045 | Mitigation | 0.95 | 45 | 0 | esc | 0.00097009 | 8.6469e-08 | 0.00097009 | 8.6469e-08 | 0.03606 | 4.733e-12 | 0.00988 | 6.9767e-09
[120 empty] | 7.3.3.17.5 (Remote Grid) Updates to grid topology to minimize risk of ignition in HFTDs Remote GridWLDFRWire-to-wire contactAggregated | WLDFR | HFTD - Distribution - Tier 3 - 5QU CoRE ¦ 2QU LoRE | Non-Red Flag Warning - Small Fires | Wire-to-wire contact | Aggregated | 2046 | 8.9135e-05 | 527.1275 | 0.046986 | 2046 | Mitigation | 0.95 | 45 | 0 | esc | 0.00097009 | 8.6469e-08 | 0.00097009 | 8.6469e-08 | 0.03606 | 4.733e-12 | 0.00988 | 6.9767e-09
[120 empty] | 7.3.3.17.5 (Remote Grid) Updates to grid topology to minimize risk of ignition in HFTDs Remote GridWLDFRWire-to-wire contactAggregated | WLDFR | HFTD - Distribution - Tier 3 - 5QU CoRE ¦ 2QU LoRE | Non-Red Flag Warning - Small Fires | Wire-to-wire contact | Aggregated | 2047 | 8.9135e-05 | 527.1275 | 0.046986 | 2047 | Mitigation | 0.95 | 45 | 0 | esc | 0.00097009 | 8.6469e-08 | 0.00097009 | 8.6469e-08 | 0.03606 | 4.733e-12 | 0.00988 | 6.9767e-09
[120 empty] | 7.3.3.17.5 (Remote Grid) Updates to grid topology to minimize risk of ignition in HFTDs Remote GridWLDFRWire-to-wire contactAggregated | WLDFR | HFTD - Distribution - Tier 3 - 5QU CoRE ¦ 2QU LoRE | Non-Red Flag Warning - Small Fires | Wire-to-wire contact | Aggregated | 2048 | 8.9135e-05 | 527.1275 | 0.046986 | 2048 | Mitigation | 0.95 | 45 | 0 | esc | 0.00097009 | 8.6469e-08 | 0.00097009 | 8.6469e-08 | 0.03606 | 4.733e-12 | 0 | 0
[120 empty] | 7.3.3.17.5 (Remote Grid) Updates to grid topology to minimize risk of ignition in HFTDs Remote GridWLDFRWire-to-wire contactAggregated | WLDFR | HFTD - Distribution - Tier 3 - 5QU CoRE ¦ 2QU LoRE | Non-Red Flag Warning - Small Fires | Wire-to-wire contact | Aggregated | 2049 | 8.9135e-05 | 527.1275 | 0.046986 | 2049 | Mitigation | 0.95 | 45 | 0 | esc | 0.00097009 | 8.6469e-08 | 0.00097009 | 8.6469e-08 | 0.03606 | 4.733e-12 | 0 | 0
[120 empty] | 7.3.3.17.5 (Remote Grid) Updates to grid topology to minimize risk of ignition in HFTDs Remote GridWLDFRWire-to-wire contactAggregated | WLDFR | HFTD - Distribution - Tier 3 - 5QU CoRE ¦ 2QU LoRE | Non-Red Flag Warning - Small Fires | Wire-to-wire contact | Aggregated | 2050 | 8.9135e-05 | 527.1275 | 0.046986 | 2050 | Mitigation | 0.95 | 45 | 0 | esc | 0.00097009 | 8.6469e-08 | 0.00097009 | 8.6469e-08 | 0.03606 | 4.733e-12 | 0.0085129 | 6.8756e-09
[120 empty] | 7.3.3.17.5 (Remote Grid) Updates to grid topology to minimize risk of ignition in HFTDs Remote GridWLDFRWire-to-wire contactAggregated | WLDFR | HFTD - Distribution - Tier 3 - 5QU CoRE ¦ 2QU LoRE | Non-Red Flag Warning - Small Fires | Wire-to-wire contact | Aggregated | 2051 | 8.9135e-05 | 527.1275 | 0.046986 | 2051 | Mitigation | 0.95 | 45 | 0 | esc | 0.00097009 | 8.6469e-08 | 0.00097009 | 8.6469e-08 | 0.03606 | 4.733e-12 | 0.0085129 | 6.8756e-09
[120 empty] | 7.3.3.17.5 (Remote Grid) Updates to grid topology to minimize risk of ignition in HFTDs Remote GridWLDFRWire-to-wire contactAggregated | WLDFR | HFTD - Distribution - Tier 3 - 5QU CoRE ¦ 2QU LoRE | Non-Red Flag Warning - Small Fires | Wire-to-wire contact | Aggregated | 2052 | 8.9135e-05 | 527.1275 | 0.046986 | 2052 | Mitigation | 0.95 | 45 | 0 | esc | 0.00097009 | 8.6469e-08 | 0.00097009 | 8.6469e-08 | 0.03606 | 4.733e-12 | 0.0085129 | 6.8756e-09
[120 empty] | 7.3.3.17.5 (Remote Grid) Updates to grid topology to minimize risk of ignition in HFTDs Remote GridWLDFRWire-to-wire contactAggregated | WLDFR | HFTD - Distribution - Tier 3 - 5QU CoRE ¦ 2QU LoRE | Non-Red Flag Warning - Small Fires | Wire-to-wire contact | Aggregated | 2053 | 8.9135e-05 | 527.1275 | 0.046986 | 2053 | Mitigation | 0.95 | 45 | 0 | esc | 0.00097009 | 8.6469e-08 | 0.00097009 | 8.6469e-08 | 0.03606 | 4.733e-12 | 0.0085129 | 6.8756e-09
[120 empty] | 7.3.3.17.5 (Remote Grid) Updates to grid topology to minimize risk of ignition in HFTDs Remote GridWLDFRWire-to-wire contactAggregated | WLDFR | HFTD - Distribution - Tier 3 - 5QU CoRE ¦ 2QU LoRE | Non-Red Flag Warning - Small Fires | Wire-to-wire contact | Aggregated | 2054 | 8.9135e-05 | 527.1275 | 0.046986 | 2054 | Mitigation | 0.95 | 45 | 0 | esc | 0.00097009 | 8.6469e-08 | 0.00097009 | 8.6469e-08 | 0.03606 | 4.733e-12 | 0.0085129 | 6.8756e-09
[120 empty] | 7.3.3.17.5 (Remote Grid) Updates to grid topology to minimize risk of ignition in HFTDs Remote GridWLDFRWire-to-wire contactAggregated | WLDFR | HFTD - Distribution - Tier 3 - 5QU CoRE ¦ 2QU LoRE | Non-Red Flag Warning - Small Fires | Wire-to-wire contact | Aggregated | 2055 | 8.9135e-05 | 527.1275 | 0.046986 | 2055 | Mitigation | 0.95 | 45 | 0 | esc | 0.00097009 | 8.6469e-08 | 0.00097009 | 8.6469e-08 | 0.03606 | 4.733e-12 | 0.0085129 | 6.8756e-09
[120 empty] | 7.3.3.17.5 (Remote Grid) Updates to grid topology to minimize risk of ignition in HFTDs Remote GridWLDFRWire-to-wire contactAggregated | WLDFR | HFTD - Distribution - Tier 3 - 5QU CoRE ¦ 2QU LoRE | Non-Red Flag Warning - Small Fires | Wire-to-wire contact | Aggregated | 2056 | 8.9135e-05 | 527.1275 | 0.046986 | 2056 | Mitigation | 0.95 | 45 | 0 | esc | 0.00097009 | 8.6469e-08 | 0.00097009 | 8.6469e-08 | 0.03606 | 4.733e-12 | 0.0085129 | 6.8756e-09
[120 empty] | 7.3.3.17.5 (Remote Grid) Updates to grid topology to minimize risk of ignition in HFTDs Remote GridWLDFRWire-to-wire contactAggregated | WLDFR | HFTD - Distribution - Tier 3 - 5QU CoRE ¦ 2QU LoRE | Non-Red Flag Warning - Small Fires | Wire-to-wire contact | Aggregated | 2057 | 8.9135e-05 | 527.1275 | 0.046986 | 2057 | Mitigation | 0.95 | 45 | 0 | esc | 0.00097009 | 8.6469e-08 | 0.00097009 | 8.6469e-08 | 0.03606 | 4.733e-12 | 0.0085129 | 6.8756e-09
[120 empty] | 7.3.3.17.5 (Remote Grid) Updates to grid topology to minimize risk of ignition in HFTDs Remote GridWLDFRWire-to-wire contactAggregated | WLDFR | HFTD - Distribution - Tier 3 - 5QU CoRE ¦ 2QU LoRE | Non-Red Flag Warning - Small Fires | Wire-to-wire contact | Aggregated | 2058 | 8.9135e-05 | 527.1275 | 0.046986 | 2058 | Mitigation | 0.95 | 45 | 0 | esc | 0.00097009 | 8.6469e-08 | 0.00097009 | 8.6469e-08 | 0.03606 | 4.733e-12 | 0.0085129 | 6.8756e-09
[120 empty] | 7.3.3.17.5 (Remote Grid) Updates to grid topology to minimize risk of ignition in HFTDs Remote GridWLDFRWire-to-wire contactAggregated | WLDFR | HFTD - Distribution - Tier 3 - 5QU CoRE ¦ 2QU LoRE | Non-Red Flag Warning - Small Fires | Wire-to-wire contact | Aggregated | 2059 | 8.9135e-05 | 527.1275 | 0.046986 | 2059 | Mitigation | 0.95 | 45 | 0 | esc | 0.00097009 | 8.6469e-08 | 0.00097009 | 8.6469e-08 | 0.03606 | 4.733e-12 | 0.0085129 | 6.8756e-09
[120 empty] | 7.3.3.17.5 (Remote Grid) Updates to grid topology to minimize risk of ignition in HFTDs Remote GridWLDFRWire-to-wire contactAggregated | WLDFR | HFTD - Distribution - Tier 3 - 5QU CoRE ¦ 2QU LoRE | Non-Red Flag Warning - Small Fires | Wire-to-wire contact | Aggregated | 2060 | 8.9135e-05 | 527.1275 | 0.046986 | 2060 | Mitigation | 0.95 | 45 | 0 | esc | 0.00097009 | 8.6469e-08 | 0.00097009 | 8.6469e-08 | 0.03606 | 4.733e-12 | 0.0085129 | 6.8756e-09
[120 empty] | 7.3.3.17.5 (Remote Grid) Updates to grid topology to minimize risk of ignition in HFTDs Remote GridWLDFRWire-to-wire contactAggregated | WLDFR | HFTD - Distribution - Tier 3 - 5QU CoRE ¦ 2QU LoRE | Non-Red Flag Warning - Small Fires | Wire-to-wire contact | Aggregated | 2061 | 8.9135e-05 | 527.1275 | 0.046986 | 2061 | Mitigation | 0.95 | 45 | 0 | esc | 0.00097009 | 8.6469e-08 | 0.00097009 | 8.6469e-08 | 0.03606 | 4.733e-12 | 0.0085129 | 6.8756e-09
[120 empty] | 7.3.3.17.5 (Remote Grid) Updates to grid topology to minimize risk of ignition in HFTDs Remote GridWLDFRWire-to-wire contactAggregated | WLDFR | HFTD - Distribution - Tier 3 - 5QU CoRE ¦ 2QU LoRE | Non-Red Flag Warning - Small Fires | Wire-to-wire contact | Aggregated | 2062 | 8.9135e-05 | 527.1275 | 0.046986 | 2062 | Mitigation | 0.95 | 45 | 0 | esc | 0.00097009 | 8.6469e-08 | 0.00097009 | 8.6469e-08 | 0.03606 | 4.733e-12 | 0.0085129 | 6.8756e-09
[120 empty] | 7.3.3.17.5 (Remote Grid) Updates to grid topology to minimize risk of ignition in HFTDs Remote GridWLDFRWire-to-wire contactAggregated | WLDFR | HFTD - Distribution - Tier 3 - 5QU CoRE ¦ 2QU LoRE | Non-Red Flag Warning - Small Fires | Wire-to-wire contact | Aggregated | 2063 | 8.9135e-05 | 527.1275 | 0.046986 | 2063 | Mitigation | 0.95 | 45 | 0 | esc | 0.00097009 | 8.6469e-08 | 0.00097009 | 8.6469e-08 | 0.03606 | 4.733e-12 | 0.0085129 | 6.8756e-09
[120 empty] | 7.3.3.17.5 (Remote Grid) Updates to grid topology to minimize risk of ignition in HFTDs Remote GridWLDFRWire-to-wire contactAggregated | WLDFR | HFTD - Distribution - Tier 3 - 5QU CoRE ¦ 2QU LoRE | Non-Red Flag Warning - Small Fires | Wire-to-wire contact | Aggregated | 2064 | 8.9135e-05 | 527.1275 | 0.046986 | 2064 | Mitigation | 0.95 | 45 | 0 | esc | 0.00097009 | 8.6469e-08 | 0.00097009 | 8.6469e-08 | 0.03606 | 4.733e-12 | 0.0085129 | 6.8756e-09
[120 empty] | 7.3.3.17.5 (Remote Grid) Updates to grid topology to minimize risk of ignition in HFTDs Remote GridWLDFRWire-to-wire contactAggregated | WLDFR | HFTD - Distribution - Tier 3 - 5QU CoRE ¦ 2QU LoRE | Non-Red Flag Warning - Small Fires | Wire-to-wire contact | Aggregated | 2065 | 8.9135e-05 | 527.1275 | 0.046986 | 2065 | Mitigation | 0.95 | 45 | 0 | esc | 0.00097009 | 8.6469e-08 | 0.00097009 | 8.6469e-08 | 0.03606 | 4.733e-12 | 0.0085129 | 6.8756e-09
[120 empty] | 7.3.3.17.5 (Remote Grid) Updates to grid topology to minimize risk of ignition in HFTDs Remote GridWLDFRWire-to-wire contactAggregated | WLDFR | HFTD - Distribution - Tier 3 - 5QU CoRE ¦ 2QU LoRE | Non-Red Flag Warning - Small Fires | Wire-to-wire contact | Aggregated | 2066 | 8.9135e-05 | 527.1275 | 0.046986 | 2066 | Mitigation | 0.95 | 45 | 0 | esc | 0.00097009 | 8.6469e-08 | 0.00097009 | 8.6469e-08 | 0.03606 | 4.733e-12 | 0.0085129 | 6.8756e-09
[120 empty] | 7.3.3.17.5 (Remote Grid) Updates to grid topology to minimize risk of ignition in HFTDs Remote GridWLDFRWire-to-wire contactAggregated | WLDFR | HFTD - Distribution - Tier 3 - 5QU CoRE ¦ 2QU LoRE | Non-Red Flag Warning - Small Fires | Wire-to-wire contact | Aggregated | 2067 | 8.9135e-05 | 527.1275 | 0.046986 | 2067 | Mitigation | 0.95 | 45 | 0 | esc | 0 | 0 | 0.00097009 | 8.6469e-08 | 0.03606 | 4.733e-12 | 0.0085129 | 6.8756e-09
[120 empty] | 7.3.3.17.5 (Remote Grid) Updates to grid topology to minimize risk of ignition in HFTDs Remote GridWLDFREquipment / facility failureAggregated | WLDFR | HFTD - Distribution - Tier 3 - 5QU CoRE ¦ 2QU LoRE | Red Flag Warning - Catastrophic Fires | Equipment / facility failure | Aggregated | 2022 | 4.7097e-07 | 527.1275 | 0.00024826 | 2022 | Mitigation | 0.95 | 45 | 0 | esc | 0.00097009 | 4.5688e-10 | 0 | 0 | 0.03606 | 4.733e-12 | 0.0085129 | 6.8756e-09
[120 empty] | 7.3.3.17.5 (Remote Grid) Updates to grid topology to minimize risk of ignition in HFTDs Remote GridWLDFREquipment / facility failureAggregated | WLDFR | HFTD - Distribution - Tier 3 - 5QU CoRE ¦ 2QU LoRE | Red Flag Warning - Catastrophic Fires | Equipment / facility failure | Aggregated | 2023 | 4.7097e-07 | 527.1275 | 0.00024826 | 2023 | Mitigation | 0.95 | 45 | 0 | esc | 0.00097009 | 4.5688e-10 | 0.00097009 | 4.5688e-10 | 0.03606 | 4.733e-12 | 0.0085129 | 6.8756e-09
[120 empty] | 7.3.3.17.5 (Remote Grid) Updates to grid topology to minimize risk of ignition in HFTDs Remote GridWLDFREquipment / facility failureAggregated | WLDFR | HFTD - Distribution - Tier 3 - 5QU CoRE ¦ 2QU LoRE | Red Flag Warning - Catastrophic Fires | Equipment / facility failure | Aggregated | 2024 | 4.7097e-07 | 527.1275 | 0.00024826 | 2024 | Mitigation | 0.95 | 45 | 0 | esc | 0.00097009 | 4.5688e-10 | 0.00097009 | 4.5688e-10 | 0.03606 | 4.733e-12 | 0.0085129 | 6.8756e-09
[120 empty] | 7.3.3.17.5 (Remote Grid) Updates to grid topology to minimize risk of ignition in HFTDs Remote GridWLDFREquipment / facility failureAggregated | WLDFR | HFTD - Distribution - Tier 3 - 5QU CoRE ¦ 2QU LoRE | Red Flag Warning - Catastrophic Fires | Equipment / facility failure | Aggregated | 2025 | 4.7097e-07 | 527.1275 | 0.00024826 | 2025 | Mitigation | 0.95 | 45 | 0 | esc | 0.00097009 | 4.5688e-10 | 0.00097009 | 4.5688e-10 | 0.03606 | 4.733e-12 | 0.0085129 | 6.8756e-09
[120 empty] | 7.3.3.17.5 (Remote Grid) Updates to grid topology to minimize risk of ignition in HFTDs Remote GridWLDFREquipment / facility failureAggregated | WLDFR | HFTD - Distribution - Tier 3 - 5QU CoRE ¦ 2QU LoRE | Red Flag Warning - Catastrophic Fires | Equipment / facility failure | Aggregated | 2026 | 4.7097e-07 | 527.1275 | 0.00024826 | 2026 | Mitigation | 0.95 | 45 | 0 | esc | 0.00097009 | 4.5688e-10 | 0.00097009 | 4.5688e-10 | 0.03606 | 4.733e-12 | 0.0085129 | 6.8756e-09
[120 empty] | 7.3.3.17.5 (Remote Grid) Updates to grid topology to minimize risk of ignition in HFTDs Remote GridWLDFREquipment / facility failureAggregated | WLDFR | HFTD - Distribution - Tier 3 - 5QU CoRE ¦ 2QU LoRE | Red Flag Warning - Catastrophic Fires | Equipment / facility failure | Aggregated | 2027 | 4.7097e-07 | 527.1275 | 0.00024826 | 2027 | Mitigation | 0.95 | 45 | 0 | esc | 0.00097009 | 4.5688e-10 | 0.00097009 | 4.5688e-10 | 0.03606 | 4.733e-12 | 0.0085129 | 6.8756e-09
[120 empty] | 7.3.3.17.5 (Remote Grid) Updates to grid topology to minimize risk of ignition in HFTDs Remote GridWLDFREquipment / facility failureAggregated | WLDFR | HFTD - Distribution - Tier 3 - 5QU CoRE ¦ 2QU LoRE | Red Flag Warning - Catastrophic Fires | Equipment / facility failure | Aggregated | 2028 | 4.7097e-07 | 527.1275 | 0.00024826 | 2028 | Mitigation | 0.95 | 45 | 0 | esc | 0.00097009 | 4.5688e-10 | 0.00097009 | 4.5688e-10 | 0.03606 | 4.733e-12 | 0.0085129 | 6.8756e-09
[120 empty] | 7.3.3.17.5 (Remote Grid) Updates to grid topology to minimize risk of ignition in HFTDs Remote GridWLDFREquipment / facility failureAggregated | WLDFR | HFTD - Distribution - Tier 3 - 5QU CoRE ¦ 2QU LoRE | Red Flag Warning - Catastrophic Fires | Equipment / facility failure | Aggregated | 2029 | 4.7097e-07 | 527.1275 | 0.00024826 | 2029 | Mitigation | 0.95 | 45 | 0 | esc | 0.00097009 | 4.5688e-10 | 0.00097009 | 4.5688e-10 | 0.03606 | 4.733e-12 | 0.0085129 | 6.8756e-09
[120 empty] | 7.3.3.17.5 (Remote Grid) Updates to grid topology to minimize risk of ignition in HFTDs Remote GridWLDFREquipment / facility failureAggregated | WLDFR | HFTD - Distribution - Tier 3 - 5QU CoRE ¦ 2QU LoRE | Red Flag Warning - Catastrophic Fires | Equipment / facility failure | Aggregated | 2030 | 4.7097e-07 | 527.1275 | 0.00024826 | 2030 | Mitigation | 0.95 | 45 | 0 | esc | 0.00097009 | 4.5688e-10 | 0.00097009 | 4.5688e-10 | 0 | 0 | 0.0085129 | 6.8756e-09
[120 empty] | 7.3.3.17.5 (Remote Grid) Updates to grid topology to minimize risk of ignition in HFTDs Remote GridWLDFREquipment / facility failureAggregated | WLDFR | HFTD - Distribution - Tier 3 - 5QU CoRE ¦ 2QU LoRE | Red Flag Warning - Catastrophic Fires | Equipment / facility failure | Aggregated | 2031 | 4.7097e-07 | 527.1275 | 0.00024826 | 2031 | Mitigation | 0.95 | 45 | 0 | esc | 0.00097009 | 4.5688e-10 | 0.00097009 | 4.5688e-10 | 0.03606 | 5.5359e-07 | 0.0085129 | 6.8756e-09
[120 empty] | 7.3.3.17.5 (Remote Grid) Updates to grid topology to minimize risk of ignition in HFTDs Remote GridWLDFREquipment / facility failureAggregated | WLDFR | HFTD - Distribution - Tier 3 - 5QU CoRE ¦ 2QU LoRE | Red Flag Warning - Catastrophic Fires | Equipment / facility failure | Aggregated | 2032 | 4.7097e-07 | 527.1275 | 0.00024826 | 2032 | Mitigation | 0.95 | 45 | 0 | esc | 0.00097009 | 4.5688e-10 | 0.00097009 | 4.5688e-10 | 0.03606 | 5.5359e-07 | 0.0085129 | 6.8756e-09
[120 empty] | 7.3.3.17.5 (Remote Grid) Updates to grid topology to minimize risk of ignition in HFTDs Remote GridWLDFREquipment / facility failureAggregated | WLDFR | HFTD - Distribution - Tier 3 - 5QU CoRE ¦ 2QU LoRE | Red Flag Warning - Catastrophic Fires | Equipment / facility failure | Aggregated | 2033 | 4.7097e-07 | 527.1275 | 0.00024826 | 2033 | Mitigation | 0.95 | 45 | 0 | esc | 0.00097009 | 4.5688e-10 | 0.00097009 | 4.5688e-10 | 0.03606 | 5.5359e-07 | 0.0085129 | 6.8756e-09
[120 empty] | 7.3.3.17.5 (Remote Grid) Updates to grid topology to minimize risk of ignition in HFTDs Remote GridWLDFREquipment / facility failureAggregated | WLDFR | HFTD - Distribution - Tier 3 - 5QU CoRE ¦ 2QU LoRE | Red Flag Warning - Catastrophic Fires | Equipment / facility failure | Aggregated | 2034 | 4.7097e-07 | 527.1275 | 0.00024826 | 2034 | Mitigation | 0.95 | 45 | 0 | esc | 0.00097009 | 4.5688e-10 | 0.00097009 | 4.5688e-10 | 0.03606 | 5.5359e-07 | 0 | 0
[120 empty] | 7.3.3.17.5 (Remote Grid) Updates to grid topology to minimize risk of ignition in HFTDs Remote GridWLDFREquipment / facility failureAggregated | WLDFR | HFTD - Distribution - Tier 3 - 5QU CoRE ¦ 2QU LoRE | Red Flag Warning - Catastrophic Fires | Equipment / facility failure | Aggregated | 2035 | 4.7097e-07 | 527.1275 | 0.00024826 | 2035 | Mitigation | 0.95 | 45 | 0 | esc | 0.00097009 | 4.5688e-10 | 0.00097009 | 4.5688e-10 | 0.03606 | 5.5359e-07 | 0 | 0
[120 empty] | 7.3.3.17.5 (Remote Grid) Updates to grid topology to minimize risk of ignition in HFTDs Remote GridWLDFREquipment / facility failureAggregated | WLDFR | HFTD - Distribution - Tier 3 - 5QU CoRE ¦ 2QU LoRE | Red Flag Warning - Catastrophic Fires | Equipment / facility failure | Aggregated | 2036 | 4.7097e-07 | 527.1275 | 0.00024826 | 2036 | Mitigation | 0.95 | 45 | 0 | esc | 0.00097009 | 4.5688e-10 | 0.00097009 | 4.5688e-10 | 0.03606 | 5.5359e-07 | 0.0093087 | 4.4285e-08
[120 empty] | 7.3.3.17.5 (Remote Grid) Updates to grid topology to minimize risk of ignition in HFTDs Remote GridWLDFREquipment / facility failureAggregated | WLDFR | HFTD - Distribution - Tier 3 - 5QU CoRE ¦ 2QU LoRE | Red Flag Warning - Catastrophic Fires | Equipment / facility failure | Aggregated | 2037 | 4.7097e-07 | 527.1275 | 0.00024826 | 2037 | Mitigation | 0.95 | 45 | 0 | esc | 0.00097009 | 4.5688e-10 | 0.00097009 | 4.5688e-10 | 0.03606 | 5.5359e-07 | 0.0093087 | 4.4285e-08
[120 empty] | 7.3.3.17.5 (Remote Grid) Updates to grid topology to minimize risk of ignition in HFTDs Remote GridWLDFREquipment / facility failureAggregated | WLDFR | HFTD - Distribution - Tier 3 - 5QU CoRE ¦ 2QU LoRE | Red Flag Warning - Catastrophic Fires | Equipment / facility failure | Aggregated | 2038 | 4.7097e-07 | 527.1275 | 0.00024826 | 2038 | Mitigation | 0.95 | 45 | 0 | esc | 0.00097009 | 4.5688e-10 | 0.00097009 | 4.5688e-10 | 0.03606 | 5.5359e-07 | 0.0093087 | 4.4285e-08
[120 empty] | 7.3.3.17.5 (Remote Grid) Updates to grid topology to minimize risk of ignition in HFTDs Remote GridWLDFREquipment / facility failureAggregated | WLDFR | HFTD - Distribution - Tier 3 - 5QU CoRE ¦ 2QU LoRE | Red Flag Warning - Catastrophic Fires | Equipment / facility failure | Aggregated | 2039 | 4.7097e-07 | 527.1275 | 0.00024826 | 2039 | Mitigation | 0.95 | 45 | 0 | esc | 0.00097009 | 4.5688e-10 | 0.00097009 | 4.5688e-10 | 0.03606 | 5.5359e-07 | 0.0093087 | 4.4285e-08
[120 empty] | 7.3.3.17.5 (Remote Grid) Updates to grid topology to minimize risk of ignition in HFTDs Remote GridWLDFREquipment / facility failureAggregated | WLDFR | HFTD - Distribution - Tier 3 - 5QU CoRE ¦ 2QU LoRE | Red Flag Warning - Catastrophic Fires | Equipment / facility failure | Aggregated | 2040 | 4.7097e-07 | 527.1275 | 0.00024826 | 2040 | Mitigation | 0.95 | 45 | 0 | esc | 0.00097009 | 4.5688e-10 | 0.00097009 | 4.5688e-10 | 0.03606 | 5.5359e-07 | 0.0093087 | 4.4285e-08
[120 empty] | 7.3.3.17.5 (Remote Grid) Updates to grid topology to minimize risk of ignition in HFTDs Remote GridWLDFREquipment / facility failureAggregated | WLDFR | HFTD - Distribution - Tier 3 - 5QU CoRE ¦ 2QU LoRE | Red Flag Warning - Catastrophic Fires | Equipment / facility failure | Aggregated | 2041 | 4.7097e-07 | 527.1275 | 0.00024826 | 2041 | Mitigation | 0.95 | 45 | 0 | esc | 0.00097009 | 4.5688e-10 | 0.00097009 | 4.5688e-10 | 0.03606 | 5.5359e-07 | 0.0093087 | 4.4285e-08
[120 empty] | 7.3.3.17.5 (Remote Grid) Updates to grid topology to minimize risk of ignition in HFTDs Remote GridWLDFREquipment / facility failureAggregated | WLDFR | HFTD - Distribution - Tier 3 - 5QU CoRE ¦ 2QU LoRE | Red Flag Warning - Catastrophic Fires | Equipment / facility failure | Aggregated | 2042 | 4.7097e-07 | 527.1275 | 0.00024826 | 2042 | Mitigation | 0.95 | 45 | 0 | esc | 0.00097009 | 4.5688e-10 | 0.00097009 | 4.5688e-10 | 0.03606 | 5.5359e-07 | 0.0093087 | 4.4285e-08
[120 empty] | 7.3.3.17.5 (Remote Grid) Updates to grid topology to minimize risk of ignition in HFTDs Remote GridWLDFREquipment / facility failureAggregated | WLDFR | HFTD - Distribution - Tier 3 - 5QU CoRE ¦ 2QU LoRE | Red Flag Warning - Catastrophic Fires | Equipment / facility failure | Aggregated | 2043 | 4.7097e-07 | 527.1275 | 0.00024826 | 2043 | Mitigation | 0.95 | 45 | 0 | esc | 0.00097009 | 4.5688e-10 | 0.00097009 | 4.5688e-10 | 0.03606 | 5.5359e-07 | 0.0093087 | 4.4285e-08
[120 empty] | 7.3.3.17.5 (Remote Grid) Updates to grid topology to minimize risk of ignition in HFTDs Remote GridWLDFREquipment / facility failureAggregated | WLDFR | HFTD - Distribution - Tier 3 - 5QU CoRE ¦ 2QU LoRE | Red Flag Warning - Catastrophic Fires | Equipment / facility failure | Aggregated | 2044 | 4.7097e-07 | 527.1275 | 0.00024826 | 2044 | Mitigation | 0.95 | 45 | 0 | esc | 0.00097009 | 4.5688e-10 | 0.00097009 | 4.5688e-10 | 0.03606 | 5.5359e-07 | 0.0093087 | 4.4285e-08
[120 empty] | 7.3.3.17.5 (Remote Grid) Updates to grid topology to minimize risk of ignition in HFTDs Remote GridWLDFREquipment / facility failureAggregated | WLDFR | HFTD - Distribution - Tier 3 - 5QU CoRE ¦ 2QU LoRE | Red Flag Warning - Catastrophic Fires | Equipment / facility failure | Aggregated | 2045 | 4.7097e-07 | 527.1275 | 0.00024826 | 2045 | Mitigation | 0.95 | 45 | 0 | esc | 0.00097009 | 4.5688e-10 | 0.00097009 | 4.5688e-10 | 0.03606 | 5.5359e-07 | 0.0093087 | 4.4285e-08
[120 empty] | 7.3.3.17.5 (Remote Grid) Updates to grid topology to minimize risk of ignition in HFTDs Remote GridWLDFREquipment / facility failureAggregated | WLDFR | HFTD - Distribution - Tier 3 - 5QU CoRE ¦ 2QU LoRE | Red Flag Warning - Catastrophic Fires | Equipment / facility failure | Aggregated | 2046 | 4.7097e-07 | 527.1275 | 0.00024826 | 2046 | Mitigation | 0.95 | 45 | 0 | esc | 0.00097009 | 4.5688e-10 | 0.00097009 | 4.5688e-10 | 0.03606 | 5.5359e-07 | 0.0093087 | 4.4285e-08
[120 empty] | 7.3.3.17.5 (Remote Grid) Updates to grid topology to minimize risk of ignition in HFTDs Remote GridWLDFREquipment / facility failureAggregated | WLDFR | HFTD - Distribution - Tier 3 - 5QU CoRE ¦ 2QU LoRE | Red Flag Warning - Catastrophic Fires | Equipment / facility failure | Aggregated | 2047 | 4.7097e-07 | 527.1275 | 0.00024826 | 2047 | Mitigation | 0.95 | 45 | 0 | esc | 0.00097009 | 4.5688e-10 | 0.00097009 | 4.5688e-10 | 0.03606 | 5.5359e-07 | 0.0093087 | 4.4285e-08
[120 empty] | 7.3.3.17.5 (Remote Grid) Updates to grid topology to minimize risk of ignition in HFTDs Remote GridWLDFREquipment / facility failureAggregated | WLDFR | HFTD - Distribution - Tier 3 - 5QU CoRE ¦ 2QU LoRE | Red Flag Warning - Catastrophic Fires | Equipment / facility failure | Aggregated | 2048 | 4.7097e-07 | 527.1275 | 0.00024826 | 2048 | Mitigation | 0.95 | 45 | 0 | esc | 0.00097009 | 4.5688e-10 | 0.00097009 | 4.5688e-10 | 0.03606 | 5.5359e-07 | 0.0093087 | 4.4285e-08
[120 empty] | 7.3.3.17.5 (Remote Grid) Updates to grid topology to minimize risk of ignition in HFTDs Remote GridWLDFREquipment / facility failureAggregated | WLDFR | HFTD - Distribution - Tier 3 - 5QU CoRE ¦ 2QU LoRE | Red Flag Warning - Catastrophic Fires | Equipment / facility failure | Aggregated | 2049 | 4.7097e-07 | 527.1275 | 0.00024826 | 2049 | Mitigation | 0.95 | 45 | 0 | esc | 0.00097009 | 4.5688e-10 | 0.00097009 | 4.5688e-10 | 0.03606 | 5.5359e-07 | 0.0093087 | 4.4285e-08
[120 empty] | 7.3.3.17.5 (Remote Grid) Updates to grid topology to minimize risk of ignition in HFTDs Remote GridWLDFREquipment / facility failureAggregated | WLDFR | HFTD - Distribution - Tier 3 - 5QU CoRE ¦ 2QU LoRE | Red Flag Warning - Catastrophic Fires | Equipment / facility failure | Aggregated | 2050 | 4.7097e-07 | 527.1275 | 0.00024826 | 2050 | Mitigation | 0.95 | 45 | 0 | esc | 0.00097009 | 4.5688e-10 | 0.00097009 | 4.5688e-10 | 0.03606 | 5.5359e-07 | 0.0093087 | 4.4285e-08
[120 empty] | 7.3.3.17.5 (Remote Grid) Updates to grid topology to minimize risk of ignition in HFTDs Remote GridWLDFREquipment / facility failureAggregated | WLDFR | HFTD - Distribution - Tier 3 - 5QU CoRE ¦ 2QU LoRE | Red Flag Warning - Catastrophic Fires | Equipment / facility failure | Aggregated | 2051 | 4.7097e-07 | 527.1275 | 0.00024826 | 2051 | Mitigation | 0.95 | 45 | 0 | esc | 0.00097009 | 4.5688e-10 | 0.00097009 | 4.5688e-10 | 0.03606 | 5.5359e-07 | 0.0093087 | 4.4285e-08
[120 empty] | 7.3.3.17.5 (Remote Grid) Updates to grid topology to minimize risk of ignition in HFTDs Remote GridWLDFREquipment / facility failureAggregated | WLDFR | HFTD - Distribution - Tier 3 - 5QU CoRE ¦ 2QU LoRE | Red Flag Warning - Catastrophic Fires | Equipment / facility failure | Aggregated | 2052 | 4.7097e-07 | 527.1275 | 0.00024826 | 2052 | Mitigation | 0.95 | 45 | 0 | esc | 0.00097009 | 4.5688e-10 | 0.00097009 | 4.5688e-10 | 0.03606 | 5.5359e-07 | 0.0093087 | 4.4285e-08
[120 empty] | 7.3.3.17.5 (Remote Grid) Updates to grid topology to minimize risk of ignition in HFTDs Remote GridWLDFREquipment / facility failureAggregated | WLDFR | HFTD - Distribution - Tier 3 - 5QU CoRE ¦ 2QU LoRE | Red Flag Warning - Catastrophic Fires | Equipment / facility failure | Aggregated | 2053 | 4.7097e-07 | 527.1275 | 0.00024826 | 2053 | Mitigation | 0.95 | 45 | 0 | esc | 0.00097009 | 4.5688e-10 | 0.00097009 | 4.5688e-10 | 0.03606 | 5.5359e-07 | 0.0093087 | 4.4285e-08
[120 empty] | 7.3.3.17.5 (Remote Grid) Updates to grid topology to minimize risk of ignition in HFTDs Remote GridWLDFREquipment / facility failureAggregated | WLDFR | HFTD - Distribution - Tier 3 - 5QU CoRE ¦ 2QU LoRE | Red Flag Warning - Catastrophic Fires | Equipment / facility failure | Aggregated | 2054 | 4.7097e-07 | 527.1275 | 0.00024826 | 2054 | Mitigation | 0.95 | 45 | 0 | esc | 0.00097009 | 4.5688e-10 | 0.00097009 | 4.5688e-10 | 0.03606 | 5.5359e-07 | 0.0093087 | 4.4285e-08
[120 empty] | 7.3.3.17.5 (Remote Grid) Updates to grid topology to minimize risk of ignition in HFTDs Remote GridWLDFREquipment / facility failureAggregated | WLDFR | HFTD - Distribution - Tier 3 - 5QU CoRE ¦ 2QU LoRE | Red Flag Warning - Catastrophic Fires | Equipment / facility failure | Aggregated | 2055 | 4.7097e-07 | 527.1275 | 0.00024826 | 2055 | Mitigation | 0.95 | 45 | 0 | esc | 0.00097009 | 4.5688e-10 | 0.00097009 | 4.5688e-10 | 0.03606 | 5.5359e-07 | 0.0093087 | 4.4285e-08
[120 empty] | 7.3.3.17.5 (Remote Grid) Updates to grid topology to minimize risk of ignition in HFTDs Remote GridWLDFREquipment / facility failureAggregated | WLDFR | HFTD - Distribution - Tier 3 - 5QU CoRE ¦ 2QU LoRE | Red Flag Warning - Catastrophic Fires | Equipment / facility failure | Aggregated | 2056 | 4.7097e-07 | 527.1275 | 0.00024826 | 2056 | Mitigation | 0.95 | 45 | 0 | esc | 0.00097009 | 4.5688e-10 | 0.00097009 | 4.5688e-10 | 0.03606 | 5.5359e-07 | 0.0093087 | 4.4285e-08
[120 empty] | 7.3.3.17.5 (Remote Grid) Updates to grid topology to minimize risk of ignition in HFTDs Remote GridWLDFREquipment / facility failureAggregated | WLDFR | HFTD - Distribution - Tier 3 - 5QU CoRE ¦ 2QU LoRE | Red Flag Warning - Catastrophic Fires | Equipment / facility failure | Aggregated | 2057 | 4.7097e-07 | 527.1275 | 0.00024826 | 2057 | Mitigation | 0.95 | 45 | 0 | esc | 0.00097009 | 4.5688e-10 | 0.00097009 | 4.5688e-10 | 0.03606 | 5.5359e-07 | 0.0093087 | 4.4285e-08
[120 empty] | 7.3.3.17.5 (Remote Grid) Updates to grid topology to minimize risk of ignition in HFTDs Remote GridWLDFREquipment / facility failureAggregated | WLDFR | HFTD - Distribution - Tier 3 - 5QU CoRE ¦ 2QU LoRE | Red Flag Warning - Catastrophic Fires | Equipment / facility failure | Aggregated | 2058 | 4.7097e-07 | 527.1275 | 0.00024826 | 2058 | Mitigation | 0.95 | 45 | 0 | esc | 0.00097009 | 4.5688e-10 | 0.00097009 | 4.5688e-10 | 0.03606 | 5.5359e-07 | 0.0093087 | 4.4285e-08
[120 empty] | 7.3.3.17.5 (Remote Grid) Updates to grid topology to minimize risk of ignition in HFTDs Remote GridWLDFREquipment / facility failureAggregated | WLDFR | HFTD - Distribution - Tier 3 - 5QU CoRE ¦ 2QU LoRE | Red Flag Warning - Catastrophic Fires | Equipment / facility failure | Aggregated | 2059 | 4.7097e-07 | 527.1275 | 0.00024826 | 2059 | Mitigation | 0.95 | 45 | 0 | esc | 0.00097009 | 4.5688e-10 | 0.00097009 | 4.5688e-10 | 0.03606 | 5.5359e-07 | 0.0093087 | 4.4285e-08
[120 empty] | 7.3.3.17.5 (Remote Grid) Updates to grid topology to minimize risk of ignition in HFTDs Remote GridWLDFREquipment / facility failureAggregated | WLDFR | HFTD - Distribution - Tier 3 - 5QU CoRE ¦ 2QU LoRE | Red Flag Warning - Catastrophic Fires | Equipment / facility failure | Aggregated | 2060 | 4.7097e-07 | 527.1275 | 0.00024826 | 2060 | Mitigation | 0.95 | 45 | 0 | esc | 0.00097009 | 4.5688e-10 | 0.00097009 | 4.5688e-10 | 0.03606 | 5.5359e-07 | 0.0093087 | 4.4285e-08
[120 empty] | 7.3.3.17.5 (Remote Grid) Updates to grid topology to minimize risk of ignition in HFTDs Remote GridWLDFREquipment / facility failureAggregated | WLDFR | HFTD - Distribution - Tier 3 - 5QU CoRE ¦ 2QU LoRE | Red Flag Warning - Catastrophic Fires | Equipment / facility failure | Aggregated | 2061 | 4.7097e-07 | 527.1275 | 0.00024826 | 2061 | Mitigation | 0.95 | 45 | 0 | esc | 0.00097009 | 4.5688e-10 | 0.00097009 | 4.5688e-10 | 0.03606 | 5.5359e-07 | 0.0093087 | 4.4285e-08
[120 empty] | 7.3.3.17.5 (Remote Grid) Updates to grid topology to minimize risk of ignition in HFTDs Remote GridWLDFREquipment / facility failureAggregated | WLDFR | HFTD - Distribution - Tier 3 - 5QU CoRE ¦ 2QU LoRE | Red Flag Warning - Catastrophic Fires | Equipment / facility failure | Aggregated | 2062 | 4.7097e-07 | 527.1275 | 0.00024826 | 2062 | Mitigation | 0.95 | 45 | 0 | esc | 0.00097009 | 4.5688e-10 | 0.00097009 | 4.5688e-10 | 0.03606 | 5.5359e-07 | 0.0093087 | 4.4285e-08
[120 empty] | 7.3.3.17.5 (Remote Grid) Updates to grid topology to minimize risk of ignition in HFTDs Remote GridWLDFREquipment / facility failureAggregated | WLDFR | HFTD - Distribution - Tier 3 - 5QU CoRE ¦ 2QU LoRE | Red Flag Warning - Catastrophic Fires | Equipment / facility failure | Aggregated | 2063 | 4.7097e-07 | 527.1275 | 0.00024826 | 2063 | Mitigation | 0.95 | 45 | 0 | esc | 0.00097009 | 4.5688e-10 | 0.00097009 | 4.5688e-10 | 0.03606 | 5.5359e-07 | 0.0093087 | 4.4285e-08
[120 empty] | 7.3.3.17.5 (Remote Grid) Updates to grid topology to minimize risk of ignition in HFTDs Remote GridWLDFREquipment / facility failureAggregated | WLDFR | HFTD - Distribution - Tier 3 - 5QU CoRE ¦ 2QU LoRE | Red Flag Warning - Catastrophic Fires | Equipment / facility failure | Aggregated | 2064 | 4.7097e-07 | 527.1275 | 0.00024826 | 2064 | Mitigation | 0.95 | 45 | 0 | esc | 0.00097009 | 4.5688e-10 | 0.00097009 | 4.5688e-10 | 0.03606 | 5.5359e-07 | 0.0093087 | 4.4285e-08
[120 empty] | 7.3.3.17.5 (Remote Grid) Updates to grid topology to minimize risk of ignition in HFTDs Remote GridWLDFREquipment / facility failureAggregated | WLDFR | HFTD - Distribution - Tier 3 - 5QU CoRE ¦ 2QU LoRE | Red Flag Warning - Catastrophic Fires | Equipment / facility failure | Aggregated | 2065 | 4.7097e-07 | 527.1275 | 0.00024826 | 2065 | Mitigation | 0.95 | 45 | 0 | esc | 0.00097009 | 4.5688e-10 | 0.00097009 | 4.5688e-10 | 0.03606 | 5.5359e-07 | 0.0093087 | 4.4285e-08
[120 empty] | 7.3.3.17.5 (Remote Grid) Updates to grid topology to minimize risk of ignition in HFTDs Remote GridWLDFREquipment / facility failureAggregated | WLDFR | HFTD - Distribution - Tier 3 - 5QU CoRE ¦ 2QU LoRE | Red Flag Warning - Catastrophic Fires | Equipment / facility failure | Aggregated | 2066 | 4.7097e-07 | 527.1275 | 0.00024826 | 2066 | Mitigation | 0.95 | 45 | 0 | esc | 0.00097009 | 4.5688e-10 | 0.00097009 | 4.5688e-10 | 0.03606 | 5.5359e-07 | 0 | 0
[120 empty] | 7.3.3.17.5 (Remote Grid) Updates to grid topology to minimize risk of ignition in HFTDs Remote GridWLDFREquipment / facility failureAggregated | WLDFR | HFTD - Distribution - Tier 3 - 5QU CoRE ¦ 2QU LoRE | Red Flag Warning - Catastrophic Fires | Equipment / facility failure | Aggregated | 2067 | 4.7097e-07 | 527.1275 | 0.00024826 | 2067 | Mitigation | 0.95 | 45 | 0 | esc | 0 | 0 | 0.00097009 | 4.5688e-10 | 0.03606 | 5.5359e-07 | 0 | 0
[120 empty] | 7.3.3.17.5 (Remote Grid) Updates to grid topology to minimize risk of ignition in HFTDs Remote GridWLDFRVegetation ContactAggregated | WLDFR | HFTD - Distribution - Tier 3 - 5QU CoRE ¦ 2QU LoRE | Red Flag Warning - Catastrophic Fires | Vegetation Contact | Aggregated | 2022 | 1.3147e-06 | 527.1275 | 0.00069302 | 2022 | Mitigation | 0.95 | 45 | 0 | esc | 0.00097009 | 1.2754e-09 | 0 | 0 | 0.03606 | 5.5359e-07 | 0.0083522 | 8.3394e-09
[120 empty] | 7.3.3.17.5 (Remote Grid) Updates to grid topology to minimize risk of ignition in HFTDs Remote GridWLDFRVegetation ContactAggregated | WLDFR | HFTD - Distribution - Tier 3 - 5QU CoRE ¦ 2QU LoRE | Red Flag Warning - Catastrophic Fires | Vegetation Contact | Aggregated | 2023 | 1.3147e-06 | 527.1275 | 0.00069302 | 2023 | Mitigation | 0.95 | 45 | 0 | esc | 0.00097009 | 1.2754e-09 | 0.00097009 | 1.2754e-09 | 0.03606 | 5.5359e-07 | 0.0083522 | 8.3394e-09
[120 empty] | 7.3.3.17.5 (Remote Grid) Updates to grid topology to minimize risk of ignition in HFTDs Remote GridWLDFRVegetation ContactAggregated | WLDFR | HFTD - Distribution - Tier 3 - 5QU CoRE ¦ 2QU LoRE | Red Flag Warning - Catastrophic Fires | Vegetation Contact | Aggregated | 2024 | 1.3147e-06 | 527.1275 | 0.00069302 | 2024 | Mitigation | 0.95 | 45 | 0 | esc | 0.00097009 | 1.2754e-09 | 0.00097009 | 1.2754e-09 | 0.03606 | 5.5359e-07 | 0.0083522 | 8.3394e-09
[120 empty] | 7.3.3.17.5 (Remote Grid) Updates to grid topology to minimize risk of ignition in HFTDs Remote GridWLDFRVegetation ContactAggregated | WLDFR | HFTD - Distribution - Tier 3 - 5QU CoRE ¦ 2QU LoRE | Red Flag Warning - Catastrophic Fires | Vegetation Contact | Aggregated | 2025 | 1.3147e-06 | 527.1275 | 0.00069302 | 2025 | Mitigation | 0.95 | 45 | 0 | esc | 0.00097009 | 1.2754e-09 | 0.00097009 | 1.2754e-09 | 0.03606 | 5.5359e-07 | 0.0083522 | 8.3394e-09
[120 empty] | 7.3.3.17.5 (Remote Grid) Updates to grid topology to minimize risk of ignition in HFTDs Remote GridWLDFRVegetation ContactAggregated | WLDFR | HFTD - Distribution - Tier 3 - 5QU CoRE ¦ 2QU LoRE | Red Flag Warning - Catastrophic Fires | Vegetation Contact | Aggregated | 2026 | 1.3147e-06 | 527.1275 | 0.00069302 | 2026 | Mitigation | 0.95 | 45 | 0 | esc | 0.00097009 | 1.2754e-09 | 0.00097009 | 1.2754e-09 | 0.03606 | 5.5359e-07 | 0.0083522 | 8.3394e-09
[120 empty] | 7.3.3.17.5 (Remote Grid) Updates to grid topology to minimize risk of ignition in HFTDs Remote GridWLDFRVegetation ContactAggregated | WLDFR | HFTD - Distribution - Tier 3 - 5QU CoRE ¦ 2QU LoRE | Red Flag Warning - Catastrophic Fires | Vegetation Contact | Aggregated | 2027 | 1.3147e-06 | 527.1275 | 0.00069302 | 2027 | Mitigation | 0.95 | 45 | 0 | esc | 0.00097009 | 1.2754e-09 | 0.00097009 | 1.2754e-09 | 0.03606 | 5.5359e-07 | 0.0083522 | 8.3394e-09
[120 empty] | 7.3.3.17.5 (Remote Grid) Updates to grid topology to minimize risk of ignition in HFTDs Remote GridWLDFRVegetation ContactAggregated | WLDFR | HFTD - Distribution - Tier 3 - 5QU CoRE ¦ 2QU LoRE | Red Flag Warning - Catastrophic Fires | Vegetation Contact | Aggregated | 2028 | 1.3147e-06 | 527.1275 | 0.00069302 | 2028 | Mitigation | 0.95 | 45 | 0 | esc | 0.00097009 | 1.2754e-09 | 0.00097009 | 1.2754e-09 | 0.03606 | 5.5359e-07 | 0.0083522 | 8.3394e-09
[120 empty] | 7.3.3.17.5 (Remote Grid) Updates to grid topology to minimize risk of ignition in HFTDs Remote GridWLDFRVegetation ContactAggregated | WLDFR | HFTD - Distribution - Tier 3 - 5QU CoRE ¦ 2QU LoRE | Red Flag Warning - Catastrophic Fires | Vegetation Contact | Aggregated | 2029 | 1.3147e-06 | 527.1275 | 0.00069302 | 2029 | Mitigation | 0.95 | 45 | 0 | esc | 0.00097009 | 1.2754e-09 | 0.00097009 | 1.2754e-09 | 0.03606 | 5.5359e-07 | 0.0083522 | 8.3394e-09
[120 empty] | 7.3.3.17.5 (Remote Grid) Updates to grid topology to minimize risk of ignition in HFTDs Remote GridWLDFRVegetation ContactAggregated | WLDFR | HFTD - Distribution - Tier 3 - 5QU CoRE ¦ 2QU LoRE | Red Flag Warning - Catastrophic Fires | Vegetation Contact | Aggregated | 2030 | 1.3147e-06 | 527.1275 | 0.00069302 | 2030 | Mitigation | 0.95 | 45 | 0 | esc | 0.00097009 | 1.2754e-09 | 0.00097009 | 1.2754e-09 | 0.03606 | 5.5359e-07 | 0.0083522 | 8.3394e-09
[120 empty] | 7.3.3.17.5 (Remote Grid) Updates to grid topology to minimize risk of ignition in HFTDs Remote GridWLDFRVegetation ContactAggregated | WLDFR | HFTD - Distribution - Tier 3 - 5QU CoRE ¦ 2QU LoRE | Red Flag Warning - Catastrophic Fires | Vegetation Contact | Aggregated | 2031 | 1.3147e-06 | 527.1275 | 0.00069302 | 2031 | Mitigation | 0.95 | 45 | 0 | esc | 0.00097009 | 1.2754e-09 | 0.00097009 | 1.2754e-09 | 0.03606 | 5.5359e-07 | 0.0083522 | 8.3394e-09
[120 empty] | 7.3.3.17.5 (Remote Grid) Updates to grid topology to minimize risk of ignition in HFTDs Remote GridWLDFRVegetation ContactAggregated | WLDFR | HFTD - Distribution - Tier 3 - 5QU CoRE ¦ 2QU LoRE | Red Flag Warning - Catastrophic Fires | Vegetation Contact | Aggregated | 2032 | 1.3147e-06 | 527.1275 | 0.00069302 | 2032 | Mitigation | 0.95 | 45 | 0 | esc | 0.00097009 | 1.2754e-09 | 0.00097009 | 1.2754e-09 | 0.03606 | 5.5359e-07 | 0.0083522 | 8.3394e-09
[120 empty] | 7.3.3.17.5 (Remote Grid) Updates to grid topology to minimize risk of ignition in HFTDs Remote GridWLDFRVegetation ContactAggregated | WLDFR | HFTD - Distribution - Tier 3 - 5QU CoRE ¦ 2QU LoRE | Red Flag Warning - Catastrophic Fires | Vegetation Contact | Aggregated | 2033 | 1.3147e-06 | 527.1275 | 0.00069302 | 2033 | Mitigation | 0.95 | 45 | 0 | esc | 0.00097009 | 1.2754e-09 | 0.00097009 | 1.2754e-09 | 0.03606 | 5.5359e-07 | 0.0083522 | 8.3394e-09
[120 empty] | 7.3.3.17.5 (Remote Grid) Updates to grid topology to minimize risk of ignition in HFTDs Remote GridWLDFRVegetation ContactAggregated | WLDFR | HFTD - Distribution - Tier 3 - 5QU CoRE ¦ 2QU LoRE | Red Flag Warning - Catastrophic Fires | Vegetation Contact | Aggregated | 2034 | 1.3147e-06 | 527.1275 | 0.00069302 | 2034 | Mitigation | 0.95 | 45 | 0 | esc | 0.00097009 | 1.2754e-09 | 0.00097009 | 1.2754e-09 | 0 | 0 | 0.0083522 | 8.3394e-09
[120 empty] | 7.3.3.17.5 (Remote Grid) Updates to grid topology to minimize risk of ignition in HFTDs Remote GridWLDFRVegetation ContactAggregated | WLDFR | HFTD - Distribution - Tier 3 - 5QU CoRE ¦ 2QU LoRE | Red Flag Warning - Catastrophic Fires | Vegetation Contact | Aggregated | 2035 | 1.3147e-06 | 527.1275 | 0.00069302 | 2035 | Mitigation | 0.95 | 45 | 0 | esc | 0.00097009 | 1.2754e-09 | 0.00097009 | 1.2754e-09 | 0.03606 | 4.3329e-08 | 0.0083522 | 8.3394e-09
[120 empty] | 7.3.3.17.5 (Remote Grid) Updates to grid topology to minimize risk of ignition in HFTDs Remote GridWLDFRVegetation ContactAggregated | WLDFR | HFTD - Distribution - Tier 3 - 5QU CoRE ¦ 2QU LoRE | Red Flag Warning - Catastrophic Fires | Vegetation Contact | Aggregated | 2036 | 1.3147e-06 | 527.1275 | 0.00069302 | 2036 | Mitigation | 0.95 | 45 | 0 | esc | 0.00097009 | 1.2754e-09 | 0.00097009 | 1.2754e-09 | 0.03606 | 4.3329e-08 | 0.0083522 | 8.3394e-09
[120 empty] | 7.3.3.17.5 (Remote Grid) Updates to grid topology to minimize risk of ignition in HFTDs Remote GridWLDFRVegetation ContactAggregated | WLDFR | HFTD - Distribution - Tier 3 - 5QU CoRE ¦ 2QU LoRE | Red Flag Warning - Catastrophic Fires | Vegetation Contact | Aggregated | 2037 | 1.3147e-06 | 527.1275 | 0.00069302 | 2037 | Mitigation | 0.95 | 45 | 0 | esc | 0.00097009 | 1.2754e-09 | 0.00097009 | 1.2754e-09 | 0.03606 | 4.3329e-08 | 0.0083522 | 8.3394e-09
[120 empty] | 7.3.3.17.5 (Remote Grid) Updates to grid topology to minimize risk of ignition in HFTDs Remote GridWLDFRVegetation ContactAggregated | WLDFR | HFTD - Distribution - Tier 3 - 5QU CoRE ¦ 2QU LoRE | Red Flag Warning - Catastrophic Fires | Vegetation Contact | Aggregated | 2038 | 1.3147e-06 | 527.1275 | 0.00069302 | 2038 | Mitigation | 0.95 | 45 | 0 | esc | 0.00097009 | 1.2754e-09 | 0.00097009 | 1.2754e-09 | 0.03606 | 4.3329e-08 | 0.0083522 | 8.3394e-09
[120 empty] | 7.3.3.17.5 (Remote Grid) Updates to grid topology to minimize risk of ignition in HFTDs Remote GridWLDFRVegetation ContactAggregated | WLDFR | HFTD - Distribution - Tier 3 - 5QU CoRE ¦ 2QU LoRE | Red Flag Warning - Catastrophic Fires | Vegetation Contact | Aggregated | 2039 | 1.3147e-06 | 527.1275 | 0.00069302 | 2039 | Mitigation | 0.95 | 45 | 0 | esc | 0.00097009 | 1.2754e-09 | 0.00097009 | 1.2754e-09 | 0.03606 | 4.3329e-08 | 0.0083522 | 8.3394e-09
[120 empty] | 7.3.3.17.5 (Remote Grid) Updates to grid topology to minimize risk of ignition in HFTDs Remote GridWLDFRVegetation ContactAggregated | WLDFR | HFTD - Distribution - Tier 3 - 5QU CoRE ¦ 2QU LoRE | Red Flag Warning - Catastrophic Fires | Vegetation Contact | Aggregated | 2040 | 1.3147e-06 | 527.1275 | 0.00069302 | 2040 | Mitigation | 0.95 | 45 | 0 | esc | 0.00097009 | 1.2754e-09 | 0.00097009 | 1.2754e-09 | 0.03606 | 4.3329e-08 | 0.0083522 | 8.3394e-09
[120 empty] | 7.3.3.17.5 (Remote Grid) Updates to grid topology to minimize risk of ignition in HFTDs Remote GridWLDFRVegetation ContactAggregated | WLDFR | HFTD - Distribution - Tier 3 - 5QU CoRE ¦ 2QU LoRE | Red Flag Warning - Catastrophic Fires | Vegetation Contact | Aggregated | 2041 | 1.3147e-06 | 527.1275 | 0.00069302 | 2041 | Mitigation | 0.95 | 45 | 0 | esc | 0.00097009 | 1.2754e-09 | 0.00097009 | 1.2754e-09 | 0.03606 | 4.3329e-08 | 0.0083522 | 8.3394e-09
[120 empty] | 7.3.3.17.5 (Remote Grid) Updates to grid topology to minimize risk of ignition in HFTDs Remote GridWLDFRVegetation ContactAggregated | WLDFR | HFTD - Distribution - Tier 3 - 5QU CoRE ¦ 2QU LoRE | Red Flag Warning - Catastrophic Fires | Vegetation Contact | Aggregated | 2042 | 1.3147e-06 | 527.1275 | 0.00069302 | 2042 | Mitigation | 0.95 | 45 | 0 | esc | 0.00097009 | 1.2754e-09 | 0.00097009 | 1.2754e-09 | 0.03606 | 4.3329e-08 | 0.0083522 | 8.3394e-09
[120 empty] | 7.3.3.17.5 (Remote Grid) Updates to grid topology to minimize risk of ignition in HFTDs Remote GridWLDFRVegetation ContactAggregated | WLDFR | HFTD - Distribution - Tier 3 - 5QU CoRE ¦ 2QU LoRE | Red Flag Warning - Catastrophic Fires | Vegetation Contact | Aggregated | 2043 | 1.3147e-06 | 527.1275 | 0.00069302 | 2043 | Mitigation | 0.95 | 45 | 0 | esc | 0.00097009 | 1.2754e-09 | 0.00097009 | 1.2754e-09 | 0.03606 | 4.3329e-08 | 0.0083522 | 8.3394e-09
[120 empty] | 7.3.3.17.5 (Remote Grid) Updates to grid topology to minimize risk of ignition in HFTDs Remote GridWLDFRVegetation ContactAggregated | WLDFR | HFTD - Distribution - Tier 3 - 5QU CoRE ¦ 2QU LoRE | Red Flag Warning - Catastrophic Fires | Vegetation Contact | Aggregated | 2044 | 1.3147e-06 | 527.1275 | 0.00069302 | 2044 | Mitigation | 0.95 | 45 | 0 | esc | 0.00097009 | 1.2754e-09 | 0.00097009 | 1.2754e-09 | 0.03606 | 4.3329e-08 | 0.0083522 | 8.3394e-09
[120 empty] | 7.3.3.17.5 (Remote Grid) Updates to grid topology to minimize risk of ignition in HFTDs Remote GridWLDFRVegetation ContactAggregated | WLDFR | HFTD - Distribution - Tier 3 - 5QU CoRE ¦ 2QU LoRE | Red Flag Warning - Catastrophic Fires | Vegetation Contact | Aggregated | 2045 | 1.3147e-06 | 527.1275 | 0.00069302 | 2045 | Mitigation | 0.95 | 45 | 0 | esc | 0.00097009 | 1.2754e-09 | 0.00097009 | 1.2754e-09 | 0.03606 | 4.3329e-08 | 0.0083522 | 8.3394e-09
[120 empty] | 7.3.3.17.5 (Remote Grid) Updates to grid topology to minimize risk of ignition in HFTDs Remote GridWLDFRVegetation ContactAggregated | WLDFR | HFTD - Distribution - Tier 3 - 5QU CoRE ¦ 2QU LoRE | Red Flag Warning - Catastrophic Fires | Vegetation Contact | Aggregated | 2046 | 1.3147e-06 | 527.1275 | 0.00069302 | 2046 | Mitigation | 0.95 | 45 | 0 | esc | 0.00097009 | 1.2754e-09 | 0.00097009 | 1.2754e-09 | 0.03606 | 4.3329e-08 | 0.0083522 | 8.3394e-09
[120 empty] | 7.3.3.17.5 (Remote Grid) Updates to grid topology to minimize risk of ignition in HFTDs Remote GridWLDFRVegetation ContactAggregated | WLDFR | HFTD - Distribution - Tier 3 - 5QU CoRE ¦ 2QU LoRE | Red Flag Warning - Catastrophic Fires | Vegetation Contact | Aggregated | 2047 | 1.3147e-06 | 527.1275 | 0.00069302 | 2047 | Mitigation | 0.95 | 45 | 0 | esc | 0.00097009 | 1.2754e-09 | 0.00097009 | 1.2754e-09 | 0.03606 | 4.3329e-08 | 0.0083522 | 8.3394e-09
[120 empty] | 7.3.3.17.5 (Remote Grid) Updates to grid topology to minimize risk of ignition in HFTDs Remote GridWLDFRVegetation ContactAggregated | WLDFR | HFTD - Distribution - Tier 3 - 5QU CoRE ¦ 2QU LoRE | Red Flag Warning - Catastrophic Fires | Vegetation Contact | Aggregated | 2048 | 1.3147e-06 | 527.1275 | 0.00069302 | 2048 | Mitigation | 0.95 | 45 | 0 | esc | 0.00097009 | 1.2754e-09 | 0.00097009 | 1.2754e-09 | 0.03606 | 4.3329e-08 | 0.0083522 | 8.3394e-09
[120 empty] | 7.3.3.17.5 (Remote Grid) Updates to grid topology to minimize risk of ignition in HFTDs Remote GridWLDFRVegetation ContactAggregated | WLDFR | HFTD - Distribution - Tier 3 - 5QU CoRE ¦ 2QU LoRE | Red Flag Warning - Catastrophic Fires | Vegetation Contact | Aggregated | 2049 | 1.3147e-06 | 527.1275 | 0.00069302 | 2049 | Mitigation | 0.95 | 45 | 0 | esc | 0.00097009 | 1.2754e-09 | 0.00097009 | 1.2754e-09 | 0.03606 | 4.3329e-08 | 0.0083522 | 8.3394e-09
[120 empty] | 7.3.3.17.5 (Remote Grid) Updates to grid topology to minimize risk of ignition in HFTDs Remote GridWLDFRVegetation ContactAggregated | WLDFR | HFTD - Distribution - Tier 3 - 5QU CoRE ¦ 2QU LoRE | Red Flag Warning - Catastrophic Fires | Vegetation Contact | Aggregated | 2050 | 1.3147e-06 | 527.1275 | 0.00069302 | 2050 | Mitigation | 0.95 | 45 | 0 | esc | 0.00097009 | 1.2754e-09 | 0.00097009 | 1.2754e-09 | 0.03606 | 4.3329e-08 | 0.0083522 | 8.3394e-09
[120 empty] | 7.3.3.17.5 (Remote Grid) Updates to grid topology to minimize risk of ignition in HFTDs Remote GridWLDFRVegetation ContactAggregated | WLDFR | HFTD - Distribution - Tier 3 - 5QU CoRE ¦ 2QU LoRE | Red Flag Warning - Catastrophic Fires | Vegetation Contact | Aggregated | 2051 | 1.3147e-06 | 527.1275 | 0.00069302 | 2051 | Mitigation | 0.95 | 45 | 0 | esc | 0.00097009 | 1.2754e-09 | 0.00097009 | 1.2754e-09 | 0.03606 | 4.3329e-08 | 0.0083522 | 8.3394e-09
[120 empty] | 7.3.3.17.5 (Remote Grid) Updates to grid topology to minimize risk of ignition in HFTDs Remote GridWLDFRVegetation ContactAggregated | WLDFR | HFTD - Distribution - Tier 3 - 5QU CoRE ¦ 2QU LoRE | Red Flag Warning - Catastrophic Fires | Vegetation Contact | Aggregated | 2052 | 1.3147e-06 | 527.1275 | 0.00069302 | 2052 | Mitigation | 0.95 | 45 | 0 | esc | 0.00097009 | 1.2754e-09 | 0.00097009 | 1.2754e-09 | 0.03606 | 4.3329e-08 | 0 | 0
[120 empty] | 7.3.3.17.5 (Remote Grid) Updates to grid topology to minimize risk of ignition in HFTDs Remote GridWLDFRVegetation ContactAggregated | WLDFR | HFTD - Distribution - Tier 3 - 5QU CoRE ¦ 2QU LoRE | Red Flag Warning - Catastrophic Fires | Vegetation Contact | Aggregated | 2053 | 1.3147e-06 | 527.1275 | 0.00069302 | 2053 | Mitigation | 0.95 | 45 | 0 | esc | 0.00097009 | 1.2754e-09 | 0.00097009 | 1.2754e-09 | 0.03606 | 4.3329e-08 | 0 | 0
[120 empty] | 7.3.3.17.5 (Remote Grid) Updates to grid topology to minimize risk of ignition in HFTDs Remote GridWLDFRVegetation ContactAggregated | WLDFR | HFTD - Distribution - Tier 3 - 5QU CoRE ¦ 2QU LoRE | Red Flag Warning - Catastrophic Fires | Vegetation Contact | Aggregated | 2054 | 1.3147e-06 | 527.1275 | 0.00069302 | 2054 | Mitigation | 0.95 | 45 | 0 | esc | 0.00097009 | 1.2754e-09 | 0.00097009 | 1.2754e-09 | 0.03606 | 4.3329e-08 | 0.0092336 | 7.98e-10
[120 empty] | 7.3.3.17.5 (Remote Grid) Updates to grid topology to minimize risk of ignition in HFTDs Remote GridWLDFRVegetation ContactAggregated | WLDFR | HFTD - Distribution - Tier 3 - 5QU CoRE ¦ 2QU LoRE | Red Flag Warning - Catastrophic Fires | Vegetation Contact | Aggregated | 2055 | 1.3147e-06 | 527.1275 | 0.00069302 | 2055 | Mitigation | 0.95 | 45 | 0 | esc | 0.00097009 | 1.2754e-09 | 0.00097009 | 1.2754e-09 | 0.03606 | 4.3329e-08 | 0.0092336 | 7.98e-10
[120 empty] | 7.3.3.17.5 (Remote Grid) Updates to grid topology to minimize risk of ignition in HFTDs Remote GridWLDFRVegetation ContactAggregated | WLDFR | HFTD - Distribution - Tier 3 - 5QU CoRE ¦ 2QU LoRE | Red Flag Warning - Catastrophic Fires | Vegetation Contact | Aggregated | 2056 | 1.3147e-06 | 527.1275 | 0.00069302 | 2056 | Mitigation | 0.95 | 45 | 0 | esc | 0.00097009 | 1.2754e-09 | 0.00097009 | 1.2754e-09 | 0.03606 | 4.3329e-08 | 0.0092336 | 7.98e-10
[120 empty] | 7.3.3.17.5 (Remote Grid) Updates to grid topology to minimize risk of ignition in HFTDs Remote GridWLDFRVegetation ContactAggregated | WLDFR | HFTD - Distribution - Tier 3 - 5QU CoRE ¦ 2QU LoRE | Red Flag Warning - Catastrophic Fires | Vegetation Contact | Aggregated | 2057 | 1.3147e-06 | 527.1275 | 0.00069302 | 2057 | Mitigation | 0.95 | 45 | 0 | esc | 0.00097009 | 1.2754e-09 | 0.00097009 | 1.2754e-09 | 0.03606 | 4.3329e-08 | 0.0092336 | 7.98e-10
[120 empty] | 7.3.3.17.5 (Remote Grid) Updates to grid topology to minimize risk of ignition in HFTDs Remote GridWLDFRVegetation ContactAggregated | WLDFR | HFTD - Distribution - Tier 3 - 5QU CoRE ¦ 2QU LoRE | Red Flag Warning - Catastrophic Fires | Vegetation Contact | Aggregated | 2058 | 1.3147e-06 | 527.1275 | 0.00069302 | 2058 | Mitigation | 0.95 | 45 | 0 | esc | 0.00097009 | 1.2754e-09 | 0.00097009 | 1.2754e-09 | 0.03606 | 4.3329e-08 | 0.0092336 | 7.98e-10
[120 empty] | 7.3.3.17.5 (Remote Grid) Updates to grid topology to minimize risk of ignition in HFTDs Remote GridWLDFRVegetation ContactAggregated | WLDFR | HFTD - Distribution - Tier 3 - 5QU CoRE ¦ 2QU LoRE | Red Flag Warning - Catastrophic Fires | Vegetation Contact | Aggregated | 2059 | 1.3147e-06 | 527.1275 | 0.00069302 | 2059 | Mitigation | 0.95 | 45 | 0 | esc | 0.00097009 | 1.2754e-09 | 0.00097009 | 1.2754e-09 | 0.03606 | 4.3329e-08 | 0.0092336 | 7.98e-10
[120 empty] | 7.3.3.17.5 (Remote Grid) Updates to grid topology to minimize risk of ignition in HFTDs Remote GridWLDFRVegetation ContactAggregated | WLDFR | HFTD - Distribution - Tier 3 - 5QU CoRE ¦ 2QU LoRE | Red Flag Warning - Catastrophic Fires | Vegetation Contact | Aggregated | 2060 | 1.3147e-06 | 527.1275 | 0.00069302 | 2060 | Mitigation | 0.95 | 45 | 0 | esc | 0.00097009 | 1.2754e-09 | 0.00097009 | 1.2754e-09 | 0.03606 | 4.3329e-08 | 0.0092336 | 7.98e-10
[120 empty] | 7.3.3.17.5 (Remote Grid) Updates to grid topology to minimize risk of ignition in HFTDs Remote GridWLDFRVegetation ContactAggregated | WLDFR | HFTD - Distribution - Tier 3 - 5QU CoRE ¦ 2QU LoRE | Red Flag Warning - Catastrophic Fires | Vegetation Contact | Aggregated | 2061 | 1.3147e-06 | 527.1275 | 0.00069302 | 2061 | Mitigation | 0.95 | 45 | 0 | esc | 0.00097009 | 1.2754e-09 | 0.00097009 | 1.2754e-09 | 0.03606 | 4.3329e-08 | 0.0092336 | 7.98e-10
[120 empty] | 7.3.3.17.5 (Remote Grid) Updates to grid topology to minimize risk of ignition in HFTDs Remote GridWLDFRVegetation ContactAggregated | WLDFR | HFTD - Distribution - Tier 3 - 5QU CoRE ¦ 2QU LoRE | Red Flag Warning - Catastrophic Fires | Vegetation Contact | Aggregated | 2062 | 1.3147e-06 | 527.1275 | 0.00069302 | 2062 | Mitigation | 0.95 | 45 | 0 | esc | 0.00097009 | 1.2754e-09 | 0.00097009 | 1.2754e-09 | 0.03606 | 4.3329e-08 | 0.0092336 | 7.98e-10
[120 empty] | 7.3.3.17.5 (Remote Grid) Updates to grid topology to minimize risk of ignition in HFTDs Remote GridWLDFRVegetation ContactAggregated | WLDFR | HFTD - Distribution - Tier 3 - 5QU CoRE ¦ 2QU LoRE | Red Flag Warning - Catastrophic Fires | Vegetation Contact | Aggregated | 2063 | 1.3147e-06 | 527.1275 | 0.00069302 | 2063 | Mitigation | 0.95 | 45 | 0 | esc | 0.00097009 | 1.2754e-09 | 0.00097009 | 1.2754e-09 | 0.03606 | 4.3329e-08 | 0.0092336 | 7.98e-10
[120 empty] | 7.3.3.17.5 (Remote Grid) Updates to grid topology to minimize risk of ignition in HFTDs Remote GridWLDFRVegetation ContactAggregated | WLDFR | HFTD - Distribution - Tier 3 - 5QU CoRE ¦ 2QU LoRE | Red Flag Warning - Catastrophic Fires | Vegetation Contact | Aggregated | 2064 | 1.3147e-06 | 527.1275 | 0.00069302 | 2064 | Mitigation | 0.95 | 45 | 0 | esc | 0.00097009 | 1.2754e-09 | 0.00097009 | 1.2754e-09 | 0.03606 | 4.3329e-08 | 0.0092336 | 7.98e-10
[120 empty] | 7.3.3.17.5 (Remote Grid) Updates to grid topology to minimize risk of ignition in HFTDs Remote GridWLDFRVegetation ContactAggregated | WLDFR | HFTD - Distribution - Tier 3 - 5QU CoRE ¦ 2QU LoRE | Red Flag Warning - Catastrophic Fires | Vegetation Contact | Aggregated | 2065 | 1.3147e-06 | 527.1275 | 0.00069302 | 2065 | Mitigation | 0.95 | 45 | 0 | esc | 0.00097009 | 1.2754e-09 | 0.00097009 | 1.2754e-09 | 0.03606 | 4.3329e-08 | 0.0092336 | 7.98e-10
[120 empty] | 7.3.3.17.5 (Remote Grid) Updates to grid topology to minimize risk of ignition in HFTDs Remote GridWLDFRVegetation ContactAggregated | WLDFR | HFTD - Distribution - Tier 3 - 5QU CoRE ¦ 2QU LoRE | Red Flag Warning - Catastrophic Fires | Vegetation Contact | Aggregated | 2066 | 1.3147e-06 | 527.1275 | 0.00069302 | 2066 | Mitigation | 0.95 | 45 | 0 | esc | 0.00097009 | 1.2754e-09 | 0.00097009 | 1.2754e-09 | 0.03606 | 4.3329e-08 | 0.0092336 | 7.98e-10
[120 empty] | 7.3.3.17.5 (Remote Grid) Updates to grid topology to minimize risk of ignition in HFTDs Remote GridWLDFRVegetation ContactAggregated | WLDFR | HFTD - Distribution - Tier 3 - 5QU CoRE ¦ 2QU LoRE | Red Flag Warning - Catastrophic Fires | Vegetation Contact | Aggregated | 2067 | 1.3147e-06 | 527.1275 | 0.00069302 | 2067 | Mitigation | 0.95 | 45 | 0 | esc | 0 | 0 | 0.00097009 | 1.2754e-09 | 0.03606 | 4.3329e-08 | 0.0092336 | 7.98e-10
[120 empty] | 7.3.3.17.5 (Remote Grid) Updates to grid topology to minimize risk of ignition in HFTDs Remote GridWLDFREquipment / facility failureAggregated | WLDFR | HFTD - Distribution - Tier 3 - 5QU CoRE ¦ 2QU LoRE | Red Flag Warning - Destructive Fires | Equipment / facility failure | Aggregated | 2022 | 9.5197e-08 | 527.1275 | 5.0181e-05 | 2022 | Mitigation | 0.95 | 45 | 0 | esc | 0.00097009 | 9.2349e-11 | 0 | 0 | 0.03606 | 4.3329e-08 | 0.0092336 | 7.98e-10
[120 empty] | 7.3.3.17.5 (Remote Grid) Updates to grid topology to minimize risk of ignition in HFTDs Remote GridWLDFREquipment / facility failureAggregated | WLDFR | HFTD - Distribution - Tier 3 - 5QU CoRE ¦ 2QU LoRE | Red Flag Warning - Destructive Fires | Equipment / facility failure | Aggregated | 2023 | 9.5197e-08 | 527.1275 | 5.0181e-05 | 2023 | Mitigation | 0.95 | 45 | 0 | esc | 0.00097009 | 9.2349e-11 | 0.00097009 | 9.2349e-11 | 0.03606 | 4.3329e-08 | 0.0092336 | 7.98e-10
[120 empty] | 7.3.3.17.5 (Remote Grid) Updates to grid topology to minimize risk of ignition in HFTDs Remote GridWLDFREquipment / facility failureAggregated | WLDFR | HFTD - Distribution - Tier 3 - 5QU CoRE ¦ 2QU LoRE | Red Flag Warning - Destructive Fires | Equipment / facility failure | Aggregated | 2024 | 9.5197e-08 | 527.1275 | 5.0181e-05 | 2024 | Mitigation | 0.95 | 45 | 0 | esc | 0.00097009 | 9.2349e-11 | 0.00097009 | 9.2349e-11 | 0.03606 | 4.3329e-08 | 0.0092336 | 7.98e-10
[120 empty] | 7.3.3.17.5 (Remote Grid) Updates to grid topology to minimize risk of ignition in HFTDs Remote GridWLDFREquipment / facility failureAggregated | WLDFR | HFTD - Distribution - Tier 3 - 5QU CoRE ¦ 2QU LoRE | Red Flag Warning - Destructive Fires | Equipment / facility failure | Aggregated | 2025 | 9.5197e-08 | 527.1275 | 5.0181e-05 | 2025 | Mitigation | 0.95 | 45 | 0 | esc | 0.00097009 | 9.2349e-11 | 0.00097009 | 9.2349e-11 | 0.03606 | 4.3329e-08 | 0.0092336 | 7.98e-10
[120 empty] | 7.3.3.17.5 (Remote Grid) Updates to grid topology to minimize risk of ignition in HFTDs Remote GridWLDFREquipment / facility failureAggregated | WLDFR | HFTD - Distribution - Tier 3 - 5QU CoRE ¦ 2QU LoRE | Red Flag Warning - Destructive Fires | Equipment / facility failure | Aggregated | 2026 | 9.5197e-08 | 527.1275 | 5.0181e-05 | 2026 | Mitigation | 0.95 | 45 | 0 | esc | 0.00097009 | 9.2349e-11 | 0.00097009 | 9.2349e-11 | 0.03606 | 4.3329e-08 | 0.0092336 | 7.98e-10
[120 empty] | 7.3.3.17.5 (Remote Grid) Updates to grid topology to minimize risk of ignition in HFTDs Remote GridWLDFREquipment / facility failureAggregated | WLDFR | HFTD - Distribution - Tier 3 - 5QU CoRE ¦ 2QU LoRE | Red Flag Warning - Destructive Fires | Equipment / facility failure | Aggregated | 2027 | 9.5197e-08 | 527.1275 | 5.0181e-05 | 2027 | Mitigation | 0.95 | 45 | 0 | esc | 0.00097009 | 9.2349e-11 | 0.00097009 | 9.2349e-11 | 0.03606 | 4.3329e-08 | 0.0092336 | 7.98e-10
[120 empty] | 7.3.3.17.5 (Remote Grid) Updates to grid topology to minimize risk of ignition in HFTDs Remote GridWLDFREquipment / facility failureAggregated | WLDFR | HFTD - Distribution - Tier 3 - 5QU CoRE ¦ 2QU LoRE | Red Flag Warning - Destructive Fires | Equipment / facility failure | Aggregated | 2028 | 9.5197e-08 | 527.1275 | 5.0181e-05 | 2028 | Mitigation | 0.95 | 45 | 0 | esc | 0.00097009 | 9.2349e-11 | 0.00097009 | 9.2349e-11 | 0.03606 | 4.3329e-08 | 0.0092336 | 7.98e-10
[120 empty] | 7.3.3.17.5 (Remote Grid) Updates to grid topology to minimize risk of ignition in HFTDs Remote GridWLDFREquipment / facility failureAggregated | WLDFR | HFTD - Distribution - Tier 3 - 5QU CoRE ¦ 2QU LoRE | Red Flag Warning - Destructive Fires | Equipment / facility failure | Aggregated | 2029 | 9.5197e-08 | 527.1275 | 5.0181e-05 | 2029 | Mitigation | 0.95 | 45 | 0 | esc | 0.00097009 | 9.2349e-11 | 0.00097009 | 9.2349e-11 | 0.03606 | 4.3329e-08 | 0.0092336 | 7.98e-10
[120 empty] | 7.3.3.17.5 (Remote Grid) Updates to grid topology to minimize risk of ignition in HFTDs Remote GridWLDFREquipment / facility failureAggregated | WLDFR | HFTD - Distribution - Tier 3 - 5QU CoRE ¦ 2QU LoRE | Red Flag Warning - Destructive Fires | Equipment / facility failure | Aggregated | 2030 | 9.5197e-08 | 527.1275 | 5.0181e-05 | 2030 | Mitigation | 0.95 | 45 | 0 | esc | 0.00097009 | 9.2349e-11 | 0.00097009 | 9.2349e-11 | 0.03606 | 4.3329e-08 | 0.0092336 | 7.98e-10
[120 empty] | 7.3.3.17.5 (Remote Grid) Updates to grid topology to minimize risk of ignition in HFTDs Remote GridWLDFREquipment / facility failureAggregated | WLDFR | HFTD - Distribution - Tier 3 - 5QU CoRE ¦ 2QU LoRE | Red Flag Warning - Destructive Fires | Equipment / facility failure | Aggregated | 2031 | 9.5197e-08 | 527.1275 | 5.0181e-05 | 2031 | Mitigation | 0.95 | 45 | 0 | esc | 0.00097009 | 9.2349e-11 | 0.00097009 | 9.2349e-11 | 0.03606 | 4.3329e-08 | 0.0092336 | 7.98e-10
[120 empty] | 7.3.3.17.5 (Remote Grid) Updates to grid topology to minimize risk of ignition in HFTDs Remote GridWLDFREquipment / facility failureAggregated | WLDFR | HFTD - Distribution - Tier 3 - 5QU CoRE ¦ 2QU LoRE | Red Flag Warning - Destructive Fires | Equipment / facility failure | Aggregated | 2032 | 9.5197e-08 | 527.1275 | 5.0181e-05 | 2032 | Mitigation | 0.95 | 45 | 0 | esc | 0.00097009 | 9.2349e-11 | 0.00097009 | 9.2349e-11 | 0.03606 | 4.3329e-08 | 0.0092336 | 7.98e-10
[120 empty] | 7.3.3.17.5 (Remote Grid) Updates to grid topology to minimize risk of ignition in HFTDs Remote GridWLDFREquipment / facility failureAggregated | WLDFR | HFTD - Distribution - Tier 3 - 5QU CoRE ¦ 2QU LoRE | Red Flag Warning - Destructive Fires | Equipment / facility failure | Aggregated | 2033 | 9.5197e-08 | 527.1275 | 5.0181e-05 | 2033 | Mitigation | 0.95 | 45 | 0 | esc | 0.00097009 | 9.2349e-11 | 0.00097009 | 9.2349e-11 | 0.03606 | 4.3329e-08 | 0.0092336 | 7.98e-10
[120 empty] | 7.3.3.17.5 (Remote Grid) Updates to grid topology to minimize risk of ignition in HFTDs Remote GridWLDFREquipment / facility failureAggregated | WLDFR | HFTD - Distribution - Tier 3 - 5QU CoRE ¦ 2QU LoRE | Red Flag Warning - Destructive Fires | Equipment / facility failure | Aggregated | 2034 | 9.5197e-08 | 527.1275 | 5.0181e-05 | 2034 | Mitigation | 0.95 | 45 | 0 | esc | 0.00097009 | 9.2349e-11 | 0.00097009 | 9.2349e-11 | 0.03606 | 4.3329e-08 | 0.0092336 | 7.98e-10
[120 empty] | 7.3.3.17.5 (Remote Grid) Updates to grid topology to minimize risk of ignition in HFTDs Remote GridWLDFREquipment / facility failureAggregated | WLDFR | HFTD - Distribution - Tier 3 - 5QU CoRE ¦ 2QU LoRE | Red Flag Warning - Destructive Fires | Equipment / facility failure | Aggregated | 2035 | 9.5197e-08 | 527.1275 | 5.0181e-05 | 2035 | Mitigation | 0.95 | 45 | 0 | esc | 0.00097009 | 9.2349e-11 | 0.00097009 | 9.2349e-11 | 0.03606 | 4.3329e-08 | 0.0092336 | 7.98e-10
[120 empty] | 7.3.3.17.5 (Remote Grid) Updates to grid topology to minimize risk of ignition in HFTDs Remote GridWLDFREquipment / facility failureAggregated | WLDFR | HFTD - Distribution - Tier 3 - 5QU CoRE ¦ 2QU LoRE | Red Flag Warning - Destructive Fires | Equipment / facility failure | Aggregated | 2036 | 9.5197e-08 | 527.1275 | 5.0181e-05 | 2036 | Mitigation | 0.95 | 45 | 0 | esc | 0.00097009 | 9.2349e-11 | 0.00097009 | 9.2349e-11 | 0.03606 | 4.3329e-08 | 0.0092336 | 7.98e-10
[120 empty] | 7.3.3.17.5 (Remote Grid) Updates to grid topology to minimize risk of ignition in HFTDs Remote GridWLDFREquipment / facility failureAggregated | WLDFR | HFTD - Distribution - Tier 3 - 5QU CoRE ¦ 2QU LoRE | Red Flag Warning - Destructive Fires | Equipment / facility failure | Aggregated | 2037 | 9.5197e-08 | 527.1275 | 5.0181e-05 | 2037 | Mitigation | 0.95 | 45 | 0 | esc | 0.00097009 | 9.2349e-11 | 0.00097009 | 9.2349e-11 | 0.03606 | 4.3329e-08 | 0.0092336 | 7.98e-10
[120 empty] | 7.3.3.17.5 (Remote Grid) Updates to grid topology to minimize risk of ignition in HFTDs Remote GridWLDFREquipment / facility failureAggregated | WLDFR | HFTD - Distribution - Tier 3 - 5QU CoRE ¦ 2QU LoRE | Red Flag Warning - Destructive Fires | Equipment / facility failure | Aggregated | 2038 | 9.5197e-08 | 527.1275 | 5.0181e-05 | 2038 | Mitigation | 0.95 | 45 | 0 | esc | 0.00097009 | 9.2349e-11 | 0.00097009 | 9.2349e-11 | 0 | 0 | 0 | 0
[120 empty] | 7.3.3.17.5 (Remote Grid) Updates to grid topology to minimize risk of ignition in HFTDs Remote GridWLDFREquipment / facility failureAggregated | WLDFR | HFTD - Distribution - Tier 3 - 5QU CoRE ¦ 2QU LoRE | Red Flag Warning - Destructive Fires | Equipment / facility failure | Aggregated | 2039 | 9.5197e-08 | 527.1275 | 5.0181e-05 | 2039 | Mitigation | 0.95 | 45 | 0 | esc | 0.00097009 | 9.2349e-11 | 0.00097009 | 9.2349e-11 | 0.03606 | 1.2653e-05 | 0 | 0
[120 empty] | 7.3.3.17.5 (Remote Grid) Updates to grid topology to minimize risk of ignition in HFTDs Remote GridWLDFREquipment / facility failureAggregated | WLDFR | HFTD - Distribution - Tier 3 - 5QU CoRE ¦ 2QU LoRE | Red Flag Warning - Destructive Fires | Equipment / facility failure | Aggregated | 2040 | 9.5197e-08 | 527.1275 | 5.0181e-05 | 2040 | Mitigation | 0.95 | 45 | 0 | esc | 0.00097009 | 9.2349e-11 | 0.00097009 | 9.2349e-11 | 0.03606 | 1.2653e-05 | 0.0033164 | 1.3591e-08
[120 empty] | 7.3.3.17.5 (Remote Grid) Updates to grid topology to minimize risk of ignition in HFTDs Remote GridWLDFREquipment / facility failureAggregated | WLDFR | HFTD - Distribution - Tier 3 - 5QU CoRE ¦ 2QU LoRE | Red Flag Warning - Destructive Fires | Equipment / facility failure | Aggregated | 2041 | 9.5197e-08 | 527.1275 | 5.0181e-05 | 2041 | Mitigation | 0.95 | 45 | 0 | esc | 0.00097009 | 9.2349e-11 | 0.00097009 | 9.2349e-11 | 0.03606 | 1.2653e-05 | 0.0033164 | 1.3591e-08
[120 empty] | 7.3.3.17.5 (Remote Grid) Updates to grid topology to minimize risk of ignition in HFTDs Remote GridWLDFREquipment / facility failureAggregated | WLDFR | HFTD - Distribution - Tier 3 - 5QU CoRE ¦ 2QU LoRE | Red Flag Warning - Destructive Fires | Equipment / facility failure | Aggregated | 2042 | 9.5197e-08 | 527.1275 | 5.0181e-05 | 2042 | Mitigation | 0.95 | 45 | 0 | esc | 0.00097009 | 9.2349e-11 | 0.00097009 | 9.2349e-11 | 0.03606 | 1.2653e-05 | 0.0033164 | 1.3591e-08
[120 empty] | 7.3.3.17.5 (Remote Grid) Updates to grid topology to minimize risk of ignition in HFTDs Remote GridWLDFREquipment / facility failureAggregated | WLDFR | HFTD - Distribution - Tier 3 - 5QU CoRE ¦ 2QU LoRE | Red Flag Warning - Destructive Fires | Equipment / facility failure | Aggregated | 2043 | 9.5197e-08 | 527.1275 | 5.0181e-05 | 2043 | Mitigation | 0.95 | 45 | 0 | esc | 0.00097009 | 9.2349e-11 | 0.00097009 | 9.2349e-11 | 0.03606 | 1.2653e-05 | 0.0033164 | 1.3591e-08
[120 empty] | 7.3.3.17.5 (Remote Grid) Updates to grid topology to minimize risk of ignition in HFTDs Remote GridWLDFREquipment / facility failureAggregated | WLDFR | HFTD - Distribution - Tier 3 - 5QU CoRE ¦ 2QU LoRE | Red Flag Warning - Destructive Fires | Equipment / facility failure | Aggregated | 2044 | 9.5197e-08 | 527.1275 | 5.0181e-05 | 2044 | Mitigation | 0.95 | 45 | 0 | esc | 0.00097009 | 9.2349e-11 | 0.00097009 | 9.2349e-11 | 0.03606 | 1.2653e-05 | 0.0033164 | 1.3591e-08
[120 empty] | 7.3.3.17.5 (Remote Grid) Updates to grid topology to minimize risk of ignition in HFTDs Remote GridWLDFREquipment / facility failureAggregated | WLDFR | HFTD - Distribution - Tier 3 - 5QU CoRE ¦ 2QU LoRE | Red Flag Warning - Destructive Fires | Equipment / facility failure | Aggregated | 2045 | 9.5197e-08 | 527.1275 | 5.0181e-05 | 2045 | Mitigation | 0.95 | 45 | 0 | esc | 0.00097009 | 9.2349e-11 | 0.00097009 | 9.2349e-11 | 0.03606 | 1.2653e-05 | 0.0033164 | 1.3591e-08
[120 empty] | 7.3.3.17.5 (Remote Grid) Updates to grid topology to minimize risk of ignition in HFTDs Remote GridWLDFREquipment / facility failureAggregated | WLDFR | HFTD - Distribution - Tier 3 - 5QU CoRE ¦ 2QU LoRE | Red Flag Warning - Destructive Fires | Equipment / facility failure | Aggregated | 2046 | 9.5197e-08 | 527.1275 | 5.0181e-05 | 2046 | Mitigation | 0.95 | 45 | 0 | esc | 0.00097009 | 9.2349e-11 | 0.00097009 | 9.2349e-11 | 0.03606 | 1.2653e-05 | 0.0033164 | 1.3591e-08
[120 empty] | 7.3.3.17.5 (Remote Grid) Updates to grid topology to minimize risk of ignition in HFTDs Remote GridWLDFREquipment / facility failureAggregated | WLDFR | HFTD - Distribution - Tier 3 - 5QU CoRE ¦ 2QU LoRE | Red Flag Warning - Destructive Fires | Equipment / facility failure | Aggregated | 2047 | 9.5197e-08 | 527.1275 | 5.0181e-05 | 2047 | Mitigation | 0.95 | 45 | 0 | esc | 0.00097009 | 9.2349e-11 | 0.00097009 | 9.2349e-11 | 0.03606 | 1.2653e-05 | 0.0033164 | 1.3591e-08
[120 empty] | 7.3.3.17.5 (Remote Grid) Updates to grid topology to minimize risk of ignition in HFTDs Remote GridWLDFREquipment / facility failureAggregated | WLDFR | HFTD - Distribution - Tier 3 - 5QU CoRE ¦ 2QU LoRE | Red Flag Warning - Destructive Fires | Equipment / facility failure | Aggregated | 2048 | 9.5197e-08 | 527.1275 | 5.0181e-05 | 2048 | Mitigation | 0.95 | 45 | 0 | esc | 0.00097009 | 9.2349e-11 | 0.00097009 | 9.2349e-11 | 0.03606 | 1.2653e-05 | 0.0033164 | 1.3591e-08
[120 empty] | 7.3.3.17.5 (Remote Grid) Updates to grid topology to minimize risk of ignition in HFTDs Remote GridWLDFREquipment / facility failureAggregated | WLDFR | HFTD - Distribution - Tier 3 - 5QU CoRE ¦ 2QU LoRE | Red Flag Warning - Destructive Fires | Equipment / facility failure | Aggregated | 2049 | 9.5197e-08 | 527.1275 | 5.0181e-05 | 2049 | Mitigation | 0.95 | 45 | 0 | esc | 0.00097009 | 9.2349e-11 | 0.00097009 | 9.2349e-11 | 0.03606 | 1.2653e-05 | 0.0033164 | 1.3591e-08
[120 empty] | 7.3.3.17.5 (Remote Grid) Updates to grid topology to minimize risk of ignition in HFTDs Remote GridWLDFREquipment / facility failureAggregated | WLDFR | HFTD - Distribution - Tier 3 - 5QU CoRE ¦ 2QU LoRE | Red Flag Warning - Destructive Fires | Equipment / facility failure | Aggregated | 2050 | 9.5197e-08 | 527.1275 | 5.0181e-05 | 2050 | Mitigation | 0.95 | 45 | 0 | esc | 0.00097009 | 9.2349e-11 | 0.00097009 | 9.2349e-11 | 0.03606 | 1.2653e-05 | 0.0033164 | 1.3591e-08
[120 empty] | 7.3.3.17.5 (Remote Grid) Updates to grid topology to minimize risk of ignition in HFTDs Remote GridWLDFREquipment / facility failureAggregated | WLDFR | HFTD - Distribution - Tier 3 - 5QU CoRE ¦ 2QU LoRE | Red Flag Warning - Destructive Fires | Equipment / facility failure | Aggregated | 2051 | 9.5197e-08 | 527.1275 | 5.0181e-05 | 2051 | Mitigation | 0.95 | 45 | 0 | esc | 0.00097009 | 9.2349e-11 | 0.00097009 | 9.2349e-11 | 0.03606 | 1.2653e-05 | 0.0033164 | 1.3591e-08
[120 empty] | 7.3.3.17.5 (Remote Grid) Updates to grid topology to minimize risk of ignition in HFTDs Remote GridWLDFREquipment / facility failureAggregated | WLDFR | HFTD - Distribution - Tier 3 - 5QU CoRE ¦ 2QU LoRE | Red Flag Warning - Destructive Fires | Equipment / facility failure | Aggregated | 2052 | 9.5197e-08 | 527.1275 | 5.0181e-05 | 2052 | Mitigation | 0.95 | 45 | 0 | esc | 0.00097009 | 9.2349e-11 | 0.00097009 | 9.2349e-11 | 0.03606 | 1.2653e-05 | 0.0033164 | 1.3591e-08
[120 empty] | 7.3.3.17.5 (Remote Grid) Updates to grid topology to minimize risk of ignition in HFTDs Remote GridWLDFREquipment / facility failureAggregated | WLDFR | HFTD - Distribution - Tier 3 - 5QU CoRE ¦ 2QU LoRE | Red Flag Warning - Destructive Fires | Equipment / facility failure | Aggregated | 2053 | 9.5197e-08 | 527.1275 | 5.0181e-05 | 2053 | Mitigation | 0.95 | 45 | 0 | esc | 0.00097009 | 9.2349e-11 | 0.00097009 | 9.2349e-11 | 0.03606 | 1.2653e-05 | 0.0033164 | 1.3591e-08
[120 empty] | 7.3.3.17.5 (Remote Grid) Updates to grid topology to minimize risk of ignition in HFTDs Remote GridWLDFREquipment / facility failureAggregated | WLDFR | HFTD - Distribution - Tier 3 - 5QU CoRE ¦ 2QU LoRE | Red Flag Warning - Destructive Fires | Equipment / facility failure | Aggregated | 2054 | 9.5197e-08 | 527.1275 | 5.0181e-05 | 2054 | Mitigation | 0.95 | 45 | 0 | esc | 0.00097009 | 9.2349e-11 | 0.00097009 | 9.2349e-11 | 0.03606 | 1.2653e-05 | 0.0033164 | 1.3591e-08
[120 empty] | 7.3.3.17.5 (Remote Grid) Updates to grid topology to minimize risk of ignition in HFTDs Remote GridWLDFREquipment / facility failureAggregated | WLDFR | HFTD - Distribution - Tier 3 - 5QU CoRE ¦ 2QU LoRE | Red Flag Warning - Destructive Fires | Equipment / facility failure | Aggregated | 2055 | 9.5197e-08 | 527.1275 | 5.0181e-05 | 2055 | Mitigation | 0.95 | 45 | 0 | esc | 0.00097009 | 9.2349e-11 | 0.00097009 | 9.2349e-11 | 0.03606 | 1.2653e-05 | 0.0033164 | 1.3591e-08
[120 empty] | 7.3.3.17.5 (Remote Grid) Updates to grid topology to minimize risk of ignition in HFTDs Remote GridWLDFREquipment / facility failureAggregated | WLDFR | HFTD - Distribution - Tier 3 - 5QU CoRE ¦ 2QU LoRE | Red Flag Warning - Destructive Fires | Equipment / facility failure | Aggregated | 2056 | 9.5197e-08 | 527.1275 | 5.0181e-05 | 2056 | Mitigation | 0.95 | 45 | 0 | esc | 0.00097009 | 9.2349e-11 | 0.00097009 | 9.2349e-11 | 0.03606 | 1.2653e-05 | 0.0033164 | 1.3591e-08
[120 empty] | 7.3.3.17.5 (Remote Grid) Updates to grid topology to minimize risk of ignition in HFTDs Remote GridWLDFREquipment / facility failureAggregated | WLDFR | HFTD - Distribution - Tier 3 - 5QU CoRE ¦ 2QU LoRE | Red Flag Warning - Destructive Fires | Equipment / facility failure | Aggregated | 2057 | 9.5197e-08 | 527.1275 | 5.0181e-05 | 2057 | Mitigation | 0.95 | 45 | 0 | esc | 0.00097009 | 9.2349e-11 | 0.00097009 | 9.2349e-11 | 0.03606 | 1.2653e-05 | 0.0033164 | 1.3591e-08
[120 empty] | 7.3.3.17.5 (Remote Grid) Updates to grid topology to minimize risk of ignition in HFTDs Remote GridWLDFREquipment / facility failureAggregated | WLDFR | HFTD - Distribution - Tier 3 - 5QU CoRE ¦ 2QU LoRE | Red Flag Warning - Destructive Fires | Equipment / facility failure | Aggregated | 2058 | 9.5197e-08 | 527.1275 | 5.0181e-05 | 2058 | Mitigation | 0.95 | 45 | 0 | esc | 0.00097009 | 9.2349e-11 | 0.00097009 | 9.2349e-11 | 0.03606 | 1.2653e-05 | 0.0033164 | 1.3591e-08
[120 empty] | 7.3.3.17.5 (Remote Grid) Updates to grid topology to minimize risk of ignition in HFTDs Remote GridWLDFREquipment / facility failureAggregated | WLDFR | HFTD - Distribution - Tier 3 - 5QU CoRE ¦ 2QU LoRE | Red Flag Warning - Destructive Fires | Equipment / facility failure | Aggregated | 2059 | 9.5197e-08 | 527.1275 | 5.0181e-05 | 2059 | Mitigation | 0.95 | 45 | 0 | esc | 0.00097009 | 9.2349e-11 | 0.00097009 | 9.2349e-11 | 0.03606 | 1.2653e-05 | 0.0033164 | 1.3591e-08
[120 empty] | 7.3.3.17.5 (Remote Grid) Updates to grid topology to minimize risk of ignition in HFTDs Remote GridWLDFREquipment / facility failureAggregated | WLDFR | HFTD - Distribution - Tier 3 - 5QU CoRE ¦ 2QU LoRE | Red Flag Warning - Destructive Fires | Equipment / facility failure | Aggregated | 2060 | 9.5197e-08 | 527.1275 | 5.0181e-05 | 2060 | Mitigation | 0.95 | 45 | 0 | esc | 0.00097009 | 9.2349e-11 | 0.00097009 | 9.2349e-11 | 0.03606 | 1.2653e-05 | 0.0033164 | 1.3591e-08
[120 empty] | 7.3.3.17.5 (Remote Grid) Updates to grid topology to minimize risk of ignition in HFTDs Remote GridWLDFREquipment / facility failureAggregated | WLDFR | HFTD - Distribution - Tier 3 - 5QU CoRE ¦ 2QU LoRE | Red Flag Warning - Destructive Fires | Equipment / facility failure | Aggregated | 2061 | 9.5197e-08 | 527.1275 | 5.0181e-05 | 2061 | Mitigation | 0.95 | 45 | 0 | esc | 0.00097009 | 9.2349e-11 | 0.00097009 | 9.2349e-11 | 0.03606 | 1.2653e-05 | 0.0033164 | 1.3591e-08
[120 empty] | 7.3.3.17.5 (Remote Grid) Updates to grid topology to minimize risk of ignition in HFTDs Remote GridWLDFREquipment / facility failureAggregated | WLDFR | HFTD - Distribution - Tier 3 - 5QU CoRE ¦ 2QU LoRE | Red Flag Warning - Destructive Fires | Equipment / facility failure | Aggregated | 2062 | 9.5197e-08 | 527.1275 | 5.0181e-05 | 2062 | Mitigation | 0.95 | 45 | 0 | esc | 0.00097009 | 9.2349e-11 | 0.00097009 | 9.2349e-11 | 0.03606 | 1.2653e-05 | 0.0033164 | 1.3591e-08
[120 empty] | 7.3.3.17.5 (Remote Grid) Updates to grid topology to minimize risk of ignition in HFTDs Remote GridWLDFREquipment / facility failureAggregated | WLDFR | HFTD - Distribution - Tier 3 - 5QU CoRE ¦ 2QU LoRE | Red Flag Warning - Destructive Fires | Equipment / facility failure | Aggregated | 2063 | 9.5197e-08 | 527.1275 | 5.0181e-05 | 2063 | Mitigation | 0.95 | 45 | 0 | esc | 0.00097009 | 9.2349e-11 | 0.00097009 | 9.2349e-11 | 0.03606 | 1.2653e-05 | 0.0033164 | 1.3591e-08
[120 empty] | 7.3.3.17.5 (Remote Grid) Updates to grid topology to minimize risk of ignition in HFTDs Remote GridWLDFREquipment / facility failureAggregated | WLDFR | HFTD - Distribution - Tier 3 - 5QU CoRE ¦ 2QU LoRE | Red Flag Warning - Destructive Fires | Equipment / facility failure | Aggregated | 2064 | 9.5197e-08 | 527.1275 | 5.0181e-05 | 2064 | Mitigation | 0.95 | 45 | 0 | esc | 0.00097009 | 9.2349e-11 | 0.00097009 | 9.2349e-11 | 0.03606 | 1.2653e-05 | 0.0033164 | 1.3591e-08
[120 empty] | 7.3.3.17.5 (Remote Grid) Updates to grid topology to minimize risk of ignition in HFTDs Remote GridWLDFREquipment / facility failureAggregated | WLDFR | HFTD - Distribution - Tier 3 - 5QU CoRE ¦ 2QU LoRE | Red Flag Warning - Destructive Fires | Equipment / facility failure | Aggregated | 2065 | 9.5197e-08 | 527.1275 | 5.0181e-05 | 2065 | Mitigation | 0.95 | 45 | 0 | esc | 0.00097009 | 9.2349e-11 | 0.00097009 | 9.2349e-11 | 0.03606 | 1.2653e-05 | 0.0033164 | 1.3591e-08
[120 empty] | 7.3.3.17.5 (Remote Grid) Updates to grid topology to minimize risk of ignition in HFTDs Remote GridWLDFREquipment / facility failureAggregated | WLDFR | HFTD - Distribution - Tier 3 - 5QU CoRE ¦ 2QU LoRE | Red Flag Warning - Destructive Fires | Equipment / facility failure | Aggregated | 2066 | 9.5197e-08 | 527.1275 | 5.0181e-05 | 2066 | Mitigation | 0.95 | 45 | 0 | esc | 0.00097009 | 9.2349e-11 | 0.00097009 | 9.2349e-11 | 0.03606 | 1.2653e-05 | 0.0033164 | 1.3591e-08
[120 empty] | 7.3.3.17.5 (Remote Grid) Updates to grid topology to minimize risk of ignition in HFTDs Remote GridWLDFREquipment / facility failureAggregated | WLDFR | HFTD - Distribution - Tier 3 - 5QU CoRE ¦ 2QU LoRE | Red Flag Warning - Destructive Fires | Equipment / facility failure | Aggregated | 2067 | 9.5197e-08 | 527.1275 | 5.0181e-05 | 2067 | Mitigation | 0.95 | 45 | 0 | esc | 0 | 0 | 0.00097009 | 9.2349e-11 | 0.03606 | 1.2653e-05 | 0.0033164 | 1.3591e-08
[120 empty] | 7.3.3.17.5 (Remote Grid) Updates to grid topology to minimize risk of ignition in HFTDs Remote GridWLDFRVegetation ContactAggregated | WLDFR | HFTD - Distribution - Tier 3 - 5QU CoRE ¦ 2QU LoRE | Red Flag Warning - Destructive Fires | Vegetation Contact | Aggregated | 2022 | 1.9311e-07 | 527.1275 | 0.00010179 | 2022 | Mitigation | 0.95 | 45 | 0 | esc | 0.00097009 | 1.8733e-10 | 0 | 0 | 0.03606 | 1.2653e-05 | 0.0033164 | 1.3591e-08
[120 empty] | 7.3.3.17.5 (Remote Grid) Updates to grid topology to minimize risk of ignition in HFTDs Remote GridWLDFRVegetation ContactAggregated | WLDFR | HFTD - Distribution - Tier 3 - 5QU CoRE ¦ 2QU LoRE | Red Flag Warning - Destructive Fires | Vegetation Contact | Aggregated | 2023 | 1.9311e-07 | 527.1275 | 0.00010179 | 2023 | Mitigation | 0.95 | 45 | 0 | esc | 0.00097009 | 1.8733e-10 | 0.00097009 | 1.8733e-10 | 0.03606 | 1.2653e-05 | 0.0033164 | 1.3591e-08
[120 empty] | 7.3.3.17.5 (Remote Grid) Updates to grid topology to minimize risk of ignition in HFTDs Remote GridWLDFRVegetation ContactAggregated | WLDFR | HFTD - Distribution - Tier 3 - 5QU CoRE ¦ 2QU LoRE | Red Flag Warning - Destructive Fires | Vegetation Contact | Aggregated | 2024 | 1.9311e-07 | 527.1275 | 0.00010179 | 2024 | Mitigation | 0.95 | 45 | 0 | esc | 0.00097009 | 1.8733e-10 | 0.00097009 | 1.8733e-10 | 0.03606 | 1.2653e-05 | 0 | 0
[120 empty] | 7.3.3.17.5 (Remote Grid) Updates to grid topology to minimize risk of ignition in HFTDs Remote GridWLDFRVegetation ContactAggregated | WLDFR | HFTD - Distribution - Tier 3 - 5QU CoRE ¦ 2QU LoRE | Red Flag Warning - Destructive Fires | Vegetation Contact | Aggregated | 2025 | 1.9311e-07 | 527.1275 | 0.00010179 | 2025 | Mitigation | 0.95 | 45 | 0 | esc | 0.00097009 | 1.8733e-10 | 0.00097009 | 1.8733e-10 | 0.03606 | 1.2653e-05 | 0 | 0
[120 empty] | 7.3.3.17.5 (Remote Grid) Updates to grid topology to minimize risk of ignition in HFTDs Remote GridWLDFRVegetation ContactAggregated | WLDFR | HFTD - Distribution - Tier 3 - 5QU CoRE ¦ 2QU LoRE | Red Flag Warning - Destructive Fires | Vegetation Contact | Aggregated | 2026 | 1.9311e-07 | 527.1275 | 0.00010179 | 2026 | Mitigation | 0.95 | 45 | 0 | esc | 0.00097009 | 1.8733e-10 | 0.00097009 | 1.8733e-10 | 0.03606 | 1.2653e-05 | 0.012804 | 8.1777e-06
[120 empty] | 7.3.3.17.5 (Remote Grid) Updates to grid topology to minimize risk of ignition in HFTDs Remote GridWLDFRVegetation ContactAggregated | WLDFR | HFTD - Distribution - Tier 3 - 5QU CoRE ¦ 2QU LoRE | Red Flag Warning - Destructive Fires | Vegetation Contact | Aggregated | 2027 | 1.9311e-07 | 527.1275 | 0.00010179 | 2027 | Mitigation | 0.95 | 45 | 0 | esc | 0.00097009 | 1.8733e-10 | 0.00097009 | 1.8733e-10 | 0.03606 | 1.2653e-05 | 0.012804 | 8.1777e-06
[120 empty] | 7.3.3.17.5 (Remote Grid) Updates to grid topology to minimize risk of ignition in HFTDs Remote GridWLDFRVegetation ContactAggregated | WLDFR | HFTD - Distribution - Tier 3 - 5QU CoRE ¦ 2QU LoRE | Red Flag Warning - Destructive Fires | Vegetation Contact | Aggregated | 2028 | 1.9311e-07 | 527.1275 | 0.00010179 | 2028 | Mitigation | 0.95 | 45 | 0 | esc | 0.00097009 | 1.8733e-10 | 0.00097009 | 1.8733e-10 | 0.03606 | 1.2653e-05 | 0.012804 | 8.1777e-06
[120 empty] | 7.3.3.17.5 (Remote Grid) Updates to grid topology to minimize risk of ignition in HFTDs Remote GridWLDFRVegetation ContactAggregated | WLDFR | HFTD - Distribution - Tier 3 - 5QU CoRE ¦ 2QU LoRE | Red Flag Warning - Destructive Fires | Vegetation Contact | Aggregated | 2029 | 1.9311e-07 | 527.1275 | 0.00010179 | 2029 | Mitigation | 0.95 | 45 | 0 | esc | 0.00097009 | 1.8733e-10 | 0.00097009 | 1.8733e-10 | 0.03606 | 1.2653e-05 | 0.012804 | 8.1777e-06
[120 empty] | 7.3.3.17.5 (Remote Grid) Updates to grid topology to minimize risk of ignition in HFTDs Remote GridWLDFRVegetation ContactAggregated | WLDFR | HFTD - Distribution - Tier 3 - 5QU CoRE ¦ 2QU LoRE | Red Flag Warning - Destructive Fires | Vegetation Contact | Aggregated | 2030 | 1.9311e-07 | 527.1275 | 0.00010179 | 2030 | Mitigation | 0.95 | 45 | 0 | esc | 0.00097009 | 1.8733e-10 | 0.00097009 | 1.8733e-10 | 0.03606 | 1.2653e-05 | 0.012804 | 8.1777e-06
[120 empty] | 7.3.3.17.5 (Remote Grid) Updates to grid topology to minimize risk of ignition in HFTDs Remote GridWLDFRVegetation ContactAggregated | WLDFR | HFTD - Distribution - Tier 3 - 5QU CoRE ¦ 2QU LoRE | Red Flag Warning - Destructive Fires | Vegetation Contact | Aggregated | 2031 | 1.9311e-07 | 527.1275 | 0.00010179 | 2031 | Mitigation | 0.95 | 45 | 0 | esc | 0.00097009 | 1.8733e-10 | 0.00097009 | 1.8733e-10 | 0.03606 | 1.2653e-05 | 0.012804 | 8.1777e-06
[120 empty] | 7.3.3.17.5 (Remote Grid) Updates to grid topology to minimize risk of ignition in HFTDs Remote GridWLDFRVegetation ContactAggregated | WLDFR | HFTD - Distribution - Tier 3 - 5QU CoRE ¦ 2QU LoRE | Red Flag Warning - Destructive Fires | Vegetation Contact | Aggregated | 2032 | 1.9311e-07 | 527.1275 | 0.00010179 | 2032 | Mitigation | 0.95 | 45 | 0 | esc | 0.00097009 | 1.8733e-10 | 0.00097009 | 1.8733e-10 | 0.03606 | 1.2653e-05 | 0.012804 | 8.1777e-06
[120 empty] | 7.3.3.17.5 (Remote Grid) Updates to grid topology to minimize risk of ignition in HFTDs Remote GridWLDFRVegetation ContactAggregated | WLDFR | HFTD - Distribution - Tier 3 - 5QU CoRE ¦ 2QU LoRE | Red Flag Warning - Destructive Fires | Vegetation Contact | Aggregated | 2033 | 1.9311e-07 | 527.1275 | 0.00010179 | 2033 | Mitigation | 0.95 | 45 | 0 | esc | 0.00097009 | 1.8733e-10 | 0.00097009 | 1.8733e-10 | 0.03606 | 1.2653e-05 | 0.012804 | 8.1777e-06
[120 empty] | 7.3.3.17.5 (Remote Grid) Updates to grid topology to minimize risk of ignition in HFTDs Remote GridWLDFRVegetation ContactAggregated | WLDFR | HFTD - Distribution - Tier 3 - 5QU CoRE ¦ 2QU LoRE | Red Flag Warning - Destructive Fires | Vegetation Contact | Aggregated | 2034 | 1.9311e-07 | 527.1275 | 0.00010179 | 2034 | Mitigation | 0.95 | 45 | 0 | esc | 0.00097009 | 1.8733e-10 | 0.00097009 | 1.8733e-10 | 0.03606 | 1.2653e-05 | 0.012804 | 8.1777e-06
[120 empty] | 7.3.3.17.5 (Remote Grid) Updates to grid topology to minimize risk of ignition in HFTDs Remote GridWLDFRVegetation ContactAggregated | WLDFR | HFTD - Distribution - Tier 3 - 5QU CoRE ¦ 2QU LoRE | Red Flag Warning - Destructive Fires | Vegetation Contact | Aggregated | 2035 | 1.9311e-07 | 527.1275 | 0.00010179 | 2035 | Mitigation | 0.95 | 45 | 0 | esc | 0.00097009 | 1.8733e-10 | 0.00097009 | 1.8733e-10 | 0.03606 | 1.2653e-05 | 0.012804 | 8.1777e-06
[120 empty] | 7.3.3.17.5 (Remote Grid) Updates to grid topology to minimize risk of ignition in HFTDs Remote GridWLDFRVegetation ContactAggregated | WLDFR | HFTD - Distribution - Tier 3 - 5QU CoRE ¦ 2QU LoRE | Red Flag Warning - Destructive Fires | Vegetation Contact | Aggregated | 2036 | 1.9311e-07 | 527.1275 | 0.00010179 | 2036 | Mitigation | 0.95 | 45 | 0 | esc | 0.00097009 | 1.8733e-10 | 0.00097009 | 1.8733e-10 | 0.03606 | 1.2653e-05 | 0.012804 | 8.1777e-06
[120 empty] | 7.3.3.17.5 (Remote Grid) Updates to grid topology to minimize risk of ignition in HFTDs Remote GridWLDFRVegetation ContactAggregated | WLDFR | HFTD - Distribution - Tier 3 - 5QU CoRE ¦ 2QU LoRE | Red Flag Warning - Destructive Fires | Vegetation Contact | Aggregated | 2037 | 1.9311e-07 | 527.1275 | 0.00010179 | 2037 | Mitigation | 0.95 | 45 | 0 | esc | 0.00097009 | 1.8733e-10 | 0.00097009 | 1.8733e-10 | 0.03606 | 1.2653e-05 | 0.012804 | 8.1777e-06
[120 empty] | 7.3.3.17.5 (Remote Grid) Updates to grid topology to minimize risk of ignition in HFTDs Remote GridWLDFRVegetation ContactAggregated | WLDFR | HFTD - Distribution - Tier 3 - 5QU CoRE ¦ 2QU LoRE | Red Flag Warning - Destructive Fires | Vegetation Contact | Aggregated | 2038 | 1.9311e-07 | 527.1275 | 0.00010179 | 2038 | Mitigation | 0.95 | 45 | 0 | esc | 0.00097009 | 1.8733e-10 | 0.00097009 | 1.8733e-10 | 0.03606 | 1.2653e-05 | 0.012804 | 8.1777e-06
[120 empty] | 7.3.3.17.5 (Remote Grid) Updates to grid topology to minimize risk of ignition in HFTDs Remote GridWLDFRVegetation ContactAggregated | WLDFR | HFTD - Distribution - Tier 3 - 5QU CoRE ¦ 2QU LoRE | Red Flag Warning - Destructive Fires | Vegetation Contact | Aggregated | 2039 | 1.9311e-07 | 527.1275 | 0.00010179 | 2039 | Mitigation | 0.95 | 45 | 0 | esc | 0.00097009 | 1.8733e-10 | 0.00097009 | 1.8733e-10 | 0.03606 | 1.2653e-05 | 0.012804 | 8.1777e-06
[120 empty] | 7.3.3.17.5 (Remote Grid) Updates to grid topology to minimize risk of ignition in HFTDs Remote GridWLDFRVegetation ContactAggregated | WLDFR | HFTD - Distribution - Tier 3 - 5QU CoRE ¦ 2QU LoRE | Red Flag Warning - Destructive Fires | Vegetation Contact | Aggregated | 2040 | 1.9311e-07 | 527.1275 | 0.00010179 | 2040 | Mitigation | 0.95 | 45 | 0 | esc | 0.00097009 | 1.8733e-10 | 0.00097009 | 1.8733e-10 | 0.03606 | 1.2653e-05 | 0.012804 | 8.1777e-06
[120 empty] | 7.3.3.17.5 (Remote Grid) Updates to grid topology to minimize risk of ignition in HFTDs Remote GridWLDFRVegetation ContactAggregated | WLDFR | HFTD - Distribution - Tier 3 - 5QU CoRE ¦ 2QU LoRE | Red Flag Warning - Destructive Fires | Vegetation Contact | Aggregated | 2041 | 1.9311e-07 | 527.1275 | 0.00010179 | 2041 | Mitigation | 0.95 | 45 | 0 | esc | 0.00097009 | 1.8733e-10 | 0.00097009 | 1.8733e-10 | 0.03606 | 1.2653e-05 | 0.012804 | 8.1777e-06
[120 empty] | 7.3.3.17.5 (Remote Grid) Updates to grid topology to minimize risk of ignition in HFTDs Remote GridWLDFRVegetation ContactAggregated | WLDFR | HFTD - Distribution - Tier 3 - 5QU CoRE ¦ 2QU LoRE | Red Flag Warning - Destructive Fires | Vegetation Contact | Aggregated | 2042 | 1.9311e-07 | 527.1275 | 0.00010179 | 2042 | Mitigation | 0.95 | 45 | 0 | esc | 0.00097009 | 1.8733e-10 | 0.00097009 | 1.8733e-10 | 0 | 0 | 0.012804 | 8.1777e-06
[120 empty] | 7.3.3.17.5 (Remote Grid) Updates to grid topology to minimize risk of ignition in HFTDs Remote GridWLDFRVegetation ContactAggregated | WLDFR | HFTD - Distribution - Tier 3 - 5QU CoRE ¦ 2QU LoRE | Red Flag Warning - Destructive Fires | Vegetation Contact | Aggregated | 2043 | 1.9311e-07 | 527.1275 | 0.00010179 | 2043 | Mitigation | 0.95 | 45 | 0 | esc | 0.00097009 | 1.8733e-10 | 0.00097009 | 1.8733e-10 | 0.03606 | 2.3679e-07 | 0.012804 | 8.1777e-06
[120 empty] | 7.3.3.17.5 (Remote Grid) Updates to grid topology to minimize risk of ignition in HFTDs Remote GridWLDFRVegetation ContactAggregated | WLDFR | HFTD - Distribution - Tier 3 - 5QU CoRE ¦ 2QU LoRE | Red Flag Warning - Destructive Fires | Vegetation Contact | Aggregated | 2044 | 1.9311e-07 | 527.1275 | 0.00010179 | 2044 | Mitigation | 0.95 | 45 | 0 | esc | 0.00097009 | 1.8733e-10 | 0.00097009 | 1.8733e-10 | 0.03606 | 2.3679e-07 | 0.012804 | 8.1777e-06
[120 empty] | 7.3.3.17.5 (Remote Grid) Updates to grid topology to minimize risk of ignition in HFTDs Remote GridWLDFRVegetation ContactAggregated | WLDFR | HFTD - Distribution - Tier 3 - 5QU CoRE ¦ 2QU LoRE | Red Flag Warning - Destructive Fires | Vegetation Contact | Aggregated | 2045 | 1.9311e-07 | 527.1275 | 0.00010179 | 2045 | Mitigation | 0.95 | 45 | 0 | esc | 0.00097009 | 1.8733e-10 | 0.00097009 | 1.8733e-10 | 0.03606 | 2.3679e-07 | 0.012804 | 8.1777e-06
[120 empty] | 7.3.3.17.5 (Remote Grid) Updates to grid topology to minimize risk of ignition in HFTDs Remote GridWLDFRVegetation ContactAggregated | WLDFR | HFTD - Distribution - Tier 3 - 5QU CoRE ¦ 2QU LoRE | Red Flag Warning - Destructive Fires | Vegetation Contact | Aggregated | 2046 | 1.9311e-07 | 527.1275 | 0.00010179 | 2046 | Mitigation | 0.95 | 45 | 0 | esc | 0.00097009 | 1.8733e-10 | 0.00097009 | 1.8733e-10 | 0.03606 | 2.3679e-07 | 0.012804 | 8.1777e-06
[120 empty] | 7.3.3.17.5 (Remote Grid) Updates to grid topology to minimize risk of ignition in HFTDs Remote GridWLDFRVegetation ContactAggregated | WLDFR | HFTD - Distribution - Tier 3 - 5QU CoRE ¦ 2QU LoRE | Red Flag Warning - Destructive Fires | Vegetation Contact | Aggregated | 2047 | 1.9311e-07 | 527.1275 | 0.00010179 | 2047 | Mitigation | 0.95 | 45 | 0 | esc | 0.00097009 | 1.8733e-10 | 0.00097009 | 1.8733e-10 | 0.03606 | 2.3679e-07 | 0.012804 | 8.1777e-06
[120 empty] | 7.3.3.17.5 (Remote Grid) Updates to grid topology to minimize risk of ignition in HFTDs Remote GridWLDFRVegetation ContactAggregated | WLDFR | HFTD - Distribution - Tier 3 - 5QU CoRE ¦ 2QU LoRE | Red Flag Warning - Destructive Fires | Vegetation Contact | Aggregated | 2048 | 1.9311e-07 | 527.1275 | 0.00010179 | 2048 | Mitigation | 0.95 | 45 | 0 | esc | 0.00097009 | 1.8733e-10 | 0.00097009 | 1.8733e-10 | 0.03606 | 2.3679e-07 | 0.012804 | 8.1777e-06
[120 empty] | 7.3.3.17.5 (Remote Grid) Updates to grid topology to minimize risk of ignition in HFTDs Remote GridWLDFRVegetation ContactAggregated | WLDFR | HFTD - Distribution - Tier 3 - 5QU CoRE ¦ 2QU LoRE | Red Flag Warning - Destructive Fires | Vegetation Contact | Aggregated | 2049 | 1.9311e-07 | 527.1275 | 0.00010179 | 2049 | Mitigation | 0.95 | 45 | 0 | esc | 0.00097009 | 1.8733e-10 | 0.00097009 | 1.8733e-10 | 0.03606 | 2.3679e-07 | 0.012804 | 8.1777e-06
[120 empty] | 7.3.3.17.5 (Remote Grid) Updates to grid topology to minimize risk of ignition in HFTDs Remote GridWLDFRVegetation ContactAggregated | WLDFR | HFTD - Distribution - Tier 3 - 5QU CoRE ¦ 2QU LoRE | Red Flag Warning - Destructive Fires | Vegetation Contact | Aggregated | 2050 | 1.9311e-07 | 527.1275 | 0.00010179 | 2050 | Mitigation | 0.95 | 45 | 0 | esc | 0.00097009 | 1.8733e-10 | 0.00097009 | 1.8733e-10 | 0.03606 | 2.3679e-07 | 0.012804 | 8.1777e-06
[120 empty] | 7.3.3.17.5 (Remote Grid) Updates to grid topology to minimize risk of ignition in HFTDs Remote GridWLDFRVegetation ContactAggregated | WLDFR | HFTD - Distribution - Tier 3 - 5QU CoRE ¦ 2QU LoRE | Red Flag Warning - Destructive Fires | Vegetation Contact | Aggregated | 2051 | 1.9311e-07 | 527.1275 | 0.00010179 | 2051 | Mitigation | 0.95 | 45 | 0 | esc | 0.00097009 | 1.8733e-10 | 0.00097009 | 1.8733e-10 | 0.03606 | 2.3679e-07 | 0.012804 | 8.1777e-06
[120 empty] | 7.3.3.17.5 (Remote Grid) Updates to grid topology to minimize risk of ignition in HFTDs Remote GridWLDFRVegetation ContactAggregated | WLDFR | HFTD - Distribution - Tier 3 - 5QU CoRE ¦ 2QU LoRE | Red Flag Warning - Destructive Fires | Vegetation Contact | Aggregated | 2052 | 1.9311e-07 | 527.1275 | 0.00010179 | 2052 | Mitigation | 0.95 | 45 | 0 | esc | 0.00097009 | 1.8733e-10 | 0.00097009 | 1.8733e-10 | 0.03606 | 2.3679e-07 | 0.012804 | 8.1777e-06
[120 empty] | 7.3.3.17.5 (Remote Grid) Updates to grid topology to minimize risk of ignition in HFTDs Remote GridWLDFRVegetation ContactAggregated | WLDFR | HFTD - Distribution - Tier 3 - 5QU CoRE ¦ 2QU LoRE | Red Flag Warning - Destructive Fires | Vegetation Contact | Aggregated | 2053 | 1.9311e-07 | 527.1275 | 0.00010179 | 2053 | Mitigation | 0.95 | 45 | 0 | esc | 0.00097009 | 1.8733e-10 | 0.00097009 | 1.8733e-10 | 0.03606 | 2.3679e-07 | 0.012804 | 8.1777e-06
[120 empty] | 7.3.3.17.5 (Remote Grid) Updates to grid topology to minimize risk of ignition in HFTDs Remote GridWLDFRVegetation ContactAggregated | WLDFR | HFTD - Distribution - Tier 3 - 5QU CoRE ¦ 2QU LoRE | Red Flag Warning - Destructive Fires | Vegetation Contact | Aggregated | 2054 | 1.9311e-07 | 527.1275 | 0.00010179 | 2054 | Mitigation | 0.95 | 45 | 0 | esc | 0.00097009 | 1.8733e-10 | 0.00097009 | 1.8733e-10 | 0.03606 | 2.3679e-07 | 0.012804 | 8.1777e-06
[120 empty] | 7.3.3.17.5 (Remote Grid) Updates to grid topology to minimize risk of ignition in HFTDs Remote GridWLDFRVegetation ContactAggregated | WLDFR | HFTD - Distribution - Tier 3 - 5QU CoRE ¦ 2QU LoRE | Red Flag Warning - Destructive Fires | Vegetation Contact | Aggregated | 2055 | 1.9311e-07 | 527.1275 | 0.00010179 | 2055 | Mitigation | 0.95 | 45 | 0 | esc | 0.00097009 | 1.8733e-10 | 0.00097009 | 1.8733e-10 | 0.03606 | 2.3679e-07 | 0.012804 | 8.1777e-06
[120 empty] | 7.3.3.17.5 (Remote Grid) Updates to grid topology to minimize risk of ignition in HFTDs Remote GridWLDFRVegetation ContactAggregated | WLDFR | HFTD - Distribution - Tier 3 - 5QU CoRE ¦ 2QU LoRE | Red Flag Warning - Destructive Fires | Vegetation Contact | Aggregated | 2056 | 1.9311e-07 | 527.1275 | 0.00010179 | 2056 | Mitigation | 0.95 | 45 | 0 | esc | 0.00097009 | 1.8733e-10 | 0.00097009 | 1.8733e-10 | 0.03606 | 2.3679e-07 | 0 | 0
[120 empty] | 7.3.3.17.5 (Remote Grid) Updates to grid topology to minimize risk of ignition in HFTDs Remote GridWLDFRVegetation ContactAggregated | WLDFR | HFTD - Distribution - Tier 3 - 5QU CoRE ¦ 2QU LoRE | Red Flag Warning - Destructive Fires | Vegetation Contact | Aggregated | 2057 | 1.9311e-07 | 527.1275 | 0.00010179 | 2057 | Mitigation | 0.95 | 45 | 0 | esc | 0.00097009 | 1.8733e-10 | 0.00097009 | 1.8733e-10 | 0.03606 | 2.3679e-07 | 0 | 0
[120 empty] | 7.3.3.17.5 (Remote Grid) Updates to grid topology to minimize risk of ignition in HFTDs Remote GridWLDFRVegetation ContactAggregated | WLDFR | HFTD - Distribution - Tier 3 - 5QU CoRE ¦ 2QU LoRE | Red Flag Warning - Destructive Fires | Vegetation Contact | Aggregated | 2058 | 1.9311e-07 | 527.1275 | 0.00010179 | 2058 | Mitigation | 0.95 | 45 | 0 | esc | 0.00097009 | 1.8733e-10 | 0.00097009 | 1.8733e-10 | 0.03606 | 2.3679e-07 | 0.014899 | 2.3002e-07
[120 empty] | 7.3.3.17.5 (Remote Grid) Updates to grid topology to minimize risk of ignition in HFTDs Remote GridWLDFRVegetation ContactAggregated | WLDFR | HFTD - Distribution - Tier 3 - 5QU CoRE ¦ 2QU LoRE | Red Flag Warning - Destructive Fires | Vegetation Contact | Aggregated | 2059 | 1.9311e-07 | 527.1275 | 0.00010179 | 2059 | Mitigation | 0.95 | 45 | 0 | esc | 0.00097009 | 1.8733e-10 | 0.00097009 | 1.8733e-10 | 0.03606 | 2.3679e-07 | 0.014899 | 2.3002e-07
[120 empty] | 7.3.3.17.5 (Remote Grid) Updates to grid topology to minimize risk of ignition in HFTDs Remote GridWLDFRVegetation ContactAggregated | WLDFR | HFTD - Distribution - Tier 3 - 5QU CoRE ¦ 2QU LoRE | Red Flag Warning - Destructive Fires | Vegetation Contact | Aggregated | 2060 | 1.9311e-07 | 527.1275 | 0.00010179 | 2060 | Mitigation | 0.95 | 45 | 0 | esc | 0.00097009 | 1.8733e-10 | 0.00097009 | 1.8733e-10 | 0.03606 | 2.3679e-07 | 0.014899 | 2.3002e-07
[120 empty] | 7.3.3.17.5 (Remote Grid) Updates to grid topology to minimize risk of ignition in HFTDs Remote GridWLDFRVegetation ContactAggregated | WLDFR | HFTD - Distribution - Tier 3 - 5QU CoRE ¦ 2QU LoRE | Red Flag Warning - Destructive Fires | Vegetation Contact | Aggregated | 2061 | 1.9311e-07 | 527.1275 | 0.00010179 | 2061 | Mitigation | 0.95 | 45 | 0 | esc | 0.00097009 | 1.8733e-10 | 0.00097009 | 1.8733e-10 | 0.03606 | 2.3679e-07 | 0.014899 | 2.3002e-07
[120 empty] | 7.3.3.17.5 (Remote Grid) Updates to grid topology to minimize risk of ignition in HFTDs Remote GridWLDFRVegetation ContactAggregated | WLDFR | HFTD - Distribution - Tier 3 - 5QU CoRE ¦ 2QU LoRE | Red Flag Warning - Destructive Fires | Vegetation Contact | Aggregated | 2062 | 1.9311e-07 | 527.1275 | 0.00010179 | 2062 | Mitigation | 0.95 | 45 | 0 | esc | 0.00097009 | 1.8733e-10 | 0.00097009 | 1.8733e-10 | 0.03606 | 2.3679e-07 | 0.014899 | 2.3002e-07
[120 empty] | 7.3.3.17.5 (Remote Grid) Updates to grid topology to minimize risk of ignition in HFTDs Remote GridWLDFRVegetation ContactAggregated | WLDFR | HFTD - Distribution - Tier 3 - 5QU CoRE ¦ 2QU LoRE | Red Flag Warning - Destructive Fires | Vegetation Contact | Aggregated | 2063 | 1.9311e-07 | 527.1275 | 0.00010179 | 2063 | Mitigation | 0.95 | 45 | 0 | esc | 0.00097009 | 1.8733e-10 | 0.00097009 | 1.8733e-10 | 0.03606 | 2.3679e-07 | 0.014899 | 2.3002e-07
[120 empty] | 7.3.3.17.5 (Remote Grid) Updates to grid topology to minimize risk of ignition in HFTDs Remote GridWLDFRVegetation ContactAggregated | WLDFR | HFTD - Distribution - Tier 3 - 5QU CoRE ¦ 2QU LoRE | Red Flag Warning - Destructive Fires | Vegetation Contact | Aggregated | 2064 | 1.9311e-07 | 527.1275 | 0.00010179 | 2064 | Mitigation | 0.95 | 45 | 0 | esc | 0.00097009 | 1.8733e-10 | 0.00097009 | 1.8733e-10 | 0.03606 | 2.3679e-07 | 0.014899 | 2.3002e-07
[120 empty] | 7.3.3.17.5 (Remote Grid) Updates to grid topology to minimize risk of ignition in HFTDs Remote GridWLDFRVegetation ContactAggregated | WLDFR | HFTD - Distribution - Tier 3 - 5QU CoRE ¦ 2QU LoRE | Red Flag Warning - Destructive Fires | Vegetation Contact | Aggregated | 2065 | 1.9311e-07 | 527.1275 | 0.00010179 | 2065 | Mitigation | 0.95 | 45 | 0 | esc | 0.00097009 | 1.8733e-10 | 0.00097009 | 1.8733e-10 | 0.03606 | 2.3679e-07 | 0.014899 | 2.3002e-07
[120 empty] | 7.3.3.17.5 (Remote Grid) Updates to grid topology to minimize risk of ignition in HFTDs Remote GridWLDFRVegetation ContactAggregated | WLDFR | HFTD - Distribution - Tier 3 - 5QU CoRE ¦ 2QU LoRE | Red Flag Warning - Destructive Fires | Vegetation Contact | Aggregated | 2066 | 1.9311e-07 | 527.1275 | 0.00010179 | 2066 | Mitigation | 0.95 | 45 | 0 | esc | 0.00097009 | 1.8733e-10 | 0.00097009 | 1.8733e-10 | 0.03606 | 2.3679e-07 | 0.014899 | 2.3002e-07
[120 empty] | 7.3.3.17.5 (Remote Grid) Updates to grid topology to minimize risk of ignition in HFTDs Remote GridWLDFRVegetation ContactAggregated | WLDFR | HFTD - Distribution - Tier 3 - 5QU CoRE ¦ 2QU LoRE | Red Flag Warning - Destructive Fires | Vegetation Contact | Aggregated | 2067 | 1.9311e-07 | 527.1275 | 0.00010179 | 2067 | Mitigation | 0.95 | 45 | 0 | esc | 0 | 0 | 0.00097009 | 1.8733e-10 | 0.03606 | 2.3679e-07 | 0.014899 | 2.3002e-07
[120 empty] | 7.3.3.17.5 (Remote Grid) Updates to grid topology to minimize risk of ignition in HFTDs Remote GridWLDFREquipment / facility failureAggregated | WLDFR | HFTD - Distribution - Tier 3 - 5QU CoRE ¦ 2QU LoRE | Red Flag Warning - Large Fires | Equipment / facility failure | Aggregated | 2022 | 1.2046e-05 | 527.1275 | 0.0063499 | 2022 | Mitigation | 0.95 | 45 | 0 | esc | 0.00097009 | 1.1686e-08 | 0 | 0 | 0.03606 | 2.3679e-07 | 0.014899 | 2.3002e-07
[120 empty] | 7.3.3.17.5 (Remote Grid) Updates to grid topology to minimize risk of ignition in HFTDs Remote GridWLDFREquipment / facility failureAggregated | WLDFR | HFTD - Distribution - Tier 3 - 5QU CoRE ¦ 2QU LoRE | Red Flag Warning - Large Fires | Equipment / facility failure | Aggregated | 2023 | 1.2046e-05 | 527.1275 | 0.0063499 | 2023 | Mitigation | 0.95 | 45 | 0 | esc | 0.00097009 | 1.1686e-08 | 0.00097009 | 1.1686e-08 | 0.03606 | 2.3679e-07 | 0.014899 | 2.3002e-07
[120 empty] | 7.3.3.17.5 (Remote Grid) Updates to grid topology to minimize risk of ignition in HFTDs Remote GridWLDFREquipment / facility failureAggregated | WLDFR | HFTD - Distribution - Tier 3 - 5QU CoRE ¦ 2QU LoRE | Red Flag Warning - Large Fires | Equipment / facility failure | Aggregated | 2024 | 1.2046e-05 | 527.1275 | 0.0063499 | 2024 | Mitigation | 0.95 | 45 | 0 | esc | 0.00097009 | 1.1686e-08 | 0.00097009 | 1.1686e-08 | 0.03606 | 2.3679e-07 | 0.014899 | 2.3002e-07
[120 empty] | 7.3.3.17.5 (Remote Grid) Updates to grid topology to minimize risk of ignition in HFTDs Remote GridWLDFREquipment / facility failureAggregated | WLDFR | HFTD - Distribution - Tier 3 - 5QU CoRE ¦ 2QU LoRE | Red Flag Warning - Large Fires | Equipment / facility failure | Aggregated | 2025 | 1.2046e-05 | 527.1275 | 0.0063499 | 2025 | Mitigation | 0.95 | 45 | 0 | esc | 0.00097009 | 1.1686e-08 | 0.00097009 | 1.1686e-08 | 0.03606 | 2.3679e-07 | 0.014899 | 2.3002e-07
[120 empty] | 7.3.3.17.5 (Remote Grid) Updates to grid topology to minimize risk of ignition in HFTDs Remote GridWLDFREquipment / facility failureAggregated | WLDFR | HFTD - Distribution - Tier 3 - 5QU CoRE ¦ 2QU LoRE | Red Flag Warning - Large Fires | Equipment / facility failure | Aggregated | 2026 | 1.2046e-05 | 527.1275 | 0.0063499 | 2026 | Mitigation | 0.95 | 45 | 0 | esc | 0.00097009 | 1.1686e-08 | 0.00097009 | 1.1686e-08 | 0.03606 | 2.3679e-07 | 0.014899 | 2.3002e-07
[120 empty] | 7.3.3.17.5 (Remote Grid) Updates to grid topology to minimize risk of ignition in HFTDs Remote GridWLDFREquipment / facility failureAggregated | WLDFR | HFTD - Distribution - Tier 3 - 5QU CoRE ¦ 2QU LoRE | Red Flag Warning - Large Fires | Equipment / facility failure | Aggregated | 2027 | 1.2046e-05 | 527.1275 | 0.0063499 | 2027 | Mitigation | 0.95 | 45 | 0 | esc | 0.00097009 | 1.1686e-08 | 0.00097009 | 1.1686e-08 | 0.03606 | 2.3679e-07 | 0.014899 | 2.3002e-07
[120 empty] | 7.3.3.17.5 (Remote Grid) Updates to grid topology to minimize risk of ignition in HFTDs Remote GridWLDFREquipment / facility failureAggregated | WLDFR | HFTD - Distribution - Tier 3 - 5QU CoRE ¦ 2QU LoRE | Red Flag Warning - Large Fires | Equipment / facility failure | Aggregated | 2028 | 1.2046e-05 | 527.1275 | 0.0063499 | 2028 | Mitigation | 0.95 | 45 | 0 | esc | 0.00097009 | 1.1686e-08 | 0.00097009 | 1.1686e-08 | 0.03606 | 2.3679e-07 | 0.014899 | 2.3002e-07
[120 empty] | 7.3.3.17.5 (Remote Grid) Updates to grid topology to minimize risk of ignition in HFTDs Remote GridWLDFREquipment / facility failureAggregated | WLDFR | HFTD - Distribution - Tier 3 - 5QU CoRE ¦ 2QU LoRE | Red Flag Warning - Large Fires | Equipment / facility failure | Aggregated | 2029 | 1.2046e-05 | 527.1275 | 0.0063499 | 2029 | Mitigation | 0.95 | 45 | 0 | esc | 0.00097009 | 1.1686e-08 | 0.00097009 | 1.1686e-08 | 0.03606 | 2.3679e-07 | 0.014899 | 2.3002e-07
[120 empty] | 7.3.3.17.5 (Remote Grid) Updates to grid topology to minimize risk of ignition in HFTDs Remote GridWLDFREquipment / facility failureAggregated | WLDFR | HFTD - Distribution - Tier 3 - 5QU CoRE ¦ 2QU LoRE | Red Flag Warning - Large Fires | Equipment / facility failure | Aggregated | 2030 | 1.2046e-05 | 527.1275 | 0.0063499 | 2030 | Mitigation | 0.95 | 45 | 0 | esc | 0.00097009 | 1.1686e-08 | 0.00097009 | 1.1686e-08 | 0.03606 | 2.3679e-07 | 0.014899 | 2.3002e-07
[120 empty] | 7.3.3.17.5 (Remote Grid) Updates to grid topology to minimize risk of ignition in HFTDs Remote GridWLDFREquipment / facility failureAggregated | WLDFR | HFTD - Distribution - Tier 3 - 5QU CoRE ¦ 2QU LoRE | Red Flag Warning - Large Fires | Equipment / facility failure | Aggregated | 2031 | 1.2046e-05 | 527.1275 | 0.0063499 | 2031 | Mitigation | 0.95 | 45 | 0 | esc | 0.00097009 | 1.1686e-08 | 0.00097009 | 1.1686e-08 | 0.03606 | 2.3679e-07 | 0.014899 | 2.3002e-07
[120 empty] | 7.3.3.17.5 (Remote Grid) Updates to grid topology to minimize risk of ignition in HFTDs Remote GridWLDFREquipment / facility failureAggregated | WLDFR | HFTD - Distribution - Tier 3 - 5QU CoRE ¦ 2QU LoRE | Red Flag Warning - Large Fires | Equipment / facility failure | Aggregated | 2032 | 1.2046e-05 | 527.1275 | 0.0063499 | 2032 | Mitigation | 0.95 | 45 | 0 | esc | 0.00097009 | 1.1686e-08 | 0.00097009 | 1.1686e-08 | 0.03606 | 2.3679e-07 | 0.014899 | 2.3002e-07
[120 empty] | 7.3.3.17.5 (Remote Grid) Updates to grid topology to minimize risk of ignition in HFTDs Remote GridWLDFREquipment / facility failureAggregated | WLDFR | HFTD - Distribution - Tier 3 - 5QU CoRE ¦ 2QU LoRE | Red Flag Warning - Large Fires | Equipment / facility failure | Aggregated | 2033 | 1.2046e-05 | 527.1275 | 0.0063499 | 2033 | Mitigation | 0.95 | 45 | 0 | esc | 0.00097009 | 1.1686e-08 | 0.00097009 | 1.1686e-08 | 0.03606 | 2.3679e-07 | 0.014899 | 2.3002e-07
[120 empty] | 7.3.3.17.5 (Remote Grid) Updates to grid topology to minimize risk of ignition in HFTDs Remote GridWLDFREquipment / facility failureAggregated | WLDFR | HFTD - Distribution - Tier 3 - 5QU CoRE ¦ 2QU LoRE | Red Flag Warning - Large Fires | Equipment / facility failure | Aggregated | 2034 | 1.2046e-05 | 527.1275 | 0.0063499 | 2034 | Mitigation | 0.95 | 45 | 0 | esc | 0.00097009 | 1.1686e-08 | 0.00097009 | 1.1686e-08 | 0.03606 | 2.3679e-07 | 0.014899 | 2.3002e-07
[120 empty] | 7.3.3.17.5 (Remote Grid) Updates to grid topology to minimize risk of ignition in HFTDs Remote GridWLDFREquipment / facility failureAggregated | WLDFR | HFTD - Distribution - Tier 3 - 5QU CoRE ¦ 2QU LoRE | Red Flag Warning - Large Fires | Equipment / facility failure | Aggregated | 2035 | 1.2046e-05 | 527.1275 | 0.0063499 | 2035 | Mitigation | 0.95 | 45 | 0 | esc | 0.00097009 | 1.1686e-08 | 0.00097009 | 1.1686e-08 | 0.03606 | 2.3679e-07 | 0.014899 | 2.3002e-07
[120 empty] | 7.3.3.17.5 (Remote Grid) Updates to grid topology to minimize risk of ignition in HFTDs Remote GridWLDFREquipment / facility failureAggregated | WLDFR | HFTD - Distribution - Tier 3 - 5QU CoRE ¦ 2QU LoRE | Red Flag Warning - Large Fires | Equipment / facility failure | Aggregated | 2036 | 1.2046e-05 | 527.1275 | 0.0063499 | 2036 | Mitigation | 0.95 | 45 | 0 | esc | 0.00097009 | 1.1686e-08 | 0.00097009 | 1.1686e-08 | 0.03606 | 2.3679e-07 | 0.014899 | 2.3002e-07
[120 empty] | 7.3.3.17.5 (Remote Grid) Updates to grid topology to minimize risk of ignition in HFTDs Remote GridWLDFREquipment / facility failureAggregated | WLDFR | HFTD - Distribution - Tier 3 - 5QU CoRE ¦ 2QU LoRE | Red Flag Warning - Large Fires | Equipment / facility failure | Aggregated | 2037 | 1.2046e-05 | 527.1275 | 0.0063499 | 2037 | Mitigation | 0.95 | 45 | 0 | esc | 0.00097009 | 1.1686e-08 | 0.00097009 | 1.1686e-08 | 0.03606 | 2.3679e-07 | 0.014899 | 2.3002e-07
[120 empty] | 7.3.3.17.5 (Remote Grid) Updates to grid topology to minimize risk of ignition in HFTDs Remote GridWLDFREquipment / facility failureAggregated | WLDFR | HFTD - Distribution - Tier 3 - 5QU CoRE ¦ 2QU LoRE | Red Flag Warning - Large Fires | Equipment / facility failure | Aggregated | 2038 | 1.2046e-05 | 527.1275 | 0.0063499 | 2038 | Mitigation | 0.95 | 45 | 0 | esc | 0.00097009 | 1.1686e-08 | 0.00097009 | 1.1686e-08 | 0.03606 | 2.3679e-07 | 0.014899 | 2.3002e-07
[120 empty] | 7.3.3.17.5 (Remote Grid) Updates to grid topology to minimize risk of ignition in HFTDs Remote GridWLDFREquipment / facility failureAggregated | WLDFR | HFTD - Distribution - Tier 3 - 5QU CoRE ¦ 2QU LoRE | Red Flag Warning - Large Fires | Equipment / facility failure | Aggregated | 2039 | 1.2046e-05 | 527.1275 | 0.0063499 | 2039 | Mitigation | 0.95 | 45 | 0 | esc | 0.00097009 | 1.1686e-08 | 0.00097009 | 1.1686e-08 | 0.03606 | 2.3679e-07 | 0.014899 | 2.3002e-07
[120 empty] | 7.3.3.17.5 (Remote Grid) Updates to grid topology to minimize risk of ignition in HFTDs Remote GridWLDFREquipment / facility failureAggregated | WLDFR | HFTD - Distribution - Tier 3 - 5QU CoRE ¦ 2QU LoRE | Red Flag Warning - Large Fires | Equipment / facility failure | Aggregated | 2040 | 1.2046e-05 | 527.1275 | 0.0063499 | 2040 | Mitigation | 0.95 | 45 | 0 | esc | 0.00097009 | 1.1686e-08 | 0.00097009 | 1.1686e-08 | 0.03606 | 2.3679e-07 | 0.014899 | 2.3002e-07
[120 empty] | 7.3.3.17.5 (Remote Grid) Updates to grid topology to minimize risk of ignition in HFTDs Remote GridWLDFREquipment / facility failureAggregated | WLDFR | HFTD - Distribution - Tier 3 - 5QU CoRE ¦ 2QU LoRE | Red Flag Warning - Large Fires | Equipment / facility failure | Aggregated | 2041 | 1.2046e-05 | 527.1275 | 0.0063499 | 2041 | Mitigation | 0.95 | 45 | 0 | esc | 0.00097009 | 1.1686e-08 | 0.00097009 | 1.1686e-08 | 0.03606 | 2.3679e-07 | 0.014899 | 2.3002e-07
[120 empty] | 7.3.3.17.5 (Remote Grid) Updates to grid topology to minimize risk of ignition in HFTDs Remote GridWLDFREquipment / facility failureAggregated | WLDFR | HFTD - Distribution - Tier 3 - 5QU CoRE ¦ 2QU LoRE | Red Flag Warning - Large Fires | Equipment / facility failure | Aggregated | 2042 | 1.2046e-05 | 527.1275 | 0.0063499 | 2042 | Mitigation | 0.95 | 45 | 0 | esc | 0.00097009 | 1.1686e-08 | 0.00097009 | 1.1686e-08 | 0.03606 | 2.3679e-07 | 0 | 0
[120 empty] | 7.3.3.17.5 (Remote Grid) Updates to grid topology to minimize risk of ignition in HFTDs Remote GridWLDFREquipment / facility failureAggregated | WLDFR | HFTD - Distribution - Tier 3 - 5QU CoRE ¦ 2QU LoRE | Red Flag Warning - Large Fires | Equipment / facility failure | Aggregated | 2043 | 1.2046e-05 | 527.1275 | 0.0063499 | 2043 | Mitigation | 0.95 | 45 | 0 | esc | 0.00097009 | 1.1686e-08 | 0.00097009 | 1.1686e-08 | 0.03606 | 2.3679e-07 | 0 | 0
[120 empty] | 7.3.3.17.5 (Remote Grid) Updates to grid topology to minimize risk of ignition in HFTDs Remote GridWLDFREquipment / facility failureAggregated | WLDFR | HFTD - Distribution - Tier 3 - 5QU CoRE ¦ 2QU LoRE | Red Flag Warning - Large Fires | Equipment / facility failure | Aggregated | 2044 | 1.2046e-05 | 527.1275 | 0.0063499 | 2044 | Mitigation | 0.95 | 45 | 0 | esc | 0.00097009 | 1.1686e-08 | 0.00097009 | 1.1686e-08 | 0.03606 | 2.3679e-07 | 0.008942 | 1.9758e-06
[120 empty] | 7.3.3.17.5 (Remote Grid) Updates to grid topology to minimize risk of ignition in HFTDs Remote GridWLDFREquipment / facility failureAggregated | WLDFR | HFTD - Distribution - Tier 3 - 5QU CoRE ¦ 2QU LoRE | Red Flag Warning - Large Fires | Equipment / facility failure | Aggregated | 2045 | 1.2046e-05 | 527.1275 | 0.0063499 | 2045 | Mitigation | 0.95 | 45 | 0 | esc | 0.00097009 | 1.1686e-08 | 0.00097009 | 1.1686e-08 | 0.03606 | 2.3679e-07 | 0.008942 | 1.9758e-06
[120 empty] | 7.3.3.17.5 (Remote Grid) Updates to grid topology to minimize risk of ignition in HFTDs Remote GridWLDFREquipment / facility failureAggregated | WLDFR | HFTD - Distribution - Tier 3 - 5QU CoRE ¦ 2QU LoRE | Red Flag Warning - Large Fires | Equipment / facility failure | Aggregated | 2046 | 1.2046e-05 | 527.1275 | 0.0063499 | 2046 | Mitigation | 0.95 | 45 | 0 | esc | 0.00097009 | 1.1686e-08 | 0.00097009 | 1.1686e-08 | 0 | 0 | 0.008942 | 1.9758e-06
[120 empty] | 7.3.3.17.5 (Remote Grid) Updates to grid topology to minimize risk of ignition in HFTDs Remote GridWLDFREquipment / facility failureAggregated | WLDFR | HFTD - Distribution - Tier 3 - 5QU CoRE ¦ 2QU LoRE | Red Flag Warning - Large Fires | Equipment / facility failure | Aggregated | 2047 | 1.2046e-05 | 527.1275 | 0.0063499 | 2047 | Mitigation | 0.95 | 45 | 0 | esc | 0.00097009 | 1.1686e-08 | 0.00097009 | 1.1686e-08 | 0.03606 | 1.8341e-05 | 0.008942 | 1.9758e-06
[120 empty] | 7.3.3.17.5 (Remote Grid) Updates to grid topology to minimize risk of ignition in HFTDs Remote GridWLDFREquipment / facility failureAggregated | WLDFR | HFTD - Distribution - Tier 3 - 5QU CoRE ¦ 2QU LoRE | Red Flag Warning - Large Fires | Equipment / facility failure | Aggregated | 2048 | 1.2046e-05 | 527.1275 | 0.0063499 | 2048 | Mitigation | 0.95 | 45 | 0 | esc | 0.00097009 | 1.1686e-08 | 0.00097009 | 1.1686e-08 | 0.03606 | 1.8341e-05 | 0.008942 | 1.9758e-06
[120 empty] | 7.3.3.17.5 (Remote Grid) Updates to grid topology to minimize risk of ignition in HFTDs Remote GridWLDFREquipment / facility failureAggregated | WLDFR | HFTD - Distribution - Tier 3 - 5QU CoRE ¦ 2QU LoRE | Red Flag Warning - Large Fires | Equipment / facility failure | Aggregated | 2049 | 1.2046e-05 | 527.1275 | 0.0063499 | 2049 | Mitigation | 0.95 | 45 | 0 | esc | 0.00097009 | 1.1686e-08 | 0.00097009 | 1.1686e-08 | 0.03606 | 1.8341e-05 | 0.008942 | 1.9758e-06
[120 empty] | 7.3.3.17.5 (Remote Grid) Updates to grid topology to minimize risk of ignition in HFTDs Remote GridWLDFREquipment / facility failureAggregated | WLDFR | HFTD - Distribution - Tier 3 - 5QU CoRE ¦ 2QU LoRE | Red Flag Warning - Large Fires | Equipment / facility failure | Aggregated | 2050 | 1.2046e-05 | 527.1275 | 0.0063499 | 2050 | Mitigation | 0.95 | 45 | 0 | esc | 0.00097009 | 1.1686e-08 | 0.00097009 | 1.1686e-08 | 0.03606 | 1.8341e-05 | 0.008942 | 1.9758e-06
[120 empty] | 7.3.3.17.5 (Remote Grid) Updates to grid topology to minimize risk of ignition in HFTDs Remote GridWLDFREquipment / facility failureAggregated | WLDFR | HFTD - Distribution - Tier 3 - 5QU CoRE ¦ 2QU LoRE | Red Flag Warning - Large Fires | Equipment / facility failure | Aggregated | 2051 | 1.2046e-05 | 527.1275 | 0.0063499 | 2051 | Mitigation | 0.95 | 45 | 0 | esc | 0.00097009 | 1.1686e-08 | 0.00097009 | 1.1686e-08 | 0.03606 | 1.8341e-05 | 0.008942 | 1.9758e-06
[120 empty] | 7.3.3.17.5 (Remote Grid) Updates to grid topology to minimize risk of ignition in HFTDs Remote GridWLDFREquipment / facility failureAggregated | WLDFR | HFTD - Distribution - Tier 3 - 5QU CoRE ¦ 2QU LoRE | Red Flag Warning - Large Fires | Equipment / facility failure | Aggregated | 2052 | 1.2046e-05 | 527.1275 | 0.0063499 | 2052 | Mitigation | 0.95 | 45 | 0 | esc | 0.00097009 | 1.1686e-08 | 0.00097009 | 1.1686e-08 | 0.03606 | 1.8341e-05 | 0.008942 | 1.9758e-06
[120 empty] | 7.3.3.17.5 (Remote Grid) Updates to grid topology to minimize risk of ignition in HFTDs Remote GridWLDFREquipment / facility failureAggregated | WLDFR | HFTD - Distribution - Tier 3 - 5QU CoRE ¦ 2QU LoRE | Red Flag Warning - Large Fires | Equipment / facility failure | Aggregated | 2053 | 1.2046e-05 | 527.1275 | 0.0063499 | 2053 | Mitigation | 0.95 | 45 | 0 | esc | 0.00097009 | 1.1686e-08 | 0.00097009 | 1.1686e-08 | 0.03606 | 1.8341e-05 | 0.008942 | 1.9758e-06
[120 empty] | 7.3.3.17.5 (Remote Grid) Updates to grid topology to minimize risk of ignition in HFTDs Remote GridWLDFREquipment / facility failureAggregated | WLDFR | HFTD - Distribution - Tier 3 - 5QU CoRE ¦ 2QU LoRE | Red Flag Warning - Large Fires | Equipment / facility failure | Aggregated | 2054 | 1.2046e-05 | 527.1275 | 0.0063499 | 2054 | Mitigation | 0.95 | 45 | 0 | esc | 0.00097009 | 1.1686e-08 | 0.00097009 | 1.1686e-08 | 0.03606 | 1.8341e-05 | 0.008942 | 1.9758e-06
[120 empty] | 7.3.3.17.5 (Remote Grid) Updates to grid topology to minimize risk of ignition in HFTDs Remote GridWLDFREquipment / facility failureAggregated | WLDFR | HFTD - Distribution - Tier 3 - 5QU CoRE ¦ 2QU LoRE | Red Flag Warning - Large Fires | Equipment / facility failure | Aggregated | 2055 | 1.2046e-05 | 527.1275 | 0.0063499 | 2055 | Mitigation | 0.95 | 45 | 0 | esc | 0.00097009 | 1.1686e-08 | 0.00097009 | 1.1686e-08 | 0.03606 | 1.8341e-05 | 0.008942 | 1.9758e-06
[120 empty] | 7.3.3.17.5 (Remote Grid) Updates to grid topology to minimize risk of ignition in HFTDs Remote GridWLDFREquipment / facility failureAggregated | WLDFR | HFTD - Distribution - Tier 3 - 5QU CoRE ¦ 2QU LoRE | Red Flag Warning - Large Fires | Equipment / facility failure | Aggregated | 2056 | 1.2046e-05 | 527.1275 | 0.0063499 | 2056 | Mitigation | 0.95 | 45 | 0 | esc | 0.00097009 | 1.1686e-08 | 0.00097009 | 1.1686e-08 | 0.03606 | 1.8341e-05 | 0.008942 | 1.9758e-06
[120 empty] | 7.3.3.17.5 (Remote Grid) Updates to grid topology to minimize risk of ignition in HFTDs Remote GridWLDFREquipment / facility failureAggregated | WLDFR | HFTD - Distribution - Tier 3 - 5QU CoRE ¦ 2QU LoRE | Red Flag Warning - Large Fires | Equipment / facility failure | Aggregated | 2057 | 1.2046e-05 | 527.1275 | 0.0063499 | 2057 | Mitigation | 0.95 | 45 | 0 | esc | 0.00097009 | 1.1686e-08 | 0.00097009 | 1.1686e-08 | 0.03606 | 1.8341e-05 | 0.008942 | 1.9758e-06
[120 empty] | 7.3.3.17.5 (Remote Grid) Updates to grid topology to minimize risk of ignition in HFTDs Remote GridWLDFREquipment / facility failureAggregated | WLDFR | HFTD - Distribution - Tier 3 - 5QU CoRE ¦ 2QU LoRE | Red Flag Warning - Large Fires | Equipment / facility failure | Aggregated | 2058 | 1.2046e-05 | 527.1275 | 0.0063499 | 2058 | Mitigation | 0.95 | 45 | 0 | esc | 0.00097009 | 1.1686e-08 | 0.00097009 | 1.1686e-08 | 0.03606 | 1.8341e-05 | 0.008942 | 1.9758e-06
[120 empty] | 7.3.3.17.5 (Remote Grid) Updates to grid topology to minimize risk of ignition in HFTDs Remote GridWLDFREquipment / facility failureAggregated | WLDFR | HFTD - Distribution - Tier 3 - 5QU CoRE ¦ 2QU LoRE | Red Flag Warning - Large Fires | Equipment / facility failure | Aggregated | 2059 | 1.2046e-05 | 527.1275 | 0.0063499 | 2059 | Mitigation | 0.95 | 45 | 0 | esc | 0.00097009 | 1.1686e-08 | 0.00097009 | 1.1686e-08 | 0.03606 | 1.8341e-05 | 0.008942 | 1.9758e-06
[120 empty] | 7.3.3.17.5 (Remote Grid) Updates to grid topology to minimize risk of ignition in HFTDs Remote GridWLDFREquipment / facility failureAggregated | WLDFR | HFTD - Distribution - Tier 3 - 5QU CoRE ¦ 2QU LoRE | Red Flag Warning - Large Fires | Equipment / facility failure | Aggregated | 2060 | 1.2046e-05 | 527.1275 | 0.0063499 | 2060 | Mitigation | 0.95 | 45 | 0 | esc | 0.00097009 | 1.1686e-08 | 0.00097009 | 1.1686e-08 | 0.03606 | 1.8341e-05 | 0.008942 | 1.9758e-06
[120 empty] | 7.3.3.17.5 (Remote Grid) Updates to grid topology to minimize risk of ignition in HFTDs Remote GridWLDFREquipment / facility failureAggregated | WLDFR | HFTD - Distribution - Tier 3 - 5QU CoRE ¦ 2QU LoRE | Red Flag Warning - Large Fires | Equipment / facility failure | Aggregated | 2061 | 1.2046e-05 | 527.1275 | 0.0063499 | 2061 | Mitigation | 0.95 | 45 | 0 | esc | 0.00097009 | 1.1686e-08 | 0.00097009 | 1.1686e-08 | 0.03606 | 1.8341e-05 | 0.008942 | 1.9758e-06
[120 empty] | 7.3.3.17.5 (Remote Grid) Updates to grid topology to minimize risk of ignition in HFTDs Remote GridWLDFREquipment / facility failureAggregated | WLDFR | HFTD - Distribution - Tier 3 - 5QU CoRE ¦ 2QU LoRE | Red Flag Warning - Large Fires | Equipment / facility failure | Aggregated | 2062 | 1.2046e-05 | 527.1275 | 0.0063499 | 2062 | Mitigation | 0.95 | 45 | 0 | esc | 0.00097009 | 1.1686e-08 | 0.00097009 | 1.1686e-08 | 0.03606 | 1.8341e-05 | 0.008942 | 1.9758e-06
[120 empty] | 7.3.3.17.5 (Remote Grid) Updates to grid topology to minimize risk of ignition in HFTDs Remote GridWLDFREquipment / facility failureAggregated | WLDFR | HFTD - Distribution - Tier 3 - 5QU CoRE ¦ 2QU LoRE | Red Flag Warning - Large Fires | Equipment / facility failure | Aggregated | 2063 | 1.2046e-05 | 527.1275 | 0.0063499 | 2063 | Mitigation | 0.95 | 45 | 0 | esc | 0.00097009 | 1.1686e-08 | 0.00097009 | 1.1686e-08 | 0.03606 | 1.8341e-05 | 0.008942 | 1.9758e-06
[120 empty] | 7.3.3.17.5 (Remote Grid) Updates to grid topology to minimize risk of ignition in HFTDs Remote GridWLDFREquipment / facility failureAggregated | WLDFR | HFTD - Distribution - Tier 3 - 5QU CoRE ¦ 2QU LoRE | Red Flag Warning - Large Fires | Equipment / facility failure | Aggregated | 2064 | 1.2046e-05 | 527.1275 | 0.0063499 | 2064 | Mitigation | 0.95 | 45 | 0 | esc | 0.00097009 | 1.1686e-08 | 0.00097009 | 1.1686e-08 | 0.03606 | 1.8341e-05 | 0.008942 | 1.9758e-06
[120 empty] | 7.3.3.17.5 (Remote Grid) Updates to grid topology to minimize risk of ignition in HFTDs Remote GridWLDFREquipment / facility failureAggregated | WLDFR | HFTD - Distribution - Tier 3 - 5QU CoRE ¦ 2QU LoRE | Red Flag Warning - Large Fires | Equipment / facility failure | Aggregated | 2065 | 1.2046e-05 | 527.1275 | 0.0063499 | 2065 | Mitigation | 0.95 | 45 | 0 | esc | 0.00097009 | 1.1686e-08 | 0.00097009 | 1.1686e-08 | 0.03606 | 1.8341e-05 | 0.008942 | 1.9758e-06
[120 empty] | 7.3.3.17.5 (Remote Grid) Updates to grid topology to minimize risk of ignition in HFTDs Remote GridWLDFREquipment / facility failureAggregated | WLDFR | HFTD - Distribution - Tier 3 - 5QU CoRE ¦ 2QU LoRE | Red Flag Warning - Large Fires | Equipment / facility failure | Aggregated | 2066 | 1.2046e-05 | 527.1275 | 0.0063499 | 2066 | Mitigation | 0.95 | 45 | 0 | esc | 0.00097009 | 1.1686e-08 | 0.00097009 | 1.1686e-08 | 0.03606 | 1.8341e-05 | 0.008942 | 1.9758e-06
[120 empty] | 7.3.3.17.5 (Remote Grid) Updates to grid topology to minimize risk of ignition in HFTDs Remote GridWLDFREquipment / facility failureAggregated | WLDFR | HFTD - Distribution - Tier 3 - 5QU CoRE ¦ 2QU LoRE | Red Flag Warning - Large Fires | Equipment / facility failure | Aggregated | 2067 | 1.2046e-05 | 527.1275 | 0.0063499 | 2067 | Mitigation | 0.95 | 45 | 0 | esc | 0 | 0 | 0.00097009 | 1.1686e-08 | 0.03606 | 1.8341e-05 | 0.008942 | 1.9758e-06
[120 empty] | 7.3.3.17.5 (Remote Grid) Updates to grid topology to minimize risk of ignition in HFTDs Remote GridWLDFRVegetation ContactAggregated | WLDFR | HFTD - Distribution - Tier 3 - 5QU CoRE ¦ 2QU LoRE | Red Flag Warning - Large Fires | Vegetation Contact | Aggregated | 2022 | 1.5142e-05 | 527.1275 | 0.0079815 | 2022 | Mitigation | 0.95 | 45 | 0 | esc | 0.00097009 | 1.4689e-08 | 0 | 0 | 0.03606 | 1.8341e-05 | 0.008942 | 1.9758e-06
[120 empty] | 7.3.3.17.5 (Remote Grid) Updates to grid topology to minimize risk of ignition in HFTDs Remote GridWLDFRVegetation ContactAggregated | WLDFR | HFTD - Distribution - Tier 3 - 5QU CoRE ¦ 2QU LoRE | Red Flag Warning - Large Fires | Vegetation Contact | Aggregated | 2023 | 1.5142e-05 | 527.1275 | 0.0079815 | 2023 | Mitigation | 0.95 | 45 | 0 | esc | 0.00097009 | 1.4689e-08 | 0.00097009 | 1.4689e-08 | 0.03606 | 1.8341e-05 | 0.008942 | 1.9758e-06
[120 empty] | 7.3.3.17.5 (Remote Grid) Updates to grid topology to minimize risk of ignition in HFTDs Remote GridWLDFRVegetation ContactAggregated | WLDFR | HFTD - Distribution - Tier 3 - 5QU CoRE ¦ 2QU LoRE | Red Flag Warning - Large Fires | Vegetation Contact | Aggregated | 2024 | 1.5142e-05 | 527.1275 | 0.0079815 | 2024 | Mitigation | 0.95 | 45 | 0 | esc | 0.00097009 | 1.4689e-08 | 0.00097009 | 1.4689e-08 | 0.03606 | 1.8341e-05 | 0.008942 | 1.9758e-06
[120 empty] | 7.3.3.17.5 (Remote Grid) Updates to grid topology to minimize risk of ignition in HFTDs Remote GridWLDFRVegetation ContactAggregated | WLDFR | HFTD - Distribution - Tier 3 - 5QU CoRE ¦ 2QU LoRE | Red Flag Warning - Large Fires | Vegetation Contact | Aggregated | 2025 | 1.5142e-05 | 527.1275 | 0.0079815 | 2025 | Mitigation | 0.95 | 45 | 0 | esc | 0.00097009 | 1.4689e-08 | 0.00097009 | 1.4689e-08 | 0.03606 | 1.8341e-05 | 0.008942 | 1.9758e-06
[120 empty] | 7.3.3.17.5 (Remote Grid) Updates to grid topology to minimize risk of ignition in HFTDs Remote GridWLDFRVegetation ContactAggregated | WLDFR | HFTD - Distribution - Tier 3 - 5QU CoRE ¦ 2QU LoRE | Red Flag Warning - Large Fires | Vegetation Contact | Aggregated | 2026 | 1.5142e-05 | 527.1275 | 0.0079815 | 2026 | Mitigation | 0.95 | 45 | 0 | esc | 0.00097009 | 1.4689e-08 | 0.00097009 | 1.4689e-08 | 0.03606 | 1.8341e-05 | 0.008942 | 1.9758e-06
[120 empty] | 7.3.3.17.5 (Remote Grid) Updates to grid topology to minimize risk of ignition in HFTDs Remote GridWLDFRVegetation ContactAggregated | WLDFR | HFTD - Distribution - Tier 3 - 5QU CoRE ¦ 2QU LoRE | Red Flag Warning - Large Fires | Vegetation Contact | Aggregated | 2027 | 1.5142e-05 | 527.1275 | 0.0079815 | 2027 | Mitigation | 0.95 | 45 | 0 | esc | 0.00097009 | 1.4689e-08 | 0.00097009 | 1.4689e-08 | 0.03606 | 1.8341e-05 | 0.008942 | 1.9758e-06
[120 empty] | 7.3.3.17.5 (Remote Grid) Updates to grid topology to minimize risk of ignition in HFTDs Remote GridWLDFRVegetation ContactAggregated | WLDFR | HFTD - Distribution - Tier 3 - 5QU CoRE ¦ 2QU LoRE | Red Flag Warning - Large Fires | Vegetation Contact | Aggregated | 2028 | 1.5142e-05 | 527.1275 | 0.0079815 | 2028 | Mitigation | 0.95 | 45 | 0 | esc | 0.00097009 | 1.4689e-08 | 0.00097009 | 1.4689e-08 | 0.03606 | 1.8341e-05 | 0 | 0
[120 empty] | 7.3.3.17.5 (Remote Grid) Updates to grid topology to minimize risk of ignition in HFTDs Remote GridWLDFRVegetation ContactAggregated | WLDFR | HFTD - Distribution - Tier 3 - 5QU CoRE ¦ 2QU LoRE | Red Flag Warning - Large Fires | Vegetation Contact | Aggregated | 2029 | 1.5142e-05 | 527.1275 | 0.0079815 | 2029 | Mitigation | 0.95 | 45 | 0 | esc | 0.00097009 | 1.4689e-08 | 0.00097009 | 1.4689e-08 | 0.03606 | 1.8341e-05 | 0 | 0
[120 empty] | 7.3.3.17.5 (Remote Grid) Updates to grid topology to minimize risk of ignition in HFTDs Remote GridWLDFRVegetation ContactAggregated | WLDFR | HFTD - Distribution - Tier 3 - 5QU CoRE ¦ 2QU LoRE | Red Flag Warning - Large Fires | Vegetation Contact | Aggregated | 2030 | 1.5142e-05 | 527.1275 | 0.0079815 | 2030 | Mitigation | 0.95 | 45 | 0 | esc | 0.00097009 | 1.4689e-08 | 0.00097009 | 1.4689e-08 | 0.03606 | 1.8341e-05 | 0.0088147 | 5.7023e-06
[120 empty] | 7.3.3.17.5 (Remote Grid) Updates to grid topology to minimize risk of ignition in HFTDs Remote GridWLDFRVegetation ContactAggregated | WLDFR | HFTD - Distribution - Tier 3 - 5QU CoRE ¦ 2QU LoRE | Red Flag Warning - Large Fires | Vegetation Contact | Aggregated | 2031 | 1.5142e-05 | 527.1275 | 0.0079815 | 2031 | Mitigation | 0.95 | 45 | 0 | esc | 0.00097009 | 1.4689e-08 | 0.00097009 | 1.4689e-08 | 0.03606 | 1.8341e-05 | 0.0088147 | 5.7023e-06
[120 empty] | 7.3.3.17.5 (Remote Grid) Updates to grid topology to minimize risk of ignition in HFTDs Remote GridWLDFRVegetation ContactAggregated | WLDFR | HFTD - Distribution - Tier 3 - 5QU CoRE ¦ 2QU LoRE | Red Flag Warning - Large Fires | Vegetation Contact | Aggregated | 2032 | 1.5142e-05 | 527.1275 | 0.0079815 | 2032 | Mitigation | 0.95 | 45 | 0 | esc | 0.00097009 | 1.4689e-08 | 0.00097009 | 1.4689e-08 | 0.03606 | 1.8341e-05 | 0.0088147 | 5.7023e-06
[120 empty] | 7.3.3.17.5 (Remote Grid) Updates to grid topology to minimize risk of ignition in HFTDs Remote GridWLDFRVegetation ContactAggregated | WLDFR | HFTD - Distribution - Tier 3 - 5QU CoRE ¦ 2QU LoRE | Red Flag Warning - Large Fires | Vegetation Contact | Aggregated | 2033 | 1.5142e-05 | 527.1275 | 0.0079815 | 2033 | Mitigation | 0.95 | 45 | 0 | esc | 0.00097009 | 1.4689e-08 | 0.00097009 | 1.4689e-08 | 0.03606 | 1.8341e-05 | 0.0088147 | 5.7023e-06
[120 empty] | 7.3.3.17.5 (Remote Grid) Updates to grid topology to minimize risk of ignition in HFTDs Remote GridWLDFRVegetation ContactAggregated | WLDFR | HFTD - Distribution - Tier 3 - 5QU CoRE ¦ 2QU LoRE | Red Flag Warning - Large Fires | Vegetation Contact | Aggregated | 2034 | 1.5142e-05 | 527.1275 | 0.0079815 | 2034 | Mitigation | 0.95 | 45 | 0 | esc | 0.00097009 | 1.4689e-08 | 0.00097009 | 1.4689e-08 | 0.03606 | 1.8341e-05 | 0.0088147 | 5.7023e-06
[120 empty] | 7.3.3.17.5 (Remote Grid) Updates to grid topology to minimize risk of ignition in HFTDs Remote GridWLDFRVegetation ContactAggregated | WLDFR | HFTD - Distribution - Tier 3 - 5QU CoRE ¦ 2QU LoRE | Red Flag Warning - Large Fires | Vegetation Contact | Aggregated | 2035 | 1.5142e-05 | 527.1275 | 0.0079815 | 2035 | Mitigation | 0.95 | 45 | 0 | esc | 0.00097009 | 1.4689e-08 | 0.00097009 | 1.4689e-08 | 0.03606 | 1.8341e-05 | 0.0088147 | 5.7023e-06
[120 empty] | 7.3.3.17.5 (Remote Grid) Updates to grid topology to minimize risk of ignition in HFTDs Remote GridWLDFRVegetation ContactAggregated | WLDFR | HFTD - Distribution - Tier 3 - 5QU CoRE ¦ 2QU LoRE | Red Flag Warning - Large Fires | Vegetation Contact | Aggregated | 2036 | 1.5142e-05 | 527.1275 | 0.0079815 | 2036 | Mitigation | 0.95 | 45 | 0 | esc | 0.00097009 | 1.4689e-08 | 0.00097009 | 1.4689e-08 | 0.03606 | 1.8341e-05 | 0.0088147 | 5.7023e-06
[120 empty] | 7.3.3.17.5 (Remote Grid) Updates to grid topology to minimize risk of ignition in HFTDs Remote GridWLDFRVegetation ContactAggregated | WLDFR | HFTD - Distribution - Tier 3 - 5QU CoRE ¦ 2QU LoRE | Red Flag Warning - Large Fires | Vegetation Contact | Aggregated | 2037 | 1.5142e-05 | 527.1275 | 0.0079815 | 2037 | Mitigation | 0.95 | 45 | 0 | esc | 0.00097009 | 1.4689e-08 | 0.00097009 | 1.4689e-08 | 0.03606 | 1.8341e-05 | 0.0088147 | 5.7023e-06
[120 empty] | 7.3.3.17.5 (Remote Grid) Updates to grid topology to minimize risk of ignition in HFTDs Remote GridWLDFRVegetation ContactAggregated | WLDFR | HFTD - Distribution - Tier 3 - 5QU CoRE ¦ 2QU LoRE | Red Flag Warning - Large Fires | Vegetation Contact | Aggregated | 2038 | 1.5142e-05 | 527.1275 | 0.0079815 | 2038 | Mitigation | 0.95 | 45 | 0 | esc | 0.00097009 | 1.4689e-08 | 0.00097009 | 1.4689e-08 | 0.03606 | 1.8341e-05 | 0.0088147 | 5.7023e-06
[120 empty] | 7.3.3.17.5 (Remote Grid) Updates to grid topology to minimize risk of ignition in HFTDs Remote GridWLDFRVegetation ContactAggregated | WLDFR | HFTD - Distribution - Tier 3 - 5QU CoRE ¦ 2QU LoRE | Red Flag Warning - Large Fires | Vegetation Contact | Aggregated | 2039 | 1.5142e-05 | 527.1275 | 0.0079815 | 2039 | Mitigation | 0.95 | 45 | 0 | esc | 0.00097009 | 1.4689e-08 | 0.00097009 | 1.4689e-08 | 0.03606 | 1.8341e-05 | 0.0088147 | 5.7023e-06
[120 empty] | 7.3.3.17.5 (Remote Grid) Updates to grid topology to minimize risk of ignition in HFTDs Remote GridWLDFRVegetation ContactAggregated | WLDFR | HFTD - Distribution - Tier 3 - 5QU CoRE ¦ 2QU LoRE | Red Flag Warning - Large Fires | Vegetation Contact | Aggregated | 2040 | 1.5142e-05 | 527.1275 | 0.0079815 | 2040 | Mitigation | 0.95 | 45 | 0 | esc | 0.00097009 | 1.4689e-08 | 0.00097009 | 1.4689e-08 | 0.03606 | 1.8341e-05 | 0.0088147 | 5.7023e-06
[120 empty] | 7.3.3.17.5 (Remote Grid) Updates to grid topology to minimize risk of ignition in HFTDs Remote GridWLDFRVegetation ContactAggregated | WLDFR | HFTD - Distribution - Tier 3 - 5QU CoRE ¦ 2QU LoRE | Red Flag Warning - Large Fires | Vegetation Contact | Aggregated | 2041 | 1.5142e-05 | 527.1275 | 0.0079815 | 2041 | Mitigation | 0.95 | 45 | 0 | esc | 0.00097009 | 1.4689e-08 | 0.00097009 | 1.4689e-08 | 0.03606 | 1.8341e-05 | 0.0088147 | 5.7023e-06
[120 empty] | 7.3.3.17.5 (Remote Grid) Updates to grid topology to minimize risk of ignition in HFTDs Remote GridWLDFRVegetation ContactAggregated | WLDFR | HFTD - Distribution - Tier 3 - 5QU CoRE ¦ 2QU LoRE | Red Flag Warning - Large Fires | Vegetation Contact | Aggregated | 2042 | 1.5142e-05 | 527.1275 | 0.0079815 | 2042 | Mitigation | 0.95 | 45 | 0 | esc | 0.00097009 | 1.4689e-08 | 0.00097009 | 1.4689e-08 | 0.03606 | 1.8341e-05 | 0.0088147 | 5.7023e-06
[120 empty] | 7.3.3.17.5 (Remote Grid) Updates to grid topology to minimize risk of ignition in HFTDs Remote GridWLDFRVegetation ContactAggregated | WLDFR | HFTD - Distribution - Tier 3 - 5QU CoRE ¦ 2QU LoRE | Red Flag Warning - Large Fires | Vegetation Contact | Aggregated | 2043 | 1.5142e-05 | 527.1275 | 0.0079815 | 2043 | Mitigation | 0.95 | 45 | 0 | esc | 0.00097009 | 1.4689e-08 | 0.00097009 | 1.4689e-08 | 0.03606 | 1.8341e-05 | 0.0088147 | 5.7023e-06
[120 empty] | 7.3.3.17.5 (Remote Grid) Updates to grid topology to minimize risk of ignition in HFTDs Remote GridWLDFRVegetation ContactAggregated | WLDFR | HFTD - Distribution - Tier 3 - 5QU CoRE ¦ 2QU LoRE | Red Flag Warning - Large Fires | Vegetation Contact | Aggregated | 2044 | 1.5142e-05 | 527.1275 | 0.0079815 | 2044 | Mitigation | 0.95 | 45 | 0 | esc | 0.00097009 | 1.4689e-08 | 0.00097009 | 1.4689e-08 | 0.03606 | 1.8341e-05 | 0.0088147 | 5.7023e-06
[120 empty] | 7.3.3.17.5 (Remote Grid) Updates to grid topology to minimize risk of ignition in HFTDs Remote GridWLDFRVegetation ContactAggregated | WLDFR | HFTD - Distribution - Tier 3 - 5QU CoRE ¦ 2QU LoRE | Red Flag Warning - Large Fires | Vegetation Contact | Aggregated | 2045 | 1.5142e-05 | 527.1275 | 0.0079815 | 2045 | Mitigation | 0.95 | 45 | 0 | esc | 0.00097009 | 1.4689e-08 | 0.00097009 | 1.4689e-08 | 0.03606 | 1.8341e-05 | 0.0088147 | 5.7023e-06
[120 empty] | 7.3.3.17.5 (Remote Grid) Updates to grid topology to minimize risk of ignition in HFTDs Remote GridWLDFRVegetation ContactAggregated | WLDFR | HFTD - Distribution - Tier 3 - 5QU CoRE ¦ 2QU LoRE | Red Flag Warning - Large Fires | Vegetation Contact | Aggregated | 2046 | 1.5142e-05 | 527.1275 | 0.0079815 | 2046 | Mitigation | 0.95 | 45 | 0 | esc | 0.00097009 | 1.4689e-08 | 0.00097009 | 1.4689e-08 | 0.03606 | 1.8341e-05 | 0.0088147 | 5.7023e-06
[120 empty] | 7.3.3.17.5 (Remote Grid) Updates to grid topology to minimize risk of ignition in HFTDs Remote GridWLDFRVegetation ContactAggregated | WLDFR | HFTD - Distribution - Tier 3 - 5QU CoRE ¦ 2QU LoRE | Red Flag Warning - Large Fires | Vegetation Contact | Aggregated | 2047 | 1.5142e-05 | 527.1275 | 0.0079815 | 2047 | Mitigation | 0.95 | 45 | 0 | esc | 0.00097009 | 1.4689e-08 | 0.00097009 | 1.4689e-08 | 0.03606 | 1.8341e-05 | 0.0088147 | 5.7023e-06
[120 empty] | 7.3.3.17.5 (Remote Grid) Updates to grid topology to minimize risk of ignition in HFTDs Remote GridWLDFRVegetation ContactAggregated | WLDFR | HFTD - Distribution - Tier 3 - 5QU CoRE ¦ 2QU LoRE | Red Flag Warning - Large Fires | Vegetation Contact | Aggregated | 2048 | 1.5142e-05 | 527.1275 | 0.0079815 | 2048 | Mitigation | 0.95 | 45 | 0 | esc | 0.00097009 | 1.4689e-08 | 0.00097009 | 1.4689e-08 | 0.03606 | 1.8341e-05 | 0.0088147 | 5.7023e-06
[120 empty] | 7.3.3.17.5 (Remote Grid) Updates to grid topology to minimize risk of ignition in HFTDs Remote GridWLDFRVegetation ContactAggregated | WLDFR | HFTD - Distribution - Tier 3 - 5QU CoRE ¦ 2QU LoRE | Red Flag Warning - Large Fires | Vegetation Contact | Aggregated | 2049 | 1.5142e-05 | 527.1275 | 0.0079815 | 2049 | Mitigation | 0.95 | 45 | 0 | esc | 0.00097009 | 1.4689e-08 | 0.00097009 | 1.4689e-08 | 0.03606 | 1.8341e-05 | 0.0088147 | 5.7023e-06
[120 empty] | 7.3.3.17.5 (Remote Grid) Updates to grid topology to minimize risk of ignition in HFTDs Remote GridWLDFRVegetation ContactAggregated | WLDFR | HFTD - Distribution - Tier 3 - 5QU CoRE ¦ 2QU LoRE | Red Flag Warning - Large Fires | Vegetation Contact | Aggregated | 2050 | 1.5142e-05 | 527.1275 | 0.0079815 | 2050 | Mitigation | 0.95 | 45 | 0 | esc | 0.00097009 | 1.4689e-08 | 0.00097009 | 1.4689e-08 | 0 | 0 | 0.0088147 | 5.7023e-06
[120 empty] | 7.3.3.17.5 (Remote Grid) Updates to grid topology to minimize risk of ignition in HFTDs Remote GridWLDFRVegetation ContactAggregated | WLDFR | HFTD - Distribution - Tier 3 - 5QU CoRE ¦ 2QU LoRE | Red Flag Warning - Large Fires | Vegetation Contact | Aggregated | 2051 | 1.5142e-05 | 527.1275 | 0.0079815 | 2051 | Mitigation | 0.95 | 45 | 0 | esc | 0.00097009 | 1.4689e-08 | 0.00097009 | 1.4689e-08 | 0.03606 | 2.0616e-06 | 0.0088147 | 5.7023e-06
[120 empty] | 7.3.3.17.5 (Remote Grid) Updates to grid topology to minimize risk of ignition in HFTDs Remote GridWLDFRVegetation ContactAggregated | WLDFR | HFTD - Distribution - Tier 3 - 5QU CoRE ¦ 2QU LoRE | Red Flag Warning - Large Fires | Vegetation Contact | Aggregated | 2052 | 1.5142e-05 | 527.1275 | 0.0079815 | 2052 | Mitigation | 0.95 | 45 | 0 | esc | 0.00097009 | 1.4689e-08 | 0.00097009 | 1.4689e-08 | 0.03606 | 2.0616e-06 | 0.0088147 | 5.7023e-06
[120 empty] | 7.3.3.17.5 (Remote Grid) Updates to grid topology to minimize risk of ignition in HFTDs Remote GridWLDFRVegetation ContactAggregated | WLDFR | HFTD - Distribution - Tier 3 - 5QU CoRE ¦ 2QU LoRE | Red Flag Warning - Large Fires | Vegetation Contact | Aggregated | 2053 | 1.5142e-05 | 527.1275 | 0.0079815 | 2053 | Mitigation | 0.95 | 45 | 0 | esc | 0.00097009 | 1.4689e-08 | 0.00097009 | 1.4689e-08 | 0.03606 | 2.0616e-06 | 0.0088147 | 5.7023e-06
[120 empty] | 7.3.3.17.5 (Remote Grid) Updates to grid topology to minimize risk of ignition in HFTDs Remote GridWLDFRVegetation ContactAggregated | WLDFR | HFTD - Distribution - Tier 3 - 5QU CoRE ¦ 2QU LoRE | Red Flag Warning - Large Fires | Vegetation Contact | Aggregated | 2054 | 1.5142e-05 | 527.1275 | 0.0079815 | 2054 | Mitigation | 0.95 | 45 | 0 | esc | 0.00097009 | 1.4689e-08 | 0.00097009 | 1.4689e-08 | 0.03606 | 2.0616e-06 | 0.0088147 | 5.7023e-06
[120 empty] | 7.3.3.17.5 (Remote Grid) Updates to grid topology to minimize risk of ignition in HFTDs Remote GridWLDFRVegetation ContactAggregated | WLDFR | HFTD - Distribution - Tier 3 - 5QU CoRE ¦ 2QU LoRE | Red Flag Warning - Large Fires | Vegetation Contact | Aggregated | 2055 | 1.5142e-05 | 527.1275 | 0.0079815 | 2055 | Mitigation | 0.95 | 45 | 0 | esc | 0.00097009 | 1.4689e-08 | 0.00097009 | 1.4689e-08 | 0.03606 | 2.0616e-06 | 0.0088147 | 5.7023e-06
[120 empty] | 7.3.3.17.5 (Remote Grid) Updates to grid topology to minimize risk of ignition in HFTDs Remote GridWLDFRVegetation ContactAggregated | WLDFR | HFTD - Distribution - Tier 3 - 5QU CoRE ¦ 2QU LoRE | Red Flag Warning - Large Fires | Vegetation Contact | Aggregated | 2056 | 1.5142e-05 | 527.1275 | 0.0079815 | 2056 | Mitigation | 0.95 | 45 | 0 | esc | 0.00097009 | 1.4689e-08 | 0.00097009 | 1.4689e-08 | 0.03606 | 2.0616e-06 | 0.0088147 | 5.7023e-06
[120 empty] | 7.3.3.17.5 (Remote Grid) Updates to grid topology to minimize risk of ignition in HFTDs Remote GridWLDFRVegetation ContactAggregated | WLDFR | HFTD - Distribution - Tier 3 - 5QU CoRE ¦ 2QU LoRE | Red Flag Warning - Large Fires | Vegetation Contact | Aggregated | 2057 | 1.5142e-05 | 527.1275 | 0.0079815 | 2057 | Mitigation | 0.95 | 45 | 0 | esc | 0.00097009 | 1.4689e-08 | 0.00097009 | 1.4689e-08 | 0.03606 | 2.0616e-06 | 0.0088147 | 5.7023e-06
[120 empty] | 7.3.3.17.5 (Remote Grid) Updates to grid topology to minimize risk of ignition in HFTDs Remote GridWLDFRVegetation ContactAggregated | WLDFR | HFTD - Distribution - Tier 3 - 5QU CoRE ¦ 2QU LoRE | Red Flag Warning - Large Fires | Vegetation Contact | Aggregated | 2058 | 1.5142e-05 | 527.1275 | 0.0079815 | 2058 | Mitigation | 0.95 | 45 | 0 | esc | 0.00097009 | 1.4689e-08 | 0.00097009 | 1.4689e-08 | 0.03606 | 2.0616e-06 | 0.0088147 | 5.7023e-06
[120 empty] | 7.3.3.17.5 (Remote Grid) Updates to grid topology to minimize risk of ignition in HFTDs Remote GridWLDFRVegetation ContactAggregated | WLDFR | HFTD - Distribution - Tier 3 - 5QU CoRE ¦ 2QU LoRE | Red Flag Warning - Large Fires | Vegetation Contact | Aggregated | 2059 | 1.5142e-05 | 527.1275 | 0.0079815 | 2059 | Mitigation | 0.95 | 45 | 0 | esc | 0.00097009 | 1.4689e-08 | 0.00097009 | 1.4689e-08 | 0.03606 | 2.0616e-06 | 0.0088147 | 5.7023e-06
[120 empty] | 7.3.3.17.5 (Remote Grid) Updates to grid topology to minimize risk of ignition in HFTDs Remote GridWLDFRVegetation ContactAggregated | WLDFR | HFTD - Distribution - Tier 3 - 5QU CoRE ¦ 2QU LoRE | Red Flag Warning - Large Fires | Vegetation Contact | Aggregated | 2060 | 1.5142e-05 | 527.1275 | 0.0079815 | 2060 | Mitigation | 0.95 | 45 | 0 | esc | 0.00097009 | 1.4689e-08 | 0.00097009 | 1.4689e-08 | 0.03606 | 2.0616e-06 | 0 | 0
[120 empty] | 7.3.3.17.5 (Remote Grid) Updates to grid topology to minimize risk of ignition in HFTDs Remote GridWLDFRVegetation ContactAggregated | WLDFR | HFTD - Distribution - Tier 3 - 5QU CoRE ¦ 2QU LoRE | Red Flag Warning - Large Fires | Vegetation Contact | Aggregated | 2061 | 1.5142e-05 | 527.1275 | 0.0079815 | 2061 | Mitigation | 0.95 | 45 | 0 | esc | 0.00097009 | 1.4689e-08 | 0.00097009 | 1.4689e-08 | 0.03606 | 2.0616e-06 | 0 | 0
[120 empty] | 7.3.3.17.5 (Remote Grid) Updates to grid topology to minimize risk of ignition in HFTDs Remote GridWLDFRVegetation ContactAggregated | WLDFR | HFTD - Distribution - Tier 3 - 5QU CoRE ¦ 2QU LoRE | Red Flag Warning - Large Fires | Vegetation Contact | Aggregated | 2062 | 1.5142e-05 | 527.1275 | 0.0079815 | 2062 | Mitigation | 0.95 | 45 | 0 | esc | 0.00097009 | 1.4689e-08 | 0.00097009 | 1.4689e-08 | 0.03606 | 2.0616e-06 | 0.013543 | 3.5011e-08
[120 empty] | 7.3.3.17.5 (Remote Grid) Updates to grid topology to minimize risk of ignition in HFTDs Remote GridWLDFRVegetation ContactAggregated | WLDFR | HFTD - Distribution - Tier 3 - 5QU CoRE ¦ 2QU LoRE | Red Flag Warning - Large Fires | Vegetation Contact | Aggregated | 2063 | 1.5142e-05 | 527.1275 | 0.0079815 | 2063 | Mitigation | 0.95 | 45 | 0 | esc | 0.00097009 | 1.4689e-08 | 0.00097009 | 1.4689e-08 | 0.03606 | 2.0616e-06 | 0.013543 | 3.5011e-08
[120 empty] | 7.3.3.17.5 (Remote Grid) Updates to grid topology to minimize risk of ignition in HFTDs Remote GridWLDFRVegetation ContactAggregated | WLDFR | HFTD - Distribution - Tier 3 - 5QU CoRE ¦ 2QU LoRE | Red Flag Warning - Large Fires | Vegetation Contact | Aggregated | 2064 | 1.5142e-05 | 527.1275 | 0.0079815 | 2064 | Mitigation | 0.95 | 45 | 0 | esc | 0.00097009 | 1.4689e-08 | 0.00097009 | 1.4689e-08 | 0.03606 | 2.0616e-06 | 0.013543 | 3.5011e-08
[120 empty] | 7.3.3.17.5 (Remote Grid) Updates to grid topology to minimize risk of ignition in HFTDs Remote GridWLDFRVegetation ContactAggregated | WLDFR | HFTD - Distribution - Tier 3 - 5QU CoRE ¦ 2QU LoRE | Red Flag Warning - Large Fires | Vegetation Contact | Aggregated | 2065 | 1.5142e-05 | 527.1275 | 0.0079815 | 2065 | Mitigation | 0.95 | 45 | 0 | esc | 0.00097009 | 1.4689e-08 | 0.00097009 | 1.4689e-08 | 0.03606 | 2.0616e-06 | 0.013543 | 3.5011e-08
[120 empty] | 7.3.3.17.5 (Remote Grid) Updates to grid topology to minimize risk of ignition in HFTDs Remote GridWLDFRVegetation ContactAggregated | WLDFR | HFTD - Distribution - Tier 3 - 5QU CoRE ¦ 2QU LoRE | Red Flag Warning - Large Fires | Vegetation Contact | Aggregated | 2066 | 1.5142e-05 | 527.1275 | 0.0079815 | 2066 | Mitigation | 0.95 | 45 | 0 | esc | 0.00097009 | 1.4689e-08 | 0.00097009 | 1.4689e-08 | 0.03606 | 2.0616e-06 | 0.013543 | 3.5011e-08
[120 empty] | 7.3.3.17.5 (Remote Grid) Updates to grid topology to minimize risk of ignition in HFTDs Remote GridWLDFRVegetation ContactAggregated | WLDFR | HFTD - Distribution - Tier 3 - 5QU CoRE ¦ 2QU LoRE | Red Flag Warning - Large Fires | Vegetation Contact | Aggregated | 2067 | 1.5142e-05 | 527.1275 | 0.0079815 | 2067 | Mitigation | 0.95 | 45 | 0 | esc | 0 | 0 | 0.00097009 | 1.4689e-08 | 0.03606 | 2.0616e-06 | 0.013543 | 3.5011e-08
[120 empty] | 7.3.3.17.5 (Remote Grid) Updates to grid topology to minimize risk of ignition in HFTDs Remote GridWLDFRContact from objectAggregated | WLDFR | HFTD - Distribution - Tier 3 - 5QU CoRE ¦ 2QU LoRE | Red Flag Warning - Small Fires | Contact from object | Aggregated | 2022 | 2.8433e-05 | 527.1275 | 0.014988 | 2022 | Mitigation | 0.95 | 45 | 0 | esc | 0.00097009 | 2.7583e-08 | 0 | 0 | 0.03606 | 2.0616e-06 | 0.013543 | 3.5011e-08
[120 empty] | 7.3.3.17.5 (Remote Grid) Updates to grid topology to minimize risk of ignition in HFTDs Remote GridWLDFRContact from objectAggregated | WLDFR | HFTD - Distribution - Tier 3 - 5QU CoRE ¦ 2QU LoRE | Red Flag Warning - Small Fires | Contact from object | Aggregated | 2023 | 2.8433e-05 | 527.1275 | 0.014988 | 2023 | Mitigation | 0.95 | 45 | 0 | esc | 0.00097009 | 2.7583e-08 | 0.00097009 | 2.7583e-08 | 0.03606 | 2.0616e-06 | 0.013543 | 3.5011e-08
[120 empty] | 7.3.3.17.5 (Remote Grid) Updates to grid topology to minimize risk of ignition in HFTDs Remote GridWLDFRContact from objectAggregated | WLDFR | HFTD - Distribution - Tier 3 - 5QU CoRE ¦ 2QU LoRE | Red Flag Warning - Small Fires | Contact from object | Aggregated | 2024 | 2.8433e-05 | 527.1275 | 0.014988 | 2024 | Mitigation | 0.95 | 45 | 0 | esc | 0.00097009 | 2.7583e-08 | 0.00097009 | 2.7583e-08 | 0.03606 | 2.0616e-06 | 0.013543 | 3.5011e-08
[120 empty] | 7.3.3.17.5 (Remote Grid) Updates to grid topology to minimize risk of ignition in HFTDs Remote GridWLDFRContact from objectAggregated | WLDFR | HFTD - Distribution - Tier 3 - 5QU CoRE ¦ 2QU LoRE | Red Flag Warning - Small Fires | Contact from object | Aggregated | 2025 | 2.8433e-05 | 527.1275 | 0.014988 | 2025 | Mitigation | 0.95 | 45 | 0 | esc | 0.00097009 | 2.7583e-08 | 0.00097009 | 2.7583e-08 | 0.03606 | 2.0616e-06 | 0.013543 | 3.5011e-08
[120 empty] | 7.3.3.17.5 (Remote Grid) Updates to grid topology to minimize risk of ignition in HFTDs Remote GridWLDFRContact from objectAggregated | WLDFR | HFTD - Distribution - Tier 3 - 5QU CoRE ¦ 2QU LoRE | Red Flag Warning - Small Fires | Contact from object | Aggregated | 2026 | 2.8433e-05 | 527.1275 | 0.014988 | 2026 | Mitigation | 0.95 | 45 | 0 | esc | 0.00097009 | 2.7583e-08 | 0.00097009 | 2.7583e-08 | 0.03606 | 2.0616e-06 | 0.013543 | 3.5011e-08
[120 empty] | 7.3.3.17.5 (Remote Grid) Updates to grid topology to minimize risk of ignition in HFTDs Remote GridWLDFRContact from objectAggregated | WLDFR | HFTD - Distribution - Tier 3 - 5QU CoRE ¦ 2QU LoRE | Red Flag Warning - Small Fires | Contact from object | Aggregated | 2027 | 2.8433e-05 | 527.1275 | 0.014988 | 2027 | Mitigation | 0.95 | 45 | 0 | esc | 0.00097009 | 2.7583e-08 | 0.00097009 | 2.7583e-08 | 0.03606 | 2.0616e-06 | 0.013543 | 3.5011e-08
[120 empty] | 7.3.3.17.5 (Remote Grid) Updates to grid topology to minimize risk of ignition in HFTDs Remote GridWLDFRContact from objectAggregated | WLDFR | HFTD - Distribution - Tier 3 - 5QU CoRE ¦ 2QU LoRE | Red Flag Warning - Small Fires | Contact from object | Aggregated | 2028 | 2.8433e-05 | 527.1275 | 0.014988 | 2028 | Mitigation | 0.95 | 45 | 0 | esc | 0.00097009 | 2.7583e-08 | 0.00097009 | 2.7583e-08 | 0.03606 | 2.0616e-06 | 0.013543 | 3.5011e-08
[120 empty] | 7.3.3.17.5 (Remote Grid) Updates to grid topology to minimize risk of ignition in HFTDs Remote GridWLDFRContact from objectAggregated | WLDFR | HFTD - Distribution - Tier 3 - 5QU CoRE ¦ 2QU LoRE | Red Flag Warning - Small Fires | Contact from object | Aggregated | 2029 | 2.8433e-05 | 527.1275 | 0.014988 | 2029 | Mitigation | 0.95 | 45 | 0 | esc | 0.00097009 | 2.7583e-08 | 0.00097009 | 2.7583e-08 | 0.03606 | 2.0616e-06 | 0.013543 | 3.5011e-08
[120 empty] | 7.3.3.17.5 (Remote Grid) Updates to grid topology to minimize risk of ignition in HFTDs Remote GridWLDFRContact from objectAggregated | WLDFR | HFTD - Distribution - Tier 3 - 5QU CoRE ¦ 2QU LoRE | Red Flag Warning - Small Fires | Contact from object | Aggregated | 2030 | 2.8433e-05 | 527.1275 | 0.014988 | 2030 | Mitigation | 0.95 | 45 | 0 | esc | 0.00097009 | 2.7583e-08 | 0.00097009 | 2.7583e-08 | 0.03606 | 2.0616e-06 | 0.013543 | 3.5011e-08
[120 empty] | 7.3.3.17.5 (Remote Grid) Updates to grid topology to minimize risk of ignition in HFTDs Remote GridWLDFRContact from objectAggregated | WLDFR | HFTD - Distribution - Tier 3 - 5QU CoRE ¦ 2QU LoRE | Red Flag Warning - Small Fires | Contact from object | Aggregated | 2031 | 2.8433e-05 | 527.1275 | 0.014988 | 2031 | Mitigation | 0.95 | 45 | 0 | esc | 0.00097009 | 2.7583e-08 | 0.00097009 | 2.7583e-08 | 0.03606 | 2.0616e-06 | 0.013543 | 3.5011e-08
[120 empty] | 7.3.3.17.5 (Remote Grid) Updates to grid topology to minimize risk of ignition in HFTDs Remote GridWLDFRContact from objectAggregated | WLDFR | HFTD - Distribution - Tier 3 - 5QU CoRE ¦ 2QU LoRE | Red Flag Warning - Small Fires | Contact from object | Aggregated | 2032 | 2.8433e-05 | 527.1275 | 0.014988 | 2032 | Mitigation | 0.95 | 45 | 0 | esc | 0.00097009 | 2.7583e-08 | 0.00097009 | 2.7583e-08 | 0.03606 | 2.0616e-06 | 0.013543 | 3.5011e-08
[120 empty] | 7.3.3.17.5 (Remote Grid) Updates to grid topology to minimize risk of ignition in HFTDs Remote GridWLDFRContact from objectAggregated | WLDFR | HFTD - Distribution - Tier 3 - 5QU CoRE ¦ 2QU LoRE | Red Flag Warning - Small Fires | Contact from object | Aggregated | 2033 | 2.8433e-05 | 527.1275 | 0.014988 | 2033 | Mitigation | 0.95 | 45 | 0 | esc | 0.00097009 | 2.7583e-08 | 0.00097009 | 2.7583e-08 | 0.03606 | 2.0616e-06 | 0.013543 | 3.5011e-08
[120 empty] | 7.3.3.17.5 (Remote Grid) Updates to grid topology to minimize risk of ignition in HFTDs Remote GridWLDFRContact from objectAggregated | WLDFR | HFTD - Distribution - Tier 3 - 5QU CoRE ¦ 2QU LoRE | Red Flag Warning - Small Fires | Contact from object | Aggregated | 2034 | 2.8433e-05 | 527.1275 | 0.014988 | 2034 | Mitigation | 0.95 | 45 | 0 | esc | 0.00097009 | 2.7583e-08 | 0.00097009 | 2.7583e-08 | 0.03606 | 2.0616e-06 | 0.013543 | 3.5011e-08
[120 empty] | 7.3.3.17.5 (Remote Grid) Updates to grid topology to minimize risk of ignition in HFTDs Remote GridWLDFRContact from objectAggregated | WLDFR | HFTD - Distribution - Tier 3 - 5QU CoRE ¦ 2QU LoRE | Red Flag Warning - Small Fires | Contact from object | Aggregated | 2035 | 2.8433e-05 | 527.1275 | 0.014988 | 2035 | Mitigation | 0.95 | 45 | 0 | esc | 0.00097009 | 2.7583e-08 | 0.00097009 | 2.7583e-08 | 0.03606 | 2.0616e-06 | 0.013543 | 3.5011e-08
[120 empty] | 7.3.3.17.5 (Remote Grid) Updates to grid topology to minimize risk of ignition in HFTDs Remote GridWLDFRContact from objectAggregated | WLDFR | HFTD - Distribution - Tier 3 - 5QU CoRE ¦ 2QU LoRE | Red Flag Warning - Small Fires | Contact from object | Aggregated | 2036 | 2.8433e-05 | 527.1275 | 0.014988 | 2036 | Mitigation | 0.95 | 45 | 0 | esc | 0.00097009 | 2.7583e-08 | 0.00097009 | 2.7583e-08 | 0.03606 | 2.0616e-06 | 0.013543 | 3.5011e-08
[120 empty] | 7.3.3.17.5 (Remote Grid) Updates to grid topology to minimize risk of ignition in HFTDs Remote GridWLDFRContact from objectAggregated | WLDFR | HFTD - Distribution - Tier 3 - 5QU CoRE ¦ 2QU LoRE | Red Flag Warning - Small Fires | Contact from object | Aggregated | 2037 | 2.8433e-05 | 527.1275 | 0.014988 | 2037 | Mitigation | 0.95 | 45 | 0 | esc | 0.00097009 | 2.7583e-08 | 0.00097009 | 2.7583e-08 | 0.03606 | 2.0616e-06 | 0.013543 | 3.5011e-08
[120 empty] | 7.3.3.17.5 (Remote Grid) Updates to grid topology to minimize risk of ignition in HFTDs Remote GridWLDFRContact from objectAggregated | WLDFR | HFTD - Distribution - Tier 3 - 5QU CoRE ¦ 2QU LoRE | Red Flag Warning - Small Fires | Contact from object | Aggregated | 2038 | 2.8433e-05 | 527.1275 | 0.014988 | 2038 | Mitigation | 0.95 | 45 | 0 | esc | 0.00097009 | 2.7583e-08 | 0.00097009 | 2.7583e-08 | 0.03606 | 2.0616e-06 | 0.013543 | 3.5011e-08
[120 empty] | 7.3.3.17.5 (Remote Grid) Updates to grid topology to minimize risk of ignition in HFTDs Remote GridWLDFRContact from objectAggregated | WLDFR | HFTD - Distribution - Tier 3 - 5QU CoRE ¦ 2QU LoRE | Red Flag Warning - Small Fires | Contact from object | Aggregated | 2039 | 2.8433e-05 | 527.1275 | 0.014988 | 2039 | Mitigation | 0.95 | 45 | 0 | esc | 0.00097009 | 2.7583e-08 | 0.00097009 | 2.7583e-08 | 0.03606 | 2.0616e-06 | 0.013543 | 3.5011e-08
[120 empty] | 7.3.3.17.5 (Remote Grid) Updates to grid topology to minimize risk of ignition in HFTDs Remote GridWLDFRContact from objectAggregated | WLDFR | HFTD - Distribution - Tier 3 - 5QU CoRE ¦ 2QU LoRE | Red Flag Warning - Small Fires | Contact from object | Aggregated | 2040 | 2.8433e-05 | 527.1275 | 0.014988 | 2040 | Mitigation | 0.95 | 45 | 0 | esc | 0.00097009 | 2.7583e-08 | 0.00097009 | 2.7583e-08 | 0.03606 | 2.0616e-06 | 0.013543 | 3.5011e-08
[120 empty] | 7.3.3.17.5 (Remote Grid) Updates to grid topology to minimize risk of ignition in HFTDs Remote GridWLDFRContact from objectAggregated | WLDFR | HFTD - Distribution - Tier 3 - 5QU CoRE ¦ 2QU LoRE | Red Flag Warning - Small Fires | Contact from object | Aggregated | 2041 | 2.8433e-05 | 527.1275 | 0.014988 | 2041 | Mitigation | 0.95 | 45 | 0 | esc | 0.00097009 | 2.7583e-08 | 0.00097009 | 2.7583e-08 | 0.03606 | 2.0616e-06 | 0.013543 | 3.5011e-08
[120 empty] | 7.3.3.17.5 (Remote Grid) Updates to grid topology to minimize risk of ignition in HFTDs Remote GridWLDFRContact from objectAggregated | WLDFR | HFTD - Distribution - Tier 3 - 5QU CoRE ¦ 2QU LoRE | Red Flag Warning - Small Fires | Contact from object | Aggregated | 2042 | 2.8433e-05 | 527.1275 | 0.014988 | 2042 | Mitigation | 0.95 | 45 | 0 | esc | 0.00097009 | 2.7583e-08 | 0.00097009 | 2.7583e-08 | 0.03606 | 2.0616e-06 | 0.013543 | 3.5011e-08
[120 empty] | 7.3.3.17.5 (Remote Grid) Updates to grid topology to minimize risk of ignition in HFTDs Remote GridWLDFRContact from objectAggregated | WLDFR | HFTD - Distribution - Tier 3 - 5QU CoRE ¦ 2QU LoRE | Red Flag Warning - Small Fires | Contact from object | Aggregated | 2043 | 2.8433e-05 | 527.1275 | 0.014988 | 2043 | Mitigation | 0.95 | 45 | 0 | esc | 0.00097009 | 2.7583e-08 | 0.00097009 | 2.7583e-08 | 0.03606 | 2.0616e-06 | 0.013543 | 3.5011e-08
[120 empty] | 7.3.3.17.5 (Remote Grid) Updates to grid topology to minimize risk of ignition in HFTDs Remote GridWLDFRContact from objectAggregated | WLDFR | HFTD - Distribution - Tier 3 - 5QU CoRE ¦ 2QU LoRE | Red Flag Warning - Small Fires | Contact from object | Aggregated | 2044 | 2.8433e-05 | 527.1275 | 0.014988 | 2044 | Mitigation | 0.95 | 45 | 0 | esc | 0.00097009 | 2.7583e-08 | 0.00097009 | 2.7583e-08 | 0.03606 | 2.0616e-06 | 0.013543 | 3.5011e-08
[120 empty] | 7.3.3.17.5 (Remote Grid) Updates to grid topology to minimize risk of ignition in HFTDs Remote GridWLDFRContact from objectAggregated | WLDFR | HFTD - Distribution - Tier 3 - 5QU CoRE ¦ 2QU LoRE | Red Flag Warning - Small Fires | Contact from object | Aggregated | 2045 | 2.8433e-05 | 527.1275 | 0.014988 | 2045 | Mitigation | 0.95 | 45 | 0 | esc | 0.00097009 | 2.7583e-08 | 0.00097009 | 2.7583e-08 | 0.03606 | 2.0616e-06 | 0.013543 | 3.5011e-08
[120 empty] | 7.3.3.17.5 (Remote Grid) Updates to grid topology to minimize risk of ignition in HFTDs Remote GridWLDFRContact from objectAggregated | WLDFR | HFTD - Distribution - Tier 3 - 5QU CoRE ¦ 2QU LoRE | Red Flag Warning - Small Fires | Contact from object | Aggregated | 2046 | 2.8433e-05 | 527.1275 | 0.014988 | 2046 | Mitigation | 0.95 | 45 | 0 | esc | 0.00097009 | 2.7583e-08 | 0.00097009 | 2.7583e-08 | 0.03606 | 2.0616e-06 | 0 | 0
[120 empty] | 7.3.3.17.5 (Remote Grid) Updates to grid topology to minimize risk of ignition in HFTDs Remote GridWLDFRContact from objectAggregated | WLDFR | HFTD - Distribution - Tier 3 - 5QU CoRE ¦ 2QU LoRE | Red Flag Warning - Small Fires | Contact from object | Aggregated | 2047 | 2.8433e-05 | 527.1275 | 0.014988 | 2047 | Mitigation | 0.95 | 45 | 0 | esc | 0.00097009 | 2.7583e-08 | 0.00097009 | 2.7583e-08 | 0.03606 | 2.0616e-06 | 0 | 0
[120 empty] | 7.3.3.17.5 (Remote Grid) Updates to grid topology to minimize risk of ignition in HFTDs Remote GridWLDFRContact from objectAggregated | WLDFR | HFTD - Distribution - Tier 3 - 5QU CoRE ¦ 2QU LoRE | Red Flag Warning - Small Fires | Contact from object | Aggregated | 2048 | 2.8433e-05 | 527.1275 | 0.014988 | 2048 | Mitigation | 0.95 | 45 | 0 | esc | 0.00097009 | 2.7583e-08 | 0.00097009 | 2.7583e-08 | 0.03606 | 2.0616e-06 | 0.0013359 | 9.2335e-08
[120 empty] | 7.3.3.17.5 (Remote Grid) Updates to grid topology to minimize risk of ignition in HFTDs Remote GridWLDFRContact from objectAggregated | WLDFR | HFTD - Distribution - Tier 3 - 5QU CoRE ¦ 2QU LoRE | Red Flag Warning - Small Fires | Contact from object | Aggregated | 2049 | 2.8433e-05 | 527.1275 | 0.014988 | 2049 | Mitigation | 0.95 | 45 | 0 | esc | 0.00097009 | 2.7583e-08 | 0.00097009 | 2.7583e-08 | 0.03606 | 2.0616e-06 | 0.0013359 | 9.2335e-08
[120 empty] | 7.3.3.17.5 (Remote Grid) Updates to grid topology to minimize risk of ignition in HFTDs Remote GridWLDFRContact from objectAggregated | WLDFR | HFTD - Distribution - Tier 3 - 5QU CoRE ¦ 2QU LoRE | Red Flag Warning - Small Fires | Contact from object | Aggregated | 2050 | 2.8433e-05 | 527.1275 | 0.014988 | 2050 | Mitigation | 0.95 | 45 | 0 | esc | 0.00097009 | 2.7583e-08 | 0.00097009 | 2.7583e-08 | 0.03606 | 2.0616e-06 | 0.0013359 | 9.2335e-08
[120 empty] | 7.3.3.17.5 (Remote Grid) Updates to grid topology to minimize risk of ignition in HFTDs Remote GridWLDFRContact from objectAggregated | WLDFR | HFTD - Distribution - Tier 3 - 5QU CoRE ¦ 2QU LoRE | Red Flag Warning - Small Fires | Contact from object | Aggregated | 2051 | 2.8433e-05 | 527.1275 | 0.014988 | 2051 | Mitigation | 0.95 | 45 | 0 | esc | 0.00097009 | 2.7583e-08 | 0.00097009 | 2.7583e-08 | 0.03606 | 2.0616e-06 | 0.0013359 | 9.2335e-08
[120 empty] | 7.3.3.17.5 (Remote Grid) Updates to grid topology to minimize risk of ignition in HFTDs Remote GridWLDFRContact from objectAggregated | WLDFR | HFTD - Distribution - Tier 3 - 5QU CoRE ¦ 2QU LoRE | Red Flag Warning - Small Fires | Contact from object | Aggregated | 2052 | 2.8433e-05 | 527.1275 | 0.014988 | 2052 | Mitigation | 0.95 | 45 | 0 | esc | 0.00097009 | 2.7583e-08 | 0.00097009 | 2.7583e-08 | 0.03606 | 2.0616e-06 | 0.0013359 | 9.2335e-08
[120 empty] | 7.3.3.17.5 (Remote Grid) Updates to grid topology to minimize risk of ignition in HFTDs Remote GridWLDFRContact from objectAggregated | WLDFR | HFTD - Distribution - Tier 3 - 5QU CoRE ¦ 2QU LoRE | Red Flag Warning - Small Fires | Contact from object | Aggregated | 2053 | 2.8433e-05 | 527.1275 | 0.014988 | 2053 | Mitigation | 0.95 | 45 | 0 | esc | 0.00097009 | 2.7583e-08 | 0.00097009 | 2.7583e-08 | 0.03606 | 2.0616e-06 | 0.0013359 | 9.2335e-08
[120 empty] | 7.3.3.17.5 (Remote Grid) Updates to grid topology to minimize risk of ignition in HFTDs Remote GridWLDFRContact from objectAggregated | WLDFR | HFTD - Distribution - Tier 3 - 5QU CoRE ¦ 2QU LoRE | Red Flag Warning - Small Fires | Contact from object | Aggregated | 2054 | 2.8433e-05 | 527.1275 | 0.014988 | 2054 | Mitigation | 0.95 | 45 | 0 | esc | 0.00097009 | 2.7583e-08 | 0.00097009 | 2.7583e-08 | 0 | 0 | 0.0013359 | 9.2335e-08
[120 empty] | 7.3.3.17.5 (Remote Grid) Updates to grid topology to minimize risk of ignition in HFTDs Remote GridWLDFRContact from objectAggregated | WLDFR | HFTD - Distribution - Tier 3 - 5QU CoRE ¦ 2QU LoRE | Red Flag Warning - Small Fires | Contact from object | Aggregated | 2055 | 2.8433e-05 | 527.1275 | 0.014988 | 2055 | Mitigation | 0.95 | 45 | 0 | esc | 0.00097009 | 2.7583e-08 | 0.00097009 | 2.7583e-08 | 0.03606 | 5.4178e-06 | 0.0013359 | 9.2335e-08
[120 empty] | 7.3.3.17.5 (Remote Grid) Updates to grid topology to minimize risk of ignition in HFTDs Remote GridWLDFRContact from objectAggregated | WLDFR | HFTD - Distribution - Tier 3 - 5QU CoRE ¦ 2QU LoRE | Red Flag Warning - Small Fires | Contact from object | Aggregated | 2056 | 2.8433e-05 | 527.1275 | 0.014988 | 2056 | Mitigation | 0.95 | 45 | 0 | esc | 0.00097009 | 2.7583e-08 | 0.00097009 | 2.7583e-08 | 0.03606 | 5.4178e-06 | 0.0013359 | 9.2335e-08
[120 empty] | 7.3.3.17.5 (Remote Grid) Updates to grid topology to minimize risk of ignition in HFTDs Remote GridWLDFRContact from objectAggregated | WLDFR | HFTD - Distribution - Tier 3 - 5QU CoRE ¦ 2QU LoRE | Red Flag Warning - Small Fires | Contact from object | Aggregated | 2057 | 2.8433e-05 | 527.1275 | 0.014988 | 2057 | Mitigation | 0.95 | 45 | 0 | esc | 0.00097009 | 2.7583e-08 | 0.00097009 | 2.7583e-08 | 0.03606 | 5.4178e-06 | 0.0013359 | 9.2335e-08
[120 empty] | 7.3.3.17.5 (Remote Grid) Updates to grid topology to minimize risk of ignition in HFTDs Remote GridWLDFRContact from objectAggregated | WLDFR | HFTD - Distribution - Tier 3 - 5QU CoRE ¦ 2QU LoRE | Red Flag Warning - Small Fires | Contact from object | Aggregated | 2058 | 2.8433e-05 | 527.1275 | 0.014988 | 2058 | Mitigation | 0.95 | 45 | 0 | esc | 0.00097009 | 2.7583e-08 | 0.00097009 | 2.7583e-08 | 0.03606 | 5.4178e-06 | 0.0013359 | 9.2335e-08
[120 empty] | 7.3.3.17.5 (Remote Grid) Updates to grid topology to minimize risk of ignition in HFTDs Remote GridWLDFRContact from objectAggregated | WLDFR | HFTD - Distribution - Tier 3 - 5QU CoRE ¦ 2QU LoRE | Red Flag Warning - Small Fires | Contact from object | Aggregated | 2059 | 2.8433e-05 | 527.1275 | 0.014988 | 2059 | Mitigation | 0.95 | 45 | 0 | esc | 0.00097009 | 2.7583e-08 | 0.00097009 | 2.7583e-08 | 0.03606 | 5.4178e-06 | 0.0013359 | 9.2335e-08
[120 empty] | 7.3.3.17.5 (Remote Grid) Updates to grid topology to minimize risk of ignition in HFTDs Remote GridWLDFRContact from objectAggregated | WLDFR | HFTD - Distribution - Tier 3 - 5QU CoRE ¦ 2QU LoRE | Red Flag Warning - Small Fires | Contact from object | Aggregated | 2060 | 2.8433e-05 | 527.1275 | 0.014988 | 2060 | Mitigation | 0.95 | 45 | 0 | esc | 0.00097009 | 2.7583e-08 | 0.00097009 | 2.7583e-08 | 0.03606 | 5.4178e-06 | 0.0013359 | 9.2335e-08
[120 empty] | 7.3.3.17.5 (Remote Grid) Updates to grid topology to minimize risk of ignition in HFTDs Remote GridWLDFRContact from objectAggregated | WLDFR | HFTD - Distribution - Tier 3 - 5QU CoRE ¦ 2QU LoRE | Red Flag Warning - Small Fires | Contact from object | Aggregated | 2061 | 2.8433e-05 | 527.1275 | 0.014988 | 2061 | Mitigation | 0.95 | 45 | 0 | esc | 0.00097009 | 2.7583e-08 | 0.00097009 | 2.7583e-08 | 0.03606 | 5.4178e-06 | 0.0013359 | 9.2335e-08
[120 empty] | 7.3.3.17.5 (Remote Grid) Updates to grid topology to minimize risk of ignition in HFTDs Remote GridWLDFRContact from objectAggregated | WLDFR | HFTD - Distribution - Tier 3 - 5QU CoRE ¦ 2QU LoRE | Red Flag Warning - Small Fires | Contact from object | Aggregated | 2062 | 2.8433e-05 | 527.1275 | 0.014988 | 2062 | Mitigation | 0.95 | 45 | 0 | esc | 0.00097009 | 2.7583e-08 | 0.00097009 | 2.7583e-08 | 0.03606 | 5.4178e-06 | 0.0013359 | 9.2335e-08
[120 empty] | 7.3.3.17.5 (Remote Grid) Updates to grid topology to minimize risk of ignition in HFTDs Remote GridWLDFRContact from objectAggregated | WLDFR | HFTD - Distribution - Tier 3 - 5QU CoRE ¦ 2QU LoRE | Red Flag Warning - Small Fires | Contact from object | Aggregated | 2063 | 2.8433e-05 | 527.1275 | 0.014988 | 2063 | Mitigation | 0.95 | 45 | 0 | esc | 0.00097009 | 2.7583e-08 | 0.00097009 | 2.7583e-08 | 0.03606 | 5.4178e-06 | 0.0013359 | 9.2335e-08
[120 empty] | 7.3.3.17.5 (Remote Grid) Updates to grid topology to minimize risk of ignition in HFTDs Remote GridWLDFRContact from objectAggregated | WLDFR | HFTD - Distribution - Tier 3 - 5QU CoRE ¦ 2QU LoRE | Red Flag Warning - Small Fires | Contact from object | Aggregated | 2064 | 2.8433e-05 | 527.1275 | 0.014988 | 2064 | Mitigation | 0.95 | 45 | 0 | esc | 0.00097009 | 2.7583e-08 | 0.00097009 | 2.7583e-08 | 0.03606 | 5.4178e-06 | 0.0013359 | 9.2335e-08
[120 empty] | 7.3.3.17.5 (Remote Grid) Updates to grid topology to minimize risk of ignition in HFTDs Remote GridWLDFRContact from objectAggregated | WLDFR | HFTD - Distribution - Tier 3 - 5QU CoRE ¦ 2QU LoRE | Red Flag Warning - Small Fires | Contact from object | Aggregated | 2065 | 2.8433e-05 | 527.1275 | 0.014988 | 2065 | Mitigation | 0.95 | 45 | 0 | esc | 0.00097009 | 2.7583e-08 | 0.00097009 | 2.7583e-08 | 0.03606 | 5.4178e-06 | 0.0013359 | 9.2335e-08
[120 empty] | 7.3.3.17.5 (Remote Grid) Updates to grid topology to minimize risk of ignition in HFTDs Remote GridWLDFRContact from objectAggregated | WLDFR | HFTD - Distribution - Tier 3 - 5QU CoRE ¦ 2QU LoRE | Red Flag Warning - Small Fires | Contact from object | Aggregated | 2066 | 2.8433e-05 | 527.1275 | 0.014988 | 2066 | Mitigation | 0.95 | 45 | 0 | esc | 0.00097009 | 2.7583e-08 | 0.00097009 | 2.7583e-08 | 0.03606 | 5.4178e-06 | 0.0013359 | 9.2335e-08
[120 empty] | 7.3.3.17.5 (Remote Grid) Updates to grid topology to minimize risk of ignition in HFTDs Remote GridWLDFRContact from objectAggregated | WLDFR | HFTD - Distribution - Tier 3 - 5QU CoRE ¦ 2QU LoRE | Red Flag Warning - Small Fires | Contact from object | Aggregated | 2067 | 2.8433e-05 | 527.1275 | 0.014988 | 2067 | Mitigation | 0.95 | 45 | 0 | esc | 0 | 0 | 0.00097009 | 2.7583e-08 | 0.03606 | 5.4178e-06 | 0.0013359 | 9.2335e-08
[120 empty] | 7.3.3.17.5 (Remote Grid) Updates to grid topology to minimize risk of ignition in HFTDs Remote GridWLDFRContaminationAggregated | WLDFR | HFTD - Distribution - Tier 3 - 5QU CoRE ¦ 2QU LoRE | Red Flag Warning - Small Fires | Contamination | Aggregated | 2022 | 3.2283e-07 | 527.1275 | 0.00017017 | 2022 | Mitigation | 0.95 | 45 | 0 | esc | 0.00097009 | 3.1317e-10 | 0 | 0 | 0.03606 | 5.4178e-06 | 0.0013359 | 9.2335e-08
[120 empty] | 7.3.3.17.5 (Remote Grid) Updates to grid topology to minimize risk of ignition in HFTDs Remote GridWLDFRContaminationAggregated | WLDFR | HFTD - Distribution - Tier 3 - 5QU CoRE ¦ 2QU LoRE | Red Flag Warning - Small Fires | Contamination | Aggregated | 2023 | 3.2283e-07 | 527.1275 | 0.00017017 | 2023 | Mitigation | 0.95 | 45 | 0 | esc | 0.00097009 | 3.1317e-10 | 0.00097009 | 3.1317e-10 | 0.03606 | 5.4178e-06 | 0.0013359 | 9.2335e-08
[120 empty] | 7.3.3.17.5 (Remote Grid) Updates to grid topology to minimize risk of ignition in HFTDs Remote GridWLDFRContaminationAggregated | WLDFR | HFTD - Distribution - Tier 3 - 5QU CoRE ¦ 2QU LoRE | Red Flag Warning - Small Fires | Contamination | Aggregated | 2024 | 3.2283e-07 | 527.1275 | 0.00017017 | 2024 | Mitigation | 0.95 | 45 | 0 | esc | 0.00097009 | 3.1317e-10 | 0.00097009 | 3.1317e-10 | 0.03606 | 5.4178e-06 | 0.0013359 | 9.2335e-08
[120 empty] | 7.3.3.17.5 (Remote Grid) Updates to grid topology to minimize risk of ignition in HFTDs Remote GridWLDFRContaminationAggregated | WLDFR | HFTD - Distribution - Tier 3 - 5QU CoRE ¦ 2QU LoRE | Red Flag Warning - Small Fires | Contamination | Aggregated | 2025 | 3.2283e-07 | 527.1275 | 0.00017017 | 2025 | Mitigation | 0.95 | 45 | 0 | esc | 0.00097009 | 3.1317e-10 | 0.00097009 | 3.1317e-10 | 0.03606 | 5.4178e-06 | 0.0013359 | 9.2335e-08
[120 empty] | 7.3.3.17.5 (Remote Grid) Updates to grid topology to minimize risk of ignition in HFTDs Remote GridWLDFRContaminationAggregated | WLDFR | HFTD - Distribution - Tier 3 - 5QU CoRE ¦ 2QU LoRE | Red Flag Warning - Small Fires | Contamination | Aggregated | 2026 | 3.2283e-07 | 527.1275 | 0.00017017 | 2026 | Mitigation | 0.95 | 45 | 0 | esc | 0.00097009 | 3.1317e-10 | 0.00097009 | 3.1317e-10 | 0.03606 | 5.4178e-06 | 0.0013359 | 9.2335e-08
[120 empty] | 7.3.3.17.5 (Remote Grid) Updates to grid topology to minimize risk of ignition in HFTDs Remote GridWLDFRContaminationAggregated | WLDFR | HFTD - Distribution - Tier 3 - 5QU CoRE ¦ 2QU LoRE | Red Flag Warning - Small Fires | Contamination | Aggregated | 2027 | 3.2283e-07 | 527.1275 | 0.00017017 | 2027 | Mitigation | 0.95 | 45 | 0 | esc | 0.00097009 | 3.1317e-10 | 0.00097009 | 3.1317e-10 | 0.03606 | 5.4178e-06 | 0.0013359 | 9.2335e-08
[120 empty] | 7.3.3.17.5 (Remote Grid) Updates to grid topology to minimize risk of ignition in HFTDs Remote GridWLDFRContaminationAggregated | WLDFR | HFTD - Distribution - Tier 3 - 5QU CoRE ¦ 2QU LoRE | Red Flag Warning - Small Fires | Contamination | Aggregated | 2028 | 3.2283e-07 | 527.1275 | 0.00017017 | 2028 | Mitigation | 0.95 | 45 | 0 | esc | 0.00097009 | 3.1317e-10 | 0.00097009 | 3.1317e-10 | 0.03606 | 5.4178e-06 | 0.0013359 | 9.2335e-08
[120 empty] | 7.3.3.17.5 (Remote Grid) Updates to grid topology to minimize risk of ignition in HFTDs Remote GridWLDFRContaminationAggregated | WLDFR | HFTD - Distribution - Tier 3 - 5QU CoRE ¦ 2QU LoRE | Red Flag Warning - Small Fires | Contamination | Aggregated | 2029 | 3.2283e-07 | 527.1275 | 0.00017017 | 2029 | Mitigation | 0.95 | 45 | 0 | esc | 0.00097009 | 3.1317e-10 | 0.00097009 | 3.1317e-10 | 0.03606 | 5.4178e-06 | 0.0013359 | 9.2335e-08
[120 empty] | 7.3.3.17.5 (Remote Grid) Updates to grid topology to minimize risk of ignition in HFTDs Remote GridWLDFRContaminationAggregated | WLDFR | HFTD - Distribution - Tier 3 - 5QU CoRE ¦ 2QU LoRE | Red Flag Warning - Small Fires | Contamination | Aggregated | 2030 | 3.2283e-07 | 527.1275 | 0.00017017 | 2030 | Mitigation | 0.95 | 45 | 0 | esc | 0.00097009 | 3.1317e-10 | 0.00097009 | 3.1317e-10 | 0.03606 | 5.4178e-06 | 0.0013359 | 9.2335e-08
[120 empty] | 7.3.3.17.5 (Remote Grid) Updates to grid topology to minimize risk of ignition in HFTDs Remote GridWLDFRContaminationAggregated | WLDFR | HFTD - Distribution - Tier 3 - 5QU CoRE ¦ 2QU LoRE | Red Flag Warning - Small Fires | Contamination | Aggregated | 2031 | 3.2283e-07 | 527.1275 | 0.00017017 | 2031 | Mitigation | 0.95 | 45 | 0 | esc | 0.00097009 | 3.1317e-10 | 0.00097009 | 3.1317e-10 | 0.03606 | 5.4178e-06 | 0.0013359 | 9.2335e-08
[120 empty] | 7.3.3.17.5 (Remote Grid) Updates to grid topology to minimize risk of ignition in HFTDs Remote GridWLDFRContaminationAggregated | WLDFR | HFTD - Distribution - Tier 3 - 5QU CoRE ¦ 2QU LoRE | Red Flag Warning - Small Fires | Contamination | Aggregated | 2032 | 3.2283e-07 | 527.1275 | 0.00017017 | 2032 | Mitigation | 0.95 | 45 | 0 | esc | 0.00097009 | 3.1317e-10 | 0.00097009 | 3.1317e-10 | 0.03606 | 5.4178e-06 | 0 | 0
[120 empty] | 7.3.3.17.5 (Remote Grid) Updates to grid topology to minimize risk of ignition in HFTDs Remote GridWLDFRContaminationAggregated | WLDFR | HFTD - Distribution - Tier 3 - 5QU CoRE ¦ 2QU LoRE | Red Flag Warning - Small Fires | Contamination | Aggregated | 2033 | 3.2283e-07 | 527.1275 | 0.00017017 | 2033 | Mitigation | 0.95 | 45 | 0 | esc | 0.00097009 | 3.1317e-10 | 0.00097009 | 3.1317e-10 | 0.03606 | 5.4178e-06 | 0 | 0
[120 empty] | 7.3.3.17.5 (Remote Grid) Updates to grid topology to minimize risk of ignition in HFTDs Remote GridWLDFRContaminationAggregated | WLDFR | HFTD - Distribution - Tier 3 - 5QU CoRE ¦ 2QU LoRE | Red Flag Warning - Small Fires | Contamination | Aggregated | 2034 | 3.2283e-07 | 527.1275 | 0.00017017 | 2034 | Mitigation | 0.95 | 45 | 0 | esc | 0.00097009 | 3.1317e-10 | 0.00097009 | 3.1317e-10 | 0.03606 | 5.4178e-06 | 0.0093813 | 4.9158e-06
[120 empty] | 7.3.3.17.5 (Remote Grid) Updates to grid topology to minimize risk of ignition in HFTDs Remote GridWLDFRContaminationAggregated | WLDFR | HFTD - Distribution - Tier 3 - 5QU CoRE ¦ 2QU LoRE | Red Flag Warning - Small Fires | Contamination | Aggregated | 2035 | 3.2283e-07 | 527.1275 | 0.00017017 | 2035 | Mitigation | 0.95 | 45 | 0 | esc | 0.00097009 | 3.1317e-10 | 0.00097009 | 3.1317e-10 | 0.03606 | 5.4178e-06 | 0.0093813 | 4.9158e-06
[120 empty] | 7.3.3.17.5 (Remote Grid) Updates to grid topology to minimize risk of ignition in HFTDs Remote GridWLDFRContaminationAggregated | WLDFR | HFTD - Distribution - Tier 3 - 5QU CoRE ¦ 2QU LoRE | Red Flag Warning - Small Fires | Contamination | Aggregated | 2036 | 3.2283e-07 | 527.1275 | 0.00017017 | 2036 | Mitigation | 0.95 | 45 | 0 | esc | 0.00097009 | 3.1317e-10 | 0.00097009 | 3.1317e-10 | 0.03606 | 5.4178e-06 | 0.0093813 | 4.9158e-06
[120 empty] | 7.3.3.17.5 (Remote Grid) Updates to grid topology to minimize risk of ignition in HFTDs Remote GridWLDFRContaminationAggregated | WLDFR | HFTD - Distribution - Tier 3 - 5QU CoRE ¦ 2QU LoRE | Red Flag Warning - Small Fires | Contamination | Aggregated | 2037 | 3.2283e-07 | 527.1275 | 0.00017017 | 2037 | Mitigation | 0.95 | 45 | 0 | esc | 0.00097009 | 3.1317e-10 | 0.00097009 | 3.1317e-10 | 0.03606 | 5.4178e-06 | 0.0093813 | 4.9158e-06
[120 empty] | 7.3.3.17.5 (Remote Grid) Updates to grid topology to minimize risk of ignition in HFTDs Remote GridWLDFRContaminationAggregated | WLDFR | HFTD - Distribution - Tier 3 - 5QU CoRE ¦ 2QU LoRE | Red Flag Warning - Small Fires | Contamination | Aggregated | 2038 | 3.2283e-07 | 527.1275 | 0.00017017 | 2038 | Mitigation | 0.95 | 45 | 0 | esc | 0.00097009 | 3.1317e-10 | 0.00097009 | 3.1317e-10 | 0.03606 | 5.4178e-06 | 0.0093813 | 4.9158e-06
[120 empty] | 7.3.3.17.5 (Remote Grid) Updates to grid topology to minimize risk of ignition in HFTDs Remote GridWLDFRContaminationAggregated | WLDFR | HFTD - Distribution - Tier 3 - 5QU CoRE ¦ 2QU LoRE | Red Flag Warning - Small Fires | Contamination | Aggregated | 2039 | 3.2283e-07 | 527.1275 | 0.00017017 | 2039 | Mitigation | 0.95 | 45 | 0 | esc | 0.00097009 | 3.1317e-10 | 0.00097009 | 3.1317e-10 | 0.03606 | 5.4178e-06 | 0.0093813 | 4.9158e-06
[120 empty] | 7.3.3.17.5 (Remote Grid) Updates to grid topology to minimize risk of ignition in HFTDs Remote GridWLDFRContaminationAggregated | WLDFR | HFTD - Distribution - Tier 3 - 5QU CoRE ¦ 2QU LoRE | Red Flag Warning - Small Fires | Contamination | Aggregated | 2040 | 3.2283e-07 | 527.1275 | 0.00017017 | 2040 | Mitigation | 0.95 | 45 | 0 | esc | 0.00097009 | 3.1317e-10 | 0.00097009 | 3.1317e-10 | 0.03606 | 5.4178e-06 | 0.0093813 | 4.9158e-06
[120 empty] | 7.3.3.17.5 (Remote Grid) Updates to grid topology to minimize risk of ignition in HFTDs Remote GridWLDFRContaminationAggregated | WLDFR | HFTD - Distribution - Tier 3 - 5QU CoRE ¦ 2QU LoRE | Red Flag Warning - Small Fires | Contamination | Aggregated | 2041 | 3.2283e-07 | 527.1275 | 0.00017017 | 2041 | Mitigation | 0.95 | 45 | 0 | esc | 0.00097009 | 3.1317e-10 | 0.00097009 | 3.1317e-10 | 0.03606 | 5.4178e-06 | 0.0093813 | 4.9158e-06
[120 empty] | 7.3.3.17.5 (Remote Grid) Updates to grid topology to minimize risk of ignition in HFTDs Remote GridWLDFRContaminationAggregated | WLDFR | HFTD - Distribution - Tier 3 - 5QU CoRE ¦ 2QU LoRE | Red Flag Warning - Small Fires | Contamination | Aggregated | 2042 | 3.2283e-07 | 527.1275 | 0.00017017 | 2042 | Mitigation | 0.95 | 45 | 0 | esc | 0.00097009 | 3.1317e-10 | 0.00097009 | 3.1317e-10 | 0.03606 | 5.4178e-06 | 0.0093813 | 4.9158e-06
[120 empty] | 7.3.3.17.5 (Remote Grid) Updates to grid topology to minimize risk of ignition in HFTDs Remote GridWLDFRContaminationAggregated | WLDFR | HFTD - Distribution - Tier 3 - 5QU CoRE ¦ 2QU LoRE | Red Flag Warning - Small Fires | Contamination | Aggregated | 2043 | 3.2283e-07 | 527.1275 | 0.00017017 | 2043 | Mitigation | 0.95 | 45 | 0 | esc | 0.00097009 | 3.1317e-10 | 0.00097009 | 3.1317e-10 | 0.03606 | 5.4178e-06 | 0.0093813 | 4.9158e-06
[120 empty] | 7.3.3.17.5 (Remote Grid) Updates to grid topology to minimize risk of ignition in HFTDs Remote GridWLDFRContaminationAggregated | WLDFR | HFTD - Distribution - Tier 3 - 5QU CoRE ¦ 2QU LoRE | Red Flag Warning - Small Fires | Contamination | Aggregated | 2044 | 3.2283e-07 | 527.1275 | 0.00017017 | 2044 | Mitigation | 0.95 | 45 | 0 | esc | 0.00097009 | 3.1317e-10 | 0.00097009 | 3.1317e-10 | 0.03606 | 5.4178e-06 | 0.0093813 | 4.9158e-06
[120 empty] | 7.3.3.17.5 (Remote Grid) Updates to grid topology to minimize risk of ignition in HFTDs Remote GridWLDFRContaminationAggregated | WLDFR | HFTD - Distribution - Tier 3 - 5QU CoRE ¦ 2QU LoRE | Red Flag Warning - Small Fires | Contamination | Aggregated | 2045 | 3.2283e-07 | 527.1275 | 0.00017017 | 2045 | Mitigation | 0.95 | 45 | 0 | esc | 0.00097009 | 3.1317e-10 | 0.00097009 | 3.1317e-10 | 0.03606 | 5.4178e-06 | 0.0093813 | 4.9158e-06
[120 empty] | 7.3.3.17.5 (Remote Grid) Updates to grid topology to minimize risk of ignition in HFTDs Remote GridWLDFRContaminationAggregated | WLDFR | HFTD - Distribution - Tier 3 - 5QU CoRE ¦ 2QU LoRE | Red Flag Warning - Small Fires | Contamination | Aggregated | 2046 | 3.2283e-07 | 527.1275 | 0.00017017 | 2046 | Mitigation | 0.95 | 45 | 0 | esc | 0.00097009 | 3.1317e-10 | 0.00097009 | 3.1317e-10 | 0.03606 | 5.4178e-06 | 0.0093813 | 4.9158e-06
[120 empty] | 7.3.3.17.5 (Remote Grid) Updates to grid topology to minimize risk of ignition in HFTDs Remote GridWLDFRContaminationAggregated | WLDFR | HFTD - Distribution - Tier 3 - 5QU CoRE ¦ 2QU LoRE | Red Flag Warning - Small Fires | Contamination | Aggregated | 2047 | 3.2283e-07 | 527.1275 | 0.00017017 | 2047 | Mitigation | 0.95 | 45 | 0 | esc | 0.00097009 | 3.1317e-10 | 0.00097009 | 3.1317e-10 | 0.03606 | 5.4178e-06 | 0.0093813 | 4.9158e-06
[120 empty] | 7.3.3.17.5 (Remote Grid) Updates to grid topology to minimize risk of ignition in HFTDs Remote GridWLDFRContaminationAggregated | WLDFR | HFTD - Distribution - Tier 3 - 5QU CoRE ¦ 2QU LoRE | Red Flag Warning - Small Fires | Contamination | Aggregated | 2048 | 3.2283e-07 | 527.1275 | 0.00017017 | 2048 | Mitigation | 0.95 | 45 | 0 | esc | 0.00097009 | 3.1317e-10 | 0.00097009 | 3.1317e-10 | 0.03606 | 5.4178e-06 | 0.0093813 | 4.9158e-06
[120 empty] | 7.3.3.17.5 (Remote Grid) Updates to grid topology to minimize risk of ignition in HFTDs Remote GridWLDFRContaminationAggregated | WLDFR | HFTD - Distribution - Tier 3 - 5QU CoRE ¦ 2QU LoRE | Red Flag Warning - Small Fires | Contamination | Aggregated | 2049 | 3.2283e-07 | 527.1275 | 0.00017017 | 2049 | Mitigation | 0.95 | 45 | 0 | esc | 0.00097009 | 3.1317e-10 | 0.00097009 | 3.1317e-10 | 0.03606 | 5.4178e-06 | 0.0093813 | 4.9158e-06
[120 empty] | 7.3.3.17.5 (Remote Grid) Updates to grid topology to minimize risk of ignition in HFTDs Remote GridWLDFRContaminationAggregated | WLDFR | HFTD - Distribution - Tier 3 - 5QU CoRE ¦ 2QU LoRE | Red Flag Warning - Small Fires | Contamination | Aggregated | 2050 | 3.2283e-07 | 527.1275 | 0.00017017 | 2050 | Mitigation | 0.95 | 45 | 0 | esc | 0.00097009 | 3.1317e-10 | 0.00097009 | 3.1317e-10 | 0.03606 | 5.4178e-06 | 0.0093813 | 4.9158e-06
[120 empty] | 7.3.3.17.5 (Remote Grid) Updates to grid topology to minimize risk of ignition in HFTDs Remote GridWLDFRContaminationAggregated | WLDFR | HFTD - Distribution - Tier 3 - 5QU CoRE ¦ 2QU LoRE | Red Flag Warning - Small Fires | Contamination | Aggregated | 2051 | 3.2283e-07 | 527.1275 | 0.00017017 | 2051 | Mitigation | 0.95 | 45 | 0 | esc | 0.00097009 | 3.1317e-10 | 0.00097009 | 3.1317e-10 | 0.03606 | 5.4178e-06 | 0.0093813 | 4.9158e-06
[120 empty] | 7.3.3.17.5 (Remote Grid) Updates to grid topology to minimize risk of ignition in HFTDs Remote GridWLDFRContaminationAggregated | WLDFR | HFTD - Distribution - Tier 3 - 5QU CoRE ¦ 2QU LoRE | Red Flag Warning - Small Fires | Contamination | Aggregated | 2052 | 3.2283e-07 | 527.1275 | 0.00017017 | 2052 | Mitigation | 0.95 | 45 | 0 | esc | 0.00097009 | 3.1317e-10 | 0.00097009 | 3.1317e-10 | 0.03606 | 5.4178e-06 | 0.0093813 | 4.9158e-06
[120 empty] | 7.3.3.17.5 (Remote Grid) Updates to grid topology to minimize risk of ignition in HFTDs Remote GridWLDFRContaminationAggregated | WLDFR | HFTD - Distribution - Tier 3 - 5QU CoRE ¦ 2QU LoRE | Red Flag Warning - Small Fires | Contamination | Aggregated | 2053 | 3.2283e-07 | 527.1275 | 0.00017017 | 2053 | Mitigation | 0.95 | 45 | 0 | esc | 0.00097009 | 3.1317e-10 | 0.00097009 | 3.1317e-10 | 0.03606 | 5.4178e-06 | 0.0093813 | 4.9158e-06
[120 empty] | 7.3.3.17.5 (Remote Grid) Updates to grid topology to minimize risk of ignition in HFTDs Remote GridWLDFRContaminationAggregated | WLDFR | HFTD - Distribution - Tier 3 - 5QU CoRE ¦ 2QU LoRE | Red Flag Warning - Small Fires | Contamination | Aggregated | 2054 | 3.2283e-07 | 527.1275 | 0.00017017 | 2054 | Mitigation | 0.95 | 45 | 0 | esc | 0.00097009 | 3.1317e-10 | 0.00097009 | 3.1317e-10 | 0.03606 | 5.4178e-06 | 0.0093813 | 4.9158e-06
[120 empty] | 7.3.3.17.5 (Remote Grid) Updates to grid topology to minimize risk of ignition in HFTDs Remote GridWLDFRContaminationAggregated | WLDFR | HFTD - Distribution - Tier 3 - 5QU CoRE ¦ 2QU LoRE | Red Flag Warning - Small Fires | Contamination | Aggregated | 2055 | 3.2283e-07 | 527.1275 | 0.00017017 | 2055 | Mitigation | 0.95 | 45 | 0 | esc | 0.00097009 | 3.1317e-10 | 0.00097009 | 3.1317e-10 | 0.03606 | 5.4178e-06 | 0.0093813 | 4.9158e-06
[120 empty] | 7.3.3.17.5 (Remote Grid) Updates to grid topology to minimize risk of ignition in HFTDs Remote GridWLDFRContaminationAggregated | WLDFR | HFTD - Distribution - Tier 3 - 5QU CoRE ¦ 2QU LoRE | Red Flag Warning - Small Fires | Contamination | Aggregated | 2056 | 3.2283e-07 | 527.1275 | 0.00017017 | 2056 | Mitigation | 0.95 | 45 | 0 | esc | 0.00097009 | 3.1317e-10 | 0.00097009 | 3.1317e-10 | 0.03606 | 5.4178e-06 | 0.0093813 | 4.9158e-06
[120 empty] | 7.3.3.17.5 (Remote Grid) Updates to grid topology to minimize risk of ignition in HFTDs Remote GridWLDFRContaminationAggregated | WLDFR | HFTD - Distribution - Tier 3 - 5QU CoRE ¦ 2QU LoRE | Red Flag Warning - Small Fires | Contamination | Aggregated | 2057 | 3.2283e-07 | 527.1275 | 0.00017017 | 2057 | Mitigation | 0.95 | 45 | 0 | esc | 0.00097009 | 3.1317e-10 | 0.00097009 | 3.1317e-10 | 0.03606 | 5.4178e-06 | 0.0093813 | 4.9158e-06
[120 empty] | 7.3.3.17.5 (Remote Grid) Updates to grid topology to minimize risk of ignition in HFTDs Remote GridWLDFRContaminationAggregated | WLDFR | HFTD - Distribution - Tier 3 - 5QU CoRE ¦ 2QU LoRE | Red Flag Warning - Small Fires | Contamination | Aggregated | 2058 | 3.2283e-07 | 527.1275 | 0.00017017 | 2058 | Mitigation | 0.95 | 45 | 0 | esc | 0.00097009 | 3.1317e-10 | 0.00097009 | 3.1317e-10 | 0 | 0 | 0.0093813 | 4.9158e-06
[120 empty] | 7.3.3.17.5 (Remote Grid) Updates to grid topology to minimize risk of ignition in HFTDs Remote GridWLDFRContaminationAggregated | WLDFR | HFTD - Distribution - Tier 3 - 5QU CoRE ¦ 2QU LoRE | Red Flag Warning - Small Fires | Contamination | Aggregated | 2059 | 3.2283e-07 | 527.1275 | 0.00017017 | 2059 | Mitigation | 0.95 | 45 | 0 | esc | 0.00097009 | 3.1317e-10 | 0.00097009 | 3.1317e-10 | 0.03606 | 2.6594e-10 | 0.0093813 | 4.9158e-06
[120 empty] | 7.3.3.17.5 (Remote Grid) Updates to grid topology to minimize risk of ignition in HFTDs Remote GridWLDFRContaminationAggregated | WLDFR | HFTD - Distribution - Tier 3 - 5QU CoRE ¦ 2QU LoRE | Red Flag Warning - Small Fires | Contamination | Aggregated | 2060 | 3.2283e-07 | 527.1275 | 0.00017017 | 2060 | Mitigation | 0.95 | 45 | 0 | esc | 0.00097009 | 3.1317e-10 | 0.00097009 | 3.1317e-10 | 0.03606 | 2.6594e-10 | 0.0093813 | 4.9158e-06
[120 empty] | 7.3.3.17.5 (Remote Grid) Updates to grid topology to minimize risk of ignition in HFTDs Remote GridWLDFRContaminationAggregated | WLDFR | HFTD - Distribution - Tier 3 - 5QU CoRE ¦ 2QU LoRE | Red Flag Warning - Small Fires | Contamination | Aggregated | 2061 | 3.2283e-07 | 527.1275 | 0.00017017 | 2061 | Mitigation | 0.95 | 45 | 0 | esc | 0.00097009 | 3.1317e-10 | 0.00097009 | 3.1317e-10 | 0.03606 | 2.6594e-10 | 0.0093813 | 4.9158e-06
[120 empty] | 7.3.3.17.5 (Remote Grid) Updates to grid topology to minimize risk of ignition in HFTDs Remote GridWLDFRContaminationAggregated | WLDFR | HFTD - Distribution - Tier 3 - 5QU CoRE ¦ 2QU LoRE | Red Flag Warning - Small Fires | Contamination | Aggregated | 2062 | 3.2283e-07 | 527.1275 | 0.00017017 | 2062 | Mitigation | 0.95 | 45 | 0 | esc | 0.00097009 | 3.1317e-10 | 0.00097009 | 3.1317e-10 | 0.03606 | 2.6594e-10 | 0.0093813 | 4.9158e-06
[120 empty] | 7.3.3.17.5 (Remote Grid) Updates to grid topology to minimize risk of ignition in HFTDs Remote GridWLDFRContaminationAggregated | WLDFR | HFTD - Distribution - Tier 3 - 5QU CoRE ¦ 2QU LoRE | Red Flag Warning - Small Fires | Contamination | Aggregated | 2063 | 3.2283e-07 | 527.1275 | 0.00017017 | 2063 | Mitigation | 0.95 | 45 | 0 | esc | 0.00097009 | 3.1317e-10 | 0.00097009 | 3.1317e-10 | 0.03606 | 2.6594e-10 | 0.0093813 | 4.9158e-06
[120 empty] | 7.3.3.17.5 (Remote Grid) Updates to grid topology to minimize risk of ignition in HFTDs Remote GridWLDFRContaminationAggregated | WLDFR | HFTD - Distribution - Tier 3 - 5QU CoRE ¦ 2QU LoRE | Red Flag Warning - Small Fires | Contamination | Aggregated | 2064 | 3.2283e-07 | 527.1275 | 0.00017017 | 2064 | Mitigation | 0.95 | 45 | 0 | esc | 0.00097009 | 3.1317e-10 | 0.00097009 | 3.1317e-10 | 0.03606 | 2.6594e-10 | 0 | 0
[120 empty] | 7.3.3.17.5 (Remote Grid) Updates to grid topology to minimize risk of ignition in HFTDs Remote GridWLDFRContaminationAggregated | WLDFR | HFTD - Distribution - Tier 3 - 5QU CoRE ¦ 2QU LoRE | Red Flag Warning - Small Fires | Contamination | Aggregated | 2065 | 3.2283e-07 | 527.1275 | 0.00017017 | 2065 | Mitigation | 0.95 | 45 | 0 | esc | 0.00097009 | 3.1317e-10 | 0.00097009 | 3.1317e-10 | 0.03606 | 2.6594e-10 | 0 | 0
[120 empty] | 7.3.3.17.5 (Remote Grid) Updates to grid topology to minimize risk of ignition in HFTDs Remote GridWLDFRContaminationAggregated | WLDFR | HFTD - Distribution - Tier 3 - 5QU CoRE ¦ 2QU LoRE | Red Flag Warning - Small Fires | Contamination | Aggregated | 2066 | 3.2283e-07 | 527.1275 | 0.00017017 | 2066 | Mitigation | 0.95 | 45 | 0 | esc | 0.00097009 | 3.1317e-10 | 0.00097009 | 3.1317e-10 | 0.03606 | 2.6594e-10 | 0.014004 | 1.0898e-06
[120 empty] | 7.3.3.17.5 (Remote Grid) Updates to grid topology to minimize risk of ignition in HFTDs Remote GridWLDFRContaminationAggregated | WLDFR | HFTD - Distribution - Tier 3 - 5QU CoRE ¦ 2QU LoRE | Red Flag Warning - Small Fires | Contamination | Aggregated | 2067 | 3.2283e-07 | 527.1275 | 0.00017017 | 2067 | Mitigation | 0.95 | 45 | 0 | esc | 0 | 0 | 0.00097009 | 3.1317e-10 | 0.03606 | 2.6594e-10 | 0.014004 | 1.0898e-06
[120 empty] | 7.3.3.17.5 (Remote Grid) Updates to grid topology to minimize risk of ignition in HFTDs Remote GridWLDFREquipment / facility failureAggregated | WLDFR | HFTD - Distribution - Tier 3 - 5QU CoRE ¦ 2QU LoRE | Red Flag Warning - Small Fires | Equipment / facility failure | Aggregated | 2022 | 0.00015877 | 527.1275 | 0.083692 | 2022 | Mitigation | 0.95 | 45 | 0 | esc | 0.00097009 | 1.5402e-07 | 0 | 0 | 0.03606 | 2.6594e-10 | 0.014004 | 1.0898e-06
[120 empty] | 7.3.3.17.5 (Remote Grid) Updates to grid topology to minimize risk of ignition in HFTDs Remote GridWLDFREquipment / facility failureAggregated | WLDFR | HFTD - Distribution - Tier 3 - 5QU CoRE ¦ 2QU LoRE | Red Flag Warning - Small Fires | Equipment / facility failure | Aggregated | 2023 | 0.00015877 | 527.1275 | 0.083692 | 2023 | Mitigation | 0.95 | 45 | 0 | esc | 0.00097009 | 1.5402e-07 | 0.00097009 | 1.5402e-07 | 0.03606 | 2.6594e-10 | 0.014004 | 1.0898e-06
[120 empty] | 7.3.3.17.5 (Remote Grid) Updates to grid topology to minimize risk of ignition in HFTDs Remote GridWLDFREquipment / facility failureAggregated | WLDFR | HFTD - Distribution - Tier 3 - 5QU CoRE ¦ 2QU LoRE | Red Flag Warning - Small Fires | Equipment / facility failure | Aggregated | 2024 | 0.00015877 | 527.1275 | 0.083692 | 2024 | Mitigation | 0.95 | 45 | 0 | esc | 0.00097009 | 1.5402e-07 | 0.00097009 | 1.5402e-07 | 0.03606 | 2.6594e-10 | 0.014004 | 1.0898e-06
[120 empty] | 7.3.3.17.5 (Remote Grid) Updates to grid topology to minimize risk of ignition in HFTDs Remote GridWLDFREquipment / facility failureAggregated | WLDFR | HFTD - Distribution - Tier 3 - 5QU CoRE ¦ 2QU LoRE | Red Flag Warning - Small Fires | Equipment / facility failure | Aggregated | 2025 | 0.00015877 | 527.1275 | 0.083692 | 2025 | Mitigation | 0.95 | 45 | 0 | esc | 0.00097009 | 1.5402e-07 | 0.00097009 | 1.5402e-07 | 0.03606 | 2.6594e-10 | 0.014004 | 1.0898e-06
[120 empty] | 7.3.3.17.5 (Remote Grid) Updates to grid topology to minimize risk of ignition in HFTDs Remote GridWLDFREquipment / facility failureAggregated | WLDFR | HFTD - Distribution - Tier 3 - 5QU CoRE ¦ 2QU LoRE | Red Flag Warning - Small Fires | Equipment / facility failure | Aggregated | 2026 | 0.00015877 | 527.1275 | 0.083692 | 2026 | Mitigation | 0.95 | 45 | 0 | esc | 0.00097009 | 1.5402e-07 | 0.00097009 | 1.5402e-07 | 0.03606 | 2.6594e-10 | 0.014004 | 1.0898e-06
[120 empty] | 7.3.3.17.5 (Remote Grid) Updates to grid topology to minimize risk of ignition in HFTDs Remote GridWLDFREquipment / facility failureAggregated | WLDFR | HFTD - Distribution - Tier 3 - 5QU CoRE ¦ 2QU LoRE | Red Flag Warning - Small Fires | Equipment / facility failure | Aggregated | 2027 | 0.00015877 | 527.1275 | 0.083692 | 2027 | Mitigation | 0.95 | 45 | 0 | esc | 0.00097009 | 1.5402e-07 | 0.00097009 | 1.5402e-07 | 0.03606 | 2.6594e-10 | 0.014004 | 1.0898e-06
[120 empty] | 7.3.3.17.5 (Remote Grid) Updates to grid topology to minimize risk of ignition in HFTDs Remote GridWLDFREquipment / facility failureAggregated | WLDFR | HFTD - Distribution - Tier 3 - 5QU CoRE ¦ 2QU LoRE | Red Flag Warning - Small Fires | Equipment / facility failure | Aggregated | 2028 | 0.00015877 | 527.1275 | 0.083692 | 2028 | Mitigation | 0.95 | 45 | 0 | esc | 0.00097009 | 1.5402e-07 | 0.00097009 | 1.5402e-07 | 0.03606 | 2.6594e-10 | 0.014004 | 1.0898e-06
[120 empty] | 7.3.3.17.5 (Remote Grid) Updates to grid topology to minimize risk of ignition in HFTDs Remote GridWLDFREquipment / facility failureAggregated | WLDFR | HFTD - Distribution - Tier 3 - 5QU CoRE ¦ 2QU LoRE | Red Flag Warning - Small Fires | Equipment / facility failure | Aggregated | 2029 | 0.00015877 | 527.1275 | 0.083692 | 2029 | Mitigation | 0.95 | 45 | 0 | esc | 0.00097009 | 1.5402e-07 | 0.00097009 | 1.5402e-07 | 0.03606 | 2.6594e-10 | 0.014004 | 1.0898e-06
[120 empty] | 7.3.3.17.5 (Remote Grid) Updates to grid topology to minimize risk of ignition in HFTDs Remote GridWLDFREquipment / facility failureAggregated | WLDFR | HFTD - Distribution - Tier 3 - 5QU CoRE ¦ 2QU LoRE | Red Flag Warning - Small Fires | Equipment / facility failure | Aggregated | 2030 | 0.00015877 | 527.1275 | 0.083692 | 2030 | Mitigation | 0.95 | 45 | 0 | esc | 0.00097009 | 1.5402e-07 | 0.00097009 | 1.5402e-07 | 0.03606 | 2.6594e-10 | 0.014004 | 1.0898e-06
[120 empty] | 7.3.3.17.5 (Remote Grid) Updates to grid topology to minimize risk of ignition in HFTDs Remote GridWLDFREquipment / facility failureAggregated | WLDFR | HFTD - Distribution - Tier 3 - 5QU CoRE ¦ 2QU LoRE | Red Flag Warning - Small Fires | Equipment / facility failure | Aggregated | 2031 | 0.00015877 | 527.1275 | 0.083692 | 2031 | Mitigation | 0.95 | 45 | 0 | esc | 0.00097009 | 1.5402e-07 | 0.00097009 | 1.5402e-07 | 0.03606 | 2.6594e-10 | 0.014004 | 1.0898e-06
[120 empty] | 7.3.3.17.5 (Remote Grid) Updates to grid topology to minimize risk of ignition in HFTDs Remote GridWLDFREquipment / facility failureAggregated | WLDFR | HFTD - Distribution - Tier 3 - 5QU CoRE ¦ 2QU LoRE | Red Flag Warning - Small Fires | Equipment / facility failure | Aggregated | 2032 | 0.00015877 | 527.1275 | 0.083692 | 2032 | Mitigation | 0.95 | 45 | 0 | esc | 0.00097009 | 1.5402e-07 | 0.00097009 | 1.5402e-07 | 0.03606 | 2.6594e-10 | 0.014004 | 1.0898e-06
[120 empty] | 7.3.3.17.5 (Remote Grid) Updates to grid topology to minimize risk of ignition in HFTDs Remote GridWLDFREquipment / facility failureAggregated | WLDFR | HFTD - Distribution - Tier 3 - 5QU CoRE ¦ 2QU LoRE | Red Flag Warning - Small Fires | Equipment / facility failure | Aggregated | 2033 | 0.00015877 | 527.1275 | 0.083692 | 2033 | Mitigation | 0.95 | 45 | 0 | esc | 0.00097009 | 1.5402e-07 | 0.00097009 | 1.5402e-07 | 0.03606 | 2.6594e-10 | 0.014004 | 1.0898e-06
[120 empty] | 7.3.3.17.5 (Remote Grid) Updates to grid topology to minimize risk of ignition in HFTDs Remote GridWLDFREquipment / facility failureAggregated | WLDFR | HFTD - Distribution - Tier 3 - 5QU CoRE ¦ 2QU LoRE | Red Flag Warning - Small Fires | Equipment / facility failure | Aggregated | 2034 | 0.00015877 | 527.1275 | 0.083692 | 2034 | Mitigation | 0.95 | 45 | 0 | esc | 0.00097009 | 1.5402e-07 | 0.00097009 | 1.5402e-07 | 0.03606 | 2.6594e-10 | 0.014004 | 1.0898e-06
[120 empty] | 7.3.3.17.5 (Remote Grid) Updates to grid topology to minimize risk of ignition in HFTDs Remote GridWLDFREquipment / facility failureAggregated | WLDFR | HFTD - Distribution - Tier 3 - 5QU CoRE ¦ 2QU LoRE | Red Flag Warning - Small Fires | Equipment / facility failure | Aggregated | 2035 | 0.00015877 | 527.1275 | 0.083692 | 2035 | Mitigation | 0.95 | 45 | 0 | esc | 0.00097009 | 1.5402e-07 | 0.00097009 | 1.5402e-07 | 0.03606 | 2.6594e-10 | 0.014004 | 1.0898e-06
[120 empty] | 7.3.3.17.5 (Remote Grid) Updates to grid topology to minimize risk of ignition in HFTDs Remote GridWLDFREquipment / facility failureAggregated | WLDFR | HFTD - Distribution - Tier 3 - 5QU CoRE ¦ 2QU LoRE | Red Flag Warning - Small Fires | Equipment / facility failure | Aggregated | 2036 | 0.00015877 | 527.1275 | 0.083692 | 2036 | Mitigation | 0.95 | 45 | 0 | esc | 0.00097009 | 1.5402e-07 | 0.00097009 | 1.5402e-07 | 0.03606 | 2.6594e-10 | 0.014004 | 1.0898e-06
[120 empty] | 7.3.3.17.5 (Remote Grid) Updates to grid topology to minimize risk of ignition in HFTDs Remote GridWLDFREquipment / facility failureAggregated | WLDFR | HFTD - Distribution - Tier 3 - 5QU CoRE ¦ 2QU LoRE | Red Flag Warning - Small Fires | Equipment / facility failure | Aggregated | 2037 | 0.00015877 | 527.1275 | 0.083692 | 2037 | Mitigation | 0.95 | 45 | 0 | esc | 0.00097009 | 1.5402e-07 | 0.00097009 | 1.5402e-07 | 0.03606 | 2.6594e-10 | 0.014004 | 1.0898e-06
[120 empty] | 7.3.3.17.5 (Remote Grid) Updates to grid topology to minimize risk of ignition in HFTDs Remote GridWLDFREquipment / facility failureAggregated | WLDFR | HFTD - Distribution - Tier 3 - 5QU CoRE ¦ 2QU LoRE | Red Flag Warning - Small Fires | Equipment / facility failure | Aggregated | 2038 | 0.00015877 | 527.1275 | 0.083692 | 2038 | Mitigation | 0.95 | 45 | 0 | esc | 0.00097009 | 1.5402e-07 | 0.00097009 | 1.5402e-07 | 0.03606 | 2.6594e-10 | 0.014004 | 1.0898e-06
[120 empty] | 7.3.3.17.5 (Remote Grid) Updates to grid topology to minimize risk of ignition in HFTDs Remote GridWLDFREquipment / facility failureAggregated | WLDFR | HFTD - Distribution - Tier 3 - 5QU CoRE ¦ 2QU LoRE | Red Flag Warning - Small Fires | Equipment / facility failure | Aggregated | 2039 | 0.00015877 | 527.1275 | 0.083692 | 2039 | Mitigation | 0.95 | 45 | 0 | esc | 0.00097009 | 1.5402e-07 | 0.00097009 | 1.5402e-07 | 0.03606 | 2.6594e-10 | 0.014004 | 1.0898e-06
[120 empty] | 7.3.3.17.5 (Remote Grid) Updates to grid topology to minimize risk of ignition in HFTDs Remote GridWLDFREquipment / facility failureAggregated | WLDFR | HFTD - Distribution - Tier 3 - 5QU CoRE ¦ 2QU LoRE | Red Flag Warning - Small Fires | Equipment / facility failure | Aggregated | 2040 | 0.00015877 | 527.1275 | 0.083692 | 2040 | Mitigation | 0.95 | 45 | 0 | esc | 0.00097009 | 1.5402e-07 | 0.00097009 | 1.5402e-07 | 0.03606 | 2.6594e-10 | 0.014004 | 1.0898e-06
[120 empty] | 7.3.3.17.5 (Remote Grid) Updates to grid topology to minimize risk of ignition in HFTDs Remote GridWLDFREquipment / facility failureAggregated | WLDFR | HFTD - Distribution - Tier 3 - 5QU CoRE ¦ 2QU LoRE | Red Flag Warning - Small Fires | Equipment / facility failure | Aggregated | 2041 | 0.00015877 | 527.1275 | 0.083692 | 2041 | Mitigation | 0.95 | 45 | 0 | esc | 0.00097009 | 1.5402e-07 | 0.00097009 | 1.5402e-07 | 0.03606 | 2.6594e-10 | 0.014004 | 1.0898e-06
[120 empty] | 7.3.3.17.5 (Remote Grid) Updates to grid topology to minimize risk of ignition in HFTDs Remote GridWLDFREquipment / facility failureAggregated | WLDFR | HFTD - Distribution - Tier 3 - 5QU CoRE ¦ 2QU LoRE | Red Flag Warning - Small Fires | Equipment / facility failure | Aggregated | 2042 | 0.00015877 | 527.1275 | 0.083692 | 2042 | Mitigation | 0.95 | 45 | 0 | esc | 0.00097009 | 1.5402e-07 | 0.00097009 | 1.5402e-07 | 0.03606 | 2.6594e-10 | 0.014004 | 1.0898e-06
[120 empty] | 7.3.3.17.5 (Remote Grid) Updates to grid topology to minimize risk of ignition in HFTDs Remote GridWLDFREquipment / facility failureAggregated | WLDFR | HFTD - Distribution - Tier 3 - 5QU CoRE ¦ 2QU LoRE | Red Flag Warning - Small Fires | Equipment / facility failure | Aggregated | 2043 | 0.00015877 | 527.1275 | 0.083692 | 2043 | Mitigation | 0.95 | 45 | 0 | esc | 0.00097009 | 1.5402e-07 | 0.00097009 | 1.5402e-07 | 0.03606 | 2.6594e-10 | 0.014004 | 1.0898e-06
[120 empty] | 7.3.3.17.5 (Remote Grid) Updates to grid topology to minimize risk of ignition in HFTDs Remote GridWLDFREquipment / facility failureAggregated | WLDFR | HFTD - Distribution - Tier 3 - 5QU CoRE ¦ 2QU LoRE | Red Flag Warning - Small Fires | Equipment / facility failure | Aggregated | 2044 | 0.00015877 | 527.1275 | 0.083692 | 2044 | Mitigation | 0.95 | 45 | 0 | esc | 0.00097009 | 1.5402e-07 | 0.00097009 | 1.5402e-07 | 0.03606 | 2.6594e-10 | 0.014004 | 1.0898e-06
[120 empty] | 7.3.3.17.5 (Remote Grid) Updates to grid topology to minimize risk of ignition in HFTDs Remote GridWLDFREquipment / facility failureAggregated | WLDFR | HFTD - Distribution - Tier 3 - 5QU CoRE ¦ 2QU LoRE | Red Flag Warning - Small Fires | Equipment / facility failure | Aggregated | 2045 | 0.00015877 | 527.1275 | 0.083692 | 2045 | Mitigation | 0.95 | 45 | 0 | esc | 0.00097009 | 1.5402e-07 | 0.00097009 | 1.5402e-07 | 0.03606 | 2.6594e-10 | 0.014004 | 1.0898e-06
[120 empty] | 7.3.3.17.5 (Remote Grid) Updates to grid topology to minimize risk of ignition in HFTDs Remote GridWLDFREquipment / facility failureAggregated | WLDFR | HFTD - Distribution - Tier 3 - 5QU CoRE ¦ 2QU LoRE | Red Flag Warning - Small Fires | Equipment / facility failure | Aggregated | 2046 | 0.00015877 | 527.1275 | 0.083692 | 2046 | Mitigation | 0.95 | 45 | 0 | esc | 0.00097009 | 1.5402e-07 | 0.00097009 | 1.5402e-07 | 0.03606 | 2.6594e-10 | 0.014004 | 1.0898e-06
[120 empty] | 7.3.3.17.5 (Remote Grid) Updates to grid topology to minimize risk of ignition in HFTDs Remote GridWLDFREquipment / facility failureAggregated | WLDFR | HFTD - Distribution - Tier 3 - 5QU CoRE ¦ 2QU LoRE | Red Flag Warning - Small Fires | Equipment / facility failure | Aggregated | 2047 | 0.00015877 | 527.1275 | 0.083692 | 2047 | Mitigation | 0.95 | 45 | 0 | esc | 0.00097009 | 1.5402e-07 | 0.00097009 | 1.5402e-07 | 0.03606 | 2.6594e-10 | 0.014004 | 1.0898e-06
[120 empty] | 7.3.3.17.5 (Remote Grid) Updates to grid topology to minimize risk of ignition in HFTDs Remote GridWLDFREquipment / facility failureAggregated | WLDFR | HFTD - Distribution - Tier 3 - 5QU CoRE ¦ 2QU LoRE | Red Flag Warning - Small Fires | Equipment / facility failure | Aggregated | 2048 | 0.00015877 | 527.1275 | 0.083692 | 2048 | Mitigation | 0.95 | 45 | 0 | esc | 0.00097009 | 1.5402e-07 | 0.00097009 | 1.5402e-07 | 0.03606 | 2.6594e-10 | 0.014004 | 1.0898e-06
[120 empty] | 7.3.3.17.5 (Remote Grid) Updates to grid topology to minimize risk of ignition in HFTDs Remote GridWLDFREquipment / facility failureAggregated | WLDFR | HFTD - Distribution - Tier 3 - 5QU CoRE ¦ 2QU LoRE | Red Flag Warning - Small Fires | Equipment / facility failure | Aggregated | 2049 | 0.00015877 | 527.1275 | 0.083692 | 2049 | Mitigation | 0.95 | 45 | 0 | esc | 0.00097009 | 1.5402e-07 | 0.00097009 | 1.5402e-07 | 0.03606 | 2.6594e-10 | 0.014004 | 1.0898e-06
[120 empty] | 7.3.3.17.5 (Remote Grid) Updates to grid topology to minimize risk of ignition in HFTDs Remote GridWLDFREquipment / facility failureAggregated | WLDFR | HFTD - Distribution - Tier 3 - 5QU CoRE ¦ 2QU LoRE | Red Flag Warning - Small Fires | Equipment / facility failure | Aggregated | 2050 | 0.00015877 | 527.1275 | 0.083692 | 2050 | Mitigation | 0.95 | 45 | 0 | esc | 0.00097009 | 1.5402e-07 | 0.00097009 | 1.5402e-07 | 0.03606 | 2.6594e-10 | 0 | 0
[120 empty] | 7.3.3.17.5 (Remote Grid) Updates to grid topology to minimize risk of ignition in HFTDs Remote GridWLDFREquipment / facility failureAggregated | WLDFR | HFTD - Distribution - Tier 3 - 5QU CoRE ¦ 2QU LoRE | Red Flag Warning - Small Fires | Equipment / facility failure | Aggregated | 2051 | 0.00015877 | 527.1275 | 0.083692 | 2051 | Mitigation | 0.95 | 45 | 0 | esc | 0.00097009 | 1.5402e-07 | 0.00097009 | 1.5402e-07 | 0.03606 | 2.6594e-10 | 0 | 0
[120 empty] | 7.3.3.17.5 (Remote Grid) Updates to grid topology to minimize risk of ignition in HFTDs Remote GridWLDFREquipment / facility failureAggregated | WLDFR | HFTD - Distribution - Tier 3 - 5QU CoRE ¦ 2QU LoRE | Red Flag Warning - Small Fires | Equipment / facility failure | Aggregated | 2052 | 0.00015877 | 527.1275 | 0.083692 | 2052 | Mitigation | 0.95 | 45 | 0 | esc | 0.00097009 | 1.5402e-07 | 0.00097009 | 1.5402e-07 | 0.03606 | 2.6594e-10 | 0.012777 | 4.6103e-07
[120 empty] | 7.3.3.17.5 (Remote Grid) Updates to grid topology to minimize risk of ignition in HFTDs Remote GridWLDFREquipment / facility failureAggregated | WLDFR | HFTD - Distribution - Tier 3 - 5QU CoRE ¦ 2QU LoRE | Red Flag Warning - Small Fires | Equipment / facility failure | Aggregated | 2053 | 0.00015877 | 527.1275 | 0.083692 | 2053 | Mitigation | 0.95 | 45 | 0 | esc | 0.00097009 | 1.5402e-07 | 0.00097009 | 1.5402e-07 | 0.03606 | 2.6594e-10 | 0.012777 | 4.6103e-07
[120 empty] | 7.3.3.17.5 (Remote Grid) Updates to grid topology to minimize risk of ignition in HFTDs Remote GridWLDFREquipment / facility failureAggregated | WLDFR | HFTD - Distribution - Tier 3 - 5QU CoRE ¦ 2QU LoRE | Red Flag Warning - Small Fires | Equipment / facility failure | Aggregated | 2054 | 0.00015877 | 527.1275 | 0.083692 | 2054 | Mitigation | 0.95 | 45 | 0 | esc | 0.00097009 | 1.5402e-07 | 0.00097009 | 1.5402e-07 | 0.03606 | 2.6594e-10 | 0.012777 | 4.6103e-07
[120 empty] | 7.3.3.17.5 (Remote Grid) Updates to grid topology to minimize risk of ignition in HFTDs Remote GridWLDFREquipment / facility failureAggregated | WLDFR | HFTD - Distribution - Tier 3 - 5QU CoRE ¦ 2QU LoRE | Red Flag Warning - Small Fires | Equipment / facility failure | Aggregated | 2055 | 0.00015877 | 527.1275 | 0.083692 | 2055 | Mitigation | 0.95 | 45 | 0 | esc | 0.00097009 | 1.5402e-07 | 0.00097009 | 1.5402e-07 | 0.03606 | 2.6594e-10 | 0.012777 | 4.6103e-07
[120 empty] | 7.3.3.17.5 (Remote Grid) Updates to grid topology to minimize risk of ignition in HFTDs Remote GridWLDFREquipment / facility failureAggregated | WLDFR | HFTD - Distribution - Tier 3 - 5QU CoRE ¦ 2QU LoRE | Red Flag Warning - Small Fires | Equipment / facility failure | Aggregated | 2056 | 0.00015877 | 527.1275 | 0.083692 | 2056 | Mitigation | 0.95 | 45 | 0 | esc | 0.00097009 | 1.5402e-07 | 0.00097009 | 1.5402e-07 | 0.03606 | 2.6594e-10 | 0.012777 | 4.6103e-07
[120 empty] | 7.3.3.17.5 (Remote Grid) Updates to grid topology to minimize risk of ignition in HFTDs Remote GridWLDFREquipment / facility failureAggregated | WLDFR | HFTD - Distribution - Tier 3 - 5QU CoRE ¦ 2QU LoRE | Red Flag Warning - Small Fires | Equipment / facility failure | Aggregated | 2057 | 0.00015877 | 527.1275 | 0.083692 | 2057 | Mitigation | 0.95 | 45 | 0 | esc | 0.00097009 | 1.5402e-07 | 0.00097009 | 1.5402e-07 | 0.03606 | 2.6594e-10 | 0.012777 | 4.6103e-07
[120 empty] | 7.3.3.17.5 (Remote Grid) Updates to grid topology to minimize risk of ignition in HFTDs Remote GridWLDFREquipment / facility failureAggregated | WLDFR | HFTD - Distribution - Tier 3 - 5QU CoRE ¦ 2QU LoRE | Red Flag Warning - Small Fires | Equipment / facility failure | Aggregated | 2058 | 0.00015877 | 527.1275 | 0.083692 | 2058 | Mitigation | 0.95 | 45 | 0 | esc | 0.00097009 | 1.5402e-07 | 0.00097009 | 1.5402e-07 | 0.03606 | 2.6594e-10 | 0.012777 | 4.6103e-07
[120 empty] | 7.3.3.17.5 (Remote Grid) Updates to grid topology to minimize risk of ignition in HFTDs Remote GridWLDFREquipment / facility failureAggregated | WLDFR | HFTD - Distribution - Tier 3 - 5QU CoRE ¦ 2QU LoRE | Red Flag Warning - Small Fires | Equipment / facility failure | Aggregated | 2059 | 0.00015877 | 527.1275 | 0.083692 | 2059 | Mitigation | 0.95 | 45 | 0 | esc | 0.00097009 | 1.5402e-07 | 0.00097009 | 1.5402e-07 | 0.03606 | 2.6594e-10 | 0.012777 | 4.6103e-07
[120 empty] | 7.3.3.17.5 (Remote Grid) Updates to grid topology to minimize risk of ignition in HFTDs Remote GridWLDFREquipment / facility failureAggregated | WLDFR | HFTD - Distribution - Tier 3 - 5QU CoRE ¦ 2QU LoRE | Red Flag Warning - Small Fires | Equipment / facility failure | Aggregated | 2060 | 0.00015877 | 527.1275 | 0.083692 | 2060 | Mitigation | 0.95 | 45 | 0 | esc | 0.00097009 | 1.5402e-07 | 0.00097009 | 1.5402e-07 | 0.03606 | 2.6594e-10 | 0.012777 | 4.6103e-07
[120 empty] | 7.3.3.17.5 (Remote Grid) Updates to grid topology to minimize risk of ignition in HFTDs Remote GridWLDFREquipment / facility failureAggregated | WLDFR | HFTD - Distribution - Tier 3 - 5QU CoRE ¦ 2QU LoRE | Red Flag Warning - Small Fires | Equipment / facility failure | Aggregated | 2061 | 0.00015877 | 527.1275 | 0.083692 | 2061 | Mitigation | 0.95 | 45 | 0 | esc | 0.00097009 | 1.5402e-07 | 0.00097009 | 1.5402e-07 | 0.03606 | 2.6594e-10 | 0.012777 | 4.6103e-07
[120 empty] | 7.3.3.17.5 (Remote Grid) Updates to grid topology to minimize risk of ignition in HFTDs Remote GridWLDFREquipment / facility failureAggregated | WLDFR | HFTD - Distribution - Tier 3 - 5QU CoRE ¦ 2QU LoRE | Red Flag Warning - Small Fires | Equipment / facility failure | Aggregated | 2062 | 0.00015877 | 527.1275 | 0.083692 | 2062 | Mitigation | 0.95 | 45 | 0 | esc | 0.00097009 | 1.5402e-07 | 0.00097009 | 1.5402e-07 | 0 | 0 | 0.012777 | 4.6103e-07
[120 empty] | 7.3.3.17.5 (Remote Grid) Updates to grid topology to minimize risk of ignition in HFTDs Remote GridWLDFREquipment / facility failureAggregated | WLDFR | HFTD - Distribution - Tier 3 - 5QU CoRE ¦ 2QU LoRE | Red Flag Warning - Small Fires | Equipment / facility failure | Aggregated | 2063 | 0.00015877 | 527.1275 | 0.083692 | 2063 | Mitigation | 0.95 | 45 | 0 | esc | 0.00097009 | 1.5402e-07 | 0.00097009 | 1.5402e-07 | 0.03606 | 6.2742e-05 | 0.012777 | 4.6103e-07
[120 empty] | 7.3.3.17.5 (Remote Grid) Updates to grid topology to minimize risk of ignition in HFTDs Remote GridWLDFREquipment / facility failureAggregated | WLDFR | HFTD - Distribution - Tier 3 - 5QU CoRE ¦ 2QU LoRE | Red Flag Warning - Small Fires | Equipment / facility failure | Aggregated | 2064 | 0.00015877 | 527.1275 | 0.083692 | 2064 | Mitigation | 0.95 | 45 | 0 | esc | 0.00097009 | 1.5402e-07 | 0.00097009 | 1.5402e-07 | 0.03606 | 6.2742e-05 | 0.012777 | 4.6103e-07
[120 empty] | 7.3.3.17.5 (Remote Grid) Updates to grid topology to minimize risk of ignition in HFTDs Remote GridWLDFREquipment / facility failureAggregated | WLDFR | HFTD - Distribution - Tier 3 - 5QU CoRE ¦ 2QU LoRE | Red Flag Warning - Small Fires | Equipment / facility failure | Aggregated | 2065 | 0.00015877 | 527.1275 | 0.083692 | 2065 | Mitigation | 0.95 | 45 | 0 | esc | 0.00097009 | 1.5402e-07 | 0.00097009 | 1.5402e-07 | 0.03606 | 6.2742e-05 | 0.012777 | 4.6103e-07
[120 empty] | 7.3.3.17.5 (Remote Grid) Updates to grid topology to minimize risk of ignition in HFTDs Remote GridWLDFREquipment / facility failureAggregated | WLDFR | HFTD - Distribution - Tier 3 - 5QU CoRE ¦ 2QU LoRE | Red Flag Warning - Small Fires | Equipment / facility failure | Aggregated | 2066 | 0.00015877 | 527.1275 | 0.083692 | 2066 | Mitigation | 0.95 | 45 | 0 | esc | 0.00097009 | 1.5402e-07 | 0.00097009 | 1.5402e-07 | 0.03606 | 6.2742e-05 | 0.012777 | 4.6103e-07
[120 empty] | 7.3.3.17.5 (Remote Grid) Updates to grid topology to minimize risk of ignition in HFTDs Remote GridWLDFREquipment / facility failureAggregated | WLDFR | HFTD - Distribution - Tier 3 - 5QU CoRE ¦ 2QU LoRE | Red Flag Warning - Small Fires | Equipment / facility failure | Aggregated | 2067 | 0.00015877 | 527.1275 | 0.083692 | 2067 | Mitigation | 0.95 | 45 | 0 | esc | 0 | 0 | 0.00097009 | 1.5402e-07 | 0.03606 | 6.2742e-05 | 0.012777 | 4.6103e-07
[120 empty] | 7.3.3.17.5 (Remote Grid) Updates to grid topology to minimize risk of ignition in HFTDs Remote GridWLDFRVegetation ContactAggregated | WLDFR | HFTD - Distribution - Tier 3 - 5QU CoRE ¦ 2QU LoRE | Red Flag Warning - Small Fires | Vegetation Contact | Aggregated | 2022 | 0.00058916 | 527.1275 | 0.31056 | 2022 | Mitigation | 0.95 | 45 | 0 | esc | 0.00097009 | 5.7153e-07 | 0 | 0 | 0.03606 | 6.2742e-05 | 0.012777 | 4.6103e-07
[120 empty] | 7.3.3.17.5 (Remote Grid) Updates to grid topology to minimize risk of ignition in HFTDs Remote GridWLDFRVegetation ContactAggregated | WLDFR | HFTD - Distribution - Tier 3 - 5QU CoRE ¦ 2QU LoRE | Red Flag Warning - Small Fires | Vegetation Contact | Aggregated | 2023 | 0.00058916 | 527.1275 | 0.31056 | 2023 | Mitigation | 0.95 | 45 | 0 | esc | 0.00097009 | 5.7153e-07 | 0.00097009 | 5.7153e-07 | 0.03606 | 6.2742e-05 | 0.012777 | 4.6103e-07
[120 empty] | 7.3.3.17.5 (Remote Grid) Updates to grid topology to minimize risk of ignition in HFTDs Remote GridWLDFRVegetation ContactAggregated | WLDFR | HFTD - Distribution - Tier 3 - 5QU CoRE ¦ 2QU LoRE | Red Flag Warning - Small Fires | Vegetation Contact | Aggregated | 2024 | 0.00058916 | 527.1275 | 0.31056 | 2024 | Mitigation | 0.95 | 45 | 0 | esc | 0.00097009 | 5.7153e-07 | 0.00097009 | 5.7153e-07 | 0.03606 | 6.2742e-05 | 0.012777 | 4.6103e-07
[120 empty] | 7.3.3.17.5 (Remote Grid) Updates to grid topology to minimize risk of ignition in HFTDs Remote GridWLDFRVegetation ContactAggregated | WLDFR | HFTD - Distribution - Tier 3 - 5QU CoRE ¦ 2QU LoRE | Red Flag Warning - Small Fires | Vegetation Contact | Aggregated | 2025 | 0.00058916 | 527.1275 | 0.31056 | 2025 | Mitigation | 0.95 | 45 | 0 | esc | 0.00097009 | 5.7153e-07 | 0.00097009 | 5.7153e-07 | 0.03606 | 6.2742e-05 | 0.012777 | 4.6103e-07
[120 empty] | 7.3.3.17.5 (Remote Grid) Updates to grid topology to minimize risk of ignition in HFTDs Remote GridWLDFRVegetation ContactAggregated | WLDFR | HFTD - Distribution - Tier 3 - 5QU CoRE ¦ 2QU LoRE | Red Flag Warning - Small Fires | Vegetation Contact | Aggregated | 2026 | 0.00058916 | 527.1275 | 0.31056 | 2026 | Mitigation | 0.95 | 45 | 0 | esc | 0.00097009 | 5.7153e-07 | 0.00097009 | 5.7153e-07 | 0.03606 | 6.2742e-05 | 0.012777 | 4.6103e-07
[120 empty] | 7.3.3.17.5 (Remote Grid) Updates to grid topology to minimize risk of ignition in HFTDs Remote GridWLDFRVegetation ContactAggregated | WLDFR | HFTD - Distribution - Tier 3 - 5QU CoRE ¦ 2QU LoRE | Red Flag Warning - Small Fires | Vegetation Contact | Aggregated | 2027 | 0.00058916 | 527.1275 | 0.31056 | 2027 | Mitigation | 0.95 | 45 | 0 | esc | 0.00097009 | 5.7153e-07 | 0.00097009 | 5.7153e-07 | 0.03606 | 6.2742e-05 | 0.012777 | 4.6103e-07
[120 empty] | 7.3.3.17.5 (Remote Grid) Updates to grid topology to minimize risk of ignition in HFTDs Remote GridWLDFRVegetation ContactAggregated | WLDFR | HFTD - Distribution - Tier 3 - 5QU CoRE ¦ 2QU LoRE | Red Flag Warning - Small Fires | Vegetation Contact | Aggregated | 2028 | 0.00058916 | 527.1275 | 0.31056 | 2028 | Mitigation | 0.95 | 45 | 0 | esc | 0.00097009 | 5.7153e-07 | 0.00097009 | 5.7153e-07 | 0.03606 | 6.2742e-05 | 0.012777 | 4.6103e-07
[120 empty] | 7.3.3.17.5 (Remote Grid) Updates to grid topology to minimize risk of ignition in HFTDs Remote GridWLDFRVegetation ContactAggregated | WLDFR | HFTD - Distribution - Tier 3 - 5QU CoRE ¦ 2QU LoRE | Red Flag Warning - Small Fires | Vegetation Contact | Aggregated | 2029 | 0.00058916 | 527.1275 | 0.31056 | 2029 | Mitigation | 0.95 | 45 | 0 | esc | 0.00097009 | 5.7153e-07 | 0.00097009 | 5.7153e-07 | 0.03606 | 6.2742e-05 | 0.012777 | 4.6103e-07
[120 empty] | 7.3.3.17.5 (Remote Grid) Updates to grid topology to minimize risk of ignition in HFTDs Remote GridWLDFRVegetation ContactAggregated | WLDFR | HFTD - Distribution - Tier 3 - 5QU CoRE ¦ 2QU LoRE | Red Flag Warning - Small Fires | Vegetation Contact | Aggregated | 2030 | 0.00058916 | 527.1275 | 0.31056 | 2030 | Mitigation | 0.95 | 45 | 0 | esc | 0.00097009 | 5.7153e-07 | 0.00097009 | 5.7153e-07 | 0.03606 | 6.2742e-05 | 0.012777 | 4.6103e-07
[120 empty] | 7.3.3.17.5 (Remote Grid) Updates to grid topology to minimize risk of ignition in HFTDs Remote GridWLDFRVegetation ContactAggregated | WLDFR | HFTD - Distribution - Tier 3 - 5QU CoRE ¦ 2QU LoRE | Red Flag Warning - Small Fires | Vegetation Contact | Aggregated | 2031 | 0.00058916 | 527.1275 | 0.31056 | 2031 | Mitigation | 0.95 | 45 | 0 | esc | 0.00097009 | 5.7153e-07 | 0.00097009 | 5.7153e-07 | 0.03606 | 6.2742e-05 | 0.012777 | 4.6103e-07
[120 empty] | 7.3.3.17.5 (Remote Grid) Updates to grid topology to minimize risk of ignition in HFTDs Remote GridWLDFRVegetation ContactAggregated | WLDFR | HFTD - Distribution - Tier 3 - 5QU CoRE ¦ 2QU LoRE | Red Flag Warning - Small Fires | Vegetation Contact | Aggregated | 2032 | 0.00058916 | 527.1275 | 0.31056 | 2032 | Mitigation | 0.95 | 45 | 0 | esc | 0.00097009 | 5.7153e-07 | 0.00097009 | 5.7153e-07 | 0.03606 | 6.2742e-05 | 0.012777 | 4.6103e-07
[120 empty] | 7.3.3.17.5 (Remote Grid) Updates to grid topology to minimize risk of ignition in HFTDs Remote GridWLDFRVegetation ContactAggregated | WLDFR | HFTD - Distribution - Tier 3 - 5QU CoRE ¦ 2QU LoRE | Red Flag Warning - Small Fires | Vegetation Contact | Aggregated | 2033 | 0.00058916 | 527.1275 | 0.31056 | 2033 | Mitigation | 0.95 | 45 | 0 | esc | 0.00097009 | 5.7153e-07 | 0.00097009 | 5.7153e-07 | 0.03606 | 6.2742e-05 | 0.012777 | 4.6103e-07
[120 empty] | 7.3.3.17.5 (Remote Grid) Updates to grid topology to minimize risk of ignition in HFTDs Remote GridWLDFRVegetation ContactAggregated | WLDFR | HFTD - Distribution - Tier 3 - 5QU CoRE ¦ 2QU LoRE | Red Flag Warning - Small Fires | Vegetation Contact | Aggregated | 2034 | 0.00058916 | 527.1275 | 0.31056 | 2034 | Mitigation | 0.95 | 45 | 0 | esc | 0.00097009 | 5.7153e-07 | 0.00097009 | 5.7153e-07 | 0.03606 | 6.2742e-05 | 0.012777 | 4.6103e-07
[120 empty] | 7.3.3.17.5 (Remote Grid) Updates to grid topology to minimize risk of ignition in HFTDs Remote GridWLDFRVegetation ContactAggregated | WLDFR | HFTD - Distribution - Tier 3 - 5QU CoRE ¦ 2QU LoRE | Red Flag Warning - Small Fires | Vegetation Contact | Aggregated | 2035 | 0.00058916 | 527.1275 | 0.31056 | 2035 | Mitigation | 0.95 | 45 | 0 | esc | 0.00097009 | 5.7153e-07 | 0.00097009 | 5.7153e-07 | 0.03606 | 6.2742e-05 | 0.012777 | 4.6103e-07
[120 empty] | 7.3.3.17.5 (Remote Grid) Updates to grid topology to minimize risk of ignition in HFTDs Remote GridWLDFRVegetation ContactAggregated | WLDFR | HFTD - Distribution - Tier 3 - 5QU CoRE ¦ 2QU LoRE | Red Flag Warning - Small Fires | Vegetation Contact | Aggregated | 2036 | 0.00058916 | 527.1275 | 0.31056 | 2036 | Mitigation | 0.95 | 45 | 0 | esc | 0.00097009 | 5.7153e-07 | 0.00097009 | 5.7153e-07 | 0.03606 | 6.2742e-05 | 0 | 0
[120 empty] | 7.3.3.17.5 (Remote Grid) Updates to grid topology to minimize risk of ignition in HFTDs Remote GridWLDFRVegetation ContactAggregated | WLDFR | HFTD - Distribution - Tier 3 - 5QU CoRE ¦ 2QU LoRE | Red Flag Warning - Small Fires | Vegetation Contact | Aggregated | 2037 | 0.00058916 | 527.1275 | 0.31056 | 2037 | Mitigation | 0.95 | 45 | 0 | esc | 0.00097009 | 5.7153e-07 | 0.00097009 | 5.7153e-07 | 0.03606 | 6.2742e-05 | 0 | 0
[120 empty] | 7.3.3.17.5 (Remote Grid) Updates to grid topology to minimize risk of ignition in HFTDs Remote GridWLDFRVegetation ContactAggregated | WLDFR | HFTD - Distribution - Tier 3 - 5QU CoRE ¦ 2QU LoRE | Red Flag Warning - Small Fires | Vegetation Contact | Aggregated | 2038 | 0.00058916 | 527.1275 | 0.31056 | 2038 | Mitigation | 0.95 | 45 | 0 | esc | 0.00097009 | 5.7153e-07 | 0.00097009 | 5.7153e-07 | 0.03606 | 6.2742e-05 | 0.012705 | 6.0098e-07
[120 empty] | 7.3.3.17.5 (Remote Grid) Updates to grid topology to minimize risk of ignition in HFTDs Remote GridWLDFRVegetation ContactAggregated | WLDFR | HFTD - Distribution - Tier 3 - 5QU CoRE ¦ 2QU LoRE | Red Flag Warning - Small Fires | Vegetation Contact | Aggregated | 2039 | 0.00058916 | 527.1275 | 0.31056 | 2039 | Mitigation | 0.95 | 45 | 0 | esc | 0.00097009 | 5.7153e-07 | 0.00097009 | 5.7153e-07 | 0.03606 | 6.2742e-05 | 0.012705 | 6.0098e-07
[120 empty] | 7.3.3.17.5 (Remote Grid) Updates to grid topology to minimize risk of ignition in HFTDs Remote GridWLDFRVegetation ContactAggregated | WLDFR | HFTD - Distribution - Tier 3 - 5QU CoRE ¦ 2QU LoRE | Red Flag Warning - Small Fires | Vegetation Contact | Aggregated | 2040 | 0.00058916 | 527.1275 | 0.31056 | 2040 | Mitigation | 0.95 | 45 | 0 | esc | 0.00097009 | 5.7153e-07 | 0.00097009 | 5.7153e-07 | 0.03606 | 6.2742e-05 | 0.012705 | 6.0098e-07
[120 empty] | 7.3.3.17.5 (Remote Grid) Updates to grid topology to minimize risk of ignition in HFTDs Remote GridWLDFRVegetation ContactAggregated | WLDFR | HFTD - Distribution - Tier 3 - 5QU CoRE ¦ 2QU LoRE | Red Flag Warning - Small Fires | Vegetation Contact | Aggregated | 2041 | 0.00058916 | 527.1275 | 0.31056 | 2041 | Mitigation | 0.95 | 45 | 0 | esc | 0.00097009 | 5.7153e-07 | 0.00097009 | 5.7153e-07 | 0.03606 | 6.2742e-05 | 0.012705 | 6.0098e-07
[120 empty] | 7.3.3.17.5 (Remote Grid) Updates to grid topology to minimize risk of ignition in HFTDs Remote GridWLDFRVegetation ContactAggregated | WLDFR | HFTD - Distribution - Tier 3 - 5QU CoRE ¦ 2QU LoRE | Red Flag Warning - Small Fires | Vegetation Contact | Aggregated | 2042 | 0.00058916 | 527.1275 | 0.31056 | 2042 | Mitigation | 0.95 | 45 | 0 | esc | 0.00097009 | 5.7153e-07 | 0.00097009 | 5.7153e-07 | 0.03606 | 6.2742e-05 | 0.012705 | 6.0098e-07
[120 empty] | 7.3.3.17.5 (Remote Grid) Updates to grid topology to minimize risk of ignition in HFTDs Remote GridWLDFRVegetation ContactAggregated | WLDFR | HFTD - Distribution - Tier 3 - 5QU CoRE ¦ 2QU LoRE | Red Flag Warning - Small Fires | Vegetation Contact | Aggregated | 2043 | 0.00058916 | 527.1275 | 0.31056 | 2043 | Mitigation | 0.95 | 45 | 0 | esc | 0.00097009 | 5.7153e-07 | 0.00097009 | 5.7153e-07 | 0.03606 | 6.2742e-05 | 0.012705 | 6.0098e-07
[120 empty] | 7.3.3.17.5 (Remote Grid) Updates to grid topology to minimize risk of ignition in HFTDs Remote GridWLDFRVegetation ContactAggregated | WLDFR | HFTD - Distribution - Tier 3 - 5QU CoRE ¦ 2QU LoRE | Red Flag Warning - Small Fires | Vegetation Contact | Aggregated | 2044 | 0.00058916 | 527.1275 | 0.31056 | 2044 | Mitigation | 0.95 | 45 | 0 | esc | 0.00097009 | 5.7153e-07 | 0.00097009 | 5.7153e-07 | 0.03606 | 6.2742e-05 | 0.012705 | 6.0098e-07
[120 empty] | 7.3.3.17.5 (Remote Grid) Updates to grid topology to minimize risk of ignition in HFTDs Remote GridWLDFRVegetation ContactAggregated | WLDFR | HFTD - Distribution - Tier 3 - 5QU CoRE ¦ 2QU LoRE | Red Flag Warning - Small Fires | Vegetation Contact | Aggregated | 2045 | 0.00058916 | 527.1275 | 0.31056 | 2045 | Mitigation | 0.95 | 45 | 0 | esc | 0.00097009 | 5.7153e-07 | 0.00097009 | 5.7153e-07 | 0.03606 | 6.2742e-05 | 0.012705 | 6.0098e-07
[120 empty] | 7.3.3.17.5 (Remote Grid) Updates to grid topology to minimize risk of ignition in HFTDs Remote GridWLDFRVegetation ContactAggregated | WLDFR | HFTD - Distribution - Tier 3 - 5QU CoRE ¦ 2QU LoRE | Red Flag Warning - Small Fires | Vegetation Contact | Aggregated | 2046 | 0.00058916 | 527.1275 | 0.31056 | 2046 | Mitigation | 0.95 | 45 | 0 | esc | 0.00097009 | 5.7153e-07 | 0.00097009 | 5.7153e-07 | 0.03606 | 6.2742e-05 | 0.012705 | 6.0098e-07
[120 empty] | 7.3.3.17.5 (Remote Grid) Updates to grid topology to minimize risk of ignition in HFTDs Remote GridWLDFRVegetation ContactAggregated | WLDFR | HFTD - Distribution - Tier 3 - 5QU CoRE ¦ 2QU LoRE | Red Flag Warning - Small Fires | Vegetation Contact | Aggregated | 2047 | 0.00058916 | 527.1275 | 0.31056 | 2047 | Mitigation | 0.95 | 45 | 0 | esc | 0.00097009 | 5.7153e-07 | 0.00097009 | 5.7153e-07 | 0.03606 | 6.2742e-05 | 0.012705 | 6.0098e-07
[120 empty] | 7.3.3.17.5 (Remote Grid) Updates to grid topology to minimize risk of ignition in HFTDs Remote GridWLDFRVegetation ContactAggregated | WLDFR | HFTD - Distribution - Tier 3 - 5QU CoRE ¦ 2QU LoRE | Red Flag Warning - Small Fires | Vegetation Contact | Aggregated | 2048 | 0.00058916 | 527.1275 | 0.31056 | 2048 | Mitigation | 0.95 | 45 | 0 | esc | 0.00097009 | 5.7153e-07 | 0.00097009 | 5.7153e-07 | 0.03606 | 6.2742e-05 | 0.012705 | 6.0098e-07
[120 empty] | 7.3.3.17.5 (Remote Grid) Updates to grid topology to minimize risk of ignition in HFTDs Remote GridWLDFRVegetation ContactAggregated | WLDFR | HFTD - Distribution - Tier 3 - 5QU CoRE ¦ 2QU LoRE | Red Flag Warning - Small Fires | Vegetation Contact | Aggregated | 2049 | 0.00058916 | 527.1275 | 0.31056 | 2049 | Mitigation | 0.95 | 45 | 0 | esc | 0.00097009 | 5.7153e-07 | 0.00097009 | 5.7153e-07 | 0.03606 | 6.2742e-05 | 0.012705 | 6.0098e-07
[120 empty] | 7.3.3.17.5 (Remote Grid) Updates to grid topology to minimize risk of ignition in HFTDs Remote GridWLDFRVegetation ContactAggregated | WLDFR | HFTD - Distribution - Tier 3 - 5QU CoRE ¦ 2QU LoRE | Red Flag Warning - Small Fires | Vegetation Contact | Aggregated | 2050 | 0.00058916 | 527.1275 | 0.31056 | 2050 | Mitigation | 0.95 | 45 | 0 | esc | 0.00097009 | 5.7153e-07 | 0.00097009 | 5.7153e-07 | 0.03606 | 6.2742e-05 | 0.012705 | 6.0098e-07
[120 empty] | 7.3.3.17.5 (Remote Grid) Updates to grid topology to minimize risk of ignition in HFTDs Remote GridWLDFRVegetation ContactAggregated | WLDFR | HFTD - Distribution - Tier 3 - 5QU CoRE ¦ 2QU LoRE | Red Flag Warning - Small Fires | Vegetation Contact | Aggregated | 2051 | 0.00058916 | 527.1275 | 0.31056 | 2051 | Mitigation | 0.95 | 45 | 0 | esc | 0.00097009 | 5.7153e-07 | 0.00097009 | 5.7153e-07 | 0.03606 | 6.2742e-05 | 0.012705 | 6.0098e-07
[120 empty] | 7.3.3.17.5 (Remote Grid) Updates to grid topology to minimize risk of ignition in HFTDs Remote GridWLDFRVegetation ContactAggregated | WLDFR | HFTD - Distribution - Tier 3 - 5QU CoRE ¦ 2QU LoRE | Red Flag Warning - Small Fires | Vegetation Contact | Aggregated | 2052 | 0.00058916 | 527.1275 | 0.31056 | 2052 | Mitigation | 0.95 | 45 | 0 | esc | 0.00097009 | 5.7153e-07 | 0.00097009 | 5.7153e-07 | 0.03606 | 6.2742e-05 | 0.012705 | 6.0098e-07
[120 empty] | 7.3.3.17.5 (Remote Grid) Updates to grid topology to minimize risk of ignition in HFTDs Remote GridWLDFRVegetation ContactAggregated | WLDFR | HFTD - Distribution - Tier 3 - 5QU CoRE ¦ 2QU LoRE | Red Flag Warning - Small Fires | Vegetation Contact | Aggregated | 2053 | 0.00058916 | 527.1275 | 0.31056 | 2053 | Mitigation | 0.95 | 45 | 0 | esc | 0.00097009 | 5.7153e-07 | 0.00097009 | 5.7153e-07 | 0.03606 | 6.2742e-05 | 0.012705 | 6.0098e-07
[120 empty] | 7.3.3.17.5 (Remote Grid) Updates to grid topology to minimize risk of ignition in HFTDs Remote GridWLDFRVegetation ContactAggregated | WLDFR | HFTD - Distribution - Tier 3 - 5QU CoRE ¦ 2QU LoRE | Red Flag Warning - Small Fires | Vegetation Contact | Aggregated | 2054 | 0.00058916 | 527.1275 | 0.31056 | 2054 | Mitigation | 0.95 | 45 | 0 | esc | 0.00097009 | 5.7153e-07 | 0.00097009 | 5.7153e-07 | 0.03606 | 6.2742e-05 | 0.012705 | 6.0098e-07
[120 empty] | 7.3.3.17.5 (Remote Grid) Updates to grid topology to minimize risk of ignition in HFTDs Remote GridWLDFRVegetation ContactAggregated | WLDFR | HFTD - Distribution - Tier 3 - 5QU CoRE ¦ 2QU LoRE | Red Flag Warning - Small Fires | Vegetation Contact | Aggregated | 2055 | 0.00058916 | 527.1275 | 0.31056 | 2055 | Mitigation | 0.95 | 45 | 0 | esc | 0.00097009 | 5.7153e-07 | 0.00097009 | 5.7153e-07 | 0.03606 | 6.2742e-05 | 0.012705 | 6.0098e-07
[120 empty] | 7.3.3.17.5 (Remote Grid) Updates to grid topology to minimize risk of ignition in HFTDs Remote GridWLDFRVegetation ContactAggregated | WLDFR | HFTD - Distribution - Tier 3 - 5QU CoRE ¦ 2QU LoRE | Red Flag Warning - Small Fires | Vegetation Contact | Aggregated | 2056 | 0.00058916 | 527.1275 | 0.31056 | 2056 | Mitigation | 0.95 | 45 | 0 | esc | 0.00097009 | 5.7153e-07 | 0.00097009 | 5.7153e-07 | 0.03606 | 6.2742e-05 | 0.012705 | 6.0098e-07
[120 empty] | 7.3.3.17.5 (Remote Grid) Updates to grid topology to minimize risk of ignition in HFTDs Remote GridWLDFRVegetation ContactAggregated | WLDFR | HFTD - Distribution - Tier 3 - 5QU CoRE ¦ 2QU LoRE | Red Flag Warning - Small Fires | Vegetation Contact | Aggregated | 2057 | 0.00058916 | 527.1275 | 0.31056 | 2057 | Mitigation | 0.95 | 45 | 0 | esc | 0.00097009 | 5.7153e-07 | 0.00097009 | 5.7153e-07 | 0.03606 | 6.2742e-05 | 0.012705 | 6.0098e-07
[120 empty] | 7.3.3.17.5 (Remote Grid) Updates to grid topology to minimize risk of ignition in HFTDs Remote GridWLDFRVegetation ContactAggregated | WLDFR | HFTD - Distribution - Tier 3 - 5QU CoRE ¦ 2QU LoRE | Red Flag Warning - Small Fires | Vegetation Contact | Aggregated | 2058 | 0.00058916 | 527.1275 | 0.31056 | 2058 | Mitigation | 0.95 | 45 | 0 | esc | 0.00097009 | 5.7153e-07 | 0.00097009 | 5.7153e-07 | 0.03606 | 6.2742e-05 | 0.012705 | 6.0098e-07
[120 empty] | 7.3.3.17.5 (Remote Grid) Updates to grid topology to minimize risk of ignition in HFTDs Remote GridWLDFRVegetation ContactAggregated | WLDFR | HFTD - Distribution - Tier 3 - 5QU CoRE ¦ 2QU LoRE | Red Flag Warning - Small Fires | Vegetation Contact | Aggregated | 2059 | 0.00058916 | 527.1275 | 0.31056 | 2059 | Mitigation | 0.95 | 45 | 0 | esc | 0.00097009 | 5.7153e-07 | 0.00097009 | 5.7153e-07 | 0.03606 | 6.2742e-05 | 0.012705 | 6.0098e-07
[120 empty] | 7.3.3.17.5 (Remote Grid) Updates to grid topology to minimize risk of ignition in HFTDs Remote GridWLDFRVegetation ContactAggregated | WLDFR | HFTD - Distribution - Tier 3 - 5QU CoRE ¦ 2QU LoRE | Red Flag Warning - Small Fires | Vegetation Contact | Aggregated | 2060 | 0.00058916 | 527.1275 | 0.31056 | 2060 | Mitigation | 0.95 | 45 | 0 | esc | 0.00097009 | 5.7153e-07 | 0.00097009 | 5.7153e-07 | 0.03606 | 6.2742e-05 | 0.012705 | 6.0098e-07
[120 empty] | 7.3.3.17.5 (Remote Grid) Updates to grid topology to minimize risk of ignition in HFTDs Remote GridWLDFRVegetation ContactAggregated | WLDFR | HFTD - Distribution - Tier 3 - 5QU CoRE ¦ 2QU LoRE | Red Flag Warning - Small Fires | Vegetation Contact | Aggregated | 2061 | 0.00058916 | 527.1275 | 0.31056 | 2061 | Mitigation | 0.95 | 45 | 0 | esc | 0.00097009 | 5.7153e-07 | 0.00097009 | 5.7153e-07 | 0.03606 | 6.2742e-05 | 0.012705 | 6.0098e-07
[120 empty] | 7.3.3.17.5 (Remote Grid) Updates to grid topology to minimize risk of ignition in HFTDs Remote GridWLDFRVegetation ContactAggregated | WLDFR | HFTD - Distribution - Tier 3 - 5QU CoRE ¦ 2QU LoRE | Red Flag Warning - Small Fires | Vegetation Contact | Aggregated | 2062 | 0.00058916 | 527.1275 | 0.31056 | 2062 | Mitigation | 0.95 | 45 | 0 | esc | 0.00097009 | 5.7153e-07 | 0.00097009 | 5.7153e-07 | 0.03606 | 6.2742e-05 | 0.012705 | 6.0098e-07
[120 empty] | 7.3.3.17.5 (Remote Grid) Updates to grid topology to minimize risk of ignition in HFTDs Remote GridWLDFRVegetation ContactAggregated | WLDFR | HFTD - Distribution - Tier 3 - 5QU CoRE ¦ 2QU LoRE | Red Flag Warning - Small Fires | Vegetation Contact | Aggregated | 2063 | 0.00058916 | 527.1275 | 0.31056 | 2063 | Mitigation | 0.95 | 45 | 0 | esc | 0.00097009 | 5.7153e-07 | 0.00097009 | 5.7153e-07 | 0.03606 | 6.2742e-05 | 0.012705 | 6.0098e-07
[120 empty] | 7.3.3.17.5 (Remote Grid) Updates to grid topology to minimize risk of ignition in HFTDs Remote GridWLDFRVegetation ContactAggregated | WLDFR | HFTD - Distribution - Tier 3 - 5QU CoRE ¦ 2QU LoRE | Red Flag Warning - Small Fires | Vegetation Contact | Aggregated | 2064 | 0.00058916 | 527.1275 | 0.31056 | 2064 | Mitigation | 0.95 | 45 | 0 | esc | 0.00097009 | 5.7153e-07 | 0.00097009 | 5.7153e-07 | 0.03606 | 6.2742e-05 | 0.012705 | 6.0098e-07
[120 empty] | 7.3.3.17.5 (Remote Grid) Updates to grid topology to minimize risk of ignition in HFTDs Remote GridWLDFRVegetation ContactAggregated | WLDFR | HFTD - Distribution - Tier 3 - 5QU CoRE ¦ 2QU LoRE | Red Flag Warning - Small Fires | Vegetation Contact | Aggregated | 2065 | 0.00058916 | 527.1275 | 0.31056 | 2065 | Mitigation | 0.95 | 45 | 0 | esc | 0.00097009 | 5.7153e-07 | 0.00097009 | 5.7153e-07 | 0.03606 | 6.2742e-05 | 0.012705 | 6.0098e-07
[120 empty] | 7.3.3.17.5 (Remote Grid) Updates to grid topology to minimize risk of ignition in HFTDs Remote GridWLDFRVegetation ContactAggregated | WLDFR | HFTD - Distribution - Tier 3 - 5QU CoRE ¦ 2QU LoRE | Red Flag Warning - Small Fires | Vegetation Contact | Aggregated | 2066 | 0.00058916 | 527.1275 | 0.31056 | 2066 | Mitigation | 0.95 | 45 | 0 | esc | 0.00097009 | 5.7153e-07 | 0.00097009 | 5.7153e-07 | 0 | 0 | 0.012705 | 6.0098e-07
[120 empty] | 7.3.3.17.5 (Remote Grid) Updates to grid topology to minimize risk of ignition in HFTDs Remote GridWLDFRVegetation ContactAggregated | WLDFR | HFTD - Distribution - Tier 3 - 5QU CoRE ¦ 2QU LoRE | Red Flag Warning - Small Fires | Vegetation Contact | Aggregated | 2067 | 0.00058916 | 527.1275 | 0.31056 | 2067 | Mitigation | 0.95 | 45 | 0 | esc | 0 | 0 | 0.00097009 | 5.7153e-07 | 0.03606 | 4.7212e-06 | 0.012705 | 6.0098e-07
[120 empty] | 7.3.3.17.5 (Remote Grid) Updates to grid topology to minimize risk of ignition in HFTDs Remote GridWLDFRWire-to-wire contactAggregated | WLDFR | HFTD - Distribution - Tier 3 - 5QU CoRE ¦ 2QU LoRE | Red Flag Warning - Small Fires | Wire-to-wire contact | Aggregated | 2022 | 2.9758e-06 | 527.1275 | 0.0015686 | 2022 | Mitigation | 0.95 | 45 | 0 | esc | 0.00097009 | 2.8867e-09 | 0 | 0 | 0.03606 | 4.7212e-06 | 0 | 0
[120 empty] | 7.3.3.17.5 (Remote Grid) Updates to grid topology to minimize risk of ignition in HFTDs Remote GridWLDFRWire-to-wire contactAggregated | WLDFR | HFTD - Distribution - Tier 3 - 5QU CoRE ¦ 2QU LoRE | Red Flag Warning - Small Fires | Wire-to-wire contact | Aggregated | 2023 | 2.9758e-06 | 527.1275 | 0.0015686 | 2023 | Mitigation | 0.95 | 45 | 0 | esc | 0.00097009 | 2.8867e-09 | 0.00097009 | 2.8867e-09 | 0.03606 | 4.7212e-06 | 0 | 0
[120 empty] | 7.3.3.17.5 (Remote Grid) Updates to grid topology to minimize risk of ignition in HFTDs Remote GridWLDFRWire-to-wire contactAggregated | WLDFR | HFTD - Distribution - Tier 3 - 5QU CoRE ¦ 2QU LoRE | Red Flag Warning - Small Fires | Wire-to-wire contact | Aggregated | 2024 | 2.9758e-06 | 527.1275 | 0.0015686 | 2024 | Mitigation | 0.95 | 45 | 0 | esc | 0.00097009 | 2.8867e-09 | 0.00097009 | 2.8867e-09 | 0.03606 | 4.7212e-06 | 0.01662 | 7.7437e-08
[120 empty] | 7.3.3.17.5 (Remote Grid) Updates to grid topology to minimize risk of ignition in HFTDs Remote GridWLDFRWire-to-wire contactAggregated | WLDFR | HFTD - Distribution - Tier 3 - 5QU CoRE ¦ 2QU LoRE | Red Flag Warning - Small Fires | Wire-to-wire contact | Aggregated | 2025 | 2.9758e-06 | 527.1275 | 0.0015686 | 2025 | Mitigation | 0.95 | 45 | 0 | esc | 0.00097009 | 2.8867e-09 | 0.00097009 | 2.8867e-09 | 0.03606 | 4.7212e-06 | 0.01662 | 7.7437e-08
[120 empty] | 7.3.3.17.5 (Remote Grid) Updates to grid topology to minimize risk of ignition in HFTDs Remote GridWLDFRWire-to-wire contactAggregated | WLDFR | HFTD - Distribution - Tier 3 - 5QU CoRE ¦ 2QU LoRE | Red Flag Warning - Small Fires | Wire-to-wire contact | Aggregated | 2026 | 2.9758e-06 | 527.1275 | 0.0015686 | 2026 | Mitigation | 0.95 | 45 | 0 | esc | 0.00097009 | 2.8867e-09 | 0.00097009 | 2.8867e-09 | 0.03606 | 4.7212e-06 | 0.01662 | 7.7437e-08
[120 empty] | 7.3.3.17.5 (Remote Grid) Updates to grid topology to minimize risk of ignition in HFTDs Remote GridWLDFRWire-to-wire contactAggregated | WLDFR | HFTD - Distribution - Tier 3 - 5QU CoRE ¦ 2QU LoRE | Red Flag Warning - Small Fires | Wire-to-wire contact | Aggregated | 2027 | 2.9758e-06 | 527.1275 | 0.0015686 | 2027 | Mitigation | 0.95 | 45 | 0 | esc | 0.00097009 | 2.8867e-09 | 0.00097009 | 2.8867e-09 | 0.03606 | 4.7212e-06 | 0.01662 | 7.7437e-08
[120 empty] | 7.3.3.17.5 (Remote Grid) Updates to grid topology to minimize risk of ignition in HFTDs Remote GridWLDFRWire-to-wire contactAggregated | WLDFR | HFTD - Distribution - Tier 3 - 5QU CoRE ¦ 2QU LoRE | Red Flag Warning - Small Fires | Wire-to-wire contact | Aggregated | 2028 | 2.9758e-06 | 527.1275 | 0.0015686 | 2028 | Mitigation | 0.95 | 45 | 0 | esc | 0.00097009 | 2.8867e-09 | 0.00097009 | 2.8867e-09 | 0.03606 | 4.7212e-06 | 0.01662 | 7.7437e-08
[120 empty] | 7.3.3.17.5 (Remote Grid) Updates to grid topology to minimize risk of ignition in HFTDs Remote GridWLDFRWire-to-wire contactAggregated | WLDFR | HFTD - Distribution - Tier 3 - 5QU CoRE ¦ 2QU LoRE | Red Flag Warning - Small Fires | Wire-to-wire contact | Aggregated | 2029 | 2.9758e-06 | 527.1275 | 0.0015686 | 2029 | Mitigation | 0.95 | 45 | 0 | esc | 0.00097009 | 2.8867e-09 | 0.00097009 | 2.8867e-09 | 0.03606 | 4.7212e-06 | 0.01662 | 7.7437e-08
[120 empty] | 7.3.3.17.5 (Remote Grid) Updates to grid topology to minimize risk of ignition in HFTDs Remote GridWLDFRWire-to-wire contactAggregated | WLDFR | HFTD - Distribution - Tier 3 - 5QU CoRE ¦ 2QU LoRE | Red Flag Warning - Small Fires | Wire-to-wire contact | Aggregated | 2030 | 2.9758e-06 | 527.1275 | 0.0015686 | 2030 | Mitigation | 0.95 | 45 | 0 | esc | 0.00097009 | 2.8867e-09 | 0.00097009 | 2.8867e-09 | 0.03606 | 4.7212e-06 | 0.01662 | 7.7437e-08
[120 empty] | 7.3.3.17.5 (Remote Grid) Updates to grid topology to minimize risk of ignition in HFTDs Remote GridWLDFRWire-to-wire contactAggregated | WLDFR | HFTD - Distribution - Tier 3 - 5QU CoRE ¦ 2QU LoRE | Red Flag Warning - Small Fires | Wire-to-wire contact | Aggregated | 2031 | 2.9758e-06 | 527.1275 | 0.0015686 | 2031 | Mitigation | 0.95 | 45 | 0 | esc | 0.00097009 | 2.8867e-09 | 0.00097009 | 2.8867e-09 | 0.03606 | 4.7212e-06 | 0.01662 | 7.7437e-08
[120 empty] | 7.3.3.17.5 (Remote Grid) Updates to grid topology to minimize risk of ignition in HFTDs Remote GridWLDFRWire-to-wire contactAggregated | WLDFR | HFTD - Distribution - Tier 3 - 5QU CoRE ¦ 2QU LoRE | Red Flag Warning - Small Fires | Wire-to-wire contact | Aggregated | 2032 | 2.9758e-06 | 527.1275 | 0.0015686 | 2032 | Mitigation | 0.95 | 45 | 0 | esc | 0.00097009 | 2.8867e-09 | 0.00097009 | 2.8867e-09 | 0.03606 | 4.7212e-06 | 0.01662 | 7.7437e-08
[120 empty] | 7.3.3.17.5 (Remote Grid) Updates to grid topology to minimize risk of ignition in HFTDs Remote GridWLDFRWire-to-wire contactAggregated | WLDFR | HFTD - Distribution - Tier 3 - 5QU CoRE ¦ 2QU LoRE | Red Flag Warning - Small Fires | Wire-to-wire contact | Aggregated | 2033 | 2.9758e-06 | 527.1275 | 0.0015686 | 2033 | Mitigation | 0.95 | 45 | 0 | esc | 0.00097009 | 2.8867e-09 | 0.00097009 | 2.8867e-09 | 0.03606 | 4.7212e-06 | 0.01662 | 7.7437e-08
[120 empty] | 7.3.3.17.5 (Remote Grid) Updates to grid topology to minimize risk of ignition in HFTDs Remote GridWLDFRWire-to-wire contactAggregated | WLDFR | HFTD - Distribution - Tier 3 - 5QU CoRE ¦ 2QU LoRE | Red Flag Warning - Small Fires | Wire-to-wire contact | Aggregated | 2034 | 2.9758e-06 | 527.1275 | 0.0015686 | 2034 | Mitigation | 0.95 | 45 | 0 | esc | 0.00097009 | 2.8867e-09 | 0.00097009 | 2.8867e-09 | 0.03606 | 4.7212e-06 | 0.01662 | 7.7437e-08
[120 empty] | 7.3.3.17.5 (Remote Grid) Updates to grid topology to minimize risk of ignition in HFTDs Remote GridWLDFRWire-to-wire contactAggregated | WLDFR | HFTD - Distribution - Tier 3 - 5QU CoRE ¦ 2QU LoRE | Red Flag Warning - Small Fires | Wire-to-wire contact | Aggregated | 2035 | 2.9758e-06 | 527.1275 | 0.0015686 | 2035 | Mitigation | 0.95 | 45 | 0 | esc | 0.00097009 | 2.8867e-09 | 0.00097009 | 2.8867e-09 | 0.03606 | 4.7212e-06 | 0.01662 | 7.7437e-08
[120 empty] | 7.3.3.17.5 (Remote Grid) Updates to grid topology to minimize risk of ignition in HFTDs Remote GridWLDFRWire-to-wire contactAggregated | WLDFR | HFTD - Distribution - Tier 3 - 5QU CoRE ¦ 2QU LoRE | Red Flag Warning - Small Fires | Wire-to-wire contact | Aggregated | 2036 | 2.9758e-06 | 527.1275 | 0.0015686 | 2036 | Mitigation | 0.95 | 45 | 0 | esc | 0.00097009 | 2.8867e-09 | 0.00097009 | 2.8867e-09 | 0.03606 | 4.7212e-06 | 0.01662 | 7.7437e-08
[120 empty] | 7.3.3.17.5 (Remote Grid) Updates to grid topology to minimize risk of ignition in HFTDs Remote GridWLDFRWire-to-wire contactAggregated | WLDFR | HFTD - Distribution - Tier 3 - 5QU CoRE ¦ 2QU LoRE | Red Flag Warning - Small Fires | Wire-to-wire contact | Aggregated | 2037 | 2.9758e-06 | 527.1275 | 0.0015686 | 2037 | Mitigation | 0.95 | 45 | 0 | esc | 0.00097009 | 2.8867e-09 | 0.00097009 | 2.8867e-09 | 0.03606 | 4.7212e-06 | 0.01662 | 7.7437e-08
[120 empty] | 7.3.3.17.5 (Remote Grid) Updates to grid topology to minimize risk of ignition in HFTDs Remote GridWLDFRWire-to-wire contactAggregated | WLDFR | HFTD - Distribution - Tier 3 - 5QU CoRE ¦ 2QU LoRE | Red Flag Warning - Small Fires | Wire-to-wire contact | Aggregated | 2038 | 2.9758e-06 | 527.1275 | 0.0015686 | 2038 | Mitigation | 0.95 | 45 | 0 | esc | 0.00097009 | 2.8867e-09 | 0.00097009 | 2.8867e-09 | 0.03606 | 4.7212e-06 | 0.01662 | 7.7437e-08
[120 empty] | 7.3.3.17.5 (Remote Grid) Updates to grid topology to minimize risk of ignition in HFTDs Remote GridWLDFRWire-to-wire contactAggregated | WLDFR | HFTD - Distribution - Tier 3 - 5QU CoRE ¦ 2QU LoRE | Red Flag Warning - Small Fires | Wire-to-wire contact | Aggregated | 2039 | 2.9758e-06 | 527.1275 | 0.0015686 | 2039 | Mitigation | 0.95 | 45 | 0 | esc | 0.00097009 | 2.8867e-09 | 0.00097009 | 2.8867e-09 | 0.03606 | 4.7212e-06 | 0.01662 | 7.7437e-08
[120 empty] | 7.3.3.17.5 (Remote Grid) Updates to grid topology to minimize risk of ignition in HFTDs Remote GridWLDFRWire-to-wire contactAggregated | WLDFR | HFTD - Distribution - Tier 3 - 5QU CoRE ¦ 2QU LoRE | Red Flag Warning - Small Fires | Wire-to-wire contact | Aggregated | 2040 | 2.9758e-06 | 527.1275 | 0.0015686 | 2040 | Mitigation | 0.95 | 45 | 0 | esc | 0.00097009 | 2.8867e-09 | 0.00097009 | 2.8867e-09 | 0.03606 | 4.7212e-06 | 0.01662 | 7.7437e-08
[120 empty] | 7.3.3.17.5 (Remote Grid) Updates to grid topology to minimize risk of ignition in HFTDs Remote GridWLDFRWire-to-wire contactAggregated | WLDFR | HFTD - Distribution - Tier 3 - 5QU CoRE ¦ 2QU LoRE | Red Flag Warning - Small Fires | Wire-to-wire contact | Aggregated | 2041 | 2.9758e-06 | 527.1275 | 0.0015686 | 2041 | Mitigation | 0.95 | 45 | 0 | esc | 0.00097009 | 2.8867e-09 | 0.00097009 | 2.8867e-09 | 0.03606 | 4.7212e-06 | 0.01662 | 7.7437e-08
[120 empty] | 7.3.3.17.5 (Remote Grid) Updates to grid topology to minimize risk of ignition in HFTDs Remote GridWLDFRWire-to-wire contactAggregated | WLDFR | HFTD - Distribution - Tier 3 - 5QU CoRE ¦ 2QU LoRE | Red Flag Warning - Small Fires | Wire-to-wire contact | Aggregated | 2042 | 2.9758e-06 | 527.1275 | 0.0015686 | 2042 | Mitigation | 0.95 | 45 | 0 | esc | 0.00097009 | 2.8867e-09 | 0.00097009 | 2.8867e-09 | 0.03606 | 4.7212e-06 | 0.01662 | 7.7437e-08
[120 empty] | 7.3.3.17.5 (Remote Grid) Updates to grid topology to minimize risk of ignition in HFTDs Remote GridWLDFRWire-to-wire contactAggregated | WLDFR | HFTD - Distribution - Tier 3 - 5QU CoRE ¦ 2QU LoRE | Red Flag Warning - Small Fires | Wire-to-wire contact | Aggregated | 2043 | 2.9758e-06 | 527.1275 | 0.0015686 | 2043 | Mitigation | 0.95 | 45 | 0 | esc | 0.00097009 | 2.8867e-09 | 0.00097009 | 2.8867e-09 | 0.03606 | 4.7212e-06 | 0.01662 | 7.7437e-08
[120 empty] | 7.3.3.17.5 (Remote Grid) Updates to grid topology to minimize risk of ignition in HFTDs Remote GridWLDFRWire-to-wire contactAggregated | WLDFR | HFTD - Distribution - Tier 3 - 5QU CoRE ¦ 2QU LoRE | Red Flag Warning - Small Fires | Wire-to-wire contact | Aggregated | 2044 | 2.9758e-06 | 527.1275 | 0.0015686 | 2044 | Mitigation | 0.95 | 45 | 0 | esc | 0.00097009 | 2.8867e-09 | 0.00097009 | 2.8867e-09 | 0.03606 | 4.7212e-06 | 0.01662 | 7.7437e-08
[120 empty] | 7.3.3.17.5 (Remote Grid) Updates to grid topology to minimize risk of ignition in HFTDs Remote GridWLDFRWire-to-wire contactAggregated | WLDFR | HFTD - Distribution - Tier 3 - 5QU CoRE ¦ 2QU LoRE | Red Flag Warning - Small Fires | Wire-to-wire contact | Aggregated | 2045 | 2.9758e-06 | 527.1275 | 0.0015686 | 2045 | Mitigation | 0.95 | 45 | 0 | esc | 0.00097009 | 2.8867e-09 | 0.00097009 | 2.8867e-09 | 0.03606 | 4.7212e-06 | 0.01662 | 7.7437e-08
[120 empty] | 7.3.3.17.5 (Remote Grid) Updates to grid topology to minimize risk of ignition in HFTDs Remote GridWLDFRWire-to-wire contactAggregated | WLDFR | HFTD - Distribution - Tier 3 - 5QU CoRE ¦ 2QU LoRE | Red Flag Warning - Small Fires | Wire-to-wire contact | Aggregated | 2046 | 2.9758e-06 | 527.1275 | 0.0015686 | 2046 | Mitigation | 0.95 | 45 | 0 | esc | 0.00097009 | 2.8867e-09 | 0.00097009 | 2.8867e-09 | 0.03606 | 4.7212e-06 | 0.01662 | 7.7437e-08
[120 empty] | 7.3.3.17.5 (Remote Grid) Updates to grid topology to minimize risk of ignition in HFTDs Remote GridWLDFRWire-to-wire contactAggregated | WLDFR | HFTD - Distribution - Tier 3 - 5QU CoRE ¦ 2QU LoRE | Red Flag Warning - Small Fires | Wire-to-wire contact | Aggregated | 2047 | 2.9758e-06 | 527.1275 | 0.0015686 | 2047 | Mitigation | 0.95 | 45 | 0 | esc | 0.00097009 | 2.8867e-09 | 0.00097009 | 2.8867e-09 | 0.03606 | 4.7212e-06 | 0.01662 | 7.7437e-08
[120 empty] | 7.3.3.17.5 (Remote Grid) Updates to grid topology to minimize risk of ignition in HFTDs Remote GridWLDFRWire-to-wire contactAggregated | WLDFR | HFTD - Distribution - Tier 3 - 5QU CoRE ¦ 2QU LoRE | Red Flag Warning - Small Fires | Wire-to-wire contact | Aggregated | 2048 | 2.9758e-06 | 527.1275 | 0.0015686 | 2048 | Mitigation | 0.95 | 45 | 0 | esc | 0.00097009 | 2.8867e-09 | 0.00097009 | 2.8867e-09 | 0.03606 | 4.7212e-06 | 0.01662 | 7.7437e-08
[120 empty] | 7.3.3.17.5 (Remote Grid) Updates to grid topology to minimize risk of ignition in HFTDs Remote GridWLDFRWire-to-wire contactAggregated | WLDFR | HFTD - Distribution - Tier 3 - 5QU CoRE ¦ 2QU LoRE | Red Flag Warning - Small Fires | Wire-to-wire contact | Aggregated | 2049 | 2.9758e-06 | 527.1275 | 0.0015686 | 2049 | Mitigation | 0.95 | 45 | 0 | esc | 0.00097009 | 2.8867e-09 | 0.00097009 | 2.8867e-09 | 0.03606 | 4.7212e-06 | 0.01662 | 7.7437e-08
[120 empty] | 7.3.3.17.5 (Remote Grid) Updates to grid topology to minimize risk of ignition in HFTDs Remote GridWLDFRWire-to-wire contactAggregated | WLDFR | HFTD - Distribution - Tier 3 - 5QU CoRE ¦ 2QU LoRE | Red Flag Warning - Small Fires | Wire-to-wire contact | Aggregated | 2050 | 2.9758e-06 | 527.1275 | 0.0015686 | 2050 | Mitigation | 0.95 | 45 | 0 | esc | 0.00097009 | 2.8867e-09 | 0.00097009 | 2.8867e-09 | 0.03606 | 4.7212e-06 | 0.01662 | 7.7437e-08
[120 empty] | 7.3.3.17.5 (Remote Grid) Updates to grid topology to minimize risk of ignition in HFTDs Remote GridWLDFRWire-to-wire contactAggregated | WLDFR | HFTD - Distribution - Tier 3 - 5QU CoRE ¦ 2QU LoRE | Red Flag Warning - Small Fires | Wire-to-wire contact | Aggregated | 2051 | 2.9758e-06 | 527.1275 | 0.0015686 | 2051 | Mitigation | 0.95 | 45 | 0 | esc | 0.00097009 | 2.8867e-09 | 0.00097009 | 2.8867e-09 | 0.03606 | 4.7212e-06 | 0.01662 | 7.7437e-08
[120 empty] | 7.3.3.17.5 (Remote Grid) Updates to grid topology to minimize risk of ignition in HFTDs Remote GridWLDFRWire-to-wire contactAggregated | WLDFR | HFTD - Distribution - Tier 3 - 5QU CoRE ¦ 2QU LoRE | Red Flag Warning - Small Fires | Wire-to-wire contact | Aggregated | 2052 | 2.9758e-06 | 527.1275 | 0.0015686 | 2052 | Mitigation | 0.95 | 45 | 0 | esc | 0.00097009 | 2.8867e-09 | 0.00097009 | 2.8867e-09 | 0.03606 | 4.7212e-06 | 0.01662 | 7.7437e-08
[120 empty] | 7.3.3.17.5 (Remote Grid) Updates to grid topology to minimize risk of ignition in HFTDs Remote GridWLDFRWire-to-wire contactAggregated | WLDFR | HFTD - Distribution - Tier 3 - 5QU CoRE ¦ 2QU LoRE | Red Flag Warning - Small Fires | Wire-to-wire contact | Aggregated | 2053 | 2.9758e-06 | 527.1275 | 0.0015686 | 2053 | Mitigation | 0.95 | 45 | 0 | esc | 0.00097009 | 2.8867e-09 | 0.00097009 | 2.8867e-09 | 0.03606 | 4.7212e-06 | 0.01662 | 7.7437e-08
[120 empty] | 7.3.3.17.5 (Remote Grid) Updates to grid topology to minimize risk of ignition in HFTDs Remote GridWLDFRWire-to-wire contactAggregated | WLDFR | HFTD - Distribution - Tier 3 - 5QU CoRE ¦ 2QU LoRE | Red Flag Warning - Small Fires | Wire-to-wire contact | Aggregated | 2054 | 2.9758e-06 | 527.1275 | 0.0015686 | 2054 | Mitigation | 0.95 | 45 | 0 | esc | 0.00097009 | 2.8867e-09 | 0.00097009 | 2.8867e-09 | 0.03606 | 4.7212e-06 | 0 | 0
[120 empty] | 7.3.3.17.5 (Remote Grid) Updates to grid topology to minimize risk of ignition in HFTDs Remote GridWLDFRWire-to-wire contactAggregated | WLDFR | HFTD - Distribution - Tier 3 - 5QU CoRE ¦ 2QU LoRE | Red Flag Warning - Small Fires | Wire-to-wire contact | Aggregated | 2055 | 2.9758e-06 | 527.1275 | 0.0015686 | 2055 | Mitigation | 0.95 | 45 | 0 | esc | 0.00097009 | 2.8867e-09 | 0.00097009 | 2.8867e-09 | 0.03606 | 4.7212e-06 | 0 | 0
[120 empty] | 7.3.3.17.5 (Remote Grid) Updates to grid topology to minimize risk of ignition in HFTDs Remote GridWLDFRWire-to-wire contactAggregated | WLDFR | HFTD - Distribution - Tier 3 - 5QU CoRE ¦ 2QU LoRE | Red Flag Warning - Small Fires | Wire-to-wire contact | Aggregated | 2056 | 2.9758e-06 | 527.1275 | 0.0015686 | 2056 | Mitigation | 0.95 | 45 | 0 | esc | 0.00097009 | 2.8867e-09 | 0.00097009 | 2.8867e-09 | 0.03606 | 4.7212e-06 | 0.0080352 | 2.5375e-06
[120 empty] | 7.3.3.17.5 (Remote Grid) Updates to grid topology to minimize risk of ignition in HFTDs Remote GridWLDFRWire-to-wire contactAggregated | WLDFR | HFTD - Distribution - Tier 3 - 5QU CoRE ¦ 2QU LoRE | Red Flag Warning - Small Fires | Wire-to-wire contact | Aggregated | 2057 | 2.9758e-06 | 527.1275 | 0.0015686 | 2057 | Mitigation | 0.95 | 45 | 0 | esc | 0.00097009 | 2.8867e-09 | 0.00097009 | 2.8867e-09 | 0.03606 | 4.7212e-06 | 0.0080352 | 2.5375e-06
[120 empty] | 7.3.3.17.5 (Remote Grid) Updates to grid topology to minimize risk of ignition in HFTDs Remote GridWLDFRWire-to-wire contactAggregated | WLDFR | HFTD - Distribution - Tier 3 - 5QU CoRE ¦ 2QU LoRE | Red Flag Warning - Small Fires | Wire-to-wire contact | Aggregated | 2058 | 2.9758e-06 | 527.1275 | 0.0015686 | 2058 | Mitigation | 0.95 | 45 | 0 | esc | 0.00097009 | 2.8867e-09 | 0.00097009 | 2.8867e-09 | 0.03606 | 4.7212e-06 | 0.0080352 | 2.5375e-06
[120 empty] | 7.3.3.17.5 (Remote Grid) Updates to grid topology to minimize risk of ignition in HFTDs Remote GridWLDFRWire-to-wire contactAggregated | WLDFR | HFTD - Distribution - Tier 3 - 5QU CoRE ¦ 2QU LoRE | Red Flag Warning - Small Fires | Wire-to-wire contact | Aggregated | 2059 | 2.9758e-06 | 527.1275 | 0.0015686 | 2059 | Mitigation | 0.95 | 45 | 0 | esc | 0.00097009 | 2.8867e-09 | 0.00097009 | 2.8867e-09 | 0.03606 | 4.7212e-06 | 0.0080352 | 2.5375e-06
[120 empty] | 7.3.3.17.5 (Remote Grid) Updates to grid topology to minimize risk of ignition in HFTDs Remote GridWLDFRWire-to-wire contactAggregated | WLDFR | HFTD - Distribution - Tier 3 - 5QU CoRE ¦ 2QU LoRE | Red Flag Warning - Small Fires | Wire-to-wire contact | Aggregated | 2060 | 2.9758e-06 | 527.1275 | 0.0015686 | 2060 | Mitigation | 0.95 | 45 | 0 | esc | 0.00097009 | 2.8867e-09 | 0.00097009 | 2.8867e-09 | 0.03606 | 4.7212e-06 | 0.0080352 | 2.5375e-06
[120 empty] | 7.3.3.17.5 (Remote Grid) Updates to grid topology to minimize risk of ignition in HFTDs Remote GridWLDFRWire-to-wire contactAggregated | WLDFR | HFTD - Distribution - Tier 3 - 5QU CoRE ¦ 2QU LoRE | Red Flag Warning - Small Fires | Wire-to-wire contact | Aggregated | 2061 | 2.9758e-06 | 527.1275 | 0.0015686 | 2061 | Mitigation | 0.95 | 45 | 0 | esc | 0.00097009 | 2.8867e-09 | 0.00097009 | 2.8867e-09 | 0.03606 | 4.7212e-06 | 0.0080352 | 2.5375e-06
[120 empty] | 7.3.3.17.5 (Remote Grid) Updates to grid topology to minimize risk of ignition in HFTDs Remote GridWLDFRWire-to-wire contactAggregated | WLDFR | HFTD - Distribution - Tier 3 - 5QU CoRE ¦ 2QU LoRE | Red Flag Warning - Small Fires | Wire-to-wire contact | Aggregated | 2062 | 2.9758e-06 | 527.1275 | 0.0015686 | 2062 | Mitigation | 0.95 | 45 | 0 | esc | 0.00097009 | 2.8867e-09 | 0.00097009 | 2.8867e-09 | 0.03606 | 4.7212e-06 | 0.0080352 | 2.5375e-06
[120 empty] | 7.3.3.17.5 (Remote Grid) Updates to grid topology to minimize risk of ignition in HFTDs Remote GridWLDFRWire-to-wire contactAggregated | WLDFR | HFTD - Distribution - Tier 3 - 5QU CoRE ¦ 2QU LoRE | Red Flag Warning - Small Fires | Wire-to-wire contact | Aggregated | 2063 | 2.9758e-06 | 527.1275 | 0.0015686 | 2063 | Mitigation | 0.95 | 45 | 0 | esc | 0.00097009 | 2.8867e-09 | 0.00097009 | 2.8867e-09 | 0.03606 | 4.7212e-06 | 0.0080352 | 2.5375e-06
[120 empty] | 7.3.3.17.5 (Remote Grid) Updates to grid topology to minimize risk of ignition in HFTDs Remote GridWLDFRWire-to-wire contactAggregated | WLDFR | HFTD - Distribution - Tier 3 - 5QU CoRE ¦ 2QU LoRE | Red Flag Warning - Small Fires | Wire-to-wire contact | Aggregated | 2064 | 2.9758e-06 | 527.1275 | 0.0015686 | 2064 | Mitigation | 0.95 | 45 | 0 | esc | 0.00097009 | 2.8867e-09 | 0.00097009 | 2.8867e-09 | 0.03606 | 4.7212e-06 | 0.0080352 | 2.5375e-06
[120 empty] | 7.3.3.17.5 (Remote Grid) Updates to grid topology to minimize risk of ignition in HFTDs Remote GridWLDFRWire-to-wire contactAggregated | WLDFR | HFTD - Distribution - Tier 3 - 5QU CoRE ¦ 2QU LoRE | Red Flag Warning - Small Fires | Wire-to-wire contact | Aggregated | 2065 | 2.9758e-06 | 527.1275 | 0.0015686 | 2065 | Mitigation | 0.95 | 45 | 0 | esc | 0.00097009 | 2.8867e-09 | 0.00097009 | 2.8867e-09 | 0.03606 | 4.7212e-06 | 0.0080352 | 2.5375e-06
[120 empty] | 7.3.3.17.5 (Remote Grid) Updates to grid topology to minimize risk of ignition in HFTDs Remote GridWLDFRWire-to-wire contactAggregated | WLDFR | HFTD - Distribution - Tier 3 - 5QU CoRE ¦ 2QU LoRE | Red Flag Warning - Small Fires | Wire-to-wire contact | Aggregated | 2066 | 2.9758e-06 | 527.1275 | 0.0015686 | 2066 | Mitigation | 0.95 | 45 | 0 | esc | 0.00097009 | 2.8867e-09 | 0.00097009 | 2.8867e-09 | 0.03606 | 4.7212e-06 | 0.0080352 | 2.5375e-06
[120 empty] | 7.3.3.17.5 (Remote Grid) Updates to grid topology to minimize risk of ignition in HFTDs Remote GridWLDFRWire-to-wire contactAggregated | WLDFR | HFTD - Distribution - Tier 3 - 5QU CoRE ¦ 2QU LoRE | Red Flag Warning - Small Fires | Wire-to-wire contact | Aggregated | 2067 | 2.9758e-06 | 527.1275 | 0.0015686 | 2067 | Mitigation | 0.95 | 45 | 0 | esc | 0 | 0 | 0.00097009 | 2.8867e-09 | 0.03606 | 4.7212e-06 | 0.0080352 | 2.5375e-06
[120 empty] | 7.3.3.17.5 (Remote Grid) Updates to grid topology to minimize risk of ignition in HFTDs Remote GridWLDFRContact from objectAggregated | WLDFR | HFTD - Distribution - Tier 3 - 5QU CoRE ¦ 3QU LoRE | Non-Red Flag Warning - Catastrophic Fires | Contact from object | Aggregated | 2022 | 4.9062e-08 | 190.7177 | 9.357e-06 | 2022 | Mitigation | 0.95 | 45 | 0 | esc | 0.00097009 | 4.7594e-11 | 0 | 0 | 0.03606 | 4.7212e-06 | 0.0080352 | 2.5375e-06
[120 empty] | 7.3.3.17.5 (Remote Grid) Updates to grid topology to minimize risk of ignition in HFTDs Remote GridWLDFRContact from objectAggregated | WLDFR | HFTD - Distribution - Tier 3 - 5QU CoRE ¦ 3QU LoRE | Non-Red Flag Warning - Catastrophic Fires | Contact from object | Aggregated | 2023 | 4.9062e-08 | 190.7177 | 9.357e-06 | 2023 | Mitigation | 0.95 | 45 | 0 | esc | 0.00097009 | 4.7594e-11 | 0.00097009 | 4.7594e-11 | 0.03606 | 4.7212e-06 | 0.0080352 | 2.5375e-06
[120 empty] | 7.3.3.17.5 (Remote Grid) Updates to grid topology to minimize risk of ignition in HFTDs Remote GridWLDFRContact from objectAggregated | WLDFR | HFTD - Distribution - Tier 3 - 5QU CoRE ¦ 3QU LoRE | Non-Red Flag Warning - Catastrophic Fires | Contact from object | Aggregated | 2024 | 4.9062e-08 | 190.7177 | 9.357e-06 | 2024 | Mitigation | 0.95 | 45 | 0 | esc | 0.00097009 | 4.7594e-11 | 0.00097009 | 4.7594e-11 | 0 | 0 | 0.0080352 | 2.5375e-06
[120 empty] | 7.3.3.17.5 (Remote Grid) Updates to grid topology to minimize risk of ignition in HFTDs Remote GridWLDFRContact from objectAggregated | WLDFR | HFTD - Distribution - Tier 3 - 5QU CoRE ¦ 3QU LoRE | Non-Red Flag Warning - Catastrophic Fires | Contact from object | Aggregated | 2025 | 4.9062e-08 | 190.7177 | 9.357e-06 | 2025 | Mitigation | 0.95 | 45 | 0 | esc | 0.00097009 | 4.7594e-11 | 0.00097009 | 4.7594e-11 | 0.03606 | 7.8254e-07 | 0.0080352 | 2.5375e-06
[120 empty] | 7.3.3.17.5 (Remote Grid) Updates to grid topology to minimize risk of ignition in HFTDs Remote GridWLDFRContact from objectAggregated | WLDFR | HFTD - Distribution - Tier 3 - 5QU CoRE ¦ 3QU LoRE | Non-Red Flag Warning - Catastrophic Fires | Contact from object | Aggregated | 2026 | 4.9062e-08 | 190.7177 | 9.357e-06 | 2026 | Mitigation | 0.95 | 45 | 0 | esc | 0.00097009 | 4.7594e-11 | 0.00097009 | 4.7594e-11 | 0.03606 | 7.8254e-07 | 0.0080352 | 2.5375e-06
[120 empty] | 7.3.3.17.5 (Remote Grid) Updates to grid topology to minimize risk of ignition in HFTDs Remote GridWLDFRContact from objectAggregated | WLDFR | HFTD - Distribution - Tier 3 - 5QU CoRE ¦ 3QU LoRE | Non-Red Flag Warning - Catastrophic Fires | Contact from object | Aggregated | 2027 | 4.9062e-08 | 190.7177 | 9.357e-06 | 2027 | Mitigation | 0.95 | 45 | 0 | esc | 0.00097009 | 4.7594e-11 | 0.00097009 | 4.7594e-11 | 0.03606 | 7.8254e-07 | 0.0080352 | 2.5375e-06
[120 empty] | 7.3.3.17.5 (Remote Grid) Updates to grid topology to minimize risk of ignition in HFTDs Remote GridWLDFRContact from objectAggregated | WLDFR | HFTD - Distribution - Tier 3 - 5QU CoRE ¦ 3QU LoRE | Non-Red Flag Warning - Catastrophic Fires | Contact from object | Aggregated | 2028 | 4.9062e-08 | 190.7177 | 9.357e-06 | 2028 | Mitigation | 0.95 | 45 | 0 | esc | 0.00097009 | 4.7594e-11 | 0.00097009 | 4.7594e-11 | 0.03606 | 7.8254e-07 | 0.0080352 | 2.5375e-06
[120 empty] | 7.3.3.17.5 (Remote Grid) Updates to grid topology to minimize risk of ignition in HFTDs Remote GridWLDFRContact from objectAggregated | WLDFR | HFTD - Distribution - Tier 3 - 5QU CoRE ¦ 3QU LoRE | Non-Red Flag Warning - Catastrophic Fires | Contact from object | Aggregated | 2029 | 4.9062e-08 | 190.7177 | 9.357e-06 | 2029 | Mitigation | 0.95 | 45 | 0 | esc | 0.00097009 | 4.7594e-11 | 0.00097009 | 4.7594e-11 | 0.03606 | 7.8254e-07 | 0.0080352 | 2.5375e-06
[120 empty] | 7.3.3.17.5 (Remote Grid) Updates to grid topology to minimize risk of ignition in HFTDs Remote GridWLDFRContact from objectAggregated | WLDFR | HFTD - Distribution - Tier 3 - 5QU CoRE ¦ 3QU LoRE | Non-Red Flag Warning - Catastrophic Fires | Contact from object | Aggregated | 2030 | 4.9062e-08 | 190.7177 | 9.357e-06 | 2030 | Mitigation | 0.95 | 45 | 0 | esc | 0.00097009 | 4.7594e-11 | 0.00097009 | 4.7594e-11 | 0.03606 | 7.8254e-07 | 0.0080352 | 2.5375e-06
[120 empty] | 7.3.3.17.5 (Remote Grid) Updates to grid topology to minimize risk of ignition in HFTDs Remote GridWLDFRContact from objectAggregated | WLDFR | HFTD - Distribution - Tier 3 - 5QU CoRE ¦ 3QU LoRE | Non-Red Flag Warning - Catastrophic Fires | Contact from object | Aggregated | 2031 | 4.9062e-08 | 190.7177 | 9.357e-06 | 2031 | Mitigation | 0.95 | 45 | 0 | esc | 0.00097009 | 4.7594e-11 | 0.00097009 | 4.7594e-11 | 0.03606 | 7.8254e-07 | 0.0080352 | 2.5375e-06
[120 empty] | 7.3.3.17.5 (Remote Grid) Updates to grid topology to minimize risk of ignition in HFTDs Remote GridWLDFRContact from objectAggregated | WLDFR | HFTD - Distribution - Tier 3 - 5QU CoRE ¦ 3QU LoRE | Non-Red Flag Warning - Catastrophic Fires | Contact from object | Aggregated | 2032 | 4.9062e-08 | 190.7177 | 9.357e-06 | 2032 | Mitigation | 0.95 | 45 | 0 | esc | 0.00097009 | 4.7594e-11 | 0.00097009 | 4.7594e-11 | 0.03606 | 7.8254e-07 | 0.0080352 | 2.5375e-06
[120 empty] | 7.3.3.17.5 (Remote Grid) Updates to grid topology to minimize risk of ignition in HFTDs Remote GridWLDFRContact from objectAggregated | WLDFR | HFTD - Distribution - Tier 3 - 5QU CoRE ¦ 3QU LoRE | Non-Red Flag Warning - Catastrophic Fires | Contact from object | Aggregated | 2033 | 4.9062e-08 | 190.7177 | 9.357e-06 | 2033 | Mitigation | 0.95 | 45 | 0 | esc | 0.00097009 | 4.7594e-11 | 0.00097009 | 4.7594e-11 | 0.03606 | 7.8254e-07 | 0.0080352 | 2.5375e-06
[120 empty] | 7.3.3.17.5 (Remote Grid) Updates to grid topology to minimize risk of ignition in HFTDs Remote GridWLDFRContact from objectAggregated | WLDFR | HFTD - Distribution - Tier 3 - 5QU CoRE ¦ 3QU LoRE | Non-Red Flag Warning - Catastrophic Fires | Contact from object | Aggregated | 2034 | 4.9062e-08 | 190.7177 | 9.357e-06 | 2034 | Mitigation | 0.95 | 45 | 0 | esc | 0.00097009 | 4.7594e-11 | 0.00097009 | 4.7594e-11 | 0.03606 | 7.8254e-07 | 0.0080352 | 2.5375e-06
[120 empty] | 7.3.3.17.5 (Remote Grid) Updates to grid topology to minimize risk of ignition in HFTDs Remote GridWLDFRContact from objectAggregated | WLDFR | HFTD - Distribution - Tier 3 - 5QU CoRE ¦ 3QU LoRE | Non-Red Flag Warning - Catastrophic Fires | Contact from object | Aggregated | 2035 | 4.9062e-08 | 190.7177 | 9.357e-06 | 2035 | Mitigation | 0.95 | 45 | 0 | esc | 0.00097009 | 4.7594e-11 | 0.00097009 | 4.7594e-11 | 0.03606 | 7.8254e-07 | 0.0080352 | 2.5375e-06
[120 empty] | 7.3.3.17.5 (Remote Grid) Updates to grid topology to minimize risk of ignition in HFTDs Remote GridWLDFRContact from objectAggregated | WLDFR | HFTD - Distribution - Tier 3 - 5QU CoRE ¦ 3QU LoRE | Non-Red Flag Warning - Catastrophic Fires | Contact from object | Aggregated | 2036 | 4.9062e-08 | 190.7177 | 9.357e-06 | 2036 | Mitigation | 0.95 | 45 | 0 | esc | 0.00097009 | 4.7594e-11 | 0.00097009 | 4.7594e-11 | 0.03606 | 7.8254e-07 | 0.0080352 | 2.5375e-06
[120 empty] | 7.3.3.17.5 (Remote Grid) Updates to grid topology to minimize risk of ignition in HFTDs Remote GridWLDFRContact from objectAggregated | WLDFR | HFTD - Distribution - Tier 3 - 5QU CoRE ¦ 3QU LoRE | Non-Red Flag Warning - Catastrophic Fires | Contact from object | Aggregated | 2037 | 4.9062e-08 | 190.7177 | 9.357e-06 | 2037 | Mitigation | 0.95 | 45 | 0 | esc | 0.00097009 | 4.7594e-11 | 0.00097009 | 4.7594e-11 | 0.03606 | 7.8254e-07 | 0.0080352 | 2.5375e-06
[120 empty] | 7.3.3.17.5 (Remote Grid) Updates to grid topology to minimize risk of ignition in HFTDs Remote GridWLDFRContact from objectAggregated | WLDFR | HFTD - Distribution - Tier 3 - 5QU CoRE ¦ 3QU LoRE | Non-Red Flag Warning - Catastrophic Fires | Contact from object | Aggregated | 2038 | 4.9062e-08 | 190.7177 | 9.357e-06 | 2038 | Mitigation | 0.95 | 45 | 0 | esc | 0.00097009 | 4.7594e-11 | 0.00097009 | 4.7594e-11 | 0.03606 | 7.8254e-07 | 0.0080352 | 2.5375e-06
[120 empty] | 7.3.3.17.5 (Remote Grid) Updates to grid topology to minimize risk of ignition in HFTDs Remote GridWLDFRContact from objectAggregated | WLDFR | HFTD - Distribution - Tier 3 - 5QU CoRE ¦ 3QU LoRE | Non-Red Flag Warning - Catastrophic Fires | Contact from object | Aggregated | 2039 | 4.9062e-08 | 190.7177 | 9.357e-06 | 2039 | Mitigation | 0.95 | 45 | 0 | esc | 0.00097009 | 4.7594e-11 | 0.00097009 | 4.7594e-11 | 0.03606 | 7.8254e-07 | 0.0080352 | 2.5375e-06
[120 empty] | 7.3.3.17.5 (Remote Grid) Updates to grid topology to minimize risk of ignition in HFTDs Remote GridWLDFRContact from objectAggregated | WLDFR | HFTD - Distribution - Tier 3 - 5QU CoRE ¦ 3QU LoRE | Non-Red Flag Warning - Catastrophic Fires | Contact from object | Aggregated | 2040 | 4.9062e-08 | 190.7177 | 9.357e-06 | 2040 | Mitigation | 0.95 | 45 | 0 | esc | 0.00097009 | 4.7594e-11 | 0.00097009 | 4.7594e-11 | 0.03606 | 7.8254e-07 | 0 | 0
[120 empty] | 7.3.3.17.5 (Remote Grid) Updates to grid topology to minimize risk of ignition in HFTDs Remote GridWLDFRContact from objectAggregated | WLDFR | HFTD - Distribution - Tier 3 - 5QU CoRE ¦ 3QU LoRE | Non-Red Flag Warning - Catastrophic Fires | Contact from object | Aggregated | 2041 | 4.9062e-08 | 190.7177 | 9.357e-06 | 2041 | Mitigation | 0.95 | 45 | 0 | esc | 0.00097009 | 4.7594e-11 | 0.00097009 | 4.7594e-11 | 0.03606 | 7.8254e-07 | 0 | 0
[120 empty] | 7.3.3.17.5 (Remote Grid) Updates to grid topology to minimize risk of ignition in HFTDs Remote GridWLDFRContact from objectAggregated | WLDFR | HFTD - Distribution - Tier 3 - 5QU CoRE ¦ 3QU LoRE | Non-Red Flag Warning - Catastrophic Fires | Contact from object | Aggregated | 2042 | 4.9062e-08 | 190.7177 | 9.357e-06 | 2042 | Mitigation | 0.95 | 45 | 0 | esc | 0.00097009 | 4.7594e-11 | 0.00097009 | 4.7594e-11 | 0.03606 | 7.8254e-07 | 0.010315 | 9.0127e-07
[120 empty] | 7.3.3.17.5 (Remote Grid) Updates to grid topology to minimize risk of ignition in HFTDs Remote GridWLDFRContact from objectAggregated | WLDFR | HFTD - Distribution - Tier 3 - 5QU CoRE ¦ 3QU LoRE | Non-Red Flag Warning - Catastrophic Fires | Contact from object | Aggregated | 2043 | 4.9062e-08 | 190.7177 | 9.357e-06 | 2043 | Mitigation | 0.95 | 45 | 0 | esc | 0.00097009 | 4.7594e-11 | 0.00097009 | 4.7594e-11 | 0.03606 | 7.8254e-07 | 0.010315 | 9.0127e-07
[120 empty] | 7.3.3.17.5 (Remote Grid) Updates to grid topology to minimize risk of ignition in HFTDs Remote GridWLDFRContact from objectAggregated | WLDFR | HFTD - Distribution - Tier 3 - 5QU CoRE ¦ 3QU LoRE | Non-Red Flag Warning - Catastrophic Fires | Contact from object | Aggregated | 2044 | 4.9062e-08 | 190.7177 | 9.357e-06 | 2044 | Mitigation | 0.95 | 45 | 0 | esc | 0.00097009 | 4.7594e-11 | 0.00097009 | 4.7594e-11 | 0.03606 | 7.8254e-07 | 0.010315 | 9.0127e-07
[120 empty] | 7.3.3.17.5 (Remote Grid) Updates to grid topology to minimize risk of ignition in HFTDs Remote GridWLDFRContact from objectAggregated | WLDFR | HFTD - Distribution - Tier 3 - 5QU CoRE ¦ 3QU LoRE | Non-Red Flag Warning - Catastrophic Fires | Contact from object | Aggregated | 2045 | 4.9062e-08 | 190.7177 | 9.357e-06 | 2045 | Mitigation | 0.95 | 45 | 0 | esc | 0.00097009 | 4.7594e-11 | 0.00097009 | 4.7594e-11 | 0.03606 | 7.8254e-07 | 0.010315 | 9.0127e-07
[120 empty] | 7.3.3.17.5 (Remote Grid) Updates to grid topology to minimize risk of ignition in HFTDs Remote GridWLDFRContact from objectAggregated | WLDFR | HFTD - Distribution - Tier 3 - 5QU CoRE ¦ 3QU LoRE | Non-Red Flag Warning - Catastrophic Fires | Contact from object | Aggregated | 2046 | 4.9062e-08 | 190.7177 | 9.357e-06 | 2046 | Mitigation | 0.95 | 45 | 0 | esc | 0.00097009 | 4.7594e-11 | 0.00097009 | 4.7594e-11 | 0.03606 | 7.8254e-07 | 0.010315 | 9.0127e-07
[120 empty] | 7.3.3.17.5 (Remote Grid) Updates to grid topology to minimize risk of ignition in HFTDs Remote GridWLDFRContact from objectAggregated | WLDFR | HFTD - Distribution - Tier 3 - 5QU CoRE ¦ 3QU LoRE | Non-Red Flag Warning - Catastrophic Fires | Contact from object | Aggregated | 2047 | 4.9062e-08 | 190.7177 | 9.357e-06 | 2047 | Mitigation | 0.95 | 45 | 0 | esc | 0.00097009 | 4.7594e-11 | 0.00097009 | 4.7594e-11 | 0.03606 | 7.8254e-07 | 0.010315 | 9.0127e-07
[120 empty] | 7.3.3.17.5 (Remote Grid) Updates to grid topology to minimize risk of ignition in HFTDs Remote GridWLDFRContact from objectAggregated | WLDFR | HFTD - Distribution - Tier 3 - 5QU CoRE ¦ 3QU LoRE | Non-Red Flag Warning - Catastrophic Fires | Contact from object | Aggregated | 2048 | 4.9062e-08 | 190.7177 | 9.357e-06 | 2048 | Mitigation | 0.95 | 45 | 0 | esc | 0.00097009 | 4.7594e-11 | 0.00097009 | 4.7594e-11 | 0.03606 | 7.8254e-07 | 0.010315 | 9.0127e-07
[120 empty] | 7.3.3.17.5 (Remote Grid) Updates to grid topology to minimize risk of ignition in HFTDs Remote GridWLDFRContact from objectAggregated | WLDFR | HFTD - Distribution - Tier 3 - 5QU CoRE ¦ 3QU LoRE | Non-Red Flag Warning - Catastrophic Fires | Contact from object | Aggregated | 2049 | 4.9062e-08 | 190.7177 | 9.357e-06 | 2049 | Mitigation | 0.95 | 45 | 0 | esc | 0.00097009 | 4.7594e-11 | 0.00097009 | 4.7594e-11 | 0.03606 | 7.8254e-07 | 0.010315 | 9.0127e-07
[120 empty] | 7.3.3.17.5 (Remote Grid) Updates to grid topology to minimize risk of ignition in HFTDs Remote GridWLDFRContact from objectAggregated | WLDFR | HFTD - Distribution - Tier 3 - 5QU CoRE ¦ 3QU LoRE | Non-Red Flag Warning - Catastrophic Fires | Contact from object | Aggregated | 2050 | 4.9062e-08 | 190.7177 | 9.357e-06 | 2050 | Mitigation | 0.95 | 45 | 0 | esc | 0.00097009 | 4.7594e-11 | 0.00097009 | 4.7594e-11 | 0.03606 | 7.8254e-07 | 0.010315 | 9.0127e-07
[120 empty] | 7.3.3.17.5 (Remote Grid) Updates to grid topology to minimize risk of ignition in HFTDs Remote GridWLDFRContact from objectAggregated | WLDFR | HFTD - Distribution - Tier 3 - 5QU CoRE ¦ 3QU LoRE | Non-Red Flag Warning - Catastrophic Fires | Contact from object | Aggregated | 2051 | 4.9062e-08 | 190.7177 | 9.357e-06 | 2051 | Mitigation | 0.95 | 45 | 0 | esc | 0.00097009 | 4.7594e-11 | 0.00097009 | 4.7594e-11 | 0.03606 | 7.8254e-07 | 0.010315 | 9.0127e-07
[120 empty] | 7.3.3.17.5 (Remote Grid) Updates to grid topology to minimize risk of ignition in HFTDs Remote GridWLDFRContact from objectAggregated | WLDFR | HFTD - Distribution - Tier 3 - 5QU CoRE ¦ 3QU LoRE | Non-Red Flag Warning - Catastrophic Fires | Contact from object | Aggregated | 2052 | 4.9062e-08 | 190.7177 | 9.357e-06 | 2052 | Mitigation | 0.95 | 45 | 0 | esc | 0.00097009 | 4.7594e-11 | 0.00097009 | 4.7594e-11 | 0.03606 | 7.8254e-07 | 0.010315 | 9.0127e-07
[120 empty] | 7.3.3.17.5 (Remote Grid) Updates to grid topology to minimize risk of ignition in HFTDs Remote GridWLDFRContact from objectAggregated | WLDFR | HFTD - Distribution - Tier 3 - 5QU CoRE ¦ 3QU LoRE | Non-Red Flag Warning - Catastrophic Fires | Contact from object | Aggregated | 2053 | 4.9062e-08 | 190.7177 | 9.357e-06 | 2053 | Mitigation | 0.95 | 45 | 0 | esc | 0.00097009 | 4.7594e-11 | 0.00097009 | 4.7594e-11 | 0.03606 | 7.8254e-07 | 0.010315 | 9.0127e-07
[120 empty] | 7.3.3.17.5 (Remote Grid) Updates to grid topology to minimize risk of ignition in HFTDs Remote GridWLDFRContact from objectAggregated | WLDFR | HFTD - Distribution - Tier 3 - 5QU CoRE ¦ 3QU LoRE | Non-Red Flag Warning - Catastrophic Fires | Contact from object | Aggregated | 2054 | 4.9062e-08 | 190.7177 | 9.357e-06 | 2054 | Mitigation | 0.95 | 45 | 0 | esc | 0.00097009 | 4.7594e-11 | 0.00097009 | 4.7594e-11 | 0.03606 | 7.8254e-07 | 0.010315 | 9.0127e-07
[120 empty] | 7.3.3.17.5 (Remote Grid) Updates to grid topology to minimize risk of ignition in HFTDs Remote GridWLDFRContact from objectAggregated | WLDFR | HFTD - Distribution - Tier 3 - 5QU CoRE ¦ 3QU LoRE | Non-Red Flag Warning - Catastrophic Fires | Contact from object | Aggregated | 2055 | 4.9062e-08 | 190.7177 | 9.357e-06 | 2055 | Mitigation | 0.95 | 45 | 0 | esc | 0.00097009 | 4.7594e-11 | 0.00097009 | 4.7594e-11 | 0.03606 | 7.8254e-07 | 0.010315 | 9.0127e-07
[120 empty] | 7.3.3.17.5 (Remote Grid) Updates to grid topology to minimize risk of ignition in HFTDs Remote GridWLDFRContact from objectAggregated | WLDFR | HFTD - Distribution - Tier 3 - 5QU CoRE ¦ 3QU LoRE | Non-Red Flag Warning - Catastrophic Fires | Contact from object | Aggregated | 2056 | 4.9062e-08 | 190.7177 | 9.357e-06 | 2056 | Mitigation | 0.95 | 45 | 0 | esc | 0.00097009 | 4.7594e-11 | 0.00097009 | 4.7594e-11 | 0.03606 | 7.8254e-07 | 0.010315 | 9.0127e-07
[120 empty] | 7.3.3.17.5 (Remote Grid) Updates to grid topology to minimize risk of ignition in HFTDs Remote GridWLDFRContact from objectAggregated | WLDFR | HFTD - Distribution - Tier 3 - 5QU CoRE ¦ 3QU LoRE | Non-Red Flag Warning - Catastrophic Fires | Contact from object | Aggregated | 2057 | 4.9062e-08 | 190.7177 | 9.357e-06 | 2057 | Mitigation | 0.95 | 45 | 0 | esc | 0.00097009 | 4.7594e-11 | 0.00097009 | 4.7594e-11 | 0.03606 | 7.8254e-07 | 0.010315 | 9.0127e-07
[120 empty] | 7.3.3.17.5 (Remote Grid) Updates to grid topology to minimize risk of ignition in HFTDs Remote GridWLDFRContact from objectAggregated | WLDFR | HFTD - Distribution - Tier 3 - 5QU CoRE ¦ 3QU LoRE | Non-Red Flag Warning - Catastrophic Fires | Contact from object | Aggregated | 2058 | 4.9062e-08 | 190.7177 | 9.357e-06 | 2058 | Mitigation | 0.95 | 45 | 0 | esc | 0.00097009 | 4.7594e-11 | 0.00097009 | 4.7594e-11 | 0.03606 | 7.8254e-07 | 0.010315 | 9.0127e-07
[120 empty] | 7.3.3.17.5 (Remote Grid) Updates to grid topology to minimize risk of ignition in HFTDs Remote GridWLDFRContact from objectAggregated | WLDFR | HFTD - Distribution - Tier 3 - 5QU CoRE ¦ 3QU LoRE | Non-Red Flag Warning - Catastrophic Fires | Contact from object | Aggregated | 2059 | 4.9062e-08 | 190.7177 | 9.357e-06 | 2059 | Mitigation | 0.95 | 45 | 0 | esc | 0.00097009 | 4.7594e-11 | 0.00097009 | 4.7594e-11 | 0.03606 | 7.8254e-07 | 0.010315 | 9.0127e-07
[120 empty] | 7.3.3.17.5 (Remote Grid) Updates to grid topology to minimize risk of ignition in HFTDs Remote GridWLDFRContact from objectAggregated | WLDFR | HFTD - Distribution - Tier 3 - 5QU CoRE ¦ 3QU LoRE | Non-Red Flag Warning - Catastrophic Fires | Contact from object | Aggregated | 2060 | 4.9062e-08 | 190.7177 | 9.357e-06 | 2060 | Mitigation | 0.95 | 45 | 0 | esc | 0.00097009 | 4.7594e-11 | 0.00097009 | 4.7594e-11 | 0.03606 | 7.8254e-07 | 0.010315 | 9.0127e-07
[120 empty] | 7.3.3.17.5 (Remote Grid) Updates to grid topology to minimize risk of ignition in HFTDs Remote GridWLDFRContact from objectAggregated | WLDFR | HFTD - Distribution - Tier 3 - 5QU CoRE ¦ 3QU LoRE | Non-Red Flag Warning - Catastrophic Fires | Contact from object | Aggregated | 2061 | 4.9062e-08 | 190.7177 | 9.357e-06 | 2061 | Mitigation | 0.95 | 45 | 0 | esc | 0.00097009 | 4.7594e-11 | 0.00097009 | 4.7594e-11 | 0.03606 | 7.8254e-07 | 0.010315 | 9.0127e-07
[120 empty] | 7.3.3.17.5 (Remote Grid) Updates to grid topology to minimize risk of ignition in HFTDs Remote GridWLDFRContact from objectAggregated | WLDFR | HFTD - Distribution - Tier 3 - 5QU CoRE ¦ 3QU LoRE | Non-Red Flag Warning - Catastrophic Fires | Contact from object | Aggregated | 2062 | 4.9062e-08 | 190.7177 | 9.357e-06 | 2062 | Mitigation | 0.95 | 45 | 0 | esc | 0.00097009 | 4.7594e-11 | 0.00097009 | 4.7594e-11 | 0.03606 | 7.8254e-07 | 0.010315 | 9.0127e-07
[120 empty] | 7.3.3.17.5 (Remote Grid) Updates to grid topology to minimize risk of ignition in HFTDs Remote GridWLDFRContact from objectAggregated | WLDFR | HFTD - Distribution - Tier 3 - 5QU CoRE ¦ 3QU LoRE | Non-Red Flag Warning - Catastrophic Fires | Contact from object | Aggregated | 2063 | 4.9062e-08 | 190.7177 | 9.357e-06 | 2063 | Mitigation | 0.95 | 45 | 0 | esc | 0.00097009 | 4.7594e-11 | 0.00097009 | 4.7594e-11 | 0.03606 | 7.8254e-07 | 0.010315 | 9.0127e-07
[120 empty] | 7.3.3.17.5 (Remote Grid) Updates to grid topology to minimize risk of ignition in HFTDs Remote GridWLDFRContact from objectAggregated | WLDFR | HFTD - Distribution - Tier 3 - 5QU CoRE ¦ 3QU LoRE | Non-Red Flag Warning - Catastrophic Fires | Contact from object | Aggregated | 2064 | 4.9062e-08 | 190.7177 | 9.357e-06 | 2064 | Mitigation | 0.95 | 45 | 0 | esc | 0.00097009 | 4.7594e-11 | 0.00097009 | 4.7594e-11 | 0.03606 | 7.8254e-07 | 0.010315 | 9.0127e-07
[120 empty] | 7.3.3.17.5 (Remote Grid) Updates to grid topology to minimize risk of ignition in HFTDs Remote GridWLDFRContact from objectAggregated | WLDFR | HFTD - Distribution - Tier 3 - 5QU CoRE ¦ 3QU LoRE | Non-Red Flag Warning - Catastrophic Fires | Contact from object | Aggregated | 2065 | 4.9062e-08 | 190.7177 | 9.357e-06 | 2065 | Mitigation | 0.95 | 45 | 0 | esc | 0.00097009 | 4.7594e-11 | 0.00097009 | 4.7594e-11 | 0.03606 | 7.8254e-07 | 0.010315 | 9.0127e-07
[120 empty] | 7.3.3.17.5 (Remote Grid) Updates to grid topology to minimize risk of ignition in HFTDs Remote GridWLDFRContact from objectAggregated | WLDFR | HFTD - Distribution - Tier 3 - 5QU CoRE ¦ 3QU LoRE | Non-Red Flag Warning - Catastrophic Fires | Contact from object | Aggregated | 2066 | 4.9062e-08 | 190.7177 | 9.357e-06 | 2066 | Mitigation | 0.95 | 45 | 0 | esc | 0.00097009 | 4.7594e-11 | 0.00097009 | 4.7594e-11 | 0.03606 | 7.8254e-07 | 0.010315 | 9.0127e-07
[120 empty] | 7.3.3.17.5 (Remote Grid) Updates to grid topology to minimize risk of ignition in HFTDs Remote GridWLDFRContact from objectAggregated | WLDFR | HFTD - Distribution - Tier 3 - 5QU CoRE ¦ 3QU LoRE | Non-Red Flag Warning - Catastrophic Fires | Contact from object | Aggregated | 2067 | 4.9062e-08 | 190.7177 | 9.357e-06 | 2067 | Mitigation | 0.95 | 45 | 0 | esc | 0 | 0 | 0.00097009 | 4.7594e-11 | 0.03606 | 7.8254e-07 | 0.010315 | 9.0127e-07
[120 empty] | 7.3.3.17.5 (Remote Grid) Updates to grid topology to minimize risk of ignition in HFTDs Remote GridWLDFRContaminationAggregated | WLDFR | HFTD - Distribution - Tier 3 - 5QU CoRE ¦ 3QU LoRE | Non-Red Flag Warning - Catastrophic Fires | Contamination | Aggregated | 2022 | 1.8594e-09 | 190.7177 | 3.5461e-07 | 2022 | Mitigation | 0.95 | 45 | 0 | esc | 0.00097009 | 1.8037e-12 | 0 | 0 | 0.03606 | 7.8254e-07 | 0.010315 | 9.0127e-07
[120 empty] | 7.3.3.17.5 (Remote Grid) Updates to grid topology to minimize risk of ignition in HFTDs Remote GridWLDFRContaminationAggregated | WLDFR | HFTD - Distribution - Tier 3 - 5QU CoRE ¦ 3QU LoRE | Non-Red Flag Warning - Catastrophic Fires | Contamination | Aggregated | 2023 | 1.8594e-09 | 190.7177 | 3.5461e-07 | 2023 | Mitigation | 0.95 | 45 | 0 | esc | 0.00097009 | 1.8037e-12 | 0.00097009 | 1.8037e-12 | 0.03606 | 7.8254e-07 | 0.010315 | 9.0127e-07
[120 empty] | 7.3.3.17.5 (Remote Grid) Updates to grid topology to minimize risk of ignition in HFTDs Remote GridWLDFRContaminationAggregated | WLDFR | HFTD - Distribution - Tier 3 - 5QU CoRE ¦ 3QU LoRE | Non-Red Flag Warning - Catastrophic Fires | Contamination | Aggregated | 2024 | 1.8594e-09 | 190.7177 | 3.5461e-07 | 2024 | Mitigation | 0.95 | 45 | 0 | esc | 0.00097009 | 1.8037e-12 | 0.00097009 | 1.8037e-12 | 0.03606 | 7.8254e-07 | 0.010315 | 9.0127e-07
[120 empty] | 7.3.3.17.5 (Remote Grid) Updates to grid topology to minimize risk of ignition in HFTDs Remote GridWLDFRContaminationAggregated | WLDFR | HFTD - Distribution - Tier 3 - 5QU CoRE ¦ 3QU LoRE | Non-Red Flag Warning - Catastrophic Fires | Contamination | Aggregated | 2025 | 1.8594e-09 | 190.7177 | 3.5461e-07 | 2025 | Mitigation | 0.95 | 45 | 0 | esc | 0.00097009 | 1.8037e-12 | 0.00097009 | 1.8037e-12 | 0.03606 | 7.8254e-07 | 0.010315 | 9.0127e-07
[120 empty] | 7.3.3.17.5 (Remote Grid) Updates to grid topology to minimize risk of ignition in HFTDs Remote GridWLDFRContaminationAggregated | WLDFR | HFTD - Distribution - Tier 3 - 5QU CoRE ¦ 3QU LoRE | Non-Red Flag Warning - Catastrophic Fires | Contamination | Aggregated | 2026 | 1.8594e-09 | 190.7177 | 3.5461e-07 | 2026 | Mitigation | 0.95 | 45 | 0 | esc | 0.00097009 | 1.8037e-12 | 0.00097009 | 1.8037e-12 | 0.03606 | 7.8254e-07 | 0 | 0
[120 empty] | 7.3.3.17.5 (Remote Grid) Updates to grid topology to minimize risk of ignition in HFTDs Remote GridWLDFRContaminationAggregated | WLDFR | HFTD - Distribution - Tier 3 - 5QU CoRE ¦ 3QU LoRE | Non-Red Flag Warning - Catastrophic Fires | Contamination | Aggregated | 2027 | 1.8594e-09 | 190.7177 | 3.5461e-07 | 2027 | Mitigation | 0.95 | 45 | 0 | esc | 0.00097009 | 1.8037e-12 | 0.00097009 | 1.8037e-12 | 0.03606 | 7.8254e-07 | 0 | 0
[120 empty] | 7.3.3.17.5 (Remote Grid) Updates to grid topology to minimize risk of ignition in HFTDs Remote GridWLDFRContaminationAggregated | WLDFR | HFTD - Distribution - Tier 3 - 5QU CoRE ¦ 3QU LoRE | Non-Red Flag Warning - Catastrophic Fires | Contamination | Aggregated | 2028 | 1.8594e-09 | 190.7177 | 3.5461e-07 | 2028 | Mitigation | 0.95 | 45 | 0 | esc | 0.00097009 | 1.8037e-12 | 0.00097009 | 1.8037e-12 | 0 | 0 | 0.013666 | 2.0981e-06
[120 empty] | 7.3.3.17.5 (Remote Grid) Updates to grid topology to minimize risk of ignition in HFTDs Remote GridWLDFRContaminationAggregated | WLDFR | HFTD - Distribution - Tier 3 - 5QU CoRE ¦ 3QU LoRE | Non-Red Flag Warning - Catastrophic Fires | Contamination | Aggregated | 2029 | 1.8594e-09 | 190.7177 | 3.5461e-07 | 2029 | Mitigation | 0.95 | 45 | 0 | esc | 0.00097009 | 1.8037e-12 | 0.00097009 | 1.8037e-12 | 0.03606 | 2.7313e-06 | 0.013666 | 2.0981e-06
[120 empty] | 7.3.3.17.5 (Remote Grid) Updates to grid topology to minimize risk of ignition in HFTDs Remote GridWLDFRContaminationAggregated | WLDFR | HFTD - Distribution - Tier 3 - 5QU CoRE ¦ 3QU LoRE | Non-Red Flag Warning - Catastrophic Fires | Contamination | Aggregated | 2030 | 1.8594e-09 | 190.7177 | 3.5461e-07 | 2030 | Mitigation | 0.95 | 45 | 0 | esc | 0.00097009 | 1.8037e-12 | 0.00097009 | 1.8037e-12 | 0.03606 | 2.7313e-06 | 0.013666 | 2.0981e-06
[120 empty] | 7.3.3.17.5 (Remote Grid) Updates to grid topology to minimize risk of ignition in HFTDs Remote GridWLDFRContaminationAggregated | WLDFR | HFTD - Distribution - Tier 3 - 5QU CoRE ¦ 3QU LoRE | Non-Red Flag Warning - Catastrophic Fires | Contamination | Aggregated | 2031 | 1.8594e-09 | 190.7177 | 3.5461e-07 | 2031 | Mitigation | 0.95 | 45 | 0 | esc | 0.00097009 | 1.8037e-12 | 0.00097009 | 1.8037e-12 | 0.03606 | 2.7313e-06 | 0.013666 | 2.0981e-06
[120 empty] | 7.3.3.17.5 (Remote Grid) Updates to grid topology to minimize risk of ignition in HFTDs Remote GridWLDFRContaminationAggregated | WLDFR | HFTD - Distribution - Tier 3 - 5QU CoRE ¦ 3QU LoRE | Non-Red Flag Warning - Catastrophic Fires | Contamination | Aggregated | 2032 | 1.8594e-09 | 190.7177 | 3.5461e-07 | 2032 | Mitigation | 0.95 | 45 | 0 | esc | 0.00097009 | 1.8037e-12 | 0.00097009 | 1.8037e-12 | 0.03606 | 2.7313e-06 | 0.013666 | 2.0981e-06
[120 empty] | 7.3.3.17.5 (Remote Grid) Updates to grid topology to minimize risk of ignition in HFTDs Remote GridWLDFRContaminationAggregated | WLDFR | HFTD - Distribution - Tier 3 - 5QU CoRE ¦ 3QU LoRE | Non-Red Flag Warning - Catastrophic Fires | Contamination | Aggregated | 2033 | 1.8594e-09 | 190.7177 | 3.5461e-07 | 2033 | Mitigation | 0.95 | 45 | 0 | esc | 0.00097009 | 1.8037e-12 | 0.00097009 | 1.8037e-12 | 0.03606 | 2.7313e-06 | 0.013666 | 2.0981e-06
[120 empty] | 7.3.3.17.5 (Remote Grid) Updates to grid topology to minimize risk of ignition in HFTDs Remote GridWLDFRContaminationAggregated | WLDFR | HFTD - Distribution - Tier 3 - 5QU CoRE ¦ 3QU LoRE | Non-Red Flag Warning - Catastrophic Fires | Contamination | Aggregated | 2034 | 1.8594e-09 | 190.7177 | 3.5461e-07 | 2034 | Mitigation | 0.95 | 45 | 0 | esc | 0.00097009 | 1.8037e-12 | 0.00097009 | 1.8037e-12 | 0.03606 | 2.7313e-06 | 0.013666 | 2.0981e-06
[120 empty] | 7.3.3.17.5 (Remote Grid) Updates to grid topology to minimize risk of ignition in HFTDs Remote GridWLDFRContaminationAggregated | WLDFR | HFTD - Distribution - Tier 3 - 5QU CoRE ¦ 3QU LoRE | Non-Red Flag Warning - Catastrophic Fires | Contamination | Aggregated | 2035 | 1.8594e-09 | 190.7177 | 3.5461e-07 | 2035 | Mitigation | 0.95 | 45 | 0 | esc | 0.00097009 | 1.8037e-12 | 0.00097009 | 1.8037e-12 | 0.03606 | 2.7313e-06 | 0.013666 | 2.0981e-06
[120 empty] | 7.3.3.17.5 (Remote Grid) Updates to grid topology to minimize risk of ignition in HFTDs Remote GridWLDFRContaminationAggregated | WLDFR | HFTD - Distribution - Tier 3 - 5QU CoRE ¦ 3QU LoRE | Non-Red Flag Warning - Catastrophic Fires | Contamination | Aggregated | 2036 | 1.8594e-09 | 190.7177 | 3.5461e-07 | 2036 | Mitigation | 0.95 | 45 | 0 | esc | 0.00097009 | 1.8037e-12 | 0.00097009 | 1.8037e-12 | 0.03606 | 2.7313e-06 | 0.013666 | 2.0981e-06
[120 empty] | 7.3.3.17.5 (Remote Grid) Updates to grid topology to minimize risk of ignition in HFTDs Remote GridWLDFRContaminationAggregated | WLDFR | HFTD - Distribution - Tier 3 - 5QU CoRE ¦ 3QU LoRE | Non-Red Flag Warning - Catastrophic Fires | Contamination | Aggregated | 2037 | 1.8594e-09 | 190.7177 | 3.5461e-07 | 2037 | Mitigation | 0.95 | 45 | 0 | esc | 0.00097009 | 1.8037e-12 | 0.00097009 | 1.8037e-12 | 0.03606 | 2.7313e-06 | 0.013666 | 2.0981e-06
[120 empty] | 7.3.3.17.5 (Remote Grid) Updates to grid topology to minimize risk of ignition in HFTDs Remote GridWLDFRContaminationAggregated | WLDFR | HFTD - Distribution - Tier 3 - 5QU CoRE ¦ 3QU LoRE | Non-Red Flag Warning - Catastrophic Fires | Contamination | Aggregated | 2038 | 1.8594e-09 | 190.7177 | 3.5461e-07 | 2038 | Mitigation | 0.95 | 45 | 0 | esc | 0.00097009 | 1.8037e-12 | 0.00097009 | 1.8037e-12 | 0.03606 | 2.7313e-06 | 0.013666 | 2.0981e-06
[120 empty] | 7.3.3.17.5 (Remote Grid) Updates to grid topology to minimize risk of ignition in HFTDs Remote GridWLDFRContaminationAggregated | WLDFR | HFTD - Distribution - Tier 3 - 5QU CoRE ¦ 3QU LoRE | Non-Red Flag Warning - Catastrophic Fires | Contamination | Aggregated | 2039 | 1.8594e-09 | 190.7177 | 3.5461e-07 | 2039 | Mitigation | 0.95 | 45 | 0 | esc | 0.00097009 | 1.8037e-12 | 0.00097009 | 1.8037e-12 | 0.03606 | 2.7313e-06 | 0.013666 | 2.0981e-06
[120 empty] | 7.3.3.17.5 (Remote Grid) Updates to grid topology to minimize risk of ignition in HFTDs Remote GridWLDFRContaminationAggregated | WLDFR | HFTD - Distribution - Tier 3 - 5QU CoRE ¦ 3QU LoRE | Non-Red Flag Warning - Catastrophic Fires | Contamination | Aggregated | 2040 | 1.8594e-09 | 190.7177 | 3.5461e-07 | 2040 | Mitigation | 0.95 | 45 | 0 | esc | 0.00097009 | 1.8037e-12 | 0.00097009 | 1.8037e-12 | 0.03606 | 2.7313e-06 | 0.013666 | 2.0981e-06
[120 empty] | 7.3.3.17.5 (Remote Grid) Updates to grid topology to minimize risk of ignition in HFTDs Remote GridWLDFRContaminationAggregated | WLDFR | HFTD - Distribution - Tier 3 - 5QU CoRE ¦ 3QU LoRE | Non-Red Flag Warning - Catastrophic Fires | Contamination | Aggregated | 2041 | 1.8594e-09 | 190.7177 | 3.5461e-07 | 2041 | Mitigation | 0.95 | 45 | 0 | esc | 0.00097009 | 1.8037e-12 | 0.00097009 | 1.8037e-12 | 0.03606 | 2.7313e-06 | 0.013666 | 2.0981e-06
[120 empty] | 7.3.3.17.5 (Remote Grid) Updates to grid topology to minimize risk of ignition in HFTDs Remote GridWLDFRContaminationAggregated | WLDFR | HFTD - Distribution - Tier 3 - 5QU CoRE ¦ 3QU LoRE | Non-Red Flag Warning - Catastrophic Fires | Contamination | Aggregated | 2042 | 1.8594e-09 | 190.7177 | 3.5461e-07 | 2042 | Mitigation | 0.95 | 45 | 0 | esc | 0.00097009 | 1.8037e-12 | 0.00097009 | 1.8037e-12 | 0.03606 | 2.7313e-06 | 0.013666 | 2.0981e-06
[120 empty] | 7.3.3.17.5 (Remote Grid) Updates to grid topology to minimize risk of ignition in HFTDs Remote GridWLDFRContaminationAggregated | WLDFR | HFTD - Distribution - Tier 3 - 5QU CoRE ¦ 3QU LoRE | Non-Red Flag Warning - Catastrophic Fires | Contamination | Aggregated | 2043 | 1.8594e-09 | 190.7177 | 3.5461e-07 | 2043 | Mitigation | 0.95 | 45 | 0 | esc | 0.00097009 | 1.8037e-12 | 0.00097009 | 1.8037e-12 | 0.03606 | 2.7313e-06 | 0.013666 | 2.0981e-06
[120 empty] | 7.3.3.17.5 (Remote Grid) Updates to grid topology to minimize risk of ignition in HFTDs Remote GridWLDFRContaminationAggregated | WLDFR | HFTD - Distribution - Tier 3 - 5QU CoRE ¦ 3QU LoRE | Non-Red Flag Warning - Catastrophic Fires | Contamination | Aggregated | 2044 | 1.8594e-09 | 190.7177 | 3.5461e-07 | 2044 | Mitigation | 0.95 | 45 | 0 | esc | 0.00097009 | 1.8037e-12 | 0.00097009 | 1.8037e-12 | 0.03606 | 2.7313e-06 | 0.013666 | 2.0981e-06
[120 empty] | 7.3.3.17.5 (Remote Grid) Updates to grid topology to minimize risk of ignition in HFTDs Remote GridWLDFRContaminationAggregated | WLDFR | HFTD - Distribution - Tier 3 - 5QU CoRE ¦ 3QU LoRE | Non-Red Flag Warning - Catastrophic Fires | Contamination | Aggregated | 2045 | 1.8594e-09 | 190.7177 | 3.5461e-07 | 2045 | Mitigation | 0.95 | 45 | 0 | esc | 0.00097009 | 1.8037e-12 | 0.00097009 | 1.8037e-12 | 0.03606 | 2.7313e-06 | 0.013666 | 2.0981e-06
[120 empty] | 7.3.3.17.5 (Remote Grid) Updates to grid topology to minimize risk of ignition in HFTDs Remote GridWLDFRContaminationAggregated | WLDFR | HFTD - Distribution - Tier 3 - 5QU CoRE ¦ 3QU LoRE | Non-Red Flag Warning - Catastrophic Fires | Contamination | Aggregated | 2046 | 1.8594e-09 | 190.7177 | 3.5461e-07 | 2046 | Mitigation | 0.95 | 45 | 0 | esc | 0.00097009 | 1.8037e-12 | 0.00097009 | 1.8037e-12 | 0.03606 | 2.7313e-06 | 0.013666 | 2.0981e-06
[120 empty] | 7.3.3.17.5 (Remote Grid) Updates to grid topology to minimize risk of ignition in HFTDs Remote GridWLDFRContaminationAggregated | WLDFR | HFTD - Distribution - Tier 3 - 5QU CoRE ¦ 3QU LoRE | Non-Red Flag Warning - Catastrophic Fires | Contamination | Aggregated | 2047 | 1.8594e-09 | 190.7177 | 3.5461e-07 | 2047 | Mitigation | 0.95 | 45 | 0 | esc | 0.00097009 | 1.8037e-12 | 0.00097009 | 1.8037e-12 | 0.03606 | 2.7313e-06 | 0.013666 | 2.0981e-06
[120 empty] | 7.3.3.17.5 (Remote Grid) Updates to grid topology to minimize risk of ignition in HFTDs Remote GridWLDFRContaminationAggregated | WLDFR | HFTD - Distribution - Tier 3 - 5QU CoRE ¦ 3QU LoRE | Non-Red Flag Warning - Catastrophic Fires | Contamination | Aggregated | 2048 | 1.8594e-09 | 190.7177 | 3.5461e-07 | 2048 | Mitigation | 0.95 | 45 | 0 | esc | 0.00097009 | 1.8037e-12 | 0.00097009 | 1.8037e-12 | 0.03606 | 2.7313e-06 | 0.013666 | 2.0981e-06
[120 empty] | 7.3.3.17.5 (Remote Grid) Updates to grid topology to minimize risk of ignition in HFTDs Remote GridWLDFRContaminationAggregated | WLDFR | HFTD - Distribution - Tier 3 - 5QU CoRE ¦ 3QU LoRE | Non-Red Flag Warning - Catastrophic Fires | Contamination | Aggregated | 2049 | 1.8594e-09 | 190.7177 | 3.5461e-07 | 2049 | Mitigation | 0.95 | 45 | 0 | esc | 0.00097009 | 1.8037e-12 | 0.00097009 | 1.8037e-12 | 0.03606 | 2.7313e-06 | 0.013666 | 2.0981e-06
[120 empty] | 7.3.3.17.5 (Remote Grid) Updates to grid topology to minimize risk of ignition in HFTDs Remote GridWLDFRContaminationAggregated | WLDFR | HFTD - Distribution - Tier 3 - 5QU CoRE ¦ 3QU LoRE | Non-Red Flag Warning - Catastrophic Fires | Contamination | Aggregated | 2050 | 1.8594e-09 | 190.7177 | 3.5461e-07 | 2050 | Mitigation | 0.95 | 45 | 0 | esc | 0.00097009 | 1.8037e-12 | 0.00097009 | 1.8037e-12 | 0.03606 | 2.7313e-06 | 0.013666 | 2.0981e-06
[120 empty] | 7.3.3.17.5 (Remote Grid) Updates to grid topology to minimize risk of ignition in HFTDs Remote GridWLDFRContaminationAggregated | WLDFR | HFTD - Distribution - Tier 3 - 5QU CoRE ¦ 3QU LoRE | Non-Red Flag Warning - Catastrophic Fires | Contamination | Aggregated | 2051 | 1.8594e-09 | 190.7177 | 3.5461e-07 | 2051 | Mitigation | 0.95 | 45 | 0 | esc | 0.00097009 | 1.8037e-12 | 0.00097009 | 1.8037e-12 | 0.03606 | 2.7313e-06 | 0.013666 | 2.0981e-06
[120 empty] | 7.3.3.17.5 (Remote Grid) Updates to grid topology to minimize risk of ignition in HFTDs Remote GridWLDFRContaminationAggregated | WLDFR | HFTD - Distribution - Tier 3 - 5QU CoRE ¦ 3QU LoRE | Non-Red Flag Warning - Catastrophic Fires | Contamination | Aggregated | 2052 | 1.8594e-09 | 190.7177 | 3.5461e-07 | 2052 | Mitigation | 0.95 | 45 | 0 | esc | 0.00097009 | 1.8037e-12 | 0.00097009 | 1.8037e-12 | 0.03606 | 2.7313e-06 | 0.013666 | 2.0981e-06
[120 empty] | 7.3.3.17.5 (Remote Grid) Updates to grid topology to minimize risk of ignition in HFTDs Remote GridWLDFRContaminationAggregated | WLDFR | HFTD - Distribution - Tier 3 - 5QU CoRE ¦ 3QU LoRE | Non-Red Flag Warning - Catastrophic Fires | Contamination | Aggregated | 2053 | 1.8594e-09 | 190.7177 | 3.5461e-07 | 2053 | Mitigation | 0.95 | 45 | 0 | esc | 0.00097009 | 1.8037e-12 | 0.00097009 | 1.8037e-12 | 0.03606 | 2.7313e-06 | 0.013666 | 2.0981e-06
[120 empty] | 7.3.3.17.5 (Remote Grid) Updates to grid topology to minimize risk of ignition in HFTDs Remote GridWLDFRContaminationAggregated | WLDFR | HFTD - Distribution - Tier 3 - 5QU CoRE ¦ 3QU LoRE | Non-Red Flag Warning - Catastrophic Fires | Contamination | Aggregated | 2054 | 1.8594e-09 | 190.7177 | 3.5461e-07 | 2054 | Mitigation | 0.95 | 45 | 0 | esc | 0.00097009 | 1.8037e-12 | 0.00097009 | 1.8037e-12 | 0.03606 | 2.7313e-06 | 0.013666 | 2.0981e-06
[120 empty] | 7.3.3.17.5 (Remote Grid) Updates to grid topology to minimize risk of ignition in HFTDs Remote GridWLDFRContaminationAggregated | WLDFR | HFTD - Distribution - Tier 3 - 5QU CoRE ¦ 3QU LoRE | Non-Red Flag Warning - Catastrophic Fires | Contamination | Aggregated | 2055 | 1.8594e-09 | 190.7177 | 3.5461e-07 | 2055 | Mitigation | 0.95 | 45 | 0 | esc | 0.00097009 | 1.8037e-12 | 0.00097009 | 1.8037e-12 | 0.03606 | 2.7313e-06 | 0.013666 | 2.0981e-06
[120 empty] | 7.3.3.17.5 (Remote Grid) Updates to grid topology to minimize risk of ignition in HFTDs Remote GridWLDFRContaminationAggregated | WLDFR | HFTD - Distribution - Tier 3 - 5QU CoRE ¦ 3QU LoRE | Non-Red Flag Warning - Catastrophic Fires | Contamination | Aggregated | 2056 | 1.8594e-09 | 190.7177 | 3.5461e-07 | 2056 | Mitigation | 0.95 | 45 | 0 | esc | 0.00097009 | 1.8037e-12 | 0.00097009 | 1.8037e-12 | 0.03606 | 2.7313e-06 | 0.013666 | 2.0981e-06
[120 empty] | 7.3.3.17.5 (Remote Grid) Updates to grid topology to minimize risk of ignition in HFTDs Remote GridWLDFRContaminationAggregated | WLDFR | HFTD - Distribution - Tier 3 - 5QU CoRE ¦ 3QU LoRE | Non-Red Flag Warning - Catastrophic Fires | Contamination | Aggregated | 2057 | 1.8594e-09 | 190.7177 | 3.5461e-07 | 2057 | Mitigation | 0.95 | 45 | 0 | esc | 0.00097009 | 1.8037e-12 | 0.00097009 | 1.8037e-12 | 0.03606 | 2.7313e-06 | 0.013666 | 2.0981e-06
[120 empty] | 7.3.3.17.5 (Remote Grid) Updates to grid topology to minimize risk of ignition in HFTDs Remote GridWLDFRContaminationAggregated | WLDFR | HFTD - Distribution - Tier 3 - 5QU CoRE ¦ 3QU LoRE | Non-Red Flag Warning - Catastrophic Fires | Contamination | Aggregated | 2058 | 1.8594e-09 | 190.7177 | 3.5461e-07 | 2058 | Mitigation | 0.95 | 45 | 0 | esc | 0.00097009 | 1.8037e-12 | 0.00097009 | 1.8037e-12 | 0.03606 | 2.7313e-06 | 0 | 0
[120 empty] | 7.3.3.17.5 (Remote Grid) Updates to grid topology to minimize risk of ignition in HFTDs Remote GridWLDFRContaminationAggregated | WLDFR | HFTD - Distribution - Tier 3 - 5QU CoRE ¦ 3QU LoRE | Non-Red Flag Warning - Catastrophic Fires | Contamination | Aggregated | 2059 | 1.8594e-09 | 190.7177 | 3.5461e-07 | 2059 | Mitigation | 0.95 | 45 | 0 | esc | 0.00097009 | 1.8037e-12 | 0.00097009 | 1.8037e-12 | 0.03606 | 2.7313e-06 | 0 | 0
[120 empty] | 7.3.3.17.5 (Remote Grid) Updates to grid topology to minimize risk of ignition in HFTDs Remote GridWLDFRContaminationAggregated | WLDFR | HFTD - Distribution - Tier 3 - 5QU CoRE ¦ 3QU LoRE | Non-Red Flag Warning - Catastrophic Fires | Contamination | Aggregated | 2060 | 1.8594e-09 | 190.7177 | 3.5461e-07 | 2060 | Mitigation | 0.95 | 45 | 0 | esc | 0.00097009 | 1.8037e-12 | 0.00097009 | 1.8037e-12 | 0.03606 | 2.7313e-06 | 0.0063316 | 5.407e-08
[120 empty] | 7.3.3.17.5 (Remote Grid) Updates to grid topology to minimize risk of ignition in HFTDs Remote GridWLDFRContaminationAggregated | WLDFR | HFTD - Distribution - Tier 3 - 5QU CoRE ¦ 3QU LoRE | Non-Red Flag Warning - Catastrophic Fires | Contamination | Aggregated | 2061 | 1.8594e-09 | 190.7177 | 3.5461e-07 | 2061 | Mitigation | 0.95 | 45 | 0 | esc | 0.00097009 | 1.8037e-12 | 0.00097009 | 1.8037e-12 | 0.03606 | 2.7313e-06 | 0.0063316 | 5.407e-08
[120 empty] | 7.3.3.17.5 (Remote Grid) Updates to grid topology to minimize risk of ignition in HFTDs Remote GridWLDFRContaminationAggregated | WLDFR | HFTD - Distribution - Tier 3 - 5QU CoRE ¦ 3QU LoRE | Non-Red Flag Warning - Catastrophic Fires | Contamination | Aggregated | 2062 | 1.8594e-09 | 190.7177 | 3.5461e-07 | 2062 | Mitigation | 0.95 | 45 | 0 | esc | 0.00097009 | 1.8037e-12 | 0.00097009 | 1.8037e-12 | 0.03606 | 2.7313e-06 | 0.0063316 | 5.407e-08
[120 empty] | 7.3.3.17.5 (Remote Grid) Updates to grid topology to minimize risk of ignition in HFTDs Remote GridWLDFRContaminationAggregated | WLDFR | HFTD - Distribution - Tier 3 - 5QU CoRE ¦ 3QU LoRE | Non-Red Flag Warning - Catastrophic Fires | Contamination | Aggregated | 2063 | 1.8594e-09 | 190.7177 | 3.5461e-07 | 2063 | Mitigation | 0.95 | 45 | 0 | esc | 0.00097009 | 1.8037e-12 | 0.00097009 | 1.8037e-12 | 0.03606 | 2.7313e-06 | 0.0063316 | 5.407e-08
[120 empty] | 7.3.3.17.5 (Remote Grid) Updates to grid topology to minimize risk of ignition in HFTDs Remote GridWLDFRContaminationAggregated | WLDFR | HFTD - Distribution - Tier 3 - 5QU CoRE ¦ 3QU LoRE | Non-Red Flag Warning - Catastrophic Fires | Contamination | Aggregated | 2064 | 1.8594e-09 | 190.7177 | 3.5461e-07 | 2064 | Mitigation | 0.95 | 45 | 0 | esc | 0.00097009 | 1.8037e-12 | 0.00097009 | 1.8037e-12 | 0.03606 | 2.7313e-06 | 0.0063316 | 5.407e-08
[120 empty] | 7.3.3.17.5 (Remote Grid) Updates to grid topology to minimize risk of ignition in HFTDs Remote GridWLDFRContaminationAggregated | WLDFR | HFTD - Distribution - Tier 3 - 5QU CoRE ¦ 3QU LoRE | Non-Red Flag Warning - Catastrophic Fires | Contamination | Aggregated | 2065 | 1.8594e-09 | 190.7177 | 3.5461e-07 | 2065 | Mitigation | 0.95 | 45 | 0 | esc | 0.00097009 | 1.8037e-12 | 0.00097009 | 1.8037e-12 | 0.03606 | 2.7313e-06 | 0.0063316 | 5.407e-08
[120 empty] | 7.3.3.17.5 (Remote Grid) Updates to grid topology to minimize risk of ignition in HFTDs Remote GridWLDFRContaminationAggregated | WLDFR | HFTD - Distribution - Tier 3 - 5QU CoRE ¦ 3QU LoRE | Non-Red Flag Warning - Catastrophic Fires | Contamination | Aggregated | 2066 | 1.8594e-09 | 190.7177 | 3.5461e-07 | 2066 | Mitigation | 0.95 | 45 | 0 | esc | 0.00097009 | 1.8037e-12 | 0.00097009 | 1.8037e-12 | 0.03606 | 2.7313e-06 | 0.0063316 | 5.407e-08
[120 empty] | 7.3.3.17.5 (Remote Grid) Updates to grid topology to minimize risk of ignition in HFTDs Remote GridWLDFRContaminationAggregated | WLDFR | HFTD - Distribution - Tier 3 - 5QU CoRE ¦ 3QU LoRE | Non-Red Flag Warning - Catastrophic Fires | Contamination | Aggregated | 2067 | 1.8594e-09 | 190.7177 | 3.5461e-07 | 2067 | Mitigation | 0.95 | 45 | 0 | esc | 0 | 0 | 0.00097009 | 1.8037e-12 | 0.03606 | 2.7313e-06 | 0.0063316 | 5.407e-08
[120 empty] | 7.3.3.17.5 (Remote Grid) Updates to grid topology to minimize risk of ignition in HFTDs Remote GridWLDFREquipment / facility failureAggregated | WLDFR | HFTD - Distribution - Tier 3 - 5QU CoRE ¦ 3QU LoRE | Non-Red Flag Warning - Catastrophic Fires | Equipment / facility failure | Aggregated | 2022 | 2.6542e-09 | 190.7177 | 5.0621e-07 | 2022 | Mitigation | 0.95 | 45 | 0 | esc | 0.00097009 | 2.5748e-12 | 0 | 0 | 0.03606 | 2.7313e-06 | 0.0063316 | 5.407e-08
[120 empty] | 7.3.3.17.5 (Remote Grid) Updates to grid topology to minimize risk of ignition in HFTDs Remote GridWLDFREquipment / facility failureAggregated | WLDFR | HFTD - Distribution - Tier 3 - 5QU CoRE ¦ 3QU LoRE | Non-Red Flag Warning - Catastrophic Fires | Equipment / facility failure | Aggregated | 2023 | 2.6542e-09 | 190.7177 | 5.0621e-07 | 2023 | Mitigation | 0.95 | 45 | 0 | esc | 0.00097009 | 2.5748e-12 | 0.00097009 | 2.5748e-12 | 0.03606 | 2.7313e-06 | 0.0063316 | 5.407e-08
[120 empty] | 7.3.3.17.5 (Remote Grid) Updates to grid topology to minimize risk of ignition in HFTDs Remote GridWLDFREquipment / facility failureAggregated | WLDFR | HFTD - Distribution - Tier 3 - 5QU CoRE ¦ 3QU LoRE | Non-Red Flag Warning - Catastrophic Fires | Equipment / facility failure | Aggregated | 2024 | 2.6542e-09 | 190.7177 | 5.0621e-07 | 2024 | Mitigation | 0.95 | 45 | 0 | esc | 0.00097009 | 2.5748e-12 | 0.00097009 | 2.5748e-12 | 0.03606 | 2.7313e-06 | 0.0063316 | 5.407e-08
[120 empty] | 7.3.3.17.5 (Remote Grid) Updates to grid topology to minimize risk of ignition in HFTDs Remote GridWLDFREquipment / facility failureAggregated | WLDFR | HFTD - Distribution - Tier 3 - 5QU CoRE ¦ 3QU LoRE | Non-Red Flag Warning - Catastrophic Fires | Equipment / facility failure | Aggregated | 2025 | 2.6542e-09 | 190.7177 | 5.0621e-07 | 2025 | Mitigation | 0.95 | 45 | 0 | esc | 0.00097009 | 2.5748e-12 | 0.00097009 | 2.5748e-12 | 0.03606 | 2.7313e-06 | 0.0063316 | 5.407e-08
[120 empty] | 7.3.3.17.5 (Remote Grid) Updates to grid topology to minimize risk of ignition in HFTDs Remote GridWLDFREquipment / facility failureAggregated | WLDFR | HFTD - Distribution - Tier 3 - 5QU CoRE ¦ 3QU LoRE | Non-Red Flag Warning - Catastrophic Fires | Equipment / facility failure | Aggregated | 2026 | 2.6542e-09 | 190.7177 | 5.0621e-07 | 2026 | Mitigation | 0.95 | 45 | 0 | esc | 0.00097009 | 2.5748e-12 | 0.00097009 | 2.5748e-12 | 0.03606 | 2.7313e-06 | 0.0063316 | 5.407e-08
[120 empty] | 7.3.3.17.5 (Remote Grid) Updates to grid topology to minimize risk of ignition in HFTDs Remote GridWLDFREquipment / facility failureAggregated | WLDFR | HFTD - Distribution - Tier 3 - 5QU CoRE ¦ 3QU LoRE | Non-Red Flag Warning - Catastrophic Fires | Equipment / facility failure | Aggregated | 2027 | 2.6542e-09 | 190.7177 | 5.0621e-07 | 2027 | Mitigation | 0.95 | 45 | 0 | esc | 0.00097009 | 2.5748e-12 | 0.00097009 | 2.5748e-12 | 0.03606 | 2.7313e-06 | 0.0063316 | 5.407e-08
[120 empty] | 7.3.3.17.5 (Remote Grid) Updates to grid topology to minimize risk of ignition in HFTDs Remote GridWLDFREquipment / facility failureAggregated | WLDFR | HFTD - Distribution - Tier 3 - 5QU CoRE ¦ 3QU LoRE | Non-Red Flag Warning - Catastrophic Fires | Equipment / facility failure | Aggregated | 2028 | 2.6542e-09 | 190.7177 | 5.0621e-07 | 2028 | Mitigation | 0.95 | 45 | 0 | esc | 0.00097009 | 2.5748e-12 | 0.00097009 | 2.5748e-12 | 0.03606 | 2.7313e-06 | 0.0063316 | 5.407e-08
[120 empty] | 7.3.3.17.5 (Remote Grid) Updates to grid topology to minimize risk of ignition in HFTDs Remote GridWLDFREquipment / facility failureAggregated | WLDFR | HFTD - Distribution - Tier 3 - 5QU CoRE ¦ 3QU LoRE | Non-Red Flag Warning - Catastrophic Fires | Equipment / facility failure | Aggregated | 2029 | 2.6542e-09 | 190.7177 | 5.0621e-07 | 2029 | Mitigation | 0.95 | 45 | 0 | esc | 0.00097009 | 2.5748e-12 | 0.00097009 | 2.5748e-12 | 0.03606 | 2.7313e-06 | 0.0063316 | 5.407e-08
[120 empty] | 7.3.3.17.5 (Remote Grid) Updates to grid topology to minimize risk of ignition in HFTDs Remote GridWLDFREquipment / facility failureAggregated | WLDFR | HFTD - Distribution - Tier 3 - 5QU CoRE ¦ 3QU LoRE | Non-Red Flag Warning - Catastrophic Fires | Equipment / facility failure | Aggregated | 2030 | 2.6542e-09 | 190.7177 | 5.0621e-07 | 2030 | Mitigation | 0.95 | 45 | 0 | esc | 0.00097009 | 2.5748e-12 | 0.00097009 | 2.5748e-12 | 0.03606 | 2.7313e-06 | 0.0063316 | 5.407e-08
[120 empty] | 7.3.3.17.5 (Remote Grid) Updates to grid topology to minimize risk of ignition in HFTDs Remote GridWLDFREquipment / facility failureAggregated | WLDFR | HFTD - Distribution - Tier 3 - 5QU CoRE ¦ 3QU LoRE | Non-Red Flag Warning - Catastrophic Fires | Equipment / facility failure | Aggregated | 2031 | 2.6542e-09 | 190.7177 | 5.0621e-07 | 2031 | Mitigation | 0.95 | 45 | 0 | esc | 0.00097009 | 2.5748e-12 | 0.00097009 | 2.5748e-12 | 0.03606 | 2.7313e-06 | 0.0063316 | 5.407e-08
[120 empty] | 7.3.3.17.5 (Remote Grid) Updates to grid topology to minimize risk of ignition in HFTDs Remote GridWLDFREquipment / facility failureAggregated | WLDFR | HFTD - Distribution - Tier 3 - 5QU CoRE ¦ 3QU LoRE | Non-Red Flag Warning - Catastrophic Fires | Equipment / facility failure | Aggregated | 2032 | 2.6542e-09 | 190.7177 | 5.0621e-07 | 2032 | Mitigation | 0.95 | 45 | 0 | esc | 0.00097009 | 2.5748e-12 | 0.00097009 | 2.5748e-12 | 0 | 0 | 0.0063316 | 5.407e-08
[120 empty] | 7.3.3.17.5 (Remote Grid) Updates to grid topology to minimize risk of ignition in HFTDs Remote GridWLDFREquipment / facility failureAggregated | WLDFR | HFTD - Distribution - Tier 3 - 5QU CoRE ¦ 3QU LoRE | Non-Red Flag Warning - Catastrophic Fires | Equipment / facility failure | Aggregated | 2033 | 2.6542e-09 | 190.7177 | 5.0621e-07 | 2033 | Mitigation | 0.95 | 45 | 0 | esc | 0.00097009 | 2.5748e-12 | 0.00097009 | 2.5748e-12 | 0.03606 | 1.3147e-07 | 0.0063316 | 5.407e-08
[120 empty] | 7.3.3.17.5 (Remote Grid) Updates to grid topology to minimize risk of ignition in HFTDs Remote GridWLDFREquipment / facility failureAggregated | WLDFR | HFTD - Distribution - Tier 3 - 5QU CoRE ¦ 3QU LoRE | Non-Red Flag Warning - Catastrophic Fires | Equipment / facility failure | Aggregated | 2034 | 2.6542e-09 | 190.7177 | 5.0621e-07 | 2034 | Mitigation | 0.95 | 45 | 0 | esc | 0.00097009 | 2.5748e-12 | 0.00097009 | 2.5748e-12 | 0.03606 | 1.3147e-07 | 0.0063316 | 5.407e-08
[120 empty] | 7.3.3.17.5 (Remote Grid) Updates to grid topology to minimize risk of ignition in HFTDs Remote GridWLDFREquipment / facility failureAggregated | WLDFR | HFTD - Distribution - Tier 3 - 5QU CoRE ¦ 3QU LoRE | Non-Red Flag Warning - Catastrophic Fires | Equipment / facility failure | Aggregated | 2035 | 2.6542e-09 | 190.7177 | 5.0621e-07 | 2035 | Mitigation | 0.95 | 45 | 0 | esc | 0.00097009 | 2.5748e-12 | 0.00097009 | 2.5748e-12 | 0.03606 | 1.3147e-07 | 0.0063316 | 5.407e-08
[120 empty] | 7.3.3.17.5 (Remote Grid) Updates to grid topology to minimize risk of ignition in HFTDs Remote GridWLDFREquipment / facility failureAggregated | WLDFR | HFTD - Distribution - Tier 3 - 5QU CoRE ¦ 3QU LoRE | Non-Red Flag Warning - Catastrophic Fires | Equipment / facility failure | Aggregated | 2036 | 2.6542e-09 | 190.7177 | 5.0621e-07 | 2036 | Mitigation | 0.95 | 45 | 0 | esc | 0.00097009 | 2.5748e-12 | 0.00097009 | 2.5748e-12 | 0.03606 | 1.3147e-07 | 0.0063316 | 5.407e-08
[120 empty] | 7.3.3.17.5 (Remote Grid) Updates to grid topology to minimize risk of ignition in HFTDs Remote GridWLDFREquipment / facility failureAggregated | WLDFR | HFTD - Distribution - Tier 3 - 5QU CoRE ¦ 3QU LoRE | Non-Red Flag Warning - Catastrophic Fires | Equipment / facility failure | Aggregated | 2037 | 2.6542e-09 | 190.7177 | 5.0621e-07 | 2037 | Mitigation | 0.95 | 45 | 0 | esc | 0.00097009 | 2.5748e-12 | 0.00097009 | 2.5748e-12 | 0.03606 | 1.3147e-07 | 0.0063316 | 5.407e-08
[120 empty] | 7.3.3.17.5 (Remote Grid) Updates to grid topology to minimize risk of ignition in HFTDs Remote GridWLDFREquipment / facility failureAggregated | WLDFR | HFTD - Distribution - Tier 3 - 5QU CoRE ¦ 3QU LoRE | Non-Red Flag Warning - Catastrophic Fires | Equipment / facility failure | Aggregated | 2038 | 2.6542e-09 | 190.7177 | 5.0621e-07 | 2038 | Mitigation | 0.95 | 45 | 0 | esc | 0.00097009 | 2.5748e-12 | 0.00097009 | 2.5748e-12 | 0.03606 | 1.3147e-07 | 0.0063316 | 5.407e-08
[120 empty] | 7.3.3.17.5 (Remote Grid) Updates to grid topology to minimize risk of ignition in HFTDs Remote GridWLDFREquipment / facility failureAggregated | WLDFR | HFTD - Distribution - Tier 3 - 5QU CoRE ¦ 3QU LoRE | Non-Red Flag Warning - Catastrophic Fires | Equipment / facility failure | Aggregated | 2039 | 2.6542e-09 | 190.7177 | 5.0621e-07 | 2039 | Mitigation | 0.95 | 45 | 0 | esc | 0.00097009 | 2.5748e-12 | 0.00097009 | 2.5748e-12 | 0.03606 | 1.3147e-07 | 0.0063316 | 5.407e-08
[120 empty] | 7.3.3.17.5 (Remote Grid) Updates to grid topology to minimize risk of ignition in HFTDs Remote GridWLDFREquipment / facility failureAggregated | WLDFR | HFTD - Distribution - Tier 3 - 5QU CoRE ¦ 3QU LoRE | Non-Red Flag Warning - Catastrophic Fires | Equipment / facility failure | Aggregated | 2040 | 2.6542e-09 | 190.7177 | 5.0621e-07 | 2040 | Mitigation | 0.95 | 45 | 0 | esc | 0.00097009 | 2.5748e-12 | 0.00097009 | 2.5748e-12 | 0.03606 | 1.3147e-07 | 0.0063316 | 5.407e-08
[120 empty] | 7.3.3.17.5 (Remote Grid) Updates to grid topology to minimize risk of ignition in HFTDs Remote GridWLDFREquipment / facility failureAggregated | WLDFR | HFTD - Distribution - Tier 3 - 5QU CoRE ¦ 3QU LoRE | Non-Red Flag Warning - Catastrophic Fires | Equipment / facility failure | Aggregated | 2041 | 2.6542e-09 | 190.7177 | 5.0621e-07 | 2041 | Mitigation | 0.95 | 45 | 0 | esc | 0.00097009 | 2.5748e-12 | 0.00097009 | 2.5748e-12 | 0.03606 | 1.3147e-07 | 0.0063316 | 5.407e-08
[120 empty] | 7.3.3.17.5 (Remote Grid) Updates to grid topology to minimize risk of ignition in HFTDs Remote GridWLDFREquipment / facility failureAggregated | WLDFR | HFTD - Distribution - Tier 3 - 5QU CoRE ¦ 3QU LoRE | Non-Red Flag Warning - Catastrophic Fires | Equipment / facility failure | Aggregated | 2042 | 2.6542e-09 | 190.7177 | 5.0621e-07 | 2042 | Mitigation | 0.95 | 45 | 0 | esc | 0.00097009 | 2.5748e-12 | 0.00097009 | 2.5748e-12 | 0.03606 | 1.3147e-07 | 0.0063316 | 5.407e-08
[120 empty] | 7.3.3.17.5 (Remote Grid) Updates to grid topology to minimize risk of ignition in HFTDs Remote GridWLDFREquipment / facility failureAggregated | WLDFR | HFTD - Distribution - Tier 3 - 5QU CoRE ¦ 3QU LoRE | Non-Red Flag Warning - Catastrophic Fires | Equipment / facility failure | Aggregated | 2043 | 2.6542e-09 | 190.7177 | 5.0621e-07 | 2043 | Mitigation | 0.95 | 45 | 0 | esc | 0.00097009 | 2.5748e-12 | 0.00097009 | 2.5748e-12 | 0.03606 | 1.3147e-07 | 0.0063316 | 5.407e-08
[120 empty] | 7.3.3.17.5 (Remote Grid) Updates to grid topology to minimize risk of ignition in HFTDs Remote GridWLDFREquipment / facility failureAggregated | WLDFR | HFTD - Distribution - Tier 3 - 5QU CoRE ¦ 3QU LoRE | Non-Red Flag Warning - Catastrophic Fires | Equipment / facility failure | Aggregated | 2044 | 2.6542e-09 | 190.7177 | 5.0621e-07 | 2044 | Mitigation | 0.95 | 45 | 0 | esc | 0.00097009 | 2.5748e-12 | 0.00097009 | 2.5748e-12 | 0.03606 | 1.3147e-07 | 0 | 0
[120 empty] | 7.3.3.17.5 (Remote Grid) Updates to grid topology to minimize risk of ignition in HFTDs Remote GridWLDFREquipment / facility failureAggregated | WLDFR | HFTD - Distribution - Tier 3 - 5QU CoRE ¦ 3QU LoRE | Non-Red Flag Warning - Catastrophic Fires | Equipment / facility failure | Aggregated | 2045 | 2.6542e-09 | 190.7177 | 5.0621e-07 | 2045 | Mitigation | 0.95 | 45 | 0 | esc | 0.00097009 | 2.5748e-12 | 0.00097009 | 2.5748e-12 | 0.03606 | 1.3147e-07 | 0 | 0
[120 empty] | 7.3.3.17.5 (Remote Grid) Updates to grid topology to minimize risk of ignition in HFTDs Remote GridWLDFREquipment / facility failureAggregated | WLDFR | HFTD - Distribution - Tier 3 - 5QU CoRE ¦ 3QU LoRE | Non-Red Flag Warning - Catastrophic Fires | Equipment / facility failure | Aggregated | 2046 | 2.6542e-09 | 190.7177 | 5.0621e-07 | 2046 | Mitigation | 0.95 | 45 | 0 | esc | 0.00097009 | 2.5748e-12 | 0.00097009 | 2.5748e-12 | 0.03606 | 1.3147e-07 | 0.010957 | 2.9915e-06
[120 empty] | 7.3.3.17.5 (Remote Grid) Updates to grid topology to minimize risk of ignition in HFTDs Remote GridWLDFREquipment / facility failureAggregated | WLDFR | HFTD - Distribution - Tier 3 - 5QU CoRE ¦ 3QU LoRE | Non-Red Flag Warning - Catastrophic Fires | Equipment / facility failure | Aggregated | 2047 | 2.6542e-09 | 190.7177 | 5.0621e-07 | 2047 | Mitigation | 0.95 | 45 | 0 | esc | 0.00097009 | 2.5748e-12 | 0.00097009 | 2.5748e-12 | 0.03606 | 1.3147e-07 | 0.010957 | 2.9915e-06
[120 empty] | 7.3.3.17.5 (Remote Grid) Updates to grid topology to minimize risk of ignition in HFTDs Remote GridWLDFREquipment / facility failureAggregated | WLDFR | HFTD - Distribution - Tier 3 - 5QU CoRE ¦ 3QU LoRE | Non-Red Flag Warning - Catastrophic Fires | Equipment / facility failure | Aggregated | 2048 | 2.6542e-09 | 190.7177 | 5.0621e-07 | 2048 | Mitigation | 0.95 | 45 | 0 | esc | 0.00097009 | 2.5748e-12 | 0.00097009 | 2.5748e-12 | 0.03606 | 1.3147e-07 | 0.010957 | 2.9915e-06
[120 empty] | 7.3.3.17.5 (Remote Grid) Updates to grid topology to minimize risk of ignition in HFTDs Remote GridWLDFREquipment / facility failureAggregated | WLDFR | HFTD - Distribution - Tier 3 - 5QU CoRE ¦ 3QU LoRE | Non-Red Flag Warning - Catastrophic Fires | Equipment / facility failure | Aggregated | 2049 | 2.6542e-09 | 190.7177 | 5.0621e-07 | 2049 | Mitigation | 0.95 | 45 | 0 | esc | 0.00097009 | 2.5748e-12 | 0.00097009 | 2.5748e-12 | 0.03606 | 1.3147e-07 | 0.010957 | 2.9915e-06
[120 empty] | 7.3.3.17.5 (Remote Grid) Updates to grid topology to minimize risk of ignition in HFTDs Remote GridWLDFREquipment / facility failureAggregated | WLDFR | HFTD - Distribution - Tier 3 - 5QU CoRE ¦ 3QU LoRE | Non-Red Flag Warning - Catastrophic Fires | Equipment / facility failure | Aggregated | 2050 | 2.6542e-09 | 190.7177 | 5.0621e-07 | 2050 | Mitigation | 0.95 | 45 | 0 | esc | 0.00097009 | 2.5748e-12 | 0.00097009 | 2.5748e-12 | 0.03606 | 1.3147e-07 | 0.010957 | 2.9915e-06
[120 empty] | 7.3.3.17.5 (Remote Grid) Updates to grid topology to minimize risk of ignition in HFTDs Remote GridWLDFREquipment / facility failureAggregated | WLDFR | HFTD - Distribution - Tier 3 - 5QU CoRE ¦ 3QU LoRE | Non-Red Flag Warning - Catastrophic Fires | Equipment / facility failure | Aggregated | 2051 | 2.6542e-09 | 190.7177 | 5.0621e-07 | 2051 | Mitigation | 0.95 | 45 | 0 | esc | 0.00097009 | 2.5748e-12 | 0.00097009 | 2.5748e-12 | 0.03606 | 1.3147e-07 | 0.010957 | 2.9915e-06
[120 empty] | 7.3.3.17.5 (Remote Grid) Updates to grid topology to minimize risk of ignition in HFTDs Remote GridWLDFREquipment / facility failureAggregated | WLDFR | HFTD - Distribution - Tier 3 - 5QU CoRE ¦ 3QU LoRE | Non-Red Flag Warning - Catastrophic Fires | Equipment / facility failure | Aggregated | 2052 | 2.6542e-09 | 190.7177 | 5.0621e-07 | 2052 | Mitigation | 0.95 | 45 | 0 | esc | 0.00097009 | 2.5748e-12 | 0.00097009 | 2.5748e-12 | 0.03606 | 1.3147e-07 | 0.010957 | 2.9915e-06
[120 empty] | 7.3.3.17.5 (Remote Grid) Updates to grid topology to minimize risk of ignition in HFTDs Remote GridWLDFREquipment / facility failureAggregated | WLDFR | HFTD - Distribution - Tier 3 - 5QU CoRE ¦ 3QU LoRE | Non-Red Flag Warning - Catastrophic Fires | Equipment / facility failure | Aggregated | 2053 | 2.6542e-09 | 190.7177 | 5.0621e-07 | 2053 | Mitigation | 0.95 | 45 | 0 | esc | 0.00097009 | 2.5748e-12 | 0.00097009 | 2.5748e-12 | 0.03606 | 1.3147e-07 | 0.010957 | 2.9915e-06
[120 empty] | 7.3.3.17.5 (Remote Grid) Updates to grid topology to minimize risk of ignition in HFTDs Remote GridWLDFREquipment / facility failureAggregated | WLDFR | HFTD - Distribution - Tier 3 - 5QU CoRE ¦ 3QU LoRE | Non-Red Flag Warning - Catastrophic Fires | Equipment / facility failure | Aggregated | 2054 | 2.6542e-09 | 190.7177 | 5.0621e-07 | 2054 | Mitigation | 0.95 | 45 | 0 | esc | 0.00097009 | 2.5748e-12 | 0.00097009 | 2.5748e-12 | 0.03606 | 1.3147e-07 | 0.010957 | 2.9915e-06
[120 empty] | 7.3.3.17.5 (Remote Grid) Updates to grid topology to minimize risk of ignition in HFTDs Remote GridWLDFREquipment / facility failureAggregated | WLDFR | HFTD - Distribution - Tier 3 - 5QU CoRE ¦ 3QU LoRE | Non-Red Flag Warning - Catastrophic Fires | Equipment / facility failure | Aggregated | 2055 | 2.6542e-09 | 190.7177 | 5.0621e-07 | 2055 | Mitigation | 0.95 | 45 | 0 | esc | 0.00097009 | 2.5748e-12 | 0.00097009 | 2.5748e-12 | 0.03606 | 1.3147e-07 | 0.010957 | 2.9915e-06
[120 empty] | 7.3.3.17.5 (Remote Grid) Updates to grid topology to minimize risk of ignition in HFTDs Remote GridWLDFREquipment / facility failureAggregated | WLDFR | HFTD - Distribution - Tier 3 - 5QU CoRE ¦ 3QU LoRE | Non-Red Flag Warning - Catastrophic Fires | Equipment / facility failure | Aggregated | 2056 | 2.6542e-09 | 190.7177 | 5.0621e-07 | 2056 | Mitigation | 0.95 | 45 | 0 | esc | 0.00097009 | 2.5748e-12 | 0.00097009 | 2.5748e-12 | 0.03606 | 1.3147e-07 | 0.010957 | 2.9915e-06
[120 empty] | 7.3.3.17.5 (Remote Grid) Updates to grid topology to minimize risk of ignition in HFTDs Remote GridWLDFREquipment / facility failureAggregated | WLDFR | HFTD - Distribution - Tier 3 - 5QU CoRE ¦ 3QU LoRE | Non-Red Flag Warning - Catastrophic Fires | Equipment / facility failure | Aggregated | 2057 | 2.6542e-09 | 190.7177 | 5.0621e-07 | 2057 | Mitigation | 0.95 | 45 | 0 | esc | 0.00097009 | 2.5748e-12 | 0.00097009 | 2.5748e-12 | 0.03606 | 1.3147e-07 | 0.010957 | 2.9915e-06
[120 empty] | 7.3.3.17.5 (Remote Grid) Updates to grid topology to minimize risk of ignition in HFTDs Remote GridWLDFREquipment / facility failureAggregated | WLDFR | HFTD - Distribution - Tier 3 - 5QU CoRE ¦ 3QU LoRE | Non-Red Flag Warning - Catastrophic Fires | Equipment / facility failure | Aggregated | 2058 | 2.6542e-09 | 190.7177 | 5.0621e-07 | 2058 | Mitigation | 0.95 | 45 | 0 | esc | 0.00097009 | 2.5748e-12 | 0.00097009 | 2.5748e-12 | 0.03606 | 1.3147e-07 | 0.010957 | 2.9915e-06
[120 empty] | 7.3.3.17.5 (Remote Grid) Updates to grid topology to minimize risk of ignition in HFTDs Remote GridWLDFREquipment / facility failureAggregated | WLDFR | HFTD - Distribution - Tier 3 - 5QU CoRE ¦ 3QU LoRE | Non-Red Flag Warning - Catastrophic Fires | Equipment / facility failure | Aggregated | 2059 | 2.6542e-09 | 190.7177 | 5.0621e-07 | 2059 | Mitigation | 0.95 | 45 | 0 | esc | 0.00097009 | 2.5748e-12 | 0.00097009 | 2.5748e-12 | 0.03606 | 1.3147e-07 | 0.010957 | 2.9915e-06
[120 empty] | 7.3.3.17.5 (Remote Grid) Updates to grid topology to minimize risk of ignition in HFTDs Remote GridWLDFREquipment / facility failureAggregated | WLDFR | HFTD - Distribution - Tier 3 - 5QU CoRE ¦ 3QU LoRE | Non-Red Flag Warning - Catastrophic Fires | Equipment / facility failure | Aggregated | 2060 | 2.6542e-09 | 190.7177 | 5.0621e-07 | 2060 | Mitigation | 0.95 | 45 | 0 | esc | 0.00097009 | 2.5748e-12 | 0.00097009 | 2.5748e-12 | 0.03606 | 1.3147e-07 | 0.010957 | 2.9915e-06
[120 empty] | 7.3.3.17.5 (Remote Grid) Updates to grid topology to minimize risk of ignition in HFTDs Remote GridWLDFREquipment / facility failureAggregated | WLDFR | HFTD - Distribution - Tier 3 - 5QU CoRE ¦ 3QU LoRE | Non-Red Flag Warning - Catastrophic Fires | Equipment / facility failure | Aggregated | 2061 | 2.6542e-09 | 190.7177 | 5.0621e-07 | 2061 | Mitigation | 0.95 | 45 | 0 | esc | 0.00097009 | 2.5748e-12 | 0.00097009 | 2.5748e-12 | 0.03606 | 1.3147e-07 | 0.010957 | 2.9915e-06
[120 empty] | 7.3.3.17.5 (Remote Grid) Updates to grid topology to minimize risk of ignition in HFTDs Remote GridWLDFREquipment / facility failureAggregated | WLDFR | HFTD - Distribution - Tier 3 - 5QU CoRE ¦ 3QU LoRE | Non-Red Flag Warning - Catastrophic Fires | Equipment / facility failure | Aggregated | 2062 | 2.6542e-09 | 190.7177 | 5.0621e-07 | 2062 | Mitigation | 0.95 | 45 | 0 | esc | 0.00097009 | 2.5748e-12 | 0.00097009 | 2.5748e-12 | 0.03606 | 1.3147e-07 | 0.010957 | 2.9915e-06
[120 empty] | 7.3.3.17.5 (Remote Grid) Updates to grid topology to minimize risk of ignition in HFTDs Remote GridWLDFREquipment / facility failureAggregated | WLDFR | HFTD - Distribution - Tier 3 - 5QU CoRE ¦ 3QU LoRE | Non-Red Flag Warning - Catastrophic Fires | Equipment / facility failure | Aggregated | 2063 | 2.6542e-09 | 190.7177 | 5.0621e-07 | 2063 | Mitigation | 0.95 | 45 | 0 | esc | 0.00097009 | 2.5748e-12 | 0.00097009 | 2.5748e-12 | 0.03606 | 1.3147e-07 | 0.010957 | 2.9915e-06
[120 empty] | 7.3.3.17.5 (Remote Grid) Updates to grid topology to minimize risk of ignition in HFTDs Remote GridWLDFREquipment / facility failureAggregated | WLDFR | HFTD - Distribution - Tier 3 - 5QU CoRE ¦ 3QU LoRE | Non-Red Flag Warning - Catastrophic Fires | Equipment / facility failure | Aggregated | 2064 | 2.6542e-09 | 190.7177 | 5.0621e-07 | 2064 | Mitigation | 0.95 | 45 | 0 | esc | 0.00097009 | 2.5748e-12 | 0.00097009 | 2.5748e-12 | 0.03606 | 1.3147e-07 | 0.010957 | 2.9915e-06
[120 empty] | 7.3.3.17.5 (Remote Grid) Updates to grid topology to minimize risk of ignition in HFTDs Remote GridWLDFREquipment / facility failureAggregated | WLDFR | HFTD - Distribution - Tier 3 - 5QU CoRE ¦ 3QU LoRE | Non-Red Flag Warning - Catastrophic Fires | Equipment / facility failure | Aggregated | 2065 | 2.6542e-09 | 190.7177 | 5.0621e-07 | 2065 | Mitigation | 0.95 | 45 | 0 | esc | 0.00097009 | 2.5748e-12 | 0.00097009 | 2.5748e-12 | 0.03606 | 1.3147e-07 | 0.010957 | 2.9915e-06
[120 empty] | 7.3.3.17.5 (Remote Grid) Updates to grid topology to minimize risk of ignition in HFTDs Remote GridWLDFREquipment / facility failureAggregated | WLDFR | HFTD - Distribution - Tier 3 - 5QU CoRE ¦ 3QU LoRE | Non-Red Flag Warning - Catastrophic Fires | Equipment / facility failure | Aggregated | 2066 | 2.6542e-09 | 190.7177 | 5.0621e-07 | 2066 | Mitigation | 0.95 | 45 | 0 | esc | 0.00097009 | 2.5748e-12 | 0.00097009 | 2.5748e-12 | 0.03606 | 1.3147e-07 | 0.010957 | 2.9915e-06
[120 empty] | 7.3.3.17.5 (Remote Grid) Updates to grid topology to minimize risk of ignition in HFTDs Remote GridWLDFREquipment / facility failureAggregated | WLDFR | HFTD - Distribution - Tier 3 - 5QU CoRE ¦ 3QU LoRE | Non-Red Flag Warning - Catastrophic Fires | Equipment / facility failure | Aggregated | 2067 | 2.6542e-09 | 190.7177 | 5.0621e-07 | 2067 | Mitigation | 0.95 | 45 | 0 | esc | 0 | 0 | 0.00097009 | 2.5748e-12 | 0.03606 | 1.3147e-07 | 0.010957 | 2.9915e-06
[120 empty] | 7.3.3.17.5 (Remote Grid) Updates to grid topology to minimize risk of ignition in HFTDs Remote GridWLDFRVegetation ContactAggregated | WLDFR | HFTD - Distribution - Tier 3 - 5QU CoRE ¦ 3QU LoRE | Non-Red Flag Warning - Catastrophic Fires | Vegetation Contact | Aggregated | 2022 | 1.469e-08 | 190.7177 | 2.8016e-06 | 2022 | Mitigation | 0.95 | 45 | 0 | esc | 0.00097009 | 1.425e-11 | 0 | 0 | 0.03606 | 1.3147e-07 | 0.010957 | 2.9915e-06
[120 empty] | 7.3.3.17.5 (Remote Grid) Updates to grid topology to minimize risk of ignition in HFTDs Remote GridWLDFRVegetation ContactAggregated | WLDFR | HFTD - Distribution - Tier 3 - 5QU CoRE ¦ 3QU LoRE | Non-Red Flag Warning - Catastrophic Fires | Vegetation Contact | Aggregated | 2023 | 1.469e-08 | 190.7177 | 2.8016e-06 | 2023 | Mitigation | 0.95 | 45 | 0 | esc | 0.00097009 | 1.425e-11 | 0.00097009 | 1.425e-11 | 0.03606 | 1.3147e-07 | 0.010957 | 2.9915e-06
[120 empty] | 7.3.3.17.5 (Remote Grid) Updates to grid topology to minimize risk of ignition in HFTDs Remote GridWLDFRVegetation ContactAggregated | WLDFR | HFTD - Distribution - Tier 3 - 5QU CoRE ¦ 3QU LoRE | Non-Red Flag Warning - Catastrophic Fires | Vegetation Contact | Aggregated | 2024 | 1.469e-08 | 190.7177 | 2.8016e-06 | 2024 | Mitigation | 0.95 | 45 | 0 | esc | 0.00097009 | 1.425e-11 | 0.00097009 | 1.425e-11 | 0.03606 | 1.3147e-07 | 0.010957 | 2.9915e-06
[120 empty] | 7.3.3.17.5 (Remote Grid) Updates to grid topology to minimize risk of ignition in HFTDs Remote GridWLDFRVegetation ContactAggregated | WLDFR | HFTD - Distribution - Tier 3 - 5QU CoRE ¦ 3QU LoRE | Non-Red Flag Warning - Catastrophic Fires | Vegetation Contact | Aggregated | 2025 | 1.469e-08 | 190.7177 | 2.8016e-06 | 2025 | Mitigation | 0.95 | 45 | 0 | esc | 0.00097009 | 1.425e-11 | 0.00097009 | 1.425e-11 | 0.03606 | 1.3147e-07 | 0.010957 | 2.9915e-06
[120 empty] | 7.3.3.17.5 (Remote Grid) Updates to grid topology to minimize risk of ignition in HFTDs Remote GridWLDFRVegetation ContactAggregated | WLDFR | HFTD - Distribution - Tier 3 - 5QU CoRE ¦ 3QU LoRE | Non-Red Flag Warning - Catastrophic Fires | Vegetation Contact | Aggregated | 2026 | 1.469e-08 | 190.7177 | 2.8016e-06 | 2026 | Mitigation | 0.95 | 45 | 0 | esc | 0.00097009 | 1.425e-11 | 0.00097009 | 1.425e-11 | 0.03606 | 1.3147e-07 | 0.010957 | 2.9915e-06
[120 empty] | 7.3.3.17.5 (Remote Grid) Updates to grid topology to minimize risk of ignition in HFTDs Remote GridWLDFRVegetation ContactAggregated | WLDFR | HFTD - Distribution - Tier 3 - 5QU CoRE ¦ 3QU LoRE | Non-Red Flag Warning - Catastrophic Fires | Vegetation Contact | Aggregated | 2027 | 1.469e-08 | 190.7177 | 2.8016e-06 | 2027 | Mitigation | 0.95 | 45 | 0 | esc | 0.00097009 | 1.425e-11 | 0.00097009 | 1.425e-11 | 0.03606 | 1.3147e-07 | 0.010957 | 2.9915e-06
[120 empty] | 7.3.3.17.5 (Remote Grid) Updates to grid topology to minimize risk of ignition in HFTDs Remote GridWLDFRVegetation ContactAggregated | WLDFR | HFTD - Distribution - Tier 3 - 5QU CoRE ¦ 3QU LoRE | Non-Red Flag Warning - Catastrophic Fires | Vegetation Contact | Aggregated | 2028 | 1.469e-08 | 190.7177 | 2.8016e-06 | 2028 | Mitigation | 0.95 | 45 | 0 | esc | 0.00097009 | 1.425e-11 | 0.00097009 | 1.425e-11 | 0.03606 | 1.3147e-07 | 0.010957 | 2.9915e-06
[120 empty] | 7.3.3.17.5 (Remote Grid) Updates to grid topology to minimize risk of ignition in HFTDs Remote GridWLDFRVegetation ContactAggregated | WLDFR | HFTD - Distribution - Tier 3 - 5QU CoRE ¦ 3QU LoRE | Non-Red Flag Warning - Catastrophic Fires | Vegetation Contact | Aggregated | 2029 | 1.469e-08 | 190.7177 | 2.8016e-06 | 2029 | Mitigation | 0.95 | 45 | 0 | esc | 0.00097009 | 1.425e-11 | 0.00097009 | 1.425e-11 | 0.03606 | 1.3147e-07 | 0.010957 | 2.9915e-06
[120 empty] | 7.3.3.17.5 (Remote Grid) Updates to grid topology to minimize risk of ignition in HFTDs Remote GridWLDFRVegetation ContactAggregated | WLDFR | HFTD - Distribution - Tier 3 - 5QU CoRE ¦ 3QU LoRE | Non-Red Flag Warning - Catastrophic Fires | Vegetation Contact | Aggregated | 2030 | 1.469e-08 | 190.7177 | 2.8016e-06 | 2030 | Mitigation | 0.95 | 45 | 0 | esc | 0.00097009 | 1.425e-11 | 0.00097009 | 1.425e-11 | 0.03606 | 1.3147e-07 | 0 | 0
[120 empty] | 7.3.3.17.5 (Remote Grid) Updates to grid topology to minimize risk of ignition in HFTDs Remote GridWLDFRVegetation ContactAggregated | WLDFR | HFTD - Distribution - Tier 3 - 5QU CoRE ¦ 3QU LoRE | Non-Red Flag Warning - Catastrophic Fires | Vegetation Contact | Aggregated | 2031 | 1.469e-08 | 190.7177 | 2.8016e-06 | 2031 | Mitigation | 0.95 | 45 | 0 | esc | 0.00097009 | 1.425e-11 | 0.00097009 | 1.425e-11 | 0.03606 | 1.3147e-07 | 0 | 0
[120 empty] | 7.3.3.17.5 (Remote Grid) Updates to grid topology to minimize risk of ignition in HFTDs Remote GridWLDFRVegetation ContactAggregated | WLDFR | HFTD - Distribution - Tier 3 - 5QU CoRE ¦ 3QU LoRE | Non-Red Flag Warning - Catastrophic Fires | Vegetation Contact | Aggregated | 2032 | 1.469e-08 | 190.7177 | 2.8016e-06 | 2032 | Mitigation | 0.95 | 45 | 0 | esc | 0.00097009 | 1.425e-11 | 0.00097009 | 1.425e-11 | 0.03606 | 1.3147e-07 | 0.012004 | 3.3106e-07
[120 empty] | 7.3.3.17.5 (Remote Grid) Updates to grid topology to minimize risk of ignition in HFTDs Remote GridWLDFRVegetation ContactAggregated | WLDFR | HFTD - Distribution - Tier 3 - 5QU CoRE ¦ 3QU LoRE | Non-Red Flag Warning - Catastrophic Fires | Vegetation Contact | Aggregated | 2033 | 1.469e-08 | 190.7177 | 2.8016e-06 | 2033 | Mitigation | 0.95 | 45 | 0 | esc | 0.00097009 | 1.425e-11 | 0.00097009 | 1.425e-11 | 0.03606 | 1.3147e-07 | 0.012004 | 3.3106e-07
[120 empty] | 7.3.3.17.5 (Remote Grid) Updates to grid topology to minimize risk of ignition in HFTDs Remote GridWLDFRVegetation ContactAggregated | WLDFR | HFTD - Distribution - Tier 3 - 5QU CoRE ¦ 3QU LoRE | Non-Red Flag Warning - Catastrophic Fires | Vegetation Contact | Aggregated | 2034 | 1.469e-08 | 190.7177 | 2.8016e-06 | 2034 | Mitigation | 0.95 | 45 | 0 | esc | 0.00097009 | 1.425e-11 | 0.00097009 | 1.425e-11 | 0.03606 | 1.3147e-07 | 0.012004 | 3.3106e-07
[120 empty] | 7.3.3.17.5 (Remote Grid) Updates to grid topology to minimize risk of ignition in HFTDs Remote GridWLDFRVegetation ContactAggregated | WLDFR | HFTD - Distribution - Tier 3 - 5QU CoRE ¦ 3QU LoRE | Non-Red Flag Warning - Catastrophic Fires | Vegetation Contact | Aggregated | 2035 | 1.469e-08 | 190.7177 | 2.8016e-06 | 2035 | Mitigation | 0.95 | 45 | 0 | esc | 0.00097009 | 1.425e-11 | 0.00097009 | 1.425e-11 | 0.03606 | 1.3147e-07 | 0.012004 | 3.3106e-07
[120 empty] | 7.3.3.17.5 (Remote Grid) Updates to grid topology to minimize risk of ignition in HFTDs Remote GridWLDFRVegetation ContactAggregated | WLDFR | HFTD - Distribution - Tier 3 - 5QU CoRE ¦ 3QU LoRE | Non-Red Flag Warning - Catastrophic Fires | Vegetation Contact | Aggregated | 2036 | 1.469e-08 | 190.7177 | 2.8016e-06 | 2036 | Mitigation | 0.95 | 45 | 0 | esc | 0.00097009 | 1.425e-11 | 0.00097009 | 1.425e-11 | 0 | 0 | 0.012004 | 3.3106e-07
[120 empty] | 7.3.3.17.5 (Remote Grid) Updates to grid topology to minimize risk of ignition in HFTDs Remote GridWLDFRVegetation ContactAggregated | WLDFR | HFTD - Distribution - Tier 3 - 5QU CoRE ¦ 3QU LoRE | Non-Red Flag Warning - Catastrophic Fires | Vegetation Contact | Aggregated | 2037 | 1.469e-08 | 190.7177 | 2.8016e-06 | 2037 | Mitigation | 0.95 | 45 | 0 | esc | 0.00097009 | 1.425e-11 | 0.00097009 | 1.425e-11 | 0.03606 | 3.2413e-07 | 0.012004 | 3.3106e-07
[120 empty] | 7.3.3.17.5 (Remote Grid) Updates to grid topology to minimize risk of ignition in HFTDs Remote GridWLDFRVegetation ContactAggregated | WLDFR | HFTD - Distribution - Tier 3 - 5QU CoRE ¦ 3QU LoRE | Non-Red Flag Warning - Catastrophic Fires | Vegetation Contact | Aggregated | 2038 | 1.469e-08 | 190.7177 | 2.8016e-06 | 2038 | Mitigation | 0.95 | 45 | 0 | esc | 0.00097009 | 1.425e-11 | 0.00097009 | 1.425e-11 | 0.03606 | 3.2413e-07 | 0.012004 | 3.3106e-07
[120 empty] | 7.3.3.17.5 (Remote Grid) Updates to grid topology to minimize risk of ignition in HFTDs Remote GridWLDFRVegetation ContactAggregated | WLDFR | HFTD - Distribution - Tier 3 - 5QU CoRE ¦ 3QU LoRE | Non-Red Flag Warning - Catastrophic Fires | Vegetation Contact | Aggregated | 2039 | 1.469e-08 | 190.7177 | 2.8016e-06 | 2039 | Mitigation | 0.95 | 45 | 0 | esc | 0.00097009 | 1.425e-11 | 0.00097009 | 1.425e-11 | 0.03606 | 3.2413e-07 | 0.012004 | 3.3106e-07
[120 empty] | 7.3.3.17.5 (Remote Grid) Updates to grid topology to minimize risk of ignition in HFTDs Remote GridWLDFRVegetation ContactAggregated | WLDFR | HFTD - Distribution - Tier 3 - 5QU CoRE ¦ 3QU LoRE | Non-Red Flag Warning - Catastrophic Fires | Vegetation Contact | Aggregated | 2040 | 1.469e-08 | 190.7177 | 2.8016e-06 | 2040 | Mitigation | 0.95 | 45 | 0 | esc | 0.00097009 | 1.425e-11 | 0.00097009 | 1.425e-11 | 0.03606 | 3.2413e-07 | 0.012004 | 3.3106e-07
[120 empty] | 7.3.3.17.5 (Remote Grid) Updates to grid topology to minimize risk of ignition in HFTDs Remote GridWLDFRVegetation ContactAggregated | WLDFR | HFTD - Distribution - Tier 3 - 5QU CoRE ¦ 3QU LoRE | Non-Red Flag Warning - Catastrophic Fires | Vegetation Contact | Aggregated | 2041 | 1.469e-08 | 190.7177 | 2.8016e-06 | 2041 | Mitigation | 0.95 | 45 | 0 | esc | 0.00097009 | 1.425e-11 | 0.00097009 | 1.425e-11 | 0.03606 | 3.2413e-07 | 0.012004 | 3.3106e-07
[120 empty] | 7.3.3.17.5 (Remote Grid) Updates to grid topology to minimize risk of ignition in HFTDs Remote GridWLDFRVegetation ContactAggregated | WLDFR | HFTD - Distribution - Tier 3 - 5QU CoRE ¦ 3QU LoRE | Non-Red Flag Warning - Catastrophic Fires | Vegetation Contact | Aggregated | 2042 | 1.469e-08 | 190.7177 | 2.8016e-06 | 2042 | Mitigation | 0.95 | 45 | 0 | esc | 0.00097009 | 1.425e-11 | 0.00097009 | 1.425e-11 | 0.03606 | 3.2413e-07 | 0.012004 | 3.3106e-07
[120 empty] | 7.3.3.17.5 (Remote Grid) Updates to grid topology to minimize risk of ignition in HFTDs Remote GridWLDFRVegetation ContactAggregated | WLDFR | HFTD - Distribution - Tier 3 - 5QU CoRE ¦ 3QU LoRE | Non-Red Flag Warning - Catastrophic Fires | Vegetation Contact | Aggregated | 2043 | 1.469e-08 | 190.7177 | 2.8016e-06 | 2043 | Mitigation | 0.95 | 45 | 0 | esc | 0.00097009 | 1.425e-11 | 0.00097009 | 1.425e-11 | 0.03606 | 3.2413e-07 | 0.012004 | 3.3106e-07
[120 empty] | 7.3.3.17.5 (Remote Grid) Updates to grid topology to minimize risk of ignition in HFTDs Remote GridWLDFRVegetation ContactAggregated | WLDFR | HFTD - Distribution - Tier 3 - 5QU CoRE ¦ 3QU LoRE | Non-Red Flag Warning - Catastrophic Fires | Vegetation Contact | Aggregated | 2044 | 1.469e-08 | 190.7177 | 2.8016e-06 | 2044 | Mitigation | 0.95 | 45 | 0 | esc | 0.00097009 | 1.425e-11 | 0.00097009 | 1.425e-11 | 0.03606 | 3.2413e-07 | 0.012004 | 3.3106e-07
[120 empty] | 7.3.3.17.5 (Remote Grid) Updates to grid topology to minimize risk of ignition in HFTDs Remote GridWLDFRVegetation ContactAggregated | WLDFR | HFTD - Distribution - Tier 3 - 5QU CoRE ¦ 3QU LoRE | Non-Red Flag Warning - Catastrophic Fires | Vegetation Contact | Aggregated | 2045 | 1.469e-08 | 190.7177 | 2.8016e-06 | 2045 | Mitigation | 0.95 | 45 | 0 | esc | 0.00097009 | 1.425e-11 | 0.00097009 | 1.425e-11 | 0.03606 | 3.2413e-07 | 0.012004 | 3.3106e-07
[120 empty] | 7.3.3.17.5 (Remote Grid) Updates to grid topology to minimize risk of ignition in HFTDs Remote GridWLDFRVegetation ContactAggregated | WLDFR | HFTD - Distribution - Tier 3 - 5QU CoRE ¦ 3QU LoRE | Non-Red Flag Warning - Catastrophic Fires | Vegetation Contact | Aggregated | 2046 | 1.469e-08 | 190.7177 | 2.8016e-06 | 2046 | Mitigation | 0.95 | 45 | 0 | esc | 0.00097009 | 1.425e-11 | 0.00097009 | 1.425e-11 | 0.03606 | 3.2413e-07 | 0.012004 | 3.3106e-07
[120 empty] | 7.3.3.17.5 (Remote Grid) Updates to grid topology to minimize risk of ignition in HFTDs Remote GridWLDFRVegetation ContactAggregated | WLDFR | HFTD - Distribution - Tier 3 - 5QU CoRE ¦ 3QU LoRE | Non-Red Flag Warning - Catastrophic Fires | Vegetation Contact | Aggregated | 2047 | 1.469e-08 | 190.7177 | 2.8016e-06 | 2047 | Mitigation | 0.95 | 45 | 0 | esc | 0.00097009 | 1.425e-11 | 0.00097009 | 1.425e-11 | 0.03606 | 3.2413e-07 | 0.012004 | 3.3106e-07
[120 empty] | 7.3.3.17.5 (Remote Grid) Updates to grid topology to minimize risk of ignition in HFTDs Remote GridWLDFRVegetation ContactAggregated | WLDFR | HFTD - Distribution - Tier 3 - 5QU CoRE ¦ 3QU LoRE | Non-Red Flag Warning - Catastrophic Fires | Vegetation Contact | Aggregated | 2048 | 1.469e-08 | 190.7177 | 2.8016e-06 | 2048 | Mitigation | 0.95 | 45 | 0 | esc | 0.00097009 | 1.425e-11 | 0.00097009 | 1.425e-11 | 0.03606 | 3.2413e-07 | 0.012004 | 3.3106e-07
[120 empty] | 7.3.3.17.5 (Remote Grid) Updates to grid topology to minimize risk of ignition in HFTDs Remote GridWLDFRVegetation ContactAggregated | WLDFR | HFTD - Distribution - Tier 3 - 5QU CoRE ¦ 3QU LoRE | Non-Red Flag Warning - Catastrophic Fires | Vegetation Contact | Aggregated | 2049 | 1.469e-08 | 190.7177 | 2.8016e-06 | 2049 | Mitigation | 0.95 | 45 | 0 | esc | 0.00097009 | 1.425e-11 | 0.00097009 | 1.425e-11 | 0.03606 | 3.2413e-07 | 0.012004 | 3.3106e-07
[120 empty] | 7.3.3.17.5 (Remote Grid) Updates to grid topology to minimize risk of ignition in HFTDs Remote GridWLDFRVegetation ContactAggregated | WLDFR | HFTD - Distribution - Tier 3 - 5QU CoRE ¦ 3QU LoRE | Non-Red Flag Warning - Catastrophic Fires | Vegetation Contact | Aggregated | 2050 | 1.469e-08 | 190.7177 | 2.8016e-06 | 2050 | Mitigation | 0.95 | 45 | 0 | esc | 0.00097009 | 1.425e-11 | 0.00097009 | 1.425e-11 | 0.03606 | 3.2413e-07 | 0.012004 | 3.3106e-07
[120 empty] | 7.3.3.17.5 (Remote Grid) Updates to grid topology to minimize risk of ignition in HFTDs Remote GridWLDFRVegetation ContactAggregated | WLDFR | HFTD - Distribution - Tier 3 - 5QU CoRE ¦ 3QU LoRE | Non-Red Flag Warning - Catastrophic Fires | Vegetation Contact | Aggregated | 2051 | 1.469e-08 | 190.7177 | 2.8016e-06 | 2051 | Mitigation | 0.95 | 45 | 0 | esc | 0.00097009 | 1.425e-11 | 0.00097009 | 1.425e-11 | 0.03606 | 3.2413e-07 | 0.012004 | 3.3106e-07
[120 empty] | 7.3.3.17.5 (Remote Grid) Updates to grid topology to minimize risk of ignition in HFTDs Remote GridWLDFRVegetation ContactAggregated | WLDFR | HFTD - Distribution - Tier 3 - 5QU CoRE ¦ 3QU LoRE | Non-Red Flag Warning - Catastrophic Fires | Vegetation Contact | Aggregated | 2052 | 1.469e-08 | 190.7177 | 2.8016e-06 | 2052 | Mitigation | 0.95 | 45 | 0 | esc | 0.00097009 | 1.425e-11 | 0.00097009 | 1.425e-11 | 0.03606 | 3.2413e-07 | 0.012004 | 3.3106e-07
[120 empty] | 7.3.3.17.5 (Remote Grid) Updates to grid topology to minimize risk of ignition in HFTDs Remote GridWLDFRVegetation ContactAggregated | WLDFR | HFTD - Distribution - Tier 3 - 5QU CoRE ¦ 3QU LoRE | Non-Red Flag Warning - Catastrophic Fires | Vegetation Contact | Aggregated | 2053 | 1.469e-08 | 190.7177 | 2.8016e-06 | 2053 | Mitigation | 0.95 | 45 | 0 | esc | 0.00097009 | 1.425e-11 | 0.00097009 | 1.425e-11 | 0.03606 | 3.2413e-07 | 0.012004 | 3.3106e-07
[120 empty] | 7.3.3.17.5 (Remote Grid) Updates to grid topology to minimize risk of ignition in HFTDs Remote GridWLDFRVegetation ContactAggregated | WLDFR | HFTD - Distribution - Tier 3 - 5QU CoRE ¦ 3QU LoRE | Non-Red Flag Warning - Catastrophic Fires | Vegetation Contact | Aggregated | 2054 | 1.469e-08 | 190.7177 | 2.8016e-06 | 2054 | Mitigation | 0.95 | 45 | 0 | esc | 0.00097009 | 1.425e-11 | 0.00097009 | 1.425e-11 | 0.03606 | 3.2413e-07 | 0.012004 | 3.3106e-07
[120 empty] | 7.3.3.17.5 (Remote Grid) Updates to grid topology to minimize risk of ignition in HFTDs Remote GridWLDFRVegetation ContactAggregated | WLDFR | HFTD - Distribution - Tier 3 - 5QU CoRE ¦ 3QU LoRE | Non-Red Flag Warning - Catastrophic Fires | Vegetation Contact | Aggregated | 2055 | 1.469e-08 | 190.7177 | 2.8016e-06 | 2055 | Mitigation | 0.95 | 45 | 0 | esc | 0.00097009 | 1.425e-11 | 0.00097009 | 1.425e-11 | 0.03606 | 3.2413e-07 | 0.012004 | 3.3106e-07
[120 empty] | 7.3.3.17.5 (Remote Grid) Updates to grid topology to minimize risk of ignition in HFTDs Remote GridWLDFRVegetation ContactAggregated | WLDFR | HFTD - Distribution - Tier 3 - 5QU CoRE ¦ 3QU LoRE | Non-Red Flag Warning - Catastrophic Fires | Vegetation Contact | Aggregated | 2056 | 1.469e-08 | 190.7177 | 2.8016e-06 | 2056 | Mitigation | 0.95 | 45 | 0 | esc | 0.00097009 | 1.425e-11 | 0.00097009 | 1.425e-11 | 0.03606 | 3.2413e-07 | 0.012004 | 3.3106e-07
[120 empty] | 7.3.3.17.5 (Remote Grid) Updates to grid topology to minimize risk of ignition in HFTDs Remote GridWLDFRVegetation ContactAggregated | WLDFR | HFTD - Distribution - Tier 3 - 5QU CoRE ¦ 3QU LoRE | Non-Red Flag Warning - Catastrophic Fires | Vegetation Contact | Aggregated | 2057 | 1.469e-08 | 190.7177 | 2.8016e-06 | 2057 | Mitigation | 0.95 | 45 | 0 | esc | 0.00097009 | 1.425e-11 | 0.00097009 | 1.425e-11 | 0.03606 | 3.2413e-07 | 0.012004 | 3.3106e-07
[120 empty] | 7.3.3.17.5 (Remote Grid) Updates to grid topology to minimize risk of ignition in HFTDs Remote GridWLDFRVegetation ContactAggregated | WLDFR | HFTD - Distribution - Tier 3 - 5QU CoRE ¦ 3QU LoRE | Non-Red Flag Warning - Catastrophic Fires | Vegetation Contact | Aggregated | 2058 | 1.469e-08 | 190.7177 | 2.8016e-06 | 2058 | Mitigation | 0.95 | 45 | 0 | esc | 0.00097009 | 1.425e-11 | 0.00097009 | 1.425e-11 | 0.03606 | 3.2413e-07 | 0.012004 | 3.3106e-07
[120 empty] | 7.3.3.17.5 (Remote Grid) Updates to grid topology to minimize risk of ignition in HFTDs Remote GridWLDFRVegetation ContactAggregated | WLDFR | HFTD - Distribution - Tier 3 - 5QU CoRE ¦ 3QU LoRE | Non-Red Flag Warning - Catastrophic Fires | Vegetation Contact | Aggregated | 2059 | 1.469e-08 | 190.7177 | 2.8016e-06 | 2059 | Mitigation | 0.95 | 45 | 0 | esc | 0.00097009 | 1.425e-11 | 0.00097009 | 1.425e-11 | 0.03606 | 3.2413e-07 | 0.012004 | 3.3106e-07
[120 empty] | 7.3.3.17.5 (Remote Grid) Updates to grid topology to minimize risk of ignition in HFTDs Remote GridWLDFRVegetation ContactAggregated | WLDFR | HFTD - Distribution - Tier 3 - 5QU CoRE ¦ 3QU LoRE | Non-Red Flag Warning - Catastrophic Fires | Vegetation Contact | Aggregated | 2060 | 1.469e-08 | 190.7177 | 2.8016e-06 | 2060 | Mitigation | 0.95 | 45 | 0 | esc | 0.00097009 | 1.425e-11 | 0.00097009 | 1.425e-11 | 0.03606 | 3.2413e-07 | 0.012004 | 3.3106e-07
[120 empty] | 7.3.3.17.5 (Remote Grid) Updates to grid topology to minimize risk of ignition in HFTDs Remote GridWLDFRVegetation ContactAggregated | WLDFR | HFTD - Distribution - Tier 3 - 5QU CoRE ¦ 3QU LoRE | Non-Red Flag Warning - Catastrophic Fires | Vegetation Contact | Aggregated | 2061 | 1.469e-08 | 190.7177 | 2.8016e-06 | 2061 | Mitigation | 0.95 | 45 | 0 | esc | 0.00097009 | 1.425e-11 | 0.00097009 | 1.425e-11 | 0.03606 | 3.2413e-07 | 0.012004 | 3.3106e-07
[120 empty] | 7.3.3.17.5 (Remote Grid) Updates to grid topology to minimize risk of ignition in HFTDs Remote GridWLDFRVegetation ContactAggregated | WLDFR | HFTD - Distribution - Tier 3 - 5QU CoRE ¦ 3QU LoRE | Non-Red Flag Warning - Catastrophic Fires | Vegetation Contact | Aggregated | 2062 | 1.469e-08 | 190.7177 | 2.8016e-06 | 2062 | Mitigation | 0.95 | 45 | 0 | esc | 0.00097009 | 1.425e-11 | 0.00097009 | 1.425e-11 | 0.03606 | 3.2413e-07 | 0 | 0
[120 empty] | 7.3.3.17.5 (Remote Grid) Updates to grid topology to minimize risk of ignition in HFTDs Remote GridWLDFRVegetation ContactAggregated | WLDFR | HFTD - Distribution - Tier 3 - 5QU CoRE ¦ 3QU LoRE | Non-Red Flag Warning - Catastrophic Fires | Vegetation Contact | Aggregated | 2063 | 1.469e-08 | 190.7177 | 2.8016e-06 | 2063 | Mitigation | 0.95 | 45 | 0 | esc | 0.00097009 | 1.425e-11 | 0.00097009 | 1.425e-11 | 0.03606 | 3.2413e-07 | 0 | 0
[120 empty] | 7.3.3.17.5 (Remote Grid) Updates to grid topology to minimize risk of ignition in HFTDs Remote GridWLDFRVegetation ContactAggregated | WLDFR | HFTD - Distribution - Tier 3 - 5QU CoRE ¦ 3QU LoRE | Non-Red Flag Warning - Catastrophic Fires | Vegetation Contact | Aggregated | 2064 | 1.469e-08 | 190.7177 | 2.8016e-06 | 2064 | Mitigation | 0.95 | 45 | 0 | esc | 0.00097009 | 1.425e-11 | 0.00097009 | 1.425e-11 | 0.03606 | 3.2413e-07 | 0.010025 | 6.2288e-07
[120 empty] | 7.3.3.17.5 (Remote Grid) Updates to grid topology to minimize risk of ignition in HFTDs Remote GridWLDFRVegetation ContactAggregated | WLDFR | HFTD - Distribution - Tier 3 - 5QU CoRE ¦ 3QU LoRE | Non-Red Flag Warning - Catastrophic Fires | Vegetation Contact | Aggregated | 2065 | 1.469e-08 | 190.7177 | 2.8016e-06 | 2065 | Mitigation | 0.95 | 45 | 0 | esc | 0.00097009 | 1.425e-11 | 0.00097009 | 1.425e-11 | 0.03606 | 3.2413e-07 | 0.010025 | 6.2288e-07
[120 empty] | 7.3.3.17.5 (Remote Grid) Updates to grid topology to minimize risk of ignition in HFTDs Remote GridWLDFRVegetation ContactAggregated | WLDFR | HFTD - Distribution - Tier 3 - 5QU CoRE ¦ 3QU LoRE | Non-Red Flag Warning - Catastrophic Fires | Vegetation Contact | Aggregated | 2066 | 1.469e-08 | 190.7177 | 2.8016e-06 | 2066 | Mitigation | 0.95 | 45 | 0 | esc | 0.00097009 | 1.425e-11 | 0.00097009 | 1.425e-11 | 0.03606 | 3.2413e-07 | 0.010025 | 6.2288e-07
[120 empty] | 7.3.3.17.5 (Remote Grid) Updates to grid topology to minimize risk of ignition in HFTDs Remote GridWLDFRVegetation ContactAggregated | WLDFR | HFTD - Distribution - Tier 3 - 5QU CoRE ¦ 3QU LoRE | Non-Red Flag Warning - Catastrophic Fires | Vegetation Contact | Aggregated | 2067 | 1.469e-08 | 190.7177 | 2.8016e-06 | 2067 | Mitigation | 0.95 | 45 | 0 | esc | 0 | 0 | 0.00097009 | 1.425e-11 | 0.03606 | 3.2413e-07 | 0.010025 | 6.2288e-07
[120 empty] | 7.3.3.17.5 (Remote Grid) Updates to grid topology to minimize risk of ignition in HFTDs Remote GridWLDFRWire-to-wire contactAggregated | WLDFR | HFTD - Distribution - Tier 3 - 5QU CoRE ¦ 3QU LoRE | Non-Red Flag Warning - Catastrophic Fires | Wire-to-wire contact | Aggregated | 2022 | 2.265e-08 | 190.7177 | 4.3197e-06 | 2022 | Mitigation | 0.95 | 45 | 0 | esc | 0.00097009 | 2.1972e-11 | 0 | 0 | 0.03606 | 3.2413e-07 | 0.010025 | 6.2288e-07
[120 empty] | 7.3.3.17.5 (Remote Grid) Updates to grid topology to minimize risk of ignition in HFTDs Remote GridWLDFRWire-to-wire contactAggregated | WLDFR | HFTD - Distribution - Tier 3 - 5QU CoRE ¦ 3QU LoRE | Non-Red Flag Warning - Catastrophic Fires | Wire-to-wire contact | Aggregated | 2023 | 2.265e-08 | 190.7177 | 4.3197e-06 | 2023 | Mitigation | 0.95 | 45 | 0 | esc | 0.00097009 | 2.1972e-11 | 0.00097009 | 2.1972e-11 | 0.03606 | 3.2413e-07 | 0.010025 | 6.2288e-07
[120 empty] | 7.3.3.17.5 (Remote Grid) Updates to grid topology to minimize risk of ignition in HFTDs Remote GridWLDFRWire-to-wire contactAggregated | WLDFR | HFTD - Distribution - Tier 3 - 5QU CoRE ¦ 3QU LoRE | Non-Red Flag Warning - Catastrophic Fires | Wire-to-wire contact | Aggregated | 2024 | 2.265e-08 | 190.7177 | 4.3197e-06 | 2024 | Mitigation | 0.95 | 45 | 0 | esc | 0.00097009 | 2.1972e-11 | 0.00097009 | 2.1972e-11 | 0.03606 | 3.2413e-07 | 0.010025 | 6.2288e-07
[120 empty] | 7.3.3.17.5 (Remote Grid) Updates to grid topology to minimize risk of ignition in HFTDs Remote GridWLDFRWire-to-wire contactAggregated | WLDFR | HFTD - Distribution - Tier 3 - 5QU CoRE ¦ 3QU LoRE | Non-Red Flag Warning - Catastrophic Fires | Wire-to-wire contact | Aggregated | 2025 | 2.265e-08 | 190.7177 | 4.3197e-06 | 2025 | Mitigation | 0.95 | 45 | 0 | esc | 0.00097009 | 2.1972e-11 | 0.00097009 | 2.1972e-11 | 0.03606 | 3.2413e-07 | 0.010025 | 6.2288e-07
[120 empty] | 7.3.3.17.5 (Remote Grid) Updates to grid topology to minimize risk of ignition in HFTDs Remote GridWLDFRWire-to-wire contactAggregated | WLDFR | HFTD - Distribution - Tier 3 - 5QU CoRE ¦ 3QU LoRE | Non-Red Flag Warning - Catastrophic Fires | Wire-to-wire contact | Aggregated | 2026 | 2.265e-08 | 190.7177 | 4.3197e-06 | 2026 | Mitigation | 0.95 | 45 | 0 | esc | 0.00097009 | 2.1972e-11 | 0.00097009 | 2.1972e-11 | 0.03606 | 3.2413e-07 | 0.010025 | 6.2288e-07
[120 empty] | 7.3.3.17.5 (Remote Grid) Updates to grid topology to minimize risk of ignition in HFTDs Remote GridWLDFRWire-to-wire contactAggregated | WLDFR | HFTD - Distribution - Tier 3 - 5QU CoRE ¦ 3QU LoRE | Non-Red Flag Warning - Catastrophic Fires | Wire-to-wire contact | Aggregated | 2027 | 2.265e-08 | 190.7177 | 4.3197e-06 | 2027 | Mitigation | 0.95 | 45 | 0 | esc | 0.00097009 | 2.1972e-11 | 0.00097009 | 2.1972e-11 | 0.03606 | 3.2413e-07 | 0.010025 | 6.2288e-07
[120 empty] | 7.3.3.17.5 (Remote Grid) Updates to grid topology to minimize risk of ignition in HFTDs Remote GridWLDFRWire-to-wire contactAggregated | WLDFR | HFTD - Distribution - Tier 3 - 5QU CoRE ¦ 3QU LoRE | Non-Red Flag Warning - Catastrophic Fires | Wire-to-wire contact | Aggregated | 2028 | 2.265e-08 | 190.7177 | 4.3197e-06 | 2028 | Mitigation | 0.95 | 45 | 0 | esc | 0.00097009 | 2.1972e-11 | 0.00097009 | 2.1972e-11 | 0.03606 | 3.2413e-07 | 0.010025 | 6.2288e-07
[120 empty] | 7.3.3.17.5 (Remote Grid) Updates to grid topology to minimize risk of ignition in HFTDs Remote GridWLDFRWire-to-wire contactAggregated | WLDFR | HFTD - Distribution - Tier 3 - 5QU CoRE ¦ 3QU LoRE | Non-Red Flag Warning - Catastrophic Fires | Wire-to-wire contact | Aggregated | 2029 | 2.265e-08 | 190.7177 | 4.3197e-06 | 2029 | Mitigation | 0.95 | 45 | 0 | esc | 0.00097009 | 2.1972e-11 | 0.00097009 | 2.1972e-11 | 0.03606 | 3.2413e-07 | 0.010025 | 6.2288e-07
[120 empty] | 7.3.3.17.5 (Remote Grid) Updates to grid topology to minimize risk of ignition in HFTDs Remote GridWLDFRWire-to-wire contactAggregated | WLDFR | HFTD - Distribution - Tier 3 - 5QU CoRE ¦ 3QU LoRE | Non-Red Flag Warning - Catastrophic Fires | Wire-to-wire contact | Aggregated | 2030 | 2.265e-08 | 190.7177 | 4.3197e-06 | 2030 | Mitigation | 0.95 | 45 | 0 | esc | 0.00097009 | 2.1972e-11 | 0.00097009 | 2.1972e-11 | 0.03606 | 3.2413e-07 | 0.010025 | 6.2288e-07
[120 empty] | 7.3.3.17.5 (Remote Grid) Updates to grid topology to minimize risk of ignition in HFTDs Remote GridWLDFRWire-to-wire contactAggregated | WLDFR | HFTD - Distribution - Tier 3 - 5QU CoRE ¦ 3QU LoRE | Non-Red Flag Warning - Catastrophic Fires | Wire-to-wire contact | Aggregated | 2031 | 2.265e-08 | 190.7177 | 4.3197e-06 | 2031 | Mitigation | 0.95 | 45 | 0 | esc | 0.00097009 | 2.1972e-11 | 0.00097009 | 2.1972e-11 | 0.03606 | 3.2413e-07 | 0.010025 | 6.2288e-07
[120 empty] | 7.3.3.17.5 (Remote Grid) Updates to grid topology to minimize risk of ignition in HFTDs Remote GridWLDFRWire-to-wire contactAggregated | WLDFR | HFTD - Distribution - Tier 3 - 5QU CoRE ¦ 3QU LoRE | Non-Red Flag Warning - Catastrophic Fires | Wire-to-wire contact | Aggregated | 2032 | 2.265e-08 | 190.7177 | 4.3197e-06 | 2032 | Mitigation | 0.95 | 45 | 0 | esc | 0.00097009 | 2.1972e-11 | 0.00097009 | 2.1972e-11 | 0.03606 | 3.2413e-07 | 0.010025 | 6.2288e-07
[120 empty] | 7.3.3.17.5 (Remote Grid) Updates to grid topology to minimize risk of ignition in HFTDs Remote GridWLDFRWire-to-wire contactAggregated | WLDFR | HFTD - Distribution - Tier 3 - 5QU CoRE ¦ 3QU LoRE | Non-Red Flag Warning - Catastrophic Fires | Wire-to-wire contact | Aggregated | 2033 | 2.265e-08 | 190.7177 | 4.3197e-06 | 2033 | Mitigation | 0.95 | 45 | 0 | esc | 0.00097009 | 2.1972e-11 | 0.00097009 | 2.1972e-11 | 0.03606 | 3.2413e-07 | 0.010025 | 6.2288e-07
[120 empty] | 7.3.3.17.5 (Remote Grid) Updates to grid topology to minimize risk of ignition in HFTDs Remote GridWLDFRWire-to-wire contactAggregated | WLDFR | HFTD - Distribution - Tier 3 - 5QU CoRE ¦ 3QU LoRE | Non-Red Flag Warning - Catastrophic Fires | Wire-to-wire contact | Aggregated | 2034 | 2.265e-08 | 190.7177 | 4.3197e-06 | 2034 | Mitigation | 0.95 | 45 | 0 | esc | 0.00097009 | 2.1972e-11 | 0.00097009 | 2.1972e-11 | 0.03606 | 3.2413e-07 | 0.010025 | 6.2288e-07
[120 empty] | 7.3.3.17.5 (Remote Grid) Updates to grid topology to minimize risk of ignition in HFTDs Remote GridWLDFRWire-to-wire contactAggregated | WLDFR | HFTD - Distribution - Tier 3 - 5QU CoRE ¦ 3QU LoRE | Non-Red Flag Warning - Catastrophic Fires | Wire-to-wire contact | Aggregated | 2035 | 2.265e-08 | 190.7177 | 4.3197e-06 | 2035 | Mitigation | 0.95 | 45 | 0 | esc | 0.00097009 | 2.1972e-11 | 0.00097009 | 2.1972e-11 | 0.03606 | 3.2413e-07 | 0.010025 | 6.2288e-07
[120 empty] | 7.3.3.17.5 (Remote Grid) Updates to grid topology to minimize risk of ignition in HFTDs Remote GridWLDFRWire-to-wire contactAggregated | WLDFR | HFTD - Distribution - Tier 3 - 5QU CoRE ¦ 3QU LoRE | Non-Red Flag Warning - Catastrophic Fires | Wire-to-wire contact | Aggregated | 2036 | 2.265e-08 | 190.7177 | 4.3197e-06 | 2036 | Mitigation | 0.95 | 45 | 0 | esc | 0.00097009 | 2.1972e-11 | 0.00097009 | 2.1972e-11 | 0.03606 | 3.2413e-07 | 0.010025 | 6.2288e-07
[120 empty] | 7.3.3.17.5 (Remote Grid) Updates to grid topology to minimize risk of ignition in HFTDs Remote GridWLDFRWire-to-wire contactAggregated | WLDFR | HFTD - Distribution - Tier 3 - 5QU CoRE ¦ 3QU LoRE | Non-Red Flag Warning - Catastrophic Fires | Wire-to-wire contact | Aggregated | 2037 | 2.265e-08 | 190.7177 | 4.3197e-06 | 2037 | Mitigation | 0.95 | 45 | 0 | esc | 0.00097009 | 2.1972e-11 | 0.00097009 | 2.1972e-11 | 0.03606 | 3.2413e-07 | 0.010025 | 6.2288e-07
[120 empty] | 7.3.3.17.5 (Remote Grid) Updates to grid topology to minimize risk of ignition in HFTDs Remote GridWLDFRWire-to-wire contactAggregated | WLDFR | HFTD - Distribution - Tier 3 - 5QU CoRE ¦ 3QU LoRE | Non-Red Flag Warning - Catastrophic Fires | Wire-to-wire contact | Aggregated | 2038 | 2.265e-08 | 190.7177 | 4.3197e-06 | 2038 | Mitigation | 0.95 | 45 | 0 | esc | 0.00097009 | 2.1972e-11 | 0.00097009 | 2.1972e-11 | 0.03606 | 3.2413e-07 | 0.010025 | 6.2288e-07
[120 empty] | 7.3.3.17.5 (Remote Grid) Updates to grid topology to minimize risk of ignition in HFTDs Remote GridWLDFRWire-to-wire contactAggregated | WLDFR | HFTD - Distribution - Tier 3 - 5QU CoRE ¦ 3QU LoRE | Non-Red Flag Warning - Catastrophic Fires | Wire-to-wire contact | Aggregated | 2039 | 2.265e-08 | 190.7177 | 4.3197e-06 | 2039 | Mitigation | 0.95 | 45 | 0 | esc | 0.00097009 | 2.1972e-11 | 0.00097009 | 2.1972e-11 | 0.03606 | 3.2413e-07 | 0.010025 | 6.2288e-07
[120 empty] | 7.3.3.17.5 (Remote Grid) Updates to grid topology to minimize risk of ignition in HFTDs Remote GridWLDFRWire-to-wire contactAggregated | WLDFR | HFTD - Distribution - Tier 3 - 5QU CoRE ¦ 3QU LoRE | Non-Red Flag Warning - Catastrophic Fires | Wire-to-wire contact | Aggregated | 2040 | 2.265e-08 | 190.7177 | 4.3197e-06 | 2040 | Mitigation | 0.95 | 45 | 0 | esc | 0.00097009 | 2.1972e-11 | 0.00097009 | 2.1972e-11 | 0 | 0 | 0.010025 | 6.2288e-07
[120 empty] | 7.3.3.17.5 (Remote Grid) Updates to grid topology to minimize risk of ignition in HFTDs Remote GridWLDFRWire-to-wire contactAggregated | WLDFR | HFTD - Distribution - Tier 3 - 5QU CoRE ¦ 3QU LoRE | Non-Red Flag Warning - Catastrophic Fires | Wire-to-wire contact | Aggregated | 2041 | 2.265e-08 | 190.7177 | 4.3197e-06 | 2041 | Mitigation | 0.95 | 45 | 0 | esc | 0.00097009 | 2.1972e-11 | 0.00097009 | 2.1972e-11 | 0.03606 | 5.0202e-07 | 0.010025 | 6.2288e-07
[120 empty] | 7.3.3.17.5 (Remote Grid) Updates to grid topology to minimize risk of ignition in HFTDs Remote GridWLDFRWire-to-wire contactAggregated | WLDFR | HFTD - Distribution - Tier 3 - 5QU CoRE ¦ 3QU LoRE | Non-Red Flag Warning - Catastrophic Fires | Wire-to-wire contact | Aggregated | 2042 | 2.265e-08 | 190.7177 | 4.3197e-06 | 2042 | Mitigation | 0.95 | 45 | 0 | esc | 0.00097009 | 2.1972e-11 | 0.00097009 | 2.1972e-11 | 0.03606 | 5.0202e-07 | 0.010025 | 6.2288e-07
[120 empty] | 7.3.3.17.5 (Remote Grid) Updates to grid topology to minimize risk of ignition in HFTDs Remote GridWLDFRWire-to-wire contactAggregated | WLDFR | HFTD - Distribution - Tier 3 - 5QU CoRE ¦ 3QU LoRE | Non-Red Flag Warning - Catastrophic Fires | Wire-to-wire contact | Aggregated | 2043 | 2.265e-08 | 190.7177 | 4.3197e-06 | 2043 | Mitigation | 0.95 | 45 | 0 | esc | 0.00097009 | 2.1972e-11 | 0.00097009 | 2.1972e-11 | 0.03606 | 5.0202e-07 | 0.010025 | 6.2288e-07
[120 empty] | 7.3.3.17.5 (Remote Grid) Updates to grid topology to minimize risk of ignition in HFTDs Remote GridWLDFRWire-to-wire contactAggregated | WLDFR | HFTD - Distribution - Tier 3 - 5QU CoRE ¦ 3QU LoRE | Non-Red Flag Warning - Catastrophic Fires | Wire-to-wire contact | Aggregated | 2044 | 2.265e-08 | 190.7177 | 4.3197e-06 | 2044 | Mitigation | 0.95 | 45 | 0 | esc | 0.00097009 | 2.1972e-11 | 0.00097009 | 2.1972e-11 | 0.03606 | 5.0202e-07 | 0.010025 | 6.2288e-07
[120 empty] | 7.3.3.17.5 (Remote Grid) Updates to grid topology to minimize risk of ignition in HFTDs Remote GridWLDFRWire-to-wire contactAggregated | WLDFR | HFTD - Distribution - Tier 3 - 5QU CoRE ¦ 3QU LoRE | Non-Red Flag Warning - Catastrophic Fires | Wire-to-wire contact | Aggregated | 2045 | 2.265e-08 | 190.7177 | 4.3197e-06 | 2045 | Mitigation | 0.95 | 45 | 0 | esc | 0.00097009 | 2.1972e-11 | 0.00097009 | 2.1972e-11 | 0.03606 | 5.0202e-07 | 0.010025 | 6.2288e-07
[120 empty] | 7.3.3.17.5 (Remote Grid) Updates to grid topology to minimize risk of ignition in HFTDs Remote GridWLDFRWire-to-wire contactAggregated | WLDFR | HFTD - Distribution - Tier 3 - 5QU CoRE ¦ 3QU LoRE | Non-Red Flag Warning - Catastrophic Fires | Wire-to-wire contact | Aggregated | 2046 | 2.265e-08 | 190.7177 | 4.3197e-06 | 2046 | Mitigation | 0.95 | 45 | 0 | esc | 0.00097009 | 2.1972e-11 | 0.00097009 | 2.1972e-11 | 0.03606 | 5.0202e-07 | 0.010025 | 6.2288e-07
[120 empty] | 7.3.3.17.5 (Remote Grid) Updates to grid topology to minimize risk of ignition in HFTDs Remote GridWLDFRWire-to-wire contactAggregated | WLDFR | HFTD - Distribution - Tier 3 - 5QU CoRE ¦ 3QU LoRE | Non-Red Flag Warning - Catastrophic Fires | Wire-to-wire contact | Aggregated | 2047 | 2.265e-08 | 190.7177 | 4.3197e-06 | 2047 | Mitigation | 0.95 | 45 | 0 | esc | 0.00097009 | 2.1972e-11 | 0.00097009 | 2.1972e-11 | 0.03606 | 5.0202e-07 | 0.010025 | 6.2288e-07
[120 empty] | 7.3.3.17.5 (Remote Grid) Updates to grid topology to minimize risk of ignition in HFTDs Remote GridWLDFRWire-to-wire contactAggregated | WLDFR | HFTD - Distribution - Tier 3 - 5QU CoRE ¦ 3QU LoRE | Non-Red Flag Warning - Catastrophic Fires | Wire-to-wire contact | Aggregated | 2048 | 2.265e-08 | 190.7177 | 4.3197e-06 | 2048 | Mitigation | 0.95 | 45 | 0 | esc | 0.00097009 | 2.1972e-11 | 0.00097009 | 2.1972e-11 | 0.03606 | 5.0202e-07 | 0 | 0
[120 empty] | 7.3.3.17.5 (Remote Grid) Updates to grid topology to minimize risk of ignition in HFTDs Remote GridWLDFRWire-to-wire contactAggregated | WLDFR | HFTD - Distribution - Tier 3 - 5QU CoRE ¦ 3QU LoRE | Non-Red Flag Warning - Catastrophic Fires | Wire-to-wire contact | Aggregated | 2049 | 2.265e-08 | 190.7177 | 4.3197e-06 | 2049 | Mitigation | 0.95 | 45 | 0 | esc | 0.00097009 | 2.1972e-11 | 0.00097009 | 2.1972e-11 | 0.03606 | 5.0202e-07 | 0 | 0
[120 empty] | 7.3.3.17.5 (Remote Grid) Updates to grid topology to minimize risk of ignition in HFTDs Remote GridWLDFRWire-to-wire contactAggregated | WLDFR | HFTD - Distribution - Tier 3 - 5QU CoRE ¦ 3QU LoRE | Non-Red Flag Warning - Catastrophic Fires | Wire-to-wire contact | Aggregated | 2050 | 2.265e-08 | 190.7177 | 4.3197e-06 | 2050 | Mitigation | 0.95 | 45 | 0 | esc | 0.00097009 | 2.1972e-11 | 0.00097009 | 2.1972e-11 | 0.03606 | 5.0202e-07 | 0.0094681 | 2.0082e-06
[120 empty] | 7.3.3.17.5 (Remote Grid) Updates to grid topology to minimize risk of ignition in HFTDs Remote GridWLDFRWire-to-wire contactAggregated | WLDFR | HFTD - Distribution - Tier 3 - 5QU CoRE ¦ 3QU LoRE | Non-Red Flag Warning - Catastrophic Fires | Wire-to-wire contact | Aggregated | 2051 | 2.265e-08 | 190.7177 | 4.3197e-06 | 2051 | Mitigation | 0.95 | 45 | 0 | esc | 0.00097009 | 2.1972e-11 | 0.00097009 | 2.1972e-11 | 0.03606 | 5.0202e-07 | 0.0094681 | 2.0082e-06
[120 empty] | 7.3.3.17.5 (Remote Grid) Updates to grid topology to minimize risk of ignition in HFTDs Remote GridWLDFRWire-to-wire contactAggregated | WLDFR | HFTD - Distribution - Tier 3 - 5QU CoRE ¦ 3QU LoRE | Non-Red Flag Warning - Catastrophic Fires | Wire-to-wire contact | Aggregated | 2052 | 2.265e-08 | 190.7177 | 4.3197e-06 | 2052 | Mitigation | 0.95 | 45 | 0 | esc | 0.00097009 | 2.1972e-11 | 0.00097009 | 2.1972e-11 | 0.03606 | 5.0202e-07 | 0.0094681 | 2.0082e-06
[120 empty] | 7.3.3.17.5 (Remote Grid) Updates to grid topology to minimize risk of ignition in HFTDs Remote GridWLDFRWire-to-wire contactAggregated | WLDFR | HFTD - Distribution - Tier 3 - 5QU CoRE ¦ 3QU LoRE | Non-Red Flag Warning - Catastrophic Fires | Wire-to-wire contact | Aggregated | 2053 | 2.265e-08 | 190.7177 | 4.3197e-06 | 2053 | Mitigation | 0.95 | 45 | 0 | esc | 0.00097009 | 2.1972e-11 | 0.00097009 | 2.1972e-11 | 0.03606 | 5.0202e-07 | 0.0094681 | 2.0082e-06
[120 empty] | 7.3.3.17.5 (Remote Grid) Updates to grid topology to minimize risk of ignition in HFTDs Remote GridWLDFRWire-to-wire contactAggregated | WLDFR | HFTD - Distribution - Tier 3 - 5QU CoRE ¦ 3QU LoRE | Non-Red Flag Warning - Catastrophic Fires | Wire-to-wire contact | Aggregated | 2054 | 2.265e-08 | 190.7177 | 4.3197e-06 | 2054 | Mitigation | 0.95 | 45 | 0 | esc | 0.00097009 | 2.1972e-11 | 0.00097009 | 2.1972e-11 | 0.03606 | 5.0202e-07 | 0.0094681 | 2.0082e-06
[120 empty] | 7.3.3.17.5 (Remote Grid) Updates to grid topology to minimize risk of ignition in HFTDs Remote GridWLDFRWire-to-wire contactAggregated | WLDFR | HFTD - Distribution - Tier 3 - 5QU CoRE ¦ 3QU LoRE | Non-Red Flag Warning - Catastrophic Fires | Wire-to-wire contact | Aggregated | 2055 | 2.265e-08 | 190.7177 | 4.3197e-06 | 2055 | Mitigation | 0.95 | 45 | 0 | esc | 0.00097009 | 2.1972e-11 | 0.00097009 | 2.1972e-11 | 0.03606 | 5.0202e-07 | 0.0094681 | 2.0082e-06
[120 empty] | 7.3.3.17.5 (Remote Grid) Updates to grid topology to minimize risk of ignition in HFTDs Remote GridWLDFRWire-to-wire contactAggregated | WLDFR | HFTD - Distribution - Tier 3 - 5QU CoRE ¦ 3QU LoRE | Non-Red Flag Warning - Catastrophic Fires | Wire-to-wire contact | Aggregated | 2056 | 2.265e-08 | 190.7177 | 4.3197e-06 | 2056 | Mitigation | 0.95 | 45 | 0 | esc | 0.00097009 | 2.1972e-11 | 0.00097009 | 2.1972e-11 | 0.03606 | 5.0202e-07 | 0.0094681 | 2.0082e-06
[120 empty] | 7.3.3.17.5 (Remote Grid) Updates to grid topology to minimize risk of ignition in HFTDs Remote GridWLDFRWire-to-wire contactAggregated | WLDFR | HFTD - Distribution - Tier 3 - 5QU CoRE ¦ 3QU LoRE | Non-Red Flag Warning - Catastrophic Fires | Wire-to-wire contact | Aggregated | 2057 | 2.265e-08 | 190.7177 | 4.3197e-06 | 2057 | Mitigation | 0.95 | 45 | 0 | esc | 0.00097009 | 2.1972e-11 | 0.00097009 | 2.1972e-11 | 0.03606 | 5.0202e-07 | 0.0094681 | 2.0082e-06
[120 empty] | 7.3.3.17.5 (Remote Grid) Updates to grid topology to minimize risk of ignition in HFTDs Remote GridWLDFRWire-to-wire contactAggregated | WLDFR | HFTD - Distribution - Tier 3 - 5QU CoRE ¦ 3QU LoRE | Non-Red Flag Warning - Catastrophic Fires | Wire-to-wire contact | Aggregated | 2058 | 2.265e-08 | 190.7177 | 4.3197e-06 | 2058 | Mitigation | 0.95 | 45 | 0 | esc | 0.00097009 | 2.1972e-11 | 0.00097009 | 2.1972e-11 | 0.03606 | 5.0202e-07 | 0.0094681 | 2.0082e-06
[120 empty] | 7.3.3.17.5 (Remote Grid) Updates to grid topology to minimize risk of ignition in HFTDs Remote GridWLDFRWire-to-wire contactAggregated | WLDFR | HFTD - Distribution - Tier 3 - 5QU CoRE ¦ 3QU LoRE | Non-Red Flag Warning - Catastrophic Fires | Wire-to-wire contact | Aggregated | 2059 | 2.265e-08 | 190.7177 | 4.3197e-06 | 2059 | Mitigation | 0.95 | 45 | 0 | esc | 0.00097009 | 2.1972e-11 | 0.00097009 | 2.1972e-11 | 0.03606 | 5.0202e-07 | 0.0094681 | 2.0082e-06
[120 empty] | 7.3.3.17.5 (Remote Grid) Updates to grid topology to minimize risk of ignition in HFTDs Remote GridWLDFRWire-to-wire contactAggregated | WLDFR | HFTD - Distribution - Tier 3 - 5QU CoRE ¦ 3QU LoRE | Non-Red Flag Warning - Catastrophic Fires | Wire-to-wire contact | Aggregated | 2060 | 2.265e-08 | 190.7177 | 4.3197e-06 | 2060 | Mitigation | 0.95 | 45 | 0 | esc | 0.00097009 | 2.1972e-11 | 0.00097009 | 2.1972e-11 | 0.03606 | 5.0202e-07 | 0.0094681 | 2.0082e-06
[120 empty] | 7.3.3.17.5 (Remote Grid) Updates to grid topology to minimize risk of ignition in HFTDs Remote GridWLDFRWire-to-wire contactAggregated | WLDFR | HFTD - Distribution - Tier 3 - 5QU CoRE ¦ 3QU LoRE | Non-Red Flag Warning - Catastrophic Fires | Wire-to-wire contact | Aggregated | 2061 | 2.265e-08 | 190.7177 | 4.3197e-06 | 2061 | Mitigation | 0.95 | 45 | 0 | esc | 0.00097009 | 2.1972e-11 | 0.00097009 | 2.1972e-11 | 0.03606 | 5.0202e-07 | 0.0094681 | 2.0082e-06
[120 empty] | 7.3.3.17.5 (Remote Grid) Updates to grid topology to minimize risk of ignition in HFTDs Remote GridWLDFRWire-to-wire contactAggregated | WLDFR | HFTD - Distribution - Tier 3 - 5QU CoRE ¦ 3QU LoRE | Non-Red Flag Warning - Catastrophic Fires | Wire-to-wire contact | Aggregated | 2062 | 2.265e-08 | 190.7177 | 4.3197e-06 | 2062 | Mitigation | 0.95 | 45 | 0 | esc | 0.00097009 | 2.1972e-11 | 0.00097009 | 2.1972e-11 | 0.03606 | 5.0202e-07 | 0.0094681 | 2.0082e-06
[120 empty] | 7.3.3.17.5 (Remote Grid) Updates to grid topology to minimize risk of ignition in HFTDs Remote GridWLDFRWire-to-wire contactAggregated | WLDFR | HFTD - Distribution - Tier 3 - 5QU CoRE ¦ 3QU LoRE | Non-Red Flag Warning - Catastrophic Fires | Wire-to-wire contact | Aggregated | 2063 | 2.265e-08 | 190.7177 | 4.3197e-06 | 2063 | Mitigation | 0.95 | 45 | 0 | esc | 0.00097009 | 2.1972e-11 | 0.00097009 | 2.1972e-11 | 0.03606 | 5.0202e-07 | 0.0094681 | 2.0082e-06
[120 empty] | 7.3.3.17.5 (Remote Grid) Updates to grid topology to minimize risk of ignition in HFTDs Remote GridWLDFRWire-to-wire contactAggregated | WLDFR | HFTD - Distribution - Tier 3 - 5QU CoRE ¦ 3QU LoRE | Non-Red Flag Warning - Catastrophic Fires | Wire-to-wire contact | Aggregated | 2064 | 2.265e-08 | 190.7177 | 4.3197e-06 | 2064 | Mitigation | 0.95 | 45 | 0 | esc | 0.00097009 | 2.1972e-11 | 0.00097009 | 2.1972e-11 | 0.03606 | 5.0202e-07 | 0.0094681 | 2.0082e-06
[120 empty] | 7.3.3.17.5 (Remote Grid) Updates to grid topology to minimize risk of ignition in HFTDs Remote GridWLDFRWire-to-wire contactAggregated | WLDFR | HFTD - Distribution - Tier 3 - 5QU CoRE ¦ 3QU LoRE | Non-Red Flag Warning - Catastrophic Fires | Wire-to-wire contact | Aggregated | 2065 | 2.265e-08 | 190.7177 | 4.3197e-06 | 2065 | Mitigation | 0.95 | 45 | 0 | esc | 0.00097009 | 2.1972e-11 | 0.00097009 | 2.1972e-11 | 0.03606 | 5.0202e-07 | 0.0094681 | 2.0082e-06
[120 empty] | 7.3.3.17.5 (Remote Grid) Updates to grid topology to minimize risk of ignition in HFTDs Remote GridWLDFRWire-to-wire contactAggregated | WLDFR | HFTD - Distribution - Tier 3 - 5QU CoRE ¦ 3QU LoRE | Non-Red Flag Warning - Catastrophic Fires | Wire-to-wire contact | Aggregated | 2066 | 2.265e-08 | 190.7177 | 4.3197e-06 | 2066 | Mitigation | 0.95 | 45 | 0 | esc | 0.00097009 | 2.1972e-11 | 0.00097009 | 2.1972e-11 | 0.03606 | 5.0202e-07 | 0.0094681 | 2.0082e-06
[120 empty] | 7.3.3.17.5 (Remote Grid) Updates to grid topology to minimize risk of ignition in HFTDs Remote GridWLDFRWire-to-wire contactAggregated | WLDFR | HFTD - Distribution - Tier 3 - 5QU CoRE ¦ 3QU LoRE | Non-Red Flag Warning - Catastrophic Fires | Wire-to-wire contact | Aggregated | 2067 | 2.265e-08 | 190.7177 | 4.3197e-06 | 2067 | Mitigation | 0.95 | 45 | 0 | esc | 0 | 0 | 0.00097009 | 2.1972e-11 | 0.03606 | 5.0202e-07 | 0.0094681 | 2.0082e-06
[120 empty] | 7.3.3.17.5 (Remote Grid) Updates to grid topology to minimize risk of ignition in HFTDs Remote GridWLDFRContact from objectAggregated | WLDFR | HFTD - Distribution - Tier 3 - 5QU CoRE ¦ 3QU LoRE | Non-Red Flag Warning - Destructive Fires | Contact from object | Aggregated | 2022 | 3.36e-08 | 190.7177 | 6.4082e-06 | 2022 | Mitigation | 0.95 | 45 | 0 | esc | 0.00097009 | 3.2595e-11 | 0 | 0 | 0.03606 | 5.0202e-07 | 0.0094681 | 2.0082e-06
[120 empty] | 7.3.3.17.5 (Remote Grid) Updates to grid topology to minimize risk of ignition in HFTDs Remote GridWLDFRContact from objectAggregated | WLDFR | HFTD - Distribution - Tier 3 - 5QU CoRE ¦ 3QU LoRE | Non-Red Flag Warning - Destructive Fires | Contact from object | Aggregated | 2023 | 3.36e-08 | 190.7177 | 6.4082e-06 | 2023 | Mitigation | 0.95 | 45 | 0 | esc | 0.00097009 | 3.2595e-11 | 0.00097009 | 3.2595e-11 | 0.03606 | 5.0202e-07 | 0.0094681 | 2.0082e-06
[120 empty] | 7.3.3.17.5 (Remote Grid) Updates to grid topology to minimize risk of ignition in HFTDs Remote GridWLDFRContact from objectAggregated | WLDFR | HFTD - Distribution - Tier 3 - 5QU CoRE ¦ 3QU LoRE | Non-Red Flag Warning - Destructive Fires | Contact from object | Aggregated | 2024 | 3.36e-08 | 190.7177 | 6.4082e-06 | 2024 | Mitigation | 0.95 | 45 | 0 | esc | 0.00097009 | 3.2595e-11 | 0.00097009 | 3.2595e-11 | 0.03606 | 5.0202e-07 | 0.0094681 | 2.0082e-06
[120 empty] | 7.3.3.17.5 (Remote Grid) Updates to grid topology to minimize risk of ignition in HFTDs Remote GridWLDFRContact from objectAggregated | WLDFR | HFTD - Distribution - Tier 3 - 5QU CoRE ¦ 3QU LoRE | Non-Red Flag Warning - Destructive Fires | Contact from object | Aggregated | 2025 | 3.36e-08 | 190.7177 | 6.4082e-06 | 2025 | Mitigation | 0.95 | 45 | 0 | esc | 0.00097009 | 3.2595e-11 | 0.00097009 | 3.2595e-11 | 0.03606 | 5.0202e-07 | 0.0094681 | 2.0082e-06
[120 empty] | 7.3.3.17.5 (Remote Grid) Updates to grid topology to minimize risk of ignition in HFTDs Remote GridWLDFRContact from objectAggregated | WLDFR | HFTD - Distribution - Tier 3 - 5QU CoRE ¦ 3QU LoRE | Non-Red Flag Warning - Destructive Fires | Contact from object | Aggregated | 2026 | 3.36e-08 | 190.7177 | 6.4082e-06 | 2026 | Mitigation | 0.95 | 45 | 0 | esc | 0.00097009 | 3.2595e-11 | 0.00097009 | 3.2595e-11 | 0.03606 | 5.0202e-07 | 0.0094681 | 2.0082e-06
[120 empty] | 7.3.3.17.5 (Remote Grid) Updates to grid topology to minimize risk of ignition in HFTDs Remote GridWLDFRContact from objectAggregated | WLDFR | HFTD - Distribution - Tier 3 - 5QU CoRE ¦ 3QU LoRE | Non-Red Flag Warning - Destructive Fires | Contact from object | Aggregated | 2027 | 3.36e-08 | 190.7177 | 6.4082e-06 | 2027 | Mitigation | 0.95 | 45 | 0 | esc | 0.00097009 | 3.2595e-11 | 0.00097009 | 3.2595e-11 | 0.03606 | 5.0202e-07 | 0.0094681 | 2.0082e-06
[120 empty] | 7.3.3.17.5 (Remote Grid) Updates to grid topology to minimize risk of ignition in HFTDs Remote GridWLDFRContact from objectAggregated | WLDFR | HFTD - Distribution - Tier 3 - 5QU CoRE ¦ 3QU LoRE | Non-Red Flag Warning - Destructive Fires | Contact from object | Aggregated | 2028 | 3.36e-08 | 190.7177 | 6.4082e-06 | 2028 | Mitigation | 0.95 | 45 | 0 | esc | 0.00097009 | 3.2595e-11 | 0.00097009 | 3.2595e-11 | 0.03606 | 5.0202e-07 | 0.0094681 | 2.0082e-06
[120 empty] | 7.3.3.17.5 (Remote Grid) Updates to grid topology to minimize risk of ignition in HFTDs Remote GridWLDFRContact from objectAggregated | WLDFR | HFTD - Distribution - Tier 3 - 5QU CoRE ¦ 3QU LoRE | Non-Red Flag Warning - Destructive Fires | Contact from object | Aggregated | 2029 | 3.36e-08 | 190.7177 | 6.4082e-06 | 2029 | Mitigation | 0.95 | 45 | 0 | esc | 0.00097009 | 3.2595e-11 | 0.00097009 | 3.2595e-11 | 0.03606 | 5.0202e-07 | 0.0094681 | 2.0082e-06
[120 empty] | 7.3.3.17.5 (Remote Grid) Updates to grid topology to minimize risk of ignition in HFTDs Remote GridWLDFRContact from objectAggregated | WLDFR | HFTD - Distribution - Tier 3 - 5QU CoRE ¦ 3QU LoRE | Non-Red Flag Warning - Destructive Fires | Contact from object | Aggregated | 2030 | 3.36e-08 | 190.7177 | 6.4082e-06 | 2030 | Mitigation | 0.95 | 45 | 0 | esc | 0.00097009 | 3.2595e-11 | 0.00097009 | 3.2595e-11 | 0.03606 | 5.0202e-07 | 0.0094681 | 2.0082e-06
[120 empty] | 7.3.3.17.5 (Remote Grid) Updates to grid topology to minimize risk of ignition in HFTDs Remote GridWLDFRContact from objectAggregated | WLDFR | HFTD - Distribution - Tier 3 - 5QU CoRE ¦ 3QU LoRE | Non-Red Flag Warning - Destructive Fires | Contact from object | Aggregated | 2031 | 3.36e-08 | 190.7177 | 6.4082e-06 | 2031 | Mitigation | 0.95 | 45 | 0 | esc | 0.00097009 | 3.2595e-11 | 0.00097009 | 3.2595e-11 | 0.03606 | 5.0202e-07 | 0.0094681 | 2.0082e-06
[120 empty] | 7.3.3.17.5 (Remote Grid) Updates to grid topology to minimize risk of ignition in HFTDs Remote GridWLDFRContact from objectAggregated | WLDFR | HFTD - Distribution - Tier 3 - 5QU CoRE ¦ 3QU LoRE | Non-Red Flag Warning - Destructive Fires | Contact from object | Aggregated | 2032 | 3.36e-08 | 190.7177 | 6.4082e-06 | 2032 | Mitigation | 0.95 | 45 | 0 | esc | 0.00097009 | 3.2595e-11 | 0.00097009 | 3.2595e-11 | 0.03606 | 5.0202e-07 | 0.0094681 | 2.0082e-06
[120 empty] | 7.3.3.17.5 (Remote Grid) Updates to grid topology to minimize risk of ignition in HFTDs Remote GridWLDFRContact from objectAggregated | WLDFR | HFTD - Distribution - Tier 3 - 5QU CoRE ¦ 3QU LoRE | Non-Red Flag Warning - Destructive Fires | Contact from object | Aggregated | 2033 | 3.36e-08 | 190.7177 | 6.4082e-06 | 2033 | Mitigation | 0.95 | 45 | 0 | esc | 0.00097009 | 3.2595e-11 | 0.00097009 | 3.2595e-11 | 0.03606 | 5.0202e-07 | 0.0094681 | 2.0082e-06
[120 empty] | 7.3.3.17.5 (Remote Grid) Updates to grid topology to minimize risk of ignition in HFTDs Remote GridWLDFRContact from objectAggregated | WLDFR | HFTD - Distribution - Tier 3 - 5QU CoRE ¦ 3QU LoRE | Non-Red Flag Warning - Destructive Fires | Contact from object | Aggregated | 2034 | 3.36e-08 | 190.7177 | 6.4082e-06 | 2034 | Mitigation | 0.95 | 45 | 0 | esc | 0.00097009 | 3.2595e-11 | 0.00097009 | 3.2595e-11 | 0.03606 | 5.0202e-07 | 0 | 0
[120 empty] | 7.3.3.17.5 (Remote Grid) Updates to grid topology to minimize risk of ignition in HFTDs Remote GridWLDFRContact from objectAggregated | WLDFR | HFTD - Distribution - Tier 3 - 5QU CoRE ¦ 3QU LoRE | Non-Red Flag Warning - Destructive Fires | Contact from object | Aggregated | 2035 | 3.36e-08 | 190.7177 | 6.4082e-06 | 2035 | Mitigation | 0.95 | 45 | 0 | esc | 0.00097009 | 3.2595e-11 | 0.00097009 | 3.2595e-11 | 0.03606 | 5.0202e-07 | 0 | 0
[120 empty] | 7.3.3.17.5 (Remote Grid) Updates to grid topology to minimize risk of ignition in HFTDs Remote GridWLDFRContact from objectAggregated | WLDFR | HFTD - Distribution - Tier 3 - 5QU CoRE ¦ 3QU LoRE | Non-Red Flag Warning - Destructive Fires | Contact from object | Aggregated | 2036 | 3.36e-08 | 190.7177 | 6.4082e-06 | 2036 | Mitigation | 0.95 | 45 | 0 | esc | 0.00097009 | 3.2595e-11 | 0.00097009 | 3.2595e-11 | 0.03606 | 5.0202e-07 | 0.010598 | 1.3107e-07
[120 empty] | 7.3.3.17.5 (Remote Grid) Updates to grid topology to minimize risk of ignition in HFTDs Remote GridWLDFRContact from objectAggregated | WLDFR | HFTD - Distribution - Tier 3 - 5QU CoRE ¦ 3QU LoRE | Non-Red Flag Warning - Destructive Fires | Contact from object | Aggregated | 2037 | 3.36e-08 | 190.7177 | 6.4082e-06 | 2037 | Mitigation | 0.95 | 45 | 0 | esc | 0.00097009 | 3.2595e-11 | 0.00097009 | 3.2595e-11 | 0.03606 | 5.0202e-07 | 0.010598 | 1.3107e-07
[120 empty] | 7.3.3.17.5 (Remote Grid) Updates to grid topology to minimize risk of ignition in HFTDs Remote GridWLDFRContact from objectAggregated | WLDFR | HFTD - Distribution - Tier 3 - 5QU CoRE ¦ 3QU LoRE | Non-Red Flag Warning - Destructive Fires | Contact from object | Aggregated | 2038 | 3.36e-08 | 190.7177 | 6.4082e-06 | 2038 | Mitigation | 0.95 | 45 | 0 | esc | 0.00097009 | 3.2595e-11 | 0.00097009 | 3.2595e-11 | 0.03606 | 5.0202e-07 | 0.010598 | 1.3107e-07
[120 empty] | 7.3.3.17.5 (Remote Grid) Updates to grid topology to minimize risk of ignition in HFTDs Remote GridWLDFRContact from objectAggregated | WLDFR | HFTD - Distribution - Tier 3 - 5QU CoRE ¦ 3QU LoRE | Non-Red Flag Warning - Destructive Fires | Contact from object | Aggregated | 2039 | 3.36e-08 | 190.7177 | 6.4082e-06 | 2039 | Mitigation | 0.95 | 45 | 0 | esc | 0.00097009 | 3.2595e-11 | 0.00097009 | 3.2595e-11 | 0.03606 | 5.0202e-07 | 0.010598 | 1.3107e-07
[120 empty] | 7.3.3.17.5 (Remote Grid) Updates to grid topology to minimize risk of ignition in HFTDs Remote GridWLDFRContact from objectAggregated | WLDFR | HFTD - Distribution - Tier 3 - 5QU CoRE ¦ 3QU LoRE | Non-Red Flag Warning - Destructive Fires | Contact from object | Aggregated | 2040 | 3.36e-08 | 190.7177 | 6.4082e-06 | 2040 | Mitigation | 0.95 | 45 | 0 | esc | 0.00097009 | 3.2595e-11 | 0.00097009 | 3.2595e-11 | 0.03606 | 5.0202e-07 | 0.010598 | 1.3107e-07
[120 empty] | 7.3.3.17.5 (Remote Grid) Updates to grid topology to minimize risk of ignition in HFTDs Remote GridWLDFRContact from objectAggregated | WLDFR | HFTD - Distribution - Tier 3 - 5QU CoRE ¦ 3QU LoRE | Non-Red Flag Warning - Destructive Fires | Contact from object | Aggregated | 2041 | 3.36e-08 | 190.7177 | 6.4082e-06 | 2041 | Mitigation | 0.95 | 45 | 0 | esc | 0.00097009 | 3.2595e-11 | 0.00097009 | 3.2595e-11 | 0.03606 | 5.0202e-07 | 0.010598 | 1.3107e-07
[120 empty] | 7.3.3.17.5 (Remote Grid) Updates to grid topology to minimize risk of ignition in HFTDs Remote GridWLDFRContact from objectAggregated | WLDFR | HFTD - Distribution - Tier 3 - 5QU CoRE ¦ 3QU LoRE | Non-Red Flag Warning - Destructive Fires | Contact from object | Aggregated | 2042 | 3.36e-08 | 190.7177 | 6.4082e-06 | 2042 | Mitigation | 0.95 | 45 | 0 | esc | 0.00097009 | 3.2595e-11 | 0.00097009 | 3.2595e-11 | 0.03606 | 5.0202e-07 | 0.010598 | 1.3107e-07
[120 empty] | 7.3.3.17.5 (Remote Grid) Updates to grid topology to minimize risk of ignition in HFTDs Remote GridWLDFRContact from objectAggregated | WLDFR | HFTD - Distribution - Tier 3 - 5QU CoRE ¦ 3QU LoRE | Non-Red Flag Warning - Destructive Fires | Contact from object | Aggregated | 2043 | 3.36e-08 | 190.7177 | 6.4082e-06 | 2043 | Mitigation | 0.95 | 45 | 0 | esc | 0.00097009 | 3.2595e-11 | 0.00097009 | 3.2595e-11 | 0.03606 | 5.0202e-07 | 0.010598 | 1.3107e-07
[120 empty] | 7.3.3.17.5 (Remote Grid) Updates to grid topology to minimize risk of ignition in HFTDs Remote GridWLDFRContact from objectAggregated | WLDFR | HFTD - Distribution - Tier 3 - 5QU CoRE ¦ 3QU LoRE | Non-Red Flag Warning - Destructive Fires | Contact from object | Aggregated | 2044 | 3.36e-08 | 190.7177 | 6.4082e-06 | 2044 | Mitigation | 0.95 | 45 | 0 | esc | 0.00097009 | 3.2595e-11 | 0.00097009 | 3.2595e-11 | 0 | 0 | 0.010598 | 1.3107e-07
[120 empty] | 7.3.3.17.5 (Remote Grid) Updates to grid topology to minimize risk of ignition in HFTDs Remote GridWLDFRContact from objectAggregated | WLDFR | HFTD - Distribution - Tier 3 - 5QU CoRE ¦ 3QU LoRE | Non-Red Flag Warning - Destructive Fires | Contact from object | Aggregated | 2045 | 3.36e-08 | 190.7177 | 6.4082e-06 | 2045 | Mitigation | 0.95 | 45 | 0 | esc | 0.00097009 | 3.2595e-11 | 0.00097009 | 3.2595e-11 | 0.03606 | 1.2092e-06 | 0.010598 | 1.3107e-07
[120 empty] | 7.3.3.17.5 (Remote Grid) Updates to grid topology to minimize risk of ignition in HFTDs Remote GridWLDFRContact from objectAggregated | WLDFR | HFTD - Distribution - Tier 3 - 5QU CoRE ¦ 3QU LoRE | Non-Red Flag Warning - Destructive Fires | Contact from object | Aggregated | 2046 | 3.36e-08 | 190.7177 | 6.4082e-06 | 2046 | Mitigation | 0.95 | 45 | 0 | esc | 0.00097009 | 3.2595e-11 | 0.00097009 | 3.2595e-11 | 0.03606 | 1.2092e-06 | 0.010598 | 1.3107e-07
[120 empty] | 7.3.3.17.5 (Remote Grid) Updates to grid topology to minimize risk of ignition in HFTDs Remote GridWLDFRContact from objectAggregated | WLDFR | HFTD - Distribution - Tier 3 - 5QU CoRE ¦ 3QU LoRE | Non-Red Flag Warning - Destructive Fires | Contact from object | Aggregated | 2047 | 3.36e-08 | 190.7177 | 6.4082e-06 | 2047 | Mitigation | 0.95 | 45 | 0 | esc | 0.00097009 | 3.2595e-11 | 0.00097009 | 3.2595e-11 | 0.03606 | 1.2092e-06 | 0.010598 | 1.3107e-07
[120 empty] | 7.3.3.17.5 (Remote Grid) Updates to grid topology to minimize risk of ignition in HFTDs Remote GridWLDFRContact from objectAggregated | WLDFR | HFTD - Distribution - Tier 3 - 5QU CoRE ¦ 3QU LoRE | Non-Red Flag Warning - Destructive Fires | Contact from object | Aggregated | 2048 | 3.36e-08 | 190.7177 | 6.4082e-06 | 2048 | Mitigation | 0.95 | 45 | 0 | esc | 0.00097009 | 3.2595e-11 | 0.00097009 | 3.2595e-11 | 0.03606 | 1.2092e-06 | 0.010598 | 1.3107e-07
[120 empty] | 7.3.3.17.5 (Remote Grid) Updates to grid topology to minimize risk of ignition in HFTDs Remote GridWLDFRContact from objectAggregated | WLDFR | HFTD - Distribution - Tier 3 - 5QU CoRE ¦ 3QU LoRE | Non-Red Flag Warning - Destructive Fires | Contact from object | Aggregated | 2049 | 3.36e-08 | 190.7177 | 6.4082e-06 | 2049 | Mitigation | 0.95 | 45 | 0 | esc | 0.00097009 | 3.2595e-11 | 0.00097009 | 3.2595e-11 | 0.03606 | 1.2092e-06 | 0.010598 | 1.3107e-07
[120 empty] | 7.3.3.17.5 (Remote Grid) Updates to grid topology to minimize risk of ignition in HFTDs Remote GridWLDFRContact from objectAggregated | WLDFR | HFTD - Distribution - Tier 3 - 5QU CoRE ¦ 3QU LoRE | Non-Red Flag Warning - Destructive Fires | Contact from object | Aggregated | 2050 | 3.36e-08 | 190.7177 | 6.4082e-06 | 2050 | Mitigation | 0.95 | 45 | 0 | esc | 0.00097009 | 3.2595e-11 | 0.00097009 | 3.2595e-11 | 0.03606 | 1.2092e-06 | 0.010598 | 1.3107e-07
[120 empty] | 7.3.3.17.5 (Remote Grid) Updates to grid topology to minimize risk of ignition in HFTDs Remote GridWLDFRContact from objectAggregated | WLDFR | HFTD - Distribution - Tier 3 - 5QU CoRE ¦ 3QU LoRE | Non-Red Flag Warning - Destructive Fires | Contact from object | Aggregated | 2051 | 3.36e-08 | 190.7177 | 6.4082e-06 | 2051 | Mitigation | 0.95 | 45 | 0 | esc | 0.00097009 | 3.2595e-11 | 0.00097009 | 3.2595e-11 | 0.03606 | 1.2092e-06 | 0.010598 | 1.3107e-07
[120 empty] | 7.3.3.17.5 (Remote Grid) Updates to grid topology to minimize risk of ignition in HFTDs Remote GridWLDFRContact from objectAggregated | WLDFR | HFTD - Distribution - Tier 3 - 5QU CoRE ¦ 3QU LoRE | Non-Red Flag Warning - Destructive Fires | Contact from object | Aggregated | 2052 | 3.36e-08 | 190.7177 | 6.4082e-06 | 2052 | Mitigation | 0.95 | 45 | 0 | esc | 0.00097009 | 3.2595e-11 | 0.00097009 | 3.2595e-11 | 0.03606 | 1.2092e-06 | 0.010598 | 1.3107e-07
[120 empty] | 7.3.3.17.5 (Remote Grid) Updates to grid topology to minimize risk of ignition in HFTDs Remote GridWLDFRContact from objectAggregated | WLDFR | HFTD - Distribution - Tier 3 - 5QU CoRE ¦ 3QU LoRE | Non-Red Flag Warning - Destructive Fires | Contact from object | Aggregated | 2053 | 3.36e-08 | 190.7177 | 6.4082e-06 | 2053 | Mitigation | 0.95 | 45 | 0 | esc | 0.00097009 | 3.2595e-11 | 0.00097009 | 3.2595e-11 | 0.03606 | 1.2092e-06 | 0.010598 | 1.3107e-07
[120 empty] | 7.3.3.17.5 (Remote Grid) Updates to grid topology to minimize risk of ignition in HFTDs Remote GridWLDFRContact from objectAggregated | WLDFR | HFTD - Distribution - Tier 3 - 5QU CoRE ¦ 3QU LoRE | Non-Red Flag Warning - Destructive Fires | Contact from object | Aggregated | 2054 | 3.36e-08 | 190.7177 | 6.4082e-06 | 2054 | Mitigation | 0.95 | 45 | 0 | esc | 0.00097009 | 3.2595e-11 | 0.00097009 | 3.2595e-11 | 0.03606 | 1.2092e-06 | 0.010598 | 1.3107e-07
[120 empty] | 7.3.3.17.5 (Remote Grid) Updates to grid topology to minimize risk of ignition in HFTDs Remote GridWLDFRContact from objectAggregated | WLDFR | HFTD - Distribution - Tier 3 - 5QU CoRE ¦ 3QU LoRE | Non-Red Flag Warning - Destructive Fires | Contact from object | Aggregated | 2055 | 3.36e-08 | 190.7177 | 6.4082e-06 | 2055 | Mitigation | 0.95 | 45 | 0 | esc | 0.00097009 | 3.2595e-11 | 0.00097009 | 3.2595e-11 | 0.03606 | 1.2092e-06 | 0.010598 | 1.3107e-07
[120 empty] | 7.3.3.17.5 (Remote Grid) Updates to grid topology to minimize risk of ignition in HFTDs Remote GridWLDFRContact from objectAggregated | WLDFR | HFTD - Distribution - Tier 3 - 5QU CoRE ¦ 3QU LoRE | Non-Red Flag Warning - Destructive Fires | Contact from object | Aggregated | 2056 | 3.36e-08 | 190.7177 | 6.4082e-06 | 2056 | Mitigation | 0.95 | 45 | 0 | esc | 0.00097009 | 3.2595e-11 | 0.00097009 | 3.2595e-11 | 0.03606 | 1.2092e-06 | 0.010598 | 1.3107e-07
[120 empty] | 7.3.3.17.5 (Remote Grid) Updates to grid topology to minimize risk of ignition in HFTDs Remote GridWLDFRContact from objectAggregated | WLDFR | HFTD - Distribution - Tier 3 - 5QU CoRE ¦ 3QU LoRE | Non-Red Flag Warning - Destructive Fires | Contact from object | Aggregated | 2057 | 3.36e-08 | 190.7177 | 6.4082e-06 | 2057 | Mitigation | 0.95 | 45 | 0 | esc | 0.00097009 | 3.2595e-11 | 0.00097009 | 3.2595e-11 | 0.03606 | 1.2092e-06 | 0.010598 | 1.3107e-07
[120 empty] | 7.3.3.17.5 (Remote Grid) Updates to grid topology to minimize risk of ignition in HFTDs Remote GridWLDFRContact from objectAggregated | WLDFR | HFTD - Distribution - Tier 3 - 5QU CoRE ¦ 3QU LoRE | Non-Red Flag Warning - Destructive Fires | Contact from object | Aggregated | 2058 | 3.36e-08 | 190.7177 | 6.4082e-06 | 2058 | Mitigation | 0.95 | 45 | 0 | esc | 0.00097009 | 3.2595e-11 | 0.00097009 | 3.2595e-11 | 0.03606 | 1.2092e-06 | 0.010598 | 1.3107e-07
[120 empty] | 7.3.3.17.5 (Remote Grid) Updates to grid topology to minimize risk of ignition in HFTDs Remote GridWLDFRContact from objectAggregated | WLDFR | HFTD - Distribution - Tier 3 - 5QU CoRE ¦ 3QU LoRE | Non-Red Flag Warning - Destructive Fires | Contact from object | Aggregated | 2059 | 3.36e-08 | 190.7177 | 6.4082e-06 | 2059 | Mitigation | 0.95 | 45 | 0 | esc | 0.00097009 | 3.2595e-11 | 0.00097009 | 3.2595e-11 | 0.03606 | 1.2092e-06 | 0.010598 | 1.3107e-07
[120 empty] | 7.3.3.17.5 (Remote Grid) Updates to grid topology to minimize risk of ignition in HFTDs Remote GridWLDFRContact from objectAggregated | WLDFR | HFTD - Distribution - Tier 3 - 5QU CoRE ¦ 3QU LoRE | Non-Red Flag Warning - Destructive Fires | Contact from object | Aggregated | 2060 | 3.36e-08 | 190.7177 | 6.4082e-06 | 2060 | Mitigation | 0.95 | 45 | 0 | esc | 0.00097009 | 3.2595e-11 | 0.00097009 | 3.2595e-11 | 0.03606 | 1.2092e-06 | 0.010598 | 1.3107e-07
[120 empty] | 7.3.3.17.5 (Remote Grid) Updates to grid topology to minimize risk of ignition in HFTDs Remote GridWLDFRContact from objectAggregated | WLDFR | HFTD - Distribution - Tier 3 - 5QU CoRE ¦ 3QU LoRE | Non-Red Flag Warning - Destructive Fires | Contact from object | Aggregated | 2061 | 3.36e-08 | 190.7177 | 6.4082e-06 | 2061 | Mitigation | 0.95 | 45 | 0 | esc | 0.00097009 | 3.2595e-11 | 0.00097009 | 3.2595e-11 | 0.03606 | 1.2092e-06 | 0.010598 | 1.3107e-07
[120 empty] | 7.3.3.17.5 (Remote Grid) Updates to grid topology to minimize risk of ignition in HFTDs Remote GridWLDFRContact from objectAggregated | WLDFR | HFTD - Distribution - Tier 3 - 5QU CoRE ¦ 3QU LoRE | Non-Red Flag Warning - Destructive Fires | Contact from object | Aggregated | 2062 | 3.36e-08 | 190.7177 | 6.4082e-06 | 2062 | Mitigation | 0.95 | 45 | 0 | esc | 0.00097009 | 3.2595e-11 | 0.00097009 | 3.2595e-11 | 0.03606 | 1.2092e-06 | 0.010598 | 1.3107e-07
[120 empty] | 7.3.3.17.5 (Remote Grid) Updates to grid topology to minimize risk of ignition in HFTDs Remote GridWLDFRContact from objectAggregated | WLDFR | HFTD - Distribution - Tier 3 - 5QU CoRE ¦ 3QU LoRE | Non-Red Flag Warning - Destructive Fires | Contact from object | Aggregated | 2063 | 3.36e-08 | 190.7177 | 6.4082e-06 | 2063 | Mitigation | 0.95 | 45 | 0 | esc | 0.00097009 | 3.2595e-11 | 0.00097009 | 3.2595e-11 | 0.03606 | 1.2092e-06 | 0.010598 | 1.3107e-07
[120 empty] | 7.3.3.17.5 (Remote Grid) Updates to grid topology to minimize risk of ignition in HFTDs Remote GridWLDFRContact from objectAggregated | WLDFR | HFTD - Distribution - Tier 3 - 5QU CoRE ¦ 3QU LoRE | Non-Red Flag Warning - Destructive Fires | Contact from object | Aggregated | 2064 | 3.36e-08 | 190.7177 | 6.4082e-06 | 2064 | Mitigation | 0.95 | 45 | 0 | esc | 0.00097009 | 3.2595e-11 | 0.00097009 | 3.2595e-11 | 0.03606 | 1.2092e-06 | 0.010598 | 1.3107e-07
[120 empty] | 7.3.3.17.5 (Remote Grid) Updates to grid topology to minimize risk of ignition in HFTDs Remote GridWLDFRContact from objectAggregated | WLDFR | HFTD - Distribution - Tier 3 - 5QU CoRE ¦ 3QU LoRE | Non-Red Flag Warning - Destructive Fires | Contact from object | Aggregated | 2065 | 3.36e-08 | 190.7177 | 6.4082e-06 | 2065 | Mitigation | 0.95 | 45 | 0 | esc | 0.00097009 | 3.2595e-11 | 0.00097009 | 3.2595e-11 | 0.03606 | 1.2092e-06 | 0.010598 | 1.3107e-07
[120 empty] | 7.3.3.17.5 (Remote Grid) Updates to grid topology to minimize risk of ignition in HFTDs Remote GridWLDFRContact from objectAggregated | WLDFR | HFTD - Distribution - Tier 3 - 5QU CoRE ¦ 3QU LoRE | Non-Red Flag Warning - Destructive Fires | Contact from object | Aggregated | 2066 | 3.36e-08 | 190.7177 | 6.4082e-06 | 2066 | Mitigation | 0.95 | 45 | 0 | esc | 0.00097009 | 3.2595e-11 | 0.00097009 | 3.2595e-11 | 0.03606 | 1.2092e-06 | 0 | 0
[120 empty] | 7.3.3.17.5 (Remote Grid) Updates to grid topology to minimize risk of ignition in HFTDs Remote GridWLDFRContact from objectAggregated | WLDFR | HFTD - Distribution - Tier 3 - 5QU CoRE ¦ 3QU LoRE | Non-Red Flag Warning - Destructive Fires | Contact from object | Aggregated | 2067 | 3.36e-08 | 190.7177 | 6.4082e-06 | 2067 | Mitigation | 0.95 | 45 | 0 | esc | 0 | 0 | 0.00097009 | 3.2595e-11 | 0.03606 | 1.2092e-06 | 0 | 0
[120 empty] | 7.3.3.17.5 (Remote Grid) Updates to grid topology to minimize risk of ignition in HFTDs Remote GridWLDFRContaminationAggregated | WLDFR | HFTD - Distribution - Tier 3 - 5QU CoRE ¦ 3QU LoRE | Non-Red Flag Warning - Destructive Fires | Contamination | Aggregated | 2022 | 1.2763e-09 | 190.7177 | 2.4341e-07 | 2022 | Mitigation | 0.95 | 45 | 0 | esc | 0.00097009 | 1.2381e-12 | 0 | 0 | 0.03606 | 1.2092e-06 | 0.0087991 | 4.8424e-06
[120 empty] | 7.3.3.17.5 (Remote Grid) Updates to grid topology to minimize risk of ignition in HFTDs Remote GridWLDFRContaminationAggregated | WLDFR | HFTD - Distribution - Tier 3 - 5QU CoRE ¦ 3QU LoRE | Non-Red Flag Warning - Destructive Fires | Contamination | Aggregated | 2023 | 1.2763e-09 | 190.7177 | 2.4341e-07 | 2023 | Mitigation | 0.95 | 45 | 0 | esc | 0.00097009 | 1.2381e-12 | 0.00097009 | 1.2381e-12 | 0.03606 | 1.2092e-06 | 0.0087991 | 4.8424e-06
[120 empty] | 7.3.3.17.5 (Remote Grid) Updates to grid topology to minimize risk of ignition in HFTDs Remote GridWLDFRContaminationAggregated | WLDFR | HFTD - Distribution - Tier 3 - 5QU CoRE ¦ 3QU LoRE | Non-Red Flag Warning - Destructive Fires | Contamination | Aggregated | 2024 | 1.2763e-09 | 190.7177 | 2.4341e-07 | 2024 | Mitigation | 0.95 | 45 | 0 | esc | 0.00097009 | 1.2381e-12 | 0.00097009 | 1.2381e-12 | 0.03606 | 1.2092e-06 | 0.0087991 | 4.8424e-06
[120 empty] | 7.3.3.17.5 (Remote Grid) Updates to grid topology to minimize risk of ignition in HFTDs Remote GridWLDFRContaminationAggregated | WLDFR | HFTD - Distribution - Tier 3 - 5QU CoRE ¦ 3QU LoRE | Non-Red Flag Warning - Destructive Fires | Contamination | Aggregated | 2025 | 1.2763e-09 | 190.7177 | 2.4341e-07 | 2025 | Mitigation | 0.95 | 45 | 0 | esc | 0.00097009 | 1.2381e-12 | 0.00097009 | 1.2381e-12 | 0.03606 | 1.2092e-06 | 0.0087991 | 4.8424e-06
[120 empty] | 7.3.3.17.5 (Remote Grid) Updates to grid topology to minimize risk of ignition in HFTDs Remote GridWLDFRContaminationAggregated | WLDFR | HFTD - Distribution - Tier 3 - 5QU CoRE ¦ 3QU LoRE | Non-Red Flag Warning - Destructive Fires | Contamination | Aggregated | 2026 | 1.2763e-09 | 190.7177 | 2.4341e-07 | 2026 | Mitigation | 0.95 | 45 | 0 | esc | 0.00097009 | 1.2381e-12 | 0.00097009 | 1.2381e-12 | 0.03606 | 1.2092e-06 | 0.0087991 | 4.8424e-06
[120 empty] | 7.3.3.17.5 (Remote Grid) Updates to grid topology to minimize risk of ignition in HFTDs Remote GridWLDFRContaminationAggregated | WLDFR | HFTD - Distribution - Tier 3 - 5QU CoRE ¦ 3QU LoRE | Non-Red Flag Warning - Destructive Fires | Contamination | Aggregated | 2027 | 1.2763e-09 | 190.7177 | 2.4341e-07 | 2027 | Mitigation | 0.95 | 45 | 0 | esc | 0.00097009 | 1.2381e-12 | 0.00097009 | 1.2381e-12 | 0.03606 | 1.2092e-06 | 0.0087991 | 4.8424e-06
[120 empty] | 7.3.3.17.5 (Remote Grid) Updates to grid topology to minimize risk of ignition in HFTDs Remote GridWLDFRContaminationAggregated | WLDFR | HFTD - Distribution - Tier 3 - 5QU CoRE ¦ 3QU LoRE | Non-Red Flag Warning - Destructive Fires | Contamination | Aggregated | 2028 | 1.2763e-09 | 190.7177 | 2.4341e-07 | 2028 | Mitigation | 0.95 | 45 | 0 | esc | 0.00097009 | 1.2381e-12 | 0.00097009 | 1.2381e-12 | 0.03606 | 1.2092e-06 | 0.0087991 | 4.8424e-06
[120 empty] | 7.3.3.17.5 (Remote Grid) Updates to grid topology to minimize risk of ignition in HFTDs Remote GridWLDFRContaminationAggregated | WLDFR | HFTD - Distribution - Tier 3 - 5QU CoRE ¦ 3QU LoRE | Non-Red Flag Warning - Destructive Fires | Contamination | Aggregated | 2029 | 1.2763e-09 | 190.7177 | 2.4341e-07 | 2029 | Mitigation | 0.95 | 45 | 0 | esc | 0.00097009 | 1.2381e-12 | 0.00097009 | 1.2381e-12 | 0.03606 | 1.2092e-06 | 0.0087991 | 4.8424e-06
[120 empty] | 7.3.3.17.5 (Remote Grid) Updates to grid topology to minimize risk of ignition in HFTDs Remote GridWLDFRContaminationAggregated | WLDFR | HFTD - Distribution - Tier 3 - 5QU CoRE ¦ 3QU LoRE | Non-Red Flag Warning - Destructive Fires | Contamination | Aggregated | 2030 | 1.2763e-09 | 190.7177 | 2.4341e-07 | 2030 | Mitigation | 0.95 | 45 | 0 | esc | 0.00097009 | 1.2381e-12 | 0.00097009 | 1.2381e-12 | 0.03606 | 1.2092e-06 | 0.0087991 | 4.8424e-06
[120 empty] | 7.3.3.17.5 (Remote Grid) Updates to grid topology to minimize risk of ignition in HFTDs Remote GridWLDFRContaminationAggregated | WLDFR | HFTD - Distribution - Tier 3 - 5QU CoRE ¦ 3QU LoRE | Non-Red Flag Warning - Destructive Fires | Contamination | Aggregated | 2031 | 1.2763e-09 | 190.7177 | 2.4341e-07 | 2031 | Mitigation | 0.95 | 45 | 0 | esc | 0.00097009 | 1.2381e-12 | 0.00097009 | 1.2381e-12 | 0.03606 | 1.2092e-06 | 0.0087991 | 4.8424e-06
[120 empty] | 7.3.3.17.5 (Remote Grid) Updates to grid topology to minimize risk of ignition in HFTDs Remote GridWLDFRContaminationAggregated | WLDFR | HFTD - Distribution - Tier 3 - 5QU CoRE ¦ 3QU LoRE | Non-Red Flag Warning - Destructive Fires | Contamination | Aggregated | 2032 | 1.2763e-09 | 190.7177 | 2.4341e-07 | 2032 | Mitigation | 0.95 | 45 | 0 | esc | 0.00097009 | 1.2381e-12 | 0.00097009 | 1.2381e-12 | 0.03606 | 1.2092e-06 | 0.0087991 | 4.8424e-06
[120 empty] | 7.3.3.17.5 (Remote Grid) Updates to grid topology to minimize risk of ignition in HFTDs Remote GridWLDFRContaminationAggregated | WLDFR | HFTD - Distribution - Tier 3 - 5QU CoRE ¦ 3QU LoRE | Non-Red Flag Warning - Destructive Fires | Contamination | Aggregated | 2033 | 1.2763e-09 | 190.7177 | 2.4341e-07 | 2033 | Mitigation | 0.95 | 45 | 0 | esc | 0.00097009 | 1.2381e-12 | 0.00097009 | 1.2381e-12 | 0.03606 | 1.2092e-06 | 0.0087991 | 4.8424e-06
[120 empty] | 7.3.3.17.5 (Remote Grid) Updates to grid topology to minimize risk of ignition in HFTDs Remote GridWLDFRContaminationAggregated | WLDFR | HFTD - Distribution - Tier 3 - 5QU CoRE ¦ 3QU LoRE | Non-Red Flag Warning - Destructive Fires | Contamination | Aggregated | 2034 | 1.2763e-09 | 190.7177 | 2.4341e-07 | 2034 | Mitigation | 0.95 | 45 | 0 | esc | 0.00097009 | 1.2381e-12 | 0.00097009 | 1.2381e-12 | 0.03606 | 1.2092e-06 | 0.0087991 | 4.8424e-06
[120 empty] | 7.3.3.17.5 (Remote Grid) Updates to grid topology to minimize risk of ignition in HFTDs Remote GridWLDFRContaminationAggregated | WLDFR | HFTD - Distribution - Tier 3 - 5QU CoRE ¦ 3QU LoRE | Non-Red Flag Warning - Destructive Fires | Contamination | Aggregated | 2035 | 1.2763e-09 | 190.7177 | 2.4341e-07 | 2035 | Mitigation | 0.95 | 45 | 0 | esc | 0.00097009 | 1.2381e-12 | 0.00097009 | 1.2381e-12 | 0.03606 | 1.2092e-06 | 0.0087991 | 4.8424e-06
[120 empty] | 7.3.3.17.5 (Remote Grid) Updates to grid topology to minimize risk of ignition in HFTDs Remote GridWLDFRContaminationAggregated | WLDFR | HFTD - Distribution - Tier 3 - 5QU CoRE ¦ 3QU LoRE | Non-Red Flag Warning - Destructive Fires | Contamination | Aggregated | 2036 | 1.2763e-09 | 190.7177 | 2.4341e-07 | 2036 | Mitigation | 0.95 | 45 | 0 | esc | 0.00097009 | 1.2381e-12 | 0.00097009 | 1.2381e-12 | 0.03606 | 1.2092e-06 | 0.0087991 | 4.8424e-06
[120 empty] | 7.3.3.17.5 (Remote Grid) Updates to grid topology to minimize risk of ignition in HFTDs Remote GridWLDFRContaminationAggregated | WLDFR | HFTD - Distribution - Tier 3 - 5QU CoRE ¦ 3QU LoRE | Non-Red Flag Warning - Destructive Fires | Contamination | Aggregated | 2037 | 1.2763e-09 | 190.7177 | 2.4341e-07 | 2037 | Mitigation | 0.95 | 45 | 0 | esc | 0.00097009 | 1.2381e-12 | 0.00097009 | 1.2381e-12 | 0.03606 | 1.2092e-06 | 0.0087991 | 4.8424e-06
[120 empty] | 7.3.3.17.5 (Remote Grid) Updates to grid topology to minimize risk of ignition in HFTDs Remote GridWLDFRContaminationAggregated | WLDFR | HFTD - Distribution - Tier 3 - 5QU CoRE ¦ 3QU LoRE | Non-Red Flag Warning - Destructive Fires | Contamination | Aggregated | 2038 | 1.2763e-09 | 190.7177 | 2.4341e-07 | 2038 | Mitigation | 0.95 | 45 | 0 | esc | 0.00097009 | 1.2381e-12 | 0.00097009 | 1.2381e-12 | 0.03606 | 1.2092e-06 | 0.0087991 | 4.8424e-06
[120 empty] | 7.3.3.17.5 (Remote Grid) Updates to grid topology to minimize risk of ignition in HFTDs Remote GridWLDFRContaminationAggregated | WLDFR | HFTD - Distribution - Tier 3 - 5QU CoRE ¦ 3QU LoRE | Non-Red Flag Warning - Destructive Fires | Contamination | Aggregated | 2039 | 1.2763e-09 | 190.7177 | 2.4341e-07 | 2039 | Mitigation | 0.95 | 45 | 0 | esc | 0.00097009 | 1.2381e-12 | 0.00097009 | 1.2381e-12 | 0.03606 | 1.2092e-06 | 0.0087991 | 4.8424e-06
[120 empty] | 7.3.3.17.5 (Remote Grid) Updates to grid topology to minimize risk of ignition in HFTDs Remote GridWLDFRContaminationAggregated | WLDFR | HFTD - Distribution - Tier 3 - 5QU CoRE ¦ 3QU LoRE | Non-Red Flag Warning - Destructive Fires | Contamination | Aggregated | 2040 | 1.2763e-09 | 190.7177 | 2.4341e-07 | 2040 | Mitigation | 0.95 | 45 | 0 | esc | 0.00097009 | 1.2381e-12 | 0.00097009 | 1.2381e-12 | 0.03606 | 1.2092e-06 | 0.0087991 | 4.8424e-06
[120 empty] | 7.3.3.17.5 (Remote Grid) Updates to grid topology to minimize risk of ignition in HFTDs Remote GridWLDFRContaminationAggregated | WLDFR | HFTD - Distribution - Tier 3 - 5QU CoRE ¦ 3QU LoRE | Non-Red Flag Warning - Destructive Fires | Contamination | Aggregated | 2041 | 1.2763e-09 | 190.7177 | 2.4341e-07 | 2041 | Mitigation | 0.95 | 45 | 0 | esc | 0.00097009 | 1.2381e-12 | 0.00097009 | 1.2381e-12 | 0.03606 | 1.2092e-06 | 0.0087991 | 4.8424e-06
[120 empty] | 7.3.3.17.5 (Remote Grid) Updates to grid topology to minimize risk of ignition in HFTDs Remote GridWLDFRContaminationAggregated | WLDFR | HFTD - Distribution - Tier 3 - 5QU CoRE ¦ 3QU LoRE | Non-Red Flag Warning - Destructive Fires | Contamination | Aggregated | 2042 | 1.2763e-09 | 190.7177 | 2.4341e-07 | 2042 | Mitigation | 0.95 | 45 | 0 | esc | 0.00097009 | 1.2381e-12 | 0.00097009 | 1.2381e-12 | 0.03606 | 1.2092e-06 | 0.0087991 | 4.8424e-06
[120 empty] | 7.3.3.17.5 (Remote Grid) Updates to grid topology to minimize risk of ignition in HFTDs Remote GridWLDFRContaminationAggregated | WLDFR | HFTD - Distribution - Tier 3 - 5QU CoRE ¦ 3QU LoRE | Non-Red Flag Warning - Destructive Fires | Contamination | Aggregated | 2043 | 1.2763e-09 | 190.7177 | 2.4341e-07 | 2043 | Mitigation | 0.95 | 45 | 0 | esc | 0.00097009 | 1.2381e-12 | 0.00097009 | 1.2381e-12 | 0.03606 | 1.2092e-06 | 0.0087991 | 4.8424e-06
[120 empty] | 7.3.3.17.5 (Remote Grid) Updates to grid topology to minimize risk of ignition in HFTDs Remote GridWLDFRContaminationAggregated | WLDFR | HFTD - Distribution - Tier 3 - 5QU CoRE ¦ 3QU LoRE | Non-Red Flag Warning - Destructive Fires | Contamination | Aggregated | 2044 | 1.2763e-09 | 190.7177 | 2.4341e-07 | 2044 | Mitigation | 0.95 | 45 | 0 | esc | 0.00097009 | 1.2381e-12 | 0.00097009 | 1.2381e-12 | 0.03606 | 1.2092e-06 | 0.0087991 | 4.8424e-06
[120 empty] | 7.3.3.17.5 (Remote Grid) Updates to grid topology to minimize risk of ignition in HFTDs Remote GridWLDFRContaminationAggregated | WLDFR | HFTD - Distribution - Tier 3 - 5QU CoRE ¦ 3QU LoRE | Non-Red Flag Warning - Destructive Fires | Contamination | Aggregated | 2045 | 1.2763e-09 | 190.7177 | 2.4341e-07 | 2045 | Mitigation | 0.95 | 45 | 0 | esc | 0.00097009 | 1.2381e-12 | 0.00097009 | 1.2381e-12 | 0.03606 | 1.2092e-06 | 0.0087991 | 4.8424e-06
[120 empty] | 7.3.3.17.5 (Remote Grid) Updates to grid topology to minimize risk of ignition in HFTDs Remote GridWLDFRContaminationAggregated | WLDFR | HFTD - Distribution - Tier 3 - 5QU CoRE ¦ 3QU LoRE | Non-Red Flag Warning - Destructive Fires | Contamination | Aggregated | 2046 | 1.2763e-09 | 190.7177 | 2.4341e-07 | 2046 | Mitigation | 0.95 | 45 | 0 | esc | 0.00097009 | 1.2381e-12 | 0.00097009 | 1.2381e-12 | 0.03606 | 1.2092e-06 | 0.0087991 | 4.8424e-06
[120 empty] | 7.3.3.17.5 (Remote Grid) Updates to grid topology to minimize risk of ignition in HFTDs Remote GridWLDFRContaminationAggregated | WLDFR | HFTD - Distribution - Tier 3 - 5QU CoRE ¦ 3QU LoRE | Non-Red Flag Warning - Destructive Fires | Contamination | Aggregated | 2047 | 1.2763e-09 | 190.7177 | 2.4341e-07 | 2047 | Mitigation | 0.95 | 45 | 0 | esc | 0.00097009 | 1.2381e-12 | 0.00097009 | 1.2381e-12 | 0.03606 | 1.2092e-06 | 0.0087991 | 4.8424e-06
[120 empty] | 7.3.3.17.5 (Remote Grid) Updates to grid topology to minimize risk of ignition in HFTDs Remote GridWLDFRContaminationAggregated | WLDFR | HFTD - Distribution - Tier 3 - 5QU CoRE ¦ 3QU LoRE | Non-Red Flag Warning - Destructive Fires | Contamination | Aggregated | 2048 | 1.2763e-09 | 190.7177 | 2.4341e-07 | 2048 | Mitigation | 0.95 | 45 | 0 | esc | 0.00097009 | 1.2381e-12 | 0.00097009 | 1.2381e-12 | 0 | 0 | 0.0087991 | 4.8424e-06
[120 empty] | 7.3.3.17.5 (Remote Grid) Updates to grid topology to minimize risk of ignition in HFTDs Remote GridWLDFRContaminationAggregated | WLDFR | HFTD - Distribution - Tier 3 - 5QU CoRE ¦ 3QU LoRE | Non-Red Flag Warning - Destructive Fires | Contamination | Aggregated | 2049 | 1.2763e-09 | 190.7177 | 2.4341e-07 | 2049 | Mitigation | 0.95 | 45 | 0 | esc | 0.00097009 | 1.2381e-12 | 0.00097009 | 1.2381e-12 | 0.03606 | 3.7209e-07 | 0.0087991 | 4.8424e-06
[120 empty] | 7.3.3.17.5 (Remote Grid) Updates to grid topology to minimize risk of ignition in HFTDs Remote GridWLDFRContaminationAggregated | WLDFR | HFTD - Distribution - Tier 3 - 5QU CoRE ¦ 3QU LoRE | Non-Red Flag Warning - Destructive Fires | Contamination | Aggregated | 2050 | 1.2763e-09 | 190.7177 | 2.4341e-07 | 2050 | Mitigation | 0.95 | 45 | 0 | esc | 0.00097009 | 1.2381e-12 | 0.00097009 | 1.2381e-12 | 0.03606 | 3.7209e-07 | 0.0087991 | 4.8424e-06
[120 empty] | 7.3.3.17.5 (Remote Grid) Updates to grid topology to minimize risk of ignition in HFTDs Remote GridWLDFRContaminationAggregated | WLDFR | HFTD - Distribution - Tier 3 - 5QU CoRE ¦ 3QU LoRE | Non-Red Flag Warning - Destructive Fires | Contamination | Aggregated | 2051 | 1.2763e-09 | 190.7177 | 2.4341e-07 | 2051 | Mitigation | 0.95 | 45 | 0 | esc | 0.00097009 | 1.2381e-12 | 0.00097009 | 1.2381e-12 | 0.03606 | 3.7209e-07 | 0.0087991 | 4.8424e-06
[120 empty] | 7.3.3.17.5 (Remote Grid) Updates to grid topology to minimize risk of ignition in HFTDs Remote GridWLDFRContaminationAggregated | WLDFR | HFTD - Distribution - Tier 3 - 5QU CoRE ¦ 3QU LoRE | Non-Red Flag Warning - Destructive Fires | Contamination | Aggregated | 2052 | 1.2763e-09 | 190.7177 | 2.4341e-07 | 2052 | Mitigation | 0.95 | 45 | 0 | esc | 0.00097009 | 1.2381e-12 | 0.00097009 | 1.2381e-12 | 0.03606 | 3.7209e-07 | 0 | 0
[120 empty] | 7.3.3.17.5 (Remote Grid) Updates to grid topology to minimize risk of ignition in HFTDs Remote GridWLDFRContaminationAggregated | WLDFR | HFTD - Distribution - Tier 3 - 5QU CoRE ¦ 3QU LoRE | Non-Red Flag Warning - Destructive Fires | Contamination | Aggregated | 2053 | 1.2763e-09 | 190.7177 | 2.4341e-07 | 2053 | Mitigation | 0.95 | 45 | 0 | esc | 0.00097009 | 1.2381e-12 | 0.00097009 | 1.2381e-12 | 0.03606 | 3.7209e-07 | 0 | 0
[120 empty] | 7.3.3.17.5 (Remote Grid) Updates to grid topology to minimize risk of ignition in HFTDs Remote GridWLDFRContaminationAggregated | WLDFR | HFTD - Distribution - Tier 3 - 5QU CoRE ¦ 3QU LoRE | Non-Red Flag Warning - Destructive Fires | Contamination | Aggregated | 2054 | 1.2763e-09 | 190.7177 | 2.4341e-07 | 2054 | Mitigation | 0.95 | 45 | 0 | esc | 0.00097009 | 1.2381e-12 | 0.00097009 | 1.2381e-12 | 0.03606 | 3.7209e-07 | 0.00988 | 2.2295e-06
[120 empty] | 7.3.3.17.5 (Remote Grid) Updates to grid topology to minimize risk of ignition in HFTDs Remote GridWLDFRContaminationAggregated | WLDFR | HFTD - Distribution - Tier 3 - 5QU CoRE ¦ 3QU LoRE | Non-Red Flag Warning - Destructive Fires | Contamination | Aggregated | 2055 | 1.2763e-09 | 190.7177 | 2.4341e-07 | 2055 | Mitigation | 0.95 | 45 | 0 | esc | 0.00097009 | 1.2381e-12 | 0.00097009 | 1.2381e-12 | 0.03606 | 3.7209e-07 | 0.00988 | 2.2295e-06
[120 empty] | 7.3.3.17.5 (Remote Grid) Updates to grid topology to minimize risk of ignition in HFTDs Remote GridWLDFRContaminationAggregated | WLDFR | HFTD - Distribution - Tier 3 - 5QU CoRE ¦ 3QU LoRE | Non-Red Flag Warning - Destructive Fires | Contamination | Aggregated | 2056 | 1.2763e-09 | 190.7177 | 2.4341e-07 | 2056 | Mitigation | 0.95 | 45 | 0 | esc | 0.00097009 | 1.2381e-12 | 0.00097009 | 1.2381e-12 | 0.03606 | 3.7209e-07 | 0.00988 | 2.2295e-06
[120 empty] | 7.3.3.17.5 (Remote Grid) Updates to grid topology to minimize risk of ignition in HFTDs Remote GridWLDFRContaminationAggregated | WLDFR | HFTD - Distribution - Tier 3 - 5QU CoRE ¦ 3QU LoRE | Non-Red Flag Warning - Destructive Fires | Contamination | Aggregated | 2057 | 1.2763e-09 | 190.7177 | 2.4341e-07 | 2057 | Mitigation | 0.95 | 45 | 0 | esc | 0.00097009 | 1.2381e-12 | 0.00097009 | 1.2381e-12 | 0.03606 | 3.7209e-07 | 0.00988 | 2.2295e-06
[120 empty] | 7.3.3.17.5 (Remote Grid) Updates to grid topology to minimize risk of ignition in HFTDs Remote GridWLDFRContaminationAggregated | WLDFR | HFTD - Distribution - Tier 3 - 5QU CoRE ¦ 3QU LoRE | Non-Red Flag Warning - Destructive Fires | Contamination | Aggregated | 2058 | 1.2763e-09 | 190.7177 | 2.4341e-07 | 2058 | Mitigation | 0.95 | 45 | 0 | esc | 0.00097009 | 1.2381e-12 | 0.00097009 | 1.2381e-12 | 0.03606 | 3.7209e-07 | 0.00988 | 2.2295e-06
[120 empty] | 7.3.3.17.5 (Remote Grid) Updates to grid topology to minimize risk of ignition in HFTDs Remote GridWLDFRContaminationAggregated | WLDFR | HFTD - Distribution - Tier 3 - 5QU CoRE ¦ 3QU LoRE | Non-Red Flag Warning - Destructive Fires | Contamination | Aggregated | 2059 | 1.2763e-09 | 190.7177 | 2.4341e-07 | 2059 | Mitigation | 0.95 | 45 | 0 | esc | 0.00097009 | 1.2381e-12 | 0.00097009 | 1.2381e-12 | 0.03606 | 3.7209e-07 | 0.00988 | 2.2295e-06
[120 empty] | 7.3.3.17.5 (Remote Grid) Updates to grid topology to minimize risk of ignition in HFTDs Remote GridWLDFRContaminationAggregated | WLDFR | HFTD - Distribution - Tier 3 - 5QU CoRE ¦ 3QU LoRE | Non-Red Flag Warning - Destructive Fires | Contamination | Aggregated | 2060 | 1.2763e-09 | 190.7177 | 2.4341e-07 | 2060 | Mitigation | 0.95 | 45 | 0 | esc | 0.00097009 | 1.2381e-12 | 0.00097009 | 1.2381e-12 | 0.03606 | 3.7209e-07 | 0.00988 | 2.2295e-06
[120 empty] | 7.3.3.17.5 (Remote Grid) Updates to grid topology to minimize risk of ignition in HFTDs Remote GridWLDFRContaminationAggregated | WLDFR | HFTD - Distribution - Tier 3 - 5QU CoRE ¦ 3QU LoRE | Non-Red Flag Warning - Destructive Fires | Contamination | Aggregated | 2061 | 1.2763e-09 | 190.7177 | 2.4341e-07 | 2061 | Mitigation | 0.95 | 45 | 0 | esc | 0.00097009 | 1.2381e-12 | 0.00097009 | 1.2381e-12 | 0.03606 | 3.7209e-07 | 0.00988 | 2.2295e-06
[120 empty] | 7.3.3.17.5 (Remote Grid) Updates to grid topology to minimize risk of ignition in HFTDs Remote GridWLDFRContaminationAggregated | WLDFR | HFTD - Distribution - Tier 3 - 5QU CoRE ¦ 3QU LoRE | Non-Red Flag Warning - Destructive Fires | Contamination | Aggregated | 2062 | 1.2763e-09 | 190.7177 | 2.4341e-07 | 2062 | Mitigation | 0.95 | 45 | 0 | esc | 0.00097009 | 1.2381e-12 | 0.00097009 | 1.2381e-12 | 0.03606 | 3.7209e-07 | 0.00988 | 2.2295e-06
[120 empty] | 7.3.3.17.5 (Remote Grid) Updates to grid topology to minimize risk of ignition in HFTDs Remote GridWLDFRContaminationAggregated | WLDFR | HFTD - Distribution - Tier 3 - 5QU CoRE ¦ 3QU LoRE | Non-Red Flag Warning - Destructive Fires | Contamination | Aggregated | 2063 | 1.2763e-09 | 190.7177 | 2.4341e-07 | 2063 | Mitigation | 0.95 | 45 | 0 | esc | 0.00097009 | 1.2381e-12 | 0.00097009 | 1.2381e-12 | 0.03606 | 3.7209e-07 | 0.00988 | 2.2295e-06
[120 empty] | 7.3.3.17.5 (Remote Grid) Updates to grid topology to minimize risk of ignition in HFTDs Remote GridWLDFRContaminationAggregated | WLDFR | HFTD - Distribution - Tier 3 - 5QU CoRE ¦ 3QU LoRE | Non-Red Flag Warning - Destructive Fires | Contamination | Aggregated | 2064 | 1.2763e-09 | 190.7177 | 2.4341e-07 | 2064 | Mitigation | 0.95 | 45 | 0 | esc | 0.00097009 | 1.2381e-12 | 0.00097009 | 1.2381e-12 | 0.03606 | 3.7209e-07 | 0.00988 | 2.2295e-06
[120 empty] | 7.3.3.17.5 (Remote Grid) Updates to grid topology to minimize risk of ignition in HFTDs Remote GridWLDFRContaminationAggregated | WLDFR | HFTD - Distribution - Tier 3 - 5QU CoRE ¦ 3QU LoRE | Non-Red Flag Warning - Destructive Fires | Contamination | Aggregated | 2065 | 1.2763e-09 | 190.7177 | 2.4341e-07 | 2065 | Mitigation | 0.95 | 45 | 0 | esc | 0.00097009 | 1.2381e-12 | 0.00097009 | 1.2381e-12 | 0.03606 | 3.7209e-07 | 0.00988 | 2.2295e-06
[120 empty] | 7.3.3.17.5 (Remote Grid) Updates to grid topology to minimize risk of ignition in HFTDs Remote GridWLDFRContaminationAggregated | WLDFR | HFTD - Distribution - Tier 3 - 5QU CoRE ¦ 3QU LoRE | Non-Red Flag Warning - Destructive Fires | Contamination | Aggregated | 2066 | 1.2763e-09 | 190.7177 | 2.4341e-07 | 2066 | Mitigation | 0.95 | 45 | 0 | esc | 0.00097009 | 1.2381e-12 | 0.00097009 | 1.2381e-12 | 0.03606 | 3.7209e-07 | 0.00988 | 2.2295e-06
[120 empty] | 7.3.3.17.5 (Remote Grid) Updates to grid topology to minimize risk of ignition in HFTDs Remote GridWLDFRContaminationAggregated | WLDFR | HFTD - Distribution - Tier 3 - 5QU CoRE ¦ 3QU LoRE | Non-Red Flag Warning - Destructive Fires | Contamination | Aggregated | 2067 | 1.2763e-09 | 190.7177 | 2.4341e-07 | 2067 | Mitigation | 0.95 | 45 | 0 | esc | 0 | 0 | 0.00097009 | 1.2381e-12 | 0.03606 | 3.7209e-07 | 0.00988 | 2.2295e-06
[120 empty] | 7.3.3.17.5 (Remote Grid) Updates to grid topology to minimize risk of ignition in HFTDs Remote GridWLDFREquipment / facility failureAggregated | WLDFR | HFTD - Distribution - Tier 3 - 5QU CoRE ¦ 3QU LoRE | Non-Red Flag Warning - Destructive Fires | Equipment / facility failure | Aggregated | 2022 | 1.0149e-08 | 190.7177 | 1.9357e-06 | 2022 | Mitigation | 0.95 | 45 | 0 | esc | 0.00097009 | 9.8458e-12 | 0 | 0 | 0.03606 | 3.7209e-07 | 0.00988 | 2.2295e-06
[120 empty] | 7.3.3.17.5 (Remote Grid) Updates to grid topology to minimize risk of ignition in HFTDs Remote GridWLDFREquipment / facility failureAggregated | WLDFR | HFTD - Distribution - Tier 3 - 5QU CoRE ¦ 3QU LoRE | Non-Red Flag Warning - Destructive Fires | Equipment / facility failure | Aggregated | 2023 | 1.0149e-08 | 190.7177 | 1.9357e-06 | 2023 | Mitigation | 0.95 | 45 | 0 | esc | 0.00097009 | 9.8458e-12 | 0.00097009 | 9.8458e-12 | 0.03606 | 3.7209e-07 | 0.00988 | 2.2295e-06
[120 empty] | 7.3.3.17.5 (Remote Grid) Updates to grid topology to minimize risk of ignition in HFTDs Remote GridWLDFREquipment / facility failureAggregated | WLDFR | HFTD - Distribution - Tier 3 - 5QU CoRE ¦ 3QU LoRE | Non-Red Flag Warning - Destructive Fires | Equipment / facility failure | Aggregated | 2024 | 1.0149e-08 | 190.7177 | 1.9357e-06 | 2024 | Mitigation | 0.95 | 45 | 0 | esc | 0.00097009 | 9.8458e-12 | 0.00097009 | 9.8458e-12 | 0.03606 | 3.7209e-07 | 0.00988 | 2.2295e-06
[120 empty] | 7.3.3.17.5 (Remote Grid) Updates to grid topology to minimize risk of ignition in HFTDs Remote GridWLDFREquipment / facility failureAggregated | WLDFR | HFTD - Distribution - Tier 3 - 5QU CoRE ¦ 3QU LoRE | Non-Red Flag Warning - Destructive Fires | Equipment / facility failure | Aggregated | 2025 | 1.0149e-08 | 190.7177 | 1.9357e-06 | 2025 | Mitigation | 0.95 | 45 | 0 | esc | 0.00097009 | 9.8458e-12 | 0.00097009 | 9.8458e-12 | 0.03606 | 3.7209e-07 | 0.00988 | 2.2295e-06
[120 empty] | 7.3.3.17.5 (Remote Grid) Updates to grid topology to minimize risk of ignition in HFTDs Remote GridWLDFREquipment / facility failureAggregated | WLDFR | HFTD - Distribution - Tier 3 - 5QU CoRE ¦ 3QU LoRE | Non-Red Flag Warning - Destructive Fires | Equipment / facility failure | Aggregated | 2026 | 1.0149e-08 | 190.7177 | 1.9357e-06 | 2026 | Mitigation | 0.95 | 45 | 0 | esc | 0.00097009 | 9.8458e-12 | 0.00097009 | 9.8458e-12 | 0.03606 | 3.7209e-07 | 0.00988 | 2.2295e-06
[120 empty] | 7.3.3.17.5 (Remote Grid) Updates to grid topology to minimize risk of ignition in HFTDs Remote GridWLDFREquipment / facility failureAggregated | WLDFR | HFTD - Distribution - Tier 3 - 5QU CoRE ¦ 3QU LoRE | Non-Red Flag Warning - Destructive Fires | Equipment / facility failure | Aggregated | 2027 | 1.0149e-08 | 190.7177 | 1.9357e-06 | 2027 | Mitigation | 0.95 | 45 | 0 | esc | 0.00097009 | 9.8458e-12 | 0.00097009 | 9.8458e-12 | 0.03606 | 3.7209e-07 | 0.00988 | 2.2295e-06
[120 empty] | 7.3.3.17.5 (Remote Grid) Updates to grid topology to minimize risk of ignition in HFTDs Remote GridWLDFREquipment / facility failureAggregated | WLDFR | HFTD - Distribution - Tier 3 - 5QU CoRE ¦ 3QU LoRE | Non-Red Flag Warning - Destructive Fires | Equipment / facility failure | Aggregated | 2028 | 1.0149e-08 | 190.7177 | 1.9357e-06 | 2028 | Mitigation | 0.95 | 45 | 0 | esc | 0.00097009 | 9.8458e-12 | 0.00097009 | 9.8458e-12 | 0.03606 | 3.7209e-07 | 0.00988 | 2.2295e-06
[120 empty] | 7.3.3.17.5 (Remote Grid) Updates to grid topology to minimize risk of ignition in HFTDs Remote GridWLDFREquipment / facility failureAggregated | WLDFR | HFTD - Distribution - Tier 3 - 5QU CoRE ¦ 3QU LoRE | Non-Red Flag Warning - Destructive Fires | Equipment / facility failure | Aggregated | 2029 | 1.0149e-08 | 190.7177 | 1.9357e-06 | 2029 | Mitigation | 0.95 | 45 | 0 | esc | 0.00097009 | 9.8458e-12 | 0.00097009 | 9.8458e-12 | 0.03606 | 3.7209e-07 | 0.00988 | 2.2295e-06
[120 empty] | 7.3.3.17.5 (Remote Grid) Updates to grid topology to minimize risk of ignition in HFTDs Remote GridWLDFREquipment / facility failureAggregated | WLDFR | HFTD - Distribution - Tier 3 - 5QU CoRE ¦ 3QU LoRE | Non-Red Flag Warning - Destructive Fires | Equipment / facility failure | Aggregated | 2030 | 1.0149e-08 | 190.7177 | 1.9357e-06 | 2030 | Mitigation | 0.95 | 45 | 0 | esc | 0.00097009 | 9.8458e-12 | 0.00097009 | 9.8458e-12 | 0.03606 | 3.7209e-07 | 0.00988 | 2.2295e-06
[120 empty] | 7.3.3.17.5 (Remote Grid) Updates to grid topology to minimize risk of ignition in HFTDs Remote GridWLDFREquipment / facility failureAggregated | WLDFR | HFTD - Distribution - Tier 3 - 5QU CoRE ¦ 3QU LoRE | Non-Red Flag Warning - Destructive Fires | Equipment / facility failure | Aggregated | 2031 | 1.0149e-08 | 190.7177 | 1.9357e-06 | 2031 | Mitigation | 0.95 | 45 | 0 | esc | 0.00097009 | 9.8458e-12 | 0.00097009 | 9.8458e-12 | 0.03606 | 3.7209e-07 | 0.00988 | 2.2295e-06
[120 empty] | 7.3.3.17.5 (Remote Grid) Updates to grid topology to minimize risk of ignition in HFTDs Remote GridWLDFREquipment / facility failureAggregated | WLDFR | HFTD - Distribution - Tier 3 - 5QU CoRE ¦ 3QU LoRE | Non-Red Flag Warning - Destructive Fires | Equipment / facility failure | Aggregated | 2032 | 1.0149e-08 | 190.7177 | 1.9357e-06 | 2032 | Mitigation | 0.95 | 45 | 0 | esc | 0.00097009 | 9.8458e-12 | 0.00097009 | 9.8458e-12 | 0.03606 | 3.7209e-07 | 0.00988 | 2.2295e-06
[120 empty] | 7.3.3.17.5 (Remote Grid) Updates to grid topology to minimize risk of ignition in HFTDs Remote GridWLDFREquipment / facility failureAggregated | WLDFR | HFTD - Distribution - Tier 3 - 5QU CoRE ¦ 3QU LoRE | Non-Red Flag Warning - Destructive Fires | Equipment / facility failure | Aggregated | 2033 | 1.0149e-08 | 190.7177 | 1.9357e-06 | 2033 | Mitigation | 0.95 | 45 | 0 | esc | 0.00097009 | 9.8458e-12 | 0.00097009 | 9.8458e-12 | 0.03606 | 3.7209e-07 | 0.00988 | 2.2295e-06
[120 empty] | 7.3.3.17.5 (Remote Grid) Updates to grid topology to minimize risk of ignition in HFTDs Remote GridWLDFREquipment / facility failureAggregated | WLDFR | HFTD - Distribution - Tier 3 - 5QU CoRE ¦ 3QU LoRE | Non-Red Flag Warning - Destructive Fires | Equipment / facility failure | Aggregated | 2034 | 1.0149e-08 | 190.7177 | 1.9357e-06 | 2034 | Mitigation | 0.95 | 45 | 0 | esc | 0.00097009 | 9.8458e-12 | 0.00097009 | 9.8458e-12 | 0.03606 | 3.7209e-07 | 0.00988 | 2.2295e-06
[120 empty] | 7.3.3.17.5 (Remote Grid) Updates to grid topology to minimize risk of ignition in HFTDs Remote GridWLDFREquipment / facility failureAggregated | WLDFR | HFTD - Distribution - Tier 3 - 5QU CoRE ¦ 3QU LoRE | Non-Red Flag Warning - Destructive Fires | Equipment / facility failure | Aggregated | 2035 | 1.0149e-08 | 190.7177 | 1.9357e-06 | 2035 | Mitigation | 0.95 | 45 | 0 | esc | 0.00097009 | 9.8458e-12 | 0.00097009 | 9.8458e-12 | 0.03606 | 3.7209e-07 | 0.00988 | 2.2295e-06
[120 empty] | 7.3.3.17.5 (Remote Grid) Updates to grid topology to minimize risk of ignition in HFTDs Remote GridWLDFREquipment / facility failureAggregated | WLDFR | HFTD - Distribution - Tier 3 - 5QU CoRE ¦ 3QU LoRE | Non-Red Flag Warning - Destructive Fires | Equipment / facility failure | Aggregated | 2036 | 1.0149e-08 | 190.7177 | 1.9357e-06 | 2036 | Mitigation | 0.95 | 45 | 0 | esc | 0.00097009 | 9.8458e-12 | 0.00097009 | 9.8458e-12 | 0.03606 | 3.7209e-07 | 0.00988 | 2.2295e-06
[120 empty] | 7.3.3.17.5 (Remote Grid) Updates to grid topology to minimize risk of ignition in HFTDs Remote GridWLDFREquipment / facility failureAggregated | WLDFR | HFTD - Distribution - Tier 3 - 5QU CoRE ¦ 3QU LoRE | Non-Red Flag Warning - Destructive Fires | Equipment / facility failure | Aggregated | 2037 | 1.0149e-08 | 190.7177 | 1.9357e-06 | 2037 | Mitigation | 0.95 | 45 | 0 | esc | 0.00097009 | 9.8458e-12 | 0.00097009 | 9.8458e-12 | 0.03606 | 3.7209e-07 | 0.00988 | 2.2295e-06
[120 empty] | 7.3.3.17.5 (Remote Grid) Updates to grid topology to minimize risk of ignition in HFTDs Remote GridWLDFREquipment / facility failureAggregated | WLDFR | HFTD - Distribution - Tier 3 - 5QU CoRE ¦ 3QU LoRE | Non-Red Flag Warning - Destructive Fires | Equipment / facility failure | Aggregated | 2038 | 1.0149e-08 | 190.7177 | 1.9357e-06 | 2038 | Mitigation | 0.95 | 45 | 0 | esc | 0.00097009 | 9.8458e-12 | 0.00097009 | 9.8458e-12 | 0.03606 | 3.7209e-07 | 0 | 0
[120 empty] | 7.3.3.17.5 (Remote Grid) Updates to grid topology to minimize risk of ignition in HFTDs Remote GridWLDFREquipment / facility failureAggregated | WLDFR | HFTD - Distribution - Tier 3 - 5QU CoRE ¦ 3QU LoRE | Non-Red Flag Warning - Destructive Fires | Equipment / facility failure | Aggregated | 2039 | 1.0149e-08 | 190.7177 | 1.9357e-06 | 2039 | Mitigation | 0.95 | 45 | 0 | esc | 0.00097009 | 9.8458e-12 | 0.00097009 | 9.8458e-12 | 0.03606 | 3.7209e-07 | 0 | 0
[120 empty] | 7.3.3.17.5 (Remote Grid) Updates to grid topology to minimize risk of ignition in HFTDs Remote GridWLDFREquipment / facility failureAggregated | WLDFR | HFTD - Distribution - Tier 3 - 5QU CoRE ¦ 3QU LoRE | Non-Red Flag Warning - Destructive Fires | Equipment / facility failure | Aggregated | 2040 | 1.0149e-08 | 190.7177 | 1.9357e-06 | 2040 | Mitigation | 0.95 | 45 | 0 | esc | 0.00097009 | 9.8458e-12 | 0.00097009 | 9.8458e-12 | 0.03606 | 3.7209e-07 | 0.0085129 | 2.1972e-06
[120 empty] | 7.3.3.17.5 (Remote Grid) Updates to grid topology to minimize risk of ignition in HFTDs Remote GridWLDFREquipment / facility failureAggregated | WLDFR | HFTD - Distribution - Tier 3 - 5QU CoRE ¦ 3QU LoRE | Non-Red Flag Warning - Destructive Fires | Equipment / facility failure | Aggregated | 2041 | 1.0149e-08 | 190.7177 | 1.9357e-06 | 2041 | Mitigation | 0.95 | 45 | 0 | esc | 0.00097009 | 9.8458e-12 | 0.00097009 | 9.8458e-12 | 0.03606 | 3.7209e-07 | 0.0085129 | 2.1972e-06
[120 empty] | 7.3.3.17.5 (Remote Grid) Updates to grid topology to minimize risk of ignition in HFTDs Remote GridWLDFREquipment / facility failureAggregated | WLDFR | HFTD - Distribution - Tier 3 - 5QU CoRE ¦ 3QU LoRE | Non-Red Flag Warning - Destructive Fires | Equipment / facility failure | Aggregated | 2042 | 1.0149e-08 | 190.7177 | 1.9357e-06 | 2042 | Mitigation | 0.95 | 45 | 0 | esc | 0.00097009 | 9.8458e-12 | 0.00097009 | 9.8458e-12 | 0.03606 | 3.7209e-07 | 0.0085129 | 2.1972e-06
[120 empty] | 7.3.3.17.5 (Remote Grid) Updates to grid topology to minimize risk of ignition in HFTDs Remote GridWLDFREquipment / facility failureAggregated | WLDFR | HFTD - Distribution - Tier 3 - 5QU CoRE ¦ 3QU LoRE | Non-Red Flag Warning - Destructive Fires | Equipment / facility failure | Aggregated | 2043 | 1.0149e-08 | 190.7177 | 1.9357e-06 | 2043 | Mitigation | 0.95 | 45 | 0 | esc | 0.00097009 | 9.8458e-12 | 0.00097009 | 9.8458e-12 | 0.03606 | 3.7209e-07 | 0.0085129 | 2.1972e-06
[120 empty] | 7.3.3.17.5 (Remote Grid) Updates to grid topology to minimize risk of ignition in HFTDs Remote GridWLDFREquipment / facility failureAggregated | WLDFR | HFTD - Distribution - Tier 3 - 5QU CoRE ¦ 3QU LoRE | Non-Red Flag Warning - Destructive Fires | Equipment / facility failure | Aggregated | 2044 | 1.0149e-08 | 190.7177 | 1.9357e-06 | 2044 | Mitigation | 0.95 | 45 | 0 | esc | 0.00097009 | 9.8458e-12 | 0.00097009 | 9.8458e-12 | 0.03606 | 3.7209e-07 | 0.0085129 | 2.1972e-06
[120 empty] | 7.3.3.17.5 (Remote Grid) Updates to grid topology to minimize risk of ignition in HFTDs Remote GridWLDFREquipment / facility failureAggregated | WLDFR | HFTD - Distribution - Tier 3 - 5QU CoRE ¦ 3QU LoRE | Non-Red Flag Warning - Destructive Fires | Equipment / facility failure | Aggregated | 2045 | 1.0149e-08 | 190.7177 | 1.9357e-06 | 2045 | Mitigation | 0.95 | 45 | 0 | esc | 0.00097009 | 9.8458e-12 | 0.00097009 | 9.8458e-12 | 0.03606 | 3.7209e-07 | 0.0085129 | 2.1972e-06
[120 empty] | 7.3.3.17.5 (Remote Grid) Updates to grid topology to minimize risk of ignition in HFTDs Remote GridWLDFREquipment / facility failureAggregated | WLDFR | HFTD - Distribution - Tier 3 - 5QU CoRE ¦ 3QU LoRE | Non-Red Flag Warning - Destructive Fires | Equipment / facility failure | Aggregated | 2046 | 1.0149e-08 | 190.7177 | 1.9357e-06 | 2046 | Mitigation | 0.95 | 45 | 0 | esc | 0.00097009 | 9.8458e-12 | 0.00097009 | 9.8458e-12 | 0.03606 | 3.7209e-07 | 0.0085129 | 2.1972e-06
[120 empty] | 7.3.3.17.5 (Remote Grid) Updates to grid topology to minimize risk of ignition in HFTDs Remote GridWLDFREquipment / facility failureAggregated | WLDFR | HFTD - Distribution - Tier 3 - 5QU CoRE ¦ 3QU LoRE | Non-Red Flag Warning - Destructive Fires | Equipment / facility failure | Aggregated | 2047 | 1.0149e-08 | 190.7177 | 1.9357e-06 | 2047 | Mitigation | 0.95 | 45 | 0 | esc | 0.00097009 | 9.8458e-12 | 0.00097009 | 9.8458e-12 | 0.03606 | 3.7209e-07 | 0.0085129 | 2.1972e-06
[120 empty] | 7.3.3.17.5 (Remote Grid) Updates to grid topology to minimize risk of ignition in HFTDs Remote GridWLDFREquipment / facility failureAggregated | WLDFR | HFTD - Distribution - Tier 3 - 5QU CoRE ¦ 3QU LoRE | Non-Red Flag Warning - Destructive Fires | Equipment / facility failure | Aggregated | 2048 | 1.0149e-08 | 190.7177 | 1.9357e-06 | 2048 | Mitigation | 0.95 | 45 | 0 | esc | 0.00097009 | 9.8458e-12 | 0.00097009 | 9.8458e-12 | 0.03606 | 3.7209e-07 | 0.0085129 | 2.1972e-06
[120 empty] | 7.3.3.17.5 (Remote Grid) Updates to grid topology to minimize risk of ignition in HFTDs Remote GridWLDFREquipment / facility failureAggregated | WLDFR | HFTD - Distribution - Tier 3 - 5QU CoRE ¦ 3QU LoRE | Non-Red Flag Warning - Destructive Fires | Equipment / facility failure | Aggregated | 2049 | 1.0149e-08 | 190.7177 | 1.9357e-06 | 2049 | Mitigation | 0.95 | 45 | 0 | esc | 0.00097009 | 9.8458e-12 | 0.00097009 | 9.8458e-12 | 0.03606 | 3.7209e-07 | 0.0085129 | 2.1972e-06
[120 empty] | 7.3.3.17.5 (Remote Grid) Updates to grid topology to minimize risk of ignition in HFTDs Remote GridWLDFREquipment / facility failureAggregated | WLDFR | HFTD - Distribution - Tier 3 - 5QU CoRE ¦ 3QU LoRE | Non-Red Flag Warning - Destructive Fires | Equipment / facility failure | Aggregated | 2050 | 1.0149e-08 | 190.7177 | 1.9357e-06 | 2050 | Mitigation | 0.95 | 45 | 0 | esc | 0.00097009 | 9.8458e-12 | 0.00097009 | 9.8458e-12 | 0.03606 | 3.7209e-07 | 0.0085129 | 2.1972e-06
[120 empty] | 7.3.3.17.5 (Remote Grid) Updates to grid topology to minimize risk of ignition in HFTDs Remote GridWLDFREquipment / facility failureAggregated | WLDFR | HFTD - Distribution - Tier 3 - 5QU CoRE ¦ 3QU LoRE | Non-Red Flag Warning - Destructive Fires | Equipment / facility failure | Aggregated | 2051 | 1.0149e-08 | 190.7177 | 1.9357e-06 | 2051 | Mitigation | 0.95 | 45 | 0 | esc | 0.00097009 | 9.8458e-12 | 0.00097009 | 9.8458e-12 | 0.03606 | 3.7209e-07 | 0.0085129 | 2.1972e-06
[120 empty] | 7.3.3.17.5 (Remote Grid) Updates to grid topology to minimize risk of ignition in HFTDs Remote GridWLDFREquipment / facility failureAggregated | WLDFR | HFTD - Distribution - Tier 3 - 5QU CoRE ¦ 3QU LoRE | Non-Red Flag Warning - Destructive Fires | Equipment / facility failure | Aggregated | 2052 | 1.0149e-08 | 190.7177 | 1.9357e-06 | 2052 | Mitigation | 0.95 | 45 | 0 | esc | 0.00097009 | 9.8458e-12 | 0.00097009 | 9.8458e-12 | 0 | 0 | 0.0085129 | 2.1972e-06
[120 empty] | 7.3.3.17.5 (Remote Grid) Updates to grid topology to minimize risk of ignition in HFTDs Remote GridWLDFREquipment / facility failureAggregated | WLDFR | HFTD - Distribution - Tier 3 - 5QU CoRE ¦ 3QU LoRE | Non-Red Flag Warning - Destructive Fires | Equipment / facility failure | Aggregated | 2053 | 1.0149e-08 | 190.7177 | 1.9357e-06 | 2053 | Mitigation | 0.95 | 45 | 0 | esc | 0.00097009 | 9.8458e-12 | 0.00097009 | 9.8458e-12 | 0.03606 | 2.4894e-09 | 0.0085129 | 2.1972e-06
[120 empty] | 7.3.3.17.5 (Remote Grid) Updates to grid topology to minimize risk of ignition in HFTDs Remote GridWLDFREquipment / facility failureAggregated | WLDFR | HFTD - Distribution - Tier 3 - 5QU CoRE ¦ 3QU LoRE | Non-Red Flag Warning - Destructive Fires | Equipment / facility failure | Aggregated | 2054 | 1.0149e-08 | 190.7177 | 1.9357e-06 | 2054 | Mitigation | 0.95 | 45 | 0 | esc | 0.00097009 | 9.8458e-12 | 0.00097009 | 9.8458e-12 | 0.03606 | 2.4894e-09 | 0.0085129 | 2.1972e-06
[120 empty] | 7.3.3.17.5 (Remote Grid) Updates to grid topology to minimize risk of ignition in HFTDs Remote GridWLDFREquipment / facility failureAggregated | WLDFR | HFTD - Distribution - Tier 3 - 5QU CoRE ¦ 3QU LoRE | Non-Red Flag Warning - Destructive Fires | Equipment / facility failure | Aggregated | 2055 | 1.0149e-08 | 190.7177 | 1.9357e-06 | 2055 | Mitigation | 0.95 | 45 | 0 | esc | 0.00097009 | 9.8458e-12 | 0.00097009 | 9.8458e-12 | 0.03606 | 2.4894e-09 | 0.0085129 | 2.1972e-06
[120 empty] | 7.3.3.17.5 (Remote Grid) Updates to grid topology to minimize risk of ignition in HFTDs Remote GridWLDFREquipment / facility failureAggregated | WLDFR | HFTD - Distribution - Tier 3 - 5QU CoRE ¦ 3QU LoRE | Non-Red Flag Warning - Destructive Fires | Equipment / facility failure | Aggregated | 2056 | 1.0149e-08 | 190.7177 | 1.9357e-06 | 2056 | Mitigation | 0.95 | 45 | 0 | esc | 0.00097009 | 9.8458e-12 | 0.00097009 | 9.8458e-12 | 0.03606 | 2.4894e-09 | 0.0085129 | 2.1972e-06
[120 empty] | 7.3.3.17.5 (Remote Grid) Updates to grid topology to minimize risk of ignition in HFTDs Remote GridWLDFREquipment / facility failureAggregated | WLDFR | HFTD - Distribution - Tier 3 - 5QU CoRE ¦ 3QU LoRE | Non-Red Flag Warning - Destructive Fires | Equipment / facility failure | Aggregated | 2057 | 1.0149e-08 | 190.7177 | 1.9357e-06 | 2057 | Mitigation | 0.95 | 45 | 0 | esc | 0.00097009 | 9.8458e-12 | 0.00097009 | 9.8458e-12 | 0.03606 | 2.4894e-09 | 0.0085129 | 2.1972e-06
[120 empty] | 7.3.3.17.5 (Remote Grid) Updates to grid topology to minimize risk of ignition in HFTDs Remote GridWLDFREquipment / facility failureAggregated | WLDFR | HFTD - Distribution - Tier 3 - 5QU CoRE ¦ 3QU LoRE | Non-Red Flag Warning - Destructive Fires | Equipment / facility failure | Aggregated | 2058 | 1.0149e-08 | 190.7177 | 1.9357e-06 | 2058 | Mitigation | 0.95 | 45 | 0 | esc | 0.00097009 | 9.8458e-12 | 0.00097009 | 9.8458e-12 | 0.03606 | 2.4894e-09 | 0.0085129 | 2.1972e-06
[120 empty] | 7.3.3.17.5 (Remote Grid) Updates to grid topology to minimize risk of ignition in HFTDs Remote GridWLDFREquipment / facility failureAggregated | WLDFR | HFTD - Distribution - Tier 3 - 5QU CoRE ¦ 3QU LoRE | Non-Red Flag Warning - Destructive Fires | Equipment / facility failure | Aggregated | 2059 | 1.0149e-08 | 190.7177 | 1.9357e-06 | 2059 | Mitigation | 0.95 | 45 | 0 | esc | 0.00097009 | 9.8458e-12 | 0.00097009 | 9.8458e-12 | 0.03606 | 2.4894e-09 | 0.0085129 | 2.1972e-06
[120 empty] | 7.3.3.17.5 (Remote Grid) Updates to grid topology to minimize risk of ignition in HFTDs Remote GridWLDFREquipment / facility failureAggregated | WLDFR | HFTD - Distribution - Tier 3 - 5QU CoRE ¦ 3QU LoRE | Non-Red Flag Warning - Destructive Fires | Equipment / facility failure | Aggregated | 2060 | 1.0149e-08 | 190.7177 | 1.9357e-06 | 2060 | Mitigation | 0.95 | 45 | 0 | esc | 0.00097009 | 9.8458e-12 | 0.00097009 | 9.8458e-12 | 0.03606 | 2.4894e-09 | 0.0085129 | 2.1972e-06
[120 empty] | 7.3.3.17.5 (Remote Grid) Updates to grid topology to minimize risk of ignition in HFTDs Remote GridWLDFREquipment / facility failureAggregated | WLDFR | HFTD - Distribution - Tier 3 - 5QU CoRE ¦ 3QU LoRE | Non-Red Flag Warning - Destructive Fires | Equipment / facility failure | Aggregated | 2061 | 1.0149e-08 | 190.7177 | 1.9357e-06 | 2061 | Mitigation | 0.95 | 45 | 0 | esc | 0.00097009 | 9.8458e-12 | 0.00097009 | 9.8458e-12 | 0.03606 | 2.4894e-09 | 0.0085129 | 2.1972e-06
[120 empty] | 7.3.3.17.5 (Remote Grid) Updates to grid topology to minimize risk of ignition in HFTDs Remote GridWLDFREquipment / facility failureAggregated | WLDFR | HFTD - Distribution - Tier 3 - 5QU CoRE ¦ 3QU LoRE | Non-Red Flag Warning - Destructive Fires | Equipment / facility failure | Aggregated | 2062 | 1.0149e-08 | 190.7177 | 1.9357e-06 | 2062 | Mitigation | 0.95 | 45 | 0 | esc | 0.00097009 | 9.8458e-12 | 0.00097009 | 9.8458e-12 | 0.03606 | 2.4894e-09 | 0.0085129 | 2.1972e-06
[120 empty] | 7.3.3.17.5 (Remote Grid) Updates to grid topology to minimize risk of ignition in HFTDs Remote GridWLDFREquipment / facility failureAggregated | WLDFR | HFTD - Distribution - Tier 3 - 5QU CoRE ¦ 3QU LoRE | Non-Red Flag Warning - Destructive Fires | Equipment / facility failure | Aggregated | 2063 | 1.0149e-08 | 190.7177 | 1.9357e-06 | 2063 | Mitigation | 0.95 | 45 | 0 | esc | 0.00097009 | 9.8458e-12 | 0.00097009 | 9.8458e-12 | 0.03606 | 2.4894e-09 | 0.0085129 | 2.1972e-06
[120 empty] | 7.3.3.17.5 (Remote Grid) Updates to grid topology to minimize risk of ignition in HFTDs Remote GridWLDFREquipment / facility failureAggregated | WLDFR | HFTD - Distribution - Tier 3 - 5QU CoRE ¦ 3QU LoRE | Non-Red Flag Warning - Destructive Fires | Equipment / facility failure | Aggregated | 2064 | 1.0149e-08 | 190.7177 | 1.9357e-06 | 2064 | Mitigation | 0.95 | 45 | 0 | esc | 0.00097009 | 9.8458e-12 | 0.00097009 | 9.8458e-12 | 0.03606 | 2.4894e-09 | 0.0085129 | 2.1972e-06
[120 empty] | 7.3.3.17.5 (Remote Grid) Updates to grid topology to minimize risk of ignition in HFTDs Remote GridWLDFREquipment / facility failureAggregated | WLDFR | HFTD - Distribution - Tier 3 - 5QU CoRE ¦ 3QU LoRE | Non-Red Flag Warning - Destructive Fires | Equipment / facility failure | Aggregated | 2065 | 1.0149e-08 | 190.7177 | 1.9357e-06 | 2065 | Mitigation | 0.95 | 45 | 0 | esc | 0.00097009 | 9.8458e-12 | 0.00097009 | 9.8458e-12 | 0.03606 | 2.4894e-09 | 0.0085129 | 2.1972e-06
[120 empty] | 7.3.3.17.5 (Remote Grid) Updates to grid topology to minimize risk of ignition in HFTDs Remote GridWLDFREquipment / facility failureAggregated | WLDFR | HFTD - Distribution - Tier 3 - 5QU CoRE ¦ 3QU LoRE | Non-Red Flag Warning - Destructive Fires | Equipment / facility failure | Aggregated | 2066 | 1.0149e-08 | 190.7177 | 1.9357e-06 | 2066 | Mitigation | 0.95 | 45 | 0 | esc | 0.00097009 | 9.8458e-12 | 0.00097009 | 9.8458e-12 | 0.03606 | 2.4894e-09 | 0.0085129 | 2.1972e-06
[120 empty] | 7.3.3.17.5 (Remote Grid) Updates to grid topology to minimize risk of ignition in HFTDs Remote GridWLDFREquipment / facility failureAggregated | WLDFR | HFTD - Distribution - Tier 3 - 5QU CoRE ¦ 3QU LoRE | Non-Red Flag Warning - Destructive Fires | Equipment / facility failure | Aggregated | 2067 | 1.0149e-08 | 190.7177 | 1.9357e-06 | 2067 | Mitigation | 0.95 | 45 | 0 | esc | 0 | 0 | 0.00097009 | 9.8458e-12 | 0.03606 | 2.4894e-09 | 0.0085129 | 2.1972e-06
[120 empty] | 7.3.3.17.5 (Remote Grid) Updates to grid topology to minimize risk of ignition in HFTDs Remote GridWLDFRVegetation ContactAggregated | WLDFR | HFTD - Distribution - Tier 3 - 5QU CoRE ¦ 3QU LoRE | Non-Red Flag Warning - Destructive Fires | Vegetation Contact | Aggregated | 2022 | 4.129e-08 | 190.7177 | 7.8747e-06 | 2022 | Mitigation | 0.95 | 45 | 0 | esc | 0.00097009 | 4.0054e-11 | 0 | 0 | 0.03606 | 2.4894e-09 | 0.0085129 | 2.1972e-06
[120 empty] | 7.3.3.17.5 (Remote Grid) Updates to grid topology to minimize risk of ignition in HFTDs Remote GridWLDFRVegetation ContactAggregated | WLDFR | HFTD - Distribution - Tier 3 - 5QU CoRE ¦ 3QU LoRE | Non-Red Flag Warning - Destructive Fires | Vegetation Contact | Aggregated | 2023 | 4.129e-08 | 190.7177 | 7.8747e-06 | 2023 | Mitigation | 0.95 | 45 | 0 | esc | 0.00097009 | 4.0054e-11 | 0.00097009 | 4.0054e-11 | 0.03606 | 2.4894e-09 | 0.0085129 | 2.1972e-06
[120 empty] | 7.3.3.17.5 (Remote Grid) Updates to grid topology to minimize risk of ignition in HFTDs Remote GridWLDFRVegetation ContactAggregated | WLDFR | HFTD - Distribution - Tier 3 - 5QU CoRE ¦ 3QU LoRE | Non-Red Flag Warning - Destructive Fires | Vegetation Contact | Aggregated | 2024 | 4.129e-08 | 190.7177 | 7.8747e-06 | 2024 | Mitigation | 0.95 | 45 | 0 | esc | 0.00097009 | 4.0054e-11 | 0.00097009 | 4.0054e-11 | 0.03606 | 2.4894e-09 | 0 | 0
[120 empty] | 7.3.3.17.5 (Remote Grid) Updates to grid topology to minimize risk of ignition in HFTDs Remote GridWLDFRVegetation ContactAggregated | WLDFR | HFTD - Distribution - Tier 3 - 5QU CoRE ¦ 3QU LoRE | Non-Red Flag Warning - Destructive Fires | Vegetation Contact | Aggregated | 2025 | 4.129e-08 | 190.7177 | 7.8747e-06 | 2025 | Mitigation | 0.95 | 45 | 0 | esc | 0.00097009 | 4.0054e-11 | 0.00097009 | 4.0054e-11 | 0.03606 | 2.4894e-09 | 0 | 0
[120 empty] | 7.3.3.17.5 (Remote Grid) Updates to grid topology to minimize risk of ignition in HFTDs Remote GridWLDFRVegetation ContactAggregated | WLDFR | HFTD - Distribution - Tier 3 - 5QU CoRE ¦ 3QU LoRE | Non-Red Flag Warning - Destructive Fires | Vegetation Contact | Aggregated | 2026 | 4.129e-08 | 190.7177 | 7.8747e-06 | 2026 | Mitigation | 0.95 | 45 | 0 | esc | 0.00097009 | 4.0054e-11 | 0.00097009 | 4.0054e-11 | 0.03606 | 2.4894e-09 | 0.0093087 | 1.4152e-05
[120 empty] | 7.3.3.17.5 (Remote Grid) Updates to grid topology to minimize risk of ignition in HFTDs Remote GridWLDFRVegetation ContactAggregated | WLDFR | HFTD - Distribution - Tier 3 - 5QU CoRE ¦ 3QU LoRE | Non-Red Flag Warning - Destructive Fires | Vegetation Contact | Aggregated | 2027 | 4.129e-08 | 190.7177 | 7.8747e-06 | 2027 | Mitigation | 0.95 | 45 | 0 | esc | 0.00097009 | 4.0054e-11 | 0.00097009 | 4.0054e-11 | 0.03606 | 2.4894e-09 | 0.0093087 | 1.4152e-05
[120 empty] | 7.3.3.17.5 (Remote Grid) Updates to grid topology to minimize risk of ignition in HFTDs Remote GridWLDFRVegetation ContactAggregated | WLDFR | HFTD - Distribution - Tier 3 - 5QU CoRE ¦ 3QU LoRE | Non-Red Flag Warning - Destructive Fires | Vegetation Contact | Aggregated | 2028 | 4.129e-08 | 190.7177 | 7.8747e-06 | 2028 | Mitigation | 0.95 | 45 | 0 | esc | 0.00097009 | 4.0054e-11 | 0.00097009 | 4.0054e-11 | 0.03606 | 2.4894e-09 | 0.0093087 | 1.4152e-05
[120 empty] | 7.3.3.17.5 (Remote Grid) Updates to grid topology to minimize risk of ignition in HFTDs Remote GridWLDFRVegetation ContactAggregated | WLDFR | HFTD - Distribution - Tier 3 - 5QU CoRE ¦ 3QU LoRE | Non-Red Flag Warning - Destructive Fires | Vegetation Contact | Aggregated | 2029 | 4.129e-08 | 190.7177 | 7.8747e-06 | 2029 | Mitigation | 0.95 | 45 | 0 | esc | 0.00097009 | 4.0054e-11 | 0.00097009 | 4.0054e-11 | 0.03606 | 2.4894e-09 | 0.0093087 | 1.4152e-05
[120 empty] | 7.3.3.17.5 (Remote Grid) Updates to grid topology to minimize risk of ignition in HFTDs Remote GridWLDFRVegetation ContactAggregated | WLDFR | HFTD - Distribution - Tier 3 - 5QU CoRE ¦ 3QU LoRE | Non-Red Flag Warning - Destructive Fires | Vegetation Contact | Aggregated | 2030 | 4.129e-08 | 190.7177 | 7.8747e-06 | 2030 | Mitigation | 0.95 | 45 | 0 | esc | 0.00097009 | 4.0054e-11 | 0.00097009 | 4.0054e-11 | 0.03606 | 2.4894e-09 | 0.0093087 | 1.4152e-05
[120 empty] | 7.3.3.17.5 (Remote Grid) Updates to grid topology to minimize risk of ignition in HFTDs Remote GridWLDFRVegetation ContactAggregated | WLDFR | HFTD - Distribution - Tier 3 - 5QU CoRE ¦ 3QU LoRE | Non-Red Flag Warning - Destructive Fires | Vegetation Contact | Aggregated | 2031 | 4.129e-08 | 190.7177 | 7.8747e-06 | 2031 | Mitigation | 0.95 | 45 | 0 | esc | 0.00097009 | 4.0054e-11 | 0.00097009 | 4.0054e-11 | 0.03606 | 2.4894e-09 | 0.0093087 | 1.4152e-05
[120 empty] | 7.3.3.17.5 (Remote Grid) Updates to grid topology to minimize risk of ignition in HFTDs Remote GridWLDFRVegetation ContactAggregated | WLDFR | HFTD - Distribution - Tier 3 - 5QU CoRE ¦ 3QU LoRE | Non-Red Flag Warning - Destructive Fires | Vegetation Contact | Aggregated | 2032 | 4.129e-08 | 190.7177 | 7.8747e-06 | 2032 | Mitigation | 0.95 | 45 | 0 | esc | 0.00097009 | 4.0054e-11 | 0.00097009 | 4.0054e-11 | 0.03606 | 2.4894e-09 | 0.0093087 | 1.4152e-05
[120 empty] | 7.3.3.17.5 (Remote Grid) Updates to grid topology to minimize risk of ignition in HFTDs Remote GridWLDFRVegetation ContactAggregated | WLDFR | HFTD - Distribution - Tier 3 - 5QU CoRE ¦ 3QU LoRE | Non-Red Flag Warning - Destructive Fires | Vegetation Contact | Aggregated | 2033 | 4.129e-08 | 190.7177 | 7.8747e-06 | 2033 | Mitigation | 0.95 | 45 | 0 | esc | 0.00097009 | 4.0054e-11 | 0.00097009 | 4.0054e-11 | 0.03606 | 2.4894e-09 | 0.0093087 | 1.4152e-05
[120 empty] | 7.3.3.17.5 (Remote Grid) Updates to grid topology to minimize risk of ignition in HFTDs Remote GridWLDFRVegetation ContactAggregated | WLDFR | HFTD - Distribution - Tier 3 - 5QU CoRE ¦ 3QU LoRE | Non-Red Flag Warning - Destructive Fires | Vegetation Contact | Aggregated | 2034 | 4.129e-08 | 190.7177 | 7.8747e-06 | 2034 | Mitigation | 0.95 | 45 | 0 | esc | 0.00097009 | 4.0054e-11 | 0.00097009 | 4.0054e-11 | 0.03606 | 2.4894e-09 | 0.0093087 | 1.4152e-05
[120 empty] | 7.3.3.17.5 (Remote Grid) Updates to grid topology to minimize risk of ignition in HFTDs Remote GridWLDFRVegetation ContactAggregated | WLDFR | HFTD - Distribution - Tier 3 - 5QU CoRE ¦ 3QU LoRE | Non-Red Flag Warning - Destructive Fires | Vegetation Contact | Aggregated | 2035 | 4.129e-08 | 190.7177 | 7.8747e-06 | 2035 | Mitigation | 0.95 | 45 | 0 | esc | 0.00097009 | 4.0054e-11 | 0.00097009 | 4.0054e-11 | 0.03606 | 2.4894e-09 | 0.0093087 | 1.4152e-05
[120 empty] | 7.3.3.17.5 (Remote Grid) Updates to grid topology to minimize risk of ignition in HFTDs Remote GridWLDFRVegetation ContactAggregated | WLDFR | HFTD - Distribution - Tier 3 - 5QU CoRE ¦ 3QU LoRE | Non-Red Flag Warning - Destructive Fires | Vegetation Contact | Aggregated | 2036 | 4.129e-08 | 190.7177 | 7.8747e-06 | 2036 | Mitigation | 0.95 | 45 | 0 | esc | 0.00097009 | 4.0054e-11 | 0.00097009 | 4.0054e-11 | 0.03606 | 2.4894e-09 | 0.0093087 | 1.4152e-05
[120 empty] | 7.3.3.17.5 (Remote Grid) Updates to grid topology to minimize risk of ignition in HFTDs Remote GridWLDFRVegetation ContactAggregated | WLDFR | HFTD - Distribution - Tier 3 - 5QU CoRE ¦ 3QU LoRE | Non-Red Flag Warning - Destructive Fires | Vegetation Contact | Aggregated | 2037 | 4.129e-08 | 190.7177 | 7.8747e-06 | 2037 | Mitigation | 0.95 | 45 | 0 | esc | 0.00097009 | 4.0054e-11 | 0.00097009 | 4.0054e-11 | 0.03606 | 2.4894e-09 | 0.0093087 | 1.4152e-05
[120 empty] | 7.3.3.17.5 (Remote Grid) Updates to grid topology to minimize risk of ignition in HFTDs Remote GridWLDFRVegetation ContactAggregated | WLDFR | HFTD - Distribution - Tier 3 - 5QU CoRE ¦ 3QU LoRE | Non-Red Flag Warning - Destructive Fires | Vegetation Contact | Aggregated | 2038 | 4.129e-08 | 190.7177 | 7.8747e-06 | 2038 | Mitigation | 0.95 | 45 | 0 | esc | 0.00097009 | 4.0054e-11 | 0.00097009 | 4.0054e-11 | 0.03606 | 2.4894e-09 | 0.0093087 | 1.4152e-05
[120 empty] | 7.3.3.17.5 (Remote Grid) Updates to grid topology to minimize risk of ignition in HFTDs Remote GridWLDFRVegetation ContactAggregated | WLDFR | HFTD - Distribution - Tier 3 - 5QU CoRE ¦ 3QU LoRE | Non-Red Flag Warning - Destructive Fires | Vegetation Contact | Aggregated | 2039 | 4.129e-08 | 190.7177 | 7.8747e-06 | 2039 | Mitigation | 0.95 | 45 | 0 | esc | 0.00097009 | 4.0054e-11 | 0.00097009 | 4.0054e-11 | 0.03606 | 2.4894e-09 | 0.0093087 | 1.4152e-05
[120 empty] | 7.3.3.17.5 (Remote Grid) Updates to grid topology to minimize risk of ignition in HFTDs Remote GridWLDFRVegetation ContactAggregated | WLDFR | HFTD - Distribution - Tier 3 - 5QU CoRE ¦ 3QU LoRE | Non-Red Flag Warning - Destructive Fires | Vegetation Contact | Aggregated | 2040 | 4.129e-08 | 190.7177 | 7.8747e-06 | 2040 | Mitigation | 0.95 | 45 | 0 | esc | 0.00097009 | 4.0054e-11 | 0.00097009 | 4.0054e-11 | 0.03606 | 2.4894e-09 | 0.0093087 | 1.4152e-05
[120 empty] | 7.3.3.17.5 (Remote Grid) Updates to grid topology to minimize risk of ignition in HFTDs Remote GridWLDFRVegetation ContactAggregated | WLDFR | HFTD - Distribution - Tier 3 - 5QU CoRE ¦ 3QU LoRE | Non-Red Flag Warning - Destructive Fires | Vegetation Contact | Aggregated | 2041 | 4.129e-08 | 190.7177 | 7.8747e-06 | 2041 | Mitigation | 0.95 | 45 | 0 | esc | 0.00097009 | 4.0054e-11 | 0.00097009 | 4.0054e-11 | 0.03606 | 2.4894e-09 | 0.0093087 | 1.4152e-05
[120 empty] | 7.3.3.17.5 (Remote Grid) Updates to grid topology to minimize risk of ignition in HFTDs Remote GridWLDFRVegetation ContactAggregated | WLDFR | HFTD - Distribution - Tier 3 - 5QU CoRE ¦ 3QU LoRE | Non-Red Flag Warning - Destructive Fires | Vegetation Contact | Aggregated | 2042 | 4.129e-08 | 190.7177 | 7.8747e-06 | 2042 | Mitigation | 0.95 | 45 | 0 | esc | 0.00097009 | 4.0054e-11 | 0.00097009 | 4.0054e-11 | 0.03606 | 2.4894e-09 | 0.0093087 | 1.4152e-05
[120 empty] | 7.3.3.17.5 (Remote Grid) Updates to grid topology to minimize risk of ignition in HFTDs Remote GridWLDFRVegetation ContactAggregated | WLDFR | HFTD - Distribution - Tier 3 - 5QU CoRE ¦ 3QU LoRE | Non-Red Flag Warning - Destructive Fires | Vegetation Contact | Aggregated | 2043 | 4.129e-08 | 190.7177 | 7.8747e-06 | 2043 | Mitigation | 0.95 | 45 | 0 | esc | 0.00097009 | 4.0054e-11 | 0.00097009 | 4.0054e-11 | 0.03606 | 2.4894e-09 | 0.0093087 | 1.4152e-05
[120 empty] | 7.3.3.17.5 (Remote Grid) Updates to grid topology to minimize risk of ignition in HFTDs Remote GridWLDFRVegetation ContactAggregated | WLDFR | HFTD - Distribution - Tier 3 - 5QU CoRE ¦ 3QU LoRE | Non-Red Flag Warning - Destructive Fires | Vegetation Contact | Aggregated | 2044 | 4.129e-08 | 190.7177 | 7.8747e-06 | 2044 | Mitigation | 0.95 | 45 | 0 | esc | 0.00097009 | 4.0054e-11 | 0.00097009 | 4.0054e-11 | 0.03606 | 2.4894e-09 | 0.0093087 | 1.4152e-05
[120 empty] | 7.3.3.17.5 (Remote Grid) Updates to grid topology to minimize risk of ignition in HFTDs Remote GridWLDFRVegetation ContactAggregated | WLDFR | HFTD - Distribution - Tier 3 - 5QU CoRE ¦ 3QU LoRE | Non-Red Flag Warning - Destructive Fires | Vegetation Contact | Aggregated | 2045 | 4.129e-08 | 190.7177 | 7.8747e-06 | 2045 | Mitigation | 0.95 | 45 | 0 | esc | 0.00097009 | 4.0054e-11 | 0.00097009 | 4.0054e-11 | 0.03606 | 2.4894e-09 | 0.0093087 | 1.4152e-05
[120 empty] | 7.3.3.17.5 (Remote Grid) Updates to grid topology to minimize risk of ignition in HFTDs Remote GridWLDFRVegetation ContactAggregated | WLDFR | HFTD - Distribution - Tier 3 - 5QU CoRE ¦ 3QU LoRE | Non-Red Flag Warning - Destructive Fires | Vegetation Contact | Aggregated | 2046 | 4.129e-08 | 190.7177 | 7.8747e-06 | 2046 | Mitigation | 0.95 | 45 | 0 | esc | 0.00097009 | 4.0054e-11 | 0.00097009 | 4.0054e-11 | 0.03606 | 2.4894e-09 | 0.0093087 | 1.4152e-05
[120 empty] | 7.3.3.17.5 (Remote Grid) Updates to grid topology to minimize risk of ignition in HFTDs Remote GridWLDFRVegetation ContactAggregated | WLDFR | HFTD - Distribution - Tier 3 - 5QU CoRE ¦ 3QU LoRE | Non-Red Flag Warning - Destructive Fires | Vegetation Contact | Aggregated | 2047 | 4.129e-08 | 190.7177 | 7.8747e-06 | 2047 | Mitigation | 0.95 | 45 | 0 | esc | 0.00097009 | 4.0054e-11 | 0.00097009 | 4.0054e-11 | 0.03606 | 2.4894e-09 | 0.0093087 | 1.4152e-05
[120 empty] | 7.3.3.17.5 (Remote Grid) Updates to grid topology to minimize risk of ignition in HFTDs Remote GridWLDFRVegetation ContactAggregated | WLDFR | HFTD - Distribution - Tier 3 - 5QU CoRE ¦ 3QU LoRE | Non-Red Flag Warning - Destructive Fires | Vegetation Contact | Aggregated | 2048 | 4.129e-08 | 190.7177 | 7.8747e-06 | 2048 | Mitigation | 0.95 | 45 | 0 | esc | 0.00097009 | 4.0054e-11 | 0.00097009 | 4.0054e-11 | 0.03606 | 2.4894e-09 | 0.0093087 | 1.4152e-05
[120 empty] | 7.3.3.17.5 (Remote Grid) Updates to grid topology to minimize risk of ignition in HFTDs Remote GridWLDFRVegetation ContactAggregated | WLDFR | HFTD - Distribution - Tier 3 - 5QU CoRE ¦ 3QU LoRE | Non-Red Flag Warning - Destructive Fires | Vegetation Contact | Aggregated | 2049 | 4.129e-08 | 190.7177 | 7.8747e-06 | 2049 | Mitigation | 0.95 | 45 | 0 | esc | 0.00097009 | 4.0054e-11 | 0.00097009 | 4.0054e-11 | 0.03606 | 2.4894e-09 | 0.0093087 | 1.4152e-05
[120 empty] | 7.3.3.17.5 (Remote Grid) Updates to grid topology to minimize risk of ignition in HFTDs Remote GridWLDFRVegetation ContactAggregated | WLDFR | HFTD - Distribution - Tier 3 - 5QU CoRE ¦ 3QU LoRE | Non-Red Flag Warning - Destructive Fires | Vegetation Contact | Aggregated | 2050 | 4.129e-08 | 190.7177 | 7.8747e-06 | 2050 | Mitigation | 0.95 | 45 | 0 | esc | 0.00097009 | 4.0054e-11 | 0.00097009 | 4.0054e-11 | 0.03606 | 2.4894e-09 | 0.0093087 | 1.4152e-05
[120 empty] | 7.3.3.17.5 (Remote Grid) Updates to grid topology to minimize risk of ignition in HFTDs Remote GridWLDFRVegetation ContactAggregated | WLDFR | HFTD - Distribution - Tier 3 - 5QU CoRE ¦ 3QU LoRE | Non-Red Flag Warning - Destructive Fires | Vegetation Contact | Aggregated | 2051 | 4.129e-08 | 190.7177 | 7.8747e-06 | 2051 | Mitigation | 0.95 | 45 | 0 | esc | 0.00097009 | 4.0054e-11 | 0.00097009 | 4.0054e-11 | 0.03606 | 2.4894e-09 | 0.0093087 | 1.4152e-05
[120 empty] | 7.3.3.17.5 (Remote Grid) Updates to grid topology to minimize risk of ignition in HFTDs Remote GridWLDFRVegetation ContactAggregated | WLDFR | HFTD - Distribution - Tier 3 - 5QU CoRE ¦ 3QU LoRE | Non-Red Flag Warning - Destructive Fires | Vegetation Contact | Aggregated | 2052 | 4.129e-08 | 190.7177 | 7.8747e-06 | 2052 | Mitigation | 0.95 | 45 | 0 | esc | 0.00097009 | 4.0054e-11 | 0.00097009 | 4.0054e-11 | 0.03606 | 2.4894e-09 | 0.0093087 | 1.4152e-05
[120 empty] | 7.3.3.17.5 (Remote Grid) Updates to grid topology to minimize risk of ignition in HFTDs Remote GridWLDFRVegetation ContactAggregated | WLDFR | HFTD - Distribution - Tier 3 - 5QU CoRE ¦ 3QU LoRE | Non-Red Flag Warning - Destructive Fires | Vegetation Contact | Aggregated | 2053 | 4.129e-08 | 190.7177 | 7.8747e-06 | 2053 | Mitigation | 0.95 | 45 | 0 | esc | 0.00097009 | 4.0054e-11 | 0.00097009 | 4.0054e-11 | 0.03606 | 2.4894e-09 | 0.0093087 | 1.4152e-05
[120 empty] | 7.3.3.17.5 (Remote Grid) Updates to grid topology to minimize risk of ignition in HFTDs Remote GridWLDFRVegetation ContactAggregated | WLDFR | HFTD - Distribution - Tier 3 - 5QU CoRE ¦ 3QU LoRE | Non-Red Flag Warning - Destructive Fires | Vegetation Contact | Aggregated | 2054 | 4.129e-08 | 190.7177 | 7.8747e-06 | 2054 | Mitigation | 0.95 | 45 | 0 | esc | 0.00097009 | 4.0054e-11 | 0.00097009 | 4.0054e-11 | 0.03606 | 2.4894e-09 | 0.0093087 | 1.4152e-05
[120 empty] | 7.3.3.17.5 (Remote Grid) Updates to grid topology to minimize risk of ignition in HFTDs Remote GridWLDFRVegetation ContactAggregated | WLDFR | HFTD - Distribution - Tier 3 - 5QU CoRE ¦ 3QU LoRE | Non-Red Flag Warning - Destructive Fires | Vegetation Contact | Aggregated | 2055 | 4.129e-08 | 190.7177 | 7.8747e-06 | 2055 | Mitigation | 0.95 | 45 | 0 | esc | 0.00097009 | 4.0054e-11 | 0.00097009 | 4.0054e-11 | 0.03606 | 2.4894e-09 | 0.0093087 | 1.4152e-05
[120 empty] | 7.3.3.17.5 (Remote Grid) Updates to grid topology to minimize risk of ignition in HFTDs Remote GridWLDFRVegetation ContactAggregated | WLDFR | HFTD - Distribution - Tier 3 - 5QU CoRE ¦ 3QU LoRE | Non-Red Flag Warning - Destructive Fires | Vegetation Contact | Aggregated | 2056 | 4.129e-08 | 190.7177 | 7.8747e-06 | 2056 | Mitigation | 0.95 | 45 | 0 | esc | 0.00097009 | 4.0054e-11 | 0.00097009 | 4.0054e-11 | 0 | 0 | 0 | 0
[120 empty] | 7.3.3.17.5 (Remote Grid) Updates to grid topology to minimize risk of ignition in HFTDs Remote GridWLDFRVegetation ContactAggregated | WLDFR | HFTD - Distribution - Tier 3 - 5QU CoRE ¦ 3QU LoRE | Non-Red Flag Warning - Destructive Fires | Vegetation Contact | Aggregated | 2057 | 4.129e-08 | 190.7177 | 7.8747e-06 | 2057 | Mitigation | 0.95 | 45 | 0 | esc | 0.00097009 | 4.0054e-11 | 0.00097009 | 4.0054e-11 | 0.03606 | 2.1514e-06 | 0 | 0
[120 empty] | 7.3.3.17.5 (Remote Grid) Updates to grid topology to minimize risk of ignition in HFTDs Remote GridWLDFRVegetation ContactAggregated | WLDFR | HFTD - Distribution - Tier 3 - 5QU CoRE ¦ 3QU LoRE | Non-Red Flag Warning - Destructive Fires | Vegetation Contact | Aggregated | 2058 | 4.129e-08 | 190.7177 | 7.8747e-06 | 2058 | Mitigation | 0.95 | 45 | 0 | esc | 0.00097009 | 4.0054e-11 | 0.00097009 | 4.0054e-11 | 0.03606 | 2.1514e-06 | 0.0083522 | 2.6649e-06
[120 empty] | 7.3.3.17.5 (Remote Grid) Updates to grid topology to minimize risk of ignition in HFTDs Remote GridWLDFRVegetation ContactAggregated | WLDFR | HFTD - Distribution - Tier 3 - 5QU CoRE ¦ 3QU LoRE | Non-Red Flag Warning - Destructive Fires | Vegetation Contact | Aggregated | 2059 | 4.129e-08 | 190.7177 | 7.8747e-06 | 2059 | Mitigation | 0.95 | 45 | 0 | esc | 0.00097009 | 4.0054e-11 | 0.00097009 | 4.0054e-11 | 0.03606 | 2.1514e-06 | 0.0083522 | 2.6649e-06
[120 empty] | 7.3.3.17.5 (Remote Grid) Updates to grid topology to minimize risk of ignition in HFTDs Remote GridWLDFRVegetation ContactAggregated | WLDFR | HFTD - Distribution - Tier 3 - 5QU CoRE ¦ 3QU LoRE | Non-Red Flag Warning - Destructive Fires | Vegetation Contact | Aggregated | 2060 | 4.129e-08 | 190.7177 | 7.8747e-06 | 2060 | Mitigation | 0.95 | 45 | 0 | esc | 0.00097009 | 4.0054e-11 | 0.00097009 | 4.0054e-11 | 0.03606 | 2.1514e-06 | 0.0083522 | 2.6649e-06
[120 empty] | 7.3.3.17.5 (Remote Grid) Updates to grid topology to minimize risk of ignition in HFTDs Remote GridWLDFRVegetation ContactAggregated | WLDFR | HFTD - Distribution - Tier 3 - 5QU CoRE ¦ 3QU LoRE | Non-Red Flag Warning - Destructive Fires | Vegetation Contact | Aggregated | 2061 | 4.129e-08 | 190.7177 | 7.8747e-06 | 2061 | Mitigation | 0.95 | 45 | 0 | esc | 0.00097009 | 4.0054e-11 | 0.00097009 | 4.0054e-11 | 0.03606 | 2.1514e-06 | 0.0083522 | 2.6649e-06
[120 empty] | 7.3.3.17.5 (Remote Grid) Updates to grid topology to minimize risk of ignition in HFTDs Remote GridWLDFRVegetation ContactAggregated | WLDFR | HFTD - Distribution - Tier 3 - 5QU CoRE ¦ 3QU LoRE | Non-Red Flag Warning - Destructive Fires | Vegetation Contact | Aggregated | 2062 | 4.129e-08 | 190.7177 | 7.8747e-06 | 2062 | Mitigation | 0.95 | 45 | 0 | esc | 0.00097009 | 4.0054e-11 | 0.00097009 | 4.0054e-11 | 0.03606 | 2.1514e-06 | 0.0083522 | 2.6649e-06
[120 empty] | 7.3.3.17.5 (Remote Grid) Updates to grid topology to minimize risk of ignition in HFTDs Remote GridWLDFRVegetation ContactAggregated | WLDFR | HFTD - Distribution - Tier 3 - 5QU CoRE ¦ 3QU LoRE | Non-Red Flag Warning - Destructive Fires | Vegetation Contact | Aggregated | 2063 | 4.129e-08 | 190.7177 | 7.8747e-06 | 2063 | Mitigation | 0.95 | 45 | 0 | esc | 0.00097009 | 4.0054e-11 | 0.00097009 | 4.0054e-11 | 0.03606 | 2.1514e-06 | 0.0083522 | 2.6649e-06
[120 empty] | 7.3.3.17.5 (Remote Grid) Updates to grid topology to minimize risk of ignition in HFTDs Remote GridWLDFRVegetation ContactAggregated | WLDFR | HFTD - Distribution - Tier 3 - 5QU CoRE ¦ 3QU LoRE | Non-Red Flag Warning - Destructive Fires | Vegetation Contact | Aggregated | 2064 | 4.129e-08 | 190.7177 | 7.8747e-06 | 2064 | Mitigation | 0.95 | 45 | 0 | esc | 0.00097009 | 4.0054e-11 | 0.00097009 | 4.0054e-11 | 0.03606 | 2.1514e-06 | 0.0083522 | 2.6649e-06
[120 empty] | 7.3.3.17.5 (Remote Grid) Updates to grid topology to minimize risk of ignition in HFTDs Remote GridWLDFRVegetation ContactAggregated | WLDFR | HFTD - Distribution - Tier 3 - 5QU CoRE ¦ 3QU LoRE | Non-Red Flag Warning - Destructive Fires | Vegetation Contact | Aggregated | 2065 | 4.129e-08 | 190.7177 | 7.8747e-06 | 2065 | Mitigation | 0.95 | 45 | 0 | esc | 0.00097009 | 4.0054e-11 | 0.00097009 | 4.0054e-11 | 0.03606 | 2.1514e-06 | 0.0083522 | 2.6649e-06
[120 empty] | 7.3.3.17.5 (Remote Grid) Updates to grid topology to minimize risk of ignition in HFTDs Remote GridWLDFRVegetation ContactAggregated | WLDFR | HFTD - Distribution - Tier 3 - 5QU CoRE ¦ 3QU LoRE | Non-Red Flag Warning - Destructive Fires | Vegetation Contact | Aggregated | 2066 | 4.129e-08 | 190.7177 | 7.8747e-06 | 2066 | Mitigation | 0.95 | 45 | 0 | esc | 0.00097009 | 4.0054e-11 | 0.00097009 | 4.0054e-11 | 0.03606 | 2.1514e-06 | 0.0083522 | 2.6649e-06
[120 empty] | 7.3.3.17.5 (Remote Grid) Updates to grid topology to minimize risk of ignition in HFTDs Remote GridWLDFRVegetation ContactAggregated | WLDFR | HFTD - Distribution - Tier 3 - 5QU CoRE ¦ 3QU LoRE | Non-Red Flag Warning - Destructive Fires | Vegetation Contact | Aggregated | 2067 | 4.129e-08 | 190.7177 | 7.8747e-06 | 2067 | Mitigation | 0.95 | 45 | 0 | esc | 0 | 0 | 0.00097009 | 4.0054e-11 | 0.03606 | 2.1514e-06 | 0.0083522 | 2.6649e-06
[120 empty] | 7.3.3.17.5 (Remote Grid) Updates to grid topology to minimize risk of ignition in HFTDs Remote GridWLDFRWire-to-wire contactAggregated | WLDFR | HFTD - Distribution - Tier 3 - 5QU CoRE ¦ 3QU LoRE | Non-Red Flag Warning - Destructive Fires | Wire-to-wire contact | Aggregated | 2022 | 1.8169e-08 | 190.7177 | 3.4651e-06 | 2022 | Mitigation | 0.95 | 45 | 0 | esc | 0.00097009 | 1.7625e-11 | 0 | 0 | 0.03606 | 2.1514e-06 | 0.0083522 | 2.6649e-06
[120 empty] | 7.3.3.17.5 (Remote Grid) Updates to grid topology to minimize risk of ignition in HFTDs Remote GridWLDFRWire-to-wire contactAggregated | WLDFR | HFTD - Distribution - Tier 3 - 5QU CoRE ¦ 3QU LoRE | Non-Red Flag Warning - Destructive Fires | Wire-to-wire contact | Aggregated | 2023 | 1.8169e-08 | 190.7177 | 3.4651e-06 | 2023 | Mitigation | 0.95 | 45 | 0 | esc | 0.00097009 | 1.7625e-11 | 0.00097009 | 1.7625e-11 | 0.03606 | 2.1514e-06 | 0.0083522 | 2.6649e-06
[120 empty] | 7.3.3.17.5 (Remote Grid) Updates to grid topology to minimize risk of ignition in HFTDs Remote GridWLDFRWire-to-wire contactAggregated | WLDFR | HFTD - Distribution - Tier 3 - 5QU CoRE ¦ 3QU LoRE | Non-Red Flag Warning - Destructive Fires | Wire-to-wire contact | Aggregated | 2024 | 1.8169e-08 | 190.7177 | 3.4651e-06 | 2024 | Mitigation | 0.95 | 45 | 0 | esc | 0.00097009 | 1.7625e-11 | 0.00097009 | 1.7625e-11 | 0.03606 | 2.1514e-06 | 0.0083522 | 2.6649e-06
[120 empty] | 7.3.3.17.5 (Remote Grid) Updates to grid topology to minimize risk of ignition in HFTDs Remote GridWLDFRWire-to-wire contactAggregated | WLDFR | HFTD - Distribution - Tier 3 - 5QU CoRE ¦ 3QU LoRE | Non-Red Flag Warning - Destructive Fires | Wire-to-wire contact | Aggregated | 2025 | 1.8169e-08 | 190.7177 | 3.4651e-06 | 2025 | Mitigation | 0.95 | 45 | 0 | esc | 0.00097009 | 1.7625e-11 | 0.00097009 | 1.7625e-11 | 0.03606 | 2.1514e-06 | 0.0083522 | 2.6649e-06
[120 empty] | 7.3.3.17.5 (Remote Grid) Updates to grid topology to minimize risk of ignition in HFTDs Remote GridWLDFRWire-to-wire contactAggregated | WLDFR | HFTD - Distribution - Tier 3 - 5QU CoRE ¦ 3QU LoRE | Non-Red Flag Warning - Destructive Fires | Wire-to-wire contact | Aggregated | 2026 | 1.8169e-08 | 190.7177 | 3.4651e-06 | 2026 | Mitigation | 0.95 | 45 | 0 | esc | 0.00097009 | 1.7625e-11 | 0.00097009 | 1.7625e-11 | 0.03606 | 2.1514e-06 | 0.0083522 | 2.6649e-06
[120 empty] | 7.3.3.17.5 (Remote Grid) Updates to grid topology to minimize risk of ignition in HFTDs Remote GridWLDFRWire-to-wire contactAggregated | WLDFR | HFTD - Distribution - Tier 3 - 5QU CoRE ¦ 3QU LoRE | Non-Red Flag Warning - Destructive Fires | Wire-to-wire contact | Aggregated | 2027 | 1.8169e-08 | 190.7177 | 3.4651e-06 | 2027 | Mitigation | 0.95 | 45 | 0 | esc | 0.00097009 | 1.7625e-11 | 0.00097009 | 1.7625e-11 | 0.03606 | 2.1514e-06 | 0.0083522 | 2.6649e-06
[120 empty] | 7.3.3.17.5 (Remote Grid) Updates to grid topology to minimize risk of ignition in HFTDs Remote GridWLDFRWire-to-wire contactAggregated | WLDFR | HFTD - Distribution - Tier 3 - 5QU CoRE ¦ 3QU LoRE | Non-Red Flag Warning - Destructive Fires | Wire-to-wire contact | Aggregated | 2028 | 1.8169e-08 | 190.7177 | 3.4651e-06 | 2028 | Mitigation | 0.95 | 45 | 0 | esc | 0.00097009 | 1.7625e-11 | 0.00097009 | 1.7625e-11 | 0.03606 | 2.1514e-06 | 0.0083522 | 2.6649e-06
[120 empty] | 7.3.3.17.5 (Remote Grid) Updates to grid topology to minimize risk of ignition in HFTDs Remote GridWLDFRWire-to-wire contactAggregated | WLDFR | HFTD - Distribution - Tier 3 - 5QU CoRE ¦ 3QU LoRE | Non-Red Flag Warning - Destructive Fires | Wire-to-wire contact | Aggregated | 2029 | 1.8169e-08 | 190.7177 | 3.4651e-06 | 2029 | Mitigation | 0.95 | 45 | 0 | esc | 0.00097009 | 1.7625e-11 | 0.00097009 | 1.7625e-11 | 0.03606 | 2.1514e-06 | 0.0083522 | 2.6649e-06
[120 empty] | 7.3.3.17.5 (Remote Grid) Updates to grid topology to minimize risk of ignition in HFTDs Remote GridWLDFRWire-to-wire contactAggregated | WLDFR | HFTD - Distribution - Tier 3 - 5QU CoRE ¦ 3QU LoRE | Non-Red Flag Warning - Destructive Fires | Wire-to-wire contact | Aggregated | 2030 | 1.8169e-08 | 190.7177 | 3.4651e-06 | 2030 | Mitigation | 0.95 | 45 | 0 | esc | 0.00097009 | 1.7625e-11 | 0.00097009 | 1.7625e-11 | 0.03606 | 2.1514e-06 | 0.0083522 | 2.6649e-06
[120 empty] | 7.3.3.17.5 (Remote Grid) Updates to grid topology to minimize risk of ignition in HFTDs Remote GridWLDFRWire-to-wire contactAggregated | WLDFR | HFTD - Distribution - Tier 3 - 5QU CoRE ¦ 3QU LoRE | Non-Red Flag Warning - Destructive Fires | Wire-to-wire contact | Aggregated | 2031 | 1.8169e-08 | 190.7177 | 3.4651e-06 | 2031 | Mitigation | 0.95 | 45 | 0 | esc | 0.00097009 | 1.7625e-11 | 0.00097009 | 1.7625e-11 | 0.03606 | 2.1514e-06 | 0.0083522 | 2.6649e-06
[120 empty] | 7.3.3.17.5 (Remote Grid) Updates to grid topology to minimize risk of ignition in HFTDs Remote GridWLDFRWire-to-wire contactAggregated | WLDFR | HFTD - Distribution - Tier 3 - 5QU CoRE ¦ 3QU LoRE | Non-Red Flag Warning - Destructive Fires | Wire-to-wire contact | Aggregated | 2032 | 1.8169e-08 | 190.7177 | 3.4651e-06 | 2032 | Mitigation | 0.95 | 45 | 0 | esc | 0.00097009 | 1.7625e-11 | 0.00097009 | 1.7625e-11 | 0.03606 | 2.1514e-06 | 0.0083522 | 2.6649e-06
[120 empty] | 7.3.3.17.5 (Remote Grid) Updates to grid topology to minimize risk of ignition in HFTDs Remote GridWLDFRWire-to-wire contactAggregated | WLDFR | HFTD - Distribution - Tier 3 - 5QU CoRE ¦ 3QU LoRE | Non-Red Flag Warning - Destructive Fires | Wire-to-wire contact | Aggregated | 2033 | 1.8169e-08 | 190.7177 | 3.4651e-06 | 2033 | Mitigation | 0.95 | 45 | 0 | esc | 0.00097009 | 1.7625e-11 | 0.00097009 | 1.7625e-11 | 0.03606 | 2.1514e-06 | 0.0083522 | 2.6649e-06
[120 empty] | 7.3.3.17.5 (Remote Grid) Updates to grid topology to minimize risk of ignition in HFTDs Remote GridWLDFRWire-to-wire contactAggregated | WLDFR | HFTD - Distribution - Tier 3 - 5QU CoRE ¦ 3QU LoRE | Non-Red Flag Warning - Destructive Fires | Wire-to-wire contact | Aggregated | 2034 | 1.8169e-08 | 190.7177 | 3.4651e-06 | 2034 | Mitigation | 0.95 | 45 | 0 | esc | 0.00097009 | 1.7625e-11 | 0.00097009 | 1.7625e-11 | 0.03606 | 2.1514e-06 | 0.0083522 | 2.6649e-06
[120 empty] | 7.3.3.17.5 (Remote Grid) Updates to grid topology to minimize risk of ignition in HFTDs Remote GridWLDFRWire-to-wire contactAggregated | WLDFR | HFTD - Distribution - Tier 3 - 5QU CoRE ¦ 3QU LoRE | Non-Red Flag Warning - Destructive Fires | Wire-to-wire contact | Aggregated | 2035 | 1.8169e-08 | 190.7177 | 3.4651e-06 | 2035 | Mitigation | 0.95 | 45 | 0 | esc | 0.00097009 | 1.7625e-11 | 0.00097009 | 1.7625e-11 | 0.03606 | 2.1514e-06 | 0.0083522 | 2.6649e-06
[120 empty] | 7.3.3.17.5 (Remote Grid) Updates to grid topology to minimize risk of ignition in HFTDs Remote GridWLDFRWire-to-wire contactAggregated | WLDFR | HFTD - Distribution - Tier 3 - 5QU CoRE ¦ 3QU LoRE | Non-Red Flag Warning - Destructive Fires | Wire-to-wire contact | Aggregated | 2036 | 1.8169e-08 | 190.7177 | 3.4651e-06 | 2036 | Mitigation | 0.95 | 45 | 0 | esc | 0.00097009 | 1.7625e-11 | 0.00097009 | 1.7625e-11 | 0.03606 | 2.1514e-06 | 0.0083522 | 2.6649e-06
[120 empty] | 7.3.3.17.5 (Remote Grid) Updates to grid topology to minimize risk of ignition in HFTDs Remote GridWLDFRWire-to-wire contactAggregated | WLDFR | HFTD - Distribution - Tier 3 - 5QU CoRE ¦ 3QU LoRE | Non-Red Flag Warning - Destructive Fires | Wire-to-wire contact | Aggregated | 2037 | 1.8169e-08 | 190.7177 | 3.4651e-06 | 2037 | Mitigation | 0.95 | 45 | 0 | esc | 0.00097009 | 1.7625e-11 | 0.00097009 | 1.7625e-11 | 0.03606 | 2.1514e-06 | 0.0083522 | 2.6649e-06
[120 empty] | 7.3.3.17.5 (Remote Grid) Updates to grid topology to minimize risk of ignition in HFTDs Remote GridWLDFRWire-to-wire contactAggregated | WLDFR | HFTD - Distribution - Tier 3 - 5QU CoRE ¦ 3QU LoRE | Non-Red Flag Warning - Destructive Fires | Wire-to-wire contact | Aggregated | 2038 | 1.8169e-08 | 190.7177 | 3.4651e-06 | 2038 | Mitigation | 0.95 | 45 | 0 | esc | 0.00097009 | 1.7625e-11 | 0.00097009 | 1.7625e-11 | 0.03606 | 2.1514e-06 | 0.0083522 | 2.6649e-06
[120 empty] | 7.3.3.17.5 (Remote Grid) Updates to grid topology to minimize risk of ignition in HFTDs Remote GridWLDFRWire-to-wire contactAggregated | WLDFR | HFTD - Distribution - Tier 3 - 5QU CoRE ¦ 3QU LoRE | Non-Red Flag Warning - Destructive Fires | Wire-to-wire contact | Aggregated | 2039 | 1.8169e-08 | 190.7177 | 3.4651e-06 | 2039 | Mitigation | 0.95 | 45 | 0 | esc | 0.00097009 | 1.7625e-11 | 0.00097009 | 1.7625e-11 | 0.03606 | 2.1514e-06 | 0.0083522 | 2.6649e-06
[120 empty] | 7.3.3.17.5 (Remote Grid) Updates to grid topology to minimize risk of ignition in HFTDs Remote GridWLDFRWire-to-wire contactAggregated | WLDFR | HFTD - Distribution - Tier 3 - 5QU CoRE ¦ 3QU LoRE | Non-Red Flag Warning - Destructive Fires | Wire-to-wire contact | Aggregated | 2040 | 1.8169e-08 | 190.7177 | 3.4651e-06 | 2040 | Mitigation | 0.95 | 45 | 0 | esc | 0.00097009 | 1.7625e-11 | 0.00097009 | 1.7625e-11 | 0.03606 | 2.1514e-06 | 0.0083522 | 2.6649e-06
[120 empty] | 7.3.3.17.5 (Remote Grid) Updates to grid topology to minimize risk of ignition in HFTDs Remote GridWLDFRWire-to-wire contactAggregated | WLDFR | HFTD - Distribution - Tier 3 - 5QU CoRE ¦ 3QU LoRE | Non-Red Flag Warning - Destructive Fires | Wire-to-wire contact | Aggregated | 2041 | 1.8169e-08 | 190.7177 | 3.4651e-06 | 2041 | Mitigation | 0.95 | 45 | 0 | esc | 0.00097009 | 1.7625e-11 | 0.00097009 | 1.7625e-11 | 0.03606 | 2.1514e-06 | 0.0083522 | 2.6649e-06
[120 empty] | 7.3.3.17.5 (Remote Grid) Updates to grid topology to minimize risk of ignition in HFTDs Remote GridWLDFRWire-to-wire contactAggregated | WLDFR | HFTD - Distribution - Tier 3 - 5QU CoRE ¦ 3QU LoRE | Non-Red Flag Warning - Destructive Fires | Wire-to-wire contact | Aggregated | 2042 | 1.8169e-08 | 190.7177 | 3.4651e-06 | 2042 | Mitigation | 0.95 | 45 | 0 | esc | 0.00097009 | 1.7625e-11 | 0.00097009 | 1.7625e-11 | 0.03606 | 2.1514e-06 | 0 | 0
[120 empty] | 7.3.3.17.5 (Remote Grid) Updates to grid topology to minimize risk of ignition in HFTDs Remote GridWLDFRWire-to-wire contactAggregated | WLDFR | HFTD - Distribution - Tier 3 - 5QU CoRE ¦ 3QU LoRE | Non-Red Flag Warning - Destructive Fires | Wire-to-wire contact | Aggregated | 2043 | 1.8169e-08 | 190.7177 | 3.4651e-06 | 2043 | Mitigation | 0.95 | 45 | 0 | esc | 0.00097009 | 1.7625e-11 | 0.00097009 | 1.7625e-11 | 0.03606 | 2.1514e-06 | 0 | 0
[120 empty] | 7.3.3.17.5 (Remote Grid) Updates to grid topology to minimize risk of ignition in HFTDs Remote GridWLDFRWire-to-wire contactAggregated | WLDFR | HFTD - Distribution - Tier 3 - 5QU CoRE ¦ 3QU LoRE | Non-Red Flag Warning - Destructive Fires | Wire-to-wire contact | Aggregated | 2044 | 1.8169e-08 | 190.7177 | 3.4651e-06 | 2044 | Mitigation | 0.95 | 45 | 0 | esc | 0.00097009 | 1.7625e-11 | 0.00097009 | 1.7625e-11 | 0.03606 | 2.1514e-06 | 0.0092336 | 2.5501e-07
[120 empty] | 7.3.3.17.5 (Remote Grid) Updates to grid topology to minimize risk of ignition in HFTDs Remote GridWLDFRWire-to-wire contactAggregated | WLDFR | HFTD - Distribution - Tier 3 - 5QU CoRE ¦ 3QU LoRE | Non-Red Flag Warning - Destructive Fires | Wire-to-wire contact | Aggregated | 2045 | 1.8169e-08 | 190.7177 | 3.4651e-06 | 2045 | Mitigation | 0.95 | 45 | 0 | esc | 0.00097009 | 1.7625e-11 | 0.00097009 | 1.7625e-11 | 0.03606 | 2.1514e-06 | 0.0092336 | 2.5501e-07
[120 empty] | 7.3.3.17.5 (Remote Grid) Updates to grid topology to minimize risk of ignition in HFTDs Remote GridWLDFRWire-to-wire contactAggregated | WLDFR | HFTD - Distribution - Tier 3 - 5QU CoRE ¦ 3QU LoRE | Non-Red Flag Warning - Destructive Fires | Wire-to-wire contact | Aggregated | 2046 | 1.8169e-08 | 190.7177 | 3.4651e-06 | 2046 | Mitigation | 0.95 | 45 | 0 | esc | 0.00097009 | 1.7625e-11 | 0.00097009 | 1.7625e-11 | 0.03606 | 2.1514e-06 | 0.0092336 | 2.5501e-07
[120 empty] | 7.3.3.17.5 (Remote Grid) Updates to grid topology to minimize risk of ignition in HFTDs Remote GridWLDFRWire-to-wire contactAggregated | WLDFR | HFTD - Distribution - Tier 3 - 5QU CoRE ¦ 3QU LoRE | Non-Red Flag Warning - Destructive Fires | Wire-to-wire contact | Aggregated | 2047 | 1.8169e-08 | 190.7177 | 3.4651e-06 | 2047 | Mitigation | 0.95 | 45 | 0 | esc | 0.00097009 | 1.7625e-11 | 0.00097009 | 1.7625e-11 | 0.03606 | 2.1514e-06 | 0.0092336 | 2.5501e-07
[120 empty] | 7.3.3.17.5 (Remote Grid) Updates to grid topology to minimize risk of ignition in HFTDs Remote GridWLDFRWire-to-wire contactAggregated | WLDFR | HFTD - Distribution - Tier 3 - 5QU CoRE ¦ 3QU LoRE | Non-Red Flag Warning - Destructive Fires | Wire-to-wire contact | Aggregated | 2048 | 1.8169e-08 | 190.7177 | 3.4651e-06 | 2048 | Mitigation | 0.95 | 45 | 0 | esc | 0.00097009 | 1.7625e-11 | 0.00097009 | 1.7625e-11 | 0.03606 | 2.1514e-06 | 0.0092336 | 2.5501e-07
[120 empty] | 7.3.3.17.5 (Remote Grid) Updates to grid topology to minimize risk of ignition in HFTDs Remote GridWLDFRWire-to-wire contactAggregated | WLDFR | HFTD - Distribution - Tier 3 - 5QU CoRE ¦ 3QU LoRE | Non-Red Flag Warning - Destructive Fires | Wire-to-wire contact | Aggregated | 2049 | 1.8169e-08 | 190.7177 | 3.4651e-06 | 2049 | Mitigation | 0.95 | 45 | 0 | esc | 0.00097009 | 1.7625e-11 | 0.00097009 | 1.7625e-11 | 0.03606 | 2.1514e-06 | 0.0092336 | 2.5501e-07
[120 empty] | 7.3.3.17.5 (Remote Grid) Updates to grid topology to minimize risk of ignition in HFTDs Remote GridWLDFRWire-to-wire contactAggregated | WLDFR | HFTD - Distribution - Tier 3 - 5QU CoRE ¦ 3QU LoRE | Non-Red Flag Warning - Destructive Fires | Wire-to-wire contact | Aggregated | 2050 | 1.8169e-08 | 190.7177 | 3.4651e-06 | 2050 | Mitigation | 0.95 | 45 | 0 | esc | 0.00097009 | 1.7625e-11 | 0.00097009 | 1.7625e-11 | 0.03606 | 2.1514e-06 | 0.0092336 | 2.5501e-07
[120 empty] | 7.3.3.17.5 (Remote Grid) Updates to grid topology to minimize risk of ignition in HFTDs Remote GridWLDFRWire-to-wire contactAggregated | WLDFR | HFTD - Distribution - Tier 3 - 5QU CoRE ¦ 3QU LoRE | Non-Red Flag Warning - Destructive Fires | Wire-to-wire contact | Aggregated | 2051 | 1.8169e-08 | 190.7177 | 3.4651e-06 | 2051 | Mitigation | 0.95 | 45 | 0 | esc | 0.00097009 | 1.7625e-11 | 0.00097009 | 1.7625e-11 | 0.03606 | 2.1514e-06 | 0.0092336 | 2.5501e-07
[120 empty] | 7.3.3.17.5 (Remote Grid) Updates to grid topology to minimize risk of ignition in HFTDs Remote GridWLDFRWire-to-wire contactAggregated | WLDFR | HFTD - Distribution - Tier 3 - 5QU CoRE ¦ 3QU LoRE | Non-Red Flag Warning - Destructive Fires | Wire-to-wire contact | Aggregated | 2052 | 1.8169e-08 | 190.7177 | 3.4651e-06 | 2052 | Mitigation | 0.95 | 45 | 0 | esc | 0.00097009 | 1.7625e-11 | 0.00097009 | 1.7625e-11 | 0.03606 | 2.1514e-06 | 0.0092336 | 2.5501e-07
[120 empty] | 7.3.3.17.5 (Remote Grid) Updates to grid topology to minimize risk of ignition in HFTDs Remote GridWLDFRWire-to-wire contactAggregated | WLDFR | HFTD - Distribution - Tier 3 - 5QU CoRE ¦ 3QU LoRE | Non-Red Flag Warning - Destructive Fires | Wire-to-wire contact | Aggregated | 2053 | 1.8169e-08 | 190.7177 | 3.4651e-06 | 2053 | Mitigation | 0.95 | 45 | 0 | esc | 0.00097009 | 1.7625e-11 | 0.00097009 | 1.7625e-11 | 0.03606 | 2.1514e-06 | 0.0092336 | 2.5501e-07
[120 empty] | 7.3.3.17.5 (Remote Grid) Updates to grid topology to minimize risk of ignition in HFTDs Remote GridWLDFRWire-to-wire contactAggregated | WLDFR | HFTD - Distribution - Tier 3 - 5QU CoRE ¦ 3QU LoRE | Non-Red Flag Warning - Destructive Fires | Wire-to-wire contact | Aggregated | 2054 | 1.8169e-08 | 190.7177 | 3.4651e-06 | 2054 | Mitigation | 0.95 | 45 | 0 | esc | 0.00097009 | 1.7625e-11 | 0.00097009 | 1.7625e-11 | 0.03606 | 2.1514e-06 | 0.0092336 | 2.5501e-07
[120 empty] | 7.3.3.17.5 (Remote Grid) Updates to grid topology to minimize risk of ignition in HFTDs Remote GridWLDFRWire-to-wire contactAggregated | WLDFR | HFTD - Distribution - Tier 3 - 5QU CoRE ¦ 3QU LoRE | Non-Red Flag Warning - Destructive Fires | Wire-to-wire contact | Aggregated | 2055 | 1.8169e-08 | 190.7177 | 3.4651e-06 | 2055 | Mitigation | 0.95 | 45 | 0 | esc | 0.00097009 | 1.7625e-11 | 0.00097009 | 1.7625e-11 | 0.03606 | 2.1514e-06 | 0.0092336 | 2.5501e-07
[120 empty] | 7.3.3.17.5 (Remote Grid) Updates to grid topology to minimize risk of ignition in HFTDs Remote GridWLDFRWire-to-wire contactAggregated | WLDFR | HFTD - Distribution - Tier 3 - 5QU CoRE ¦ 3QU LoRE | Non-Red Flag Warning - Destructive Fires | Wire-to-wire contact | Aggregated | 2056 | 1.8169e-08 | 190.7177 | 3.4651e-06 | 2056 | Mitigation | 0.95 | 45 | 0 | esc | 0.00097009 | 1.7625e-11 | 0.00097009 | 1.7625e-11 | 0.03606 | 2.1514e-06 | 0.0092336 | 2.5501e-07
[120 empty] | 7.3.3.17.5 (Remote Grid) Updates to grid topology to minimize risk of ignition in HFTDs Remote GridWLDFRWire-to-wire contactAggregated | WLDFR | HFTD - Distribution - Tier 3 - 5QU CoRE ¦ 3QU LoRE | Non-Red Flag Warning - Destructive Fires | Wire-to-wire contact | Aggregated | 2057 | 1.8169e-08 | 190.7177 | 3.4651e-06 | 2057 | Mitigation | 0.95 | 45 | 0 | esc | 0.00097009 | 1.7625e-11 | 0.00097009 | 1.7625e-11 | 0.03606 | 2.1514e-06 | 0.0092336 | 2.5501e-07
[120 empty] | 7.3.3.17.5 (Remote Grid) Updates to grid topology to minimize risk of ignition in HFTDs Remote GridWLDFRWire-to-wire contactAggregated | WLDFR | HFTD - Distribution - Tier 3 - 5QU CoRE ¦ 3QU LoRE | Non-Red Flag Warning - Destructive Fires | Wire-to-wire contact | Aggregated | 2058 | 1.8169e-08 | 190.7177 | 3.4651e-06 | 2058 | Mitigation | 0.95 | 45 | 0 | esc | 0.00097009 | 1.7625e-11 | 0.00097009 | 1.7625e-11 | 0.03606 | 2.1514e-06 | 0.0092336 | 2.5501e-07
[120 empty] | 7.3.3.17.5 (Remote Grid) Updates to grid topology to minimize risk of ignition in HFTDs Remote GridWLDFRWire-to-wire contactAggregated | WLDFR | HFTD - Distribution - Tier 3 - 5QU CoRE ¦ 3QU LoRE | Non-Red Flag Warning - Destructive Fires | Wire-to-wire contact | Aggregated | 2059 | 1.8169e-08 | 190.7177 | 3.4651e-06 | 2059 | Mitigation | 0.95 | 45 | 0 | esc | 0.00097009 | 1.7625e-11 | 0.00097009 | 1.7625e-11 | 0.03606 | 2.1514e-06 | 0.0092336 | 2.5501e-07
[120 empty] | 7.3.3.17.5 (Remote Grid) Updates to grid topology to minimize risk of ignition in HFTDs Remote GridWLDFRWire-to-wire contactAggregated | WLDFR | HFTD - Distribution - Tier 3 - 5QU CoRE ¦ 3QU LoRE | Non-Red Flag Warning - Destructive Fires | Wire-to-wire contact | Aggregated | 2060 | 1.8169e-08 | 190.7177 | 3.4651e-06 | 2060 | Mitigation | 0.95 | 45 | 0 | esc | 0.00097009 | 1.7625e-11 | 0.00097009 | 1.7625e-11 | 0 | 0 | 0.0092336 | 2.5501e-07
[120 empty] | 7.3.3.17.5 (Remote Grid) Updates to grid topology to minimize risk of ignition in HFTDs Remote GridWLDFRWire-to-wire contactAggregated | WLDFR | HFTD - Distribution - Tier 3 - 5QU CoRE ¦ 3QU LoRE | Non-Red Flag Warning - Destructive Fires | Wire-to-wire contact | Aggregated | 2061 | 1.8169e-08 | 190.7177 | 3.4651e-06 | 2061 | Mitigation | 0.95 | 45 | 0 | esc | 0.00097009 | 1.7625e-11 | 0.00097009 | 1.7625e-11 | 0.03606 | 6.1209e-08 | 0.0092336 | 2.5501e-07
[120 empty] | 7.3.3.17.5 (Remote Grid) Updates to grid topology to minimize risk of ignition in HFTDs Remote GridWLDFRWire-to-wire contactAggregated | WLDFR | HFTD - Distribution - Tier 3 - 5QU CoRE ¦ 3QU LoRE | Non-Red Flag Warning - Destructive Fires | Wire-to-wire contact | Aggregated | 2062 | 1.8169e-08 | 190.7177 | 3.4651e-06 | 2062 | Mitigation | 0.95 | 45 | 0 | esc | 0.00097009 | 1.7625e-11 | 0.00097009 | 1.7625e-11 | 0.03606 | 6.1209e-08 | 0.0092336 | 2.5501e-07
[120 empty] | 7.3.3.17.5 (Remote Grid) Updates to grid topology to minimize risk of ignition in HFTDs Remote GridWLDFRWire-to-wire contactAggregated | WLDFR | HFTD - Distribution - Tier 3 - 5QU CoRE ¦ 3QU LoRE | Non-Red Flag Warning - Destructive Fires | Wire-to-wire contact | Aggregated | 2063 | 1.8169e-08 | 190.7177 | 3.4651e-06 | 2063 | Mitigation | 0.95 | 45 | 0 | esc | 0.00097009 | 1.7625e-11 | 0.00097009 | 1.7625e-11 | 0.03606 | 6.1209e-08 | 0.0092336 | 2.5501e-07
[120 empty] | 7.3.3.17.5 (Remote Grid) Updates to grid topology to minimize risk of ignition in HFTDs Remote GridWLDFRWire-to-wire contactAggregated | WLDFR | HFTD - Distribution - Tier 3 - 5QU CoRE ¦ 3QU LoRE | Non-Red Flag Warning - Destructive Fires | Wire-to-wire contact | Aggregated | 2064 | 1.8169e-08 | 190.7177 | 3.4651e-06 | 2064 | Mitigation | 0.95 | 45 | 0 | esc | 0.00097009 | 1.7625e-11 | 0.00097009 | 1.7625e-11 | 0.03606 | 6.1209e-08 | 0.0092336 | 2.5501e-07
[120 empty] | 7.3.3.17.5 (Remote Grid) Updates to grid topology to minimize risk of ignition in HFTDs Remote GridWLDFRWire-to-wire contactAggregated | WLDFR | HFTD - Distribution - Tier 3 - 5QU CoRE ¦ 3QU LoRE | Non-Red Flag Warning - Destructive Fires | Wire-to-wire contact | Aggregated | 2065 | 1.8169e-08 | 190.7177 | 3.4651e-06 | 2065 | Mitigation | 0.95 | 45 | 0 | esc | 0.00097009 | 1.7625e-11 | 0.00097009 | 1.7625e-11 | 0.03606 | 6.1209e-08 | 0.0092336 | 2.5501e-07
[120 empty] | 7.3.3.17.5 (Remote Grid) Updates to grid topology to minimize risk of ignition in HFTDs Remote GridWLDFRWire-to-wire contactAggregated | WLDFR | HFTD - Distribution - Tier 3 - 5QU CoRE ¦ 3QU LoRE | Non-Red Flag Warning - Destructive Fires | Wire-to-wire contact | Aggregated | 2066 | 1.8169e-08 | 190.7177 | 3.4651e-06 | 2066 | Mitigation | 0.95 | 45 | 0 | esc | 0.00097009 | 1.7625e-11 | 0.00097009 | 1.7625e-11 | 0.03606 | 6.1209e-08 | 0.0092336 | 2.5501e-07
[120 empty] | 7.3.3.17.5 (Remote Grid) Updates to grid topology to minimize risk of ignition in HFTDs Remote GridWLDFRWire-to-wire contactAggregated | WLDFR | HFTD - Distribution - Tier 3 - 5QU CoRE ¦ 3QU LoRE | Non-Red Flag Warning - Destructive Fires | Wire-to-wire contact | Aggregated | 2067 | 1.8169e-08 | 190.7177 | 3.4651e-06 | 2067 | Mitigation | 0.95 | 45 | 0 | esc | 0 | 0 | 0.00097009 | 1.7625e-11 | 0.03606 | 6.1209e-08 | 0.0092336 | 2.5501e-07
[120 empty] | 7.3.3.17.5 (Remote Grid) Updates to grid topology to minimize risk of ignition in HFTDs Remote GridWLDFRContact from objectAggregated | WLDFR | HFTD - Distribution - Tier 3 - 5QU CoRE ¦ 3QU LoRE | Non-Red Flag Warning - Large Fires | Contact from object | Aggregated | 2022 | 3.1211e-06 | 190.7177 | 0.00059525 | 2022 | Mitigation | 0.95 | 45 | 0 | esc | 0.00097009 | 3.0278e-09 | 0 | 0 | 0.03606 | 6.1209e-08 | 0.0092336 | 2.5501e-07
[120 empty] | 7.3.3.17.5 (Remote Grid) Updates to grid topology to minimize risk of ignition in HFTDs Remote GridWLDFRContact from objectAggregated | WLDFR | HFTD - Distribution - Tier 3 - 5QU CoRE ¦ 3QU LoRE | Non-Red Flag Warning - Large Fires | Contact from object | Aggregated | 2023 | 3.1211e-06 | 190.7177 | 0.00059525 | 2023 | Mitigation | 0.95 | 45 | 0 | esc | 0.00097009 | 3.0278e-09 | 0.00097009 | 3.0278e-09 | 0.03606 | 6.1209e-08 | 0.0092336 | 2.5501e-07
[120 empty] | 7.3.3.17.5 (Remote Grid) Updates to grid topology to minimize risk of ignition in HFTDs Remote GridWLDFRContact from objectAggregated | WLDFR | HFTD - Distribution - Tier 3 - 5QU CoRE ¦ 3QU LoRE | Non-Red Flag Warning - Large Fires | Contact from object | Aggregated | 2024 | 3.1211e-06 | 190.7177 | 0.00059525 | 2024 | Mitigation | 0.95 | 45 | 0 | esc | 0.00097009 | 3.0278e-09 | 0.00097009 | 3.0278e-09 | 0.03606 | 6.1209e-08 | 0.0092336 | 2.5501e-07
[120 empty] | 7.3.3.17.5 (Remote Grid) Updates to grid topology to minimize risk of ignition in HFTDs Remote GridWLDFRContact from objectAggregated | WLDFR | HFTD - Distribution - Tier 3 - 5QU CoRE ¦ 3QU LoRE | Non-Red Flag Warning - Large Fires | Contact from object | Aggregated | 2025 | 3.1211e-06 | 190.7177 | 0.00059525 | 2025 | Mitigation | 0.95 | 45 | 0 | esc | 0.00097009 | 3.0278e-09 | 0.00097009 | 3.0278e-09 | 0.03606 | 6.1209e-08 | 0.0092336 | 2.5501e-07
[120 empty] | 7.3.3.17.5 (Remote Grid) Updates to grid topology to minimize risk of ignition in HFTDs Remote GridWLDFRContact from objectAggregated | WLDFR | HFTD - Distribution - Tier 3 - 5QU CoRE ¦ 3QU LoRE | Non-Red Flag Warning - Large Fires | Contact from object | Aggregated | 2026 | 3.1211e-06 | 190.7177 | 0.00059525 | 2026 | Mitigation | 0.95 | 45 | 0 | esc | 0.00097009 | 3.0278e-09 | 0.00097009 | 3.0278e-09 | 0.03606 | 6.1209e-08 | 0.0092336 | 2.5501e-07
[120 empty] | 7.3.3.17.5 (Remote Grid) Updates to grid topology to minimize risk of ignition in HFTDs Remote GridWLDFRContact from objectAggregated | WLDFR | HFTD - Distribution - Tier 3 - 5QU CoRE ¦ 3QU LoRE | Non-Red Flag Warning - Large Fires | Contact from object | Aggregated | 2027 | 3.1211e-06 | 190.7177 | 0.00059525 | 2027 | Mitigation | 0.95 | 45 | 0 | esc | 0.00097009 | 3.0278e-09 | 0.00097009 | 3.0278e-09 | 0.03606 | 6.1209e-08 | 0.0092336 | 2.5501e-07
[120 empty] | 7.3.3.17.5 (Remote Grid) Updates to grid topology to minimize risk of ignition in HFTDs Remote GridWLDFRContact from objectAggregated | WLDFR | HFTD - Distribution - Tier 3 - 5QU CoRE ¦ 3QU LoRE | Non-Red Flag Warning - Large Fires | Contact from object | Aggregated | 2028 | 3.1211e-06 | 190.7177 | 0.00059525 | 2028 | Mitigation | 0.95 | 45 | 0 | esc | 0.00097009 | 3.0278e-09 | 0.00097009 | 3.0278e-09 | 0.03606 | 6.1209e-08 | 0 | 0
[120 empty] | 7.3.3.17.5 (Remote Grid) Updates to grid topology to minimize risk of ignition in HFTDs Remote GridWLDFRContact from objectAggregated | WLDFR | HFTD - Distribution - Tier 3 - 5QU CoRE ¦ 3QU LoRE | Non-Red Flag Warning - Large Fires | Contact from object | Aggregated | 2029 | 3.1211e-06 | 190.7177 | 0.00059525 | 2029 | Mitigation | 0.95 | 45 | 0 | esc | 0.00097009 | 3.0278e-09 | 0.00097009 | 3.0278e-09 | 0.03606 | 6.1209e-08 | 0 | 0
[120 empty] | 7.3.3.17.5 (Remote Grid) Updates to grid topology to minimize risk of ignition in HFTDs Remote GridWLDFRContact from objectAggregated | WLDFR | HFTD - Distribution - Tier 3 - 5QU CoRE ¦ 3QU LoRE | Non-Red Flag Warning - Large Fires | Contact from object | Aggregated | 2030 | 3.1211e-06 | 190.7177 | 0.00059525 | 2030 | Mitigation | 0.95 | 45 | 0 | esc | 0.00097009 | 3.0278e-09 | 0.00097009 | 3.0278e-09 | 0.03606 | 6.1209e-08 | 0.0033164 | 4.3431e-06
[120 empty] | 7.3.3.17.5 (Remote Grid) Updates to grid topology to minimize risk of ignition in HFTDs Remote GridWLDFRContact from objectAggregated | WLDFR | HFTD - Distribution - Tier 3 - 5QU CoRE ¦ 3QU LoRE | Non-Red Flag Warning - Large Fires | Contact from object | Aggregated | 2031 | 3.1211e-06 | 190.7177 | 0.00059525 | 2031 | Mitigation | 0.95 | 45 | 0 | esc | 0.00097009 | 3.0278e-09 | 0.00097009 | 3.0278e-09 | 0.03606 | 6.1209e-08 | 0.0033164 | 4.3431e-06
[120 empty] | 7.3.3.17.5 (Remote Grid) Updates to grid topology to minimize risk of ignition in HFTDs Remote GridWLDFRContact from objectAggregated | WLDFR | HFTD - Distribution - Tier 3 - 5QU CoRE ¦ 3QU LoRE | Non-Red Flag Warning - Large Fires | Contact from object | Aggregated | 2032 | 3.1211e-06 | 190.7177 | 0.00059525 | 2032 | Mitigation | 0.95 | 45 | 0 | esc | 0.00097009 | 3.0278e-09 | 0.00097009 | 3.0278e-09 | 0.03606 | 6.1209e-08 | 0.0033164 | 4.3431e-06
[120 empty] | 7.3.3.17.5 (Remote Grid) Updates to grid topology to minimize risk of ignition in HFTDs Remote GridWLDFRContact from objectAggregated | WLDFR | HFTD - Distribution - Tier 3 - 5QU CoRE ¦ 3QU LoRE | Non-Red Flag Warning - Large Fires | Contact from object | Aggregated | 2033 | 3.1211e-06 | 190.7177 | 0.00059525 | 2033 | Mitigation | 0.95 | 45 | 0 | esc | 0.00097009 | 3.0278e-09 | 0.00097009 | 3.0278e-09 | 0.03606 | 6.1209e-08 | 0.0033164 | 4.3431e-06
[120 empty] | 7.3.3.17.5 (Remote Grid) Updates to grid topology to minimize risk of ignition in HFTDs Remote GridWLDFRContact from objectAggregated | WLDFR | HFTD - Distribution - Tier 3 - 5QU CoRE ¦ 3QU LoRE | Non-Red Flag Warning - Large Fires | Contact from object | Aggregated | 2034 | 3.1211e-06 | 190.7177 | 0.00059525 | 2034 | Mitigation | 0.95 | 45 | 0 | esc | 0.00097009 | 3.0278e-09 | 0.00097009 | 3.0278e-09 | 0.03606 | 6.1209e-08 | 0.0033164 | 4.3431e-06
[120 empty] | 7.3.3.17.5 (Remote Grid) Updates to grid topology to minimize risk of ignition in HFTDs Remote GridWLDFRContact from objectAggregated | WLDFR | HFTD - Distribution - Tier 3 - 5QU CoRE ¦ 3QU LoRE | Non-Red Flag Warning - Large Fires | Contact from object | Aggregated | 2035 | 3.1211e-06 | 190.7177 | 0.00059525 | 2035 | Mitigation | 0.95 | 45 | 0 | esc | 0.00097009 | 3.0278e-09 | 0.00097009 | 3.0278e-09 | 0.03606 | 6.1209e-08 | 0.0033164 | 4.3431e-06
[120 empty] | 7.3.3.17.5 (Remote Grid) Updates to grid topology to minimize risk of ignition in HFTDs Remote GridWLDFRContact from objectAggregated | WLDFR | HFTD - Distribution - Tier 3 - 5QU CoRE ¦ 3QU LoRE | Non-Red Flag Warning - Large Fires | Contact from object | Aggregated | 2036 | 3.1211e-06 | 190.7177 | 0.00059525 | 2036 | Mitigation | 0.95 | 45 | 0 | esc | 0.00097009 | 3.0278e-09 | 0.00097009 | 3.0278e-09 | 0.03606 | 6.1209e-08 | 0.0033164 | 4.3431e-06
[120 empty] | 7.3.3.17.5 (Remote Grid) Updates to grid topology to minimize risk of ignition in HFTDs Remote GridWLDFRContact from objectAggregated | WLDFR | HFTD - Distribution - Tier 3 - 5QU CoRE ¦ 3QU LoRE | Non-Red Flag Warning - Large Fires | Contact from object | Aggregated | 2037 | 3.1211e-06 | 190.7177 | 0.00059525 | 2037 | Mitigation | 0.95 | 45 | 0 | esc | 0.00097009 | 3.0278e-09 | 0.00097009 | 3.0278e-09 | 0.03606 | 6.1209e-08 | 0.0033164 | 4.3431e-06
[120 empty] | 7.3.3.17.5 (Remote Grid) Updates to grid topology to minimize risk of ignition in HFTDs Remote GridWLDFRContact from objectAggregated | WLDFR | HFTD - Distribution - Tier 3 - 5QU CoRE ¦ 3QU LoRE | Non-Red Flag Warning - Large Fires | Contact from object | Aggregated | 2038 | 3.1211e-06 | 190.7177 | 0.00059525 | 2038 | Mitigation | 0.95 | 45 | 0 | esc | 0.00097009 | 3.0278e-09 | 0.00097009 | 3.0278e-09 | 0.03606 | 6.1209e-08 | 0.0033164 | 4.3431e-06
[120 empty] | 7.3.3.17.5 (Remote Grid) Updates to grid topology to minimize risk of ignition in HFTDs Remote GridWLDFRContact from objectAggregated | WLDFR | HFTD - Distribution - Tier 3 - 5QU CoRE ¦ 3QU LoRE | Non-Red Flag Warning - Large Fires | Contact from object | Aggregated | 2039 | 3.1211e-06 | 190.7177 | 0.00059525 | 2039 | Mitigation | 0.95 | 45 | 0 | esc | 0.00097009 | 3.0278e-09 | 0.00097009 | 3.0278e-09 | 0.03606 | 6.1209e-08 | 0.0033164 | 4.3431e-06
[120 empty] | 7.3.3.17.5 (Remote Grid) Updates to grid topology to minimize risk of ignition in HFTDs Remote GridWLDFRContact from objectAggregated | WLDFR | HFTD - Distribution - Tier 3 - 5QU CoRE ¦ 3QU LoRE | Non-Red Flag Warning - Large Fires | Contact from object | Aggregated | 2040 | 3.1211e-06 | 190.7177 | 0.00059525 | 2040 | Mitigation | 0.95 | 45 | 0 | esc | 0.00097009 | 3.0278e-09 | 0.00097009 | 3.0278e-09 | 0.03606 | 6.1209e-08 | 0.0033164 | 4.3431e-06
[120 empty] | 7.3.3.17.5 (Remote Grid) Updates to grid topology to minimize risk of ignition in HFTDs Remote GridWLDFRContact from objectAggregated | WLDFR | HFTD - Distribution - Tier 3 - 5QU CoRE ¦ 3QU LoRE | Non-Red Flag Warning - Large Fires | Contact from object | Aggregated | 2041 | 3.1211e-06 | 190.7177 | 0.00059525 | 2041 | Mitigation | 0.95 | 45 | 0 | esc | 0.00097009 | 3.0278e-09 | 0.00097009 | 3.0278e-09 | 0.03606 | 6.1209e-08 | 0.0033164 | 4.3431e-06
[120 empty] | 7.3.3.17.5 (Remote Grid) Updates to grid topology to minimize risk of ignition in HFTDs Remote GridWLDFRContact from objectAggregated | WLDFR | HFTD - Distribution - Tier 3 - 5QU CoRE ¦ 3QU LoRE | Non-Red Flag Warning - Large Fires | Contact from object | Aggregated | 2042 | 3.1211e-06 | 190.7177 | 0.00059525 | 2042 | Mitigation | 0.95 | 45 | 0 | esc | 0.00097009 | 3.0278e-09 | 0.00097009 | 3.0278e-09 | 0.03606 | 6.1209e-08 | 0.0033164 | 4.3431e-06
[120 empty] | 7.3.3.17.5 (Remote Grid) Updates to grid topology to minimize risk of ignition in HFTDs Remote GridWLDFRContact from objectAggregated | WLDFR | HFTD - Distribution - Tier 3 - 5QU CoRE ¦ 3QU LoRE | Non-Red Flag Warning - Large Fires | Contact from object | Aggregated | 2043 | 3.1211e-06 | 190.7177 | 0.00059525 | 2043 | Mitigation | 0.95 | 45 | 0 | esc | 0.00097009 | 3.0278e-09 | 0.00097009 | 3.0278e-09 | 0.03606 | 6.1209e-08 | 0.0033164 | 4.3431e-06
[120 empty] | 7.3.3.17.5 (Remote Grid) Updates to grid topology to minimize risk of ignition in HFTDs Remote GridWLDFRContact from objectAggregated | WLDFR | HFTD - Distribution - Tier 3 - 5QU CoRE ¦ 3QU LoRE | Non-Red Flag Warning - Large Fires | Contact from object | Aggregated | 2044 | 3.1211e-06 | 190.7177 | 0.00059525 | 2044 | Mitigation | 0.95 | 45 | 0 | esc | 0.00097009 | 3.0278e-09 | 0.00097009 | 3.0278e-09 | 0.03606 | 6.1209e-08 | 0.0033164 | 4.3431e-06
[120 empty] | 7.3.3.17.5 (Remote Grid) Updates to grid topology to minimize risk of ignition in HFTDs Remote GridWLDFRContact from objectAggregated | WLDFR | HFTD - Distribution - Tier 3 - 5QU CoRE ¦ 3QU LoRE | Non-Red Flag Warning - Large Fires | Contact from object | Aggregated | 2045 | 3.1211e-06 | 190.7177 | 0.00059525 | 2045 | Mitigation | 0.95 | 45 | 0 | esc | 0.00097009 | 3.0278e-09 | 0.00097009 | 3.0278e-09 | 0.03606 | 6.1209e-08 | 0.0033164 | 4.3431e-06
[120 empty] | 7.3.3.17.5 (Remote Grid) Updates to grid topology to minimize risk of ignition in HFTDs Remote GridWLDFRContact from objectAggregated | WLDFR | HFTD - Distribution - Tier 3 - 5QU CoRE ¦ 3QU LoRE | Non-Red Flag Warning - Large Fires | Contact from object | Aggregated | 2046 | 3.1211e-06 | 190.7177 | 0.00059525 | 2046 | Mitigation | 0.95 | 45 | 0 | esc | 0.00097009 | 3.0278e-09 | 0.00097009 | 3.0278e-09 | 0.03606 | 6.1209e-08 | 0.0033164 | 4.3431e-06
[120 empty] | 7.3.3.17.5 (Remote Grid) Updates to grid topology to minimize risk of ignition in HFTDs Remote GridWLDFRContact from objectAggregated | WLDFR | HFTD - Distribution - Tier 3 - 5QU CoRE ¦ 3QU LoRE | Non-Red Flag Warning - Large Fires | Contact from object | Aggregated | 2047 | 3.1211e-06 | 190.7177 | 0.00059525 | 2047 | Mitigation | 0.95 | 45 | 0 | esc | 0.00097009 | 3.0278e-09 | 0.00097009 | 3.0278e-09 | 0.03606 | 6.1209e-08 | 0.0033164 | 4.3431e-06
[120 empty] | 7.3.3.17.5 (Remote Grid) Updates to grid topology to minimize risk of ignition in HFTDs Remote GridWLDFRContact from objectAggregated | WLDFR | HFTD - Distribution - Tier 3 - 5QU CoRE ¦ 3QU LoRE | Non-Red Flag Warning - Large Fires | Contact from object | Aggregated | 2048 | 3.1211e-06 | 190.7177 | 0.00059525 | 2048 | Mitigation | 0.95 | 45 | 0 | esc | 0.00097009 | 3.0278e-09 | 0.00097009 | 3.0278e-09 | 0.03606 | 6.1209e-08 | 0.0033164 | 4.3431e-06
[120 empty] | 7.3.3.17.5 (Remote Grid) Updates to grid topology to minimize risk of ignition in HFTDs Remote GridWLDFRContact from objectAggregated | WLDFR | HFTD - Distribution - Tier 3 - 5QU CoRE ¦ 3QU LoRE | Non-Red Flag Warning - Large Fires | Contact from object | Aggregated | 2049 | 3.1211e-06 | 190.7177 | 0.00059525 | 2049 | Mitigation | 0.95 | 45 | 0 | esc | 0.00097009 | 3.0278e-09 | 0.00097009 | 3.0278e-09 | 0.03606 | 6.1209e-08 | 0.0033164 | 4.3431e-06
[120 empty] | 7.3.3.17.5 (Remote Grid) Updates to grid topology to minimize risk of ignition in HFTDs Remote GridWLDFRContact from objectAggregated | WLDFR | HFTD - Distribution - Tier 3 - 5QU CoRE ¦ 3QU LoRE | Non-Red Flag Warning - Large Fires | Contact from object | Aggregated | 2050 | 3.1211e-06 | 190.7177 | 0.00059525 | 2050 | Mitigation | 0.95 | 45 | 0 | esc | 0.00097009 | 3.0278e-09 | 0.00097009 | 3.0278e-09 | 0.03606 | 6.1209e-08 | 0.0033164 | 4.3431e-06
[120 empty] | 7.3.3.17.5 (Remote Grid) Updates to grid topology to minimize risk of ignition in HFTDs Remote GridWLDFRContact from objectAggregated | WLDFR | HFTD - Distribution - Tier 3 - 5QU CoRE ¦ 3QU LoRE | Non-Red Flag Warning - Large Fires | Contact from object | Aggregated | 2051 | 3.1211e-06 | 190.7177 | 0.00059525 | 2051 | Mitigation | 0.95 | 45 | 0 | esc | 0.00097009 | 3.0278e-09 | 0.00097009 | 3.0278e-09 | 0.03606 | 6.1209e-08 | 0.0033164 | 4.3431e-06
[120 empty] | 7.3.3.17.5 (Remote Grid) Updates to grid topology to minimize risk of ignition in HFTDs Remote GridWLDFRContact from objectAggregated | WLDFR | HFTD - Distribution - Tier 3 - 5QU CoRE ¦ 3QU LoRE | Non-Red Flag Warning - Large Fires | Contact from object | Aggregated | 2052 | 3.1211e-06 | 190.7177 | 0.00059525 | 2052 | Mitigation | 0.95 | 45 | 0 | esc | 0.00097009 | 3.0278e-09 | 0.00097009 | 3.0278e-09 | 0.03606 | 6.1209e-08 | 0.0033164 | 4.3431e-06
[120 empty] | 7.3.3.17.5 (Remote Grid) Updates to grid topology to minimize risk of ignition in HFTDs Remote GridWLDFRContact from objectAggregated | WLDFR | HFTD - Distribution - Tier 3 - 5QU CoRE ¦ 3QU LoRE | Non-Red Flag Warning - Large Fires | Contact from object | Aggregated | 2053 | 3.1211e-06 | 190.7177 | 0.00059525 | 2053 | Mitigation | 0.95 | 45 | 0 | esc | 0.00097009 | 3.0278e-09 | 0.00097009 | 3.0278e-09 | 0.03606 | 6.1209e-08 | 0.0033164 | 4.3431e-06
[120 empty] | 7.3.3.17.5 (Remote Grid) Updates to grid topology to minimize risk of ignition in HFTDs Remote GridWLDFRContact from objectAggregated | WLDFR | HFTD - Distribution - Tier 3 - 5QU CoRE ¦ 3QU LoRE | Non-Red Flag Warning - Large Fires | Contact from object | Aggregated | 2054 | 3.1211e-06 | 190.7177 | 0.00059525 | 2054 | Mitigation | 0.95 | 45 | 0 | esc | 0.00097009 | 3.0278e-09 | 0.00097009 | 3.0278e-09 | 0.03606 | 6.1209e-08 | 0.0033164 | 4.3431e-06
[120 empty] | 7.3.3.17.5 (Remote Grid) Updates to grid topology to minimize risk of ignition in HFTDs Remote GridWLDFRContact from objectAggregated | WLDFR | HFTD - Distribution - Tier 3 - 5QU CoRE ¦ 3QU LoRE | Non-Red Flag Warning - Large Fires | Contact from object | Aggregated | 2055 | 3.1211e-06 | 190.7177 | 0.00059525 | 2055 | Mitigation | 0.95 | 45 | 0 | esc | 0.00097009 | 3.0278e-09 | 0.00097009 | 3.0278e-09 | 0.03606 | 6.1209e-08 | 0.0033164 | 4.3431e-06
[120 empty] | 7.3.3.17.5 (Remote Grid) Updates to grid topology to minimize risk of ignition in HFTDs Remote GridWLDFRContact from objectAggregated | WLDFR | HFTD - Distribution - Tier 3 - 5QU CoRE ¦ 3QU LoRE | Non-Red Flag Warning - Large Fires | Contact from object | Aggregated | 2056 | 3.1211e-06 | 190.7177 | 0.00059525 | 2056 | Mitigation | 0.95 | 45 | 0 | esc | 0.00097009 | 3.0278e-09 | 0.00097009 | 3.0278e-09 | 0.03606 | 6.1209e-08 | 0.0033164 | 4.3431e-06
[120 empty] | 7.3.3.17.5 (Remote Grid) Updates to grid topology to minimize risk of ignition in HFTDs Remote GridWLDFRContact from objectAggregated | WLDFR | HFTD - Distribution - Tier 3 - 5QU CoRE ¦ 3QU LoRE | Non-Red Flag Warning - Large Fires | Contact from object | Aggregated | 2057 | 3.1211e-06 | 190.7177 | 0.00059525 | 2057 | Mitigation | 0.95 | 45 | 0 | esc | 0.00097009 | 3.0278e-09 | 0.00097009 | 3.0278e-09 | 0.03606 | 6.1209e-08 | 0.0033164 | 4.3431e-06
[120 empty] | 7.3.3.17.5 (Remote Grid) Updates to grid topology to minimize risk of ignition in HFTDs Remote GridWLDFRContact from objectAggregated | WLDFR | HFTD - Distribution - Tier 3 - 5QU CoRE ¦ 3QU LoRE | Non-Red Flag Warning - Large Fires | Contact from object | Aggregated | 2058 | 3.1211e-06 | 190.7177 | 0.00059525 | 2058 | Mitigation | 0.95 | 45 | 0 | esc | 0.00097009 | 3.0278e-09 | 0.00097009 | 3.0278e-09 | 0.03606 | 6.1209e-08 | 0.0033164 | 4.3431e-06
[120 empty] | 7.3.3.17.5 (Remote Grid) Updates to grid topology to minimize risk of ignition in HFTDs Remote GridWLDFRContact from objectAggregated | WLDFR | HFTD - Distribution - Tier 3 - 5QU CoRE ¦ 3QU LoRE | Non-Red Flag Warning - Large Fires | Contact from object | Aggregated | 2059 | 3.1211e-06 | 190.7177 | 0.00059525 | 2059 | Mitigation | 0.95 | 45 | 0 | esc | 0.00097009 | 3.0278e-09 | 0.00097009 | 3.0278e-09 | 0.03606 | 6.1209e-08 | 0.0033164 | 4.3431e-06
[120 empty] | 7.3.3.17.5 (Remote Grid) Updates to grid topology to minimize risk of ignition in HFTDs Remote GridWLDFRContact from objectAggregated | WLDFR | HFTD - Distribution - Tier 3 - 5QU CoRE ¦ 3QU LoRE | Non-Red Flag Warning - Large Fires | Contact from object | Aggregated | 2060 | 3.1211e-06 | 190.7177 | 0.00059525 | 2060 | Mitigation | 0.95 | 45 | 0 | esc | 0.00097009 | 3.0278e-09 | 0.00097009 | 3.0278e-09 | 0.03606 | 6.1209e-08 | 0 | 0
[120 empty] | 7.3.3.17.5 (Remote Grid) Updates to grid topology to minimize risk of ignition in HFTDs Remote GridWLDFRContact from objectAggregated | WLDFR | HFTD - Distribution - Tier 3 - 5QU CoRE ¦ 3QU LoRE | Non-Red Flag Warning - Large Fires | Contact from object | Aggregated | 2061 | 3.1211e-06 | 190.7177 | 0.00059525 | 2061 | Mitigation | 0.95 | 45 | 0 | esc | 0.00097009 | 3.0278e-09 | 0.00097009 | 3.0278e-09 | 0.03606 | 6.1209e-08 | 0 | 0
[120 empty] | 7.3.3.17.5 (Remote Grid) Updates to grid topology to minimize risk of ignition in HFTDs Remote GridWLDFRContact from objectAggregated | WLDFR | HFTD - Distribution - Tier 3 - 5QU CoRE ¦ 3QU LoRE | Non-Red Flag Warning - Large Fires | Contact from object | Aggregated | 2062 | 3.1211e-06 | 190.7177 | 0.00059525 | 2062 | Mitigation | 0.95 | 45 | 0 | esc | 0.00097009 | 3.0278e-09 | 0.00097009 | 3.0278e-09 | 0.03606 | 6.1209e-08 | 0.013543 | 7.8846e-10
[120 empty] | 7.3.3.17.5 (Remote Grid) Updates to grid topology to minimize risk of ignition in HFTDs Remote GridWLDFRContact from objectAggregated | WLDFR | HFTD - Distribution - Tier 3 - 5QU CoRE ¦ 3QU LoRE | Non-Red Flag Warning - Large Fires | Contact from object | Aggregated | 2063 | 3.1211e-06 | 190.7177 | 0.00059525 | 2063 | Mitigation | 0.95 | 45 | 0 | esc | 0.00097009 | 3.0278e-09 | 0.00097009 | 3.0278e-09 | 0.03606 | 6.1209e-08 | 0.013543 | 7.8846e-10
[120 empty] | 7.3.3.17.5 (Remote Grid) Updates to grid topology to minimize risk of ignition in HFTDs Remote GridWLDFRContact from objectAggregated | WLDFR | HFTD - Distribution - Tier 3 - 5QU CoRE ¦ 3QU LoRE | Non-Red Flag Warning - Large Fires | Contact from object | Aggregated | 2064 | 3.1211e-06 | 190.7177 | 0.00059525 | 2064 | Mitigation | 0.95 | 45 | 0 | esc | 0.00097009 | 3.0278e-09 | 0.00097009 | 3.0278e-09 | 0 | 0 | 0.013543 | 7.8846e-10
[120 empty] | 7.3.3.17.5 (Remote Grid) Updates to grid topology to minimize risk of ignition in HFTDs Remote GridWLDFRContact from objectAggregated | WLDFR | HFTD - Distribution - Tier 3 - 5QU CoRE ¦ 3QU LoRE | Non-Red Flag Warning - Large Fires | Contact from object | Aggregated | 2065 | 3.1211e-06 | 190.7177 | 0.00059525 | 2065 | Mitigation | 0.95 | 45 | 0 | esc | 0.00097009 | 3.0278e-09 | 0.00097009 | 3.0278e-09 | 0.03606 | 2.3255e-07 | 0.013543 | 7.8846e-10
[120 empty] | 7.3.3.17.5 (Remote Grid) Updates to grid topology to minimize risk of ignition in HFTDs Remote GridWLDFRContact from objectAggregated | WLDFR | HFTD - Distribution - Tier 3 - 5QU CoRE ¦ 3QU LoRE | Non-Red Flag Warning - Large Fires | Contact from object | Aggregated | 2066 | 3.1211e-06 | 190.7177 | 0.00059525 | 2066 | Mitigation | 0.95 | 45 | 0 | esc | 0.00097009 | 3.0278e-09 | 0.00097009 | 3.0278e-09 | 0.03606 | 2.3255e-07 | 0.013543 | 7.8846e-10
[120 empty] | 7.3.3.17.5 (Remote Grid) Updates to grid topology to minimize risk of ignition in HFTDs Remote GridWLDFRContact from objectAggregated | WLDFR | HFTD - Distribution - Tier 3 - 5QU CoRE ¦ 3QU LoRE | Non-Red Flag Warning - Large Fires | Contact from object | Aggregated | 2067 | 3.1211e-06 | 190.7177 | 0.00059525 | 2067 | Mitigation | 0.95 | 45 | 0 | esc | 0 | 0 | 0.00097009 | 3.0278e-09 | 0.03606 | 2.3255e-07 | 0.013543 | 7.8846e-10
[120 empty] | 7.3.3.17.5 (Remote Grid) Updates to grid topology to minimize risk of ignition in HFTDs Remote GridWLDFRContaminationAggregated | WLDFR | HFTD - Distribution - Tier 3 - 5QU CoRE ¦ 3QU LoRE | Non-Red Flag Warning - Large Fires | Contamination | Aggregated | 2022 | 1.1349e-07 | 190.7177 | 2.1645e-05 | 2022 | Mitigation | 0.95 | 45 | 0 | esc | 0.00097009 | 1.101e-10 | 0 | 0 | 0.03606 | 2.3255e-07 | 0.013543 | 7.8846e-10
[120 empty] | 7.3.3.17.5 (Remote Grid) Updates to grid topology to minimize risk of ignition in HFTDs Remote GridWLDFRContaminationAggregated | WLDFR | HFTD - Distribution - Tier 3 - 5QU CoRE ¦ 3QU LoRE | Non-Red Flag Warning - Large Fires | Contamination | Aggregated | 2023 | 1.1349e-07 | 190.7177 | 2.1645e-05 | 2023 | Mitigation | 0.95 | 45 | 0 | esc | 0.00097009 | 1.101e-10 | 0.00097009 | 1.101e-10 | 0.03606 | 2.3255e-07 | 0.013543 | 7.8846e-10
[120 empty] | 7.3.3.17.5 (Remote Grid) Updates to grid topology to minimize risk of ignition in HFTDs Remote GridWLDFRContaminationAggregated | WLDFR | HFTD - Distribution - Tier 3 - 5QU CoRE ¦ 3QU LoRE | Non-Red Flag Warning - Large Fires | Contamination | Aggregated | 2024 | 1.1349e-07 | 190.7177 | 2.1645e-05 | 2024 | Mitigation | 0.95 | 45 | 0 | esc | 0.00097009 | 1.101e-10 | 0.00097009 | 1.101e-10 | 0.03606 | 2.3255e-07 | 0.013543 | 7.8846e-10
[120 empty] | 7.3.3.17.5 (Remote Grid) Updates to grid topology to minimize risk of ignition in HFTDs Remote GridWLDFRContaminationAggregated | WLDFR | HFTD - Distribution - Tier 3 - 5QU CoRE ¦ 3QU LoRE | Non-Red Flag Warning - Large Fires | Contamination | Aggregated | 2025 | 1.1349e-07 | 190.7177 | 2.1645e-05 | 2025 | Mitigation | 0.95 | 45 | 0 | esc | 0.00097009 | 1.101e-10 | 0.00097009 | 1.101e-10 | 0.03606 | 2.3255e-07 | 0.013543 | 7.8846e-10
[120 empty] | 7.3.3.17.5 (Remote Grid) Updates to grid topology to minimize risk of ignition in HFTDs Remote GridWLDFRContaminationAggregated | WLDFR | HFTD - Distribution - Tier 3 - 5QU CoRE ¦ 3QU LoRE | Non-Red Flag Warning - Large Fires | Contamination | Aggregated | 2026 | 1.1349e-07 | 190.7177 | 2.1645e-05 | 2026 | Mitigation | 0.95 | 45 | 0 | esc | 0.00097009 | 1.101e-10 | 0.00097009 | 1.101e-10 | 0.03606 | 2.3255e-07 | 0.013543 | 7.8846e-10
[120 empty] | 7.3.3.17.5 (Remote Grid) Updates to grid topology to minimize risk of ignition in HFTDs Remote GridWLDFRContaminationAggregated | WLDFR | HFTD - Distribution - Tier 3 - 5QU CoRE ¦ 3QU LoRE | Non-Red Flag Warning - Large Fires | Contamination | Aggregated | 2027 | 1.1349e-07 | 190.7177 | 2.1645e-05 | 2027 | Mitigation | 0.95 | 45 | 0 | esc | 0.00097009 | 1.101e-10 | 0.00097009 | 1.101e-10 | 0.03606 | 2.3255e-07 | 0.013543 | 7.8846e-10
[120 empty] | 7.3.3.17.5 (Remote Grid) Updates to grid topology to minimize risk of ignition in HFTDs Remote GridWLDFRContaminationAggregated | WLDFR | HFTD - Distribution - Tier 3 - 5QU CoRE ¦ 3QU LoRE | Non-Red Flag Warning - Large Fires | Contamination | Aggregated | 2028 | 1.1349e-07 | 190.7177 | 2.1645e-05 | 2028 | Mitigation | 0.95 | 45 | 0 | esc | 0.00097009 | 1.101e-10 | 0.00097009 | 1.101e-10 | 0.03606 | 2.3255e-07 | 0.013543 | 7.8846e-10
[120 empty] | 7.3.3.17.5 (Remote Grid) Updates to grid topology to minimize risk of ignition in HFTDs Remote GridWLDFRContaminationAggregated | WLDFR | HFTD - Distribution - Tier 3 - 5QU CoRE ¦ 3QU LoRE | Non-Red Flag Warning - Large Fires | Contamination | Aggregated | 2029 | 1.1349e-07 | 190.7177 | 2.1645e-05 | 2029 | Mitigation | 0.95 | 45 | 0 | esc | 0.00097009 | 1.101e-10 | 0.00097009 | 1.101e-10 | 0.03606 | 2.3255e-07 | 0.013543 | 7.8846e-10
[120 empty] | 7.3.3.17.5 (Remote Grid) Updates to grid topology to minimize risk of ignition in HFTDs Remote GridWLDFRContaminationAggregated | WLDFR | HFTD - Distribution - Tier 3 - 5QU CoRE ¦ 3QU LoRE | Non-Red Flag Warning - Large Fires | Contamination | Aggregated | 2030 | 1.1349e-07 | 190.7177 | 2.1645e-05 | 2030 | Mitigation | 0.95 | 45 | 0 | esc | 0.00097009 | 1.101e-10 | 0.00097009 | 1.101e-10 | 0.03606 | 2.3255e-07 | 0.013543 | 7.8846e-10
[120 empty] | 7.3.3.17.5 (Remote Grid) Updates to grid topology to minimize risk of ignition in HFTDs Remote GridWLDFRContaminationAggregated | WLDFR | HFTD - Distribution - Tier 3 - 5QU CoRE ¦ 3QU LoRE | Non-Red Flag Warning - Large Fires | Contamination | Aggregated | 2031 | 1.1349e-07 | 190.7177 | 2.1645e-05 | 2031 | Mitigation | 0.95 | 45 | 0 | esc | 0.00097009 | 1.101e-10 | 0.00097009 | 1.101e-10 | 0.03606 | 2.3255e-07 | 0.013543 | 7.8846e-10
[120 empty] | 7.3.3.17.5 (Remote Grid) Updates to grid topology to minimize risk of ignition in HFTDs Remote GridWLDFRContaminationAggregated | WLDFR | HFTD - Distribution - Tier 3 - 5QU CoRE ¦ 3QU LoRE | Non-Red Flag Warning - Large Fires | Contamination | Aggregated | 2032 | 1.1349e-07 | 190.7177 | 2.1645e-05 | 2032 | Mitigation | 0.95 | 45 | 0 | esc | 0.00097009 | 1.101e-10 | 0.00097009 | 1.101e-10 | 0.03606 | 2.3255e-07 | 0.013543 | 7.8846e-10
[120 empty] | 7.3.3.17.5 (Remote Grid) Updates to grid topology to minimize risk of ignition in HFTDs Remote GridWLDFRContaminationAggregated | WLDFR | HFTD - Distribution - Tier 3 - 5QU CoRE ¦ 3QU LoRE | Non-Red Flag Warning - Large Fires | Contamination | Aggregated | 2033 | 1.1349e-07 | 190.7177 | 2.1645e-05 | 2033 | Mitigation | 0.95 | 45 | 0 | esc | 0.00097009 | 1.101e-10 | 0.00097009 | 1.101e-10 | 0.03606 | 2.3255e-07 | 0.013543 | 7.8846e-10
[120 empty] | 7.3.3.17.5 (Remote Grid) Updates to grid topology to minimize risk of ignition in HFTDs Remote GridWLDFRContaminationAggregated | WLDFR | HFTD - Distribution - Tier 3 - 5QU CoRE ¦ 3QU LoRE | Non-Red Flag Warning - Large Fires | Contamination | Aggregated | 2034 | 1.1349e-07 | 190.7177 | 2.1645e-05 | 2034 | Mitigation | 0.95 | 45 | 0 | esc | 0.00097009 | 1.101e-10 | 0.00097009 | 1.101e-10 | 0.03606 | 2.3255e-07 | 0.013543 | 7.8846e-10
[120 empty] | 7.3.3.17.5 (Remote Grid) Updates to grid topology to minimize risk of ignition in HFTDs Remote GridWLDFRContaminationAggregated | WLDFR | HFTD - Distribution - Tier 3 - 5QU CoRE ¦ 3QU LoRE | Non-Red Flag Warning - Large Fires | Contamination | Aggregated | 2035 | 1.1349e-07 | 190.7177 | 2.1645e-05 | 2035 | Mitigation | 0.95 | 45 | 0 | esc | 0.00097009 | 1.101e-10 | 0.00097009 | 1.101e-10 | 0.03606 | 2.3255e-07 | 0.013543 | 7.8846e-10
[120 empty] | 7.3.3.17.5 (Remote Grid) Updates to grid topology to minimize risk of ignition in HFTDs Remote GridWLDFRContaminationAggregated | WLDFR | HFTD - Distribution - Tier 3 - 5QU CoRE ¦ 3QU LoRE | Non-Red Flag Warning - Large Fires | Contamination | Aggregated | 2036 | 1.1349e-07 | 190.7177 | 2.1645e-05 | 2036 | Mitigation | 0.95 | 45 | 0 | esc | 0.00097009 | 1.101e-10 | 0.00097009 | 1.101e-10 | 0.03606 | 2.3255e-07 | 0.013543 | 7.8846e-10
[120 empty] | 7.3.3.17.5 (Remote Grid) Updates to grid topology to minimize risk of ignition in HFTDs Remote GridWLDFRContaminationAggregated | WLDFR | HFTD - Distribution - Tier 3 - 5QU CoRE ¦ 3QU LoRE | Non-Red Flag Warning - Large Fires | Contamination | Aggregated | 2037 | 1.1349e-07 | 190.7177 | 2.1645e-05 | 2037 | Mitigation | 0.95 | 45 | 0 | esc | 0.00097009 | 1.101e-10 | 0.00097009 | 1.101e-10 | 0.03606 | 2.3255e-07 | 0.013543 | 7.8846e-10
[120 empty] | 7.3.3.17.5 (Remote Grid) Updates to grid topology to minimize risk of ignition in HFTDs Remote GridWLDFRContaminationAggregated | WLDFR | HFTD - Distribution - Tier 3 - 5QU CoRE ¦ 3QU LoRE | Non-Red Flag Warning - Large Fires | Contamination | Aggregated | 2038 | 1.1349e-07 | 190.7177 | 2.1645e-05 | 2038 | Mitigation | 0.95 | 45 | 0 | esc | 0.00097009 | 1.101e-10 | 0.00097009 | 1.101e-10 | 0.03606 | 2.3255e-07 | 0.013543 | 7.8846e-10
[120 empty] | 7.3.3.17.5 (Remote Grid) Updates to grid topology to minimize risk of ignition in HFTDs Remote GridWLDFRContaminationAggregated | WLDFR | HFTD - Distribution - Tier 3 - 5QU CoRE ¦ 3QU LoRE | Non-Red Flag Warning - Large Fires | Contamination | Aggregated | 2039 | 1.1349e-07 | 190.7177 | 2.1645e-05 | 2039 | Mitigation | 0.95 | 45 | 0 | esc | 0.00097009 | 1.101e-10 | 0.00097009 | 1.101e-10 | 0.03606 | 2.3255e-07 | 0.013543 | 7.8846e-10
[120 empty] | 7.3.3.17.5 (Remote Grid) Updates to grid topology to minimize risk of ignition in HFTDs Remote GridWLDFRContaminationAggregated | WLDFR | HFTD - Distribution - Tier 3 - 5QU CoRE ¦ 3QU LoRE | Non-Red Flag Warning - Large Fires | Contamination | Aggregated | 2040 | 1.1349e-07 | 190.7177 | 2.1645e-05 | 2040 | Mitigation | 0.95 | 45 | 0 | esc | 0.00097009 | 1.101e-10 | 0.00097009 | 1.101e-10 | 0.03606 | 2.3255e-07 | 0.013543 | 7.8846e-10
[120 empty] | 7.3.3.17.5 (Remote Grid) Updates to grid topology to minimize risk of ignition in HFTDs Remote GridWLDFRContaminationAggregated | WLDFR | HFTD - Distribution - Tier 3 - 5QU CoRE ¦ 3QU LoRE | Non-Red Flag Warning - Large Fires | Contamination | Aggregated | 2041 | 1.1349e-07 | 190.7177 | 2.1645e-05 | 2041 | Mitigation | 0.95 | 45 | 0 | esc | 0.00097009 | 1.101e-10 | 0.00097009 | 1.101e-10 | 0.03606 | 2.3255e-07 | 0.013543 | 7.8846e-10
[120 empty] | 7.3.3.17.5 (Remote Grid) Updates to grid topology to minimize risk of ignition in HFTDs Remote GridWLDFRContaminationAggregated | WLDFR | HFTD - Distribution - Tier 3 - 5QU CoRE ¦ 3QU LoRE | Non-Red Flag Warning - Large Fires | Contamination | Aggregated | 2042 | 1.1349e-07 | 190.7177 | 2.1645e-05 | 2042 | Mitigation | 0.95 | 45 | 0 | esc | 0.00097009 | 1.101e-10 | 0.00097009 | 1.101e-10 | 0.03606 | 2.3255e-07 | 0.013543 | 7.8846e-10
[120 empty] | 7.3.3.17.5 (Remote Grid) Updates to grid topology to minimize risk of ignition in HFTDs Remote GridWLDFRContaminationAggregated | WLDFR | HFTD - Distribution - Tier 3 - 5QU CoRE ¦ 3QU LoRE | Non-Red Flag Warning - Large Fires | Contamination | Aggregated | 2043 | 1.1349e-07 | 190.7177 | 2.1645e-05 | 2043 | Mitigation | 0.95 | 45 | 0 | esc | 0.00097009 | 1.101e-10 | 0.00097009 | 1.101e-10 | 0.03606 | 2.3255e-07 | 0.013543 | 7.8846e-10
[120 empty] | 7.3.3.17.5 (Remote Grid) Updates to grid topology to minimize risk of ignition in HFTDs Remote GridWLDFRContaminationAggregated | WLDFR | HFTD - Distribution - Tier 3 - 5QU CoRE ¦ 3QU LoRE | Non-Red Flag Warning - Large Fires | Contamination | Aggregated | 2044 | 1.1349e-07 | 190.7177 | 2.1645e-05 | 2044 | Mitigation | 0.95 | 45 | 0 | esc | 0.00097009 | 1.101e-10 | 0.00097009 | 1.101e-10 | 0.03606 | 2.3255e-07 | 0.013543 | 7.8846e-10
[120 empty] | 7.3.3.17.5 (Remote Grid) Updates to grid topology to minimize risk of ignition in HFTDs Remote GridWLDFRContaminationAggregated | WLDFR | HFTD - Distribution - Tier 3 - 5QU CoRE ¦ 3QU LoRE | Non-Red Flag Warning - Large Fires | Contamination | Aggregated | 2045 | 1.1349e-07 | 190.7177 | 2.1645e-05 | 2045 | Mitigation | 0.95 | 45 | 0 | esc | 0.00097009 | 1.101e-10 | 0.00097009 | 1.101e-10 | 0.03606 | 2.3255e-07 | 0.013543 | 7.8846e-10
[120 empty] | 7.3.3.17.5 (Remote Grid) Updates to grid topology to minimize risk of ignition in HFTDs Remote GridWLDFRContaminationAggregated | WLDFR | HFTD - Distribution - Tier 3 - 5QU CoRE ¦ 3QU LoRE | Non-Red Flag Warning - Large Fires | Contamination | Aggregated | 2046 | 1.1349e-07 | 190.7177 | 2.1645e-05 | 2046 | Mitigation | 0.95 | 45 | 0 | esc | 0.00097009 | 1.101e-10 | 0.00097009 | 1.101e-10 | 0.03606 | 2.3255e-07 | 0 | 0
[120 empty] | 7.3.3.17.5 (Remote Grid) Updates to grid topology to minimize risk of ignition in HFTDs Remote GridWLDFRContaminationAggregated | WLDFR | HFTD - Distribution - Tier 3 - 5QU CoRE ¦ 3QU LoRE | Non-Red Flag Warning - Large Fires | Contamination | Aggregated | 2047 | 1.1349e-07 | 190.7177 | 2.1645e-05 | 2047 | Mitigation | 0.95 | 45 | 0 | esc | 0.00097009 | 1.101e-10 | 0.00097009 | 1.101e-10 | 0.03606 | 2.3255e-07 | 0 | 0
[120 empty] | 7.3.3.17.5 (Remote Grid) Updates to grid topology to minimize risk of ignition in HFTDs Remote GridWLDFRContaminationAggregated | WLDFR | HFTD - Distribution - Tier 3 - 5QU CoRE ¦ 3QU LoRE | Non-Red Flag Warning - Large Fires | Contamination | Aggregated | 2048 | 1.1349e-07 | 190.7177 | 2.1645e-05 | 2048 | Mitigation | 0.95 | 45 | 0 | esc | 0.00097009 | 1.101e-10 | 0.00097009 | 1.101e-10 | 0.03606 | 2.3255e-07 | 0.0013359 | 6.1122e-10
[120 empty] | 7.3.3.17.5 (Remote Grid) Updates to grid topology to minimize risk of ignition in HFTDs Remote GridWLDFRContaminationAggregated | WLDFR | HFTD - Distribution - Tier 3 - 5QU CoRE ¦ 3QU LoRE | Non-Red Flag Warning - Large Fires | Contamination | Aggregated | 2049 | 1.1349e-07 | 190.7177 | 2.1645e-05 | 2049 | Mitigation | 0.95 | 45 | 0 | esc | 0.00097009 | 1.101e-10 | 0.00097009 | 1.101e-10 | 0.03606 | 2.3255e-07 | 0.0013359 | 6.1122e-10
[120 empty] | 7.3.3.17.5 (Remote Grid) Updates to grid topology to minimize risk of ignition in HFTDs Remote GridWLDFRContaminationAggregated | WLDFR | HFTD - Distribution - Tier 3 - 5QU CoRE ¦ 3QU LoRE | Non-Red Flag Warning - Large Fires | Contamination | Aggregated | 2050 | 1.1349e-07 | 190.7177 | 2.1645e-05 | 2050 | Mitigation | 0.95 | 45 | 0 | esc | 0.00097009 | 1.101e-10 | 0.00097009 | 1.101e-10 | 0.03606 | 2.3255e-07 | 0.0013359 | 6.1122e-10
[120 empty] | 7.3.3.17.5 (Remote Grid) Updates to grid topology to minimize risk of ignition in HFTDs Remote GridWLDFRContaminationAggregated | WLDFR | HFTD - Distribution - Tier 3 - 5QU CoRE ¦ 3QU LoRE | Non-Red Flag Warning - Large Fires | Contamination | Aggregated | 2051 | 1.1349e-07 | 190.7177 | 2.1645e-05 | 2051 | Mitigation | 0.95 | 45 | 0 | esc | 0.00097009 | 1.101e-10 | 0.00097009 | 1.101e-10 | 0.03606 | 2.3255e-07 | 0.0013359 | 6.1122e-10
[120 empty] | 7.3.3.17.5 (Remote Grid) Updates to grid topology to minimize risk of ignition in HFTDs Remote GridWLDFRContaminationAggregated | WLDFR | HFTD - Distribution - Tier 3 - 5QU CoRE ¦ 3QU LoRE | Non-Red Flag Warning - Large Fires | Contamination | Aggregated | 2052 | 1.1349e-07 | 190.7177 | 2.1645e-05 | 2052 | Mitigation | 0.95 | 45 | 0 | esc | 0.00097009 | 1.101e-10 | 0.00097009 | 1.101e-10 | 0.03606 | 2.3255e-07 | 0.0013359 | 6.1122e-10
[120 empty] | 7.3.3.17.5 (Remote Grid) Updates to grid topology to minimize risk of ignition in HFTDs Remote GridWLDFRContaminationAggregated | WLDFR | HFTD - Distribution - Tier 3 - 5QU CoRE ¦ 3QU LoRE | Non-Red Flag Warning - Large Fires | Contamination | Aggregated | 2053 | 1.1349e-07 | 190.7177 | 2.1645e-05 | 2053 | Mitigation | 0.95 | 45 | 0 | esc | 0.00097009 | 1.101e-10 | 0.00097009 | 1.101e-10 | 0.03606 | 2.3255e-07 | 0.0013359 | 6.1122e-10
[120 empty] | 7.3.3.17.5 (Remote Grid) Updates to grid topology to minimize risk of ignition in HFTDs Remote GridWLDFRContaminationAggregated | WLDFR | HFTD - Distribution - Tier 3 - 5QU CoRE ¦ 3QU LoRE | Non-Red Flag Warning - Large Fires | Contamination | Aggregated | 2054 | 1.1349e-07 | 190.7177 | 2.1645e-05 | 2054 | Mitigation | 0.95 | 45 | 0 | esc | 0.00097009 | 1.101e-10 | 0.00097009 | 1.101e-10 | 0.03606 | 2.3255e-07 | 0.0013359 | 6.1122e-10
[120 empty] | 7.3.3.17.5 (Remote Grid) Updates to grid topology to minimize risk of ignition in HFTDs Remote GridWLDFRContaminationAggregated | WLDFR | HFTD - Distribution - Tier 3 - 5QU CoRE ¦ 3QU LoRE | Non-Red Flag Warning - Large Fires | Contamination | Aggregated | 2055 | 1.1349e-07 | 190.7177 | 2.1645e-05 | 2055 | Mitigation | 0.95 | 45 | 0 | esc | 0.00097009 | 1.101e-10 | 0.00097009 | 1.101e-10 | 0.03606 | 2.3255e-07 | 0.0013359 | 6.1122e-10
[120 empty] | 7.3.3.17.5 (Remote Grid) Updates to grid topology to minimize risk of ignition in HFTDs Remote GridWLDFRContaminationAggregated | WLDFR | HFTD - Distribution - Tier 3 - 5QU CoRE ¦ 3QU LoRE | Non-Red Flag Warning - Large Fires | Contamination | Aggregated | 2056 | 1.1349e-07 | 190.7177 | 2.1645e-05 | 2056 | Mitigation | 0.95 | 45 | 0 | esc | 0.00097009 | 1.101e-10 | 0.00097009 | 1.101e-10 | 0.03606 | 2.3255e-07 | 0.0013359 | 6.1122e-10
[120 empty] | 7.3.3.17.5 (Remote Grid) Updates to grid topology to minimize risk of ignition in HFTDs Remote GridWLDFRContaminationAggregated | WLDFR | HFTD - Distribution - Tier 3 - 5QU CoRE ¦ 3QU LoRE | Non-Red Flag Warning - Large Fires | Contamination | Aggregated | 2057 | 1.1349e-07 | 190.7177 | 2.1645e-05 | 2057 | Mitigation | 0.95 | 45 | 0 | esc | 0.00097009 | 1.101e-10 | 0.00097009 | 1.101e-10 | 0.03606 | 2.3255e-07 | 0.0013359 | 6.1122e-10
[120 empty] | 7.3.3.17.5 (Remote Grid) Updates to grid topology to minimize risk of ignition in HFTDs Remote GridWLDFRContaminationAggregated | WLDFR | HFTD - Distribution - Tier 3 - 5QU CoRE ¦ 3QU LoRE | Non-Red Flag Warning - Large Fires | Contamination | Aggregated | 2058 | 1.1349e-07 | 190.7177 | 2.1645e-05 | 2058 | Mitigation | 0.95 | 45 | 0 | esc | 0.00097009 | 1.101e-10 | 0.00097009 | 1.101e-10 | 0.03606 | 2.3255e-07 | 0.0013359 | 6.1122e-10
[120 empty] | 7.3.3.17.5 (Remote Grid) Updates to grid topology to minimize risk of ignition in HFTDs Remote GridWLDFRContaminationAggregated | WLDFR | HFTD - Distribution - Tier 3 - 5QU CoRE ¦ 3QU LoRE | Non-Red Flag Warning - Large Fires | Contamination | Aggregated | 2059 | 1.1349e-07 | 190.7177 | 2.1645e-05 | 2059 | Mitigation | 0.95 | 45 | 0 | esc | 0.00097009 | 1.101e-10 | 0.00097009 | 1.101e-10 | 0.03606 | 2.3255e-07 | 0.0013359 | 6.1122e-10
[120 empty] | 7.3.3.17.5 (Remote Grid) Updates to grid topology to minimize risk of ignition in HFTDs Remote GridWLDFRContaminationAggregated | WLDFR | HFTD - Distribution - Tier 3 - 5QU CoRE ¦ 3QU LoRE | Non-Red Flag Warning - Large Fires | Contamination | Aggregated | 2060 | 1.1349e-07 | 190.7177 | 2.1645e-05 | 2060 | Mitigation | 0.95 | 45 | 0 | esc | 0.00097009 | 1.101e-10 | 0.00097009 | 1.101e-10 | 0.03606 | 2.3255e-07 | 0.0013359 | 6.1122e-10
[120 empty] | 7.3.3.17.5 (Remote Grid) Updates to grid topology to minimize risk of ignition in HFTDs Remote GridWLDFRContaminationAggregated | WLDFR | HFTD - Distribution - Tier 3 - 5QU CoRE ¦ 3QU LoRE | Non-Red Flag Warning - Large Fires | Contamination | Aggregated | 2061 | 1.1349e-07 | 190.7177 | 2.1645e-05 | 2061 | Mitigation | 0.95 | 45 | 0 | esc | 0.00097009 | 1.101e-10 | 0.00097009 | 1.101e-10 | 0.03606 | 2.3255e-07 | 0.0013359 | 6.1122e-10
[120 empty] | 7.3.3.17.5 (Remote Grid) Updates to grid topology to minimize risk of ignition in HFTDs Remote GridWLDFRContaminationAggregated | WLDFR | HFTD - Distribution - Tier 3 - 5QU CoRE ¦ 3QU LoRE | Non-Red Flag Warning - Large Fires | Contamination | Aggregated | 2062 | 1.1349e-07 | 190.7177 | 2.1645e-05 | 2062 | Mitigation | 0.95 | 45 | 0 | esc | 0.00097009 | 1.101e-10 | 0.00097009 | 1.101e-10 | 0.03606 | 2.3255e-07 | 0.0013359 | 6.1122e-10
[120 empty] | 7.3.3.17.5 (Remote Grid) Updates to grid topology to minimize risk of ignition in HFTDs Remote GridWLDFRContaminationAggregated | WLDFR | HFTD - Distribution - Tier 3 - 5QU CoRE ¦ 3QU LoRE | Non-Red Flag Warning - Large Fires | Contamination | Aggregated | 2063 | 1.1349e-07 | 190.7177 | 2.1645e-05 | 2063 | Mitigation | 0.95 | 45 | 0 | esc | 0.00097009 | 1.101e-10 | 0.00097009 | 1.101e-10 | 0.03606 | 2.3255e-07 | 0.0013359 | 6.1122e-10
[120 empty] | 7.3.3.17.5 (Remote Grid) Updates to grid topology to minimize risk of ignition in HFTDs Remote GridWLDFRContaminationAggregated | WLDFR | HFTD - Distribution - Tier 3 - 5QU CoRE ¦ 3QU LoRE | Non-Red Flag Warning - Large Fires | Contamination | Aggregated | 2064 | 1.1349e-07 | 190.7177 | 2.1645e-05 | 2064 | Mitigation | 0.95 | 45 | 0 | esc | 0.00097009 | 1.101e-10 | 0.00097009 | 1.101e-10 | 0.03606 | 2.3255e-07 | 0.0013359 | 6.1122e-10
[120 empty] | 7.3.3.17.5 (Remote Grid) Updates to grid topology to minimize risk of ignition in HFTDs Remote GridWLDFRContaminationAggregated | WLDFR | HFTD - Distribution - Tier 3 - 5QU CoRE ¦ 3QU LoRE | Non-Red Flag Warning - Large Fires | Contamination | Aggregated | 2065 | 1.1349e-07 | 190.7177 | 2.1645e-05 | 2065 | Mitigation | 0.95 | 45 | 0 | esc | 0.00097009 | 1.101e-10 | 0.00097009 | 1.101e-10 | 0.03606 | 2.3255e-07 | 0.0013359 | 6.1122e-10
[120 empty] | 7.3.3.17.5 (Remote Grid) Updates to grid topology to minimize risk of ignition in HFTDs Remote GridWLDFRContaminationAggregated | WLDFR | HFTD - Distribution - Tier 3 - 5QU CoRE ¦ 3QU LoRE | Non-Red Flag Warning - Large Fires | Contamination | Aggregated | 2066 | 1.1349e-07 | 190.7177 | 2.1645e-05 | 2066 | Mitigation | 0.95 | 45 | 0 | esc | 0.00097009 | 1.101e-10 | 0.00097009 | 1.101e-10 | 0.03606 | 2.3255e-07 | 0.0013359 | 6.1122e-10
[120 empty] | 7.3.3.17.5 (Remote Grid) Updates to grid topology to minimize risk of ignition in HFTDs Remote GridWLDFRContaminationAggregated | WLDFR | HFTD - Distribution - Tier 3 - 5QU CoRE ¦ 3QU LoRE | Non-Red Flag Warning - Large Fires | Contamination | Aggregated | 2067 | 1.1349e-07 | 190.7177 | 2.1645e-05 | 2067 | Mitigation | 0.95 | 45 | 0 | esc | 0 | 0 | 0.00097009 | 1.101e-10 | 0.03606 | 2.3255e-07 | 0.0013359 | 6.1122e-10
[120 empty] | 7.3.3.17.5 (Remote Grid) Updates to grid topology to minimize risk of ignition in HFTDs Remote GridWLDFREquipment / facility failureAggregated | WLDFR | HFTD - Distribution - Tier 3 - 5QU CoRE ¦ 3QU LoRE | Non-Red Flag Warning - Large Fires | Equipment / facility failure | Aggregated | 2022 | 1.3685e-06 | 190.7177 | 0.00026099 | 2022 | Mitigation | 0.95 | 45 | 0 | esc | 0.00097009 | 1.3275e-09 | 0 | 0 | 0 | 0 | 0.0013359 | 6.1122e-10
[120 empty] | 7.3.3.17.5 (Remote Grid) Updates to grid topology to minimize risk of ignition in HFTDs Remote GridWLDFREquipment / facility failureAggregated | WLDFR | HFTD - Distribution - Tier 3 - 5QU CoRE ¦ 3QU LoRE | Non-Red Flag Warning - Large Fires | Equipment / facility failure | Aggregated | 2023 | 1.3685e-06 | 190.7177 | 0.00026099 | 2023 | Mitigation | 0.95 | 45 | 0 | esc | 0.00097009 | 1.3275e-09 | 0.00097009 | 1.3275e-09 | 0.03606 | 4.352e-12 | 0.0013359 | 6.1122e-10
[120 empty] | 7.3.3.17.5 (Remote Grid) Updates to grid topology to minimize risk of ignition in HFTDs Remote GridWLDFREquipment / facility failureAggregated | WLDFR | HFTD - Distribution - Tier 3 - 5QU CoRE ¦ 3QU LoRE | Non-Red Flag Warning - Large Fires | Equipment / facility failure | Aggregated | 2024 | 1.3685e-06 | 190.7177 | 0.00026099 | 2024 | Mitigation | 0.95 | 45 | 0 | esc | 0.00097009 | 1.3275e-09 | 0.00097009 | 1.3275e-09 | 0.03606 | 4.352e-12 | 0.0013359 | 6.1122e-10
[120 empty] | 7.3.3.17.5 (Remote Grid) Updates to grid topology to minimize risk of ignition in HFTDs Remote GridWLDFREquipment / facility failureAggregated | WLDFR | HFTD - Distribution - Tier 3 - 5QU CoRE ¦ 3QU LoRE | Non-Red Flag Warning - Large Fires | Equipment / facility failure | Aggregated | 2025 | 1.3685e-06 | 190.7177 | 0.00026099 | 2025 | Mitigation | 0.95 | 45 | 0 | esc | 0.00097009 | 1.3275e-09 | 0.00097009 | 1.3275e-09 | 0.03606 | 4.352e-12 | 0.0013359 | 6.1122e-10
[120 empty] | 7.3.3.17.5 (Remote Grid) Updates to grid topology to minimize risk of ignition in HFTDs Remote GridWLDFREquipment / facility failureAggregated | WLDFR | HFTD - Distribution - Tier 3 - 5QU CoRE ¦ 3QU LoRE | Non-Red Flag Warning - Large Fires | Equipment / facility failure | Aggregated | 2026 | 1.3685e-06 | 190.7177 | 0.00026099 | 2026 | Mitigation | 0.95 | 45 | 0 | esc | 0.00097009 | 1.3275e-09 | 0.00097009 | 1.3275e-09 | 0.03606 | 4.352e-12 | 0.0013359 | 6.1122e-10
[120 empty] | 7.3.3.17.5 (Remote Grid) Updates to grid topology to minimize risk of ignition in HFTDs Remote GridWLDFREquipment / facility failureAggregated | WLDFR | HFTD - Distribution - Tier 3 - 5QU CoRE ¦ 3QU LoRE | Non-Red Flag Warning - Large Fires | Equipment / facility failure | Aggregated | 2027 | 1.3685e-06 | 190.7177 | 0.00026099 | 2027 | Mitigation | 0.95 | 45 | 0 | esc | 0.00097009 | 1.3275e-09 | 0.00097009 | 1.3275e-09 | 0.03606 | 4.352e-12 | 0.0013359 | 6.1122e-10
[120 empty] | 7.3.3.17.5 (Remote Grid) Updates to grid topology to minimize risk of ignition in HFTDs Remote GridWLDFREquipment / facility failureAggregated | WLDFR | HFTD - Distribution - Tier 3 - 5QU CoRE ¦ 3QU LoRE | Non-Red Flag Warning - Large Fires | Equipment / facility failure | Aggregated | 2028 | 1.3685e-06 | 190.7177 | 0.00026099 | 2028 | Mitigation | 0.95 | 45 | 0 | esc | 0.00097009 | 1.3275e-09 | 0.00097009 | 1.3275e-09 | 0.03606 | 4.352e-12 | 0.0013359 | 6.1122e-10
[120 empty] | 7.3.3.17.5 (Remote Grid) Updates to grid topology to minimize risk of ignition in HFTDs Remote GridWLDFREquipment / facility failureAggregated | WLDFR | HFTD - Distribution - Tier 3 - 5QU CoRE ¦ 3QU LoRE | Non-Red Flag Warning - Large Fires | Equipment / facility failure | Aggregated | 2029 | 1.3685e-06 | 190.7177 | 0.00026099 | 2029 | Mitigation | 0.95 | 45 | 0 | esc | 0.00097009 | 1.3275e-09 | 0.00097009 | 1.3275e-09 | 0.03606 | 4.352e-12 | 0.0013359 | 6.1122e-10
[120 empty] | 7.3.3.17.5 (Remote Grid) Updates to grid topology to minimize risk of ignition in HFTDs Remote GridWLDFREquipment / facility failureAggregated | WLDFR | HFTD - Distribution - Tier 3 - 5QU CoRE ¦ 3QU LoRE | Non-Red Flag Warning - Large Fires | Equipment / facility failure | Aggregated | 2030 | 1.3685e-06 | 190.7177 | 0.00026099 | 2030 | Mitigation | 0.95 | 45 | 0 | esc | 0.00097009 | 1.3275e-09 | 0.00097009 | 1.3275e-09 | 0.03606 | 4.352e-12 | 0.0013359 | 6.1122e-10
[120 empty] | 7.3.3.17.5 (Remote Grid) Updates to grid topology to minimize risk of ignition in HFTDs Remote GridWLDFREquipment / facility failureAggregated | WLDFR | HFTD - Distribution - Tier 3 - 5QU CoRE ¦ 3QU LoRE | Non-Red Flag Warning - Large Fires | Equipment / facility failure | Aggregated | 2031 | 1.3685e-06 | 190.7177 | 0.00026099 | 2031 | Mitigation | 0.95 | 45 | 0 | esc | 0.00097009 | 1.3275e-09 | 0.00097009 | 1.3275e-09 | 0.03606 | 4.352e-12 | 0.0013359 | 6.1122e-10
[120 empty] | 7.3.3.17.5 (Remote Grid) Updates to grid topology to minimize risk of ignition in HFTDs Remote GridWLDFREquipment / facility failureAggregated | WLDFR | HFTD - Distribution - Tier 3 - 5QU CoRE ¦ 3QU LoRE | Non-Red Flag Warning - Large Fires | Equipment / facility failure | Aggregated | 2032 | 1.3685e-06 | 190.7177 | 0.00026099 | 2032 | Mitigation | 0.95 | 45 | 0 | esc | 0.00097009 | 1.3275e-09 | 0.00097009 | 1.3275e-09 | 0.03606 | 4.352e-12 | 0 | 0
[120 empty] | 7.3.3.17.5 (Remote Grid) Updates to grid topology to minimize risk of ignition in HFTDs Remote GridWLDFREquipment / facility failureAggregated | WLDFR | HFTD - Distribution - Tier 3 - 5QU CoRE ¦ 3QU LoRE | Non-Red Flag Warning - Large Fires | Equipment / facility failure | Aggregated | 2033 | 1.3685e-06 | 190.7177 | 0.00026099 | 2033 | Mitigation | 0.95 | 45 | 0 | esc | 0.00097009 | 1.3275e-09 | 0.00097009 | 1.3275e-09 | 0.03606 | 4.352e-12 | 0 | 0
[120 empty] | 7.3.3.17.5 (Remote Grid) Updates to grid topology to minimize risk of ignition in HFTDs Remote GridWLDFREquipment / facility failureAggregated | WLDFR | HFTD - Distribution - Tier 3 - 5QU CoRE ¦ 3QU LoRE | Non-Red Flag Warning - Large Fires | Equipment / facility failure | Aggregated | 2034 | 1.3685e-06 | 190.7177 | 0.00026099 | 2034 | Mitigation | 0.95 | 45 | 0 | esc | 0.00097009 | 1.3275e-09 | 0.00097009 | 1.3275e-09 | 0.03606 | 4.352e-12 | 0.0093813 | 7.1532e-08
[120 empty] | 7.3.3.17.5 (Remote Grid) Updates to grid topology to minimize risk of ignition in HFTDs Remote GridWLDFREquipment / facility failureAggregated | WLDFR | HFTD - Distribution - Tier 3 - 5QU CoRE ¦ 3QU LoRE | Non-Red Flag Warning - Large Fires | Equipment / facility failure | Aggregated | 2035 | 1.3685e-06 | 190.7177 | 0.00026099 | 2035 | Mitigation | 0.95 | 45 | 0 | esc | 0.00097009 | 1.3275e-09 | 0.00097009 | 1.3275e-09 | 0.03606 | 4.352e-12 | 0.0093813 | 7.1532e-08
[120 empty] | 7.3.3.17.5 (Remote Grid) Updates to grid topology to minimize risk of ignition in HFTDs Remote GridWLDFREquipment / facility failureAggregated | WLDFR | HFTD - Distribution - Tier 3 - 5QU CoRE ¦ 3QU LoRE | Non-Red Flag Warning - Large Fires | Equipment / facility failure | Aggregated | 2036 | 1.3685e-06 | 190.7177 | 0.00026099 | 2036 | Mitigation | 0.95 | 45 | 0 | esc | 0.00097009 | 1.3275e-09 | 0.00097009 | 1.3275e-09 | 0.03606 | 4.352e-12 | 0.0093813 | 7.1532e-08
[120 empty] | 7.3.3.17.5 (Remote Grid) Updates to grid topology to minimize risk of ignition in HFTDs Remote GridWLDFREquipment / facility failureAggregated | WLDFR | HFTD - Distribution - Tier 3 - 5QU CoRE ¦ 3QU LoRE | Non-Red Flag Warning - Large Fires | Equipment / facility failure | Aggregated | 2037 | 1.3685e-06 | 190.7177 | 0.00026099 | 2037 | Mitigation | 0.95 | 45 | 0 | esc | 0.00097009 | 1.3275e-09 | 0.00097009 | 1.3275e-09 | 0.03606 | 4.352e-12 | 0.0093813 | 7.1532e-08
[120 empty] | 7.3.3.17.5 (Remote Grid) Updates to grid topology to minimize risk of ignition in HFTDs Remote GridWLDFREquipment / facility failureAggregated | WLDFR | HFTD - Distribution - Tier 3 - 5QU CoRE ¦ 3QU LoRE | Non-Red Flag Warning - Large Fires | Equipment / facility failure | Aggregated | 2038 | 1.3685e-06 | 190.7177 | 0.00026099 | 2038 | Mitigation | 0.95 | 45 | 0 | esc | 0.00097009 | 1.3275e-09 | 0.00097009 | 1.3275e-09 | 0.03606 | 4.352e-12 | 0.0093813 | 7.1532e-08
[120 empty] | 7.3.3.17.5 (Remote Grid) Updates to grid topology to minimize risk of ignition in HFTDs Remote GridWLDFREquipment / facility failureAggregated | WLDFR | HFTD - Distribution - Tier 3 - 5QU CoRE ¦ 3QU LoRE | Non-Red Flag Warning - Large Fires | Equipment / facility failure | Aggregated | 2039 | 1.3685e-06 | 190.7177 | 0.00026099 | 2039 | Mitigation | 0.95 | 45 | 0 | esc | 0.00097009 | 1.3275e-09 | 0.00097009 | 1.3275e-09 | 0.03606 | 4.352e-12 | 0.0093813 | 7.1532e-08
[120 empty] | 7.3.3.17.5 (Remote Grid) Updates to grid topology to minimize risk of ignition in HFTDs Remote GridWLDFREquipment / facility failureAggregated | WLDFR | HFTD - Distribution - Tier 3 - 5QU CoRE ¦ 3QU LoRE | Non-Red Flag Warning - Large Fires | Equipment / facility failure | Aggregated | 2040 | 1.3685e-06 | 190.7177 | 0.00026099 | 2040 | Mitigation | 0.95 | 45 | 0 | esc | 0.00097009 | 1.3275e-09 | 0.00097009 | 1.3275e-09 | 0.03606 | 4.352e-12 | 0.0093813 | 7.1532e-08
[120 empty] | 7.3.3.17.5 (Remote Grid) Updates to grid topology to minimize risk of ignition in HFTDs Remote GridWLDFREquipment / facility failureAggregated | WLDFR | HFTD - Distribution - Tier 3 - 5QU CoRE ¦ 3QU LoRE | Non-Red Flag Warning - Large Fires | Equipment / facility failure | Aggregated | 2041 | 1.3685e-06 | 190.7177 | 0.00026099 | 2041 | Mitigation | 0.95 | 45 | 0 | esc | 0.00097009 | 1.3275e-09 | 0.00097009 | 1.3275e-09 | 0.03606 | 4.352e-12 | 0.0093813 | 7.1532e-08
[120 empty] | 7.3.3.17.5 (Remote Grid) Updates to grid topology to minimize risk of ignition in HFTDs Remote GridWLDFREquipment / facility failureAggregated | WLDFR | HFTD - Distribution - Tier 3 - 5QU CoRE ¦ 3QU LoRE | Non-Red Flag Warning - Large Fires | Equipment / facility failure | Aggregated | 2042 | 1.3685e-06 | 190.7177 | 0.00026099 | 2042 | Mitigation | 0.95 | 45 | 0 | esc | 0.00097009 | 1.3275e-09 | 0.00097009 | 1.3275e-09 | 0.03606 | 4.352e-12 | 0.0093813 | 7.1532e-08
[120 empty] | 7.3.3.17.5 (Remote Grid) Updates to grid topology to minimize risk of ignition in HFTDs Remote GridWLDFREquipment / facility failureAggregated | WLDFR | HFTD - Distribution - Tier 3 - 5QU CoRE ¦ 3QU LoRE | Non-Red Flag Warning - Large Fires | Equipment / facility failure | Aggregated | 2043 | 1.3685e-06 | 190.7177 | 0.00026099 | 2043 | Mitigation | 0.95 | 45 | 0 | esc | 0.00097009 | 1.3275e-09 | 0.00097009 | 1.3275e-09 | 0.03606 | 4.352e-12 | 0.0093813 | 7.1532e-08
[120 empty] | 7.3.3.17.5 (Remote Grid) Updates to grid topology to minimize risk of ignition in HFTDs Remote GridWLDFREquipment / facility failureAggregated | WLDFR | HFTD - Distribution - Tier 3 - 5QU CoRE ¦ 3QU LoRE | Non-Red Flag Warning - Large Fires | Equipment / facility failure | Aggregated | 2044 | 1.3685e-06 | 190.7177 | 0.00026099 | 2044 | Mitigation | 0.95 | 45 | 0 | esc | 0.00097009 | 1.3275e-09 | 0.00097009 | 1.3275e-09 | 0.03606 | 4.352e-12 | 0.0093813 | 7.1532e-08
[120 empty] | 7.3.3.17.5 (Remote Grid) Updates to grid topology to minimize risk of ignition in HFTDs Remote GridWLDFREquipment / facility failureAggregated | WLDFR | HFTD - Distribution - Tier 3 - 5QU CoRE ¦ 3QU LoRE | Non-Red Flag Warning - Large Fires | Equipment / facility failure | Aggregated | 2045 | 1.3685e-06 | 190.7177 | 0.00026099 | 2045 | Mitigation | 0.95 | 45 | 0 | esc | 0.00097009 | 1.3275e-09 | 0.00097009 | 1.3275e-09 | 0.03606 | 4.352e-12 | 0.0093813 | 7.1532e-08
[120 empty] | 7.3.3.17.5 (Remote Grid) Updates to grid topology to minimize risk of ignition in HFTDs Remote GridWLDFREquipment / facility failureAggregated | WLDFR | HFTD - Distribution - Tier 3 - 5QU CoRE ¦ 3QU LoRE | Non-Red Flag Warning - Large Fires | Equipment / facility failure | Aggregated | 2046 | 1.3685e-06 | 190.7177 | 0.00026099 | 2046 | Mitigation | 0.95 | 45 | 0 | esc | 0.00097009 | 1.3275e-09 | 0.00097009 | 1.3275e-09 | 0.03606 | 4.352e-12 | 0.0093813 | 7.1532e-08
[120 empty] | 7.3.3.17.5 (Remote Grid) Updates to grid topology to minimize risk of ignition in HFTDs Remote GridWLDFREquipment / facility failureAggregated | WLDFR | HFTD - Distribution - Tier 3 - 5QU CoRE ¦ 3QU LoRE | Non-Red Flag Warning - Large Fires | Equipment / facility failure | Aggregated | 2047 | 1.3685e-06 | 190.7177 | 0.00026099 | 2047 | Mitigation | 0.95 | 45 | 0 | esc | 0.00097009 | 1.3275e-09 | 0.00097009 | 1.3275e-09 | 0.03606 | 4.352e-12 | 0.0093813 | 7.1532e-08
[120 empty] | 7.3.3.17.5 (Remote Grid) Updates to grid topology to minimize risk of ignition in HFTDs Remote GridWLDFREquipment / facility failureAggregated | WLDFR | HFTD - Distribution - Tier 3 - 5QU CoRE ¦ 3QU LoRE | Non-Red Flag Warning - Large Fires | Equipment / facility failure | Aggregated | 2048 | 1.3685e-06 | 190.7177 | 0.00026099 | 2048 | Mitigation | 0.95 | 45 | 0 | esc | 0.00097009 | 1.3275e-09 | 0.00097009 | 1.3275e-09 | 0.03606 | 4.352e-12 | 0.0093813 | 7.1532e-08
[120 empty] | 7.3.3.17.5 (Remote Grid) Updates to grid topology to minimize risk of ignition in HFTDs Remote GridWLDFREquipment / facility failureAggregated | WLDFR | HFTD - Distribution - Tier 3 - 5QU CoRE ¦ 3QU LoRE | Non-Red Flag Warning - Large Fires | Equipment / facility failure | Aggregated | 2049 | 1.3685e-06 | 190.7177 | 0.00026099 | 2049 | Mitigation | 0.95 | 45 | 0 | esc | 0.00097009 | 1.3275e-09 | 0.00097009 | 1.3275e-09 | 0.03606 | 4.352e-12 | 0.0093813 | 7.1532e-08
[120 empty] | 7.3.3.17.5 (Remote Grid) Updates to grid topology to minimize risk of ignition in HFTDs Remote GridWLDFREquipment / facility failureAggregated | WLDFR | HFTD - Distribution - Tier 3 - 5QU CoRE ¦ 3QU LoRE | Non-Red Flag Warning - Large Fires | Equipment / facility failure | Aggregated | 2050 | 1.3685e-06 | 190.7177 | 0.00026099 | 2050 | Mitigation | 0.95 | 45 | 0 | esc | 0.00097009 | 1.3275e-09 | 0.00097009 | 1.3275e-09 | 0.03606 | 4.352e-12 | 0.0093813 | 7.1532e-08
[120 empty] | 7.3.3.17.5 (Remote Grid) Updates to grid topology to minimize risk of ignition in HFTDs Remote GridWLDFREquipment / facility failureAggregated | WLDFR | HFTD - Distribution - Tier 3 - 5QU CoRE ¦ 3QU LoRE | Non-Red Flag Warning - Large Fires | Equipment / facility failure | Aggregated | 2051 | 1.3685e-06 | 190.7177 | 0.00026099 | 2051 | Mitigation | 0.95 | 45 | 0 | esc | 0.00097009 | 1.3275e-09 | 0.00097009 | 1.3275e-09 | 0.03606 | 4.352e-12 | 0.0093813 | 7.1532e-08
[120 empty] | 7.3.3.17.5 (Remote Grid) Updates to grid topology to minimize risk of ignition in HFTDs Remote GridWLDFREquipment / facility failureAggregated | WLDFR | HFTD - Distribution - Tier 3 - 5QU CoRE ¦ 3QU LoRE | Non-Red Flag Warning - Large Fires | Equipment / facility failure | Aggregated | 2052 | 1.3685e-06 | 190.7177 | 0.00026099 | 2052 | Mitigation | 0.95 | 45 | 0 | esc | 0.00097009 | 1.3275e-09 | 0.00097009 | 1.3275e-09 | 0.03606 | 4.352e-12 | 0.0093813 | 7.1532e-08
[120 empty] | 7.3.3.17.5 (Remote Grid) Updates to grid topology to minimize risk of ignition in HFTDs Remote GridWLDFREquipment / facility failureAggregated | WLDFR | HFTD - Distribution - Tier 3 - 5QU CoRE ¦ 3QU LoRE | Non-Red Flag Warning - Large Fires | Equipment / facility failure | Aggregated | 2053 | 1.3685e-06 | 190.7177 | 0.00026099 | 2053 | Mitigation | 0.95 | 45 | 0 | esc | 0.00097009 | 1.3275e-09 | 0.00097009 | 1.3275e-09 | 0.03606 | 4.352e-12 | 0.0093813 | 7.1532e-08
[120 empty] | 7.3.3.17.5 (Remote Grid) Updates to grid topology to minimize risk of ignition in HFTDs Remote GridWLDFREquipment / facility failureAggregated | WLDFR | HFTD - Distribution - Tier 3 - 5QU CoRE ¦ 3QU LoRE | Non-Red Flag Warning - Large Fires | Equipment / facility failure | Aggregated | 2054 | 1.3685e-06 | 190.7177 | 0.00026099 | 2054 | Mitigation | 0.95 | 45 | 0 | esc | 0.00097009 | 1.3275e-09 | 0.00097009 | 1.3275e-09 | 0.03606 | 4.352e-12 | 0.0093813 | 7.1532e-08
[120 empty] | 7.3.3.17.5 (Remote Grid) Updates to grid topology to minimize risk of ignition in HFTDs Remote GridWLDFREquipment / facility failureAggregated | WLDFR | HFTD - Distribution - Tier 3 - 5QU CoRE ¦ 3QU LoRE | Non-Red Flag Warning - Large Fires | Equipment / facility failure | Aggregated | 2055 | 1.3685e-06 | 190.7177 | 0.00026099 | 2055 | Mitigation | 0.95 | 45 | 0 | esc | 0.00097009 | 1.3275e-09 | 0.00097009 | 1.3275e-09 | 0.03606 | 4.352e-12 | 0.0093813 | 7.1532e-08
[120 empty] | 7.3.3.17.5 (Remote Grid) Updates to grid topology to minimize risk of ignition in HFTDs Remote GridWLDFREquipment / facility failureAggregated | WLDFR | HFTD - Distribution - Tier 3 - 5QU CoRE ¦ 3QU LoRE | Non-Red Flag Warning - Large Fires | Equipment / facility failure | Aggregated | 2056 | 1.3685e-06 | 190.7177 | 0.00026099 | 2056 | Mitigation | 0.95 | 45 | 0 | esc | 0.00097009 | 1.3275e-09 | 0.00097009 | 1.3275e-09 | 0.03606 | 4.352e-12 | 0.0093813 | 7.1532e-08
[120 empty] | 7.3.3.17.5 (Remote Grid) Updates to grid topology to minimize risk of ignition in HFTDs Remote GridWLDFREquipment / facility failureAggregated | WLDFR | HFTD - Distribution - Tier 3 - 5QU CoRE ¦ 3QU LoRE | Non-Red Flag Warning - Large Fires | Equipment / facility failure | Aggregated | 2057 | 1.3685e-06 | 190.7177 | 0.00026099 | 2057 | Mitigation | 0.95 | 45 | 0 | esc | 0.00097009 | 1.3275e-09 | 0.00097009 | 1.3275e-09 | 0.03606 | 4.352e-12 | 0.0093813 | 7.1532e-08
[120 empty] | 7.3.3.17.5 (Remote Grid) Updates to grid topology to minimize risk of ignition in HFTDs Remote GridWLDFREquipment / facility failureAggregated | WLDFR | HFTD - Distribution - Tier 3 - 5QU CoRE ¦ 3QU LoRE | Non-Red Flag Warning - Large Fires | Equipment / facility failure | Aggregated | 2058 | 1.3685e-06 | 190.7177 | 0.00026099 | 2058 | Mitigation | 0.95 | 45 | 0 | esc | 0.00097009 | 1.3275e-09 | 0.00097009 | 1.3275e-09 | 0.03606 | 4.352e-12 | 0.0093813 | 7.1532e-08
[120 empty] | 7.3.3.17.5 (Remote Grid) Updates to grid topology to minimize risk of ignition in HFTDs Remote GridWLDFREquipment / facility failureAggregated | WLDFR | HFTD - Distribution - Tier 3 - 5QU CoRE ¦ 3QU LoRE | Non-Red Flag Warning - Large Fires | Equipment / facility failure | Aggregated | 2059 | 1.3685e-06 | 190.7177 | 0.00026099 | 2059 | Mitigation | 0.95 | 45 | 0 | esc | 0.00097009 | 1.3275e-09 | 0.00097009 | 1.3275e-09 | 0.03606 | 4.352e-12 | 0.0093813 | 7.1532e-08
[120 empty] | 7.3.3.17.5 (Remote Grid) Updates to grid topology to minimize risk of ignition in HFTDs Remote GridWLDFREquipment / facility failureAggregated | WLDFR | HFTD - Distribution - Tier 3 - 5QU CoRE ¦ 3QU LoRE | Non-Red Flag Warning - Large Fires | Equipment / facility failure | Aggregated | 2060 | 1.3685e-06 | 190.7177 | 0.00026099 | 2060 | Mitigation | 0.95 | 45 | 0 | esc | 0.00097009 | 1.3275e-09 | 0.00097009 | 1.3275e-09 | 0.03606 | 4.352e-12 | 0.0093813 | 7.1532e-08
[120 empty] | 7.3.3.17.5 (Remote Grid) Updates to grid topology to minimize risk of ignition in HFTDs Remote GridWLDFREquipment / facility failureAggregated | WLDFR | HFTD - Distribution - Tier 3 - 5QU CoRE ¦ 3QU LoRE | Non-Red Flag Warning - Large Fires | Equipment / facility failure | Aggregated | 2061 | 1.3685e-06 | 190.7177 | 0.00026099 | 2061 | Mitigation | 0.95 | 45 | 0 | esc | 0.00097009 | 1.3275e-09 | 0.00097009 | 1.3275e-09 | 0.03606 | 4.352e-12 | 0.0093813 | 7.1532e-08
[120 empty] | 7.3.3.17.5 (Remote Grid) Updates to grid topology to minimize risk of ignition in HFTDs Remote GridWLDFREquipment / facility failureAggregated | WLDFR | HFTD - Distribution - Tier 3 - 5QU CoRE ¦ 3QU LoRE | Non-Red Flag Warning - Large Fires | Equipment / facility failure | Aggregated 
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